## Pivot Table
FB | - all -
O&M | - all -
2 | - all -
Sum of EstimatedCost | [5 empty] | 2013
SM12 | 1 | F1M | Management Activities | Miscellaneous Expenses | EAL | 2013 | 2014 | (empty) | Total Result
SM01 | 3 | F38 | Insight Services | Calibration, Oil Analysis, Etc. | KCS | 4500 | 4500 |  | 9000
| 3 Result |  |  |  |  | 4500 | 4500 |  | 9000
| A | FAC | Cold Fly Ash Valves - Segregating Valves | To replace segregating valves | MDP | 20000 |  |  | 20000
|  |  | Hot and Cold Fly Ash System pipe and fittings. | Cold Fly Ash System pipe and fittings. | MDP |  | 7500 |  | 7500
|  |  |  | Hot Fly Ash System pipe and fittings. | MDP |  | 7500 |  | 7500
|  | FAF | Cold and hot Precip Control Cards/Fan Belts | Cold Precip Contol Cards/Fan Belts | MDP | 3500 | 5000 |  | 8500
|  |  |  | Hot Precip Control Cards/Fan Belts | MDP | 5000 | 5000 |  | 10000
| A Result |  |  |  |  | 28500 | 25000 |  | 53500
| B | FBB | ID Damper Maintenance, Send out Beck Drives | Materials | MCM | 7500 | 7500 |  | 15000
|  |  |  | Off site equipment repair | KLN | 7500 | 7500 |  | 15000
|  | FBC | Air Heater Instrumentation (Thermocouples, Sootblower Limits) | Labor | KLO | 1200 | 1200 |  | 2400
|  |  |  | Materials | MDP | 800 | 800 |  | 1600
| B Result |  |  |  |  | 17000 | 17000 |  | 34000
| J | FJA | Parts for PMs on Soot blower and Piping | Parts for PMs on Soot blower and Piping | MDP | 18500 | 18500 |  | 37000
|  |  |  | Parts for PMs on Wall Blowers (lances, bearings, and packing.) | MDP | 35000 | 20000 |  | 55000
|  |  |  | Valve and Piping Replacement on Wall Blowers | MDP | 25550 | 20550 |  | 46100
|  |  |  | (empty) | (empty)
|  | FJC | Parts for PMs on Boiler Waterwall Valves & Drains | Parts for PMs on Boiler Waterwall Valves & Drains | MDP | 30000 | 20000 |  | 50000
| J Result |  |  |  |  | 109050 | 79050 |  | 188100
| L | FLA | Condenser Inlet/Outlet Valve Repairs | Condenser Inlet/Outlet Valve Repairs | KLO |  | 25000 |  | 25000
[5 empty] | MDP |  | 25000 |  | 25000
| L Result | [5 empty] | 50000 |  | 50000
| M | FMA | Maintain Spraywater Valves and Associated Equipment | Spraywater Actuator Repairs, Oil Clean-Up on Motors, and Hydraulic Couplings | KLN | 10000 | 10000 |  | 20000
[5 empty] | MDP | 15000 | 16000 |  | 31000
| M Result |  |  |  |  | 25000 | 26000 |  | 51000
SM01 Result | [5 empty] | 184050 | 201550 |  | 385600
SM02 | 3 | F38 | Insight Services | Calibration, Oil Analysis, Etc. | KCS | 4500 | 4500 |  | 9000
| 3 Result |  |  |  |  | 4500 | 4500 |  | 9000
| A | FAB | Clinker Grinder Rebuild FUM | Clinker Grinder Rebuild FUM | MDP | 15500 |  |  | 15500
|  | FAC | Ash system valves and pumps | Cold Fly Ash Valves - Segregating Valves | MDP | 10000 |  |  | 10000
|  |  |  | Economizer Hopper Ash Valves | MDP | 10000 |  |  | 10000
|  |  |  | Fly Ash Pump B | KLN | 17000 |  |  | 17000
[5 empty] | MDP | 17000 |  |  | 17000
|  |  | Hot and Cold Fly Ash System pipe and fittings. | Cold Fly Ash System pipe and fittings. | MDP |  | 7500 |  | 7500
|  |  |  | Hot Fly Ash System pipe and fittings. | MDP |  | 7500 |  | 7500
|  | FAF | Cold And Hot Precip Contol Cards/Fan Belts | Cold Precip Contol Cards/Fan Belts | MDP | 3500 | 5000 |  | 8500
|  |  |  | Hot Precip Control Cards/Fan Belts | MDP | 5000 | 5000 |  | 10000
| A Result |  |  |  |  | 78000 | 25000 |  | 103000
| B | FBA | Sofo Cofa Damper Repairs , Send out Beck Drives | Materials | MCM | 1000 | 2500 |  | 3500
|  |  |  | Off site equipment repair | KLN | 1000 | 2500 |  | 3500
|  | FBB | ID Damper Maintenance, Send out Beck Drives | Materials | MCM | 7500 | 7500 |  | 15000
|  |  |  | Off site equipment repair | KLN | 7500 | 7500 |  | 15000
|  | FBC | Air Heater Instrumentation (Thermocouples, Sootblower Limits) | Labor | KLO | 1200 | 1200 |  | 2400
|  |  |  | Materials | MDP | 800 | 800 |  | 1600
| B Result |  |  |  |  | 19000 | 22000 |  | 41000
| H | FHD | Circulator Pump Refurbishment | Circulator Pump Refurbishment | KLO |  | 21250 |  | 21250
[5 empty] | MDP |  | 21250 |  | 21250
| H Result | [5 empty] | 42500 |  | 42500
| J | FJA | Parts for PMs on Soot blower and Piping | Parts for PMs on Wall Blower and piping.) | MDP | 52000 | 40000 |  | 92000
|  |  |  | Parts for PMs on Wall Blowers (lances, bearings, and packing.) | MDP | 26100 | 26100 |  | 52200
|  |  |  | Valve and Piping Replacement on Wall Blowers | MDP | 25000 | 20000 |  | 45000
|  | FJC | Valve Maintenance ( Safety Valves) | Valve Maintenance ( Safety Valves) (LABOR) | KLO | 6400 | 6400 |  | 12800
|  |  |  | Valve Maintenance ( Safety Valves) (Material) | MDP | 9600 | 9600 |  | 19200
| J Result |  |  |  |  | 119100 | 102100 |  | 221200
| M | FMA | Maintain Spraywater Valves and Associated Equipment | Spraywater Actuator Repairs, Oil Clean-Up on Motors, and Hydraulic Couplings | KLN | 10000 | 10000 |  | 20000
[5 empty] | MDP | 15000 | 16000 |  | 31000
| M Result |  |  |  |  | 25000 | 26000 |  | 51000
SM02 Result | [5 empty] | 245600 | 222100 |  | 467700
SM12 | 1 | F1M | Management Activities | Allowed Covered Mileage | ETA | 2000 | 2000 |  | 4000
|  |  |  | Catered Meals | EMW | 35000 | 35000 |  | 70000
|  |  |  | Hotel Travel Costs | EHT | 15000 | 15000 |  | 30000
|  |  |  | Meal Travel Costs | EMN | 9000 | 9000 |  | 18000
|  |  |  | Miscellaneous Expenses | EAL |  | 25000 |  | 25000
|  |  |  | Non-Covered Mileage Reimbursement | ETV | 5000 | 5000 |  | 10000
|  |  |  | Office Supplies | EEX | 8000 | 8000 |  | 16000
|  |  |  | Rental Car Costs | ERV | 18000 | 18000 |  | 36000
|  |  |  | Utility Costs | EUT | 1500 | 1500 |  | 3000
| 1 Result |  |  |  |  | 93500 | 118500 |  | 212000
| 2 | F22 | Human Resources | Hotel Travel Costs | EHT | 1000 | 1000 |  | 2000
|  |  |  | Non-Covered Mileage Reimbursement | ETV | 1000 | 1000 |  | 2000
|  |  |  | Rental Car Costs | ERV | 1000 | 1000 |  | 2000
|  | F23 | General - Technology | Computer Service Call Outs | EEX | 40000 | 40000 |  | 80000
|  |  |  | Small Computer Equipment Needs | MDP | 3000 | 3000 |  | 6000
|  |  |  | Southern Linc Expenses | EAL | 2000 | 2000 |  | 4000
|  | F24 | Security | Securitas Security Costs | KLO | 155000 | 155000 |  | 310000
|  |  |  | Security Vehicle Costs | EAL | 5000 | 5000 |  | 10000
| 2 Result |  |  |  |  | 208000 | 208000 |  | 416000
| 3 | F34 | Environmental Compliance | Compliance Testing | KLN | 1000 | 1000 |  | 2000
|  |  |  | Fuel Flow Meter Calibrations | MCM | 10000 | 10000 |  | 20000
[5 empty] | MDP | 10000 | 10000 |  | 20000
|  |  |  | NPDES Sampling | KCS | 7000 | 7000 |  | 14000
[5 empty] | KLN | 2000 | 2000 |  | 4000
|  |  |  | Stormwater Maintenance | KLO | 45000 | 45000 |  | 90000
|  | F35 | Safety and Compliance | Hotel Travel Costs | EHT | 3000 | 3000 |  | 6000
|  |  |  | Meal Travel Costs | EMN | 2000 | 2000 |  | 4000
|  |  |  | Rental Car Costs | ERV | 3000 | 3000 |  | 6000
|  |  |  | Rescue Training | KLO | 6000 | 6000 |  | 12000
|  |  |  | Safety Equipment | MDP | 70000 | 70000 |  | 140000
|  |  |  | Safety Expenses | EEX | 3000 | 3000 |  | 6000
|  |  |  | Wellness Expenses | EAL | 15000 | 15000 |  | 30000
|  | F38 | Insight Services | Calibration, Oil Analysis, Etc. | KCS | 2500 | 2500 |  | 5000
|  | F3R | Regional Support | Regional Billing | SAP | 370416 | 375416 |  | 745832
| 3 Result |  |  |  |  | 549916 | 554916 |  | 1104832
| 4 | F41 | Postage and Mailing Fees | Postage and Mailing Fees | EPS | 20000 | 20000 |  | 40000
|  | F43 | Material Handling | Inventory Adjustments | MMN | 35000 | 35000 |  | 70000
| 4 Result |  |  |  |  | 55000 | 55000 |  | 110000
| 5 | F52 | Coal Analysis | Routine Service | KCS | 20000 | 20000 |  | 40000
| 5 Result |  |  |  |  | 20000 | 20000 |  | 40000
| 6 | F61E | External Compliance Training | Hotel Travel Costs | EHT | 1000 | 1000 |  | 2000
|  |  |  | Meal Travel Costs | EMN | 500 | 500 |  | 1000
|  |  |  | Rental Car Costs | ERV | 500 | 500 |  | 1000
|  | F61I | Internal Compliance Training | Hotel Travel Costs | EHT | 500 | 500 |  | 1000
|  |  |  | Meal Travel Costs | EMN | 500 | 500 |  | 1000
|  |  |  | Rental Car Costs | ERV | 500 | 500 |  | 1000
|  | F62 | Non-Technical Internal Training | Hotel Travel Costs | EHT | 10000 | 10000 |  | 20000
|  |  |  | Meal Travel Costs | EMN | 500 | 500 |  | 1000
|  |  |  | Rental Car Costs | ERV | 1000 | 1000 |  | 2000
|  |  |  | Training Fees | ETC | 20000 | 20000 |  | 40000
|  | F62E | External Non-Technical Training | Hotel Travel Costs | EHT | 10000 | 10000 |  | 20000
|  |  |  | Meal Travel Costs | EMN | 1500 | 1500 |  | 3000
|  |  |  | Rental Car Costs | ERV | 5000 | 5000 |  | 10000
|  |  |  | Training Fees | ETC | 20000 | 20000 |  | 40000
|  | F63 | Technical External Training | Hotel Travel Costs | EHT | 12000 | 12000 |  | 24000
|  |  |  | Meal Travel Costs | EMN | 3000 | 3000 |  | 6000
|  |  |  | Rental Car Costs | ERV | 5000 | 5000 |  | 10000
|  |  |  | Training Fees | ETC | 10000 | 10000 |  | 20000
|  | F63E | External Technical Training | Hotel Travel Costs | EHT | 15500 | 15500 |  | 31000
|  |  |  | Meal Travel Costs | EMN | 10000 | 10000 |  | 20000
|  |  |  | Rental Car Costs | ERV | 10000 | 10000 |  | 20000
|  |  |  | Training Fees | ETC | 8000 | 8000 |  | 16000
| 6 Result |  |  |  |  | 145000 | 145000 |  | 290000
| 8 | F81 | Control Room | Equipment Needs | MDP | 2000 | 2000 |  | 4000
|  | F83 | Steam Production Fuel | Non Generational Fuel Oil Consumption | MMN | 30000 | 30000 |  | 60000
|  |  |  | Taxes and Fees | EFT | 2000 | 2000 |  | 4000
| 8 Result |  |  |  |  | 34000 | 34000 |  | 68000
| A | FAD | Ash pond maintenance and ash removal | Ash Pond Maintenance | KLO | 50000 | 50000 |  | 100000
|  |  |  | Ash Removal from Ash Pond | KLO | 850000 | 700000 |  | 1550000
|  | FAY | FOMO Dollars | Bottom Ash Pit Refractory | KLO | 30000 | 30000 |  | 60000
[5 empty] | MDP | 30000 | 30000 |  | 60000
|  |  |  | Clinker Grinder Repairs | MDP | 15000 | 15000 |  | 30000
|  |  |  | Hot and Cold Precip Repairs | MDP | 25000 | 25000 |  | 50000
| A Result |  |  |  |  | 1000000 | 850000 |  | 1850000
| B | FBB | Wind Storm Lagging Repairs | Labor | KLO | 16000 | 16000 |  | 32000
|  |  |  | Materials | MCM | 4000 | 4000 |  | 8000
|  | FBH | CEMS Maintenance Contract | Spectrum labor | KLO | 66000 | 66000 |  | 132000
|  | FBY | Documentum Migration | Annual Document costs | KLO | 10000 | 10000 |  | 20000
|  |  | FOMO Dollars | Ductwork Repairs and Vacuuming | KLO | 20000 | 20000 |  | 40000
[5 empty] | MDP | 10000 | 10000 |  | 20000
|  |  |  | FD Fan Repairs | KLO | 30000 | 30000 |  | 60000
[5 empty] | MDP | 25000 | 25000 |  | 50000
|  |  |  | ID Fan Repairs | KLO | 30000 | 30000 |  | 60000
[5 empty] | MDP | 25000 | 25000 |  | 50000
|  |  |  | Shaft Seals and Damper Bearings | MDP | 10000 | 10000 |  | 20000
| B Result |  |  |  |  | 246000 | 246000 |  | 492000
| C | FCA | Ignitor Oil Pumps and Piping | Ignitor Oil Gun parts | MDP | 6000 | 6000 |  | 12000
|  |  |  | Piping and Pumps | MDP | 12000 | 12000 |  | 24000
|  | FCB | Coal Piping Elbows, Wear Plates, Norbac Repair Kits | Coal Piping Elbows, Wear Plates, Norbac Repair Kits | MDP | 45000 | 45500 |  | 90500
|  | FCD | Pulverizer Parts and Material | Alstom Fees for Shared Inventory with Plant Kraft and Mitchell | MDP | 6000 | 6100 |  | 12100
|  |  |  | Mill Parts, Roll Rebuild, Weld Overlay, Exhausters, Windbox and Classifier Blades | MDP | 140000 | 140000 |  | 280000
|  | FCE | Feeder Parts and Supplies | Feeder Parts, Belts, Weight Rolls, Cleanout Chains, Bearing and Motors | MDP | 38000 | 39500 |  | 77500
| C Result |  |  |  |  | 247000 | 249100 |  | 496100
| D | FDC | E-Crane, Motors, Hoses, Cylinders, Oil, Oil Coolers, Filters, Breakers | E-Crane, Motors, Hoses, Cylinders, Oil, Oil Coolers, Filters, Breakers | MDP | 200000 | 200000 |  | 400000
|  | FDF | Conveyor Belts, Motors, Gear Boxes, Chutes, Belt Magnets, Breakers | Conveyor Belts, Motors, Gear Boxes, Chutes, Belt Magnets, Breakers | MDP | 11000 | 12000 |  | 23000
|  | FDH | Coal Belt Scales, Motors, Coal Samplers, Breakers | Coal Belt Scales, Motors, Coal Samplers, Breakers | MDP | 5000 | 5000 |  | 10000
|  | FDJ | Barge Equipment | Barge Equipment and supplies | MDP | 8000 | 8700 |  | 16700
|  | FDL | Coal Unloader rolling equipment, D10, 844 Dosiers and Extended Boom Tractor | Parts for D10, 844 Dosiers and Extended Boom Tractor | MDP | 7000 | 7800 |  | 14800
|  |  |  | Thompson TM&R Agreement | MDP | 35000 | 35000 |  | 70000
| D Result |  |  |  |  | 266000 | 268500 |  | 534500
| E | FEA | Generator Brushes | Brushes | MMN | 5000 | 5000 |  | 10000
| E Result |  |  |  |  | 5000 | 5000 |  | 10000
| F | FFB | Intermediate Pressure System Maintenance | Transmitters and Pressure switches | MDP | 10000 | 10000 |  | 20000
|  | FFF | Turbine Oil | Oil | MDP | 30000 | 30000 |  | 60000
| F Result |  |  |  |  | 40000 | 40000 |  | 80000
| G | FGE | Oil Analysis on Transformers | Oil Analysis on Transformers | KLN | 700 | 700 |  | 1400
[5 empty] | KLO | 300 | 300 |  | 600
[5 empty] | MDP | 1000 | 1000 |  | 2000
| G Result |  |  |  |  | 2000 | 2000 |  | 4000
| H | FHB | Discharge Canal Seawall Repairs | Discharge Canal Seawall Repairs | KLO | 30000 |  |  | 30000
[5 empty] | MDP | 30000 |  |  | 30000
|  |  | Wash Screen Repairs | Wash Screen Repairs | KLO |  | 30000 |  | 30000
[5 empty] | MDP |  | 30000 |  | 30000
|  | FHC | Chlorination | Chlorine | MDP |  | 225000 |  | 225000
|  |  | Chlorine | Chlorine | MDP | 200000 |  |  | 200000
|  |  |  | Sodium Hypochlorite | MDP | 60000 |  |  | 60000
|  | FHG | Well Flow Meter Replacements | Well Flow Meter Replacements | KLO |  | 6000 |  | 6000
[5 empty] | MDP |  | 9000 |  | 9000
|  |  | Wells | Soft Starts and Grounding Repairs | KLO | 10800 |  |  | 10800
[5 empty] | MDP | 16200 |  |  | 16200
| H Result |  |  |  |  | 347000 | 300000 |  | 647000
| J | FJH | Instruments and Controls (Bearings, Control Cards, etc.) | Instruments and Controls (Bearings, Control Cards, etc.) | MDP | 25550 | 25550 |  | 51100
|  | FJY | FOMO Dollars | Boiler, Superheat, and Reheat Tub Repairs | KLO | 10000 | 10000 |  | 20000
[5 empty] | MDP | 10000 | 10000 |  | 20000
|  |  |  | Header and Drum Repairs | KLO | 25000 | 25000 |  | 50000
[5 empty] | MDP | 25000 | 25000 |  | 50000
|  |  |  | Sootblower and Piping Repairs | MDP | 10000 | 10000 |  | 20000
|  |  |  | Structure, Insulation, Furnace Supports | KLO | 10000 | 10000 |  | 20000
[5 empty] | MDP | 10000 | 10000 |  | 20000
|  |  |  | Waterwall and Safety Valve Repairs | KLO | 25000 | 25000 |  | 50000
[5 empty] | MDP | 25000 | 25000 |  | 50000
| J Result |  |  |  |  | 175550 | 175550 |  | 351100
| K | FKF | Kossen Emergency Generator Service Call | Kossen Emergency Generator Service Call | KLO | 3000 | 3000 |  | 6000
| K Result |  |  |  |  | 3000 | 3000 |  | 6000
| L | FLA | Condenser | Condenser Misc expenses (PMs, Leak Detection) | KLO |  | 6000 |  | 6000
[5 empty] | MDP |  | 14000 |  | 14000
|  |  |  | Condenser Plugs | MDP |  | 30000 |  | 30000
|  |  |  | Condenser PMs and Leak Detection | KCS | 250 |  |  | 250
[5 empty] | KLO | 11000 |  |  | 11000
[5 empty] | MDP | 26250 |  |  | 26250
|  | FLC | LP Heater | LP Heater Expenses | MDP | 10000 | 10000 |  | 20000
|  | FLF | Deaerator | Deaerator Expenses | MDP | 2000 | 2000 |  | 4000
| L Result |  |  |  |  | 49500 | 62000 |  | 111500
| M | FMA | PAG - Flow Accelerated Corrosion | PAG Requirements (Scaffolding and Insulation) | KLO | 10000 | 10000 |  | 20000
[5 empty] | MDP | 30000 | 30000 |  | 60000
| M Result |  |  |  |  | 40000 | 40000 |  | 80000
| N | FNA | Water Treatment | Pretreatment | KLO | 12000 | 12000 |  | 24000
|  | FNB | Water Filter Plant | Inspect Monscour Filters | KLO | 4000 | 4000 |  | 8000
|  |  |  | Maintenance | KLO | 21000 | 21000 |  | 42000
|  | FNC | Potable Water Filter Plant | Maintenance | KLO | 12000 | 12000 |  | 24000
|  |  |  | Potable Water Sampling | KCS | 2000 | 2000 |  | 4000
|  | FND | Water Treatment Equipment | Maintenance | KLO | 15000 | 15000 |  | 30000
|  |  |  | Prefilters, Polymer for RO Systems | MDP | 9000 | 9000 |  | 18000
|  | FNE | Demineralizer | Install | KLO | 6000 | 6000 |  | 12000
|  |  |  | Purchase Material | MDP | 9000 | 9000 |  | 18000
|  | FNF | Waste Water | Treatment | KLO | 12000 | 12000 |  | 24000
| N Result |  |  |  |  | 102000 | 102000 |  | 204000
| P | FPA | Air Conditioner Service Calls | Air Conditioner Service Calls | MCM |  | 40000 |  | 40000
[5 empty] | MDP | 80000 | 40000 |  | 120000
|  |  |  | Building and Structure Repairs | KLO | 75000 | 75000 |  | 150000
[5 empty] | MDP | 75000 | 75000 |  | 150000
|  | FPB | Stotler Lawn Care Maintenance (Roads and Grounds Maintenance) | Roads and Grounds Maintenance | KLO | 50000 | 50000 |  | 100000
[5 empty] | MMN | 50000 | 50000 |  | 100000
|  |  |  | Stotler Lawn Care Maintenance | KLO | 60000 | 60000 |  | 120000
|  | FPC | Rolling Stock Maintenance | Rolling Stock Maintenance | KLN |  | 45000 |  | 45000
[5 empty] | MMN | 70000 | 45000 |  | 115000
|  |  |  | Waste Management Fee | EAL | 60000 | 60000 |  | 120000
|  | FPD | Fleet Services Charges | Fleet Services Charges | ITR | 100000 | 100000 |  | 200000
|  | FPE | Tools | Tools | MDP | 5500 |  |  | 5500
[5 empty] | MMN | 49500 |  |  | 49500
|  |  |  | Tools (Unit 1&2) | KLO |  | 5500 |  | 5500
[5 empty] | MMN |  | 49500 |  | 49500
|  |  |  | Tools (Unit 3) | MDP |  | 25000 |  | 25000
|  | FPF | Consumables | Consumables | MDP | 300000 | 300000 |  | 600000
|  | FPY | Dollars moved from Plant Labor to Contract Labor | Dollars moved from Plant Labor to Contract Labor | KLO | 255264 | 261646 |  | 516910
| P Result |  |  |  |  | 1230264 | 1281646 |  | 2511910
| R | FRA | Fire Water System | Blast and Paint Fire Hydrants | KLO |  | 15000 |  | 15000
[5 empty] | MCM |  | 2000 |  | 2000
[5 empty] | MDP |  | 3000 |  | 3000
|  |  |  | Diesel Fire Control Panels | MDP | 18000 |  |  | 18000
|  |  |  | Fire System Inspections | KLO | 96000 | 104000 |  | 200000
[5 empty] | MDP | 24000 | 26000 |  | 50000
|  |  |  | Rebuild Jockey Pump | MDP |  | 5000 |  | 5000
|  |  |  | Repair Diesel Fire Pumps | KLO | 7500 |  |  | 7500
[5 empty] | MDP | 7500 |  |  | 7500
|  |  |  | Upgrade Admin. Fire Alarm System | KLO | 12000 |  |  | 12000
[5 empty] | MDP | 3000 |  |  | 3000
|  | FRC | SCBA and Air Tank Inspections | SCBA and Air Tank Inspections | KLO | 9000 |  |  | 9000
| R Result |  |  |  |  | 177000 | 155000 |  | 332000
| S | FSA | Compressor Annual Maintenance Service Charge | Labor | KLO | 45900 | 45900 |  | 91800
|  |  |  | Materials | MCM | 8100 | 8100 |  | 16200
| S Result |  |  |  |  | 54000 | 54000 |  | 108000
| Z | FZY | Computer System | Emerson Sure Service Agreement | KLO | 29562 | 29562 |  | 59124
|  |  |  | Equipment Upgrades | MDP | 15000 | 15000 |  | 30000
|  |  |  | NERC CIP Needs | KLO | 15000 | 15000 |  | 30000
[5 empty] | MDP | 15000 | 15000 |  | 30000
| Z Result |  |  |  |  | 74562 | 74562 |  | 149124
SM12 Result | [5 empty] | 5164292 | 5043774 |  | 10208066
SMCC | 3 | F38 | Insight Services | Calibration, Oil Analysis, Etc. | KCS | 3000 | 3000 |  | 6000
| 3 Result |  |  |  |  | 3000 | 3000 |  | 6000
| 6 | F67 | Admin Support Training | Training Fees | ETC | 12000 | 12000 |  | 24000
| 6 Result |  |  |  |  | 12000 | 12000 |  | 24000
| 8 | F84 | CC Fuel Costs | Non Generational Fuel Oil Consumption | MMN | 20000 | 20000 |  | 40000
| 8 Result |  |  |  |  | 20000 | 20000 |  | 40000
| D | FDD | Combine Cycle Natural Gas Suplly | Natural Gas Solutions Maintenance Contract | MDP | 110000 | 110000 |  | 220000
|  |  |  | Natural Gas Suplly Valves, Controls, Filters | MDP | 8000 | 8500 |  | 16500
|  | FDY | Gas System Corrosion Protection | Contractor Repairs | KLO | 13000 |  |  | 13000
|  |  |  | Material Purchases | MDP | 5000 |  |  | 5000
|  |  | Gas System Corrosion Protection (HGP) | Contractor Repairs | KLO | 60000 |  |  | 60000
|  |  |  | Material Purchases | MDP | 60000 |  |  | 60000
|  |  | Gas System Maintenance (Borescope) | Contract Repairs | KLO |  | 60000 |  | 60000
|  |  |  | Material Replacements | MDP |  | 60000 |  | 60000
|  |  | Unit 3 Corrosion Protection | Corrosion Protection paint and supplies | MDP | 30000 | 30000 |  | 60000
| D Result |  |  |  |  | 286000 | 268500 |  | 554500
| E | FEA | Generator Brushes | Brushes | MMN | 5000 | 5000 |  | 10000
|  | FEF | Hydrogen | Bulk Hydrogen | MDP | 80000 | 80000 |  | 160000
|  |  |  | Tank Rentals | ELR | 24000 | 24000 |  | 48000
|  | FEY | Generator Inspection and Repairs (HGP) | Inspection | KLO | 7500 |  |  | 7500
|  |  |  | Material | MDP | 7500 |  |  | 7500
| E Result |  |  |  |  | 124000 | 109000 |  | 233000
| F | FFA | High Pressure System | GE work Not LTSA Related | KLO | 15000 | 15000 |  | 30000
[5 empty] | MDP | 15000 | 15000 |  | 30000
|  |  |  | Regional System Owner Charges | EAL | 15000 | 15000 |  | 30000
|  | FFB | Intermediate Pressure System Maintenance | Thermo Couples | MDP | 6000 | 6000 |  | 12000
|  |  |  | Transmitters and Pressure switches | MDP | 10000 | 10000 |  | 20000
|  | FFF | Turbine Lube System | Filter Change Outs | MDP | 12000 | 12000 |  | 24000
|  | FFY | Corrosion Protection | Misc Structrual Painting | KLO | 25000 | 25000 |  | 50000
[5 empty] | MDP | 25000 | 25000 |  | 50000
|  |  |  | Paint ST Area Structure Beams | KLO | 150000 | 75000 |  | 225000
[5 empty] | MDP | 150000 | 75000 |  | 225000
| F Result |  |  |  |  | 423000 | 273000 |  | 696000
| G | FGA | Station Service Tranformer Cabinet Repairs | Station Service Tranformer Cabinet Repairs | KLO | 1500 |  |  | 1500
[5 empty] | MDP | 1500 |  |  | 1500
| G Result |  |  |  |  | 3000 |  |  | 3000
| H | FHC | Sodium Hypochlorite | Sodium Hypochlorite | MDP |  | 60000 |  | 60000
|  | FHE | CLCW Piping Cleaning/Painting | CLCW Piping Cleaning/Painting | KLO | 70000 |  |  | 70000
[5 empty] | MDP | 30000 |  |  | 30000
|  |  | CLCW Piping Inspections | CLCW Piping Inspections | KLO |  | 17500 |  | 17500
[5 empty] | MDP |  | 7500 |  | 7500
|  | FHK | Cooling Tower Parts and Repairs | Cooling Tower Parts and Repairs | KLO |  | 25000 |  | 25000
[5 empty] | MDP |  | 25000 |  | 25000
|  |  |  | Makeup Pump Mechanical Seals | KLO |  | 25000 |  | 25000
[5 empty] | MDP |  | 25000 |  | 25000
|  |  | Cooling Tower Repairs | Fan Inspections and Shaft/Hub Repairs | KLO | 59250 |  |  | 59250
[5 empty] | MDP | 59250 |  |  | 59250
|  |  |  | Lagging and Unistrut Replacement | KLO | 20000 |  |  | 20000
[5 empty] | MDP | 20000 |  |  | 20000
|  | FHY | CLCW Piping Repairs (Corrosion Protection) | CLCW Piping Repairs (Corrosion Protection) | KLO |  | 50000 |  | 50000
[5 empty] | MDP |  | 50000 |  | 50000
|  |  | General Service Water (HGP) | Recondition #2 Make Up Pump | KLO | 14000 |  |  | 14000
[5 empty] | MDP | 6000 |  |  | 6000
|  |  |  | Recondition Circulator Motors | KLO | 22000 |  |  | 22000
[5 empty] | MDP | 8000 |  |  | 8000
|  |  |  | Recondition CLCW Motors, Heat Exchangers, Headers | KLO | 45000 |  |  | 45000
[5 empty] | MDP | 35000 |  |  | 35000
| H Result |  |  |  |  | 388500 | 285000 |  | 673500
| K | FKD | Limit Amps (GE Service) | Limit Amps (GE Service) | KLN | 1500 | 1500 |  | 3000
[5 empty] | MDP | 3500 | 3500 |  | 7000
|  | FKE | Battery and Battery Charger Maintenance | Battery and Battery Charger Maintenance | KLO | 10000 | 10000 |  | 20000
|  | FKF | Fuel for Emergency Generator | Fuel for Emergency Generator | MDP | 6000 | 6000 |  | 12000
|  | FKY | Station Service Maintenance (HGP) | Switchgear Inspection | KLO | 30000 |  |  | 30000
|  |  |  | Switchgear Repair | MDP | 10000 |  |  | 10000
| K Result |  |  |  |  | 61000 | 21000 |  | 82000
| L | FLA | Condenser | Helium Gas | MDP | 6000 |  |  | 6000
|  |  |  | (empty) | KLO
MDP
|  |  | Helium Gas | Helium Gas | MDP |  | 6000 |  | 6000
|  |  | PAG Deaerator expesnse | PAG Deaerator expesnse | KLO |  | 7500 |  | 7500
[5 empty] | MDP |  | 7500 |  | 7500
|  | FLJ | Valve Actuator Replacement | Valve/Actuator Replacement | KLO | 2400 |  |  | 2400
[5 empty] | MDP | 3600 |  |  | 3600
|  |  | Valves / Actuator Replacement External Piping | Valves / Actuator Replacement External Piping | KLO |  | 2400 |  | 2400
[5 empty] | MDP |  | 3600 |  | 3600
|  | FLY | Corrosion Protection | Painting | KLO | 40000 |  |  | 40000
[5 empty] | MDP | 40000 |  |  | 40000
|  |  | Corrosion Protections Repairs and Painting | Corrosion Protections Repairs and Painting | KLO |  | 40000 |  | 40000
[5 empty] | MDP |  | 40000 |  | 40000
| L Result |  |  |  |  | 92000 | 107000 |  | 199000
| M | FMA | Corrosion Mitigation | Small Bore Piping Repairs (Corrosion Protection) | KLO | 3500 | 13500 |  | 17000
[5 empty] | MDP | 6500 | 36500 |  | 43000
|  | FMY | Feedwater Corrosion Repairs | Contractor Repairs | KLO | 20000 |  |  | 20000
|  |  |  | Material Purchases | MDP | 30000 |  |  | 30000
|  |  | Feedwater Maintenance (HGP) | Recondition BFP Motors | KLO | 20000 |  |  | 20000
[5 empty] | MDP | 5000 |  |  | 5000
|  |  | Feedwater System Maintenance (Borescope) | Contract Repairs | KLO |  | 50691 |  | 50691
|  |  |  | Piping Replacements | MDP |  | 50691 |  | 50691
| M Result |  |  |  |  | 85000 | 151382 |  | 236382
| N | FND | Mixed Beds | Purchases | MDP | 28000 | 28000 |  | 56000
|  |  |  | Rentals | ELR | 70000 | 70000 |  | 140000
| N Result |  |  |  |  | 98000 | 98000 |  | 196000
| P | FPE | Tools (unit 3) | Tools (Unit 3) | MDP | 25000 |  |  | 25000
|  | FPF | Consumables (Unit 3) | Consumables (Unit 3) | MMN | 15000 | 35000 |  | 50000
| P Result |  |  |  |  | 40000 | 35000 |  | 75000
| R | FRA | Fire Water System | Corrosion Protection | KLO | 8000 | 8000 |  | 16000
[5 empty] | MDP | 2000 | 2000 |  | 4000
|  |  |  | Paint and/or Replace Unit 3 Fire Piping Under Steamer | KLO |  | 32000 |  | 32000
[5 empty] | MDP |  | 8000 |  | 8000
|  | FRC | CO2 System | Double Block and Bleed Valve to DCS | KLO | 30000 |  |  | 30000
[5 empty] | MDP | 10000 |  |  | 10000
|  |  |  | Repair Piping on CO2 Tanks | KLO |  | 7500 |  | 7500
[5 empty] | MDP |  | 2500 |  | 2500
|  |  | SCBA and Air Tank Inspection | SCBA and Air Tank Inspection | KLO |  | 10000 |  | 10000
| R Result |  |  |  |  | 50000 | 70000 |  | 120000
| S | FSA | Dessicant Changeout | Labor | KLO | 1800 | 1800 |  | 3600
|  |  |  | Materials | MCM | 4200 | 4200 |  | 8400
|  | FSY | Air Line Repairs and Painting (Corrosion Protection) | Labor | KLO | 25000 | 25000 |  | 50000
|  |  |  | Materials | MCM | 25000 | 25000 |  | 50000
|  |  | Air System Maintenance (HGP) | Air Line Replacements | KLO | 12000 |  |  | 12000
[5 empty] | MDP | 18000 |  |  | 18000
| S Result |  |  |  |  | 86000 | 56000 |  | 142000
| V | FVY | Combustion Turbine Maintenance (Borescope) | GE Borescope | KLO |  | 200000 |  | 200000
|  |  |  | Piping Corrosion | KLO |  | 55000 |  | 55000
[5 empty] | MDP |  | 70000 |  | 70000
|  |  |  | Valve Corrosion | KLO |  | 55000 |  | 55000
[5 empty] | MDP |  | 70000 |  | 70000
|  |  | Combustion Turbine Maintenance (HGP) | LTSA O&M Payment | KLO | 836127 |  |  | 836127
|  |  |  | Painting | KLO | 15000 |  |  | 15000
|  |  |  | SS Replacements | MDP | 10000 |  |  | 10000
|  |  | GE Borescope | Borescope Journal | KLO | 100000 |  |  | 100000
|  |  | LTSA Agreement and Corrosion Protection | LTSA Agreement - KLS | KLO | 342000 | 342000 |  | 684000
|  |  |  | StrucStructural Painting (Corrosion Protection)tural Painting (Corrosion Protection) | KLO | 55000 | 25000 |  | 80000
|  |  |  | Structural Painting (Corrosion Protection) | MDP | 55000 | 25000 |  | 80000
|  |  |  | Valve Repairs and Replacements (Corrosion Protection) | KLO | 7500 | 7500 |  | 15000
[5 empty] | MDP | 22500 | 22500 |  | 45000
| V Result |  |  |  |  | 1443127 | 872000 |  | 2315127
| W | FEW | Economizer Pumps, Motors & Valves | Economizer Pumps, Motors & Valves | KLO | 18000 | 19000 |  | 37000
[5 empty] | MDP | 2000 | 2000 |  | 4000
|  | FWB | Boiler Valves & Piping | Fluor and Sunbelt Admin | KLO | 250000 | 250000 |  | 500000
|  |  |  | Heat Trace Maintenance | MDP | 10000 | 50000 |  | 60000
|  |  |  | Valves,Transmitters, Insulation | KLO | 133000 | 210000 |  | 343000
[5 empty] | MDP | 247000 | 394000 |  | 641000
|  | FWC | Chemicals | Chemicals | MDP | 60000 | 62000 |  | 122000
|  | FWG | Headers/Links/Drums/Vessels | Headers/Links/Drums/Vessels | MDP | 5000 | 5500 |  | 10500
|  | FWH | Duct Burner | Duct Burner | MDP | 15000 | 15500 |  | 30500
|  | FWY | Corrosion | Paint BOP General Structure | KLO | 180000 | 149000 |  | 329000
[5 empty] | MDP | 20000 | 17000 |  | 37000
|  |  |  | Paint HRSG A | KLO | 540000 | 180000 |  | 720000
[5 empty] | MDP | 60000 | 20000 |  | 80000
|  |  |  | Paint HRSG B | KLO |  | 180000 |  | 180000
[5 empty] | MDP |  | 20000 |  | 20000
|  |  |  | Paint Raw, Filter, and Condensate Tanks | KLO |  | 135000 |  | 135000
|  |  |  | Paint Raw, Filter, and Condensate Tanks*** | MDP |  | 15000 |  | 15000
|  |  |  | Re Skin LCI, A & B PEECC | KLO | 90000 |  |  | 90000
[5 empty] | MDP | 60000 |  |  | 60000
|  |  |  | Uni Strut and Misc Cabinet Replacements | KLO | 90000 | 60000 |  | 150000
[5 empty] | MDP | 10000 | 40000 |  | 50000
|  |  | HRSG HGP Repairs and Replacements | HRSG Safety Repairs | MDP | 75000 |  |  | 75000
|  |  |  | HRSG Safety Valve Inspection | KLO | 55000 |  |  | 55000
|  |  |  | Piping Insulation | KLO | 10000 |  |  | 10000
[5 empty] | MDP | 15000 |  |  | 15000
|  |  |  | Valve and Piping Corrosion | KLO | 113922 |  |  | 113922
[5 empty] | MDP | 200000 |  |  | 200000
|  |  | HRSG Maintenance (Borescope) | A & B Safety Valves | KLO |  | 55000 |  | 55000
[5 empty] | MDP |  | 75000 |  | 75000
|  |  |  | Corrosion Repairs | KLO |  | 398000 |  | 398000
[5 empty] | MDP |  | 450000 |  | 450000
|  |  | HRSG Valve and Piping Replacements | Contractor Repairs | KLO | 107000 |  |  | 107000
|  |  |  | Valves and Piping | MDP | 200000 |  |  | 200000
| W Result |  |  |  |  | 2565922 | 2802000 |  | 5367922
SMCC Result | [5 empty] | 5780549 | 5182882 |  | 10963431
SMCT | 3 | F38 | Insight Services | Calibration, Oil Analysis, Etc. | KCS | 500 | 500 |  | 1000
| 3 Result |  |  |  |  | 500 | 500 |  | 1000
| D | FDB | C.T. Fuel Oil Supply Piping, Fuel Forwarding Pumps, Valves | C.T. Fuel Oil Supply Piping, Valves and Material | MDP | 3500 | 3500 |  | 7000
| D Result |  |  |  |  | 3500 | 3500 |  | 7000
| V | FVA | Gas Filter Maintenance | Gas Filters | MDP | 4000 | 4000 |  | 8000
|  | FVG | CT Maintenance | CT Maintenance | KLO |  | 7500 |  | 7500
[5 empty] | MDP | 7500 | 7500 |  | 15000
|  |  |  | CT MaintenanceCT Maintenance | KLO | 7500 |  |  | 7500
|  | FVK | Control Cards | Blade Health Monitoring Maintenance | KLO | 16000 | 16000 |  | 32000
|  |  |  | Control Cards | MDP | 5000 | 5000 |  | 10000
|  |  |  | Transmitters and Pressure switches | KLO | 7500 | 22500 |  | 30000
[5 empty] | MDP | 22500 | 7500 |  | 30000
| V Result |  |  |  |  | 70000 | 70000 |  | 140000
SMCT Result | [5 empty] | 74000 | 74000 |  | 148000
(empty) | 2 | (empty) | (empty) | (empty) | (empty)
2 Result
| 3 | (empty) | (empty) | (empty) | (empty)
3 Result
| 6 | (empty) | (empty) | (empty) | (empty)
6 Result
| 7 | (empty) | (empty) | (empty) | (empty)
7 Result
| 8 | (empty) | (empty) | (empty) | (empty)
8 Result
| A | (empty) | (empty) | (empty) | (empty)
A Result
| B | (empty) | (empty) | (empty) | (empty)
B Result
| C | (empty) | (empty) | (empty) | (empty)
C Result
| D | (empty) | (empty) | (empty) | (empty)
D Result
| E | (empty) | (empty) | (empty) | (empty)
E Result
| F | (empty) | (empty) | (empty) | (empty)
F Result
| G | (empty) | (empty) | (empty) | (empty)
G Result
| H | (empty) | (empty) | (empty) | (empty)
H Result
| J | (empty) | (empty) | (empty) | (empty)
J Result
| K | (empty) | (empty) | (empty) | (empty)
K Result
| L | (empty) | (empty) | (empty) | (empty)
L Result
| M | (empty) | (empty) | (empty) | (empty)
M Result
| N | (empty) | (empty) | (empty) | (empty)
N Result
| R | (empty) | (empty) | (empty) | (empty)
R Result
| S | (empty) | (empty) | (empty) | (empty)
S Result
| V | (empty) | (empty) | (empty) | (empty)
V Result
| W | (empty) | (empty) | (empty) | (empty)
W Result
| X | (empty) | (empty) | (empty) | (empty)
X Result
| Y | (empty) | (empty) | (empty) | (empty)
Y Result
| Z | (empty) | (empty) | (empty) | (empty)
Z Result
(empty) Result
Total Result | [5 empty] | 11448491 | 10724306 |  | 22172797

## Data
1343230717 | 16 | 304260218 | Miscellaneous Expenses | EAL | 25000 | 2012-07-25 10:46 | 2 | 2013 | Smith Plant | SM12 | 1 | Management | M |  | F1M | 40422 | 500 | 2012-07-25 10:39 | Accounting | Nick Plombon | FB | Management Activities | Nick Plombon | On | [7 empty] | O&M | 1 | FALSE | FALSE | FALSE | FALSE | FALSE | FALSE | FALSE | FALSE | FALSE | FALSE | 118500 | 0 | 118500 | FALSE
1343230717 | 16 | -1940093581 | Office Supplies | EEX | 8000 | 2012-07-25 10:46 | 2 | 2013 | Smith Plant | SM12 | 1 | Management | M |  | F1M | 40422 | 500 | 2012-07-25 10:39 | Accounting | Nick Plombon | FB | Management Activities | Nick Plombon | On | [7 empty] | O&M | 1 | FALSE | FALSE | FALSE | FALSE | FALSE | FALSE | FALSE | FALSE | FALSE | FALSE | 118500 | 0 | 118500 | FALSE
1343230717 | 16 | 703121208 | Hotel Travel Costs | EHT | 15000 | 2012-07-25 10:53 | 2 | 2013 | Smith Plant | SM12 | 1 | Management | M |  | F1M | 40422 | 500 | 2012-07-25 10:39 | Accounting | Nick Plombon | FB | Management Activities | Nick Plombon | On | [7 empty] | O&M | 1 | FALSE | FALSE | FALSE | FALSE | FALSE | FALSE | FALSE | FALSE | FALSE | FALSE | 118500 | 0 | 118500 | FALSE
1343230717 | 16 | 921130201 | Meal Travel Costs | EMN | 9000 | 2012-07-25 10:46 | 2 | 2013 | Smith Plant | SM12 | 1 | Management | M |  | F1M | 40422 | 500 | 2012-07-25 10:39 | Accounting | Nick Plombon | FB | Management Activities | Nick Plombon | On | [7 empty] | O&M | 1 | FALSE | FALSE | FALSE | FALSE | FALSE | FALSE | FALSE | FALSE | FALSE | FALSE | 118500 | 0 | 118500 | FALSE
1343230717 | 16 | 908386342 | Catered Meals | EMW | 35000 | 2012-07-25 10:46 | 2 | 2013 | Smith Plant | SM12 | 1 | Management | M |  | F1M | 40422 | 500 | 2012-07-25 10:39 | Accounting | Nick Plombon | FB | Management Activities | Nick Plombon | On | [7 empty] | O&M | 1 | FALSE | FALSE | FALSE | FALSE | FALSE | FALSE | FALSE | FALSE | FALSE | FALSE | 118500 | 0 | 118500 | FALSE
1343230717 | 16 | 1901955759 | Rental Car Costs | ERV | 18000 | 2012-07-25 10:46 | 2 | 2013 | Smith Plant | SM12 | 1 | Management | M |  | F1M | 40422 | 500 | 2012-07-25 10:39 | Accounting | Nick Plombon | FB | Management Activities | Nick Plombon | On | [7 empty] | O&M | 1 | FALSE | FALSE | FALSE | FALSE | FALSE | FALSE | FALSE | FALSE | FALSE | FALSE | 118500 | 0 | 118500 | FALSE
1343230717 | 16 | 2026543812 | Allowed Covered Mileage | ETA | 2000 | 2012-07-25 10:46 | 2 | 2013 | Smith Plant | SM12 | 1 | Management | M |  | F1M | 40422 | 500 | 2012-07-25 10:39 | Accounting | Nick Plombon | FB | Management Activities | Nick Plombon | On | [7 empty] | O&M | 1 | FALSE | FALSE | FALSE | FALSE | FALSE | FALSE | FALSE | FALSE | FALSE | FALSE | 118500 | 0 | 118500 | FALSE
1343230717 | 16 | 531188853 | Non-Covered Mileage Reimbursement | ETV | 5000 | 2012-07-25 10:46 | 2 | 2013 | Smith Plant | SM12 | 1 | Management | M |  | F1M | 40422 | 500 | 2012-07-25 10:39 | Accounting | Nick Plombon | FB | Management Activities | Nick Plombon | On | [7 empty] | O&M | 1 | FALSE | FALSE | FALSE | FALSE | FALSE | FALSE | FALSE | FALSE | FALSE | FALSE | 118500 | 0 | 118500 | FALSE
1343230717 | 16 | 1068732050 | Utility Costs | EUT | 1500 | 2012-07-25 10:46 | 2 | 2013 | Smith Plant | SM12 | 1 | Management | M |  | F1M | 40422 | 500 | 2012-07-25 10:39 | Accounting | Nick Plombon | FB | Management Activities | Nick Plombon | On | [7 empty] | O&M | 1 | FALSE | FALSE | FALSE | FALSE | FALSE | FALSE | FALSE | FALSE | FALSE | FALSE | 118500 | 0 | 118500 | FALSE
1343231593 | 17 | -734640522 | Miscellaneous Expenses | EAL | 25000 | 2012-07-25 10:54 | 2 | 2014 | Smith Plant | SM12 | 1 | Management | M |  | F1M | 40422 | 500 | 2012-07-25 10:53 | Accounting | Nick Plombon | FB | Management Activities | Nick Plombon | On | [7 empty] | O&M | 1 | FALSE | FALSE | FALSE | FALSE | FALSE | FALSE | FALSE | FALSE | FALSE | FALSE | 118500 | 0 | 118500 | FALSE
1343231593 | 17 | -531077441 | Office Supplies | EEX | 8000 | 2012-07-25 10:54 | 2 | 2014 | Smith Plant | SM12 | 1 | Management | M |  | F1M | 40422 | 500 | 2012-07-25 10:53 | Accounting | Nick Plombon | FB | Management Activities | Nick Plombon | On | [7 empty] | O&M | 1 | FALSE | FALSE | FALSE | FALSE | FALSE | FALSE | FALSE | FALSE | FALSE | FALSE | 118500 | 0 | 118500 | FALSE
1343231593 | 17 | 278505876 | Hotel Travel Costs | EHT | 15000 | 2012-07-25 10:54 | 2 | 2014 | Smith Plant | SM12 | 1 | Management | M |  | F1M | 40422 | 500 | 2012-07-25 10:53 | Accounting | Nick Plombon | FB | Management Activities | Nick Plombon | On | [7 empty] | O&M | 1 | FALSE | FALSE | FALSE | FALSE | FALSE | FALSE | FALSE | FALSE | FALSE | FALSE | 118500 | 0 | 118500 | FALSE
1343231593 | 17 | 2052966149 | Meal Travel Costs | EMN | 9000 | 2012-07-25 10:54 | 2 | 2014 | Smith Plant | SM12 | 1 | Management | M |  | F1M | 40422 | 500 | 2012-07-25 10:53 | Accounting | Nick Plombon | FB | Management Activities | Nick Plombon | On | [7 empty] | O&M | 1 | FALSE | FALSE | FALSE | FALSE | FALSE | FALSE | FALSE | FALSE | FALSE | FALSE | 118500 | 0 | 118500 | FALSE
1343231593 | 17 | 730495458 | Catered Meals | EMW | 35000 | 2012-07-25 10:54 | 2 | 2014 | Smith Plant | SM12 | 1 | Management | M |  | F1M | 40422 | 500 | 2012-07-25 10:53 | Accounting | Nick Plombon | FB | Management Activities | Nick Plombon | On | [7 empty] | O&M | 1 | FALSE | FALSE | FALSE | FALSE | FALSE | FALSE | FALSE | FALSE | FALSE | FALSE | 118500 | 0 | 118500 | FALSE
1343231593 | 17 | -1621591877 | Rental Car Costs | ERV | 18000 | 2012-07-25 10:54 | 2 | 2014 | Smith Plant | SM12 | 1 | Management | M |  | F1M | 40422 | 500 | 2012-07-25 10:53 | Accounting | Nick Plombon | FB | Management Activities | Nick Plombon | On | [7 empty] | O&M | 1 | FALSE | FALSE | FALSE | FALSE | FALSE | FALSE | FALSE | FALSE | FALSE | FALSE | 118500 | 0 | 118500 | FALSE
1343231593 | 17 | 1187330784 | Allowed Covered Mileage | ETA | 2000 | 2012-07-25 10:54 | 2 | 2014 | Smith Plant | SM12 | 1 | Management | M |  | F1M | 40422 | 500 | 2012-07-25 10:53 | Accounting | Nick Plombon | FB | Management Activities | Nick Plombon | On | [7 empty] | O&M | 1 | FALSE | FALSE | FALSE | FALSE | FALSE | FALSE | FALSE | FALSE | FALSE | FALSE | 118500 | 0 | 118500 | FALSE
1343231593 | 17 | -74409631 | Non-Covered Mileage Reimbursement | ETV | 5000 | 2012-07-25 10:54 | 2 | 2014 | Smith Plant | SM12 | 1 | Management | M |  | F1M | 40422 | 500 | 2012-07-25 10:53 | Accounting | Nick Plombon | FB | Management Activities | Nick Plombon | On | [7 empty] | O&M | 1 | FALSE | FALSE | FALSE | FALSE | FALSE | FALSE | FALSE | FALSE | FALSE | FALSE | 118500 | 0 | 118500 | FALSE
1343231593 | 17 | 1433934862 | Utility Costs | EUT | 1500 | 2012-07-25 10:54 | 2 | 2014 | Smith Plant | SM12 | 1 | Management | M |  | F1M | 40422 | 500 | 2012-07-25 10:53 | Accounting | Nick Plombon | FB | Management Activities | Nick Plombon | On | [7 empty] | O&M | 1 | FALSE | FALSE | FALSE | FALSE | FALSE | FALSE | FALSE | FALSE | FALSE | FALSE | 118500 | 0 | 118500 | FALSE
[11 empty] | 2 | Administrative Support | 1 | Accounting/Budgeting/Auditing
-1571535104 | 26 | 10124033 | Southern Linc Expenses | EAL | 2000 | 2012-07-25 12:04 | 2 | 2013 | Smith Plant | SM12 | 2 | Administrative Support | 3 | General | F23 | 40422 | 506 | 2012-07-25 12:01 | System Owner | Nick Plombon | FB | General - Technology | Nick Plombon | On | [7 empty] | O&M | 1 | FALSE | FALSE | FALSE | FALSE | FALSE | FALSE | FALSE | FALSE | FALSE | FALSE | 45000 | 0 | 45000 | FALSE
-1571535104 | 26 | 1625982254 | Computer Service Call Outs | EEX | 40000 | 2012-07-25 12:04 | 2 | 2013 | Smith Plant | SM12 | 2 | Administrative Support | 3 | General | F23 | 40422 | 506 | 2012-07-25 12:01 | System Owner | Nick Plombon | FB | General - Technology | Nick Plombon | On | [7 empty] | O&M | 1 | FALSE | FALSE | FALSE | FALSE | FALSE | FALSE | FALSE | FALSE | FALSE | FALSE | 45000 | 0 | 45000 | FALSE
-1571535104 | 26 | -1570718441 | Small Computer Equipment Needs | MDP | 3000 | 2012-07-25 12:04 | 2 | 2013 | Smith Plant | SM12 | 2 | Administrative Support | 3 | General | F23 | 40422 | 506 | 2012-07-25 12:01 | System Owner | Nick Plombon | FB | General - Technology | Nick Plombon | On | [7 empty] | O&M | 1 | FALSE | FALSE | FALSE | FALSE | FALSE | FALSE | FALSE | FALSE | FALSE | FALSE | 45000 | 0 | 45000 | FALSE
74294419 | 27 | -824049704 | Southern Linc Expenses | EAL | 2000 | 2012-07-25 12:05 | 2 | 2014 | Smith Plant | SM12 | 2 | Administrative Support | 3 | General | F23 | 40422 | 506 | 2012-07-25 12:05 | Accounting | Nick Plombon | FB | General - Technology | Nick Plombon | On | [7 empty] | O&M | 1 | FALSE | FALSE | FALSE | FALSE | FALSE | FALSE | FALSE | FALSE | FALSE | FALSE | 45000 | 0 | 45000 | FALSE
74294419 | 27 | 664144121 | Computer Service Call Outs | EEX | 40000 | 2012-07-25 12:05 | 2 | 2014 | Smith Plant | SM12 | 2 | Administrative Support | 3 | General | F23 | 40422 | 506 | 2012-07-25 12:05 | Accounting | Nick Plombon | FB | General - Technology | Nick Plombon | On | [7 empty] | O&M | 1 | FALSE | FALSE | FALSE | FALSE | FALSE | FALSE | FALSE | FALSE | FALSE | FALSE | 45000 | 0 | 45000 | FALSE
74294419 | 27 | -491828794 | Small Computer Equipment Needs | MDP | 3000 | 2012-07-25 12:05 | 2 | 2014 | Smith Plant | SM12 | 2 | Administrative Support | 3 | General | F23 | 40422 | 506 | 2012-07-25 12:05 | Accounting | Nick Plombon | FB | General - Technology | Nick Plombon | On | [7 empty] | O&M | 1 | FALSE | FALSE | FALSE | FALSE | FALSE | FALSE | FALSE | FALSE | FALSE | FALSE | 45000 | 0 | 45000 | FALSE
219566583 | 31 | 1162891884 | Security Vehicle Costs | EAL | 5000 | 2012-07-25 12:20 | 2 | 2013 | Smith Plant | SM12 | 2 | Administrative Support | 4 | Security | F24 | 40422 | 506 | 2012-07-25 12:17 | Accounting | Nick Plombon | FB | Security | Nick Plombon | On | [7 empty] | O&M | 1 | FALSE | FALSE | FALSE | FALSE | FALSE | FALSE | FALSE | FALSE | FALSE | FALSE | 160000 | 0 | 160000 | FALSE
219566583 | 31 | -668236547 | Securitas Security Costs | KLO | 155000 | 2012-07-25 12:20 | 2 | 2013 | Smith Plant | SM12 | 2 | Administrative Support | 4 | Security | F24 | 40422 | 506 | 2012-07-25 12:17 | Accounting | Nick Plombon | FB | Security | Nick Plombon | On | [7 empty] | O&M | 1 | FALSE | FALSE | FALSE | FALSE | FALSE | FALSE | FALSE | FALSE | FALSE | FALSE | 160000 | 0 | 160000 | FALSE
-299441864 | 32 | 19785433 | Security Vehicle Costs | EAL | 5000 | 2012-07-25 12:22 | 2 | 2014 | Smith Plant | SM12 | 2 | Administrative Support | 4 | Security | F24 | 40422 | 506 | 2012-07-25 12:22 | Accounting | Nick Plombon | FB | Security | Nick Plombon | On | [7 empty] | O&M | 1 | FALSE | FALSE | FALSE | FALSE | FALSE | FALSE | FALSE | FALSE | FALSE | FALSE | 160000 | 0 | 160000 | FALSE
-299441864 | 32 | -1413969370 | Securitas Security Costs | KLO | 155000 | 2012-07-25 12:22 | 2 | 2014 | Smith Plant | SM12 | 2 | Administrative Support | 4 | Security | F24 | 40422 | 506 | 2012-07-25 12:22 | Accounting | Nick Plombon | FB | Security | Nick Plombon | On | [7 empty] | O&M | 1 | FALSE | FALSE | FALSE | FALSE | FALSE | FALSE | FALSE | FALSE | FALSE | FALSE | 160000 | 0 | 160000 | FALSE
[11 empty] | 2 | Administrative Support | A
[11 empty] | 3 | Technical Services | 1 | Engineering
[11 empty] | 3 | Technical Services | 2 | Performance Monitoring/ Reporting
1626372804 | 137 | -175002507 | NPDES Sampling | KCS | 7000 | 2012-07-26 11:05 | 2 | 2014 | Smith Plant | SM12 | 3 | Technical Services | 4 | Compliance- Environmental | F34 | 40422 | 506 | 2012-07-26 11:05 | System Owner | Nick Plombon | FB | Environmental Compliance | Brent Skipper | On | [7 empty] | O&M | 1 | FALSE | FALSE | FALSE | FALSE | FALSE | FALSE | FALSE | FALSE | FALSE | FALSE | 75000 | 0 | 75000 | FALSE
1626372804 | 137 | -1613992302 | NPDES Sampling | KLN | 2000 | 2012-07-26 11:05 | 2 | 2014 | Smith Plant | SM12 | 3 | Technical Services | 4 | Compliance- Environmental | F34 | 40422 | 506 | 2012-07-26 11:05 | System Owner | Nick Plombon | FB | Environmental Compliance | Brent Skipper | On | [7 empty] | O&M | 1 | FALSE | FALSE | FALSE | FALSE | FALSE | FALSE | FALSE | FALSE | FALSE | FALSE | 75000 | 0 | 75000 | FALSE
1626372804 | 137 | 214342571 | Stormwater Maintenance | KLO | 45000 | 2012-07-26 11:05 | 2 | 2014 | Smith Plant | SM12 | 3 | Technical Services | 4 | Compliance- Environmental | F34 | 40422 | 506 | 2012-07-26 11:05 | System Owner | Nick Plombon | FB | Environmental Compliance | Brent Skipper | On | [7 empty] | O&M | 1 | FALSE | FALSE | FALSE | FALSE | FALSE | FALSE | FALSE | FALSE | FALSE | FALSE | 75000 | 0 | 75000 | FALSE
1626372804 | 137 | -2105213168 | Compliance Testing | KLN | 1000 | 2012-07-26 11:05 | 2 | 2014 | Smith Plant | SM12 | 3 | Technical Services | 4 | Compliance- Environmental | F34 | 40422 | 506 | 2012-07-26 11:05 | System Owner | Nick Plombon | FB | Environmental Compliance | Brent Skipper | On | [7 empty] | O&M | 1 | FALSE | FALSE | FALSE | FALSE | FALSE | FALSE | FALSE | FALSE | FALSE | FALSE | 75000 | 0 | 75000 | FALSE
1626372804 | 137 | -494324271 | Fuel Flow Meter Calibrations | MCM | 10000 | 2012-07-26 11:05 | 2 | 2014 | Smith Plant | SM12 | 3 | Technical Services | 4 | Compliance- Environmental | F34 | 40422 | 506 | 2012-07-26 11:05 | System Owner | Nick Plombon | FB | Environmental Compliance | Brent Skipper | On | [7 empty] | O&M | 1 | FALSE | FALSE | FALSE | FALSE | FALSE | FALSE | FALSE | FALSE | FALSE | FALSE | 75000 | 0 | 75000 | FALSE
1626372804 | 137 | 934820798 | Fuel Flow Meter Calibrations | MDP | 10000 | 2012-07-26 11:05 | 2 | 2014 | Smith Plant | SM12 | 3 | Technical Services | 4 | Compliance- Environmental | F34 | 40422 | 506 | 2012-07-26 11:05 | System Owner | Nick Plombon | FB | Environmental Compliance | Brent Skipper | On | [7 empty] | O&M | 1 | FALSE | FALSE | FALSE | FALSE | FALSE | FALSE | FALSE | FALSE | FALSE | FALSE | 75000 | 0 | 75000 | FALSE
-1512198597 | 136 | -96427424 | NPDES Sampling | KCS | 7000 | 2012-07-26 11:02 | 2 | 2013 | Smith Plant | SM12 | 3 | Technical Services | 4 | Compliance- Environmental | F34 | 40422 | 506 | 2012-07-26 10:51 | System Owner | Nick Plombon | FB | Environmental Compliance | Brent Skipper | On | [7 empty] | O&M | 1 | FALSE | FALSE | FALSE | FALSE | FALSE | FALSE | FALSE | FALSE | FALSE | FALSE | 75000 | 0 | 75000 | FALSE
-1512198597 | 136 | -952186143 | NPDES Sampling | KLN | 2000 | 2012-07-26 11:02 | 2 | 2013 | Smith Plant | SM12 | 3 | Technical Services | 4 | Compliance- Environmental | F34 | 40422 | 506 | 2012-07-26 10:51 | System Owner | Nick Plombon | FB | Environmental Compliance | Brent Skipper | On | [7 empty] | O&M | 1 | FALSE | FALSE | FALSE | FALSE | FALSE | FALSE | FALSE | FALSE | FALSE | FALSE | 75000 | 0 | 75000 | FALSE
-1512198597 | 136 | -2087727218 | Stormwater Maintenance | KLO | 45000 | 2012-07-26 11:02 | 2 | 2013 | Smith Plant | SM12 | 3 | Technical Services | 4 | Compliance- Environmental | F34 | 40422 | 506 | 2012-07-26 10:51 | System Owner | Nick Plombon | FB | Environmental Compliance | Brent Skipper | On | [7 empty] | O&M | 1 | FALSE | FALSE | FALSE | FALSE | FALSE | FALSE | FALSE | FALSE | FALSE | FALSE | 75000 | 0 | 75000 | FALSE
-1512198597 | 136 | -230617097 | Compliance Testing | KLN | 1000 | 2012-07-26 11:02 | 2 | 2013 | Smith Plant | SM12 | 3 | Technical Services | 4 | Compliance- Environmental | F34 | 40422 | 506 | 2012-07-26 10:51 | System Owner | Nick Plombon | FB | Environmental Compliance | Brent Skipper | On | [7 empty] | O&M | 1 | FALSE | FALSE | FALSE | FALSE | FALSE | FALSE | FALSE | FALSE | FALSE | FALSE | 75000 | 0 | 75000 | FALSE
-1512198597 | 136 | 1955051628 | Fuel Flow Meter Calibrations | MCM | 10000 | 2012-07-26 11:02 | 2 | 2013 | Smith Plant | SM12 | 3 | Technical Services | 4 | Compliance- Environmental | F34 | 40422 | 506 | 2012-07-26 10:51 | System Owner | Nick Plombon | FB | Environmental Compliance | Brent Skipper | On | [7 empty] | O&M | 1 | FALSE | FALSE | FALSE | FALSE | FALSE | FALSE | FALSE | FALSE | FALSE | FALSE | 75000 | 0 | 75000 | FALSE
-1512198597 | 136 | 1787589373 | Fuel Flow Meter Calibrations | MDP | 10000 | 2012-07-26 11:02 | 2 | 2013 | Smith Plant | SM12 | 3 | Technical Services | 4 | Compliance- Environmental | F34 | 40422 | 506 | 2012-07-26 10:51 | System Owner | Nick Plombon | FB | Environmental Compliance | Brent Skipper | On | [7 empty] | O&M | 1 | FALSE | FALSE | FALSE | FALSE | FALSE | FALSE | FALSE | FALSE | FALSE | FALSE | 75000 | 0 | 75000 | FALSE
1708912015 | 37 | 1473723428 | Wellness Expenses | EAL | 15000 | 2012-07-25 13:52 | 2 | 2014 | Smith Plant | SM12 | 3 | Technical Services | 5 | Compliance – Other | F35 | 40422 | 506 | 2012-07-25 13:52 | Accounting | Nick Plombon | FB | Safety and Compliance | Nick Plombon | On | [7 empty] | O&M | 1 | FALSE | FALSE | FALSE | FALSE | FALSE | FALSE | FALSE | FALSE | FALSE | FALSE | 102000 | 0 | 102000 | FALSE
1708912015 | 37 | 635300437 | Safety Expenses | EEX | 3000 | 2012-07-25 13:52 | 2 | 2014 | Smith Plant | SM12 | 3 | Technical Services | 5 | Compliance – Other | F35 | 40422 | 506 | 2012-07-25 13:52 | Accounting | Nick Plombon | FB | Safety and Compliance | Nick Plombon | On | [7 empty] | O&M | 1 | FALSE | FALSE | FALSE | FALSE | FALSE | FALSE | FALSE | FALSE | FALSE | FALSE | 102000 | 0 | 102000 | FALSE
1708912015 | 37 | -1261793550 | Hotel Travel Costs | EHT | 3000 | 2012-07-25 13:52 | 2 | 2014 | Smith Plant | SM12 | 3 | Technical Services | 5 | Compliance – Other | F35 | 40422 | 506 | 2012-07-25 13:52 | Accounting | Nick Plombon | FB | Safety and Compliance | Nick Plombon | On | [7 empty] | O&M | 1 | FALSE | FALSE | FALSE | FALSE | FALSE | FALSE | FALSE | FALSE | FALSE | FALSE | 102000 | 0 | 102000 | FALSE
1708912015 | 37 | 1183353995 | Meal Travel Costs | EMN | 2000 | 2012-07-25 13:52 | 2 | 2014 | Smith Plant | SM12 | 3 | Technical Services | 5 | Compliance – Other | F35 | 40422 | 506 | 2012-07-25 13:52 | Accounting | Nick Plombon | FB | Safety and Compliance | Nick Plombon | On | [7 empty] | O&M | 1 | FALSE | FALSE | FALSE | FALSE | FALSE | FALSE | FALSE | FALSE | FALSE | FALSE | 102000 | 0 | 102000 | FALSE
1708912015 | 37 | -1073375632 | Rental Car Costs | ERV | 3000 | 2012-07-25 13:52 | 2 | 2014 | Smith Plant | SM12 | 3 | Technical Services | 5 | Compliance – Other | F35 | 40422 | 506 | 2012-07-25 13:52 | Accounting | Nick Plombon | FB | Safety and Compliance | Nick Plombon | On | [7 empty] | O&M | 1 | FALSE | FALSE | FALSE | FALSE | FALSE | FALSE | FALSE | FALSE | FALSE | FALSE | 102000 | 0 | 102000 | FALSE
1708912015 | 37 | 841224625 | Rescue Training | KLO | 6000 | 2012-07-25 13:52 | 2 | 2014 | Smith Plant | SM12 | 3 | Technical Services | 5 | Compliance – Other | F35 | 40422 | 506 | 2012-07-25 13:52 | Accounting | Nick Plombon | FB | Safety and Compliance | Nick Plombon | On | [7 empty] | O&M | 1 | FALSE | FALSE | FALSE | FALSE | FALSE | FALSE | FALSE | FALSE | FALSE | FALSE | 102000 | 0 | 102000 | FALSE
1708912015 | 37 | -277077474 | Safety Equipment | MDP | 70000 | 2012-07-25 13:52 | 2 | 2014 | Smith Plant | SM12 | 3 | Technical Services | 5 | Compliance – Other | F35 | 40422 | 506 | 2012-07-25 13:52 | Accounting | Nick Plombon | FB | Safety and Compliance | Nick Plombon | On | [7 empty] | O&M | 1 | FALSE | FALSE | FALSE | FALSE | FALSE | FALSE | FALSE | FALSE | FALSE | FALSE | 102000 | 0 | 102000 | FALSE
977814132 | 36 | -2090342811 | Wellness Expenses | EAL | 15000 | 2012-07-25 13:51 | 2 | 2013 | Smith Plant | SM12 | 3 | Technical Services | 5 | Compliance – Other | F35 | 40422 | 506 | 2012-07-25 13:42 | Accounting | Nick Plombon | FB | Safety and Compliance | Nick Plombon | On | [7 empty] | O&M | 1 | FALSE | FALSE | FALSE | FALSE | FALSE | FALSE | FALSE | FALSE | FALSE | FALSE | 102000 | 0 | 102000 | FALSE
977814132 | 36 | -763216446 | Safety Expenses | EEX | 3000 | 2012-07-25 13:51 | 2 | 2013 | Smith Plant | SM12 | 3 | Technical Services | 5 | Compliance – Other | F35 | 40422 | 506 | 2012-07-25 13:42 | Accounting | Nick Plombon | FB | Safety and Compliance | Nick Plombon | On | [7 empty] | O&M | 1 | FALSE | FALSE | FALSE | FALSE | FALSE | FALSE | FALSE | FALSE | FALSE | FALSE | 102000 | 0 | 102000 | FALSE
977814132 | 36 | 719398683 | Hotel Travel Costs | EHT | 3000 | 2012-07-25 13:51 | 2 | 2013 | Smith Plant | SM12 | 3 | Technical Services | 5 | Compliance – Other | F35 | 40422 | 506 | 2012-07-25 13:42 | Accounting | Nick Plombon | FB | Safety and Compliance | Nick Plombon | On | [7 empty] | O&M | 1 | FALSE | FALSE | FALSE | FALSE | FALSE | FALSE | FALSE | FALSE | FALSE | FALSE | 102000 | 0 | 102000 | FALSE
977814132 | 36 | 1383473600 | Meal Travel Costs | EMN | 2000 | 2012-07-25 13:51 | 2 | 2013 | Smith Plant | SM12 | 3 | Technical Services | 5 | Compliance – Other | F35 | 40422 | 506 | 2012-07-25 13:42 | Accounting | Nick Plombon | FB | Safety and Compliance | Nick Plombon | On | [7 empty] | O&M | 1 | FALSE | FALSE | FALSE | FALSE | FALSE | FALSE | FALSE | FALSE | FALSE | FALSE | 102000 | 0 | 102000 | FALSE
977814132 | 36 | 1360424641 | Rental Car Costs | ERV | 3000 | 2012-07-25 13:51 | 2 | 2013 | Smith Plant | SM12 | 3 | Technical Services | 5 | Compliance – Other | F35 | 40422 | 506 | 2012-07-25 13:42 | Accounting | Nick Plombon | FB | Safety and Compliance | Nick Plombon | On | [7 empty] | O&M | 1 | FALSE | FALSE | FALSE | FALSE | FALSE | FALSE | FALSE | FALSE | FALSE | FALSE | 102000 | 0 | 102000 | FALSE
977814132 | 36 | 330489326 | Rescue Training | KLO | 6000 | 2012-07-25 13:51 | 2 | 2013 | Smith Plant | SM12 | 3 | Technical Services | 5 | Compliance – Other | F35 | 40422 | 506 | 2012-07-25 13:42 | Accounting | Nick Plombon | FB | Safety and Compliance | Nick Plombon | On | [7 empty] | O&M | 1 | FALSE | FALSE | FALSE | FALSE | FALSE | FALSE | FALSE | FALSE | FALSE | FALSE | 102000 | 0 | 102000 | FALSE
977814132 | 36 | 2136266455 | Safety Equipment | MDP | 70000 | 2012-07-25 13:51 | 2 | 2013 | Smith Plant | SM12 | 3 | Technical Services | 5 | Compliance – Other | F35 | 40422 | 506 | 2012-07-25 13:42 | Accounting | Nick Plombon | FB | Safety and Compliance | Nick Plombon | On | [7 empty] | O&M | 1 | FALSE | FALSE | FALSE | FALSE | FALSE | FALSE | FALSE | FALSE | FALSE | FALSE | 102000 | 0 | 102000 | FALSE
[11 empty] | 3 | Technical Services | 6 | Planning
1288861470 | 51 | 1233380423 | Calibration, Oil Analysis, Etc. | KCS | 500 | 2012-07-25 16:32 | 2 | 2013 | Smith Plant | SMCT | 3 | Technical Services | 8 | Condition Based Maintenance | F38 | 40422 | 551 | 2012-07-25 16:32 | CBM | Nick Plombon | FB | Insight Services | Don Wilson | On | [7 empty] | O&M | 1 | FALSE | FALSE | FALSE | FALSE | FALSE | FALSE | FALSE | FALSE | FALSE | FALSE | 500 | 0 | 500 | FALSE
1343250407 | 41 | 2143970716 | Calibration, Oil Analysis, Etc. | KCS | 4500 | 2012-07-25 16:19 | 2 | 2013 | Smith Plant | SM01 | 3 | Technical Services | 8 | Condition Based Maintenance | F38 | 40422 | 510 | 2012-07-25 16:07 | CBM | Nick Plombon | FB | Insight Services | Don Wilson | On | [7 empty] | O&M | 1 | FALSE | FALSE | FALSE | FALSE | FALSE | FALSE | FALSE | FALSE | FALSE | FALSE | 4500 | 0 | 4500 | FALSE
1683070426 | 47 | -1431659693 | Calibration, Oil Analysis, Etc. | KCS | 4500 | 2012-07-25 16:30 | 2 | 2014 | Smith Plant | SM02 | 3 | Technical Services | 8 | Condition Based Maintenance | F38 | 40422 | 510 | 2012-07-25 16:29 | CBM | Nick Plombon | FB | Insight Services | Don Wilson | On | [7 empty] | O&M | 1 | FALSE | FALSE | FALSE | FALSE | FALSE | FALSE | FALSE | FALSE | FALSE | FALSE | 4500 | 0 | 4500 | FALSE
723879895 | 46 | 1348733644 | Calibration, Oil Analysis, Etc. | KCS | 4500 | 2012-07-25 16:29 | 2 | 2013 | Smith Plant | SM02 | 3 | Technical Services | 8 | Condition Based Maintenance | F38 | 40422 | 510 | 2012-07-25 16:29 | CBM | Nick Plombon | FB | Insight Services | Don Wilson | On | [7 empty] | O&M | 1 | FALSE | FALSE | FALSE | FALSE | FALSE | FALSE | FALSE | FALSE | FALSE | FALSE | 4500 | 0 | 4500 | FALSE
-1543105565 | 42 | 347042024 | Calibration, Oil Analysis, Etc. | KCS | 4500 | 2012-07-25 16:19 | 2 | 2014 | Smith Plant | SM01 | 3 | Technical Services | 8 | Condition Based Maintenance | F38 | 40422 | 510 | 2012-07-25 16:19 | CBM | Nick Plombon | FB | Insight Services | Don Wilson | On | [7 empty] | O&M | 1 | FALSE | FALSE | FALSE | FALSE | FALSE | FALSE | FALSE | FALSE | FALSE | FALSE | 4500 | 0 | 4500 | FALSE
1021485005 | 52 | 27804938 | Calibration, Oil Analysis, Etc. | KCS | 500 | 2012-07-25 16:33 | 2 | 2014 | Smith Plant | SMCT | 3 | Technical Services | 8 | Condition Based Maintenance | F38 | 40422 | 551 | 2012-07-25 16:33 | CBM | Nick Plombon | FB | Insight Services | Don Wilson | On | [7 empty] | O&M | 1 | FALSE | FALSE | FALSE | FALSE | FALSE | FALSE | FALSE | FALSE | FALSE | FALSE | 500 | 0 | 500 | FALSE
1314363809 | 56 | 2091689806 | Calibration, Oil Analysis, Etc. | KCS | 3000 | 2012-07-25 16:38 | 2 | 2013 | Smith Plant | SMCC | 3 | Technical Services | 8 | Condition Based Maintenance | F38 | 40422 | 551 | 2012-07-25 16:37 | CBM | Nick Plombon | FB | Insight Services | Don Wilson | On | [7 empty] | O&M | 1 | FALSE | FALSE | FALSE | FALSE | FALSE | FALSE | FALSE | FALSE | FALSE | FALSE | 3000 | 0 | 3000 | FALSE
671346896 | 61 | -1223936879 | Calibration, Oil Analysis, Etc. | KCS | 2500 | 2012-07-25 16:57 | 2 | 2013 | Smith Plant | SM12 | 3 | Technical Services | 8 | Condition Based Maintenance | F38 | 40422 | 510 | 2012-07-25 16:51 | CBM | Nick Plombon | FB | Insight Services | Don Wilson | On | [7 empty] | O&M | 1 | FALSE | FALSE | FALSE | FALSE | FALSE | FALSE | FALSE | FALSE | FALSE | FALSE | 2500 | 0 | 2500 | FALSE
1286426919 | 62 | -132100644 | Calibration, Oil Analysis, Etc. | KCS | 2500 | 2012-07-25 16:58 | 2 | 2014 | Smith Plant | SM12 | 3 | Technical Services | 8 | Condition Based Maintenance | F38 | 40422 | 510 | 2012-07-25 16:58 | CBM | Nick Plombon | FB | Insight Services | Don Wilson | On | [7 empty] | O&M | 1 | FALSE | FALSE | FALSE | FALSE | FALSE | FALSE | FALSE | FALSE | FALSE | FALSE | 2500 | 0 | 2500 | FALSE
-971549140 | 57 | 2022026685 | Calibration, Oil Analysis, Etc. | KCS | 3000 | 2012-07-25 16:38 | 2 | 2014 | Smith Plant | SMCC | 3 | Technical Services | 8 | Condition Based Maintenance | F38 | 40422 | 551 | 2012-07-25 16:38 | CBM | Nick Plombon | FB | Insight Services | Don Wilson | On | [7 empty] | O&M | 1 | FALSE | FALSE | FALSE | FALSE | FALSE | FALSE | FALSE | FALSE | FALSE | FALSE | 3000 | 0 | 3000 | FALSE
[11 empty] | 3 | Technical Services | S
-55910091 | 71 | -190892974 | Postage and Mailing Fees | EPS | 20000 | 2012-07-25 17:20 | 2 | 2013 | Smith Plant | SM12 | 4 | Purchasing |  |  | F41 | 40422 | 506 | 2012-07-25 17:18 | Accounting | Nick Plombon | FB | Postage and Mailing Fees | Nick Plombon | On | [7 empty] | O&M | 1 | FALSE | FALSE | FALSE | FALSE | FALSE | FALSE | FALSE | FALSE | FALSE | FALSE | 20000 | 0 | 20000 | FALSE
-1303816920 | 72 | -1150949367 | Postage and Mailing Fees | EPS | 20000 | 2012-07-25 17:21 | 2 | 2014 | Smith Plant | SM12 | 4 | Purchasing |  |  | F41 | 40422 | 506 | 2012-07-25 17:21 | Accounting | Nick Plombon | FB | Postage and Mailing Fees | Nick Plombon | On | [7 empty] | O&M | 1 | FALSE | FALSE | FALSE | FALSE | FALSE | FALSE | FALSE | FALSE | FALSE | FALSE | 20000 | 0 | 20000 | FALSE
-184694637 | 77 | -1735371816 | Inventory Adjustments | MMN | 35000 | 2012-07-25 17:26 | 2 | 2014 | Smith Plant | SM12 | 4 | Procurement/ Materials | 3 | Materials Handling | F43 | 40422 | 506 | 2012-07-25 17:26 | Materials | Nick Plombon | FB | Material Handling | Nick Plombon | On | [7 empty] | O&M | 1 | FALSE | FALSE | FALSE | FALSE | FALSE | FALSE | FALSE | FALSE | FALSE | FALSE | 35000 | 0 | 35000 | FALSE
960035596 | 76 | -946804451 | Inventory Adjustments | MMN | 35000 | 2012-07-25 17:26 | 2 | 2013 | Smith Plant | SM12 | 4 | Procurement/ Materials | 3 | Materials Handling | F43 | 40422 | 506 | 2012-07-25 17:24 | Materials | Nick Plombon | FB | Material Handling | Nick Plombon | On | [7 empty] | O&M | 1 | FALSE | FALSE | FALSE | FALSE | FALSE | FALSE | FALSE | FALSE | FALSE | FALSE | 35000 | 0 | 35000 | FALSE
-858219003 | 102 | -934525726 | Hotel Travel Costs | EHT | 1000 | 2012-07-26 08:10 | 2 | 2014 | Smith Plant | SM12 | 6 | Training | 1 | Compliance External | F61E | 40422 | 506 | 2012-07-26 08:09 | System Owner | Nick Plombon | FB | External Compliance Training | Sandy Lavelle | On | [7 empty] | O&M | 1 | FALSE | FALSE | FALSE | FALSE | FALSE | FALSE | FALSE | FALSE | FALSE | FALSE | 2000 | 0 | 2000 | FALSE
-858219003 | 102 | 164308923 | Meal Travel Costs | EMN | 500 | 2012-07-26 08:10 | 2 | 2014 | Smith Plant | SM12 | 6 | Training | 1 | Compliance External | F61E | 40422 | 506 | 2012-07-26 08:09 | System Owner | Nick Plombon | FB | External Compliance Training | Sandy Lavelle | On | [7 empty] | O&M | 1 | FALSE | FALSE | FALSE | FALSE | FALSE | FALSE | FALSE | FALSE | FALSE | FALSE | 2000 | 0 | 2000 | FALSE
-858219003 | 102 | -970457632 | Rental Car Costs | ERV | 500 | 2012-07-26 08:10 | 2 | 2014 | Smith Plant | SM12 | 6 | Training | 1 | Compliance External | F61E | 40422 | 506 | 2012-07-26 08:09 | System Owner | Nick Plombon | FB | External Compliance Training | Sandy Lavelle | On | [7 empty] | O&M | 1 | FALSE | FALSE | FALSE | FALSE | FALSE | FALSE | FALSE | FALSE | FALSE | FALSE | 2000 | 0 | 2000 | FALSE
1343307978 | 101 | 1404952451 | Hotel Travel Costs | EHT | 1000 | 2012-07-26 08:09 | 2 | 2013 | Smith Plant | SM12 | 6 | Training | 1 | Compliance External | F61E | 40422 | 506 | 2012-07-26 08:06 | System Owner | Nick Plombon | FB | External Compliance Training | Sandy Lavelle | On | [7 empty] | O&M | 1 | FALSE | FALSE | FALSE | FALSE | FALSE | FALSE | FALSE | FALSE | FALSE | FALSE | 2000 | 0 | 2000 | FALSE
1343307978 | 101 | -521143288 | Meal Travel Costs | EMN | 500 | 2012-07-26 08:09 | 2 | 2013 | Smith Plant | SM12 | 6 | Training | 1 | Compliance External | F61E | 40422 | 506 | 2012-07-26 08:06 | System Owner | Nick Plombon | FB | External Compliance Training | Sandy Lavelle | On | [7 empty] | O&M | 1 | FALSE | FALSE | FALSE | FALSE | FALSE | FALSE | FALSE | FALSE | FALSE | FALSE | 2000 | 0 | 2000 | FALSE
1343307978 | 101 | 10386793 | Rental Car Costs | ERV | 500 | 2012-07-26 08:09 | 2 | 2013 | Smith Plant | SM12 | 6 | Training | 1 | Compliance External | F61E | 40422 | 506 | 2012-07-26 08:06 | System Owner | Nick Plombon | FB | External Compliance Training | Sandy Lavelle | On | [7 empty] | O&M | 1 | FALSE | FALSE | FALSE | FALSE | FALSE | FALSE | FALSE | FALSE | FALSE | FALSE | 2000 | 0 | 2000 | FALSE
-1249389751 | 106 | 368294358 | Hotel Travel Costs | EHT | 500 | 2012-07-26 08:15 | 2 | 2013 | Smith Plant | SM12 | 6 | Training | 1 | Compliance | F61I | 40422 | 506 | 2012-07-26 08:13 | System Owner | Nick Plombon | FB | Internal Compliance Training | Sandy Lavelle | On | [7 empty] | O&M | 1 | FALSE | FALSE | FALSE | FALSE | FALSE | FALSE | FALSE | FALSE | FALSE | FALSE | 1500 | 0 | 1500 | FALSE
-1249389751 | 106 | -1672614241 | Meal Travel Costs | EMN | 500 | 2012-07-26 08:15 | 2 | 2013 | Smith Plant | SM12 | 6 | Training | 1 | Compliance | F61I | 40422 | 506 | 2012-07-26 08:13 | System Owner | Nick Plombon | FB | Internal Compliance Training | Sandy Lavelle | On | [7 empty] | O&M | 1 | FALSE | FALSE | FALSE | FALSE | FALSE | FALSE | FALSE | FALSE | FALSE | FALSE | 1500 | 0 | 1500 | FALSE
-1249389751 | 106 | 1255525364 | Rental Car Costs | ERV | 500 | 2012-07-26 08:15 | 2 | 2013 | Smith Plant | SM12 | 6 | Training | 1 | Compliance | F61I | 40422 | 506 | 2012-07-26 08:13 | System Owner | Nick Plombon | FB | Internal Compliance Training | Sandy Lavelle | On | [7 empty] | O&M | 1 | FALSE | FALSE | FALSE | FALSE | FALSE | FALSE | FALSE | FALSE | FALSE | FALSE | 1500 | 0 | 1500 | FALSE
29049664 | 107 | 475419201 | Hotel Travel Costs | EHT | 500 | 2012-07-26 08:16 | 2 | 2014 | Smith Plant | SM12 | 6 | Training | 1 | Compliance | F61I | 40422 | 506 | 2012-07-26 08:16 | System Owner | Nick Plombon | FB | Internal Compliance Training | Sandy Lavelle | On | [7 empty] | O&M | 1 | FALSE | FALSE | FALSE | FALSE | FALSE | FALSE | FALSE | FALSE | FALSE | FALSE | 1500 | 0 | 1500 | FALSE
29049664 | 107 | -1806509202 | Meal Travel Costs | EMN | 500 | 2012-07-26 08:16 | 2 | 2014 | Smith Plant | SM12 | 6 | Training | 1 | Compliance | F61I | 40422 | 506 | 2012-07-26 08:16 | System Owner | Nick Plombon | FB | Internal Compliance Training | Sandy Lavelle | On | [7 empty] | O&M | 1 | FALSE | FALSE | FALSE | FALSE | FALSE | FALSE | FALSE | FALSE | FALSE | FALSE | 1500 | 0 | 1500 | FALSE
29049664 | 107 | -1187682729 | Rental Car Costs | ERV | 500 | 2012-07-26 08:17 | 2 | 2014 | Smith Plant | SM12 | 6 | Training | 1 | Compliance | F61I | 40422 | 506 | 2012-07-26 08:16 | System Owner | Nick Plombon | FB | Internal Compliance Training | Sandy Lavelle | On | [7 empty] | O&M | 1 | FALSE | FALSE | FALSE | FALSE | FALSE | FALSE | FALSE | FALSE | FALSE | FALSE | 1500 | 0 | 1500 | FALSE
1074917437 | 112 | -12711750 | Hotel Travel Costs | EHT | 10000 | 2012-07-26 09:39 | 2 | 2014 | Smith Plant | SM12 | 6 | Training | 2 | Non-Technical External | F62E | 40422 | 506 | 2012-07-26 09:37 | System Owner | Nick Plombon | FB | External Non-Technical Training | Sandy Lavelle | On | [7 empty] | O&M | 1 | FALSE | FALSE | FALSE | FALSE | FALSE | FALSE | FALSE | FALSE | FALSE | FALSE | 36500 | 0 | 36500 | FALSE
1074917437 | 112 | -1505844045 | Meal Travel Costs | EMN | 1500 | 2012-07-26 09:39 | 2 | 2014 | Smith Plant | SM12 | 6 | Training | 2 | Non-Technical External | F62E | 40422 | 506 | 2012-07-26 09:37 | System Owner | Nick Plombon | FB | External Non-Technical Training | Sandy Lavelle | On | [7 empty] | O&M | 1 | FALSE | FALSE | FALSE | FALSE | FALSE | FALSE | FALSE | FALSE | FALSE | FALSE | 36500 | 0 | 36500 | FALSE
1074917437 | 112 | 1857799544 | Rental Car Costs | ERV | 5000 | 2012-07-26 09:39 | 2 | 2014 | Smith Plant | SM12 | 6 | Training | 2 | Non-Technical External | F62E | 40422 | 506 | 2012-07-26 09:37 | System Owner | Nick Plombon | FB | External Non-Technical Training | Sandy Lavelle | On | [7 empty] | O&M | 1 | FALSE | FALSE | FALSE | FALSE | FALSE | FALSE | FALSE | FALSE | FALSE | FALSE | 36500 | 0 | 36500 | FALSE
1074917437 | 112 | 812353049 | Training Fees | ETC | 20000 | 2012-07-26 09:39 | 2 | 2014 | Smith Plant | SM12 | 6 | Training | 2 | Non-Technical External | F62E | 40422 | 506 | 2012-07-26 09:37 | System Owner | Nick Plombon | FB | External Non-Technical Training | Sandy Lavelle | On | [7 empty] | O&M | 1 | FALSE | FALSE | FALSE | FALSE | FALSE | FALSE | FALSE | FALSE | FALSE | FALSE | 36500 | 0 | 36500 | FALSE
-484799660 | 111 | -170396219 | Hotel Travel Costs | EHT | 10000 | 2012-07-26 09:37 | 2 | 2013 | Smith Plant | SM12 | 6 | Training | 2 | Non-Technical External | F62E | 40422 | 506 | 2012-07-26 09:30 | System Owner | Nick Plombon | FB | External Non-Technical Training | Sandy Lavelle | On | [7 empty] | O&M | 1 | FALSE | FALSE | FALSE | FALSE | FALSE | FALSE | FALSE | FALSE | FALSE | FALSE | 36500 | 0 | 36500 | FALSE
-484799660 | 111 | -1778044510 | Meal Travel Costs | EMN | 1500 | 2012-07-26 09:37 | 2 | 2013 | Smith Plant | SM12 | 6 | Training | 2 | Non-Technical External | F62E | 40422 | 506 | 2012-07-26 09:30 | System Owner | Nick Plombon | FB | External Non-Technical Training | Sandy Lavelle | On | [7 empty] | O&M | 1 | FALSE | FALSE | FALSE | FALSE | FALSE | FALSE | FALSE | FALSE | FALSE | FALSE | 36500 | 0 | 36500 | FALSE
-484799660 | 111 | -939440773 | Rental Car Costs | ERV | 5000 | 2012-07-26 09:37 | 2 | 2013 | Smith Plant | SM12 | 6 | Training | 2 | Non-Technical External | F62E | 40422 | 506 | 2012-07-26 09:30 | System Owner | Nick Plombon | FB | External Non-Technical Training | Sandy Lavelle | On | [7 empty] | O&M | 1 | FALSE | FALSE | FALSE | FALSE | FALSE | FALSE | FALSE | FALSE | FALSE | FALSE | 36500 | 0 | 36500 | FALSE
-484799660 | 111 | -2073708384 | Training Fees | ETC | 20000 | 2012-07-26 09:37 | 2 | 2013 | Smith Plant | SM12 | 6 | Training | 2 | Non-Technical External | F62E | 40422 | 506 | 2012-07-26 09:30 | System Owner | Nick Plombon | FB | External Non-Technical Training | Sandy Lavelle | On | [7 empty] | O&M | 1 | FALSE | FALSE | FALSE | FALSE | FALSE | FALSE | FALSE | FALSE | FALSE | FALSE | 36500 | 0 | 36500 | FALSE
[11 empty] | 6 | Training | 2 | Non-Technical
1319487582 | 117 | -2035766137 | Hotel Travel Costs | EHT | 15500 | 2012-07-26 10:11 | 2 | 2014 | Smith Plant | SM12 | 6 | Training | 3 | Technical External | F63E | 40422 | 506 | 2012-07-26 10:11 | System Owner | Nick Plombon | FB | External Technical Training | Sandy Lavelle | On | [7 empty] | O&M | 1 | FALSE | FALSE | FALSE | FALSE | FALSE | FALSE | FALSE | FALSE | FALSE | FALSE | 43500 | 0 | 43500 | FALSE
1319487582 | 117 | -177758788 | Meal Travel Costs | EMN | 10000 | 2012-07-26 10:11 | 2 | 2014 | Smith Plant | SM12 | 6 | Training | 3 | Technical External | F63E | 40422 | 506 | 2012-07-26 10:11 | System Owner | Nick Plombon | FB | External Technical Training | Sandy Lavelle | On | [7 empty] | O&M | 1 | FALSE | FALSE | FALSE | FALSE | FALSE | FALSE | FALSE | FALSE | FALSE | FALSE | 43500 | 0 | 43500 | FALSE
1319487582 | 117 | -34758131 | Rental Car Costs | ERV | 10000 | 2012-07-26 10:11 | 2 | 2014 | Smith Plant | SM12 | 6 | Training | 3 | Technical External | F63E | 40422 | 506 | 2012-07-26 10:11 | System Owner | Nick Plombon | FB | External Technical Training | Sandy Lavelle | On | [7 empty] | O&M | 1 | FALSE | FALSE | FALSE | FALSE | FALSE | FALSE | FALSE | FALSE | FALSE | FALSE | 43500 | 0 | 43500 | FALSE
1319487582 | 117 | 614279754 | Training Fees | ETC | 8000 | 2012-07-26 10:11 | 2 | 2014 | Smith Plant | SM12 | 6 | Training | 3 | Technical External | F63E | 40422 | 506 | 2012-07-26 10:11 | System Owner | Nick Plombon | FB | External Technical Training | Sandy Lavelle | On | [7 empty] | O&M | 1 | FALSE | FALSE | FALSE | FALSE | FALSE | FALSE | FALSE | FALSE | FALSE | FALSE | 43500 | 0 | 43500 | FALSE
77296633 | 116 | 1522866374 | Hotel Travel Costs | EHT | 15500 | 2012-07-26 10:10 | 2 | 2013 | Smith Plant | SM12 | 6 | Training | 3 | Technical External | F63E | 40422 | 506 | 2012-07-26 10:07 | System Owner | Nick Plombon | FB | External Technical Training | Sandy Lavelle | On | [7 empty] | O&M | 1 | FALSE | FALSE | FALSE | FALSE | FALSE | FALSE | FALSE | FALSE | FALSE | FALSE | 43500 | 0 | 43500 | FALSE
77296633 | 116 | -597213489 | Meal Travel Costs | EMN | 10000 | 2012-07-26 10:10 | 2 | 2013 | Smith Plant | SM12 | 6 | Training | 3 | Technical External | F63E | 40422 | 506 | 2012-07-26 10:07 | System Owner | Nick Plombon | FB | External Technical Training | Sandy Lavelle | On | [7 empty] | O&M | 1 | FALSE | FALSE | FALSE | FALSE | FALSE | FALSE | FALSE | FALSE | FALSE | FALSE | 43500 | 0 | 43500 | FALSE
77296633 | 116 | 1767113828 | Rental Car Costs | ERV | 10000 | 2012-07-26 10:10 | 2 | 2013 | Smith Plant | SM12 | 6 | Training | 3 | Technical External | F63E | 40422 | 506 | 2012-07-26 10:07 | System Owner | Nick Plombon | FB | External Technical Training | Sandy Lavelle | On | [7 empty] | O&M | 1 | FALSE | FALSE | FALSE | FALSE | FALSE | FALSE | FALSE | FALSE | FALSE | FALSE | 43500 | 0 | 43500 | FALSE
77296633 | 116 | 615947669 | Training Fees | ETC | 8000 | 2012-07-26 10:10 | 2 | 2013 | Smith Plant | SM12 | 6 | Training | 3 | Technical External | F63E | 40422 | 506 | 2012-07-26 10:07 | System Owner | Nick Plombon | FB | External Technical Training | Sandy Lavelle | On | [7 empty] | O&M | 1 | FALSE | FALSE | FALSE | FALSE | FALSE | FALSE | FALSE | FALSE | FALSE | FALSE | 43500 | 0 | 43500 | FALSE
[11 empty] | 6 | Training | 3 | Technical
[11 empty] | 6 | Training | 4 | Instruction Compliance
1059085482 | 121 | -2072967709 | Training Fees | ETC | 12000 | 2012-07-26 10:18 | 2 | 2013 | Smith Plant | SMCC | 6 | Training | 7 | Admin/Support (EDC) | F67 | 40422 | 549 | 2012-07-26 10:17 | System Owner | Nick Plombon | FB | Admin Support Training | Sandy Lavelle | On | [7 empty] | O&M | 1 | FALSE | FALSE | FALSE | FALSE | FALSE | FALSE | FALSE | FALSE | FALSE | FALSE | 12000 | 0 | 12000 | FALSE
-1305244983 | 122 | 654310230 | Training Fees | ETC | 12000 | 2012-07-26 10:19 | 2 | 2014 | Smith Plant | SMCC | 6 | Training | 7 | Admin/Support (EDC) | F67 | 40422 | 549 | 2012-07-26 10:18 | System Owner | Nick Plombon | FB | Admin Support Training | Sandy Lavelle | On | [7 empty] | O&M | 1 | FALSE | FALSE | FALSE | FALSE | FALSE | FALSE | FALSE | FALSE | FALSE | FALSE | 12000 | 0 | 12000 | FALSE
[11 empty] | 6 | Training | T | Training External
[11 empty] | 6 | Training | T
[11 empty] | 7 | Indirect Time | 1 | Paid Time Off
[11 empty] | 7 | Other-Indirect
1361166154 | 82 | 1967856643 | Equipment Needs | MDP | 2000 | 2012-07-25 17:33 | 2 | 2014 | Smith Plant | SM12 | 8 | Operations | 1 | Plant Control Room | F81 | 40422 | 502 | 2012-07-25 17:33 | Accounting | Nick Plombon | FB | Control Room | Don Wilson | On | [7 empty] | O&M | 1 | FALSE | FALSE | FALSE | FALSE | FALSE | FALSE | FALSE | FALSE | FALSE | FALSE | 2000 | 0 | 2000 | FALSE
-645345913 | 81 | 611543740 | Equipment Needs | MDP | 2000 | 2012-07-25 17:32 | 2 | 2013 | Smith Plant | SM12 | 8 | Operations | 1 | Plant Control Room | F81 | 40422 | 502 | 2012-07-25 17:30 | Accounting | Nick Plombon | FB | Control Room | Don Wilson | On | [7 empty] | O&M | 1 | FALSE | FALSE | FALSE | FALSE | FALSE | FALSE | FALSE | FALSE | FALSE | FALSE | 2000 | 0 | 2000 | FALSE
[11 empty] | 8 | Operations | 2 | Balance-of-Plant
2084484878 | 92 | 754762103 | Taxes and Fees | EFT | 2000 | 2012-07-25 17:56 | 2 | 2014 | Smith Plant | SM12 | 8 | Operations | 3 | Fuel Handling | F83 | 40422 | 500 | 2012-07-25 17:56 | Accounting | Nick Plombon | FB | Steam Production Fuel | Nick Plombon | On | [7 empty] | O&M | 1 | FALSE | FALSE | FALSE | FALSE | FALSE | FALSE | FALSE | FALSE | FALSE | FALSE | 32000 | 0 | 32000 | FALSE
2084484878 | 92 | 1224666092 | Non Generational Fuel Oil Consumption | MMN | 30000 | 2012-07-25 17:56 | 2 | 2014 | Smith Plant | SM12 | 8 | Operations | 3 | Fuel Handling | F83 | 40422 | 500 | 2012-07-25 17:56 | Accounting | Nick Plombon | FB | Steam Production Fuel | Nick Plombon | On | [7 empty] | O&M | 1 | FALSE | FALSE | FALSE | FALSE | FALSE | FALSE | FALSE | FALSE | FALSE | FALSE | 32000 | 0 | 32000 | FALSE
-836420091 | 91 | -628857630 | Taxes and Fees | EFT | 2000 | 2012-07-25 17:55 | 2 | 2013 | Smith Plant | SM12 | 8 | Operations | 3 | Fuel Handling | F83 | 40422 | 500 | 2012-07-25 17:53 | Accounting | Nick Plombon | FB | Steam Production Fuel | Nick Plombon | On | [7 empty] | O&M | 1 | FALSE | FALSE | FALSE | FALSE | FALSE | FALSE | FALSE | FALSE | FALSE | FALSE | 32000 | 0 | 32000 | FALSE
-836420091 | 91 | -1435973701 | Non Generational Fuel Oil Consumption | MMN | 30000 | 2012-07-25 17:55 | 2 | 2013 | Smith Plant | SM12 | 8 | Operations | 3 | Fuel Handling | F83 | 40422 | 500 | 2012-07-25 17:53 | Accounting | Nick Plombon | FB | Steam Production Fuel | Nick Plombon | On | [7 empty] | O&M | 1 | FALSE | FALSE | FALSE | FALSE | FALSE | FALSE | FALSE | FALSE | FALSE | FALSE | 32000 | 0 | 32000 | FALSE
-335424726 | 96 | -1735796125 | Non Generational Fuel Oil Consumption | MMN | 20000 | 2012-07-25 18:00 | 2 | 2013 | Smith Plant | SMCC | 8 | Operations | 4 | Other | F84 | 40422 | 548 | 2012-07-25 17:59 | System Owner | Nick Plombon | FB | CC Fuel Costs | Nick Plombon | On | [7 empty] | O&M | 1 | FALSE | FALSE | FALSE | FALSE | FALSE | FALSE | FALSE | FALSE | FALSE | FALSE | 20000 | 0 | 20000 | FALSE
-885361847 | 97 | 1645861334 | Non Generational Fuel Oil Consumption | MMN | 20000 | 2012-07-25 18:01 | 2 | 2014 | Smith Plant | SMCC | 8 | Operations | 4 | Other | F84 | 40422 | 548 | 2012-07-25 18:00 | System Owner | Nick Plombon | FB | CC Fuel Costs | Nick Plombon | On | [7 empty] | O&M | 1 | FALSE | FALSE | FALSE | FALSE | FALSE | FALSE | FALSE | FALSE | FALSE | FALSE | 20000 | 0 | 20000 | FALSE
[11 empty] | 8 | Operations | 5 | Water
[11 empty] | 8 | Operations | R
[11 empty] | A | Ash Handling | A | Ash Sluice
1238317849 | 143 | 835049830 | Clinker Grinder Rebuild FUM | MDP | 15500 | 2012-08-13 13:57 | 2 | 2013 | Smith Plant | SM02 | A | Ash Handling | B | Bottom Ash | FAB | 40422 | 512 | 2012-08-13 13:53 | System Owner | Eddie Jackson | FB | Clinker Grinder Rebuild FUM | Eddie Jackson | Off | To keep clinker grinder in operating condition | Good | To keep clinker grinder in good operating condition |  |  |  |  | O&M | 1 | FALSE | FALSE | FALSE | FALSE | FALSE | FALSE | FALSE | FALSE | FALSE | FALSE | 15500 | 0 | 15500 | FALSE
1344882977 | 141 | -1841987378 | To replace segregating valves | MDP | 20000 | 2012-08-13 13:41 | 2 | 2013 | Smith Plant | SM01 | A | Ash Handling | C | Fly Ash | FAC | 40422 | 512 | 2012-08-13 13:36 | System Owner | Eddie Jackson | FB | Cold Fly Ash Valves - Segregating Valves | Eddie Jackson | On | To replace segregating valves | Good | To keep ash system in good operating condition |  |  |  |  | O&M | 1 | FALSE | FALSE | FALSE | FALSE | FALSE | FALSE | FALSE | FALSE | FALSE | FALSE | 20000 | 0 | 20000 | FALSE
1344885549 | 144 | -499249942 | Cold Fly Ash Valves - Segregating Valves | MDP | 10000 | 2012-08-13 14:22 | 2 | 2013 | Smith Plant | SM02 | A | Ash Handling | C | Fly Ash | FAC | 40422 | 512 | 2012-08-13 14:19 | System Owner | Eddie Jackson | FB | Ash system valves and pumps | Eddie Jackson | On | [7 empty] | O&M | 1 | FALSE | FALSE | FALSE | FALSE | FALSE | FALSE | FALSE | FALSE | FALSE | FALSE | 54000 | 0 | 54000 | FALSE
1344885549 | 144 | -1392344797 | Economizer Hopper Ash Valves | MDP | 10000 | 2012-08-13 14:22 | 2 | 2013 | Smith Plant | SM02 | A | Ash Handling | C | Fly Ash | FAC | 40422 | 512 | 2012-08-13 14:19 | System Owner | Eddie Jackson | FB | Ash system valves and pumps | Eddie Jackson | On | [7 empty] | O&M | 1 | FALSE | FALSE | FALSE | FALSE | FALSE | FALSE | FALSE | FALSE | FALSE | FALSE | 54000 | 0 | 54000 | FALSE
1344885549 | 144 | -2093603544 | Fly Ash Pump B | MDP | 17000 | 2012-08-13 14:24 | 2 | 2013 | Smith Plant | SM02 | A | Ash Handling | C | Fly Ash | FAC | 40422 | 512 | 2012-08-13 14:19 | System Owner | Eddie Jackson | FB | Ash system valves and pumps | Eddie Jackson | On | [7 empty] | O&M | 1 | FALSE | FALSE | FALSE | FALSE | FALSE | FALSE | FALSE | FALSE | FALSE | FALSE | 54000 | 0 | 54000 | FALSE
1344885549 | 144 | 937850889 | Fly Ash Pump B | KLN | 17000 | 2012-08-13 14:37 | 2 | 2013 | Smith Plant | SM02 | A | Ash Handling | C | Fly Ash | FAC | 40422 | 512 | 2012-08-13 14:19 | System Owner | Eddie Jackson | FB | Ash system valves and pumps | Eddie Jackson | On | [7 empty] | O&M | 1 | FALSE | FALSE | FALSE | FALSE | FALSE | FALSE | FALSE | FALSE | FALSE | FALSE | 54000 | 0 | 54000 | FALSE
-344811595 | 150 | 2075216082 | Hot Fly Ash System pipe and fittings. | MDP | 7500 | 2012-08-14 07:23 | 2 | 2014 | Smith Plant | SM02 | A | Ash Handling | C | Fly Ash | FAC | 40422 | 512 | 2012-08-14 07:23 | System Owner | Eddie Jackson | FB | Hot and Cold Fly Ash System pipe and fittings. | Eddie Jackson | On | [7 empty] | O&M | Initiated | FALSE | FALSE | FALSE | FALSE | FALSE | FALSE | FALSE | FALSE | FALSE | FALSE | 15000 | 0 | 15000 | FALSE
-344811595 | 150 | -1609139989 | Cold Fly Ash System pipe and fittings. | MDP | 7500 | 2012-08-14 07:24 | 2 | 2014 | Smith Plant | SM02 | A | Ash Handling | C | Fly Ash | FAC | 40422 | 512 | 2012-08-14 07:23 | System Owner | Eddie Jackson | FB | Hot and Cold Fly Ash System pipe and fittings. | Eddie Jackson | On | [7 empty] | O&M | Initiated | FALSE | FALSE | FALSE | FALSE | FALSE | FALSE | FALSE | FALSE | FALSE | FALSE | 15000 | 0 | 15000 | FALSE
7434551 | 148 | 2053656748 | Hot Fly Ash System pipe and fittings. | MDP | 7500 | 2012-08-14 07:16 | 2 | 2014 | Smith Plant | SM01 | A | Ash Handling | C | Fly Ash | FAC | 40422 | 512 | 2012-08-14 07:11 | System Owner | Eddie Jackson | FB | Hot and Cold Fly Ash System pipe and fittings. | Eddie Jackson | On | [7 empty] | O&M | 1 | FALSE | FALSE | FALSE | FALSE | FALSE | FALSE | FALSE | FALSE | FALSE | FALSE | 15000 | 0 | 15000 | FALSE
7434551 | 148 | 198227517 | Cold Fly Ash System pipe and fittings. | MDP | 7500 | 2012-08-14 07:16 | 2 | 2014 | Smith Plant | SM01 | A | Ash Handling | C | Fly Ash | FAC | 40422 | 512 | 2012-08-14 07:11 | System Owner | Eddie Jackson | FB | Hot and Cold Fly Ash System pipe and fittings. | Eddie Jackson | On | [7 empty] | O&M | 1 | FALSE | FALSE | FALSE | FALSE | FALSE | FALSE | FALSE | FALSE | FALSE | FALSE | 15000 | 0 | 15000 | FALSE
1344947287 | 151 | -1282134708 | Ash Pond Maintenance | KLO | 50000 | 2012-08-14 07:29 | 2 | 2014 | Smith Plant | SM12 | A | Ash Handling | D | NPDES | FAD | 40422 | 512 | 2012-08-14 07:28 | System Owner | Eddie Jackson | FB | Ash pond maintenance and ash removal | Eddie Jackson | On | [7 empty] | O&M | Initiated | FALSE | FALSE | FALSE | FALSE | FALSE | FALSE | FALSE | FALSE | FALSE | FALSE | 750000 | 0 | 750000 | FALSE
1344947287 | 151 | -2000798115 | Ash Removal from Ash Pond | KLO | 700000 | 2012-08-14 07:29 | 2 | 2014 | Smith Plant | SM12 | A | Ash Handling | D | NPDES | FAD | 40422 | 512 | 2012-08-14 07:28 | System Owner | Eddie Jackson | FB | Ash pond maintenance and ash removal | Eddie Jackson | On | [7 empty] | O&M | Initiated | FALSE | FALSE | FALSE | FALSE | FALSE | FALSE | FALSE | FALSE | FALSE | FALSE | 750000 | 0 | 750000 | FALSE
248492311 | 146 | 1180486412 | Ash Pond Maintenance | KLO | 50000 | 2012-08-13 14:44 | 2 | 2013 | Smith Plant | SM12 | A | Ash Handling | D | NPDES | FAD | 40422 | 512 | 2012-08-13 14:38 | System Owner | Eddie Jackson | FB | Ash pond maintenance and ash removal | Eddie Jackson | On | [7 empty] | O&M | 1 | FALSE | FALSE | FALSE | FALSE | FALSE | FALSE | FALSE | FALSE | FALSE | FALSE | 900000 | 0 | 900000 | FALSE
248492311 | 146 | 1136425245 | Ash Removal from Ash Pond | KLO | 850000 | 2012-08-13 14:44 | 2 | 2013 | Smith Plant | SM12 | A | Ash Handling | D | NPDES | FAD | 40422 | 512 | 2012-08-13 14:38 | System Owner | Eddie Jackson | FB | Ash pond maintenance and ash removal | Eddie Jackson | On | [7 empty] | O&M | 1 | FALSE | FALSE | FALSE | FALSE | FALSE | FALSE | FALSE | FALSE | FALSE | FALSE | 900000 | 0 | 900000 | FALSE
[11 empty] | A | Ash Handling | E | Ash Disposal
-964572244 | 142 | 281892157 | Cold Precip Contol Cards/Fan Belts | MDP | 3500 | 2012-08-13 13:50 | 2 | 2013 | Smith Plant | SM01 | A | Ash Handling | F | Precipitator | FAF | 40422 | 512 | 2012-08-13 13:43 | System Owner | Eddie Jackson | FB | Cold and hot Precip Control Cards/Fan Belts | Eddie Jackson | On | To keep precipitator controls in good operating condition | Good | To keep precipitator controls in good operating condition and meet environmental |  |  |  |  | O&M | 1 | FALSE | FALSE | FALSE | FALSE | FALSE | FALSE | FALSE | FALSE | FALSE | FALSE | 8500 | 0 | 8500 | FALSE
-964572244 | 142 | 1290586554 | Hot Precip Control Cards/Fan Belts | MDP | 5000 | 2012-08-13 13:50 | 2 | 2013 | Smith Plant | SM01 | A | Ash Handling | F | Precipitator | FAF | 40422 | 512 | 2012-08-13 13:43 | System Owner | Eddie Jackson | FB | Cold and hot Precip Control Cards/Fan Belts | Eddie Jackson | On | To keep precipitator controls in good operating condition | Good | To keep precipitator controls in good operating condition and meet environmental |  |  |  |  | O&M | 1 | FALSE | FALSE | FALSE | FALSE | FALSE | FALSE | FALSE | FALSE | FALSE | FALSE | 8500 | 0 | 8500 | FALSE
809055490 | 145 | -1775362725 | Cold Precip Contol Cards/Fan Belts | MDP | 3500 | 2012-08-13 14:28 | 2 | 2013 | Smith Plant | SM02 | A | Ash Handling | F | Precipitator | FAF | 40422 | 512 | 2012-08-13 14:26 | System Owner | Eddie Jackson | FB | Cold And Hot Precip Contol Cards/Fan Belts | Eddie Jackson | On | [7 empty] | O&M | 1 | FALSE | FALSE | FALSE | FALSE | FALSE | FALSE | FALSE | FALSE | FALSE | FALSE | 8500 | 0 | 8500 | FALSE
809055490 | 145 | -1539642624 | Hot Precip Control Cards/Fan Belts | MDP | 5000 | 2012-08-13 14:28 | 2 | 2013 | Smith Plant | SM02 | A | Ash Handling | F | Precipitator | FAF | 40422 | 512 | 2012-08-13 14:26 | System Owner | Eddie Jackson | FB | Cold And Hot Precip Contol Cards/Fan Belts | Eddie Jackson | On | [7 empty] | O&M | 1 | FALSE | FALSE | FALSE | FALSE | FALSE | FALSE | FALSE | FALSE | FALSE | FALSE | 8500 | 0 | 8500 | FALSE
1344946082 | 147 | 1259912059 | Cold Precip Contol Cards/Fan Belts | MDP | 5000 | 2012-08-14 07:09 | 2 | 2014 | Smith Plant | SM01 | A | Ash Handling | F | Precipitator | FAF | 40422 | 512 | 2012-08-14 07:08 | System Owner | Eddie Jackson | FB | Cold and hot Precip Control Cards/Fan Belts | Eddie Jackson | On | To keep precipitator controls in good operating condition | Good | To keep precipitator controls in good operating condition and meet environmental |  |  |  |  | O&M | Initiated | FALSE | FALSE | FALSE | FALSE | FALSE | FALSE | FALSE | FALSE | FALSE | FALSE | 10000 | 0 | 10000 | FALSE
1344946082 | 147 | 596211360 | Hot Precip Control Cards/Fan Belts | MDP | 5000 | 2012-08-14 07:09 | 2 | 2014 | Smith Plant | SM01 | A | Ash Handling | F | Precipitator | FAF | 40422 | 512 | 2012-08-14 07:08 | System Owner | Eddie Jackson | FB | Cold and hot Precip Control Cards/Fan Belts | Eddie Jackson | On | To keep precipitator controls in good operating condition | Good | To keep precipitator controls in good operating condition and meet environmental |  |  |  |  | O&M | Initiated | FALSE | FALSE | FALSE | FALSE | FALSE | FALSE | FALSE | FALSE | FALSE | FALSE | 10000 | 0 | 10000 | FALSE
1248674680 | 149 | -976049127 | Cold Precip Contol Cards/Fan Belts | MDP | 5000 | 2012-08-14 07:20 | 2 | 2014 | Smith Plant | SM02 | A | Ash Handling | F | Precipitator | FAF | 40422 | 512 | 2012-08-14 07:17 | System Owner | Eddie Jackson | FB | Cold And Hot Precip Contol Cards/Fan Belts | Eddie Jackson | On | [7 empty] | O&M | 1 | FALSE | FALSE | FALSE | FALSE | FALSE | FALSE | FALSE | FALSE | FALSE | FALSE | 10000 | 0 | 10000 | FALSE
1248674680 | 149 | 1441183334 | Hot Precip Control Cards/Fan Belts | MDP | 5000 | 2012-08-14 07:20 | 2 | 2014 | Smith Plant | SM02 | A | Ash Handling | F | Precipitator | FAF | 40422 | 512 | 2012-08-14 07:17 | System Owner | Eddie Jackson | FB | Cold And Hot Precip Contol Cards/Fan Belts | Eddie Jackson | On | [7 empty] | O&M | 1 | FALSE | FALSE | FALSE | FALSE | FALSE | FALSE | FALSE | FALSE | FALSE | FALSE | 10000 | 0 | 10000 | FALSE
[11 empty] | A | Ash Handling | G | Bag House
1338402361 | 1 | 1343158091 | Bottom Ash Pit Refractory | KLO | 30000 | 2012-08-04 13:00 | 2 | 2013 | Smith Plant | SM12 | A | Ash Handling | Y | General | FAY | 40422 | 512 | 2012-05-30 13:26 | System Owner | Nick Plombon | FB | FOMO Dollars | Eddie Jackson | Off | [7 empty] | O&M | 1 | FALSE | FALSE | FALSE | FALSE | FALSE | FALSE | FALSE | FALSE | FALSE | FALSE | 100000 | 0 | 100000 | FALSE
1338402361 | 1 | 546232880 | Bottom Ash Pit Refractory | MDP | 30000 | 2012-08-04 13:00 | 2 | 2013 | Smith Plant | SM12 | A | Ash Handling | Y | General | FAY | 40422 | 512 | 2012-05-30 13:26 | System Owner | Nick Plombon | FB | FOMO Dollars | Eddie Jackson | Off | [7 empty] | O&M | 1 | FALSE | FALSE | FALSE | FALSE | FALSE | FALSE | FALSE | FALSE | FALSE | FALSE | 100000 | 0 | 100000 | FALSE
1338402361 | 1 | -1390183823 | Hot and Cold Precip Repairs | MDP | 25000 | 2012-08-04 13:00 | 2 | 2013 | Smith Plant | SM12 | A | Ash Handling | Y | General | FAY | 40422 | 512 | 2012-05-30 13:26 | System Owner | Nick Plombon | FB | FOMO Dollars | Eddie Jackson | Off | [7 empty] | O&M | 1 | FALSE | FALSE | FALSE | FALSE | FALSE | FALSE | FALSE | FALSE | FALSE | FALSE | 100000 | 0 | 100000 | FALSE
1338402361 | 1 | 1987972062 | Clinker Grinder Repairs | MDP | 15000 | 2012-08-04 13:00 | 2 | 2013 | Smith Plant | SM12 | A | Ash Handling | Y | General | FAY | 40422 | 512 | 2012-05-30 13:26 | System Owner | Nick Plombon | FB | FOMO Dollars | Eddie Jackson | Off | [7 empty] | O&M | 1 | FALSE | FALSE | FALSE | FALSE | FALSE | FALSE | FALSE | FALSE | FALSE | FALSE | 100000 | 0 | 100000 | FALSE
1602003075 | 2 | -1830950648 | Bottom Ash Pit Refractory | KLO | 30000 | 2012-08-04 12:57 | 2 | 2014 | Smith Plant | SM12 | A | Ash Handling | Y | General | FAY | 40422 | 512 | 2012-07-24 14:34 | System Owner | Nick Plombon | FB | FOMO Dollars | Eddie Jackson | Off | [7 empty] | O&M | 1 | FALSE | FALSE | FALSE | FALSE | FALSE | FALSE | FALSE | FALSE | FALSE | FALSE | 100000 | 0 | 100000 | FALSE
1602003075 | 2 | 1247749737 | Bottom Ash Pit Refractory | MDP | 30000 | 2012-08-04 12:58 | 2 | 2014 | Smith Plant | SM12 | A | Ash Handling | Y | General | FAY | 40422 | 512 | 2012-07-24 14:34 | System Owner | Nick Plombon | FB | FOMO Dollars | Eddie Jackson | Off | [7 empty] | O&M | 1 | FALSE | FALSE | FALSE | FALSE | FALSE | FALSE | FALSE | FALSE | FALSE | FALSE | 100000 | 0 | 100000 | FALSE
1602003075 | 2 | -595847562 | Hot and Cold Precip Repairs | MDP | 25000 | 2012-08-04 12:58 | 2 | 2014 | Smith Plant | SM12 | A | Ash Handling | Y | General | FAY | 40422 | 512 | 2012-07-24 14:34 | System Owner | Nick Plombon | FB | FOMO Dollars | Eddie Jackson | Off | [7 empty] | O&M | 1 | FALSE | FALSE | FALSE | FALSE | FALSE | FALSE | FALSE | FALSE | FALSE | FALSE | 100000 | 0 | 100000 | FALSE
1602003075 | 2 | 226358975 | Clinker Grinder Repairs | MDP | 15000 | 2012-08-04 12:58 | 2 | 2014 | Smith Plant | SM12 | A | Ash Handling | Y | General | FAY | 40422 | 512 | 2012-07-24 14:34 | System Owner | Nick Plombon | FB | FOMO Dollars | Eddie Jackson | Off | [7 empty] | O&M | 1 | FALSE | FALSE | FALSE | FALSE | FALSE | FALSE | FALSE | FALSE | FALSE | FALSE | 100000 | 0 | 100000 | FALSE
[11 empty] | A | Ash Handling | Z | Instruments and Controls
-718749852 | 483 | -115508075 | Off site equipment repair | KLN | 1000 | 2012-08-24 12:05 | 2 | 2013 | Smith Plant | SM02 | B | Air & Gas Flow | A | Forced Draft | FBA | 40422 | 512 | 2012-08-23 11:53 | System Owner | Arnett Flowers | FB | Sofo Cofa Damper Repairs , Send out Beck Drives | Arnett Flowers | On | Yearly Unit 2 Sofo Cofa Damper Repairs , Send out Beck Drives | [6 empty] | O&M | 1 | FALSE | FALSE | FALSE | FALSE | FALSE | FALSE | FALSE | FALSE | FALSE | FALSE | 2000 | 0 | 2000 | FALSE
-718749852 | 483 | 1414534170 | Materials | MCM | 1000 | 2012-08-24 12:05 | 2 | 2013 | Smith Plant | SM02 | B | Air & Gas Flow | A | Forced Draft | FBA | 40422 | 512 | 2012-08-23 11:53 | System Owner | Arnett Flowers | FB | Sofo Cofa Damper Repairs , Send out Beck Drives | Arnett Flowers | On | Yearly Unit 2 Sofo Cofa Damper Repairs , Send out Beck Drives | [6 empty] | O&M | 1 | FALSE | FALSE | FALSE | FALSE | FALSE | FALSE | FALSE | FALSE | FALSE | FALSE | 2000 | 0 | 2000 | FALSE
-1308222522 | 482 | 1535559119 | Off site equipment repair | KLN | 2500 | 2012-08-24 15:50 | 2 | 2014 | Smith Plant | SM02 | B | Air & Gas Flow | A | Forced Draft | FBA | 40422 | 512 | 2012-08-23 11:53 | System Owner | Arnett Flowers | FB | Sofo Cofa Damper Repairs , Send out Beck Drives | Arnett Flowers | On | Yearly Unit 2 Sofo Cofa Damper Repairs , Send out Beck Drives | [6 empty] | O&M | 1 | FALSE | FALSE | FALSE | FALSE | FALSE | FALSE | FALSE | FALSE | FALSE | FALSE | 5000 | 0 | 5000 | FALSE
-1308222522 | 482 | 599670744 | Materials | MCM | 2500 | 2012-08-24 15:50 | 2 | 2014 | Smith Plant | SM02 | B | Air & Gas Flow | A | Forced Draft | FBA | 40422 | 512 | 2012-08-23 11:53 | System Owner | Arnett Flowers | FB | Sofo Cofa Damper Repairs , Send out Beck Drives | Arnett Flowers | On | Yearly Unit 2 Sofo Cofa Damper Repairs , Send out Beck Drives | [6 empty] | O&M | 1 | FALSE | FALSE | FALSE | FALSE | FALSE | FALSE | FALSE | FALSE | FALSE | FALSE | 5000 | 0 | 5000 | FALSE
825909370 | 496 | 1450217843 | Labor | KLO | 16000 | 2012-08-24 11:58 | 2 | 2013 | Smith Plant | SM12 | B | Air & Gas Flow | B | Induced Draft | FBB | 40422 | 512 | 2012-08-23 12:06 | System Owner | Arnett Flowers | FB | Wind Storm Lagging Repairs | Arnett Flowers | Off | Annual repairs to hot precipitator and cold precipitator ductwork | [6 empty] | O&M | 1 | FALSE | FALSE | FALSE | FALSE | FALSE | FALSE | FALSE | FALSE | FALSE | FALSE | 20000 | 0 | 20000 | FALSE
825909370 | 496 | -1305025736 | Materials | MCM | 4000 | 2012-08-24 11:58 | 2 | 2013 | Smith Plant | SM12 | B | Air & Gas Flow | B | Induced Draft | FBB | 40422 | 512 | 2012-08-23 12:06 | System Owner | Arnett Flowers | FB | Wind Storm Lagging Repairs | Arnett Flowers | Off | Annual repairs to hot precipitator and cold precipitator ductwork | [6 empty] | O&M | 1 | FALSE | FALSE | FALSE | FALSE | FALSE | FALSE | FALSE | FALSE | FALSE | FALSE | 20000 | 0 | 20000 | FALSE
1506427097 | 497 | 940596262 | Labor | KLO | 16000 | 2012-08-24 11:58 | 2 | 2014 | Smith Plant | SM12 | B | Air & Gas Flow | B | Induced Draft | FBB | 40422 | 512 | 2012-08-23 12:10 | System Owner | Arnett Flowers | FB | Wind Storm Lagging Repairs | Arnett Flowers | Off | Annual repairs to hot precipitator and cold precipitator ductwork | [6 empty] | O&M | 1 | FALSE | FALSE | FALSE | FALSE | FALSE | FALSE | FALSE | FALSE | FALSE | FALSE | 20000 | 0 | 20000 | FALSE
1506427097 | 497 | 1495946927 | Materials | MCM | 4000 | 2012-08-24 11:58 | 2 | 2014 | Smith Plant | SM12 | B | Air & Gas Flow | B | Induced Draft | FBB | 40422 | 512 | 2012-08-23 12:10 | System Owner | Arnett Flowers | FB | Wind Storm Lagging Repairs | Arnett Flowers | Off | Annual repairs to hot precipitator and cold precipitator ductwork | [6 empty] | O&M | 1 | FALSE | FALSE | FALSE | FALSE | FALSE | FALSE | FALSE | FALSE | FALSE | FALSE | 20000 | 0 | 20000 | FALSE
-1942569578 | 474 | -881584289 | Off site equipment repair | KLN | 7500 | 2012-08-24 12:07 | 2 | 2013 | Smith Plant | SM02 | B | Air & Gas Flow | B | Induced Draft | FBB | 40422 | 512 | 2012-08-23 11:48 | System Owner | Arnett Flowers | FB | ID Damper Maintenance, Send out Beck Drives | Arnett Flowers | On | Yearly Unit 2 ID Fan Damper Maintenance, Send out Beck Drives | [6 empty] | O&M | 1 | FALSE | FALSE | FALSE | FALSE | FALSE | FALSE | FALSE | FALSE | FALSE | FALSE | 15000 | 0 | 15000 | FALSE
-1942569578 | 474 | -1166191100 | Materials | MCM | 7500 | 2012-08-24 12:07 | 2 | 2013 | Smith Plant | SM02 | B | Air & Gas Flow | B | Induced Draft | FBB | 40422 | 512 | 2012-08-23 11:48 | System Owner | Arnett Flowers | FB | ID Damper Maintenance, Send out Beck Drives | Arnett Flowers | On | Yearly Unit 2 ID Fan Damper Maintenance, Send out Beck Drives | [6 empty] | O&M | 1 | FALSE | FALSE | FALSE | FALSE | FALSE | FALSE | FALSE | FALSE | FALSE | FALSE | 15000 | 0 | 15000 | FALSE
1294431668 | 475 | -324048731 | Off site equipment repair | KLN | 7500 | 2012-08-24 12:07 | 2 | 2014 | Smith Plant | SM02 | B | Air & Gas Flow | B | Induced Draft | FBB | 40422 | 512 | 2012-08-23 11:49 | System Owner | Arnett Flowers | FB | ID Damper Maintenance, Send out Beck Drives | Arnett Flowers | On | Yearly Unit 2 ID Fan Damper Maintenance, Send out Beck Drives | [6 empty] | O&M | 1 | FALSE | FALSE | FALSE | FALSE | FALSE | FALSE | FALSE | FALSE | FALSE | FALSE | 15000 | 0 | 15000 | FALSE
1294431668 | 475 | 808700746 | Materials | MCM | 7500 | 2012-08-24 12:07 | 2 | 2014 | Smith Plant | SM02 | B | Air & Gas Flow | B | Induced Draft | FBB | 40422 | 512 | 2012-08-23 11:49 | System Owner | Arnett Flowers | FB | ID Damper Maintenance, Send out Beck Drives | Arnett Flowers | On | Yearly Unit 2 ID Fan Damper Maintenance, Send out Beck Drives | [6 empty] | O&M | 1 | FALSE | FALSE | FALSE | FALSE | FALSE | FALSE | FALSE | FALSE | FALSE | FALSE | 15000 | 0 | 15000 | FALSE
-1807580376 | 473 | -746127863 | Off site equipment repair | KLN | 7500 | 2012-08-24 12:07 | 2 | 2013 | Smith Plant | SM01 | B | Air & Gas Flow | B | Induced Draft | FBB | 40422 | 512 | 2012-08-23 11:47 | System Owner | Arnett Flowers | FB | ID Damper Maintenance, Send out Beck Drives | Arnett Flowers | On | Yearly Unit 1 ID Fan Damper Maintenance, Send out Beck Drives | [6 empty] | O&M | 1 | FALSE | FALSE | FALSE | FALSE | FALSE | FALSE | FALSE | FALSE | FALSE | FALSE | 15000 | 0 | 15000 | FALSE
-1807580376 | 473 | 329054566 | Materials | MCM | 7500 | 2012-08-24 12:08 | 2 | 2013 | Smith Plant | SM01 | B | Air & Gas Flow | B | Induced Draft | FBB | 40422 | 512 | 2012-08-23 11:47 | System Owner | Arnett Flowers | FB | ID Damper Maintenance, Send out Beck Drives | Arnett Flowers | On | Yearly Unit 1 ID Fan Damper Maintenance, Send out Beck Drives | [6 empty] | O&M | 1 | FALSE | FALSE | FALSE | FALSE | FALSE | FALSE | FALSE | FALSE | FALSE | FALSE | 15000 | 0 | 15000 | FALSE
-322782486 | 472 | 984160035 | Off site equipment repair | KLN | 7500 | 2012-08-24 12:08 | 2 | 2014 | Smith Plant | SM01 | B | Air & Gas Flow | B | Induced Draft | FBB | 40422 | 512 | 2012-08-23 11:47 | System Owner | Arnett Flowers | FB | ID Damper Maintenance, Send out Beck Drives | Arnett Flowers | On | Yearly Unit 1 ID Fan Damper Maintenance, Send out Beck Drives | [6 empty] | O&M | 1 | FALSE | FALSE | FALSE | FALSE | FALSE | FALSE | FALSE | FALSE | FALSE | FALSE | 15000 | 0 | 15000 | FALSE
-322782486 | 472 | 1345752696 | Materials | MCM | 7500 | 2012-08-24 12:08 | 2 | 2014 | Smith Plant | SM01 | B | Air & Gas Flow | B | Induced Draft | FBB | 40422 | 512 | 2012-08-23 11:47 | System Owner | Arnett Flowers | FB | ID Damper Maintenance, Send out Beck Drives | Arnett Flowers | On | Yearly Unit 1 ID Fan Damper Maintenance, Send out Beck Drives | [6 empty] | O&M | 1 | FALSE | FALSE | FALSE | FALSE | FALSE | FALSE | FALSE | FALSE | FALSE | FALSE | 15000 | 0 | 15000 | FALSE
-894552980 | 495 | 582500093 | Labor | KLO | 1200 | 2012-08-24 11:59 | 2 | 2013 | Smith Plant | SM02 | B | Air & Gas Flow | C | Air Preheater | FBC | 40422 | 512 | 2012-08-23 12:05 | System Owner | Arnett Flowers | FB | Air Heater Instrumentation (Thermocouples, Sootblower Limits) | Arnett Flowers | Off | Air Heater Instrumentation (Thermocouples, Sootblower Limits) | [6 empty] | O&M | 1 | FALSE | FALSE | FALSE | FALSE | FALSE | FALSE | FALSE | FALSE | FALSE | FALSE | 2000 | 0 | 2000 | FALSE
-894552980 | 495 | -835711408 | Materials | MDP | 800 | 2012-08-24 11:59 | 2 | 2013 | Smith Plant | SM02 | B | Air & Gas Flow | C | Air Preheater | FBC | 40422 | 512 | 2012-08-23 12:05 | System Owner | Arnett Flowers | FB | Air Heater Instrumentation (Thermocouples, Sootblower Limits) | Arnett Flowers | Off | Air Heater Instrumentation (Thermocouples, Sootblower Limits) | [6 empty] | O&M | 1 | FALSE | FALSE | FALSE | FALSE | FALSE | FALSE | FALSE | FALSE | FALSE | FALSE | 2000 | 0 | 2000 | FALSE
-1604260978 | 494 | -500499465 | Labor | KLO | 1200 | 2012-08-24 11:59 | 2 | 2014 | Smith Plant | SM02 | B | Air & Gas Flow | C | Air Preheater | FBC | 40422 | 512 | 2012-08-23 12:02 | System Owner | Arnett Flowers | FB | Air Heater Instrumentation (Thermocouples, Sootblower Limits) | Arnett Flowers | Off | Air Heater Instrumentation (Thermocouples, Sootblower Limits) | [6 empty] | O&M | 1 | FALSE | FALSE | FALSE | FALSE | FALSE | FALSE | FALSE | FALSE | FALSE | FALSE | 2000 | 0 | 2000 | FALSE
-1604260978 | 494 | 1844370686 | Materials | MDP | 800 | 2012-08-24 11:59 | 2 | 2014 | Smith Plant | SM02 | B | Air & Gas Flow | C | Air Preheater | FBC | 40422 | 512 | 2012-08-23 12:02 | System Owner | Arnett Flowers | FB | Air Heater Instrumentation (Thermocouples, Sootblower Limits) | Arnett Flowers | Off | Air Heater Instrumentation (Thermocouples, Sootblower Limits) | [6 empty] | O&M | 1 | FALSE | FALSE | FALSE | FALSE | FALSE | FALSE | FALSE | FALSE | FALSE | FALSE | 2000 | 0 | 2000 | FALSE
-229651024 | 485 | 1188251633 | Labor | KLO | 1200 | 2012-08-24 12:05 | 2 | 2014 | Smith Plant | SM01 | B | Air & Gas Flow | C | Air Preheater | FBC | 40422 | 512 | 2012-08-23 11:57 | System Owner | Arnett Flowers | FB | Air Heater Instrumentation (Thermocouples, Sootblower Limits) | Arnett Flowers | Off | Air Heater Instrumentation (Thermocouples, Sootblower Limits) | [6 empty] | O&M | 1 | FALSE | FALSE | FALSE | FALSE | FALSE | FALSE | FALSE | FALSE | FALSE | FALSE | 2000 | 0 | 2000 | FALSE
-229651024 | 485 | -921123538 | Materials | MDP | 800 | 2012-08-24 12:05 | 2 | 2014 | Smith Plant | SM01 | B | Air & Gas Flow | C | Air Preheater | FBC | 40422 | 512 | 2012-08-23 11:57 | System Owner | Arnett Flowers | FB | Air Heater Instrumentation (Thermocouples, Sootblower Limits) | Arnett Flowers | Off | Air Heater Instrumentation (Thermocouples, Sootblower Limits) | [6 empty] | O&M | 1 | FALSE | FALSE | FALSE | FALSE | FALSE | FALSE | FALSE | FALSE | FALSE | FALSE | 2000 | 0 | 2000 | FALSE
1146930226 | 484 | -283940661 | Labor | KLO | 1200 | 2012-08-24 12:05 | 2 | 2013 | Smith Plant | SM01 | B | Air & Gas Flow | C | Air Preheater | FBC | 40422 | 512 | 2012-08-23 11:54 | System Owner | Arnett Flowers | FB | Air Heater Instrumentation (Thermocouples, Sootblower Limits) | Arnett Flowers | Off | Air Heater Instrumentation (Thermocouples, Sootblower Limits) | [6 empty] | O&M | 1 | FALSE | FALSE | FALSE | FALSE | FALSE | FALSE | FALSE | FALSE | FALSE | FALSE | 2000 | 0 | 2000 | FALSE
1146930226 | 484 | 1551640332 | Materials | MDP | 800 | 2012-08-24 12:05 | 2 | 2013 | Smith Plant | SM01 | B | Air & Gas Flow | C | Air Preheater | FBC | 40422 | 512 | 2012-08-23 11:54 | System Owner | Arnett Flowers | FB | Air Heater Instrumentation (Thermocouples, Sootblower Limits) | Arnett Flowers | Off | Air Heater Instrumentation (Thermocouples, Sootblower Limits) | [6 empty] | O&M | 1 | FALSE | FALSE | FALSE | FALSE | FALSE | FALSE | FALSE | FALSE | FALSE | FALSE | 2000 | 0 | 2000 | FALSE
[11 empty] | B | Air & Gas Flow | D | Gas Recirculation
[11 empty] | B | Air & Gas Flow | E | Support Fans
[11 empty] | B | Air & Gas Flow | F | Stack
[11 empty] | B | Air & Gas Flow | G | Primary Air
-296202120 | 465 | 64091417 | Spectrum labor | KLO | 66000 | 2012-08-24 12:09 | 2 | 2014 | Smith Plant | SM12 | B | Air & Gas Flow | H | CEMS | FBH | 40422 | 512 | 2012-08-23 11:38 | System Owner | Arnett Flowers | FB | CEMS Maintenance Contract | Arnett Flowers | On | Yearly Spectrum Contract | [6 empty] | O&M | 1 | FALSE | FALSE | FALSE | FALSE | FALSE | FALSE | FALSE | FALSE | FALSE | FALSE | 66000 | 0 | 66000 | FALSE
1345739706 | 464 | -1133036621 | Spectrum labor | KLO | 66000 | 2012-08-24 12:10 | 2 | 2013 | Smith Plant | SM12 | B | Air & Gas Flow | H | CEMS | FBH | 40422 | 512 | 2012-08-23 11:35 | System Owner | Arnett Flowers | FB | CEMS Maintenance Contract | Arnett Flowers | On | Yearly Spectrum Contract |  |  | 1/2013 | 12/2013 | 2013 | 1 | O&M | 1 | FALSE | FALSE | FALSE | FALSE | FALSE | FALSE | FALSE | FALSE | TRUE | FALSE | 66000 | 0 | 66000 | FALSE
[11 empty] | B | Air & Gas Flow | J | SCR/SNCR
1693531734 | 503 | -471254753 | Annual Document costs | KLO | 10000 | 2012-08-28 15:58 | 2 | 2014 | Smith Plant | SM12 | B | Air & Gas Flow | Y | General | FBY | 40422 | 512 | 2012-08-23 12:39 | System Owner | Arnett Flowers | FB | Documentum Migration | Arnett Flowers | On | Annual cost for E&CS draftsman to add project documents at project closeout | [6 empty] | O&M | 1 | FALSE | FALSE | FALSE | FALSE | FALSE | FALSE | FALSE | FALSE | FALSE | FALSE | 10000 | 0 | 10000 | FALSE
53757416 | 502 | 2029959625 | Annual Document costs | KLO | 10000 | 2012-08-28 15:57 | 2 | 2013 | Smith Plant | SM12 | B | Air & Gas Flow | Y | General | FBY | 40422 | 512 | 2012-08-23 12:22 | System Owner | Arnett Flowers | FB | Documentum Migration | Arnett Flowers | On | Annual cost for E&CS draftsman to add project documents at project closeout | [6 empty] | O&M | 1 | FALSE | FALSE | FALSE | FALSE | FALSE | FALSE | FALSE | FALSE | FALSE | FALSE | 10000 | 0 | 10000 | FALSE
2016600787 | 7 | -1367641832 | ID Fan Repairs | KLO | 30000 | 2012-07-24 15:49 | 2 | 2014 | Smith Plant | SM12 | B | Air & Gas Flow | Y | General | FBY | 40422 | 512 | 2012-07-24 15:14 | System Owner | Nick Plombon | FB | FOMO Dollars | Arnett Flowers | Off | [7 empty] | O&M | 1 | FALSE | FALSE | FALSE | FALSE | FALSE | FALSE | FALSE | FALSE | FALSE | FALSE | 150000 | 0 | 150000 | FALSE
2016600787 | 7 | 1632530745 | FD Fan Repairs | KLO | 30000 | 2012-07-24 15:49 | 2 | 2014 | Smith Plant | SM12 | B | Air & Gas Flow | Y | General | FBY | 40422 | 512 | 2012-07-24 15:14 | System Owner | Nick Plombon | FB | FOMO Dollars | Arnett Flowers | Off | [7 empty] | O&M | 1 | FALSE | FALSE | FALSE | FALSE | FALSE | FALSE | FALSE | FALSE | FALSE | FALSE | 150000 | 0 | 150000 | FALSE
2016600787 | 7 | -2050810618 | Shaft Seals and Damper Bearings | MDP | 10000 | 2012-07-24 15:14 | 2 | 2014 | Smith Plant | SM12 | B | Air & Gas Flow | Y | General | FBY | 40422 | 512 | 2012-07-24 15:14 | System Owner | Nick Plombon | FB | FOMO Dollars | Arnett Flowers | Off | [7 empty] | O&M | 1 | FALSE | FALSE | FALSE | FALSE | FALSE | FALSE | FALSE | FALSE | FALSE | FALSE | 150000 | 0 | 150000 | FALSE
2016600787 | 7 | 1927249423 | Ductwork Repairs and Vacuuming | KLO | 20000 | 2012-07-24 15:14 | 2 | 2014 | Smith Plant | SM12 | B | Air & Gas Flow | Y | General | FBY | 40422 | 512 | 2012-07-24 15:14 | System Owner | Nick Plombon | FB | FOMO Dollars | Arnett Flowers | Off | [7 empty] | O&M | 1 | FALSE | FALSE | FALSE | FALSE | FALSE | FALSE | FALSE | FALSE | FALSE | FALSE | 150000 | 0 | 150000 | FALSE
2016600787 | 7 | 1967825572 | Ductwork Repairs and Vacuuming | MDP | 10000 | 2012-07-24 15:14 | 2 | 2014 | Smith Plant | SM12 | B | Air & Gas Flow | Y | General | FBY | 40422 | 512 | 2012-07-24 15:14 | System Owner | Nick Plombon | FB | FOMO Dollars | Arnett Flowers | Off | [7 empty] | O&M | 1 | FALSE | FALSE | FALSE | FALSE | FALSE | FALSE | FALSE | FALSE | FALSE | FALSE | 150000 | 0 | 150000 | FALSE
2016600787 | 7 | 557706965 | ID Fan Repairs | MDP | 25000 | 2012-07-24 15:49 | 2 | 2014 | Smith Plant | SM12 | B | Air & Gas Flow | Y | General | FBY | 40422 | 512 | 2012-07-24 15:14 | System Owner | Nick Plombon | FB | FOMO Dollars | Arnett Flowers | Off | [7 empty] | O&M | 1 | FALSE | FALSE | FALSE | FALSE | FALSE | FALSE | FALSE | FALSE | FALSE | FALSE | 150000 | 0 | 150000 | FALSE
2016600787 | 7 | -927573646 | FD Fan Repairs | MDP | 25000 | 2012-07-24 15:49 | 2 | 2014 | Smith Plant | SM12 | B | Air & Gas Flow | Y | General | FBY | 40422 | 512 | 2012-07-24 15:14 | System Owner | Nick Plombon | FB | FOMO Dollars | Arnett Flowers | Off | [7 empty] | O&M | 1 | FALSE | FALSE | FALSE | FALSE | FALSE | FALSE | FALSE | FALSE | FALSE | FALSE | 150000 | 0 | 150000 | FALSE
1372562024 | 6 | 2137586761 | ID Fan Repairs | KLO | 30000 | 2012-07-24 15:50 | 2 | 2013 | Smith Plant | SM12 | B | Air & Gas Flow | Y | General | FBY | 40422 | 512 | 2012-07-24 15:04 | System Owner | Nick Plombon | FB | FOMO Dollars | Arnett Flowers | Off | [7 empty] | O&M | 1 | FALSE | FALSE | FALSE | FALSE | FALSE | FALSE | FALSE | FALSE | FALSE | FALSE | 150000 | 0 | 150000 | FALSE
1372562024 | 6 | 492695254 | FD Fan Repairs | KLO | 30000 | 2012-07-24 15:50 | 2 | 2013 | Smith Plant | SM12 | B | Air & Gas Flow | Y | General | FBY | 40422 | 512 | 2012-07-24 15:04 | System Owner | Nick Plombon | FB | FOMO Dollars | Arnett Flowers | Off | [7 empty] | O&M | 1 | FALSE | FALSE | FALSE | FALSE | FALSE | FALSE | FALSE | FALSE | FALSE | FALSE | 150000 | 0 | 150000 | FALSE
1372562024 | 6 | -1785249889 | Shaft Seals and Damper Bearings | MDP | 10000 | 2012-07-24 15:10 | 2 | 2013 | Smith Plant | SM12 | B | Air & Gas Flow | Y | General | FBY | 40422 | 512 | 2012-07-24 15:04 | System Owner | Nick Plombon | FB | FOMO Dollars | Arnett Flowers | Off | [7 empty] | O&M | 1 | FALSE | FALSE | FALSE | FALSE | FALSE | FALSE | FALSE | FALSE | FALSE | FALSE | 150000 | 0 | 150000 | FALSE
1372562024 | 6 | 998181108 | Ductwork Repairs and Vacuuming | KLO | 20000 | 2012-07-24 15:08 | 2 | 2013 | Smith Plant | SM12 | B | Air & Gas Flow | Y | General | FBY | 40422 | 512 | 2012-07-24 15:04 | System Owner | Nick Plombon | FB | FOMO Dollars | Arnett Flowers | Off | [7 empty] | O&M | 1 | FALSE | FALSE | FALSE | FALSE | FALSE | FALSE | FALSE | FALSE | FALSE | FALSE | 150000 | 0 | 150000 | FALSE
1372562024 | 6 | 274713317 | Ductwork Repairs and Vacuuming | MDP | 10000 | 2012-07-24 15:08 | 2 | 2013 | Smith Plant | SM12 | B | Air & Gas Flow | Y | General | FBY | 40422 | 512 | 2012-07-24 15:04 | System Owner | Nick Plombon | FB | FOMO Dollars | Arnett Flowers | Off | [7 empty] | O&M | 1 | FALSE | FALSE | FALSE | FALSE | FALSE | FALSE | FALSE | FALSE | FALSE | FALSE | 150000 | 0 | 150000 | FALSE
1372562024 | 6 | -245340094 | ID Fan Repairs | MDP | 25000 | 2012-07-24 15:50 | 2 | 2013 | Smith Plant | SM12 | B | Air & Gas Flow | Y | General | FBY | 40422 | 512 | 2012-07-24 15:04 | System Owner | Nick Plombon | FB | FOMO Dollars | Arnett Flowers | Off | [7 empty] | O&M | 1 | FALSE | FALSE | FALSE | FALSE | FALSE | FALSE | FALSE | FALSE | FALSE | FALSE | 150000 | 0 | 150000 | FALSE
1372562024 | 6 | 1377673115 | FD Fan Repairs | MDP | 25000 | 2012-07-24 15:51 | 2 | 2013 | Smith Plant | SM12 | B | Air & Gas Flow | Y | General | FBY | 40422 | 512 | 2012-07-24 15:04 | System Owner | Nick Plombon | FB | FOMO Dollars | Arnett Flowers | Off | [7 empty] | O&M | 1 | FALSE | FALSE | FALSE | FALSE | FALSE | FALSE | FALSE | FALSE | FALSE | FALSE | 150000 | 0 | 150000 | FALSE
[11 empty] | B | Air & Gas Flow | Z | Instruments and Controls
1345480741 | 270 | 1923976322 | Piping and Pumps | MDP | 12000 | 2012-08-24 13:18 | 2 | 2013 | Smith Plant | SM12 | C | Fuel Burning | A | Fuel Oil Burning | FCA | 40422 | 512 | 2012-08-20 11:39 | System Owner | Ken Walker | FB | Ignitor Oil Pumps and Piping | Ken Walker | -1 | Parts and Material for the Ignitor Oil System | [6 empty] | O&M | 1 | FALSE | FALSE | FALSE | FALSE | FALSE | FALSE | FALSE | FALSE | FALSE | FALSE | 18000 | 0 | 18000 | FALSE
1345480741 | 270 | 725515995 | Ignitor Oil Gun parts | MDP | 6000 | 2012-08-24 13:18 | 2 | 2013 | Smith Plant | SM12 | C | Fuel Burning | A | Fuel Oil Burning | FCA | 40422 | 512 | 2012-08-20 11:39 | System Owner | Ken Walker | FB | Ignitor Oil Pumps and Piping | Ken Walker | -1 | Parts and Material for the Ignitor Oil System | [6 empty] | O&M | 1 | FALSE | FALSE | FALSE | FALSE | FALSE | FALSE | FALSE | FALSE | FALSE | FALSE | 18000 | 0 | 18000 | FALSE
1577216089 | 283 | -915649114 | Piping and Pumps | MDP | 12000 | 2012-08-24 13:15 | 2 | 2014 | Smith Plant | SM12 | C | Fuel Burning | A | Fuel Oil Burning | FCA | 40422 | 512 | 2012-08-20 13:22 | System Owner | Ken Walker | FB | Ignitor Oil Pumps and Piping | Ken Walker |  | Parts and Material for the Ignitor Oil System | [6 empty] | O&M | Initiated | FALSE | FALSE | FALSE | FALSE | FALSE | FALSE | FALSE | FALSE | FALSE | FALSE | 18000 | 0 | 18000 | FALSE
1577216089 | 283 | 1632422447 | Ignitor Oil Gun parts | MDP | 6000 | 2012-08-24 13:15 | 2 | 2014 | Smith Plant | SM12 | C | Fuel Burning | A | Fuel Oil Burning | FCA | 40422 | 512 | 2012-08-20 13:22 | System Owner | Ken Walker | FB | Ignitor Oil Pumps and Piping | Ken Walker |  | Parts and Material for the Ignitor Oil System | [6 empty] | O&M | Initiated | FALSE | FALSE | FALSE | FALSE | FALSE | FALSE | FALSE | FALSE | FALSE | FALSE | 18000 | 0 | 18000 | FALSE
-1618630701 | 287 | 889590296 | Coal Piping Elbows, Wear Plates, Norbac Repair Kits | MDP | 45500 | 2012-08-24 13:15 | 2 | 2014 | Smith Plant | SM12 | C | Fuel Burning | B | Coal Burning | FCB | 40422 | 512 | 2012-08-20 13:54 | System Owner | Ken Walker | FB | Coal Piping Elbows, Wear Plates, Norbac Repair Kits | Ken Walker | [8 empty] | O&M | Initiated | FALSE | FALSE | FALSE | FALSE | FALSE | FALSE | FALSE | FALSE | FALSE | FALSE | 45500 | 0 | 45500 | FALSE
82221230 | 271 | 1328884375 | Coal Piping Elbows, Wear Plates, Norbac Repair Kits | MDP | 45000 | 2012-08-24 13:18 | 2 | 2013 | Smith Plant | SM12 | C | Fuel Burning | B | Coal Burning | FCB | 40422 | 512 | 2012-08-20 11:46 | System Owner | Ken Walker | FB | Coal Piping Elbows, Wear Plates, Norbac Repair Kits | Ken Walker | -1 | [7 empty] | O&M | 1 | FALSE | FALSE | FALSE | FALSE | FALSE | FALSE | FALSE | FALSE | FALSE | FALSE | 45000 | 0 | 45000 | FALSE
[11 empty] | C | Fuel Burning | C | Gas Burning
1611401362 | 295 | 2085662123 | Alstom Fees for Shared Inventory with Plant Kraft and Mitchell | MDP | 6100 | 2012-08-24 13:14 | 2 | 2014 | Smith Plant | SM12 | C | Fuel Burning | D | Pulverizer | FCD | 40422 | 512 | 2012-08-20 14:08 | System Owner | Ken Walker | FB | Pulverizer Parts and Material | Ken Walker | [8 empty] | O&M | Initiated | FALSE | FALSE | FALSE | FALSE | FALSE | FALSE | FALSE | FALSE | FALSE | FALSE | 146100 | 0 | 146100 | FALSE
1611401362 | 295 | -1443485424 | Mill Parts, Roll Rebuild, Weld Overlay, Exhausters, Windbox and Classifier Blades | MDP | 140000 | 2012-08-24 13:14 | 2 | 2014 | Smith Plant | SM12 | C | Fuel Burning | D | Pulverizer | FCD | 40422 | 512 | 2012-08-20 14:08 | System Owner | Ken Walker | FB | Pulverizer Parts and Material | Ken Walker | [8 empty] | O&M | Initiated | FALSE | FALSE | FALSE | FALSE | FALSE | FALSE | FALSE | FALSE | FALSE | FALSE | 146100 | 0 | 146100 | FALSE
1758760605 | 273 | -1145167974 | Alstom Fees for Shared Inventory with Plant Kraft and Mitchell | MDP | 6000 | 2012-08-24 13:17 | 2 | 2013 | Smith Plant | SM12 | C | Fuel Burning | D | Pulverizer | FCD | 40422 | 512 | 2012-08-20 11:50 | System Owner | Ken Walker | FB | Pulverizer Parts and Material | Ken Walker | -1 | [7 empty] | O&M | 1 | FALSE | FALSE | FALSE | FALSE | FALSE | FALSE | FALSE | FALSE | FALSE | FALSE | 146000 | 0 | 146000 | FALSE
1758760605 | 273 | 894429715 | Mill Parts, Roll Rebuild, Weld Overlay, Exhausters, Windbox and Classifier Blades | MDP | 140000 | 2012-08-24 13:17 | 2 | 2013 | Smith Plant | SM12 | C | Fuel Burning | D | Pulverizer | FCD | 40422 | 512 | 2012-08-20 11:50 | System Owner | Ken Walker | FB | Pulverizer Parts and Material | Ken Walker | -1 | [7 empty] | O&M | 1 | FALSE | FALSE | FALSE | FALSE | FALSE | FALSE | FALSE | FALSE | FALSE | FALSE | 146000 | 0 | 146000 | FALSE
1345489294 | 291 | -1644707337 | Feeder Parts, Belts, Weight Rolls, Cleanout Chains, Bearing and Motors | MDP | 39500 | 2012-08-24 13:14 | 2 | 2014 | Smith Plant | SM12 | C | Fuel Burning | E | Feeder/Scales | FCE | 40422 | 512 | 2012-08-20 14:02 | System Owner | Ken Walker | FB | Feeder Parts and Supplies | Ken Walker | [8 empty] | O&M | Initiated | FALSE | FALSE | FALSE | FALSE | FALSE | FALSE | FALSE | FALSE | FALSE | FALSE | 39500 | 0 | 39500 | FALSE
1126649158 | 274 | -1865057969 | Feeder Parts, Belts, Weight Rolls, Cleanout Chains, Bearing and Motors | MDP | 38000 | 2012-08-24 13:17 | 2 | 2013 | Smith Plant | SM12 | C | Fuel Burning | E | Feeder/Scales | FCE | 40422 | 512 | 2012-08-20 11:53 | System Owner | Ken Walker | FB | Feeder Parts and Supplies | Ken Walker | -1 | [7 empty] | O&M | 1 | FALSE | FALSE | FALSE | FALSE | FALSE | FALSE | FALSE | FALSE | FALSE | FALSE | 38000 | 0 | 38000 | FALSE
[11 empty] | C | Fuel Burning | F | Alternate Fuel
[11 empty] | C | Fuel Burning | Y | General
[11 empty] | C | Fuel Burning | Z | Instruments and Controls
[11 empty] | D | Fuel Supply | A | Dust Suppression
441469670 | 307 | 2129120879 | C.T. Fuel Oil Supply Piping, Valves and Material | MDP | 3500 | 2012-08-24 13:12 | 2 | 2014 | Smith Plant | SMCT | D | Fuel Supply | B | Fuel Oil Supply | FDB | 40422 | 553 | 2012-08-20 14:29 | System Owner | Ken Walker | FB | C.T. Fuel Oil Supply Piping, Fuel Forwarding Pumps, Valves | Ken Walker | [8 empty] | O&M | Initiated | FALSE | FALSE | FALSE | FALSE | FALSE | FALSE | FALSE | FALSE | FALSE | FALSE | 3500 | 0 | 3500 | FALSE
485055509 | 275 | 436211122 | C.T. Fuel Oil Supply Piping, Valves and Material | MDP | 3500 | 2012-08-24 13:17 | 2 | 2013 | Smith Plant | SMCT | D | Fuel Supply | B | Fuel Oil Supply | FDB | 40422 | 553 | 2012-08-20 12:36 | System Owner | Ken Walker | FB | C.T. Fuel Oil Supply Piping, Fuel Forwarding Pumps, Valves | Ken Walker | -1 | [7 empty] | O&M | 1 | FALSE | FALSE | FALSE | FALSE | FALSE | FALSE | FALSE | FALSE | FALSE | FALSE | 3500 | 0 | 3500 | FALSE
-65391824 | 276 | -1231544463 | E-Crane, Motors, Hoses, Cylinders, Oil, Oil Coolers, Filters, Breakers | MDP | 200000 | 2012-08-24 13:17 | 2 | 2013 | Smith Plant | SM12 | D | Fuel Supply | C | Coal Supply | FDC | 40422 | 512 | 2012-08-20 12:44 | System Owner | Ken Walker | FB | E-Crane, Motors, Hoses, Cylinders, Oil, Oil Coolers, Filters, Breakers | Ken Walker | -1 | [7 empty] | O&M | 1 | FALSE | FALSE | FALSE | FALSE | FALSE | FALSE | FALSE | FALSE | FALSE | FALSE | 200000 | 0 | 200000 | FALSE
1202840170 | 311 | 1949304995 | E-Crane, Motors, Hoses, Cylinders, Oil, Oil Coolers, Filters, Breakers | MDP | 200000 | 2012-08-24 13:12 | 2 | 2014 | Smith Plant | SM12 | D | Fuel Supply | C | Coal Supply | FDC | 40422 | 512 | 2012-08-20 14:34 | System Owner | Ken Walker | FB | E-Crane, Motors, Hoses, Cylinders, Oil, Oil Coolers, Filters, Breakers | Ken Walker | [8 empty] | O&M | Initiated | FALSE | FALSE | FALSE | FALSE | FALSE | FALSE | FALSE | FALSE | FALSE | FALSE | 200000 | 0 | 200000 | FALSE
-1144517138 | 299 | 338577111 | Natural Gas Solutions Maintenance Contract | MDP | 110000 | 2012-08-24 13:13 | 2 | 2014 | Smith Plant | SMCC | D | Fuel Supply | D | Gas Supply | FDD | 40422 | 553 | 2012-08-20 14:14 | System Owner | Ken Walker | FB | Combine Cycle Natural Gas Suplly | Ken Walker | [8 empty] | O&M | Initiated | FALSE | FALSE | FALSE | FALSE | FALSE | FALSE | FALSE | FALSE | FALSE | FALSE | 118500 | 0 | 118500 | FALSE
-1144517138 | 299 | -494428724 | Natural Gas Suplly Valves, Controls, Filters | MDP | 8500 | 2012-08-24 13:13 | 2 | 2014 | Smith Plant | SMCC | D | Fuel Supply | D | Gas Supply | FDD | 40422 | 553 | 2012-08-20 14:14 | System Owner | Ken Walker | FB | Combine Cycle Natural Gas Suplly | Ken Walker | [8 empty] | O&M | Initiated | FALSE | FALSE | FALSE | FALSE | FALSE | FALSE | FALSE | FALSE | FALSE | FALSE | 118500 | 0 | 118500 | FALSE
30062343 | 277 | 1339192892 | Natural Gas Solutions Maintenance Contract | MDP | 110000 | 2012-08-24 13:17 | 2 | 2013 | Smith Plant | SMCC | D | Fuel Supply | D | Gas Supply | FDD | 40422 | 553 | 2012-08-20 12:50 | System Owner | Ken Walker | FB | Combine Cycle Natural Gas Suplly | Ken Walker | -1 | [7 empty] | O&M | 1 | FALSE | FALSE | FALSE | FALSE | FALSE | FALSE | FALSE | FALSE | FALSE | FALSE | 118000 | 0 | 118000 | FALSE
30062343 | 277 | -2126991219 | Natural Gas Suplly Valves, Controls, Filters | MDP | 8000 | 2012-08-24 13:17 | 2 | 2013 | Smith Plant | SMCC | D | Fuel Supply | D | Gas Supply | FDD | 40422 | 553 | 2012-08-20 12:50 | System Owner | Ken Walker | FB | Combine Cycle Natural Gas Suplly | Ken Walker | -1 | [7 empty] | O&M | 1 | FALSE | FALSE | FALSE | FALSE | FALSE | FALSE | FALSE | FALSE | FALSE | FALSE | 118000 | 0 | 118000 | FALSE
[11 empty] | D | Fuel Supply | E | Blending
896214702 | 315 | 1846943895 | Conveyor Belts, Motors, Gear Boxes, Chutes, Belt Magnets, Breakers | MDP | 12000 | 2012-08-24 13:11 | 2 | 2014 | Smith Plant | SM12 | D | Fuel Supply | F | Conveying | FDF | 40422 | 512 | 2012-08-20 14:39 | System Owner | Ken Walker | FB | Conveyor Belts, Motors, Gear Boxes, Chutes, Belt Magnets, Breakers | Ken Walker | [8 empty] | O&M | Initiated | FALSE | FALSE | FALSE | FALSE | FALSE | FALSE | FALSE | FALSE | FALSE | FALSE | 12000 | 0 | 12000 | FALSE
-1889443320 | 278 | 204565353 | Conveyor Belts, Motors, Gear Boxes, Chutes, Belt Magnets, Breakers | MDP | 11000 | 2012-08-24 13:17 | 2 | 2013 | Smith Plant | SM12 | D | Fuel Supply | F | Conveying | FDF | 40422 | 512 | 2012-08-20 13:01 | System Owner | Ken Walker | FB | Conveyor Belts, Motors, Gear Boxes, Chutes, Belt Magnets, Breakers | Ken Walker | -1 | [7 empty] | O&M | 1 | FALSE | FALSE | FALSE | FALSE | FALSE | FALSE | FALSE | FALSE | FALSE | FALSE | 11000 | 0 | 11000 | FALSE
[11 empty] | D | Fuel Supply | G | Crushing
755876799 | 279 | -1106705772 | Coal Belt Scales, Motors, Coal Samplers, Breakers | MDP | 5000 | 2012-08-24 13:17 | 2 | 2013 | Smith Plant | SM12 | D | Fuel Supply | H | Sampling and Weighing | FDH | 40422 | 512 | 2012-08-20 13:04 | System Owner | Ken Walker | FB | Coal Belt Scales, Motors, Coal Samplers, Breakers |  | -1 | [7 empty] | O&M | 1 | FALSE | FALSE | FALSE | FALSE | FALSE | FALSE | FALSE | FALSE | FALSE | FALSE | 5000 | 0 | 5000 | FALSE
-1285872271 | 320 | 1374231262 | Coal Belt Scales, Motors, Coal Samplers, Breakers | MDP | 5000 | 2012-08-24 13:11 | 2 | 2014 | Smith Plant | SM12 | D | Fuel Supply | H | Sampling and Weighing | FDH | 40422 | 512 | 2012-08-20 14:54 | System Owner | Ken Walker | FB | Coal Belt Scales, Motors, Coal Samplers, Breakers | [9 empty] | O&M | Initiated | FALSE | FALSE | FALSE | FALSE | FALSE | FALSE | FALSE | FALSE | FALSE | FALSE | 5000 | 0 | 5000 | FALSE
365787874 | 280 | 1074111931 | Barge Equipment and supplies | MDP | 8000 | 2012-08-24 13:16 | 2 | 2013 | Smith Plant | SM12 | D | Fuel Supply | J | Railroads & Waterways | FDJ | 40422 | 512 | 2012-08-20 13:06 | System Owner | Ken Walker | FB | Barge Equipment | Ken Walker | -1 | [7 empty] | O&M | 1 | FALSE | FALSE | FALSE | FALSE | FALSE | FALSE | FALSE | FALSE | FALSE | FALSE | 8000 | 0 | 8000 | FALSE
1457558021 | 324 | 820652258 | Barge Equipment and supplies | MDP | 8700 | 2012-08-24 13:11 | 2 | 2014 | Smith Plant | SM12 | D | Fuel Supply | J | Railroads & Waterways | FDJ | 40422 | 512 | 2012-08-20 14:58 | System Owner | Ken Walker | FB | Barge Equipment | Ken Walker | [8 empty] | O&M | Initiated | FALSE | FALSE | FALSE | FALSE | FALSE | FALSE | FALSE | FALSE | FALSE | FALSE | 8700 | 0 | 8700 | FALSE
[11 empty] | D | Fuel Supply | K | Bunker/Silo
739610209 | 281 | -1862980338 | Parts for D10, 844 Dosiers and Extended Boom Tractor | MDP | 7000 | 2012-08-24 13:16 | 2 | 2013 | Smith Plant | SM12 | D | Fuel Supply | L | Rolling Stoc | FDL | 40422 | 512 | 2012-08-20 13:10 | System Owner | Ken Walker | FB | Coal Unloader rolling equipment, D10, 844 Dosiers and Extended Boom Tractor |  | -1 | [7 empty] | O&M | 1 | FALSE | FALSE | FALSE | FALSE | FALSE | FALSE | FALSE | FALSE | FALSE | FALSE | 42000 | 0 | 42000 | FALSE
739610209 | 281 | 1058242423 | Thompson TM&R Agreement | MDP | 35000 | 2012-08-24 13:16 | 2 | 2013 | Smith Plant | SM12 | D | Fuel Supply | L | Rolling Stoc | FDL | 40422 | 512 | 2012-08-20 13:10 | System Owner | Ken Walker | FB | Coal Unloader rolling equipment, D10, 844 Dosiers and Extended Boom Tractor |  | -1 | [7 empty] | O&M | 1 | FALSE | FALSE | FALSE | FALSE | FALSE | FALSE | FALSE | FALSE | FALSE | FALSE | 42000 | 0 | 42000 | FALSE
1888407562 | 303 | 1753451971 | Parts for D10, 844 Dosiers and Extended Boom Tractor | MDP | 7800 | 2012-08-24 13:13 | 2 | 2014 | Smith Plant | SM12 | D | Fuel Supply | L | Rolling Stoc | FDL | 40422 | 512 | 2012-08-20 14:23 | System Owner | Ken Walker | FB | Coal Unloader rolling equipment, D10, 844 Dosiers and Extended Boom Tractor | [9 empty] | O&M | Initiated | FALSE | FALSE | FALSE | FALSE | FALSE | FALSE | FALSE | FALSE | FALSE | FALSE | 42800 | 0 | 42800 | FALSE
1888407562 | 303 | 1916607816 | Thompson TM&R Agreement | MDP | 35000 | 2012-08-24 13:13 | 2 | 2014 | Smith Plant | SM12 | D | Fuel Supply | L | Rolling Stoc | FDL | 40422 | 512 | 2012-08-20 14:23 | System Owner | Ken Walker | FB | Coal Unloader rolling equipment, D10, 844 Dosiers and Extended Boom Tractor | [9 empty] | O&M | Initiated | FALSE | FALSE | FALSE | FALSE | FALSE | FALSE | FALSE | FALSE | FALSE | FALSE | 42800 | 0 | 42800 | FALSE
-870204934 | 282 | 1266961651 | Corrosion Protection paint and supplies | MDP | 30000 | 2012-08-24 13:16 | 2 | 2013 | Smith Plant | SMCC | D | Fuel Supply | Y | General | FDY | 40422 | 553 | 2012-08-20 13:15 | System Owner | Ken Walker | FB | Unit 3 Corrosion Protection | Ken Walker | -1 | [7 empty] | O&M | 1 | FALSE | FALSE | FALSE | FALSE | FALSE | FALSE | FALSE | FALSE | FALSE | FALSE | 30000 | 0 | 30000 | FALSE
761297005 | 642 | 1617369386 | Material Replacements | MDP | 60000 | 2012-08-27 13:37 | 2 | 2014 | Smith Plant | SMCC | D | Fuel Supply | Y | General | FDY | 40424 | 553 | 2012-08-27 13:11 | Planning & Scheduling | Nick Plombon | FUP | Gas System Maintenance (Borescope) | Ken Walker | Off | [7 empty] | O&M | 1 | FALSE | FALSE | FALSE | FALSE | FALSE | FALSE | FALSE | FALSE | FALSE | FALSE | 120000 | 0 | 120000 | FALSE
761297005 | 642 | -1959057309 | Contract Repairs | KLO | 60000 | 2012-08-27 13:37 | 2 | 2014 | Smith Plant | SMCC | D | Fuel Supply | Y | General | FDY | 40424 | 553 | 2012-08-27 13:11 | Planning & Scheduling | Nick Plombon | FUP | Gas System Maintenance (Borescope) | Ken Walker | Off | [7 empty] | O&M | 1 | FALSE | FALSE | FALSE | FALSE | FALSE | FALSE | FALSE | FALSE | FALSE | FALSE | 120000 | 0 | 120000 | FALSE
868686559 | 634 | -1729883340 | Contractor Repairs | KLO | 60000 | 2012-08-27 09:58 | 2 | 2013 | Smith Plant | SMCC | D | Fuel Supply | Y | General | FDY | 40424 | 553 | 2012-08-27 09:57 | Planning & Scheduling | Nick Plombon | FUP | Gas System Corrosion Protection (HGP) | Ken Walker | Off | [7 empty] | O&M | 1 | FALSE | FALSE | FALSE | FALSE | FALSE | FALSE | FALSE | FALSE | FALSE | FALSE | 120000 | 0 | 120000 | FALSE
868686559 | 634 | -1839720411 | Material Purchases | MDP | 60000 | 2012-08-27 09:58 | 2 | 2013 | Smith Plant | SMCC | D | Fuel Supply | Y | General | FDY | 40424 | 553 | 2012-08-27 09:57 | Planning & Scheduling | Nick Plombon | FUP | Gas System Corrosion Protection (HGP) | Ken Walker | Off | [7 empty] | O&M | 1 | FALSE | FALSE | FALSE | FALSE | FALSE | FALSE | FALSE | FALSE | FALSE | FALSE | 120000 | 0 | 120000 | FALSE
1560014664 | 629 | 457424809 | Contractor Repairs | KLO | 13000 | 2012-08-27 09:19 | 2 | 2013 | Smith Plant | SMCC | D | Fuel Supply | Y | General | FDY | 40424 | 553 | 2012-08-27 09:17 | Planning & Scheduling | Nick Plombon | FUP | Gas System Corrosion Protection | Ken Walker | Off | [7 empty] | O&M | 1 | FALSE | FALSE | FALSE | FALSE | FALSE | FALSE | FALSE | FALSE | FALSE | FALSE | 18000 | 0 | 18000 | FALSE
1560014664 | 629 | 106596022 | Material Purchases | MDP | 5000 | 2012-08-27 09:19 | 2 | 2013 | Smith Plant | SMCC | D | Fuel Supply | Y | General | FDY | 40424 | 553 | 2012-08-27 09:17 | Planning & Scheduling | Nick Plombon | FUP | Gas System Corrosion Protection | Ken Walker | Off | [7 empty] | O&M | 1 | FALSE | FALSE | FALSE | FALSE | FALSE | FALSE | FALSE | FALSE | FALSE | FALSE | 18000 | 0 | 18000 | FALSE
1823059545 | 328 | 632789926 | Corrosion Protection paint and supplies | MDP | 30000 | 2012-08-24 13:10 | 2 | 2014 | Smith Plant | SMCC | D | Fuel Supply | Y | General | FDY | 40422 | 553 | 2012-08-20 15:04 | System Owner | Ken Walker | FB | Unit 3 Corrosion Protection | Ken Walker | [8 empty] | O&M | Initiated | FALSE | FALSE | FALSE | FALSE | FALSE | FALSE | FALSE | FALSE | FALSE | FALSE | 30000 | 0 | 30000 | FALSE
[11 empty] | D | Fuel Supply | Z | Instruments and Controls
-2052057567 | 549 | 1461029326 | Brushes | MMN | 5000 | 2012-08-24 16:23 | 2 | 2014 | Smith Plant | SMCC | E | Generator | A | Generator | FEA | 40422 | 553 | 2012-08-24 16:23 | System Owner | Eddie Schmidt | FB | Generator Brushes | Eddie Schmidt | On | [7 empty] | O&M | 1 | FALSE | FALSE | FALSE | FALSE | FALSE | FALSE | FALSE | FALSE | FALSE | FALSE | 5000 | 0 | 5000 | FALSE
-1516743755 | 553 | 456873170 | Brushes | MMN | 5000 | 2012-08-24 16:25 | 2 | 2013 | Smith Plant | SM12 | E | Generator | A | Generator | FEA | 40422 | 513 | 2012-08-24 16:25 | System Owner | Eddie Schmidt | FB | Generator Brushes | Eddie Schmidt | On | [7 empty] | O&M | 1 | FALSE | FALSE | FALSE | FALSE | FALSE | FALSE | FALSE | FALSE | FALSE | FALSE | 5000 | 0 | 5000 | FALSE
2060012450 | 548 | -1378494597 | Brushes | MMN | 5000 | 2012-08-24 16:22 | 2 | 2013 | Smith Plant | SMCC | E | Generator | A | Generator | FEA | 40422 | 553 | 2012-08-24 16:21 | System Owner | Eddie Schmidt | FB | Generator Brushes | Eddie Schmidt | On | [7 empty] | O&M | 1 | FALSE | FALSE | FALSE | FALSE | FALSE | FALSE | FALSE | FALSE | FALSE | FALSE | 5000 | 0 | 5000 | FALSE
1168068432 | 554 | -1572679407 | Brushes | MMN | 5000 | 2012-08-24 16:26 | 2 | 2014 | Smith Plant | SM12 | E | Generator | A | Generator | FEA | 40422 | 513 | 2012-08-24 16:26 | System Owner | Eddie Schmidt | FB | Generator Brushes | Eddie Schmidt | On | [7 empty] | O&M | 1 | FALSE | FALSE | FALSE | FALSE | FALSE | FALSE | FALSE | FALSE | FALSE | FALSE | 5000 | 0 | 5000 | FALSE
[11 empty] | E | Generator | B | Exciter
[11 empty] | E | Generator | C | Hydrogen Seal Oil
[11 empty] | E | Generator | D | Main Generator Bus
[11 empty] | E | Generator | E | Stator Coil Cooling Water
-1156341242 | 544 | 1770315535 | Bulk Hydrogen | MDP | 80000 | 2012-08-24 16:19 | 2 | 2014 | Smith Plant | SMCC | E | Generator | F | Gas | FEF | 40422 | 553 | 2012-08-24 16:18 | System Owner | Eddie Schmidt | FB | Hydrogen | Eddie Schmidt | On | [7 empty] | O&M | 1 | FALSE | FALSE | FALSE | FALSE | FALSE | FALSE | FALSE | FALSE | FALSE | FALSE | 104000 | 0 | 104000 | FALSE
-1156341242 | 544 | -1518162012 | Tank Rentals | ELR | 24000 | 2012-08-24 16:19 | 2 | 2014 | Smith Plant | SMCC | E | Generator | F | Gas | FEF | 40422 | 553 | 2012-08-24 16:18 | System Owner | Eddie Schmidt | FB | Hydrogen | Eddie Schmidt | On | [7 empty] | O&M | 1 | FALSE | FALSE | FALSE | FALSE | FALSE | FALSE | FALSE | FALSE | FALSE | FALSE | 104000 | 0 | 104000 | FALSE
987640413 | 543 | -2138150822 | Bulk Hydrogen | MDP | 80000 | 2012-08-24 16:18 | 2 | 2013 | Smith Plant | SMCC | E | Generator | F | Gas | FEF | 40422 | 553 | 2012-08-24 16:16 | System Owner | Eddie Schmidt | FB | Hydrogen | Eddie Schmidt | On | [7 empty] | O&M | 1 | FALSE | FALSE | FALSE | FALSE | FALSE | FALSE | FALSE | FALSE | FALSE | FALSE | 104000 | 0 | 104000 | FALSE
987640413 | 543 | 1598632915 | Tank Rentals | ELR | 24000 | 2012-08-24 16:18 | 2 | 2013 | Smith Plant | SMCC | E | Generator | F | Gas | FEF | 40422 | 553 | 2012-08-24 16:16 | System Owner | Eddie Schmidt | FB | Hydrogen | Eddie Schmidt | On | [7 empty] | O&M | 1 | FALSE | FALSE | FALSE | FALSE | FALSE | FALSE | FALSE | FALSE | FALSE | FALSE | 104000 | 0 | 104000 | FALSE
1514706553 | 527 | 389228870 | Economizer Pumps, Motors & Valves | KLO | 18000 | 2012-08-24 09:22 | 2 | 2013 | Smith Plant | SMCC | W | HRSG Heat Recovery Steam Generator | E | Boiler Water Circulation Pump | FEW | 40422 | 553 | 2012-08-24 09:19 | System Owner | Joey Williams | FB | Economizer Pumps, Motors & Valves | Joey Williams | On | [7 empty] | O&M | 1 | FALSE | FALSE | FALSE | FALSE | FALSE | FALSE | FALSE | FALSE | FALSE | FALSE | 20000 | 0 | 20000 | FALSE
1514706553 | 527 | 2123572559 | Economizer Pumps, Motors & Valves | MDP | 2000 | 2012-08-24 09:22 | 2 | 2013 | Smith Plant | SMCC | W | HRSG Heat Recovery Steam Generator | E | Boiler Water Circulation Pump | FEW | 40422 | 553 | 2012-08-24 09:19 | System Owner | Joey Williams | FB | Economizer Pumps, Motors & Valves | Joey Williams | On | [7 empty] | O&M | 1 | FALSE | FALSE | FALSE | FALSE | FALSE | FALSE | FALSE | FALSE | FALSE | FALSE | 20000 | 0 | 20000 | FALSE
-1990088270 | 528 | 1461764171 | Economizer Pumps, Motors & Valves | KLO | 19000 | 2012-08-24 09:24 | 2 | 2014 | Smith Plant | SMCC | W | HRSG Heat Recovery Steam Generator | E | Boiler Water Circulation Pump | FEW | 40422 | 553 | 2012-08-24 09:23 | System Owner | Joey Williams | FB | Economizer Pumps, Motors & Valves | Joey Williams | On | [7 empty] | O&M | 1 | FALSE | FALSE | FALSE | FALSE | FALSE | FALSE | FALSE | FALSE | FALSE | FALSE | 21000 | 0 | 21000 | FALSE
-1990088270 | 528 | -1723519184 | Economizer Pumps, Motors & Valves | MDP | 2000 | 2012-08-24 09:24 | 2 | 2014 | Smith Plant | SMCC | W | HRSG Heat Recovery Steam Generator | E | Boiler Water Circulation Pump | FEW | 40422 | 553 | 2012-08-24 09:23 | System Owner | Joey Williams | FB | Economizer Pumps, Motors & Valves | Joey Williams | On | [7 empty] | O&M | 1 | FALSE | FALSE | FALSE | FALSE | FALSE | FALSE | FALSE | FALSE | FALSE | FALSE | 21000 | 0 | 21000 | FALSE
-331972992 | 635 | -1690616703 | Inspection | KLO | 7500 | 2012-08-27 10:00 | 2 | 2013 | Smith Plant | SMCC | E | Generator | Y | General | FEY | 40424 | 553 | 2012-08-27 09:59 | Planning & Scheduling | Nick Plombon | FUP | Generator Inspection and Repairs (HGP) | Eddie Schmidt | Off | [7 empty] | O&M | 1 | FALSE | FALSE | FALSE | FALSE | FALSE | FALSE | FALSE | FALSE | FALSE | FALSE | 15000 | 0 | 15000 | FALSE
-331972992 | 635 | -586839890 | Material | MDP | 7500 | 2012-08-27 10:00 | 2 | 2013 | Smith Plant | SMCC | E | Generator | Y | General | FEY | 40424 | 553 | 2012-08-27 09:59 | Planning & Scheduling | Nick Plombon | FUP | Generator Inspection and Repairs (HGP) | Eddie Schmidt | Off | [7 empty] | O&M | 1 | FALSE | FALSE | FALSE | FALSE | FALSE | FALSE | FALSE | FALSE | FALSE | FALSE | 15000 | 0 | 15000 | FALSE
[11 empty] | E | Generator | Z | Instruments and Controls
1158531403 | 614 | -1576680400 | Regional System Owner Charges | EAL | 15000 | 2012-08-25 10:17 | 2 | 2014 | Smith Plant | SMCC | F | Turbine | A | High Pressure | FFA | 40422 | 553 | 2012-08-25 10:17 | System Owner | Nick Plombon | FB | High Pressure System | Eddie Schmidt | On | [7 empty] | O&M | 1 | FALSE | FALSE | FALSE | FALSE | FALSE | FALSE | FALSE | FALSE | FALSE | FALSE | 45000 | 0 | 45000 | FALSE
1158531403 | 614 | -985228175 | GE work Not LTSA Related | KLO | 15000 | 2012-08-25 10:17 | 2 | 2014 | Smith Plant | SMCC | F | Turbine | A | High Pressure | FFA | 40422 | 553 | 2012-08-25 10:17 | System Owner | Nick Plombon | FB | High Pressure System | Eddie Schmidt | On | [7 empty] | O&M | 1 | FALSE | FALSE | FALSE | FALSE | FALSE | FALSE | FALSE | FALSE | FALSE | FALSE | 45000 | 0 | 45000 | FALSE
1158531403 | 614 | -986249762 | GE work Not LTSA Related | MDP | 15000 | 2012-08-25 10:17 | 2 | 2014 | Smith Plant | SMCC | F | Turbine | A | High Pressure | FFA | 40422 | 553 | 2012-08-25 10:17 | System Owner | Nick Plombon | FB | High Pressure System | Eddie Schmidt | On | [7 empty] | O&M | 1 | FALSE | FALSE | FALSE | FALSE | FALSE | FALSE | FALSE | FALSE | FALSE | FALSE | 45000 | 0 | 45000 | FALSE
-613308328 | 613 | 238659449 | Regional System Owner Charges | EAL | 15000 | 2012-08-25 10:16 | 2 | 2013 | Smith Plant | SMCC | F | Turbine | A | High Pressure | FFA | 40422 | 553 | 2012-08-25 10:14 | System Owner | Nick Plombon | FB | High Pressure System | Eddie Schmidt | On | [7 empty] | O&M | 1 | FALSE | FALSE | FALSE | FALSE | FALSE | FALSE | FALSE | FALSE | FALSE | FALSE | 45000 | 0 | 45000 | FALSE
-613308328 | 613 | -1915148730 | GE work Not LTSA Related | KLO | 15000 | 2012-08-25 10:16 | 2 | 2013 | Smith Plant | SMCC | F | Turbine | A | High Pressure | FFA | 40422 | 553 | 2012-08-25 10:14 | System Owner | Nick Plombon | FB | High Pressure System | Eddie Schmidt | On | [7 empty] | O&M | 1 | FALSE | FALSE | FALSE | FALSE | FALSE | FALSE | FALSE | FALSE | FALSE | FALSE | 45000 | 0 | 45000 | FALSE
-613308328 | 613 | -1156669873 | GE work Not LTSA Related | MDP | 15000 | 2012-08-25 10:16 | 2 | 2013 | Smith Plant | SMCC | F | Turbine | A | High Pressure | FFA | 40422 | 553 | 2012-08-25 10:14 | System Owner | Nick Plombon | FB | High Pressure System | Eddie Schmidt | On | [7 empty] | O&M | 1 | FALSE | FALSE | FALSE | FALSE | FALSE | FALSE | FALSE | FALSE | FALSE | FALSE | 45000 | 0 | 45000 | FALSE
-1432594970 | 603 | -299385489 | Transmitters and Pressure Switches | MDP | 10000 | 2012-08-25 10:09 | 2 | 2013 | Smith Plant | SM12 | F | Turbine | B | Intermediate Pressure | FFB | 40422 | 513 | 2012-08-25 10:08 | System Owner | Nick Plombon | FB | Intermediate Pressure System Maintenance | Eddie Schmidt | On | [7 empty] | O&M | 1 | FALSE | FALSE | FALSE | FALSE | FALSE | FALSE | FALSE | FALSE | FALSE | FALSE | 10000 | 0 | 10000 | FALSE
-320571215 | 598 | 1608006942 | Transmitters and Pressure Switches | MDP | 10000 | 2012-08-25 10:05 | 2 | 2013 | Smith Plant | SMCC | F | Turbine | B | Intermediate Pressure | FFB | 40422 | 553 | 2012-08-25 10:03 | System Owner | Nick Plombon | FB | Intermediate Pressure System Maintenance | Eddie Schmidt | On | [7 empty] | O&M | 1 | FALSE | FALSE | FALSE | FALSE | FALSE | FALSE | FALSE | FALSE | FALSE | FALSE | 16000 | 0 | 16000 | FALSE
-320571215 | 598 | 1366012487 | Thermo Couples | MDP | 6000 | 2012-08-25 10:05 | 2 | 2013 | Smith Plant | SMCC | F | Turbine | B | Intermediate Pressure | FFB | 40422 | 553 | 2012-08-25 10:03 | System Owner | Nick Plombon | FB | Intermediate Pressure System Maintenance | Eddie Schmidt | On | [7 empty] | O&M | 1 | FALSE | FALSE | FALSE | FALSE | FALSE | FALSE | FALSE | FALSE | FALSE | FALSE | 16000 | 0 | 16000 | FALSE
415656714 | 599 | -1349792573 | Transmitters and Pressure Switches | MDP | 10000 | 2012-08-25 10:06 | 2 | 2014 | Smith Plant | SMCC | F | Turbine | B | Intermediate Pressure | FFB | 40422 | 553 | 2012-08-25 10:05 | System Owner | Nick Plombon | FB | Intermediate Pressure System Maintenance | Eddie Schmidt | On | [7 empty] | O&M | 1 | FALSE | FALSE | FALSE | FALSE | FALSE | FALSE | FALSE | FALSE | FALSE | FALSE | 16000 | 0 | 16000 | FALSE
415656714 | 599 | 390737992 | Thermo Couples | MDP | 6000 | 2012-08-25 10:06 | 2 | 2014 | Smith Plant | SMCC | F | Turbine | B | Intermediate Pressure | FFB | 40422 | 553 | 2012-08-25 10:05 | System Owner | Nick Plombon | FB | Intermediate Pressure System Maintenance | Eddie Schmidt | On | [7 empty] | O&M | 1 | FALSE | FALSE | FALSE | FALSE | FALSE | FALSE | FALSE | FALSE | FALSE | FALSE | 16000 | 0 | 16000 | FALSE
1035058485 | 604 | -1938038702 | Transmitters and Pressure Switches | MDP | 10000 | 2012-08-25 10:10 | 2 | 2014 | Smith Plant | SM12 | F | Turbine | B | Intermediate Pressure | FFB | 40422 | 513 | 2012-08-25 10:09 | System Owner | Nick Plombon | FB | Intermediate Pressure System Maintenance | Eddie Schmidt | On | [7 empty] | O&M | 1 | FALSE | FALSE | FALSE | FALSE | FALSE | FALSE | FALSE | FALSE | FALSE | FALSE | 10000 | 0 | 10000 | FALSE
[11 empty] | F | Turbine | C | Low Pressure
[11 empty] | F | Turbine | D | Turbine Hydraulic Controls
[11 empty] | F | Turbine | E | Turbine Steam Seal
1799037577 | 608 | -1347672042 | Oil | MDP | 30000 | 2012-08-25 10:12 | 2 | 2013 | Smith Plant | SM12 | F | Turbine | F | Turbine Lube | FFF | 40422 | 513 | 2012-08-25 10:11 | System Owner | Nick Plombon | FB | Turbine Oil | Eddie Schmidt | On | [7 empty] | O&M | 1 | FALSE | FALSE | FALSE | FALSE | FALSE | FALSE | FALSE | FALSE | FALSE | FALSE | 30000 | 0 | 30000 | FALSE
-902533329 | 618 | -941898428 | Filter Change Outs | MDP | 12000 | 2012-08-25 10:21 | 2 | 2013 | Smith Plant | SMCC | F | Turbine | F | Turbine Lube | FFF | 40422 | 553 | 2012-08-25 10:20 | System Owner | Nick Plombon | FB | Turbine Lube System | Eddie Schmidt | On | [7 empty] | O&M | 1 | FALSE | FALSE | FALSE | FALSE | FALSE | FALSE | FALSE | FALSE | FALSE | FALSE | 12000 | 0 | 12000 | FALSE
822263058 | 619 | 2111399979 | Filter Change Outs | MDP | 12000 | 2012-08-25 10:21 | 2 | 2014 | Smith Plant | SMCC | F | Turbine | F | Turbine Lube | FFF | 40422 | 553 | 2012-08-25 10:21 | System Owner | Nick Plombon | FB | Turbine Lube System | Eddie Schmidt | On | [7 empty] | O&M | 1 | FALSE | FALSE | FALSE | FALSE | FALSE | FALSE | FALSE | FALSE | FALSE | FALSE | 12000 | 0 | 12000 | FALSE
1920263220 | 609 | 747820325 | Oil | MDP | 30000 | 2012-08-25 10:12 | 2 | 2014 | Smith Plant | SM12 | F | Turbine | F | Turbine Lube | FFF | 40422 | 513 | 2012-08-25 10:12 | System Owner | Nick Plombon | FB | Turbine Oil | Eddie Schmidt | On | [7 empty] | O&M | 1 | FALSE | FALSE | FALSE | FALSE | FALSE | FALSE | FALSE | FALSE | FALSE | FALSE | 30000 | 0 | 30000 | FALSE
[11 empty] | F | Turbine | G | Front Standard
[11 empty] | F | Turbine | H | Turbine Turning Gear
[11 empty] | F | Turbine | J | Turbine Steam Valves
[11 empty] | F | Turbine | K | Extractions
-1630721834 | 623 | -1002409569 | Misc Structrual Painting | MDP | 25000 | 2012-08-25 10:27 | 2 | 2013 | Smith Plant | SMCC | F | Turbine | Y | General | FFY | 40422 | 553 | 2012-08-25 10:23 | System Owner | Nick Plombon | FB | Corrosion Protection | Eddie Schmidt | On | [7 empty] | O&M | 1 | FALSE | FALSE | FALSE | FALSE | FALSE | FALSE | FALSE | FALSE | FALSE | FALSE | 350000 | 0 | 350000 | FALSE
-1630721834 | 623 | -232205580 | Misc Structrual Painting | KLO | 25000 | 2012-08-25 10:27 | 2 | 2013 | Smith Plant | SMCC | F | Turbine | Y | General | FFY | 40422 | 553 | 2012-08-25 10:23 | System Owner | Nick Plombon | FB | Corrosion Protection | Eddie Schmidt | On | [7 empty] | O&M | 1 | FALSE | FALSE | FALSE | FALSE | FALSE | FALSE | FALSE | FALSE | FALSE | FALSE | 350000 | 0 | 350000 | FALSE
-1630721834 | 623 | 934563045 | Paint ST Area Structure Beams | MDP | 150000 | 2012-08-25 10:27 | 2 | 2013 | Smith Plant | SMCC | F | Turbine | Y | General | FFY | 40422 | 553 | 2012-08-25 10:23 | System Owner | Nick Plombon | FB | Corrosion Protection | Eddie Schmidt | On | [7 empty] | O&M | 1 | FALSE | FALSE | FALSE | FALSE | FALSE | FALSE | FALSE | FALSE | FALSE | FALSE | 350000 | 0 | 350000 | FALSE
-1630721834 | 623 | 1208435266 | Paint ST Area Structure Beams | KLO | 150000 | 2012-08-25 10:27 | 2 | 2013 | Smith Plant | SMCC | F | Turbine | Y | General | FFY | 40422 | 553 | 2012-08-25 10:23 | System Owner | Nick Plombon | FB | Corrosion Protection | Eddie Schmidt | On | [7 empty] | O&M | 1 | FALSE | FALSE | FALSE | FALSE | FALSE | FALSE | FALSE | FALSE | FALSE | FALSE | 350000 | 0 | 350000 | FALSE
234309975 | 624 | -2095313332 | Misc Structrual Painting | MDP | 25000 | 2012-08-25 10:28 | 2 | 2014 | Smith Plant | SMCC | F | Turbine | Y | General | FFY | 40422 | 553 | 2012-08-25 10:27 | System Owner | Nick Plombon | FB | Corrosion Protection | Eddie Schmidt | On | [7 empty] | O&M | 1 | FALSE | FALSE | FALSE | FALSE | FALSE | FALSE | FALSE | FALSE | FALSE | FALSE | 200000 | 0 | 200000 | FALSE
234309975 | 624 | 1472645981 | Misc Structrual Painting | KLO | 25000 | 2012-08-25 10:28 | 2 | 2014 | Smith Plant | SMCC | F | Turbine | Y | General | FFY | 40422 | 553 | 2012-08-25 10:27 | System Owner | Nick Plombon | FB | Corrosion Protection | Eddie Schmidt | On | [7 empty] | O&M | 1 | FALSE | FALSE | FALSE | FALSE | FALSE | FALSE | FALSE | FALSE | FALSE | FALSE | 200000 | 0 | 200000 | FALSE
234309975 | 624 | -823702182 | Paint ST Area Structure Beams | MDP | 75000 | 2012-08-25 10:28 | 2 | 2014 | Smith Plant | SMCC | F | Turbine | Y | General | FFY | 40422 | 553 | 2012-08-25 10:27 | System Owner | Nick Plombon | FB | Corrosion Protection | Eddie Schmidt | On | [7 empty] | O&M | 1 | FALSE | FALSE | FALSE | FALSE | FALSE | FALSE | FALSE | FALSE | FALSE | FALSE | 200000 | 0 | 200000 | FALSE
234309975 | 624 | 1118270675 | Paint ST Area Structure Beams | KLO | 75000 | 2012-08-25 10:28 | 2 | 2014 | Smith Plant | SMCC | F | Turbine | Y | General | FFY | 40422 | 553 | 2012-08-25 10:27 | System Owner | Nick Plombon | FB | Corrosion Protection | Eddie Schmidt | On | [7 empty] | O&M | 1 | FALSE | FALSE | FALSE | FALSE | FALSE | FALSE | FALSE | FALSE | FALSE | FALSE | 200000 | 0 | 200000 | FALSE
[11 empty] | F | Turbine | Z | Instruments and Controls
1170733606 | 236 | 979705007 | Station Service Tranformer Cabinet Repairs | MDP | 1500 | 2012-08-15 09:47 | 2 | 2013 | Smith Plant | SMCC | G | Switchyard and Substation | A | Switchyard Spare Main Transformer | FGA | 40422 | 513 | 2012-08-15 09:46 | System Owner | Ronnie Reed | FB | Station Service Tranformer Cabinet Repairs | Ronnie Reed | On | [7 empty] | O&M | 1 | FALSE | FALSE | FALSE | FALSE | FALSE | FALSE | FALSE | FALSE | FALSE | FALSE | 3000 | 0 | 3000 | FALSE
1170733606 | 236 | 474694852 | Station Service Tranformer Cabinet Repairs | KLO | 1500 | 2012-08-15 09:48 | 2 | 2013 | Smith Plant | SMCC | G | Switchyard and Substation | A | Switchyard Spare Main Transformer | FGA | 40422 | 513 | 2012-08-15 09:46 | System Owner | Ronnie Reed | FB | Station Service Tranformer Cabinet Repairs | Ronnie Reed | On | [7 empty] | O&M | 1 | FALSE | FALSE | FALSE | FALSE | FALSE | FALSE | FALSE | FALSE | FALSE | FALSE | 3000 | 0 | 3000 | FALSE
[11 empty] | G | Switchyard and Substation | B | Switchyard Main Line
[11 empty] | G | Switchyard and Substation | C | Substation Building and Grounds
[11 empty] | G | Switchyard and Substation | D | Switchyard Auto Bank
-579479986 | 237 | 1505804215 | Oil Analysis on Transformers | MDP | 1000 | 2012-08-15 14:45 | 2 | 2014 | Smith Plant | SM12 | G | Switchyard and Substation | E | Switchyard Station Service | FGE | 40422 | 513 | 2012-08-15 14:44 | System Owner | Ronnie Reed | FB | Oil Analysis on Transformers | Ronnie Reed | On | [7 empty] | O&M | Initiated | FALSE | FALSE | FALSE | FALSE | FALSE | FALSE | FALSE | FALSE | FALSE | FALSE | 2000 | 0 | 2000 | FALSE
-579479986 | 237 | -1914692308 | Oil Analysis on Transformers | KLN | 700 | 2012-08-15 14:45 | 2 | 2014 | Smith Plant | SM12 | G | Switchyard and Substation | E | Switchyard Station Service | FGE | 40422 | 513 | 2012-08-15 14:44 | System Owner | Ronnie Reed | FB | Oil Analysis on Transformers | Ronnie Reed | On | [7 empty] | O&M | Initiated | FALSE | FALSE | FALSE | FALSE | FALSE | FALSE | FALSE | FALSE | FALSE | FALSE | 2000 | 0 | 2000 | FALSE
-579479986 | 237 | -1181046595 | Oil Analysis on Transformers | KLO | 300 | 2012-08-15 14:45 | 2 | 2014 | Smith Plant | SM12 | G | Switchyard and Substation | E | Switchyard Station Service | FGE | 40422 | 513 | 2012-08-15 14:44 | System Owner | Ronnie Reed | FB | Oil Analysis on Transformers | Ronnie Reed | On | [7 empty] | O&M | Initiated | FALSE | FALSE | FALSE | FALSE | FALSE | FALSE | FALSE | FALSE | FALSE | FALSE | 2000 | 0 | 2000 | FALSE
1345041661 | 235 | 1787436666 | Oil Analysis on Transformers | MDP | 1000 | 2012-08-15 09:43 | 2 | 2013 | Smith Plant | SM12 | G | Switchyard and Substation | E | Switchyard Station Service | FGE | 40422 | 513 | 2012-08-15 09:41 | System Owner | Ronnie Reed | FB | Oil Analysis on Transformers | Ronnie Reed | On | [7 empty] | O&M | 1 | FALSE | FALSE | FALSE | FALSE | FALSE | FALSE | FALSE | FALSE | FALSE | FALSE | 2000 | 0 | 2000 | FALSE
1345041661 | 235 | -1909917837 | Oil Analysis on Transformers | KLN | 700 | 2012-08-15 14:40 | 2 | 2013 | Smith Plant | SM12 | G | Switchyard and Substation | E | Switchyard Station Service | FGE | 40422 | 513 | 2012-08-15 09:41 | System Owner | Ronnie Reed | FB | Oil Analysis on Transformers | Ronnie Reed | On | [7 empty] | O&M | 1 | FALSE | FALSE | FALSE | FALSE | FALSE | FALSE | FALSE | FALSE | FALSE | FALSE | 2000 | 0 | 2000 | FALSE
1345041661 | 235 | 1345059616 | Oil Analysis on Transformers | KLO | 300 | 2012-08-15 14:41 | 2 | 2013 | Smith Plant | SM12 | G | Switchyard and Substation | E | Switchyard Station Service | FGE | 40422 | 513 | 2012-08-15 09:41 | System Owner | Ronnie Reed | FB | Oil Analysis on Transformers | Ronnie Reed | On | [7 empty] | O&M | 1 | FALSE | FALSE | FALSE | FALSE | FALSE | FALSE | FALSE | FALSE | FALSE | FALSE | 2000 | 0 | 2000 | FALSE
[11 empty] | G | Switchyard and Substation | F | Breaker
[11 empty] | G | Switchyard and Substation | Y | General
[11 empty] | G | Switchyard and Substation | Z | Instruments and Controls
[11 empty] | H | General Service Water | A | Sump
-358508119 | 389 | 1270208694 | Wash Screen Repairs | KLO | 30000 | 2012-08-24 12:53 | 2 | 2014 | Smith Plant | SM12 | H | General Service Water | B | Water Intake | FHB | 40422 | 513 | 2012-08-22 17:04 | System Owner | Tom Canada | FB | Wash Screen Repairs | Tom Canada | -1 | [7 empty] | O&M | 1 | FALSE | FALSE | FALSE | FALSE | FALSE | FALSE | FALSE | FALSE | FALSE | FALSE | 60000 | 0 | 60000 | FALSE
-358508119 | 389 | -819291137 | Wash Screen Repairs | MDP | 30000 | 2012-08-24 12:53 | 2 | 2014 | Smith Plant | SM12 | H | General Service Water | B | Water Intake | FHB | 40422 | 513 | 2012-08-22 17:04 | System Owner | Tom Canada | FB | Wash Screen Repairs | Tom Canada | -1 | [7 empty] | O&M | 1 | FALSE | FALSE | FALSE | FALSE | FALSE | FALSE | FALSE | FALSE | FALSE | FALSE | 60000 | 0 | 60000 | FALSE
-778819963 | 377 | -1176091806 | Discharge Canal Seawall Repairs | MDP | 30000 | 2012-08-24 13:06 | 2 | 2013 | Smith Plant | SM12 | H | General Service Water | B | Water Intake | FHB | 40422 | 513 | 2012-08-22 16:31 | System Owner | Tom Canada | FB | Discharge Canal Seawall Repairs | Tom Canada | -1 | [7 empty] | O&M | 1 | FALSE | FALSE | FALSE | FALSE | FALSE | FALSE | FALSE | FALSE | FALSE | FALSE | 60000 | 0 | 60000 | FALSE
-778819963 | 377 | -58465221 | Discharge Canal Seawall Repairs | KLO | 30000 | 2012-08-24 13:06 | 2 | 2013 | Smith Plant | SM12 | H | General Service Water | B | Water Intake | FHB | 40422 | 513 | 2012-08-22 16:31 | System Owner | Tom Canada | FB | Discharge Canal Seawall Repairs | Tom Canada | -1 | [7 empty] | O&M | 1 | FALSE | FALSE | FALSE | FALSE | FALSE | FALSE | FALSE | FALSE | FALSE | FALSE | 60000 | 0 | 60000 | FALSE
1345670792 | 376 | -135463447 | Chlorine | MDP | 200000 | 2012-08-24 13:07 | 2 | 2013 | Smith Plant | SM12 | H | General Service Water | C | Chlorination | FHC | 40422 | 513 | 2012-08-22 16:26 | System Owner | Tom Canada | FB | Chlorine | Tom Canada | -1 | [7 empty] | O&M | 1 | FALSE | FALSE | FALSE | FALSE | FALSE | FALSE | FALSE | FALSE | FALSE | FALSE | 260000 | 0 | 260000 | FALSE
1345670792 | 376 | 772274166 | Sodium Hypochlorite | MDP | 60000 | 2012-08-24 13:08 | 2 | 2013 | Smith Plant | SM12 | H | General Service Water | C | Chlorination | FHC | 40422 | 513 | 2012-08-22 16:26 | System Owner | Tom Canada | FB | Chlorine | Tom Canada | -1 | [7 empty] | O&M | 1 | FALSE | FALSE | FALSE | FALSE | FALSE | FALSE | FALSE | FALSE | FALSE | FALSE | 260000 | 0 | 260000 | FALSE
-913291449 | 387 | -1121562244 | Chlorine | MDP | 225000 | 2012-08-24 12:53 | 2 | 2014 | Smith Plant | SM12 | H | General Service Water | C | Chlorination | FHC | 40422 | 513 | 2012-08-22 17:00 | System Owner | Tom Canada | FB | Chlorination | Tom Canada | -1 | [7 empty] | O&M | 1 | FALSE | FALSE | FALSE | FALSE | FALSE | FALSE | FALSE | FALSE | FALSE | FALSE | 225000 | 0 | 225000 | FALSE
-1114504182 | 388 | -758402621 | Sodium Hypochlorite | MDP | 60000 | 2012-08-24 12:53 | 2 | 2014 | Smith Plant | SMCC | H | General Service Water | C | Chlorination | FHC | 40422 | 553 | 2012-08-22 17:03 | System Owner | Tom Canada | FB | Sodium Hypochlorite | Tom Canada | -1 | [7 empty] | O&M | 1 | FALSE | FALSE | FALSE | FALSE | FALSE | FALSE | FALSE | FALSE | FALSE | FALSE | 60000 | 0 | 60000 | FALSE
-1468420062 | 390 | -803044869 | Circulator Pump Refurbishment | MDP | 21250 | 2012-08-24 12:53 | 2 | 2014 | Smith Plant | SM02 | H | General Service Water | D | Condenser Circulating | FHD | 40422 | 513 | 2012-08-22 17:06 | System Owner | Tom Canada | FB | Circulator Pump Refurbishment | Tom Canada | -1 | [7 empty] | O&M | 1 | FALSE | FALSE | FALSE | FALSE | FALSE | FALSE | FALSE | FALSE | FALSE | FALSE | 42500 | 0 | 42500 | FALSE
-1468420062 | 390 | 1855478560 | Circulator Pump Refurbishment | KLO | 21250 | 2012-08-24 12:53 | 2 | 2014 | Smith Plant | SM02 | H | General Service Water | D | Condenser Circulating | FHD | 40422 | 513 | 2012-08-22 17:06 | System Owner | Tom Canada | FB | Circulator Pump Refurbishment | Tom Canada | -1 | [7 empty] | O&M | 1 | FALSE | FALSE | FALSE | FALSE | FALSE | FALSE | FALSE | FALSE | FALSE | FALSE | 42500 | 0 | 42500 | FALSE
-648503369 | 391 | 1859288364 | CLCW Piping Inspections | KLO | 17500 | 2012-08-24 12:52 | 2 | 2014 | Smith Plant | SMCC | H | General Service Water | E | Service Water | FHE | 40422 | 553 | 2012-08-22 17:09 | System Owner | Tom Canada | FB | CLCW Piping Inspections | Tom Canada | -1 | [7 empty] | O&M | 1 | FALSE | FALSE | FALSE | FALSE | FALSE | FALSE | FALSE | FALSE | FALSE | FALSE | 25000 | 0 | 25000 | FALSE
-648503369 | 391 | 108366013 | CLCW Piping Inspections | MDP | 7500 | 2012-08-24 12:53 | 2 | 2014 | Smith Plant | SMCC | H | General Service Water | E | Service Water | FHE | 40422 | 553 | 2012-08-22 17:09 | System Owner | Tom Canada | FB | CLCW Piping Inspections | Tom Canada | -1 | [7 empty] | O&M | 1 | FALSE | FALSE | FALSE | FALSE | FALSE | FALSE | FALSE | FALSE | FALSE | FALSE | 25000 | 0 | 25000 | FALSE
770669966 | 378 | 1533453815 | CLCW Piping Cleaning/Painting | KLO | 70000 | 2012-08-24 13:06 | 2 | 2013 | Smith Plant | SMCC | H | General Service Water | E | Service Water | FHE | 40422 | 553 | 2012-08-22 16:35 | System Owner | Tom Canada | FB | CLCW Piping Cleaning/Painting | Tom Canada | -1 | [7 empty] | O&M | 1 | FALSE | FALSE | FALSE | FALSE | FALSE | FALSE | FALSE | FALSE | FALSE | FALSE | 100000 | 0 | 100000 | FALSE
770669966 | 378 | 887559788 | CLCW Piping Cleaning/Painting | MDP | 30000 | 2012-08-24 13:06 | 2 | 2013 | Smith Plant | SMCC | H | General Service Water | E | Service Water | FHE | 40422 | 553 | 2012-08-22 16:35 | System Owner | Tom Canada | FB | CLCW Piping Cleaning/Painting | Tom Canada | -1 | [7 empty] | O&M | 1 | FALSE | FALSE | FALSE | FALSE | FALSE | FALSE | FALSE | FALSE | FALSE | FALSE | 100000 | 0 | 100000 | FALSE
[11 empty] | H | General Service Water | F | Holding Pond/Storage
1186412536 | 392 | 813541017 | Well Flow Meter Replacements | KLO | 6000 | 2012-08-24 12:52 | 2 | 2014 | Smith Plant | SM12 | H | General Service Water | G | Wells | FHG | 40422 | 512 | 2012-08-22 17:11 | System Owner | Tom Canada | FB | Well Flow Meter Replacements | Tom Canada | -1 | [7 empty] | O&M | 1 | FALSE | FALSE | FALSE | FALSE | FALSE | FALSE | FALSE | FALSE | FALSE | FALSE | 15000 | 0 | 15000 | FALSE
1186412536 | 392 | -754729242 | Well Flow Meter Replacements | MDP | 9000 | 2012-08-24 12:52 | 2 | 2014 | Smith Plant | SM12 | H | General Service Water | G | Wells | FHG | 40422 | 512 | 2012-08-22 17:11 | System Owner | Tom Canada | FB | Well Flow Meter Replacements | Tom Canada | -1 | [7 empty] | O&M | 1 | FALSE | FALSE | FALSE | FALSE | FALSE | FALSE | FALSE | FALSE | FALSE | FALSE | 15000 | 0 | 15000 | FALSE
-1375020173 | 379 | 919725368 | Soft Starts and Grounding Repairs | KLO | 10800 | 2012-08-24 13:05 | 2 | 2013 | Smith Plant | SM12 | H | General Service Water | G | Wells | FHG | 40422 | 512 | 2012-08-22 16:38 | System Owner | Tom Canada | FB | Wells | Tom Canada | -1 | [7 empty] | O&M | 1 | FALSE | FALSE | FALSE | FALSE | FALSE | FALSE | FALSE | FALSE | FALSE | FALSE | 27000 | 0 | 27000 | FALSE
-1375020173 | 379 | 1825938137 | Soft Starts and Grounding Repairs | MDP | 16200 | 2012-08-24 13:05 | 2 | 2013 | Smith Plant | SM12 | H | General Service Water | G | Wells | FHG | 40422 | 512 | 2012-08-22 16:38 | System Owner | Tom Canada | FB | Wells | Tom Canada | -1 | [7 empty] | O&M | 1 | FALSE | FALSE | FALSE | FALSE | FALSE | FALSE | FALSE | FALSE | FALSE | FALSE | 27000 | 0 | 27000 | FALSE
[11 empty] | H | General Service Water | H | Condenser Cleaning
[11 empty] | H | General Service Water | J | External Piping & Valves
1544960565 | 393 | -1816515421 | Makeup Pump Mechanical Seals | MDP | 25000 | 2012-08-24 12:50 | 2 | 2014 | Smith Plant | SMCC | H | General Service Water | K | Cooling Towers | FHK | 40422 | 553 | 2012-08-22 17:13 | System Owner | Tom Canada | FB | Cooling Tower Parts and Repairs | Tom Canada | -1 | [7 empty] | O&M | 1 | FALSE | FALSE | FALSE | FALSE | FALSE | FALSE | FALSE | FALSE | FALSE | FALSE | 100000 | 0 | 100000 | FALSE
1544960565 | 393 | 1972652712 | Makeup Pump Mechanical Seals | KLO | 25000 | 2012-08-24 12:50 | 2 | 2014 | Smith Plant | SMCC | H | General Service Water | K | Cooling Towers | FHK | 40422 | 553 | 2012-08-22 17:13 | System Owner | Tom Canada | FB | Cooling Tower Parts and Repairs | Tom Canada | -1 | [7 empty] | O&M | 1 | FALSE | FALSE | FALSE | FALSE | FALSE | FALSE | FALSE | FALSE | FALSE | FALSE | 100000 | 0 | 100000 | FALSE
1544960565 | 393 | 1819531602 | Cooling Tower Parts and Repairs | KLO | 25000 | 2012-08-24 12:50 | 2 | 2014 | Smith Plant | SMCC | H | General Service Water | K | Cooling Towers | FHK | 40422 | 553 | 2012-08-22 17:13 | System Owner | Tom Canada | FB | Cooling Tower Parts and Repairs | Tom Canada | -1 | [7 empty] | O&M | 1 | FALSE | FALSE | FALSE | FALSE | FALSE | FALSE | FALSE | FALSE | FALSE | FALSE | 100000 | 0 | 100000 | FALSE
1544960565 | 393 | 1612504939 | Cooling Tower Parts and Repairs | MDP | 25000 | 2012-08-24 12:52 | 2 | 2014 | Smith Plant | SMCC | H | General Service Water | K | Cooling Towers | FHK | 40422 | 553 | 2012-08-22 17:13 | System Owner | Tom Canada | FB | Cooling Tower Parts and Repairs | Tom Canada | -1 | [7 empty] | O&M | 1 | FALSE | FALSE | FALSE | FALSE | FALSE | FALSE | FALSE | FALSE | FALSE | FALSE | 100000 | 0 | 100000 | FALSE
829528260 | 380 | 490205813 | Fan Inspections and Shaft/Hub Repairs | KLO | 59250 | 2012-08-24 12:54 | 2 | 2013 | Smith Plant | SMCC | H | General Service Water | K | Cooling Towers | FHK | 40422 | 553 | 2012-08-22 16:41 | System Owner | Tom Canada | FB | Cooling Tower Repairs | Tom Canada | -1 | [7 empty] | O&M | 1 | FALSE | FALSE | FALSE | FALSE | FALSE | FALSE | FALSE | FALSE | FALSE | FALSE | 158500 | 0 | 158500 | FALSE
829528260 | 380 | 2062204050 | Fan Inspections and Shaft/Hub Repairs | MDP | 59250 | 2012-08-24 12:54 | 2 | 2013 | Smith Plant | SMCC | H | General Service Water | K | Cooling Towers | FHK | 40422 | 553 | 2012-08-22 16:41 | System Owner | Tom Canada | FB | Cooling Tower Repairs | Tom Canada | -1 | [7 empty] | O&M | 1 | FALSE | FALSE | FALSE | FALSE | FALSE | FALSE | FALSE | FALSE | FALSE | FALSE | 158500 | 0 | 158500 | FALSE
829528260 | 380 | 1261326763 | Lagging and Unistrut Replacement | KLO | 20000 | 2012-08-24 12:55 | 2 | 2013 | Smith Plant | SMCC | H | General Service Water | K | Cooling Towers | FHK | 40422 | 553 | 2012-08-22 16:41 | System Owner | Tom Canada | FB | Cooling Tower Repairs | Tom Canada | -1 | [7 empty] | O&M | 1 | FALSE | FALSE | FALSE | FALSE | FALSE | FALSE | FALSE | FALSE | FALSE | FALSE | 158500 | 0 | 158500 | FALSE
829528260 | 380 | 675544336 | Lagging and Unistrut Replacement | MDP | 20000 | 2012-08-24 13:05 | 2 | 2013 | Smith Plant | SMCC | H | General Service Water | K | Cooling Towers | FHK | 40422 | 553 | 2012-08-22 16:41 | System Owner | Tom Canada | FB | Cooling Tower Repairs | Tom Canada | -1 | [7 empty] | O&M | 1 | FALSE | FALSE | FALSE | FALSE | FALSE | FALSE | FALSE | FALSE | FALSE | FALSE | 158500 | 0 | 158500 | FALSE
-1706962306 | 394 | -366005209 | CLCW Piping Repairs (Corrosion Protection) | KLO | 50000 | 2012-08-24 12:50 | 2 | 2014 | Smith Plant | SMCC | H | General Service Water | Y | General | FHY | 40422 | 553 | 2012-08-22 17:15 | System Owner | Tom Canada | FB | CLCW Piping Repairs (Corrosion Protection) | Tom Canada | -1 | [7 empty] | O&M | 1 | FALSE | FALSE | FALSE | FALSE | FALSE | FALSE | FALSE | FALSE | FALSE | FALSE | 100000 | 0 | 100000 | FALSE
-1706962306 | 394 | 434582748 | CLCW Piping Repairs (Corrosion Protection) | MDP | 50000 | 2012-08-24 12:50 | 2 | 2014 | Smith Plant | SMCC | H | General Service Water | Y | General | FHY | 40422 | 553 | 2012-08-22 17:15 | System Owner | Tom Canada | FB | CLCW Piping Repairs (Corrosion Protection) | Tom Canada | -1 | [7 empty] | O&M | 1 | FALSE | FALSE | FALSE | FALSE | FALSE | FALSE | FALSE | FALSE | FALSE | FALSE | 100000 | 0 | 100000 | FALSE
-2095038819 | 636 | 1529614234 | Recondition Circulator Motors | MDP | 8000 | 2012-08-27 10:55 | 2 | 2013 | Smith Plant | SMCC | H | General Service Water | Y | General | FHY | 40424 | 553 | 2012-08-27 10:01 | Planning & Scheduling | Nick Plombon | FUP | General Service Water (HGP) | Tom Canada | Off | [7 empty] | O&M | 1 | FALSE | FALSE | FALSE | FALSE | FALSE | FALSE | FALSE | FALSE | FALSE | FALSE | 130000 | 0 | 130000 | FALSE
-2095038819 | 636 | 21174803 | Recondition Circulator Motors | KLO | 22000 | 2012-08-27 10:55 | 2 | 2013 | Smith Plant | SMCC | H | General Service Water | Y | General | FHY | 40424 | 553 | 2012-08-27 10:01 | Planning & Scheduling | Nick Plombon | FUP | General Service Water (HGP) | Tom Canada | Off | [7 empty] | O&M | 1 | FALSE | FALSE | FALSE | FALSE | FALSE | FALSE | FALSE | FALSE | FALSE | FALSE | 130000 | 0 | 130000 | FALSE
-2095038819 | 636 | -403134632 | Recondition #2 Make Up Pump | MDP | 6000 | 2012-08-27 10:55 | 2 | 2013 | Smith Plant | SMCC | H | General Service Water | Y | General | FHY | 40424 | 553 | 2012-08-27 10:01 | Planning & Scheduling | Nick Plombon | FUP | General Service Water (HGP) | Tom Canada | Off | [7 empty] | O&M | 1 | FALSE | FALSE | FALSE | FALSE | FALSE | FALSE | FALSE | FALSE | FALSE | FALSE | 130000 | 0 | 130000 | FALSE
-2095038819 | 636 | 1259240057 | Recondition #2 Make Up Pump | KLO | 14000 | 2012-08-27 10:55 | 2 | 2013 | Smith Plant | SMCC | H | General Service Water | Y | General | FHY | 40424 | 553 | 2012-08-27 10:01 | Planning & Scheduling | Nick Plombon | FUP | General Service Water (HGP) | Tom Canada | Off | [7 empty] | O&M | 1 | FALSE | FALSE | FALSE | FALSE | FALSE | FALSE | FALSE | FALSE | FALSE | FALSE | 130000 | 0 | 130000 | FALSE
-2095038819 | 636 | 886324550 | Recondition CLCW Motors, Heat Exchangers, Headers | MDP | 35000 | 2012-08-27 10:55 | 2 | 2013 | Smith Plant | SMCC | H | General Service Water | Y | General | FHY | 40424 | 553 | 2012-08-27 10:01 | Planning & Scheduling | Nick Plombon | FUP | General Service Water (HGP) | Tom Canada | Off | [7 empty] | O&M | 1 | FALSE | FALSE | FALSE | FALSE | FALSE | FALSE | FALSE | FALSE | FALSE | FALSE | 130000 | 0 | 130000 | FALSE
-2095038819 | 636 | 1809557839 | Recondition CLCW Motors, Heat Exchangers, Headers | KLO | 45000 | 2012-08-27 10:56 | 2 | 2013 | Smith Plant | SMCC | H | General Service Water | Y | General | FHY | 40424 | 553 | 2012-08-27 10:01 | Planning & Scheduling | Nick Plombon | FUP | General Service Water (HGP) | Tom Canada | Off | [7 empty] | O&M | 1 | FALSE | FALSE | FALSE | FALSE | FALSE | FALSE | FALSE | FALSE | FALSE | FALSE | 130000 | 0 | 130000 | FALSE
[11 empty] | H | General Service Water | Z | Instruments and Controls
-1189689651 | 175 | 1910317066 | Parts for PMs on Wall Blower and piping.) | MDP | 40000 | 2012-08-14 10:21 | 2 | 2014 | Smith Plant | SM02 | J | Boiler / Steam Generator | A | Soot Blower | FJA | 40422 | 512 | 2012-08-14 10:20 | System Owner | Larry Meredith | FB | Parts for PMs on Soot blower and Piping | Larry Meredith | On | [7 empty] | O&M | Initiated | FALSE | FALSE | FALSE | FALSE | FALSE | FALSE | FALSE | FALSE | FALSE | FALSE | 86100 | 0 | 86100 | FALSE
-1189689651 | 175 | -14180925 | Parts for PMs on Wall Blowers (lances, bearings, and packing.) | MDP | 26100 | 2012-08-14 10:22 | 2 | 2014 | Smith Plant | SM02 | J | Boiler / Steam Generator | A | Soot Blower | FJA | 40422 | 512 | 2012-08-14 10:20 | System Owner | Larry Meredith | FB | Parts for PMs on Soot blower and Piping | Larry Meredith | On | [7 empty] | O&M | Initiated | FALSE | FALSE | FALSE | FALSE | FALSE | FALSE | FALSE | FALSE | FALSE | FALSE | 86100 | 0 | 86100 | FALSE
-1189689651 | 175 | 1400106312 | Valve and Piping Replacement on Wall Blowers | MDP | 20000 | 2012-08-14 10:22 | 2 | 2014 | Smith Plant | SM02 | J | Boiler / Steam Generator | A | Soot Blower | FJA | 40422 | 512 | 2012-08-14 10:20 | System Owner | Larry Meredith | FB | Parts for PMs on Soot blower and Piping | Larry Meredith | On | [7 empty] | O&M | Initiated | FALSE | FALSE | FALSE | FALSE | FALSE | FALSE | FALSE | FALSE | FALSE | FALSE | 86100 | 0 | 86100 | FALSE
279096494 | 172 | 1497149079 | Parts for PMs on Soot blower and Piping | MDP | 18500 | 2012-08-14 09:47 | 2 | 2013 | Smith Plant | SM01 | J | Boiler / Steam Generator | A | Soot Blower | FJA | 40422 | 512 | 2012-08-14 09:45 | System Owner | Larry Meredith | FB | Parts for PMs on Soot blower and Piping | Larry Meredith | On | [7 empty] | O&M | 1 | FALSE | FALSE | FALSE | FALSE | FALSE | FALSE | FALSE | FALSE | FALSE | FALSE | 79050 | 0 | 79050 | FALSE
279096494 | 172 | 658922124 | Parts for PMs on Wall Blowers (lances, bearings, and packing.) | MDP | 35000 | 2012-08-14 09:50 | 2 | 2013 | Smith Plant | SM01 | J | Boiler / Steam Generator | A | Soot Blower | FJA | 40422 | 512 | 2012-08-14 09:45 | System Owner | Larry Meredith | FB | Parts for PMs on Soot blower and Piping | Larry Meredith | On | [7 empty] | O&M | 1 | FALSE | FALSE | FALSE | FALSE | FALSE | FALSE | FALSE | FALSE | FALSE | FALSE | 79050 | 0 | 79050 | FALSE
279096494 | 172 | 62370461 | Valve and Piping Replacement on Wall Blowers | MDP | 25550 | 2012-08-14 09:52 | 2 | 2013 | Smith Plant | SM01 | J | Boiler / Steam Generator | A | Soot Blower | FJA | 40422 | 512 | 2012-08-14 09:45 | System Owner | Larry Meredith | FB | Parts for PMs on Soot blower and Piping | Larry Meredith | On | [7 empty] | O&M | 1 | FALSE | FALSE | FALSE | FALSE | FALSE | FALSE | FALSE | FALSE | FALSE | FALSE | 79050 | 0 | 79050 | FALSE
1799352031 | 171 | -409381068 | Parts for PMs on Wall Blower and piping.) | MDP | 52000 | 2012-08-14 09:40 | 2 | 2013 | Smith Plant | SM02 | J | Boiler / Steam Generator | A | Soot Blower | FJA | 40422 | 512 | 2012-08-14 09:34 | System Owner | Larry Meredith | FB | Parts for PMs on Soot blower and Piping | Larry Meredith | On | [7 empty] | O&M | 1 | FALSE | FALSE | FALSE | FALSE | FALSE | FALSE | FALSE | FALSE | FALSE | FALSE | 103100 | 0 | 103100 | FALSE
1799352031 | 171 | 1129122853 | Parts for PMs on Wall Blowers (lances, bearings, and packing.) | MDP | 26100 | 2012-08-14 09:41 | 2 | 2013 | Smith Plant | SM02 | J | Boiler / Steam Generator | A | Soot Blower | FJA | 40422 | 512 | 2012-08-14 09:34 | System Owner | Larry Meredith | FB | Parts for PMs on Soot blower and Piping | Larry Meredith | On | [7 empty] | O&M | 1 | FALSE | FALSE | FALSE | FALSE | FALSE | FALSE | FALSE | FALSE | FALSE | FALSE | 103100 | 0 | 103100 | FALSE
1799352031 | 171 | 498360450 | Valve and Piping Replacement on Wall Blowers | MDP | 25000 | 2012-08-14 09:42 | 2 | 2013 | Smith Plant | SM02 | J | Boiler / Steam Generator | A | Soot Blower | FJA | 40422 | 512 | 2012-08-14 09:34 | System Owner | Larry Meredith | FB | Parts for PMs on Soot blower and Piping | Larry Meredith | On | [7 empty] | O&M | 1 | FALSE | FALSE | FALSE | FALSE | FALSE | FALSE | FALSE | FALSE | FALSE | FALSE | 103100 | 0 | 103100 | FALSE
-1519074860 | 176 | 1286244933 | Parts for PMs on Soot blower and Piping | MDP | 18500 | 2012-08-14 10:25 | 2 | 2014 | Smith Plant | SM01 | J | Boiler / Steam Generator | A | Soot Blower | FJA | 40422 | 512 | 2012-08-14 10:24 | System Owner | Larry Meredith | FB | Parts for PMs on Soot blower and Piping | Larry Meredith | On | [7 empty] | O&M | Initiated | FALSE | FALSE | FALSE | FALSE | FALSE | FALSE | FALSE | FALSE | FALSE | FALSE | 59050 | 0 | 59050 | FALSE
-1519074860 | 176 | -1435218910 | Parts for PMs on Wall Blowers (lances, bearings, and packing.) | MDP | 20000 | 2012-08-14 10:26 | 2 | 2014 | Smith Plant | SM01 | J | Boiler / Steam Generator | A | Soot Blower | FJA | 40422 | 512 | 2012-08-14 10:24 | System Owner | Larry Meredith | FB | Parts for PMs on Soot blower and Piping | Larry Meredith | On | [7 empty] | O&M | Initiated | FALSE | FALSE | FALSE | FALSE | FALSE | FALSE | FALSE | FALSE | FALSE | FALSE | 59050 | 0 | 59050 | FALSE
-1519074860 | 176 | 1364717051 | Valve and Piping Replacement on Wall Blowers | MDP | 20550 | 2012-08-14 10:32 | 2 | 2014 | Smith Plant | SM01 | J | Boiler / Steam Generator | A | Soot Blower | FJA | 40422 | 512 | 2012-08-14 10:24 | System Owner | Larry Meredith | FB | Parts for PMs on Soot blower and Piping | Larry Meredith | On | [7 empty] | O&M | Initiated | FALSE | FALSE | FALSE | FALSE | FALSE | FALSE | FALSE | FALSE | FALSE | FALSE | 59050 | 0 | 59050 | FALSE
-1519074860 | 176 | -669201481 |  |  |  | 2012-08-14 10:34 | 1 | 2014 | Smith Plant | SM01 | J | Boiler / Steam Generator | A | Soot Blower | FJA | 40422 | 512 | 2012-08-14 10:24 | System Owner | Larry Meredith | FB | Parts for PMs on Soot blower and Piping | Larry Meredith | On | [7 empty] | O&M | Initiated | FALSE | FALSE | FALSE | FALSE | FALSE | FALSE | FALSE | FALSE | FALSE | FALSE | 59050 | 0 | 59050 | FALSE
[11 empty] | J | Boiler / Steam Generator | B | Nitrogen
1344957013 | 173 | -549646606 | Valve Maintenance ( Safety Valves) (LABOR) | KLO | 6400 | 2012-08-14 10:12 | 2 | 2014 | Smith Plant | SM02 | J | Boiler / Steam Generator | C | Boiler Valves & Piping | FJC | 40422 | 512 | 2012-08-14 10:10 | System Owner | Larry Meredith | FB | Valve Maintenance ( Safety Valves) | Larry Meredith | On | [7 empty] | O&M | Initiated | FALSE | FALSE | FALSE | FALSE | FALSE | FALSE | FALSE | FALSE | FALSE | FALSE | 16000 | 0 | 16000 | FALSE
1344957013 | 173 | -1683420021 | Valve Maintenance ( Safety Valves) (Material) | MDP | 9600 | 2012-08-14 10:12 | 2 | 2014 | Smith Plant | SM02 | J | Boiler / Steam Generator | C | Boiler Valves & Piping | FJC | 40422 | 512 | 2012-08-14 10:10 | System Owner | Larry Meredith | FB | Valve Maintenance ( Safety Valves) | Larry Meredith | On | [7 empty] | O&M | Initiated | FALSE | FALSE | FALSE | FALSE | FALSE | FALSE | FALSE | FALSE | FALSE | FALSE | 16000 | 0 | 16000 | FALSE
-2127542166 | 170 | -1626605917 | Valve Maintenance ( Safety Valves) (LABOR) | KLO | 6400 | 2012-08-14 09:30 | 2 | 2013 | Smith Plant | SM02 | J | Boiler / Steam Generator | C | Boiler Valves & Piping | FJC | 40422 | 512 | 2012-08-14 09:26 | System Owner | Larry Meredith | FB | Valve Maintenance ( Safety Valves) | Larry Meredith | On | [7 empty] | O&M | 1 | FALSE | FALSE | FALSE | FALSE | FALSE | FALSE | FALSE | FALSE | FALSE | FALSE | 16000 | 0 | 16000 | FALSE
-2127542166 | 170 | 1852886184 | Valve Maintenance ( Safety Valves) (Material) | MDP | 9600 | 2012-08-14 10:19 | 2 | 2013 | Smith Plant | SM02 | J | Boiler / Steam Generator | C | Boiler Valves & Piping | FJC | 40422 | 512 | 2012-08-14 09:26 | System Owner | Larry Meredith | FB | Valve Maintenance ( Safety Valves) | Larry Meredith | On | [7 empty] | O&M | 1 | FALSE | FALSE | FALSE | FALSE | FALSE | FALSE | FALSE | FALSE | FALSE | FALSE | 16000 | 0 | 16000 | FALSE
-1541698942 | 182 | 768091355 | Parts for PMs on Boiler Waterwall Valves & Drains | MDP | 20000 | 2012-08-14 11:06 | 2 | 2014 | Smith Plant | SM01 | J | Boiler / Steam Generator | C | Boiler Valves & Piping | FJC | 40422 | 512 | 2012-08-14 11:05 | System Owner | Larry Meredith | FB | Parts for PMs on Boiler Waterwall Valves & Drains | Larry Meredith | On | [7 empty] | O&M | Initiated | FALSE | FALSE | FALSE | FALSE | FALSE | FALSE | FALSE | FALSE | FALSE | FALSE | 20000 | 0 | 20000 | FALSE
270938335 | 181 | 1130295604 | Parts for PMs on Boiler Waterwall Valves & Drains | MDP | 30000 | 2012-08-14 11:45 | 2 | 2013 | Smith Plant | SM01 | J | Boiler / Steam Generator | C | Boiler Valves & Piping | FJC | 40422 | 512 | 2012-08-14 11:00 | System Owner | Larry Meredith | FB | Parts for PMs on Boiler Waterwall Valves & Drains | Larry Meredith | On | [7 empty] | O&M | 1 | FALSE | FALSE | FALSE | FALSE | FALSE | FALSE | FALSE | FALSE | FALSE | FALSE | 30000 | 0 | 30000 | FALSE
[11 empty] | J | Boiler / Steam Generator | D | Boiler Tubing
[11 empty] | J | Boiler / Steam Generator | E | Boiler Structure and Insulation
[11 empty] | J | Boiler / Steam Generator | F | Boiler Circulating Pump
[11 empty] | J | Boiler / Steam Generator | G | Chemical Clean (Acid Wash
1344953895 | 169 | 784963292 | Instruments and Controls (Bearings, Control Cards, etc.) | MDP | 25550 | 2012-08-14 09:22 | 2 | 2013 | Smith Plant | SM12 | J | Boiler / Steam Generator | H | Headers, Links, Drums, Vessels | FJH | 40422 | 512 | 2012-08-14 09:18 | System Owner | Larry Meredith | FB | Instruments and Controls (Bearings, Control Cards, etc.) | Larry Meredith | On | [7 empty] | O&M | 1 | FALSE | FALSE | FALSE | FALSE | FALSE | FALSE | FALSE | FALSE | FALSE | FALSE | 25550 | 0 | 25550 | FALSE
-1172921826 | 174 | 2099344199 | Instruments and Controls (Bearings, Control Cards, etc.) | MDP | 25550 | 2012-08-14 10:18 | 2 | 2014 | Smith Plant | SM12 | J | Boiler / Steam Generator | H | Headers, Links, Drums, Vessels | FJH | 40422 | 512 | 2012-08-14 10:16 | System Owner | Larry Meredith | FB | Instruments and Controls (Bearings, Control Cards, etc.) | Larry Meredith | On | [7 empty] | O&M | Initiated | FALSE | FALSE | FALSE | FALSE | FALSE | FALSE | FALSE | FALSE | FALSE | FALSE | 25550 | 0 | 25550 | FALSE
[11 empty] | J | Boiler / Steam Generator | K | Process Steam
274894666 | 12 | 1318038531 | Header and Drum Repairs | MDP | 25000 | 2012-07-24 16:16 | 2 | 2014 | Smith Plant | SM12 | J | Boiler / Steam Generator | Y | General | FJY | 40422 | 512 | 2012-07-24 16:15 | System Owner | Nick Plombon | FB | FOMO Dollars | Larry Meredith | Off | [7 empty] | O&M | 1 | FALSE | FALSE | FALSE | FALSE | FALSE | FALSE | FALSE | FALSE | FALSE | FALSE | 150000 | 0 | 150000 | FALSE
274894666 | 12 | 361492104 | Header and Drum Repairs | KLO | 25000 | 2012-07-24 16:16 | 2 | 2014 | Smith Plant | SM12 | J | Boiler / Steam Generator | Y | General | FJY | 40422 | 512 | 2012-07-24 16:15 | System Owner | Nick Plombon | FB | FOMO Dollars | Larry Meredith | Off | [7 empty] | O&M | 1 | FALSE | FALSE | FALSE | FALSE | FALSE | FALSE | FALSE | FALSE | FALSE | FALSE | 150000 | 0 | 150000 | FALSE
274894666 | 12 | 2078744041 | Waterwall and Safety Valve Repairs | MDP | 25000 | 2012-07-24 16:16 | 2 | 2014 | Smith Plant | SM12 | J | Boiler / Steam Generator | Y | General | FJY | 40422 | 512 | 2012-07-24 16:15 | System Owner | Nick Plombon | FB | FOMO Dollars | Larry Meredith | Off | [7 empty] | O&M | 1 | FALSE | FALSE | FALSE | FALSE | FALSE | FALSE | FALSE | FALSE | FALSE | FALSE | 150000 | 0 | 150000 | FALSE
274894666 | 12 | 431986678 | Waterwall and Safety Valve Repairs | KLO | 25000 | 2012-07-24 16:16 | 2 | 2014 | Smith Plant | SM12 | J | Boiler / Steam Generator | Y | General | FJY | 40422 | 512 | 2012-07-24 16:15 | System Owner | Nick Plombon | FB | FOMO Dollars | Larry Meredith | Off | [7 empty] | O&M | 1 | FALSE | FALSE | FALSE | FALSE | FALSE | FALSE | FALSE | FALSE | FALSE | FALSE | 150000 | 0 | 150000 | FALSE
274894666 | 12 | 1488239167 | Sootblower and Piping Repairs | MDP | 10000 | 2012-07-24 16:16 | 2 | 2014 | Smith Plant | SM12 | J | Boiler / Steam Generator | Y | General | FJY | 40422 | 512 | 2012-07-24 16:15 | System Owner | Nick Plombon | FB | FOMO Dollars | Larry Meredith | Off | [7 empty] | O&M | 1 | FALSE | FALSE | FALSE | FALSE | FALSE | FALSE | FALSE | FALSE | FALSE | FALSE | 150000 | 0 | 150000 | FALSE
274894666 | 12 | -1948690668 | Boiler, Superheat, and Reheat Tub Repairs | MDP | 10000 | 2012-07-24 16:16 | 2 | 2014 | Smith Plant | SM12 | J | Boiler / Steam Generator | Y | General | FJY | 40422 | 512 | 2012-07-24 16:15 | System Owner | Nick Plombon | FB | FOMO Dollars | Larry Meredith | Off | [7 empty] | O&M | 1 | FALSE | FALSE | FALSE | FALSE | FALSE | FALSE | FALSE | FALSE | FALSE | FALSE | 150000 | 0 | 150000 | FALSE
274894666 | 12 | 980436613 | Boiler, Superheat, and Reheat Tub Repairs | KLO | 10000 | 2012-07-24 16:16 | 2 | 2014 | Smith Plant | SM12 | J | Boiler / Steam Generator | Y | General | FJY | 40422 | 512 | 2012-07-24 16:15 | System Owner | Nick Plombon | FB | FOMO Dollars | Larry Meredith | Off | [7 empty] | O&M | 1 | FALSE | FALSE | FALSE | FALSE | FALSE | FALSE | FALSE | FALSE | FALSE | FALSE | 150000 | 0 | 150000 | FALSE
274894666 | 12 | -313007262 | Structure, Insulation, Furnace Supports | MDP | 10000 | 2012-07-24 16:16 | 2 | 2014 | Smith Plant | SM12 | J | Boiler / Steam Generator | Y | General | FJY | 40422 | 512 | 2012-07-24 16:15 | System Owner | Nick Plombon | FB | FOMO Dollars | Larry Meredith | Off | [7 empty] | O&M | 1 | FALSE | FALSE | FALSE | FALSE | FALSE | FALSE | FALSE | FALSE | FALSE | FALSE | 150000 | 0 | 150000 | FALSE
274894666 | 12 | 490538043 | Structure, Insulation, Furnace Supports | KLO | 10000 | 2012-07-24 16:16 | 2 | 2014 | Smith Plant | SM12 | J | Boiler / Steam Generator | Y | General | FJY | 40422 | 512 | 2012-07-24 16:15 | System Owner | Nick Plombon | FB | FOMO Dollars | Larry Meredith | Off | [7 empty] | O&M | 1 | FALSE | FALSE | FALSE | FALSE | FALSE | FALSE | FALSE | FALSE | FALSE | FALSE | 150000 | 0 | 150000 | FALSE
949104919 | 11 | 1881529593 | Header and Drum Repairs | MDP | 25000 | 2012-07-24 15:41 | 2 | 2013 | Smith Plant | SM12 | J | Boiler / Steam Generator | Y | General | FJY | 40422 | 512 | 2012-07-24 15:30 | System Owner | Nick Plombon | FB | FOMO Dollars | Larry Meredith | Off | [7 empty] | O&M | 1 | FALSE | FALSE | FALSE | FALSE | FALSE | FALSE | FALSE | FALSE | FALSE | FALSE | 150000 | 0 | 150000 | FALSE
949104919 | 11 | -596668986 | Header and Drum Repairs | KLO | 25000 | 2012-07-24 15:41 | 2 | 2013 | Smith Plant | SM12 | J | Boiler / Steam Generator | Y | General | FJY | 40422 | 512 | 2012-07-24 15:30 | System Owner | Nick Plombon | FB | FOMO Dollars | Larry Meredith | Off | [7 empty] | O&M | 1 | FALSE | FALSE | FALSE | FALSE | FALSE | FALSE | FALSE | FALSE | FALSE | FALSE | 150000 | 0 | 150000 | FALSE
949104919 | 11 | 209440719 | Waterwall and Safety Valve Repairs | MDP | 25000 | 2012-07-24 15:41 | 2 | 2013 | Smith Plant | SM12 | J | Boiler / Steam Generator | Y | General | FJY | 40422 | 512 | 2012-07-24 15:30 | System Owner | Nick Plombon | FB | FOMO Dollars | Larry Meredith | Off | [7 empty] | O&M | 1 | FALSE | FALSE | FALSE | FALSE | FALSE | FALSE | FALSE | FALSE | FALSE | FALSE | 150000 | 0 | 150000 | FALSE
949104919 | 11 | -1757970076 | Waterwall and Safety Valve Repairs | KLO | 25000 | 2012-07-24 15:42 | 2 | 2013 | Smith Plant | SM12 | J | Boiler / Steam Generator | Y | General | FJY | 40422 | 512 | 2012-07-24 15:30 | System Owner | Nick Plombon | FB | FOMO Dollars | Larry Meredith | Off | [7 empty] | O&M | 1 | FALSE | FALSE | FALSE | FALSE | FALSE | FALSE | FALSE | FALSE | FALSE | FALSE | 150000 | 0 | 150000 | FALSE
949104919 | 11 | 1552763660 | Sootblower and Piping Repairs | MDP | 10000 | 2012-07-24 15:41 | 2 | 2013 | Smith Plant | SM12 | J | Boiler / Steam Generator | Y | General | FJY | 40422 | 512 | 2012-07-24 15:30 | System Owner | Nick Plombon | FB | FOMO Dollars | Larry Meredith | Off | [7 empty] | O&M | 1 | FALSE | FALSE | FALSE | FALSE | FALSE | FALSE | FALSE | FALSE | FALSE | FALSE | 150000 | 0 | 150000 | FALSE
949104919 | 11 | -1119684323 | Boiler, Superheat, and Reheat Tub Repairs | MDP | 10000 | 2012-07-24 15:41 | 2 | 2013 | Smith Plant | SM12 | J | Boiler / Steam Generator | Y | General | FJY | 40422 | 512 | 2012-07-24 15:30 | System Owner | Nick Plombon | FB | FOMO Dollars | Larry Meredith | Off | [7 empty] | O&M | 1 | FALSE | FALSE | FALSE | FALSE | FALSE | FALSE | FALSE | FALSE | FALSE | FALSE | 150000 | 0 | 150000 | FALSE
949104919 | 11 | -422193126 | Boiler, Superheat, and Reheat Tub Repairs | KLO | 10000 | 2012-07-24 15:41 | 2 | 2013 | Smith Plant | SM12 | J | Boiler / Steam Generator | Y | General | FJY | 40422 | 512 | 2012-07-24 15:30 | System Owner | Nick Plombon | FB | FOMO Dollars | Larry Meredith | Off | [7 empty] | O&M | 1 | FALSE | FALSE | FALSE | FALSE | FALSE | FALSE | FALSE | FALSE | FALSE | FALSE | 150000 | 0 | 150000 | FALSE
949104919 | 11 | -1203873645 | Structure, Insulation, Furnace Supports | MDP | 10000 | 2012-07-24 15:41 | 2 | 2013 | Smith Plant | SM12 | J | Boiler / Steam Generator | Y | General | FJY | 40422 | 512 | 2012-07-24 15:30 | System Owner | Nick Plombon | FB | FOMO Dollars | Larry Meredith | Off | [7 empty] | O&M | 1 | FALSE | FALSE | FALSE | FALSE | FALSE | FALSE | FALSE | FALSE | FALSE | FALSE | 150000 | 0 | 150000 | FALSE
949104919 | 11 | -330718248 | Structure, Insulation, Furnace Supports | KLO | 10000 | 2012-07-24 15:41 | 2 | 2013 | Smith Plant | SM12 | J | Boiler / Steam Generator | Y | General | FJY | 40422 | 512 | 2012-07-24 15:30 | System Owner | Nick Plombon | FB | FOMO Dollars | Larry Meredith | Off | [7 empty] | O&M | 1 | FALSE | FALSE | FALSE | FALSE | FALSE | FALSE | FALSE | FALSE | FALSE | FALSE | 150000 | 0 | 150000 | FALSE
[11 empty] | J | Boiler / Steam Generator | Z | Instruments and Controls
[11 empty] | K | Station Service | A | Starting Station
[11 empty] | K | Station Service | B | Standby Station
[11 empty] | K | Station Service | C | Running Station
-466103179 | 244 | -621709678 | Limit Amps (GE Service) | KLN | 1500 | 2012-08-16 14:58 | 2 | 2013 | Smith Plant | SMCC | K | Station Service | D | Busses | FKD | 40422 | 553 | 2012-08-16 14:50 | System Owner | Ronnie Reed | FB | Limit Amps (GE Service) | Ronnie Reed | On | [7 empty] | O&M | 1 | FALSE | FALSE | FALSE | FALSE | FALSE | FALSE | FALSE | FALSE | FALSE | FALSE | 5000 | 0 | 5000 | FALSE
-466103179 | 244 | -850311408 | Limit Amps (GE Service) | MDP | 3500 | 2012-08-16 14:58 | 2 | 2013 | Smith Plant | SMCC | K | Station Service | D | Busses | FKD | 40422 | 553 | 2012-08-16 14:50 | System Owner | Ronnie Reed | FB | Limit Amps (GE Service) | Ronnie Reed | On | [7 empty] | O&M | 1 | FALSE | FALSE | FALSE | FALSE | FALSE | FALSE | FALSE | FALSE | FALSE | FALSE | 5000 | 0 | 5000 | FALSE
-1871874270 | 450 | 1522957563 | Limit Amps (GE Service) | KLN | 1500 | 2012-08-23 09:45 | 2 | 2014 | Smith Plant | SMCC | K | Station Service | D | Busses | FKD | 40422 | 553 | 2012-08-23 09:43 | System Owner | Ronnie Reed | FB | Limit Amps (GE Service) | Ronnie Reed | On | [7 empty] | O&M | Initiated | FALSE | FALSE | FALSE | FALSE | FALSE | FALSE | FALSE | FALSE | FALSE | FALSE | 5000 | 0 | 5000 | FALSE
-1871874270 | 450 | -521307616 | Limit Amps (GE Service) | MDP | 3500 | 2012-08-23 09:45 | 2 | 2014 | Smith Plant | SMCC | K | Station Service | D | Busses | FKD | 40422 | 553 | 2012-08-23 09:43 | System Owner | Ronnie Reed | FB | Limit Amps (GE Service) | Ronnie Reed | On | [7 empty] | O&M | Initiated | FALSE | FALSE | FALSE | FALSE | FALSE | FALSE | FALSE | FALSE | FALSE | FALSE | 5000 | 0 | 5000 | FALSE
1345733237 | 451 | -310457198 | Battery and Battery Charger Maintenance | KLO | 10000 | 2012-08-23 09:51 | 2 | 2014 | Smith Plant | SMCC | K | Station Service | E | DC | FKE | 40422 | 553 | 2012-08-23 09:47 | System Owner | Ronnie Reed | FB | Battery and Battery Charger Maintenance | Ronnie Reed | On | [7 empty] | O&M | Initiated | FALSE | FALSE | FALSE | FALSE | FALSE | FALSE | FALSE | FALSE | FALSE | FALSE | 10000 | 0 | 10000 | FALSE
259900350 | 245 | 1886919783 | Battery and Battery Charger Maintenance | KLO | 10000 | 2012-08-16 15:01 | 2 | 2013 | Smith Plant | SMCC | K | Station Service | E | DC | FKE | 40422 | 553 | 2012-08-16 14:59 | System Owner | Ronnie Reed | FB | Battery and Battery Charger Maintenance | Ronnie Reed | On | [7 empty] | O&M | 1 | FALSE | FALSE | FALSE | FALSE | FALSE | FALSE | FALSE | FALSE | FALSE | FALSE | 10000 | 0 | 10000 | FALSE
1345146227 | 242 | 692842296 | Kossen Emergency Generator Service Call | KLO | 3000 | 2012-08-16 14:46 | 2 | 2013 | Smith Plant | SM12 | K | Station Service | F | Emergency Power | FKF | 40422 | 513 | 2012-08-16 14:44 | System Owner | Ronnie Reed | FB | Kossen Emergency Generator Service Call | Ronnie Reed | On | [7 empty] | O&M | 1 | FALSE | FALSE | FALSE | FALSE | FALSE | FALSE | FALSE | FALSE | FALSE | FALSE | 3000 | 0 | 3000 | FALSE
817954535 | 449 | 1840273564 | Fuel for Emergency Generator | MDP | 6000 | 2012-08-23 09:43 | 2 | 2014 | Smith Plant | SMCC | K | Station Service | F | Emergency Power | FKF | 40422 | 553 | 2012-08-23 09:40 | System Owner | Ronnie Reed | FB | Fuel for Emergency Generator | Ronnie Reed | On | [7 empty] | O&M | Initiated | FALSE | FALSE | FALSE | FALSE | FALSE | FALSE | FALSE | FALSE | FALSE | FALSE | 6000 | 0 | 6000 | FALSE
1345732347 | 448 | -304180192 | Kossen Emergency Generator Service Call | KLO | 3000 | 2012-08-23 09:38 | 2 | 2014 | Smith Plant | SM12 | K | Station Service | F | Emergency Power | FKF | 40422 | 513 | 2012-08-23 09:32 | System Owner | Ronnie Reed | FB | Kossen Emergency Generator Service Call | Ronnie Reed | On | [7 empty] | O&M | Initiated | FALSE | FALSE | FALSE | FALSE | FALSE | FALSE | FALSE | FALSE | FALSE | FALSE | 3000 | 0 | 3000 | FALSE
-1277409242 | 243 | 1376441007 | Fuel for Emergency Generator | MDP | 6000 | 2012-08-16 14:49 | 2 | 2013 | Smith Plant | SMCC | K | Station Service | F | Emergency Power | FKF | 40422 | 553 | 2012-08-16 14:46 | System Owner | Ronnie Reed | FB | Fuel for Emergency Generator | Ronnie Reed | On | [7 empty] | O&M | 1 | FALSE | FALSE | FALSE | FALSE | FALSE | FALSE | FALSE | FALSE | FALSE | FALSE | 6000 | 0 | 6000 | FALSE
[11 empty] | K | Station Service | G | Remote Power Supply
-151293292 | 639 | 337910789 | Switchgear Repair | MDP | 10000 | 2012-08-27 11:03 | 2 | 2013 | Smith Plant | SMCC | K | Station Service | Y | General | FKY | 40424 | 553 | 2012-08-27 11:01 | Planning & Scheduling | Nick Plombon | FUP | Station Service Maintenance (HGP) | Ronnie Reed | [8 empty] | O&M | Initiated | FALSE | FALSE | FALSE | FALSE | FALSE | FALSE | FALSE | FALSE | FALSE | FALSE | 40000 | 0 | 40000 | FALSE
-151293292 | 639 | -1547343134 | Switchgear Inspection | KLO | 30000 | 2012-08-27 11:02 | 2 | 2013 | Smith Plant | SMCC | K | Station Service | Y | General | FKY | 40424 | 553 | 2012-08-27 11:01 | Planning & Scheduling | Nick Plombon | FUP | Station Service Maintenance (HGP) | Ronnie Reed | [8 empty] | O&M | Initiated | FALSE | FALSE | FALSE | FALSE | FALSE | FALSE | FALSE | FALSE | FALSE | FALSE | 40000 | 0 | 40000 | FALSE
[11 empty] | K | Station Service | Z | Instruments and Controls
1639738963 | 385 | -1359087976 | Condenser PMs and Leak Detection | KCS | 250 | 2012-08-24 13:55 | 2 | 2013 | Smith Plant | SM12 | L | Condensate | A | Condenser/Hotwell | FLA | 40422 | 513 | 2012-08-22 16:56 | System Owner | Tom Canada | FB | Condenser | Tom Canada | [8 empty] | O&M | Initiated | FALSE | FALSE | FALSE | FALSE | FALSE | FALSE | FALSE | FALSE | FALSE | FALSE | 37500 | 0 | 37500 | FALSE
1639738963 | 385 | -1674516295 | Condenser PMs and Leak Detection | KLO | 11000 | 2012-08-24 13:54 | 2 | 2013 | Smith Plant | SM12 | L | Condensate | A | Condenser/Hotwell | FLA | 40422 | 513 | 2012-08-22 16:56 | System Owner | Tom Canada | FB | Condenser | Tom Canada | [8 empty] | O&M | Initiated | FALSE | FALSE | FALSE | FALSE | FALSE | FALSE | FALSE | FALSE | FALSE | FALSE | 37500 | 0 | 37500 | FALSE
1639738963 | 385 | -1225843066 | Condenser PMs and Leak Detection | MDP | 26250 | 2012-08-24 12:53 | 2 | 2013 | Smith Plant | SM12 | L | Condensate | A | Condenser/Hotwell | FLA | 40422 | 513 | 2012-08-22 16:56 | System Owner | Tom Canada | FB | Condenser | Tom Canada | [8 empty] | O&M | Initiated | FALSE | FALSE | FALSE | FALSE | FALSE | FALSE | FALSE | FALSE | FALSE | FALSE | 37500 | 0 | 37500 | FALSE
174584557 | 381 | 315007402 | Helium Gas | MDP | 6000 | 2012-08-24 12:54 | 2 | 2013 | Smith Plant | SMCC | L | Condensate | A | Condenser/Hotwell | FLA | 40422 | 553 | 2012-08-22 16:44 | System Owner | Tom Canada | FB | Condenser | Tom Canada | -1 | [7 empty] | O&M | 1 | FALSE | FALSE | FALSE | FALSE | FALSE | FALSE | FALSE | FALSE | FALSE | FALSE | 6000 | 0 | 6000 | FALSE
174584557 | 381 | -1943545243 |  | KLO |  | 2012-08-22 16:58 | 1 | 2013 | Smith Plant | SMCC | L | Condensate | A | Condenser/Hotwell | FLA | 40422 | 553 | 2012-08-22 16:44 | System Owner | Tom Canada | FB | Condenser | Tom Canada | -1 | [7 empty] | O&M | 1 | FALSE | FALSE | FALSE | FALSE | FALSE | FALSE | FALSE | FALSE | FALSE | FALSE | 6000 | 0 | 6000 | FALSE
174584557 | 381 | -780656190 |  | MDP |  | 2012-08-22 16:58 | 1 | 2013 | Smith Plant | SMCC | L | Condensate | A | Condenser/Hotwell | FLA | 40422 | 553 | 2012-08-22 16:44 | System Owner | Tom Canada | FB | Condenser | Tom Canada | -1 | [7 empty] | O&M | 1 | FALSE | FALSE | FALSE | FALSE | FALSE | FALSE | FALSE | FALSE | FALSE | FALSE | 6000 | 0 | 6000 | FALSE
-1561492257 | 395 | 635483444 | Helium Gas | MDP | 6000 | 2012-08-24 12:50 | 2 | 2014 | Smith Plant | SMCC | L | Condensate | A | Condenser/Hotwell | FLA | 40422 | 553 | 2012-08-22 17:18 | System Owner | Tom Canada | FB | Helium Gas | Tom Canada | -1 | [7 empty] | O&M | 1 | FALSE | FALSE | FALSE | FALSE | FALSE | FALSE | FALSE | FALSE | FALSE | FALSE | 6000 | 0 | 6000 | FALSE
-1392316798 | 396 | -1572030245 | PAG Deaerator expesnse | KLO | 7500 | 2012-08-24 12:50 | 2 | 2014 | Smith Plant | SMCC | L | Condensate | A | Condenser/Hotwell | FLA | 40422 | 553 | 2012-08-22 17:19 | System Owner | Tom Canada | FB | PAG Deaerator expesnse | Tom Canada | -1 | [7 empty] | O&M | 1 | FALSE | FALSE | FALSE | FALSE | FALSE | FALSE | FALSE | FALSE | FALSE | FALSE | 15000 | 0 | 15000 | FALSE
-1392316798 | 396 | -1521401728 | PAG Deaerator expesnse | MDP | 7500 | 2012-08-24 12:50 | 2 | 2014 | Smith Plant | SMCC | L | Condensate | A | Condenser/Hotwell | FLA | 40422 | 553 | 2012-08-22 17:19 | System Owner | Tom Canada | FB | PAG Deaerator expesnse | Tom Canada | -1 | [7 empty] | O&M | 1 | FALSE | FALSE | FALSE | FALSE | FALSE | FALSE | FALSE | FALSE | FALSE | FALSE | 15000 | 0 | 15000 | FALSE
728433815 | 397 | 984578188 | Condenser Inlet/Outlet Valve Repairs | KLO | 25000 | 2012-08-24 12:50 | 2 | 2014 | Smith Plant | SM01 | L | Condensate | A | Condenser/Hotwell | FLA | 40422 | 513 | 2012-08-22 17:21 | System Owner | Tom Canada | FB | Condenser Inlet/Outlet Valve Repairs | Tom Canada | -1 | [7 empty] | O&M | 1 | FALSE | FALSE | FALSE | FALSE | FALSE | FALSE | FALSE | FALSE | FALSE | FALSE | 50000 | 0 | 50000 | FALSE
728433815 | 397 | 1579546781 | Condenser Inlet/Outlet Valve Repairs | MDP | 25000 | 2012-08-24 12:50 | 2 | 2014 | Smith Plant | SM01 | L | Condensate | A | Condenser/Hotwell | FLA | 40422 | 513 | 2012-08-22 17:21 | System Owner | Tom Canada | FB | Condenser Inlet/Outlet Valve Repairs | Tom Canada | -1 | [7 empty] | O&M | 1 | FALSE | FALSE | FALSE | FALSE | FALSE | FALSE | FALSE | FALSE | FALSE | FALSE | 50000 | 0 | 50000 | FALSE
-1395283624 | 398 | -172764039 | Condenser Plugs | MDP | 30000 | 2012-08-24 12:50 | 2 | 2014 | Smith Plant | SM12 | L | Condensate | A | Condenser/Hotwell | FLA | 40422 | 513 | 2012-08-22 17:22 | System Owner | Tom Canada | FB | Condenser | Tom Canada | -1 | [7 empty] | O&M | 1 | FALSE | FALSE | FALSE | FALSE | FALSE | FALSE | FALSE | FALSE | FALSE | FALSE | 50000 | 0 | 50000 | FALSE
-1395283624 | 398 | 589861711 | Condenser Misc expenses (PMs, Leak Detection) | KLO | 6000 | 2012-08-24 12:50 | 2 | 2014 | Smith Plant | SM12 | L | Condensate | A | Condenser/Hotwell | FLA | 40422 | 513 | 2012-08-22 17:22 | System Owner | Tom Canada | FB | Condenser | Tom Canada | -1 | [7 empty] | O&M | 1 | FALSE | FALSE | FALSE | FALSE | FALSE | FALSE | FALSE | FALSE | FALSE | FALSE | 50000 | 0 | 50000 | FALSE
-1395283624 | 398 | 725278436 | Condenser Misc expenses (PMs, Leak Detection) | MDP | 14000 | 2012-08-24 12:50 | 2 | 2014 | Smith Plant | SM12 | L | Condensate | A | Condenser/Hotwell | FLA | 40422 | 513 | 2012-08-22 17:22 | System Owner | Tom Canada | FB | Condenser | Tom Canada | -1 | [7 empty] | O&M | 1 | FALSE | FALSE | FALSE | FALSE | FALSE | FALSE | FALSE | FALSE | FALSE | FALSE | 50000 | 0 | 50000 | FALSE
-1319263551 | 383 | -118554130 | LP Heater expenses | MDP | 10000 | 2012-08-24 12:54 | 2 | 2013 | Smith Plant | SM12 | L | Condensate | C | Low Pressure Feedwater Heater | FLC | 40422 | 512 | 2012-08-22 16:50 | System Owner | Tom Canada | FB | LP Heater | Tom Canada | -1 | [7 empty] | O&M | 1 | FALSE | FALSE | FALSE | FALSE | FALSE | FALSE | FALSE | FALSE | FALSE | FALSE | 10000 | 0 | 10000 | FALSE
-1923543477 | 399 | 926868784 | LP Heater Expenses | MDP | 10000 | 2012-08-24 12:49 | 2 | 2014 | Smith Plant | SM12 | L | Condensate | C | Low Pressure Feedwater Heater | FLC | 40422 | 512 | 2012-08-22 17:25 | System Owner | Tom Canada | FB | LP Heater | Tom Canada | -1 | [7 empty] | O&M | 1 | FALSE | FALSE | FALSE | FALSE | FALSE | FALSE | FALSE | FALSE | FALSE | FALSE | 10000 | 0 | 10000 | FALSE
[11 empty] | L | Condensate | D | Polisher Unit
[11 empty] | L | Condensate | E | Condensate
-1520979508 | 384 | 1361545437 | Deaerator Expenses | MDP | 2000 | 2012-08-24 12:54 | 2 | 2013 | Smith Plant | SM12 | L | Condensate | F | Deaerator | FLF | 40422 | 512 | 2012-08-22 16:52 | System Owner | Tom Canada | FB | Deaerator | Tom Canada | [8 empty] | O&M | Initiated | FALSE | FALSE | FALSE | FALSE | FALSE | FALSE | FALSE | FALSE | FALSE | FALSE | 2000 | 0 | 2000 | FALSE
846794462 | 400 | -2078076665 | Deaerator Expenses | MDP | 2000 | 2012-08-24 12:49 | 2 | 2014 | Smith Plant | SM12 | L | Condensate | F | Deaerator | FLF | 40422 | 512 | 2012-08-22 17:26 | System Owner | Tom Canada | FB | Deaerator | Tom Canada | -1 | [7 empty] | O&M | 1 | FALSE | FALSE | FALSE | FALSE | FALSE | FALSE | FALSE | FALSE | FALSE | FALSE | 2000 | 0 | 2000 | FALSE
[11 empty] | L | Condensate | G | Gland Steam Exhauster
[11 empty] | L | Condensate | H | Chemical Injection
-1730774666 | 402 | 508779967 | Valves / Actuator Replacement External Piping | KLO | 2400 | 2012-08-24 12:45 | 2 | 2014 | Smith Plant | SMCC | L | Condensate | J | External Piping & Valves | FLJ | 40422 | 553 | 2012-08-22 17:29 | System Owner | Tom Canada | FB | Valves / Actuator Replacement External Piping | Tom Canada | -1 | [7 empty] | O&M | 1 | FALSE | FALSE | FALSE | FALSE | FALSE | FALSE | FALSE | FALSE | FALSE | FALSE | 6000 | 0 | 6000 | FALSE
-1730774666 | 402 | 799085716 | Valves / Actuator Replacement External Piping | MDP | 3600 | 2012-08-24 12:46 | 2 | 2014 | Smith Plant | SMCC | L | Condensate | J | External Piping & Valves | FLJ | 40422 | 553 | 2012-08-22 17:29 | System Owner | Tom Canada | FB | Valves / Actuator Replacement External Piping | Tom Canada | -1 | [7 empty] | O&M | 1 | FALSE | FALSE | FALSE | FALSE | FALSE | FALSE | FALSE | FALSE | FALSE | FALSE | 6000 | 0 | 6000 | FALSE
-617516302 | 386 | 2004263051 | Valve/Actuator Replacement | KLO | 2400 | 2012-08-24 12:53 | 2 | 2013 | Smith Plant | SMCC | L | Condensate | J | External Piping & Valves | FLJ | 40422 | 553 | 2012-08-22 16:58 | System Owner | Tom Canada | FB | Valve Actuator Replacement | Tom Canada | -1 | [7 empty] | O&M | 1 | FALSE | FALSE | FALSE | FALSE | FALSE | FALSE | FALSE | FALSE | FALSE | FALSE | 6000 | 0 | 6000 | FALSE
-617516302 | 386 | 1071061616 | Valve/Actuator Replacement | MDP | 3600 | 2012-08-24 12:53 | 2 | 2013 | Smith Plant | SMCC | L | Condensate | J | External Piping & Valves | FLJ | 40422 | 553 | 2012-08-22 16:58 | System Owner | Tom Canada | FB | Valve Actuator Replacement | Tom Canada | -1 | [7 empty] | O&M | 1 | FALSE | FALSE | FALSE | FALSE | FALSE | FALSE | FALSE | FALSE | FALSE | FALSE | 6000 | 0 | 6000 | FALSE
1131453069 | 401 | -1478108982 | Corrosion Protections Repairs and Painting | KLO | 40000 | 2012-08-24 12:46 | 2 | 2014 | Smith Plant | SMCC | L | Condensate | Y | General | FLY | 40422 | 553 | 2012-08-22 17:27 | System Owner | Tom Canada | FB | Corrosion Protections Repairs and Painting | Tom Canada | -1 | [7 empty] | O&M | 1 | FALSE | FALSE | FALSE | FALSE | FALSE | FALSE | FALSE | FALSE | FALSE | FALSE | 80000 | 0 | 80000 | FALSE
1131453069 | 401 | -995321981 | Corrosion Protections Repairs and Painting | MDP | 40000 | 2012-08-24 12:46 | 2 | 2014 | Smith Plant | SMCC | L | Condensate | Y | General | FLY | 40422 | 553 | 2012-08-22 17:27 | System Owner | Tom Canada | FB | Corrosion Protections Repairs and Painting | Tom Canada | -1 | [7 empty] | O&M | 1 | FALSE | FALSE | FALSE | FALSE | FALSE | FALSE | FALSE | FALSE | FALSE | FALSE | 80000 | 0 | 80000 | FALSE
1919666152 | 382 | 1686934473 | Painting | KLO | 40000 | 2012-08-24 12:54 | 2 | 2013 | Smith Plant | SMCC | L | Condensate | Y | General | FLY | 40422 | 553 | 2012-08-22 16:46 | System Owner | Tom Canada | FB | Corrosion Protection | Tom Canada | -1 | [7 empty] | O&M | 1 | FALSE | FALSE | FALSE | FALSE | FALSE | FALSE | FALSE | FALSE | FALSE | FALSE | 80000 | 0 | 80000 | FALSE
1919666152 | 382 | -1094938538 | Painting | MDP | 40000 | 2012-08-24 12:54 | 2 | 2013 | Smith Plant | SMCC | L | Condensate | Y | General | FLY | 40422 | 553 | 2012-08-22 16:46 | System Owner | Tom Canada | FB | Corrosion Protection | Tom Canada | -1 | [7 empty] | O&M | 1 | FALSE | FALSE | FALSE | FALSE | FALSE | FALSE | FALSE | FALSE | FALSE | FALSE | 80000 | 0 | 80000 | FALSE
[11 empty] | L | Condensate | Z | Instruments and Controls
-916218021 | 347 | 930006272 | Spraywater Actuator Repairs, Oil Clean-Up on Motors, and Hydraulic Couplings | MDP | 16000 | 2012-08-21 07:57 | 2 | 2014 | Smith Plant | SM01 | M | Feedwater | A | Boiler Feed Pump | FMA | 40422 | 512 | 2012-08-21 07:52 | System Owner | Tom Cihota | FB | Maintain Spraywater Valves and Associated Equipment | Tom Cihota | Off | Maintain trim quality in spraywater valves to prevent leak-by | [6 empty] | O&M | 1 | FALSE | FALSE | FALSE | FALSE | FALSE | FALSE | FALSE | FALSE | FALSE | FALSE | 26000 | 0 | 26000 | FALSE
-916218021 | 347 | -2089377535 | Spraywater Actuator Repairs, Oil Clean-Up on Motors, and Hydraulic Couplings | KLN | 10000 | 2012-08-21 07:57 | 2 | 2014 | Smith Plant | SM01 | M | Feedwater | A | Boiler Feed Pump | FMA | 40422 | 512 | 2012-08-21 07:52 | System Owner | Tom Cihota | FB | Maintain Spraywater Valves and Associated Equipment | Tom Cihota | Off | Maintain trim quality in spraywater valves to prevent leak-by | [6 empty] | O&M | 1 | FALSE | FALSE | FALSE | FALSE | FALSE | FALSE | FALSE | FALSE | FALSE | FALSE | 26000 | 0 | 26000 | FALSE
-551467915 | 356 | -1332074862 | Small Bore Piping Repairs (Corrosion Protection) | KLO | 3500 | 2012-08-21 08:07 | 2 | 2013 | Smith Plant | SMCC | M | Feedwater | A | Boiler Feed Pump | FMA | 40422 | 553 | 2012-08-21 08:05 | System Owner | Tom Cihota | FB | Corrosion Mitigation | Tom Cihota | Off | Reliability of Equipment. Mitigate Corrosion issues at Unit 3. | [6 empty] | O&M | 1 | FALSE | FALSE | FALSE | FALSE | FALSE | FALSE | FALSE | FALSE | FALSE | FALSE | 10000 | 0 | 10000 | FALSE
-551467915 | 356 | -734006357 | Small Bore Piping Repairs (Corrosion Protection) | MDP | 6500 | 2012-08-21 08:07 | 2 | 2013 | Smith Plant | SMCC | M | Feedwater | A | Boiler Feed Pump | FMA | 40422 | 553 | 2012-08-21 08:05 | System Owner | Tom Cihota | FB | Corrosion Mitigation | Tom Cihota | Off | Reliability of Equipment. Mitigate Corrosion issues at Unit 3. | [6 empty] | O&M | 1 | FALSE | FALSE | FALSE | FALSE | FALSE | FALSE | FALSE | FALSE | FALSE | FALSE | 10000 | 0 | 10000 | FALSE
647066558 | 357 | 789449831 | Small Bore Piping Repairs (Corrosion Protection) | KLO | 13500 | 2012-08-21 08:09 | 2 | 2014 | Smith Plant | SMCC | M | Feedwater | A | Boiler Feed Pump | FMA | 40422 | 553 | 2012-08-21 08:08 | System Owner | Tom Cihota | FB | Corrosion Mitigation | Tom Cihota | Off | Reliability of Equipment. Mitigate Corrosion issues at Unit 3. | [6 empty] | O&M | 1 | FALSE | FALSE | FALSE | FALSE | FALSE | FALSE | FALSE | FALSE | FALSE | FALSE | 50000 | 0 | 50000 | FALSE
647066558 | 357 | 995932188 | Small Bore Piping Repairs (Corrosion Protection) | MDP | 36500 | 2012-08-21 08:09 | 2 | 2014 | Smith Plant | SMCC | M | Feedwater | A | Boiler Feed Pump | FMA | 40422 | 553 | 2012-08-21 08:08 | System Owner | Tom Cihota | FB | Corrosion Mitigation | Tom Cihota | Off | Reliability of Equipment. Mitigate Corrosion issues at Unit 3. | [6 empty] | O&M | 1 | FALSE | FALSE | FALSE | FALSE | FALSE | FALSE | FALSE | FALSE | FALSE | FALSE | 50000 | 0 | 50000 | FALSE
1957611226 | 361 | 2111885395 | PAG Requirements (Scaffolding and Insulation) | KLO | 10000 | 2012-08-21 08:14 | 2 | 2013 | Smith Plant | SM12 | M | Feedwater | A | Boiler Feed Pump | FMA | 40422 | 512 | 2012-08-21 08:13 | System Owner | Tom Cihota | FB | PAG - Flow Accelerated Corrosion | Tom Cihota | Off | To Comply with PAG recommendations for FAC. | [6 empty] | O&M | 1 | FALSE | FALSE | FALSE | FALSE | FALSE | FALSE | FALSE | FALSE | FALSE | FALSE | 40000 | 0 | 40000 | FALSE
1957611226 | 361 | -781242216 | PAG Requirements (Scaffolding and Insulation) | MDP | 30000 | 2012-08-21 08:14 | 2 | 2013 | Smith Plant | SM12 | M | Feedwater | A | Boiler Feed Pump | FMA | 40422 | 512 | 2012-08-21 08:13 | System Owner | Tom Cihota | FB | PAG - Flow Accelerated Corrosion | Tom Cihota | Off | To Comply with PAG recommendations for FAC. | [6 empty] | O&M | 1 | FALSE | FALSE | FALSE | FALSE | FALSE | FALSE | FALSE | FALSE | FALSE | FALSE | 40000 | 0 | 40000 | FALSE
1345553247 | 346 | -1646956108 | Spraywater Actuator Repairs, Oil Clean-Up on Motors, and Hydraulic Couplings | MDP | 15000 | 2012-08-21 07:51 | 2 | 2013 | Smith Plant | SM01 | M | Feedwater | A | Boiler Feed Pump | FMA | 40422 | 512 | 2012-08-21 07:47 | System Owner | Tom Cihota | FB | Maintain Spraywater Valves and Associated Equipment | Tom Cihota | Off | Maintain trim quality in spraywater valves to prevent leak-by | [6 empty] | O&M | 1 | FALSE | FALSE | FALSE | FALSE | FALSE | FALSE | FALSE | FALSE | FALSE | FALSE | 25000 | 0 | 25000 | FALSE
1345553247 | 346 | 1806480549 | Spraywater Actuator Repairs, Oil Clean-Up on Motors, and Hydraulic Couplings | KLN | 10000 | 2012-08-21 07:51 | 2 | 2013 | Smith Plant | SM01 | M | Feedwater | A | Boiler Feed Pump | FMA | 40422 | 512 | 2012-08-21 07:47 | System Owner | Tom Cihota | FB | Maintain Spraywater Valves and Associated Equipment | Tom Cihota | Off | Maintain trim quality in spraywater valves to prevent leak-by | [6 empty] | O&M | 1 | FALSE | FALSE | FALSE | FALSE | FALSE | FALSE | FALSE | FALSE | FALSE | FALSE | 25000 | 0 | 25000 | FALSE
-1993129073 | 362 | -2055906780 | PAG Requirements (Scaffolding and Insulation) | KLO | 10000 | 2012-08-21 08:16 | 2 | 2014 | Smith Plant | SM12 | M | Feedwater | A | Boiler Feed Pump | FMA | 40422 | 512 | 2012-08-21 08:15 | System Owner | Tom Cihota | FB | PAG - Flow Accelerated Corrosion | Tom Cihota | Off | To Comply with PAG recommendations for FAC. | [6 empty] | O&M | 1 | FALSE | FALSE | FALSE | FALSE | FALSE | FALSE | FALSE | FALSE | FALSE | FALSE | 40000 | 0 | 40000 | FALSE
-1993129073 | 362 | -1180880811 | PAG Requirements (Scaffolding and Insulation) | MDP | 30000 | 2012-08-21 08:16 | 2 | 2014 | Smith Plant | SM12 | M | Feedwater | A | Boiler Feed Pump | FMA | 40422 | 512 | 2012-08-21 08:15 | System Owner | Tom Cihota | FB | PAG - Flow Accelerated Corrosion | Tom Cihota | Off | To Comply with PAG recommendations for FAC. | [6 empty] | O&M | 1 | FALSE | FALSE | FALSE | FALSE | FALSE | FALSE | FALSE | FALSE | FALSE | FALSE | 40000 | 0 | 40000 | FALSE
645174475 | 351 | -68384336 | Spraywater Actuator Repairs, Oil Clean-Up on Motors, and Hydraulic Couplings | MDP | 15000 | 2012-08-21 08:01 | 2 | 2013 | Smith Plant | SM02 | M | Feedwater | A | Boiler Feed Pump | FMA | 40422 | 512 | 2012-08-21 07:58 | System Owner | Tom Cihota | FB | Maintain Spraywater Valves and Associated Equipment | Tom Cihota | Off | Maintain trim quality in spraywater valves to prevent leak-by | [6 empty] | O&M | 1 | FALSE | FALSE | FALSE | FALSE | FALSE | FALSE | FALSE | FALSE | FALSE | FALSE | 25000 | 0 | 25000 | FALSE
645174475 | 351 | -934784015 | Spraywater Actuator Repairs, Oil Clean-Up on Motors, and Hydraulic Couplings | KLN | 10000 | 2012-08-21 08:01 | 2 | 2013 | Smith Plant | SM02 | M | Feedwater | A | Boiler Feed Pump | FMA | 40422 | 512 | 2012-08-21 07:58 | System Owner | Tom Cihota | FB | Maintain Spraywater Valves and Associated Equipment | Tom Cihota | Off | Maintain trim quality in spraywater valves to prevent leak-by | [6 empty] | O&M | 1 | FALSE | FALSE | FALSE | FALSE | FALSE | FALSE | FALSE | FALSE | FALSE | FALSE | 25000 | 0 | 25000 | FALSE
584495081 | 352 | 789070326 | Spraywater Actuator Repairs, Oil Clean-Up on Motors, and Hydraulic Couplings | MDP | 16000 | 2012-08-21 08:01 | 2 | 2014 | Smith Plant | SM02 | M | Feedwater | A | Boiler Feed Pump | FMA | 40422 | 512 | 2012-08-21 08:00 | System Owner | Tom Cihota | FB | Maintain Spraywater Valves and Associated Equipment | Tom Cihota | Off | Maintain trim quality in spraywater valves to prevent leak-by | [6 empty] | O&M | 1 | FALSE | FALSE | FALSE | FALSE | FALSE | FALSE | FALSE | FALSE | FALSE | FALSE | 26000 | 0 | 26000 | FALSE
584495081 | 352 | -550069185 | Spraywater Actuator Repairs, Oil Clean-Up on Motors, and Hydraulic Couplings | KLN | 10000 | 2012-08-21 08:01 | 2 | 2014 | Smith Plant | SM02 | M | Feedwater | A | Boiler Feed Pump | FMA | 40422 | 512 | 2012-08-21 08:00 | System Owner | Tom Cihota | FB | Maintain Spraywater Valves and Associated Equipment | Tom Cihota | Off | Maintain trim quality in spraywater valves to prevent leak-by | [6 empty] | O&M | 1 | FALSE | FALSE | FALSE | FALSE | FALSE | FALSE | FALSE | FALSE | FALSE | FALSE | 26000 | 0 | 26000 | FALSE
[11 empty] | M | Feedwater | B | High Pressure Feedwater Heater
[11 empty] | M | Feedwater | C | Feedwater Chemical Injection
[11 empty] | M | Feedwater | D | External Piping & Valves
775529550 | 631 | -146803273 | Material Purchases | MDP | 30000 | 2012-08-27 09:24 | 2 | 2013 | Smith Plant | SMCC | M | Feedwater | Y | General | FMY | 40424 | 553 | 2012-08-27 09:22 | Planning & Scheduling | Nick Plombon | FUP | Feedwater Corrosion Repairs | Tom Cihota | Off | [7 empty] | O&M | 1 | FALSE | FALSE | FALSE | FALSE | FALSE | FALSE | FALSE | FALSE | FALSE | FALSE | 50000 | 0 | 50000 | FALSE
775529550 | 631 | 130063148 | Contractor Repairs | KLO | 20000 | 2012-08-27 09:24 | 2 | 2013 | Smith Plant | SMCC | M | Feedwater | Y | General | FMY | 40424 | 553 | 2012-08-27 09:22 | Planning & Scheduling | Nick Plombon | FUP | Feedwater Corrosion Repairs | Tom Cihota | Off | [7 empty] | O&M | 1 | FALSE | FALSE | FALSE | FALSE | FALSE | FALSE | FALSE | FALSE | FALSE | FALSE | 50000 | 0 | 50000 | FALSE
730824662 | 643 | -594297697 | Piping Replacements | MDP | 50691 | 2012-08-27 13:39 | 2 | 2014 | Smith Plant | SMCC | M | Feedwater | Y | General | FMY | 40424 | 553 | 2012-08-27 13:38 | Planning & Scheduling | Nick Plombon | FUP | Feedwater System Maintenance (Borescope) | Tom Cihota | [8 empty] | O&M | Initiated | FALSE | FALSE | FALSE | FALSE | FALSE | FALSE | FALSE | FALSE | FALSE | FALSE | 101382 | 0 | 101382 | FALSE
730824662 | 643 | -835780108 | Contract Repairs | KLO | 50691 | 2012-08-27 13:39 | 2 | 2014 | Smith Plant | SMCC | M | Feedwater | Y | General | FMY | 40424 | 553 | 2012-08-27 13:38 | Planning & Scheduling | Nick Plombon | FUP | Feedwater System Maintenance (Borescope) | Tom Cihota | [8 empty] | O&M | Initiated | FALSE | FALSE | FALSE | FALSE | FALSE | FALSE | FALSE | FALSE | FALSE | FALSE | 101382 | 0 | 101382 | FALSE
-1892156194 | 637 | -611916025 | Recondition BFP Motors | KLO | 20000 | 2012-08-27 10:58 | 2 | 2013 | Smith Plant | SMCC | M | Feedwater | Y | General | FMY | 40424 | 553 | 2012-08-27 10:57 | Planning & Scheduling | Nick Plombon | FUP | Feedwater Maintenance (HGP) | Tom Cihota | Off | [7 empty] | O&M | 1 | FALSE | FALSE | FALSE | FALSE | FALSE | FALSE | FALSE | FALSE | FALSE | FALSE | 25000 | 0 | 25000 | FALSE
-1892156194 | 637 | -1459165636 | Recondition BFP Motors | MDP | 5000 | 2012-08-27 10:58 | 2 | 2013 | Smith Plant | SMCC | M | Feedwater | Y | General | FMY | 40424 | 553 | 2012-08-27 10:57 | Planning & Scheduling | Nick Plombon | FUP | Feedwater Maintenance (HGP) | Tom Cihota | Off | [7 empty] | O&M | 1 | FALSE | FALSE | FALSE | FALSE | FALSE | FALSE | FALSE | FALSE | FALSE | FALSE | 25000 | 0 | 25000 | FALSE
[11 empty] | M | Feedwater | Z | Instruments and Controls
1329320312 | 573 | -1313496551 | Pretreatment | KLO | 12000 | 2012-08-25 09:32 | 2 | 2013 | Smith Plant | SM12 | N | Water Treatment Plant | A | Water Treatment Pretreatment | FNA | 40422 | 512 | 2012-08-25 09:31 | System Owner | Nick Plombon | FB | Water Treatment | Roger Danley | On | [7 empty] | O&M | 1 | FALSE | FALSE | FALSE | FALSE | FALSE | FALSE | FALSE | FALSE | FALSE | FALSE | 12000 | 0 | 12000 | FALSE
-425616913 | 574 | -881538812 | Pretreatment | KLO | 12000 | 2012-08-25 09:33 | 2 | 2014 | Smith Plant | SM12 | N | Water Treatment Plant | A | Water Treatment Pretreatment | FNA | 40422 | 512 | 2012-08-25 09:32 | System Owner | Nick Plombon | FB | Water Treatment | Roger Danley | On | [7 empty] | O&M | 1 | FALSE | FALSE | FALSE | FALSE | FALSE | FALSE | FALSE | FALSE | FALSE | FALSE | 12000 | 0 | 12000 | FALSE
2021607092 | 579 | -1327159899 | Inspect Monscour Filters | KLO | 4000 | 2012-08-25 09:37 | 2 | 2014 | Smith Plant | SM12 | N | Water Treatment Plant | B | Filter Plant | FNB | 40422 | 512 | 2012-08-25 09:36 | System Owner | Nick Plombon | FB | Water Filter Plant | Roger Danley | On | [7 empty] | O&M | 1 | FALSE | FALSE | FALSE | FALSE | FALSE | FALSE | FALSE | FALSE | FALSE | FALSE | 25000 | 0 | 25000 | FALSE
2021607092 | 579 | -396764158 | Maintenance | KLO | 21000 | 2012-08-25 09:37 | 2 | 2014 | Smith Plant | SM12 | N | Water Treatment Plant | B | Filter Plant | FNB | 40422 | 512 | 2012-08-25 09:36 | System Owner | Nick Plombon | FB | Water Filter Plant | Roger Danley | On | [7 empty] | O&M | 1 | FALSE | FALSE | FALSE | FALSE | FALSE | FALSE | FALSE | FALSE | FALSE | FALSE | 25000 | 0 | 25000 | FALSE
-2108457949 | 578 | -2081143768 | Inspect Monscour Filters | KLO | 4000 | 2012-08-25 09:36 | 2 | 2013 | Smith Plant | SM12 | N | Water Treatment Plant | B | Filter Plant | FNB | 40422 | 512 | 2012-08-25 09:34 | System Owner | Nick Plombon | FB | Water Filter Plant | Roger Danley | On | [7 empty] | O&M | 1 | FALSE | FALSE | FALSE | FALSE | FALSE | FALSE | FALSE | FALSE | FALSE | FALSE | 25000 | 0 | 25000 | FALSE
-2108457949 | 578 | -382997751 | Maintenance | KLO | 21000 | 2012-08-25 09:36 | 2 | 2013 | Smith Plant | SM12 | N | Water Treatment Plant | B | Filter Plant | FNB | 40422 | 512 | 2012-08-25 09:34 | System Owner | Nick Plombon | FB | Water Filter Plant | Roger Danley | On | [7 empty] | O&M | 1 | FALSE | FALSE | FALSE | FALSE | FALSE | FALSE | FALSE | FALSE | FALSE | FALSE | 25000 | 0 | 25000 | FALSE
-2092646389 | 568 | -480271376 | Potable Water Sampling | KCS | 2000 | 2012-08-25 09:27 | 2 | 2013 | Smith Plant | SM12 | N | Water Treatment Plant | C | Potable Water | FNC | 40422 | 512 | 2012-08-25 09:25 | System Owner | Nick Plombon | FB | Potable Water Filter Plant | Roger Danley | On | [7 empty] | O&M | 1 | FALSE | FALSE | FALSE | FALSE | FALSE | FALSE | FALSE | FALSE | FALSE | FALSE | 14000 | 0 | 14000 | FALSE
-2092646389 | 568 | 823750961 | Maintenance | KLO | 12000 | 2012-08-25 09:27 | 2 | 2013 | Smith Plant | SM12 | N | Water Treatment Plant | C | Potable Water | FNC | 40422 | 512 | 2012-08-25 09:25 | System Owner | Nick Plombon | FB | Potable Water Filter Plant | Roger Danley | On | [7 empty] | O&M | 1 | FALSE | FALSE | FALSE | FALSE | FALSE | FALSE | FALSE | FALSE | FALSE | FALSE | 14000 | 0 | 14000 | FALSE
-48860420 | 569 | 2067832397 | Potable Water Sampling | KCS | 2000 | 2012-08-25 09:28 | 2 | 2014 | Smith Plant | SM12 | N | Water Treatment Plant | C | Potable Water | FNC | 40422 | 512 | 2012-08-25 09:28 | System Owner | Nick Plombon | FB | Potable Water Filter Plant | Roger Danley | On | [7 empty] | O&M | 1 | FALSE | FALSE | FALSE | FALSE | FALSE | FALSE | FALSE | FALSE | FALSE | FALSE | 14000 | 0 | 14000 | FALSE
-48860420 | 569 | -1965751926 | Maintenance | KLO | 12000 | 2012-08-25 09:28 | 2 | 2014 | Smith Plant | SM12 | N | Water Treatment Plant | C | Potable Water | FNC | 40422 | 512 | 2012-08-25 09:28 | System Owner | Nick Plombon | FB | Potable Water Filter Plant | Roger Danley | On | [7 empty] | O&M | 1 | FALSE | FALSE | FALSE | FALSE | FALSE | FALSE | FALSE | FALSE | FALSE | FALSE | 14000 | 0 | 14000 | FALSE
-2013856243 | 584 | -789948854 | Prefilters, Polymer for RO Systems | MDP | 9000 | 2012-08-25 09:41 | 2 | 2014 | Smith Plant | SM12 | N | Water Treatment Plant | D | Water Treatment Equipment | FND | 40422 | 512 | 2012-08-25 09:41 | System Owner | Nick Plombon | FB | Water Treatment Equipment | Roger Danley | On | [7 empty] | O&M | 1 | FALSE | FALSE | FALSE | FALSE | FALSE | FALSE | FALSE | FALSE | FALSE | FALSE | 24000 | 0 | 24000 | FALSE
-2013856243 | 584 | -482892029 | Maintenance | KLO | 15000 | 2012-08-25 09:41 | 2 | 2014 | Smith Plant | SM12 | N | Water Treatment Plant | D | Water Treatment Equipment | FND | 40422 | 512 | 2012-08-25 09:41 | System Owner | Nick Plombon | FB | Water Treatment Equipment | Roger Danley | On | [7 empty] | O&M | 1 | FALSE | FALSE | FALSE | FALSE | FALSE | FALSE | FALSE | FALSE | FALSE | FALSE | 24000 | 0 | 24000 | FALSE
-1331664225 | 564 | -121792524 | Rentals | ELR | 70000 | 2012-08-25 09:23 | 2 | 2014 | Smith Plant | SMCC | N | Water Treatment Plant | D | Water Treatment Equipment | FND | 40422 | 553 | 2012-08-25 09:23 | System Owner | Nick Plombon | FB | Mixed Beds | Roger Danley | On | [7 empty] | O&M | 1 | FALSE | FALSE | FALSE | FALSE | FALSE | FALSE | FALSE | FALSE | FALSE | FALSE | 98000 | 0 | 98000 | FALSE
-1331664225 | 564 | 1222176229 | Purchases | MDP | 28000 | 2012-08-25 09:23 | 2 | 2014 | Smith Plant | SMCC | N | Water Treatment Plant | D | Water Treatment Equipment | FND | 40422 | 553 | 2012-08-25 09:23 | System Owner | Nick Plombon | FB | Mixed Beds | Roger Danley | On | [7 empty] | O&M | 1 | FALSE | FALSE | FALSE | FALSE | FALSE | FALSE | FALSE | FALSE | FALSE | FALSE | 98000 | 0 | 98000 | FALSE
1228205744 | 583 | -1463806735 | Prefilters, Polymer for RO Systems | MDP | 9000 | 2012-08-25 09:41 | 2 | 2013 | Smith Plant | SM12 | N | Water Treatment Plant | D | Water Treatment Equipment | FND | 40422 | 512 | 2012-08-25 09:39 | System Owner | Nick Plombon | FB | Water Treatment Equipment | Roger Danley | On | [7 empty] | O&M | 1 | FALSE | FALSE | FALSE | FALSE | FALSE | FALSE | FALSE | FALSE | FALSE | FALSE | 24000 | 0 | 24000 | FALSE
1228205744 | 583 | -2083244962 | Maintenance | KLO | 15000 | 2012-08-25 09:41 | 2 | 2013 | Smith Plant | SM12 | N | Water Treatment Plant | D | Water Treatment Equipment | FND | 40422 | 512 | 2012-08-25 09:39 | System Owner | Nick Plombon | FB | Water Treatment Equipment | Roger Danley | On | [7 empty] | O&M | 1 | FALSE | FALSE | FALSE | FALSE | FALSE | FALSE | FALSE | FALSE | FALSE | FALSE | 24000 | 0 | 24000 | FALSE
1345904426 | 563 | -1426131357 | Rentals | ELR | 70000 | 2012-08-25 09:22 | 2 | 2013 | Smith Plant | SMCC | N | Water Treatment Plant | D | Water Treatment Equipment | FND | 40422 | 553 | 2012-08-25 09:20 | System Owner | Nick Plombon | FB | Mixed Beds | Roger Danley | On | [7 empty] | O&M | 1 | FALSE | FALSE | FALSE | FALSE | FALSE | FALSE | FALSE | FALSE | FALSE | FALSE | 98000 | 0 | 98000 | FALSE
1345904426 | 563 | 166609256 | Purchases | MDP | 28000 | 2012-08-25 09:22 | 2 | 2013 | Smith Plant | SMCC | N | Water Treatment Plant | D | Water Treatment Equipment | FND | 40422 | 553 | 2012-08-25 09:20 | System Owner | Nick Plombon | FB | Mixed Beds | Roger Danley | On | [7 empty] | O&M | 1 | FALSE | FALSE | FALSE | FALSE | FALSE | FALSE | FALSE | FALSE | FALSE | FALSE | 98000 | 0 | 98000 | FALSE
-12336238 | 589 | 1260293291 | Install | KLO | 6000 | 2012-08-25 09:45 | 2 | 2014 | Smith Plant | SM12 | N | Water Treatment Plant | E | Demineralizer | FNE | 40422 | 512 | 2012-08-25 09:45 | System Owner | Nick Plombon | FB | Demineralizer | Roger Danley | On | [7 empty] | O&M | 1 | FALSE | FALSE | FALSE | FALSE | FALSE | FALSE | FALSE | FALSE | FALSE | FALSE | 15000 | 0 | 15000 | FALSE
-12336238 | 589 | -1165992944 | Purchase Material | MDP | 9000 | 2012-08-25 09:45 | 2 | 2014 | Smith Plant | SM12 | N | Water Treatment Plant | E | Demineralizer | FNE | 40422 | 512 | 2012-08-25 09:45 | System Owner | Nick Plombon | FB | Demineralizer | Roger Danley | On | [7 empty] | O&M | 1 | FALSE | FALSE | FALSE | FALSE | FALSE | FALSE | FALSE | FALSE | FALSE | FALSE | 15000 | 0 | 15000 | FALSE
-1852641831 | 588 | -1849375450 | Install | KLO | 6000 | 2012-08-25 09:45 | 2 | 2013 | Smith Plant | SM12 | N | Water Treatment Plant | E | Demineralizer | FNE | 40422 | 512 | 2012-08-25 09:43 | System Owner | Nick Plombon | FB | Demineralizer | Roger Danley | On | [7 empty] | O&M | 1 | FALSE | FALSE | FALSE | FALSE | FALSE | FALSE | FALSE | FALSE | FALSE | FALSE | 15000 | 0 | 15000 | FALSE
-1852641831 | 588 | 1949748143 | Purchase Material | MDP | 9000 | 2012-08-25 09:45 | 2 | 2013 | Smith Plant | SM12 | N | Water Treatment Plant | E | Demineralizer | FNE | 40422 | 512 | 2012-08-25 09:43 | System Owner | Nick Plombon | FB | Demineralizer | Roger Danley | On | [7 empty] | O&M | 1 | FALSE | FALSE | FALSE | FALSE | FALSE | FALSE | FALSE | FALSE | FALSE | FALSE | 15000 | 0 | 15000 | FALSE
-1633797906 | 593 | 511038935 | Treatment | KLO | 12000 | 2012-08-25 09:49 | 2 | 2013 | Smith Plant | SM12 | N | Water Treatment Plant | F | Waste Water | FNF | 40422 | 512 | 2012-08-25 09:48 | System Owner | Nick Plombon | FB | Waste Water | Roger Danley | On | [7 empty] | O&M | 1 | FALSE | FALSE | FALSE | FALSE | FALSE | FALSE | FALSE | FALSE | FALSE | FALSE | 12000 | 0 | 12000 | FALSE
-1148572707 | 594 | -2131606566 | Treatment | KLO | 12000 | 2012-08-25 09:50 | 2 | 2014 | Smith Plant | SM12 | N | Water Treatment Plant | F | Waste Water | FNF | 40422 | 512 | 2012-08-25 09:49 | System Owner | Nick Plombon | FB | Waste Water | Roger Danley | On | [7 empty] | O&M | 1 | FALSE | FALSE | FALSE | FALSE | FALSE | FALSE | FALSE | FALSE | FALSE | FALSE | 12000 | 0 | 12000 | FALSE
[11 empty] | N | Water Treatment Plant | Y | General
[11 empty] | N | Water Treatment Plant | Z | Instruments and Controls
568884518 | 212 | -506584145 | Air Conditioner Service Calls | MDP | 40000 | 2012-08-15 06:51 | 2 | 2014 | Smith Plant | SM12 | P | Service Facilities | A | Buildings and Structures | FPA | 40422 | 511 | 2012-08-15 06:49 | System Owner | Larry Meredith | FB | Air Conditioner Service Calls | Larry Meredith | On | [7 empty] | O&M | Initiated | FALSE | FALSE | FALSE | FALSE | FALSE | FALSE | FALSE | FALSE | FALSE | FALSE | 230000 | 0 | 230000 | FALSE
568884518 | 212 | -1509195836 | Building and Structure Repairs | KLO | 75000 | 2012-08-15 06:51 | 2 | 2014 | Smith Plant | SM12 | P | Service Facilities | A | Buildings and Structures | FPA | 40422 | 511 | 2012-08-15 06:49 | System Owner | Larry Meredith | FB | Air Conditioner Service Calls | Larry Meredith | On | [7 empty] | O&M | Initiated | FALSE | FALSE | FALSE | FALSE | FALSE | FALSE | FALSE | FALSE | FALSE | FALSE | 230000 | 0 | 230000 | FALSE
568884518 | 212 | -1580233355 | Building and Structure Repairs | MDP | 75000 | 2012-08-15 06:51 | 2 | 2014 | Smith Plant | SM12 | P | Service Facilities | A | Buildings and Structures | FPA | 40422 | 511 | 2012-08-15 06:49 | System Owner | Larry Meredith | FB | Air Conditioner Service Calls | Larry Meredith | On | [7 empty] | O&M | Initiated | FALSE | FALSE | FALSE | FALSE | FALSE | FALSE | FALSE | FALSE | FALSE | FALSE | 230000 | 0 | 230000 | FALSE
568884518 | 212 | -1093469294 | Air Conditioner Service Calls | MCM | 40000 | 2012-08-15 06:51 | 2 | 2014 | Smith Plant | SM12 | P | Service Facilities | A | Buildings and Structures | FPA | 40422 | 511 | 2012-08-15 06:49 | System Owner | Larry Meredith | FB | Air Conditioner Service Calls | Larry Meredith | On | [7 empty] | O&M | Initiated | FALSE | FALSE | FALSE | FALSE | FALSE | FALSE | FALSE | FALSE | FALSE | FALSE | 230000 | 0 | 230000 | FALSE
656960672 | 203 | 1001576481 | Air Conditioner Service Calls | MDP | 80000 | 2012-08-14 14:14 | 2 | 2013 | Smith Plant | SM12 | P | Service Facilities | A | Buildings and Structures | FPA | 40422 | 511 | 2012-08-14 14:00 | System Owner | Larry Meredith | FB | Air Conditioner Service Calls | Larry Meredith | On | [7 empty] | O&M | 1 | FALSE | FALSE | FALSE | FALSE | FALSE | FALSE | FALSE | FALSE | FALSE | FALSE | 230000 | 0 | 230000 | FALSE
656960672 | 203 | 1339925454 | Building and Structure Repairs | KLO | 75000 | 2012-08-14 14:15 | 2 | 2013 | Smith Plant | SM12 | P | Service Facilities | A | Buildings and Structures | FPA | 40422 | 511 | 2012-08-14 14:00 | System Owner | Larry Meredith | FB | Air Conditioner Service Calls | Larry Meredith | On | [7 empty] | O&M | 1 | FALSE | FALSE | FALSE | FALSE | FALSE | FALSE | FALSE | FALSE | FALSE | FALSE | 230000 | 0 | 230000 | FALSE
656960672 | 203 | -1734287561 | Building and Structure Repairs | MDP | 75000 | 2012-08-14 14:16 | 2 | 2013 | Smith Plant | SM12 | P | Service Facilities | A | Buildings and Structures | FPA | 40422 | 511 | 2012-08-14 14:00 | System Owner | Larry Meredith | FB | Air Conditioner Service Calls | Larry Meredith | On | [7 empty] | O&M | 1 | FALSE | FALSE | FALSE | FALSE | FALSE | FALSE | FALSE | FALSE | FALSE | FALSE | 230000 | 0 | 230000 | FALSE
629837159 | 213 | -1423612644 | Stotler Lawn Care Maintenance | KLO | 60000 | 2012-08-15 06:55 | 2 | 2014 | Smith Plant | SM12 | P | Service Facilities | B | Roads & Grounds | FPB | 40422 | 511 | 2012-08-15 06:54 | System Owner | Larry Meredith | FB | Stotler Lawn Care Maintenance (Roads and Grounds Maintenance) | Larry Meredith | On | [7 empty] | O&M | Initiated | FALSE | FALSE | FALSE | FALSE | FALSE | FALSE | FALSE | FALSE | FALSE | FALSE | 160000 | 0 | 160000 | FALSE
629837159 | 213 | 1768549869 | Roads and Grounds Maintenance | KLO | 50000 | 2012-08-15 06:55 | 2 | 2014 | Smith Plant | SM12 | P | Service Facilities | B | Roads & Grounds | FPB | 40422 | 511 | 2012-08-15 06:54 | System Owner | Larry Meredith | FB | Stotler Lawn Care Maintenance (Roads and Grounds Maintenance) | Larry Meredith | On | [7 empty] | O&M | Initiated | FALSE | FALSE | FALSE | FALSE | FALSE | FALSE | FALSE | FALSE | FALSE | FALSE | 160000 | 0 | 160000 | FALSE
629837159 | 213 | 1302446250 | Roads and Grounds Maintenance | MMN | 50000 | 2012-08-15 06:55 | 2 | 2014 | Smith Plant | SM12 | P | Service Facilities | B | Roads & Grounds | FPB | 40422 | 511 | 2012-08-15 06:54 | System Owner | Larry Meredith | FB | Stotler Lawn Care Maintenance (Roads and Grounds Maintenance) | Larry Meredith | On | [7 empty] | O&M | Initiated | FALSE | FALSE | FALSE | FALSE | FALSE | FALSE | FALSE | FALSE | FALSE | FALSE | 160000 | 0 | 160000 | FALSE
1608853683 | 204 | -1416038024 | Stotler Lawn Care Maintenance | KLO | 60000 | 2012-08-14 14:25 | 2 | 2013 | Smith Plant | SM12 | P | Service Facilities | B | Roads & Grounds | FPB | 40422 | 511 | 2012-08-14 14:18 | System Owner | Larry Meredith | FB | Stotler Lawn Care Maintenance (Roads and Grounds Maintenance) | Larry Meredith | On | [7 empty] | O&M | 1 | FALSE | FALSE | FALSE | FALSE | FALSE | FALSE | FALSE | FALSE | FALSE | FALSE | 160000 | 0 | 160000 | FALSE
1608853683 | 204 | 17914982 | Roads and Grounds Maintenance | KLO | 50000 | 2012-08-14 14:27 | 2 | 2013 | Smith Plant | SM12 | P | Service Facilities | B | Roads & Grounds | FPB | 40422 | 511 | 2012-08-14 14:18 | System Owner | Larry Meredith | FB | Stotler Lawn Care Maintenance (Roads and Grounds Maintenance) | Larry Meredith | On | [7 empty] | O&M | 1 | FALSE | FALSE | FALSE | FALSE | FALSE | FALSE | FALSE | FALSE | FALSE | FALSE | 160000 | 0 | 160000 | FALSE
1608853683 | 204 | 1687216623 | Roads and Grounds Maintenance | MMN | 50000 | 2012-08-14 14:27 | 2 | 2013 | Smith Plant | SM12 | P | Service Facilities | B | Roads & Grounds | FPB | 40422 | 511 | 2012-08-14 14:18 | System Owner | Larry Meredith | FB | Stotler Lawn Care Maintenance (Roads and Grounds Maintenance) | Larry Meredith | On | [7 empty] | O&M | 1 | FALSE | FALSE | FALSE | FALSE | FALSE | FALSE | FALSE | FALSE | FALSE | FALSE | 160000 | 0 | 160000 | FALSE
-1573377801 | 211 | -1553130132 | Rolling Stock Maintenance | MMN | 45000 | 2012-08-15 06:42 | 2 | 2014 | Smith Plant | SM12 | P | Service Facilities | C | Support | FPC | 40422 | 511 | 2012-08-15 06:41 | System Owner | Larry Meredith | FB | Rolling Stock Maintenance | Larry Meredith | On | [7 empty] | O&M | Initiated | FALSE | FALSE | FALSE | FALSE | FALSE | FALSE | FALSE | FALSE | FALSE | FALSE | 150000 | 0 | 150000 | FALSE
-1573377801 | 211 | 27079677 | Waste Management Fee | EAL | 60000 | 2012-08-15 06:44 | 2 | 2014 | Smith Plant | SM12 | P | Service Facilities | C | Support | FPC | 40422 | 511 | 2012-08-15 06:41 | System Owner | Larry Meredith | FB | Rolling Stock Maintenance | Larry Meredith | On | [7 empty] | O&M | Initiated | FALSE | FALSE | FALSE | FALSE | FALSE | FALSE | FALSE | FALSE | FALSE | FALSE | 150000 | 0 | 150000 | FALSE
-1573377801 | 211 | 1402433914 | Rolling Stock Maintenance | KLN | 45000 | 2012-08-15 06:45 | 2 | 2014 | Smith Plant | SM12 | P | Service Facilities | C | Support | FPC | 40422 | 511 | 2012-08-15 06:41 | System Owner | Larry Meredith | FB | Rolling Stock Maintenance | Larry Meredith | On | [7 empty] | O&M | Initiated | FALSE | FALSE | FALSE | FALSE | FALSE | FALSE | FALSE | FALSE | FALSE | FALSE | 150000 | 0 | 150000 | FALSE
1240689535 | 202 | 1461583700 | Rolling Stock Maintenance | MMN | 70000 | 2012-08-14 13:59 | 2 | 2013 | Smith Plant | SM12 | P | Service Facilities | C | Support | FPC | 40422 | 511 | 2012-08-14 13:55 | System Owner | Larry Meredith | FB | Rolling Stock Maintenance | Larry Meredith | On | [7 empty] | O&M | 1 | FALSE | FALSE | FALSE | FALSE | FALSE | FALSE | FALSE | FALSE | FALSE | FALSE | 130000 | 0 | 130000 | FALSE
1240689535 | 202 | 1957386693 | Waste Management Fee | EAL | 60000 | 2012-08-14 14:00 | 2 | 2013 | Smith Plant | SM12 | P | Service Facilities | C | Support | FPC | 40422 | 511 | 2012-08-14 13:55 | System Owner | Larry Meredith | FB | Rolling Stock Maintenance | Larry Meredith | On | [7 empty] | O&M | 1 | FALSE | FALSE | FALSE | FALSE | FALSE | FALSE | FALSE | FALSE | FALSE | FALSE | 130000 | 0 | 130000 | FALSE
2050144096 | 210 | 61504481 | Fleet Services Charges | ITR | 100000 | 2012-08-15 07:38 | 2 | 2014 | Smith Plant | SM12 | P | Service Facilities | D | Plant Rolling Stock | FPD | 40422 | 514 | 2012-08-15 06:38 | System Owner | Larry Meredith | FB | Fleet Services Charges | Larry Meredith | On | [7 empty] | O&M | Initiated | FALSE | FALSE | FALSE | FALSE | FALSE | FALSE | FALSE | FALSE | FALSE | FALSE | 100000 | 0 | 100000 | FALSE
2087178952 | 201 | -274744023 | Fleet Services Charges | ITR | 100000 | 2012-08-15 07:39 | 2 | 2013 | Smith Plant | SM12 | P | Service Facilities | D | Plant Rolling Stock | FPD | 40422 | 514 | 2012-08-14 13:52 | System Owner | Larry Meredith | FB | Fleet Services Charges | Larry Meredith | On | [7 empty] | O&M | 1 | FALSE | FALSE | FALSE | FALSE | FALSE | FALSE | FALSE | FALSE | FALSE | FALSE | 100000 | 0 | 100000 | FALSE
-105526288 | 199 | -2043774671 | Tools | MMN | 49500 | 2012-08-14 13:40 | 2 | 2013 | Smith Plant | SM12 | P | Service Facilities | E | Tools | FPE | 40422 | 514 | 2012-08-14 13:36 | System Owner | Larry Meredith | FB | Tools | Larry Meredith | On | [7 empty] | O&M | 1 | FALSE | FALSE | FALSE | FALSE | FALSE | FALSE | FALSE | FALSE | FALSE | FALSE | 55000 | 0 | 55000 | FALSE
-105526288 | 199 | 1850561438 | Tools | MDP | 5500 | 2012-08-14 13:42 | 2 | 2013 | Smith Plant | SM12 | P | Service Facilities | E | Tools | FPE | 40422 | 514 | 2012-08-14 13:36 | System Owner | Larry Meredith | FB | Tools | Larry Meredith | On | [7 empty] | O&M | 1 | FALSE | FALSE | FALSE | FALSE | FALSE | FALSE | FALSE | FALSE | FALSE | FALSE | 55000 | 0 | 55000 | FALSE
1811293773 | 200 | -219289206 | Tools (unit 3) | MDP | 25000 | 2012-08-14 13:47 | 2 | 2013 | Smith Plant | SMCC | P | Service Facilities | E | Tools | FPE | 40422 | 554 | 2012-08-14 13:44 | System Owner | Larry Meredith | FB | Tools (unit 3) | Larry Meredith | On | [7 empty] | O&M | 1 | FALSE | FALSE | FALSE | FALSE | FALSE | FALSE | FALSE | FALSE | FALSE | FALSE | 25000 | 0 | 25000 | FALSE
2087523853 | 208 | -482570678 | Tools (unit 1&2) | MMN | 49500 | 2012-08-15 06:35 | 2 | 2014 | Smith Plant | SM12 | P | Service Facilities | E | Tools | FPE | 40422 | 514 | 2012-08-15 06:25 | System Owner | Larry Meredith | FB | Tools | Larry Meredith | On | [7 empty] | O&M | Initiated | FALSE | FALSE | FALSE | FALSE | FALSE | FALSE | FALSE | FALSE | FALSE | FALSE | 80000 | 0 | 80000 | FALSE
2087523853 | 208 | -100958461 | Tools (Unit 3) | MDP | 25000 | 2012-08-15 06:35 | 2 | 2014 | Smith Plant | SM12 | P | Service Facilities | E | Tools | FPE | 40422 | 514 | 2012-08-15 06:25 | System Owner | Larry Meredith | FB | Tools | Larry Meredith | On | [7 empty] | O&M | Initiated | FALSE | FALSE | FALSE | FALSE | FALSE | FALSE | FALSE | FALSE | FALSE | FALSE | 80000 | 0 | 80000 | FALSE
2087523853 | 208 | -1188878103 | Tools (Unit 1&2) | KLO | 5500 | 2012-08-15 06:36 | 2 | 2014 | Smith Plant | SM12 | P | Service Facilities | E | Tools | FPE | 40422 | 514 | 2012-08-15 06:25 | System Owner | Larry Meredith | FB | Tools | Larry Meredith | On | [7 empty] | O&M | Initiated | FALSE | FALSE | FALSE | FALSE | FALSE | FALSE | FALSE | FALSE | FALSE | FALSE | 80000 | 0 | 80000 | FALSE
1345029579 | 206 | -308615504 | Consumables | MDP | 300000 | 2012-08-15 08:18 | 2 | 2014 | Smith Plant | SM12 | P | Service Facilities | F | Consumables | FPF | 40422 | 514 | 2012-08-15 06:20 | System Owner | Larry Meredith | FB | Consumables | Larry Meredith | On | [7 empty] | O&M | Initiated | FALSE | FALSE | FALSE | FALSE | FALSE | FALSE | FALSE | FALSE | FALSE | FALSE | 300000 | 0 | 300000 | FALSE
-276108194 | 207 | -1387790201 | Consumables (Unit 3) | MMN | 35000 | 2012-08-15 06:58 | 2 | 2014 | Smith Plant | SMCC | P | Service Facilities | F | Consumables | FPF | 40422 | 554 | 2012-08-15 06:23 | System Owner | Larry Meredith | FB | Consumables (Unit 3) | Larry Meredith | On | [7 empty] | O&M | Initiated | FALSE | FALSE | FALSE | FALSE | FALSE | FALSE | FALSE | FALSE | FALSE | FALSE | 35000 | 0 | 35000 | FALSE
1344969124 | 197 | -1836688939 | Consumables (Unit 3) | MMN | 15000 | 2012-08-14 13:34 | 2 | 2013 | Smith Plant | SMCC | P | Service Facilities | F | Consumables | FPF | 40422 | 554 | 2012-08-14 13:32 | System Owner | Larry Meredith | FB | Consumables (Unit 3) | Larry Meredith | On | [7 empty] | O&M | 1 | FALSE | FALSE | FALSE | FALSE | FALSE | FALSE | FALSE | FALSE | FALSE | FALSE | 15000 | 0 | 15000 | FALSE
1344966535 | 194 | -751926084 | Consumables | MDP | 300000 | 2012-08-15 08:19 | 2 | 2013 | Smith Plant | SM12 | P | Service Facilities | F | Consumables | FPF | 40422 | 514 | 2012-08-14 12:49 | System Owner | Larry Meredith | FB | Consumables | Larry Meredith | On | [7 empty] | O&M | 1 | FALSE | FALSE | FALSE | FALSE | FALSE | FALSE | FALSE | FALSE | FALSE | FALSE | 300000 | 0 | 300000 | FALSE
2015014640 | 687 | 568090673 | Dollars moved from Plant Labor to Contract Labor | KLO | 261646 | 2012-10-23 12:21 | 2 | 2014 | Smith Plant | SM12 | P | Service Facilities | Y | General | FPY | 40422 | 511 | 2012-10-23 12:20 | Accounting | Nick Plombon | FB | Dollars moved from Plant Labor to Contract Labor | Nick Plombon | On | [7 empty] | O&M | 1 | FALSE | FALSE | FALSE | FALSE | FALSE | FALSE | FALSE | FALSE | FALSE | FALSE | 261646 | 0 | 261646 | FALSE
1351012565 | 686 | 328340338 | Dollars moved from Plant Labor to Contract Labor | KLO | 255264 | 2012-10-23 12:20 | 2 | 2013 | Smith Plant | SM12 | P | Service Facilities | Y | General | FPY | 40422 | 511 | 2012-10-23 12:16 | Accounting | Nick Plombon | FB | Dollars moved from Plant Labor to Contract Labor | Nick Plombon | -1 | [7 empty] | O&M | 1 | FALSE | FALSE | FALSE | FALSE | FALSE | FALSE | FALSE | FALSE | FALSE | FALSE | 255264 | 0 | 255264 | FALSE
5806770 | 252 | 1561271627 | Paint and/or Replace Unit 3 Fire Piping Under Steamer | KLO | 32000 | 2012-08-17 10:17 | 2 | 2014 | Smith Plant | SMCC | R | Fire Protection | A | Water | FRA | 40422 | 554 | 2012-08-17 10:14 | System Owner | James Miller | FB | Fire Water System | James Miller | On | [7 empty] | O&M | 1 | FALSE | FALSE | FALSE | FALSE | FALSE | FALSE | FALSE | FALSE | FALSE | FALSE | 50000 | 0 | 50000 | FALSE
5806770 | 252 | 196708400 | Paint and/or Replace Unit 3 Fire Piping Under Steamer | MDP | 8000 | 2012-08-17 10:17 | 2 | 2014 | Smith Plant | SMCC | R | Fire Protection | A | Water | FRA | 40422 | 554 | 2012-08-17 10:14 | System Owner | James Miller | FB | Fire Water System | James Miller | On | [7 empty] | O&M | 1 | FALSE | FALSE | FALSE | FALSE | FALSE | FALSE | FALSE | FALSE | FALSE | FALSE | 50000 | 0 | 50000 | FALSE
5806770 | 252 | -604499855 | Corrosion Protection | KLO | 8000 | 2012-08-17 10:17 | 2 | 2014 | Smith Plant | SMCC | R | Fire Protection | A | Water | FRA | 40422 | 554 | 2012-08-17 10:14 | System Owner | James Miller | FB | Fire Water System | James Miller | On | [7 empty] | O&M | 1 | FALSE | FALSE | FALSE | FALSE | FALSE | FALSE | FALSE | FALSE | FALSE | FALSE | 50000 | 0 | 50000 | FALSE
5806770 | 252 | 815819230 | Corrosion Protection | MDP | 2000 | 2012-08-17 10:18 | 2 | 2014 | Smith Plant | SMCC | R | Fire Protection | A | Water | FRA | 40422 | 554 | 2012-08-17 10:14 | System Owner | James Miller | FB | Fire Water System | James Miller | On | [7 empty] | O&M | 1 | FALSE | FALSE | FALSE | FALSE | FALSE | FALSE | FALSE | FALSE | FALSE | FALSE | 50000 | 0 | 50000 | FALSE
1345212750 | 246 | 45113015 | Fire System Inspections | KLO | 96000 | 2012-08-17 09:29 | 2 | 2013 | Smith Plant | SM12 | R | Fire Protection | A | Water | FRA | 40422 | 514 | 2012-08-17 09:12 | System Owner | James Miller | FB | Fire Water System | James Miller | On | [7 empty] | O&M | 1 | FALSE | FALSE | FALSE | FALSE | FALSE | FALSE | FALSE | FALSE | FALSE | FALSE | 168000 | 0 | 168000 | FALSE
1345212750 | 246 | 1222185004 | Fire System Inspections | MDP | 24000 | 2012-08-17 09:29 | 2 | 2013 | Smith Plant | SM12 | R | Fire Protection | A | Water | FRA | 40422 | 514 | 2012-08-17 09:12 | System Owner | James Miller | FB | Fire Water System | James Miller | On | [7 empty] | O&M | 1 | FALSE | FALSE | FALSE | FALSE | FALSE | FALSE | FALSE | FALSE | FALSE | FALSE | 168000 | 0 | 168000 | FALSE
1345212750 | 246 | 28270525 | Diesel Fire Control Panels | MDP | 18000 | 2012-08-17 09:29 | 2 | 2013 | Smith Plant | SM12 | R | Fire Protection | A | Water | FRA | 40422 | 514 | 2012-08-17 09:12 | System Owner | James Miller | FB | Fire Water System | James Miller | On | [7 empty] | O&M | 1 | FALSE | FALSE | FALSE | FALSE | FALSE | FALSE | FALSE | FALSE | FALSE | FALSE | 168000 | 0 | 168000 | FALSE
1345212750 | 246 | -635985350 | Upgrade Admin. Fire Alarm System | KLO | 12000 | 2012-08-17 09:29 | 2 | 2013 | Smith Plant | SM12 | R | Fire Protection | A | Water | FRA | 40422 | 514 | 2012-08-17 09:12 | System Owner | James Miller | FB | Fire Water System | James Miller | On | [7 empty] | O&M | 1 | FALSE | FALSE | FALSE | FALSE | FALSE | FALSE | FALSE | FALSE | FALSE | FALSE | 168000 | 0 | 168000 | FALSE
1345212750 | 246 | 2120720435 | Upgrade Admin. Fire Alarm System | MDP | 3000 | 2012-08-17 09:29 | 2 | 2013 | Smith Plant | SM12 | R | Fire Protection | A | Water | FRA | 40422 | 514 | 2012-08-17 09:12 | System Owner | James Miller | FB | Fire Water System | James Miller | On | [7 empty] | O&M | 1 | FALSE | FALSE | FALSE | FALSE | FALSE | FALSE | FALSE | FALSE | FALSE | FALSE | 168000 | 0 | 168000 | FALSE
1345212750 | 246 | -1612383496 | Repair Diesel Fire Pumps | KLO | 7500 | 2012-08-17 09:29 | 2 | 2013 | Smith Plant | SM12 | R | Fire Protection | A | Water | FRA | 40422 | 514 | 2012-08-17 09:12 | System Owner | James Miller | FB | Fire Water System | James Miller | On | [7 empty] | O&M | 1 | FALSE | FALSE | FALSE | FALSE | FALSE | FALSE | FALSE | FALSE | FALSE | FALSE | 168000 | 0 | 168000 | FALSE
1345212750 | 246 | -1162154599 | Repair Diesel Fire Pumps | MDP | 7500 | 2012-08-17 09:30 | 2 | 2013 | Smith Plant | SM12 | R | Fire Protection | A | Water | FRA | 40422 | 514 | 2012-08-17 09:12 | System Owner | James Miller | FB | Fire Water System | James Miller | On | [7 empty] | O&M | 1 | FALSE | FALSE | FALSE | FALSE | FALSE | FALSE | FALSE | FALSE | FALSE | FALSE | 168000 | 0 | 168000 | FALSE
-1967690133 | 249 | -214791472 | Corrosion Protection | KLO | 8000 | 2012-08-17 09:40 | 2 | 2013 | Smith Plant | SMCC | R | Fire Protection | A | Water | FRA | 40422 | 554 | 2012-08-17 09:38 | System Owner | James Miller | FB | Fire Water System | James Miller | On | [7 empty] | O&M | 1 | FALSE | FALSE | FALSE | FALSE | FALSE | FALSE | FALSE | FALSE | FALSE | FALSE | 10000 | 0 | 10000 | FALSE
-1967690133 | 249 | -862370159 | Corrosion Protection | MDP | 2000 | 2012-08-17 09:40 | 2 | 2013 | Smith Plant | SMCC | R | Fire Protection | A | Water | FRA | 40422 | 554 | 2012-08-17 09:38 | System Owner | James Miller | FB | Fire Water System | James Miller | On | [7 empty] | O&M | 1 | FALSE | FALSE | FALSE | FALSE | FALSE | FALSE | FALSE | FALSE | FALSE | FALSE | 10000 | 0 | 10000 | FALSE
-543368830 | 250 | -1870854181 | Fire System Inspections | KLO | 104000 | 2012-08-17 10:01 | 2 | 2014 | Smith Plant | SM12 | R | Fire Protection | A | Water | FRA | 40422 | 514 | 2012-08-17 09:47 | System Owner | James Miller | FB | Fire Water System | James Miller | On | [7 empty] | O&M | 1 | FALSE | FALSE | FALSE | FALSE | FALSE | FALSE | FALSE | FALSE | FALSE | FALSE | 155000 | 0 | 155000 | FALSE
-543368830 | 250 | -1429658752 | Fire System Inspections | MDP | 26000 | 2012-08-17 10:01 | 2 | 2014 | Smith Plant | SM12 | R | Fire Protection | A | Water | FRA | 40422 | 514 | 2012-08-17 09:47 | System Owner | James Miller | FB | Fire Water System | James Miller | On | [7 empty] | O&M | 1 | FALSE | FALSE | FALSE | FALSE | FALSE | FALSE | FALSE | FALSE | FALSE | FALSE | 155000 | 0 | 155000 | FALSE
-543368830 | 250 | 457194881 | Blast and Paint Fire Hydrants | KLO | 15000 | 2012-08-17 10:01 | 2 | 2014 | Smith Plant | SM12 | R | Fire Protection | A | Water | FRA | 40422 | 514 | 2012-08-17 09:47 | System Owner | James Miller | FB | Fire Water System | James Miller | On | [7 empty] | O&M | 1 | FALSE | FALSE | FALSE | FALSE | FALSE | FALSE | FALSE | FALSE | FALSE | FALSE | 155000 | 0 | 155000 | FALSE
-543368830 | 250 | 483177902 | Blast and Paint Fire Hydrants | MDP | 3000 | 2012-08-17 10:01 | 2 | 2014 | Smith Plant | SM12 | R | Fire Protection | A | Water | FRA | 40422 | 514 | 2012-08-17 09:47 | System Owner | James Miller | FB | Fire Water System | James Miller | On | [7 empty] | O&M | 1 | FALSE | FALSE | FALSE | FALSE | FALSE | FALSE | FALSE | FALSE | FALSE | FALSE | 155000 | 0 | 155000 | FALSE
-543368830 | 250 | -2135538793 | Blast and Paint Fire Hydrants | MCM | 2000 | 2012-08-17 10:01 | 2 | 2014 | Smith Plant | SM12 | R | Fire Protection | A | Water | FRA | 40422 | 514 | 2012-08-17 09:47 | System Owner | James Miller | FB | Fire Water System | James Miller | On | [7 empty] | O&M | 1 | FALSE | FALSE | FALSE | FALSE | FALSE | FALSE | FALSE | FALSE | FALSE | FALSE | 155000 | 0 | 155000 | FALSE
-543368830 | 250 | -1820095604 | Rebuild Jockey Pump | MDP | 5000 | 2012-08-17 10:01 | 2 | 2014 | Smith Plant | SM12 | R | Fire Protection | A | Water | FRA | 40422 | 514 | 2012-08-17 09:47 | System Owner | James Miller | FB | Fire Water System | James Miller | On | [7 empty] | O&M | 1 | FALSE | FALSE | FALSE | FALSE | FALSE | FALSE | FALSE | FALSE | FALSE | FALSE | 155000 | 0 | 155000 | FALSE
[11 empty] | R | Fire Protection | B | Halon
-887126397 | 253 | 1495553800 | Repair Piping on CO2 Tanks | KLO | 7500 | 2012-08-17 10:22 | 2 | 2014 | Smith Plant | SMCC | R | Fire Protection | C | CO2 | FRC | 40422 | 554 | 2012-08-17 10:20 | System Owner | James Miller | FB | CO2 System | James Miller | On | [7 empty] | O&M | 1 | FALSE | FALSE | FALSE | FALSE | FALSE | FALSE | FALSE | FALSE | FALSE | FALSE | 10000 | 0 | 10000 | FALSE
-887126397 | 253 | -342590359 | Repair Piping on CO2 Tanks | MDP | 2500 | 2012-08-17 10:22 | 2 | 2014 | Smith Plant | SMCC | R | Fire Protection | C | CO2 | FRC | 40422 | 554 | 2012-08-17 10:20 | System Owner | James Miller | FB | CO2 System | James Miller | On | [7 empty] | O&M | 1 | FALSE | FALSE | FALSE | FALSE | FALSE | FALSE | FALSE | FALSE | FALSE | FALSE | 10000 | 0 | 10000 | FALSE
818907780 | 248 | 401469749 | Double Block and Bleed Valve to DCS | KLO | 30000 | 2012-08-17 09:37 | 2 | 2013 | Smith Plant | SMCC | R | Fire Protection | C | CO2 | FRC | 40422 | 554 | 2012-08-17 09:34 | System Owner | James Miller | FB | CO2 System | James Miller | On | [7 empty] | O&M | 1 | FALSE | FALSE | FALSE | FALSE | FALSE | FALSE | FALSE | FALSE | FALSE | FALSE | 40000 | 0 | 40000 | FALSE
818907780 | 248 | -3603374 | Double Block and Bleed Valve to DCS | MDP | 10000 | 2012-08-17 09:38 | 2 | 2013 | Smith Plant | SMCC | R | Fire Protection | C | CO2 | FRC | 40422 | 554 | 2012-08-17 09:34 | System Owner | James Miller | FB | CO2 System | James Miller | On | [7 empty] | O&M | 1 | FALSE | FALSE | FALSE | FALSE | FALSE | FALSE | FALSE | FALSE | FALSE | FALSE | 40000 | 0 | 40000 | FALSE
2059842127 | 251 | 1642090980 | SCBA and Air Tank Inspection | KLO | 10000 | 2012-08-17 10:13 | 2 | 2014 | Smith Plant | SMCC | R | Fire Protection | C | CO2 | FRC | 40422 | 554 | 2012-08-17 10:11 | System Owner | James Miller | FB | SCBA and Air Tank Inspection | James Miller | On | [7 empty] | O&M | 1 | FALSE | FALSE | FALSE | FALSE | FALSE | FALSE | FALSE | FALSE | FALSE | FALSE | 10000 | 0 | 10000 | FALSE
-309118490 | 247 | -2073702033 | SCBA and Air Tank Inspections | KLO | 9000 | 2012-08-17 09:33 | 2 | 2013 | Smith Plant | SM12 | R | Fire Protection | C | CO2 | FRC | 40422 | 514 | 2012-08-17 09:31 | System Owner | James Miller | FB | SCBA and Air Tank Inspections | James Miller | On | [7 empty] | O&M | 1 | FALSE | FALSE | FALSE | FALSE | FALSE | FALSE | FALSE | FALSE | FALSE | FALSE | 9000 | 0 | 9000 | FALSE
[11 empty] | R | Fire Protection | D | Dry Chemicals
[11 empty] | R | Fire Protection | Y | General
[11 empty] | R | Fire Protection | Z | Instruments and Controls
763326446 | 507 | 1400275159 | Labor | KLO | 45900 | 2012-08-24 11:56 | 2 | 2013 | Smith Plant | SM12 | S | Air | A | Control Air | FSA | 40422 | 512 | 2012-08-23 12:46 | System Owner | Arnett Flowers | FB | Compressor Annual Maintenance Service Charge | Arnett Flowers | On | Annual Compressor Maintenance performed by Atlas Copco and Gardner Denver | [6 empty] | O&M | 1 | FALSE | FALSE | FALSE | FALSE | FALSE | FALSE | FALSE | FALSE | FALSE | FALSE | 54000 | 0 | 54000 | FALSE
763326446 | 507 | 1716899788 | Materials | MCM | 8100 | 2012-08-24 11:56 | 2 | 2013 | Smith Plant | SM12 | S | Air | A | Control Air | FSA | 40422 | 512 | 2012-08-23 12:46 | System Owner | Arnett Flowers | FB | Compressor Annual Maintenance Service Charge | Arnett Flowers | On | Annual Compressor Maintenance performed by Atlas Copco and Gardner Denver | [6 empty] | O&M | 1 | FALSE | FALSE | FALSE | FALSE | FALSE | FALSE | FALSE | FALSE | FALSE | FALSE | 54000 | 0 | 54000 | FALSE
214355677 | 508 | 51178202 | Labor | KLO | 45900 | 2012-08-24 11:56 | 2 | 2014 | Smith Plant | SM12 | S | Air | A | Control Air | FSA | 40422 | 512 | 2012-08-23 12:50 | System Owner | Arnett Flowers | FB | Compressor Annual Maintenance Service Charge | Arnett Flowers | On | Annual Compressor Maintenance performed by Atlas Copco and Gardner Denver | [6 empty] | O&M | 1 | FALSE | FALSE | FALSE | FALSE | FALSE | FALSE | FALSE | FALSE | FALSE | FALSE | 54000 | 0 | 54000 | FALSE
214355677 | 508 | 415573075 | Materials | MCM | 8100 | 2012-08-24 11:56 | 2 | 2014 | Smith Plant | SM12 | S | Air | A | Control Air | FSA | 40422 | 512 | 2012-08-23 12:50 | System Owner | Arnett Flowers | FB | Compressor Annual Maintenance Service Charge | Arnett Flowers | On | Annual Compressor Maintenance performed by Atlas Copco and Gardner Denver | [6 empty] | O&M | 1 | FALSE | FALSE | FALSE | FALSE | FALSE | FALSE | FALSE | FALSE | FALSE | FALSE | 54000 | 0 | 54000 | FALSE
-1800829258 | 515 | 273953279 | Labor | KLO | 1800 | 2012-08-24 11:55 | 2 | 2014 | Smith Plant | SMCC | S | Air | A | Control Air | FSA | 40422 | 553 | 2012-08-23 13:02 | System Owner | Arnett Flowers | FB | Dessicant Changeout | Arnett Flowers | On | Annual dessicant replacement by Gardner Denver | [6 empty] | O&M | 1 | FALSE | FALSE | FALSE | FALSE | FALSE | FALSE | FALSE | FALSE | FALSE | FALSE | 6000 | 0 | 6000 | FALSE
-1800829258 | 515 | 1215816660 | Materials | MCM | 4200 | 2012-08-24 11:55 | 2 | 2014 | Smith Plant | SMCC | S | Air | A | Control Air | FSA | 40422 | 553 | 2012-08-23 13:02 | System Owner | Arnett Flowers | FB | Dessicant Changeout | Arnett Flowers | On | Annual dessicant replacement by Gardner Denver | [6 empty] | O&M | 1 | FALSE | FALSE | FALSE | FALSE | FALSE | FALSE | FALSE | FALSE | FALSE | FALSE | 6000 | 0 | 6000 | FALSE
1153664069 | 516 | 930364962 | Labor | KLO | 1800 | 2012-08-24 11:55 | 2 | 2013 | Smith Plant | SMCC | S | Air | A | Control Air | FSA | 40422 | 553 | 2012-08-23 13:03 | System Owner | Arnett Flowers | FB | Dessicant Changeout | Arnett Flowers | On | Annual dessicant replacement by Gardner Denver | [6 empty] | O&M | 1 | FALSE | FALSE | FALSE | FALSE | FALSE | FALSE | FALSE | FALSE | FALSE | FALSE | 6000 | 0 | 6000 | FALSE
1153664069 | 516 | -1916700677 | Materials | MCM | 4200 | 2012-08-24 11:55 | 2 | 2013 | Smith Plant | SMCC | S | Air | A | Control Air | FSA | 40422 | 553 | 2012-08-23 13:03 | System Owner | Arnett Flowers | FB | Dessicant Changeout | Arnett Flowers | On | Annual dessicant replacement by Gardner Denver | [6 empty] | O&M | 1 | FALSE | FALSE | FALSE | FALSE | FALSE | FALSE | FALSE | FALSE | FALSE | FALSE | 6000 | 0 | 6000 | FALSE
[11 empty] | S | Air | B | Service Air
344824096 | 517 | 2088151713 | Labor | KLO | 25000 | 2012-08-24 11:55 | 2 | 2013 | Smith Plant | SMCC | S | Air | Y | General | FSY | 40422 | 553 | 2012-08-23 13:04 | System Owner | Arnett Flowers | FB | Air Line Repairs and Painting (Corrosion Protection) | Arnett Flowers | On | Annual online repairs and painting to air system | [6 empty] | O&M | 1 | FALSE | FALSE | FALSE | FALSE | FALSE | FALSE | FALSE | FALSE | FALSE | FALSE | 50000 | 0 | 50000 | FALSE
344824096 | 517 | -1050106802 | Materials | MCM | 25000 | 2012-08-24 11:55 | 2 | 2013 | Smith Plant | SMCC | S | Air | Y | General | FSY | 40422 | 553 | 2012-08-23 13:04 | System Owner | Arnett Flowers | FB | Air Line Repairs and Painting (Corrosion Protection) | Arnett Flowers | On | Annual online repairs and painting to air system | [6 empty] | O&M | 1 | FALSE | FALSE | FALSE | FALSE | FALSE | FALSE | FALSE | FALSE | FALSE | FALSE | 50000 | 0 | 50000 | FALSE
277018039 | 518 | -1433953492 | Labor | KLO | 25000 | 2012-08-24 11:55 | 2 | 2014 | Smith Plant | SMCC | S | Air | Y | General | FSY | 40422 | 553 | 2012-08-23 13:07 | System Owner | Arnett Flowers | FB | Air Line Repairs and Painting (Corrosion Protection) | Arnett Flowers | On | Annual online repairs and painting to air system | [6 empty] | O&M | 1 | FALSE | FALSE | FALSE | FALSE | FALSE | FALSE | FALSE | FALSE | FALSE | FALSE | 50000 | 0 | 50000 | FALSE
277018039 | 518 | -1103114563 | Materials | MCM | 25000 | 2012-08-24 11:55 | 2 | 2014 | Smith Plant | SMCC | S | Air | Y | General | FSY | 40422 | 553 | 2012-08-23 13:07 | System Owner | Arnett Flowers | FB | Air Line Repairs and Painting (Corrosion Protection) | Arnett Flowers | On | Annual online repairs and painting to air system | [6 empty] | O&M | 1 | FALSE | FALSE | FALSE | FALSE | FALSE | FALSE | FALSE | FALSE | FALSE | FALSE | 50000 | 0 | 50000 | FALSE
44682627 | 638 | 406639112 | Air Line Replacements | MDP | 18000 | 2012-08-27 11:00 | 2 | 2013 | Smith Plant | SMCC | S | Air | Y | General | FSY | 40424 | 553 | 2012-08-27 10:59 | Planning & Scheduling | Nick Plombon | FUP | Air System Maintenance (HGP) | Arnett Flowers | Off | [7 empty] | O&M | 1 | FALSE | FALSE | FALSE | FALSE | FALSE | FALSE | FALSE | FALSE | FALSE | FALSE | 30000 | 0 | 30000 | FALSE
44682627 | 638 | 1097079657 | Air Line Replacements | KLO | 12000 | 2012-08-27 11:01 | 2 | 2013 | Smith Plant | SMCC | S | Air | Y | General | FSY | 40424 | 553 | 2012-08-27 10:59 | Planning & Scheduling | Nick Plombon | FUP | Air System Maintenance (HGP) | Arnett Flowers | Off | [7 empty] | O&M | 1 | FALSE | FALSE | FALSE | FALSE | FALSE | FALSE | FALSE | FALSE | FALSE | FALSE | 30000 | 0 | 30000 | FALSE
[11 empty] | S | Air | Z | Instruments and Controls
1345478648 | 264 | -2129416551 | Gas Filters | MDP | 4000 | 2012-08-20 11:06 | 2 | 2013 | Smith Plant | SMCT | V | Combustion Turbine | A | Air & Gas System | FVA | 40422 | 553 | 2012-08-20 11:02 | System Owner | Eddie Schmidt | FB | Gas Filter Maintenance | Eddie Schmidt | On | [7 empty] | O&M | 1 | FALSE | FALSE | FALSE | FALSE | FALSE | FALSE | FALSE | FALSE | FALSE | FALSE | 4000 | 0 | 4000 | FALSE
844135023 | 265 | -689619068 | Gas Filters | MDP | 4000 | 2012-08-20 11:07 | 2 | 2014 | Smith Plant | SMCT | V | Combustion Turbine | A | Air & Gas System | FVA | 40422 | 553 | 2012-08-20 11:06 | System Owner | Eddie Schmidt | FB | Gas Filter Maintenance | Eddie Schmidt | On | [7 empty] | O&M | 1 | FALSE | FALSE | FALSE | FALSE | FALSE | FALSE | FALSE | FALSE | FALSE | FALSE | 4000 | 0 | 4000 | FALSE
[11 empty] | V | Combustion Turbine | B | Lube Oil System
[11 empty] | V | Combustion Turbine | C | Hydraulic & Trip Oil System
[11 empty] | V | Combustion Turbine | D | Starting System
[11 empty] | V | Combustion Turbine | E | Cooling System
[11 empty] | V | Combustion Turbine | F | Fuel System
493967595 | 337 | -426785968 | CT Maintenance | KLO | 7500 | 2012-08-25 10:54 | 2 | 2014 | Smith Plant | SMCT | V | Combustion Turbine | G | Gas Turbine | FVG | 40422 | 553 | 2012-08-20 15:38 | System Owner | Eddie Schmidt | FB | CT Maintenance | Eddie Schmidt | On | [7 empty] | O&M | 1 | FALSE | FALSE | FALSE | FALSE | FALSE | FALSE | FALSE | FALSE | FALSE | FALSE | 15000 | 0 | 15000 | FALSE
493967595 | 337 | -188795631 | CT Maintenance | MDP | 7500 | 2012-08-20 15:45 | 2 | 2014 | Smith Plant | SMCT | V | Combustion Turbine | G | Gas Turbine | FVG | 40422 | 553 | 2012-08-20 15:38 | System Owner | Eddie Schmidt | FB | CT Maintenance | Eddie Schmidt | On | [7 empty] | O&M | 1 | FALSE | FALSE | FALSE | FALSE | FALSE | FALSE | FALSE | FALSE | FALSE | FALSE | 15000 | 0 | 15000 | FALSE
-591752209 | 336 | -25904380 | CT MaintenanceCT Maintenance | KLO | 7500 | 2012-08-20 15:37 | 2 | 2013 | Smith Plant | SMCT | V | Combustion Turbine | G | Gas Turbine | FVG | 40422 | 553 | 2012-08-20 15:34 | System Owner | Eddie Schmidt | FB | CT Maintenance | Eddie Schmidt | On | [7 empty] | O&M | 1 | FALSE | FALSE | FALSE | FALSE | FALSE | FALSE | FALSE | FALSE | FALSE | FALSE | 15000 | 0 | 15000 | FALSE
-591752209 | 336 | 1200256949 | CT Maintenance | MDP | 7500 | 2012-08-20 15:38 | 2 | 2013 | Smith Plant | SMCT | V | Combustion Turbine | G | Gas Turbine | FVG | 40422 | 553 | 2012-08-20 15:34 | System Owner | Eddie Schmidt | FB | CT Maintenance | Eddie Schmidt | On | [7 empty] | O&M | 1 | FALSE | FALSE | FALSE | FALSE | FALSE | FALSE | FALSE | FALSE | FALSE | FALSE | 15000 | 0 | 15000 | FALSE
[11 empty] | V | Combustion Turbine | H | HVAC System
[11 empty] | V | Combustion Turbine | J | Water Wash System
-853216093 | 269 | 2097771176 | Control Cards | MDP | 5000 | 2012-08-20 11:27 | 2 | 2013 | Smith Plant | SMCT | V | Combustion Turbine | K | Water Injection/ Steam injection System | FVK | 40422 | 553 | 2012-08-20 11:17 | System Owner | Eddie Schmidt | FB | Control Cards | Eddie Schmidt | On | [7 empty] | O&M | 1 | FALSE | FALSE | FALSE | FALSE | FALSE | FALSE | FALSE | FALSE | FALSE | FALSE | 51000 | 0 | 51000 | FALSE
-853216093 | 269 | -643033207 | Blade Health Monitoring Maintenance | KLO | 16000 | 2012-08-24 13:18 | 2 | 2013 | Smith Plant | SMCT | V | Combustion Turbine | K | Water Injection/ Steam injection System | FVK | 40422 | 553 | 2012-08-20 11:17 | System Owner | Eddie Schmidt | FB | Control Cards | Eddie Schmidt | On | [7 empty] | O&M | 1 | FALSE | FALSE | FALSE | FALSE | FALSE | FALSE | FALSE | FALSE | FALSE | FALSE | 51000 | 0 | 51000 | FALSE
-853216093 | 269 | -710592234 | Transmitters and Pressure switches | KLO | 7500 | 2012-08-24 13:18 | 2 | 2013 | Smith Plant | SMCT | V | Combustion Turbine | K | Water Injection/ Steam injection System | FVK | 40422 | 553 | 2012-08-20 11:17 | System Owner | Eddie Schmidt | FB | Control Cards | Eddie Schmidt | On | [7 empty] | O&M | 1 | FALSE | FALSE | FALSE | FALSE | FALSE | FALSE | FALSE | FALSE | FALSE | FALSE | 51000 | 0 | 51000 | FALSE
-853216093 | 269 | 1456786655 | Transmitters and Pressure switches | MDP | 22500 | 2012-08-24 13:18 | 2 | 2013 | Smith Plant | SMCT | V | Combustion Turbine | K | Water Injection/ Steam injection System | FVK | 40422 | 553 | 2012-08-20 11:17 | System Owner | Eddie Schmidt | FB | Control Cards | Eddie Schmidt | On | [7 empty] | O&M | 1 | FALSE | FALSE | FALSE | FALSE | FALSE | FALSE | FALSE | FALSE | FALSE | FALSE | 51000 | 0 | 51000 | FALSE
1345493809 | 332 | 663965086 | Control Cards | MDP | 5000 | 2012-08-20 15:19 | 2 | 2014 | Smith Plant | SMCT | V | Combustion Turbine | K | Water Injection/ Steam injection System | FVK | 40422 | 553 | 2012-08-20 15:11 | System Owner | Eddie Schmidt | FB | Control Cards | Eddie Schmidt | On | [7 empty] | O&M | 1 | FALSE | FALSE | FALSE | FALSE | FALSE | FALSE | FALSE | FALSE | FALSE | FALSE | 51000 | 0 | 51000 | FALSE
1345493809 | 332 | 505452743 | Blade Health Monitoring Maintenance | KLO | 16000 | 2012-08-20 15:22 | 2 | 2014 | Smith Plant | SMCT | V | Combustion Turbine | K | Water Injection/ Steam injection System | FVK | 40422 | 553 | 2012-08-20 15:11 | System Owner | Eddie Schmidt | FB | Control Cards | Eddie Schmidt | On | [7 empty] | O&M | 1 | FALSE | FALSE | FALSE | FALSE | FALSE | FALSE | FALSE | FALSE | FALSE | FALSE | 51000 | 0 | 51000 | FALSE
1345493809 | 332 | 599631100 | Transmitters and Pressure switches | MDP | 7500 | 2012-08-20 15:22 | 2 | 2014 | Smith Plant | SMCT | V | Combustion Turbine | K | Water Injection/ Steam injection System | FVK | 40422 | 553 | 2012-08-20 15:11 | System Owner | Eddie Schmidt | FB | Control Cards | Eddie Schmidt | On | [7 empty] | O&M | 1 | FALSE | FALSE | FALSE | FALSE | FALSE | FALSE | FALSE | FALSE | FALSE | FALSE | 51000 | 0 | 51000 | FALSE
1345493809 | 332 | -40867763 | Transmitters and Pressure switches | KLO | 22500 | 2012-08-20 15:23 | 2 | 2014 | Smith Plant | SMCT | V | Combustion Turbine | K | Water Injection/ Steam injection System | FVK | 40422 | 553 | 2012-08-20 15:11 | System Owner | Eddie Schmidt | FB | Control Cards | Eddie Schmidt | On | [7 empty] | O&M | 1 | FALSE | FALSE | FALSE | FALSE | FALSE | FALSE | FALSE | FALSE | FALSE | FALSE | 51000 | 0 | 51000 | FALSE
-1093583450 | 641 | 866843183 | GE Borescope | KLO | 200000 | 2012-08-27 13:09 | 2 | 2014 | Smith Plant | SMCC | V | Combustion Turbine | Y | General | FVY | 40424 | 553 | 2012-08-27 13:03 | Planning & Scheduling | Nick Plombon | FUP | Combustion Turbine Maintenance (Borescope) | Eddie Schmidt | Off | [7 empty] | O&M | 1 | FALSE | FALSE | FALSE | FALSE | FALSE | FALSE | FALSE | FALSE | FALSE | FALSE | 450000 | 0 | 450000 | FALSE
-1093583450 | 641 | -1835781052 | Piping Corrosion | KLO | 55000 | 2012-08-27 13:09 | 2 | 2014 | Smith Plant | SMCC | V | Combustion Turbine | Y | General | FVY | 40424 | 553 | 2012-08-27 13:03 | Planning & Scheduling | Nick Plombon | FUP | Combustion Turbine Maintenance (Borescope) | Eddie Schmidt | Off | [7 empty] | O&M | 1 | FALSE | FALSE | FALSE | FALSE | FALSE | FALSE | FALSE | FALSE | FALSE | FALSE | 450000 | 0 | 450000 | FALSE
-1093583450 | 641 | -1476245515 | Piping Corrosion | MDP | 70000 | 2012-08-27 13:09 | 2 | 2014 | Smith Plant | SMCC | V | Combustion Turbine | Y | General | FVY | 40424 | 553 | 2012-08-27 13:03 | Planning & Scheduling | Nick Plombon | FUP | Combustion Turbine Maintenance (Borescope) | Eddie Schmidt | Off | [7 empty] | O&M | 1 | FALSE | FALSE | FALSE | FALSE | FALSE | FALSE | FALSE | FALSE | FALSE | FALSE | 450000 | 0 | 450000 | FALSE
-1093583450 | 641 | -1991457774 | Valve Corrosion | MDP | 70000 | 2012-08-27 13:09 | 2 | 2014 | Smith Plant | SMCC | V | Combustion Turbine | Y | General | FVY | 40424 | 553 | 2012-08-27 13:03 | Planning & Scheduling | Nick Plombon | FUP | Combustion Turbine Maintenance (Borescope) | Eddie Schmidt | Off | [7 empty] | O&M | 1 | FALSE | FALSE | FALSE | FALSE | FALSE | FALSE | FALSE | FALSE | FALSE | FALSE | 450000 | 0 | 450000 | FALSE
-1093583450 | 641 | 1160160043 | Valve Corrosion | KLO | 55000 | 2012-08-27 13:09 | 2 | 2014 | Smith Plant | SMCC | V | Combustion Turbine | Y | General | FVY | 40424 | 553 | 2012-08-27 13:03 | Planning & Scheduling | Nick Plombon | FUP | Combustion Turbine Maintenance (Borescope) | Eddie Schmidt | Off | [7 empty] | O&M | 1 | FALSE | FALSE | FALSE | FALSE | FALSE | FALSE | FALSE | FALSE | FALSE | FALSE | 450000 | 0 | 450000 | FALSE
1346076877 | 628 | -2106732022 | Borescope Journal | KLO | 100000 | 2012-08-27 09:16 | 2 | 2013 | Smith Plant | SMCC | V | Combustion Turbine | Y | General | FVY | 40424 | 553 | 2012-08-27 09:14 | Planning & Scheduling | Nick Plombon | FUP | GE Borescope | Eddie Schmidt | Off | [7 empty] | O&M | 1 | FALSE | FALSE | FALSE | FALSE | FALSE | FALSE | FALSE | FALSE | FALSE | FALSE | 100000 | 0 | 100000 | FALSE
819373875 | 632 | 2108896760 | LTSA O&M Payment | KLO | 836127 | 2012-08-27 09:30 | 2 | 2013 | Smith Plant | SMCC | V | Combustion Turbine | Y | General | FVY | 40424 | 553 | 2012-08-27 09:25 | Planning & Scheduling | Nick Plombon | FUP | Combustion Turbine Maintenance (HGP) | Eddie Schmidt | Off | [7 empty] | O&M | 1 | FALSE | FALSE | FALSE | FALSE | FALSE | FALSE | FALSE | FALSE | FALSE | FALSE | 861127 | 0 | 861127 | FALSE
819373875 | 632 | -1057141607 | Painting | KLO | 15000 | 2012-08-27 09:30 | 2 | 2013 | Smith Plant | SMCC | V | Combustion Turbine | Y | General | FVY | 40424 | 553 | 2012-08-27 09:25 | Planning & Scheduling | Nick Plombon | FUP | Combustion Turbine Maintenance (HGP) | Eddie Schmidt | Off | [7 empty] | O&M | 1 | FALSE | FALSE | FALSE | FALSE | FALSE | FALSE | FALSE | FALSE | FALSE | FALSE | 861127 | 0 | 861127 | FALSE
819373875 | 632 | 1754787046 | SS Replacements | MDP | 10000 | 2012-08-27 09:30 | 2 | 2013 | Smith Plant | SMCC | V | Combustion Turbine | Y | General | FVY | 40424 | 553 | 2012-08-27 09:25 | Planning & Scheduling | Nick Plombon | FUP | Combustion Turbine Maintenance (HGP) | Eddie Schmidt | Off | [7 empty] | O&M | 1 | FALSE | FALSE | FALSE | FALSE | FALSE | FALSE | FALSE | FALSE | FALSE | FALSE | 861127 | 0 | 861127 | FALSE
1345550423 | 341 | -102084276 | LTSA Agreement - KLS | KLO | 342000 | 2012-08-21 07:07 | 2 | 2013 | Smith Plant | SMCC | V | Combustion Turbine | Y | General | FVY | 40422 | 553 | 2012-08-21 07:00 | System Owner | Eddie Schmidt | FB | LTSA Agreement and Corrosion Protection | Eddie Schmidt | On | [7 empty] | O&M | 1 | FALSE | FALSE | FALSE | FALSE | FALSE | FALSE | FALSE | FALSE | FALSE | FALSE | 482000 | 0 | 482000 | FALSE
1345550423 | 341 | 1245352541 | StrucStructural Painting (Corrosion Protection)tural Painting (Corrosion Protection) | KLO | 55000 | 2012-08-22 07:46 | 2 | 2013 | Smith Plant | SMCC | V | Combustion Turbine | Y | General | FVY | 40422 | 553 | 2012-08-21 07:00 | System Owner | Eddie Schmidt | FB | LTSA Agreement and Corrosion Protection | Eddie Schmidt | On | [7 empty] | O&M | 1 | FALSE | FALSE | FALSE | FALSE | FALSE | FALSE | FALSE | FALSE | FALSE | FALSE | 482000 | 0 | 482000 | FALSE
1345550423 | 341 | 839600218 | Structural Painting (Corrosion Protection) | MDP | 55000 | 2012-08-22 07:46 | 2 | 2013 | Smith Plant | SMCC | V | Combustion Turbine | Y | General | FVY | 40422 | 553 | 2012-08-21 07:00 | System Owner | Eddie Schmidt | FB | LTSA Agreement and Corrosion Protection | Eddie Schmidt | On | [7 empty] | O&M | 1 | FALSE | FALSE | FALSE | FALSE | FALSE | FALSE | FALSE | FALSE | FALSE | FALSE | 482000 | 0 | 482000 | FALSE
1345550423 | 341 | -1015245869 | Valve Repairs and Replacements (Corrosion Protection) | KLO | 7500 | 2012-08-21 07:10 | 2 | 2013 | Smith Plant | SMCC | V | Combustion Turbine | Y | General | FVY | 40422 | 553 | 2012-08-21 07:00 | System Owner | Eddie Schmidt | FB | LTSA Agreement and Corrosion Protection | Eddie Schmidt | On | [7 empty] | O&M | 1 | FALSE | FALSE | FALSE | FALSE | FALSE | FALSE | FALSE | FALSE | FALSE | FALSE | 482000 | 0 | 482000 | FALSE
1345550423 | 341 | 1601539608 | Valve Repairs and Replacements (Corrosion Protection) | MDP | 22500 | 2012-08-21 07:10 | 2 | 2013 | Smith Plant | SMCC | V | Combustion Turbine | Y | General | FVY | 40422 | 553 | 2012-08-21 07:00 | System Owner | Eddie Schmidt | FB | LTSA Agreement and Corrosion Protection | Eddie Schmidt | On | [7 empty] | O&M | 1 | FALSE | FALSE | FALSE | FALSE | FALSE | FALSE | FALSE | FALSE | FALSE | FALSE | 482000 | 0 | 482000 | FALSE
-2061598202 | 342 | -1297203441 | LTSA Agreement - KLS | KLO | 342000 | 2012-08-21 07:22 | 2 | 2014 | Smith Plant | SMCC | V | Combustion Turbine | Y | General | FVY | 40422 | 553 | 2012-08-21 07:12 | System Owner | Eddie Schmidt | FB | LTSA Agreement and Corrosion Protection | Eddie Schmidt | On | [7 empty] | O&M | 1 | FALSE | FALSE | FALSE | FALSE | FALSE | FALSE | FALSE | FALSE | FALSE | FALSE | 422000 | 0 | 422000 | FALSE
-2061598202 | 342 | -1375170652 | StrucStructural Painting (Corrosion Protection)tural Painting (Corrosion Protection) | KLO | 25000 | 2012-08-21 07:23 | 2 | 2014 | Smith Plant | SMCC | V | Combustion Turbine | Y | General | FVY | 40422 | 553 | 2012-08-21 07:12 | System Owner | Eddie Schmidt | FB | LTSA Agreement and Corrosion Protection | Eddie Schmidt | On | [7 empty] | O&M | 1 | FALSE | FALSE | FALSE | FALSE | FALSE | FALSE | FALSE | FALSE | FALSE | FALSE | 422000 | 0 | 422000 | FALSE
-2061598202 | 342 | -40986667 | Structural Painting (Corrosion Protection) | MDP | 25000 | 2012-08-21 07:23 | 2 | 2014 | Smith Plant | SMCC | V | Combustion Turbine | Y | General | FVY | 40422 | 553 | 2012-08-21 07:12 | System Owner | Eddie Schmidt | FB | LTSA Agreement and Corrosion Protection | Eddie Schmidt | On | [7 empty] | O&M | 1 | FALSE | FALSE | FALSE | FALSE | FALSE | FALSE | FALSE | FALSE | FALSE | FALSE | 422000 | 0 | 422000 | FALSE
-2061598202 | 342 | 985271922 | Valve Repairs and Replacements (Corrosion Protection) | KLO | 7500 | 2012-08-21 07:23 | 2 | 2014 | Smith Plant | SMCC | V | Combustion Turbine | Y | General | FVY | 40422 | 553 | 2012-08-21 07:12 | System Owner | Eddie Schmidt | FB | LTSA Agreement and Corrosion Protection | Eddie Schmidt | On | [7 empty] | O&M | 1 | FALSE | FALSE | FALSE | FALSE | FALSE | FALSE | FALSE | FALSE | FALSE | FALSE | 422000 | 0 | 422000 | FALSE
-2061598202 | 342 | 1580135947 | Valve Repairs and Replacements (Corrosion Protection) | MDP | 22500 | 2012-08-21 07:23 | 2 | 2014 | Smith Plant | SMCC | V | Combustion Turbine | Y | General | FVY | 40422 | 553 | 2012-08-21 07:12 | System Owner | Eddie Schmidt | FB | LTSA Agreement and Corrosion Protection | Eddie Schmidt | On | [7 empty] | O&M | 1 | FALSE | FALSE | FALSE | FALSE | FALSE | FALSE | FALSE | FALSE | FALSE | FALSE | 422000 | 0 | 422000 | FALSE
[11 empty] | V | Combustion Turbine | Z | Instruments & Controls
[11 empty] | W | HRSG Heat Recovery Steam Generator | A | Nitrogen
838160159 | 367 | -1712012684 | Valves,Transmitters, Insulation | KLO | 210000 | 2012-08-24 16:12 | 2 | 2014 | Smith Plant | SMCC | W | HRSG Heat Recovery Steam Generator | B | Boiler Valves & Piping | FWB | 40422 | 553 | 2012-08-22 07:07 | System Owner | Joey Williams | FB | Boiler Valves & Piping | Joey Williams | On | [7 empty] | O&M | 1 | FALSE | FALSE | FALSE | FALSE | FALSE | FALSE | FALSE | FALSE | FALSE | FALSE | 904000 | 0 | 904000 | FALSE
838160159 | 367 | 1337615973 | Valves,Transmitters, Insulation | MDP | 394000 | 2012-08-22 07:10 | 2 | 2014 | Smith Plant | SMCC | W | HRSG Heat Recovery Steam Generator | B | Boiler Valves & Piping | FWB | 40422 | 553 | 2012-08-22 07:07 | System Owner | Joey Williams | FB | Boiler Valves & Piping | Joey Williams | On | [7 empty] | O&M | 1 | FALSE | FALSE | FALSE | FALSE | FALSE | FALSE | FALSE | FALSE | FALSE | FALSE | 904000 | 0 | 904000 | FALSE
838160159 | 367 | -603800126 | Heat Trace Maintenance | MDP | 50000 | 2012-08-22 07:10 | 2 | 2014 | Smith Plant | SMCC | W | HRSG Heat Recovery Steam Generator | B | Boiler Valves & Piping | FWB | 40422 | 553 | 2012-08-22 07:07 | System Owner | Joey Williams | FB | Boiler Valves & Piping | Joey Williams | On | [7 empty] | O&M | 1 | FALSE | FALSE | FALSE | FALSE | FALSE | FALSE | FALSE | FALSE | FALSE | FALSE | 904000 | 0 | 904000 | FALSE
838160159 | 367 | 1232578331 | Fluor and Sunbelt Admin | KLO | 250000 | 2012-08-22 07:10 | 2 | 2014 | Smith Plant | SMCC | W | HRSG Heat Recovery Steam Generator | B | Boiler Valves & Piping | FWB | 40422 | 553 | 2012-08-22 07:07 | System Owner | Joey Williams | FB | Boiler Valves & Piping | Joey Williams | On | [7 empty] | O&M | 1 | FALSE | FALSE | FALSE | FALSE | FALSE | FALSE | FALSE | FALSE | FALSE | FALSE | 904000 | 0 | 904000 | FALSE
1345635774 | 366 | -1133545881 | Valves,Transmitters, Insulation | KLO | 133000 | 2012-08-22 06:57 | 2 | 2013 | Smith Plant | SMCC | W | HRSG Heat Recovery Steam Generator | B | Boiler Valves & Piping | FWB | 40422 | 553 | 2012-08-22 06:43 | System Owner | Joey Williams | FB | Boiler Valves & Piping | Joey Williams | On | [7 empty] | O&M | 1 | FALSE | FALSE | FALSE | FALSE | FALSE | FALSE | FALSE | FALSE | FALSE | FALSE | 640000 | 0 | 640000 | FALSE
1345635774 | 366 | 448289308 | Valves,Transmitters, Insulation | MDP | 247000 | 2012-08-22 06:58 | 2 | 2013 | Smith Plant | SMCC | W | HRSG Heat Recovery Steam Generator | B | Boiler Valves & Piping | FWB | 40422 | 553 | 2012-08-22 06:43 | System Owner | Joey Williams | FB | Boiler Valves & Piping | Joey Williams | On | [7 empty] | O&M | 1 | FALSE | FALSE | FALSE | FALSE | FALSE | FALSE | FALSE | FALSE | FALSE | FALSE | 640000 | 0 | 640000 | FALSE
1345635774 | 366 | 1314717421 | Heat Trace Maintenance | MDP | 10000 | 2012-08-22 06:59 | 2 | 2013 | Smith Plant | SMCC | W | HRSG Heat Recovery Steam Generator | B | Boiler Valves & Piping | FWB | 40422 | 553 | 2012-08-22 06:43 | System Owner | Joey Williams | FB | Boiler Valves & Piping | Joey Williams | On | [7 empty] | O&M | 1 | FALSE | FALSE | FALSE | FALSE | FALSE | FALSE | FALSE | FALSE | FALSE | FALSE | 640000 | 0 | 640000 | FALSE
1345635774 | 366 | 765574570 | Fluor and Sunbelt Admin | KLO | 250000 | 2012-08-22 07:00 | 2 | 2013 | Smith Plant | SMCC | W | HRSG Heat Recovery Steam Generator | B | Boiler Valves & Piping | FWB | 40422 | 553 | 2012-08-22 06:43 | System Owner | Joey Williams | FB | Boiler Valves & Piping | Joey Williams | On | [7 empty] | O&M | 1 | FALSE | FALSE | FALSE | FALSE | FALSE | FALSE | FALSE | FALSE | FALSE | FALSE | 640000 | 0 | 640000 | FALSE
-322277271 | 371 | 1305745526 | Chemicals | MDP | 60000 | 2012-08-22 10:59 | 2 | 2013 | Smith Plant | SMCC | W | HRSG Heat Recovery Steam Generator | C | Boiler Tubing | FWC | 40422 | 553 | 2012-08-22 10:56 | System Owner | Joey Williams | FB | Chemicals | Joey Williams | On | [7 empty] | O&M | 1 | FALSE | FALSE | FALSE | FALSE | FALSE | FALSE | FALSE | FALSE | FALSE | FALSE | 60000 | 0 | 60000 | FALSE
-629945452 | 372 | 1883357445 | Chemicals | MDP | 62000 | 2012-08-22 11:00 | 2 | 2014 | Smith Plant | SMCC | W | HRSG Heat Recovery Steam Generator | C | Boiler Tubing | FWC | 40422 | 553 | 2012-08-22 11:00 | System Owner | Joey Williams | FB | Chemicals | Joey Williams | On | [7 empty] | O&M | 1 | FALSE | FALSE | FALSE | FALSE | FALSE | FALSE | FALSE | FALSE | FALSE | FALSE | 62000 | 0 | 62000 | FALSE
[11 empty] | W | HRSG Heat Recovery Steam Generator | D | Boiler Structure & Lagging
[11 empty] | W | HRSG Heat Recovery Steam Generator | F | Chemical Cleaning
-1339000195 | 533 | 1959908858 | Headers/Links/Drums/Vessels | MDP | 5500 | 2012-08-24 09:39 | 2 | 2014 | Smith Plant | SMCC | W | HRSG Heat Recovery Steam Generator | G | Headers/Links/Drums/Vessels | FWG | 40422 | 553 | 2012-08-24 09:39 | System Owner | Joey Williams | FB | Headers/Links/Drums/Vessels | Joey Williams | On | [7 empty] | O&M | 1 | FALSE | FALSE | FALSE | FALSE | FALSE | FALSE | FALSE | FALSE | FALSE | FALSE | 5500 | 0 | 5500 | FALSE
2129103118 | 532 | -782914697 | Headers/Links/Drums/Vessels | MDP | 5000 | 2012-08-24 09:38 | 2 | 2013 | Smith Plant | SMCC | W | HRSG Heat Recovery Steam Generator | G | Headers/Links/Drums/Vessels | FWG | 40422 | 553 | 2012-08-24 09:36 | System Owner | Joey Williams | FB | Headers/Links/Drums/Vessels | Joey Williams | On | [7 empty] | O&M | 1 | FALSE | FALSE | FALSE | FALSE | FALSE | FALSE | FALSE | FALSE | FALSE | FALSE | 5000 | 0 | 5000 | FALSE
83764561 | 537 | -1250732738 | Duct Burner | MDP | 15000 | 2012-08-24 10:25 | 2 | 2013 | Smith Plant | SMCC | W | HRSG Heat Recovery Steam Generator | H | Duct Burner | FWH | 40422 | 553 | 2012-08-24 10:24 | System Owner | Joey Williams | FB | Duct Burner | Joey Williams | On | [7 empty] | O&M | 1 | FALSE | FALSE | FALSE | FALSE | FALSE | FALSE | FALSE | FALSE | FALSE | FALSE | 15000 | 0 | 15000 | FALSE
1072133532 | 538 | -1973824403 | Duct Burner | MDP | 15500 | 2012-08-24 10:26 | 2 | 2014 | Smith Plant | SMCC | W | HRSG Heat Recovery Steam Generator | H | Duct Burner | FWH | 40422 | 553 | 2012-08-24 10:25 | System Owner | Joey Williams | FB | Duct Burner | Joey Williams | On | [7 empty] | O&M | 1 | FALSE | FALSE | FALSE | FALSE | FALSE | FALSE | FALSE | FALSE | FALSE | FALSE | 15500 | 0 | 15500 | FALSE
[11 empty] | W | HRSG Heat Recovery Steam Generator | J | Blowdown
-334610847 | 640 | -1110696690 | Corrosion Repairs | MDP | 450000 | 2012-08-27 13:02 | 2 | 2014 | Smith Plant | SMCC | W | HRSG Heat Recovery Steam Generator | Y | General | FWY | 40424 | 553 | 2012-08-27 12:58 | Planning & Scheduling | Nick Plombon | FUP | HRSG Maintenance (Borescope) | Joey Williams | Off | [7 empty] | O&M | 1 | FALSE | FALSE | FALSE | FALSE | FALSE | FALSE | FALSE | FALSE | FALSE | FALSE | 978000 | 0 | 978000 | FALSE
-334610847 | 640 | 1014738807 | Corrosion Repairs | KLO | 398000 | 2012-08-27 13:02 | 2 | 2014 | Smith Plant | SMCC | W | HRSG Heat Recovery Steam Generator | Y | General | FWY | 40424 | 553 | 2012-08-27 12:58 | Planning & Scheduling | Nick Plombon | FUP | HRSG Maintenance (Borescope) | Joey Williams | Off | [7 empty] | O&M | 1 | FALSE | FALSE | FALSE | FALSE | FALSE | FALSE | FALSE | FALSE | FALSE | FALSE | 978000 | 0 | 978000 | FALSE
-334610847 | 640 | -1943879188 | A & B Safety Valves | MDP | 75000 | 2012-08-27 13:02 | 2 | 2014 | Smith Plant | SMCC | W | HRSG Heat Recovery Steam Generator | Y | General | FWY | 40424 | 553 | 2012-08-27 12:58 | Planning & Scheduling | Nick Plombon | FUP | HRSG Maintenance (Borescope) | Joey Williams | Off | [7 empty] | O&M | 1 | FALSE | FALSE | FALSE | FALSE | FALSE | FALSE | FALSE | FALSE | FALSE | FALSE | 978000 | 0 | 978000 | FALSE
-334610847 | 640 | -1151984003 | A & B Safety Valves | KLO | 55000 | 2012-08-27 13:02 | 2 | 2014 | Smith Plant | SMCC | W | HRSG Heat Recovery Steam Generator | Y | General | FWY | 40424 | 553 | 2012-08-27 12:58 | Planning & Scheduling | Nick Plombon | FUP | HRSG Maintenance (Borescope) | Joey Williams | Off | [7 empty] | O&M | 1 | FALSE | FALSE | FALSE | FALSE | FALSE | FALSE | FALSE | FALSE | FALSE | FALSE | 978000 | 0 | 978000 | FALSE
-686364846 | 633 | 492459371 | Valve and Piping Corrosion | MDP | 200000 | 2012-08-27 09:41 | 2 | 2013 | Smith Plant | SMCC | W | HRSG Heat Recovery Steam Generator | Y | General | FWY | 40424 | 553 | 2012-08-27 09:36 | Planning & Scheduling | Nick Plombon | FUP | HRSG HGP Repairs and Replacements | Joey Williams | Off | [7 empty] | O&M | 1 | FALSE | FALSE | FALSE | FALSE | FALSE | FALSE | FALSE | FALSE | FALSE | FALSE | 468922 | 0 | 468922 | FALSE
-686364846 | 633 | -715184688 | Valve and Piping Corrosion | KLO | 113922 | 2012-08-27 09:42 | 2 | 2013 | Smith Plant | SMCC | W | HRSG Heat Recovery Steam Generator | Y | General | FWY | 40424 | 553 | 2012-08-27 09:36 | Planning & Scheduling | Nick Plombon | FUP | HRSG HGP Repairs and Replacements | Joey Williams | Off | [7 empty] | O&M | 1 | FALSE | FALSE | FALSE | FALSE | FALSE | FALSE | FALSE | FALSE | FALSE | FALSE | 468922 | 0 | 468922 | FALSE
-686364846 | 633 | 1639089553 | HRSG Safety Valve Inspection | KLO | 55000 | 2012-08-27 09:42 | 2 | 2013 | Smith Plant | SMCC | W | HRSG Heat Recovery Steam Generator | Y | General | FWY | 40424 | 553 | 2012-08-27 09:36 | Planning & Scheduling | Nick Plombon | FUP | HRSG HGP Repairs and Replacements | Joey Williams | Off | [7 empty] | O&M | 1 | FALSE | FALSE | FALSE | FALSE | FALSE | FALSE | FALSE | FALSE | FALSE | FALSE | 468922 | 0 | 468922 | FALSE
-686364846 | 633 | -543047554 | HRSG Safety Repairs | MDP | 75000 | 2012-08-27 09:42 | 2 | 2013 | Smith Plant | SMCC | W | HRSG Heat Recovery Steam Generator | Y | General | FWY | 40424 | 553 | 2012-08-27 09:36 | Planning & Scheduling | Nick Plombon | FUP | HRSG HGP Repairs and Replacements | Joey Williams | Off | [7 empty] | O&M | 1 | FALSE | FALSE | FALSE | FALSE | FALSE | FALSE | FALSE | FALSE | FALSE | FALSE | 468922 | 0 | 468922 | FALSE
-686364846 | 633 | -874509785 | Piping Insulation | KLO | 10000 | 2012-08-27 09:42 | 2 | 2013 | Smith Plant | SMCC | W | HRSG Heat Recovery Steam Generator | Y | General | FWY | 40424 | 553 | 2012-08-27 09:36 | Planning & Scheduling | Nick Plombon | FUP | HRSG HGP Repairs and Replacements | Joey Williams | Off | [7 empty] | O&M | 1 | FALSE | FALSE | FALSE | FALSE | FALSE | FALSE | FALSE | FALSE | FALSE | FALSE | 468922 | 0 | 468922 | FALSE
-686364846 | 633 | 641782492 | Piping Insulation | MDP | 15000 | 2012-08-27 09:42 | 2 | 2013 | Smith Plant | SMCC | W | HRSG Heat Recovery Steam Generator | Y | General | FWY | 40424 | 553 | 2012-08-27 09:36 | Planning & Scheduling | Nick Plombon | FUP | HRSG HGP Repairs and Replacements | Joey Williams | Off | [7 empty] | O&M | 1 | FALSE | FALSE | FALSE | FALSE | FALSE | FALSE | FALSE | FALSE | FALSE | FALSE | 468922 | 0 | 468922 | FALSE
-399997883 | 630 | -1372242398 | Valves and Piping | MDP | 200000 | 2012-08-27 09:21 | 2 | 2013 | Smith Plant | SMCC | W | HRSG Heat Recovery Steam Generator | Y | General | FWY | 40424 | 553 | 2012-08-27 09:20 | System Owner | Nick Plombon | FUP | HRSG Valve and Piping Replacements | Joey Williams | Off | [7 empty] | O&M | 1 | FALSE | FALSE | FALSE | FALSE | FALSE | FALSE | FALSE | FALSE | FALSE | FALSE | 307000 | 0 | 307000 | FALSE
-399997883 | 630 | -743540741 | Contractor Repairs | KLO | 107000 | 2012-08-27 09:22 | 2 | 2013 | Smith Plant | SMCC | W | HRSG Heat Recovery Steam Generator | Y | General | FWY | 40424 | 553 | 2012-08-27 09:20 | System Owner | Nick Plombon | FUP | HRSG Valve and Piping Replacements | Joey Williams | Off | [7 empty] | O&M | 1 | FALSE | FALSE | FALSE | FALSE | FALSE | FALSE | FALSE | FALSE | FALSE | FALSE | 307000 | 0 | 307000 | FALSE
1345811169 | 522 | -30058610 | Uni Strut and Misc Cabinet Replacements | KLO | 90000 | 2012-08-24 08:07 | 2 | 2013 | Smith Plant | SMCC | W | HRSG Heat Recovery Steam Generator | Y | General | FWY | 40422 | 553 | 2012-08-24 07:26 | System Owner | Joey Williams | FB | Corrosion | Joey Williams | On | [7 empty] | O&M | 1 | FALSE | FALSE | FALSE | FALSE | FALSE | FALSE | FALSE | FALSE | FALSE | FALSE | 1050000 | 0 | 1050000 | FALSE
1345811169 | 522 | 965343223 | Uni Strut and Misc Cabinet Replacements | MDP | 10000 | 2012-08-24 08:07 | 2 | 2013 | Smith Plant | SMCC | W | HRSG Heat Recovery Steam Generator | Y | General | FWY | 40422 | 553 | 2012-08-24 07:26 | System Owner | Joey Williams | FB | Corrosion | Joey Williams | On | [7 empty] | O&M | 1 | FALSE | FALSE | FALSE | FALSE | FALSE | FALSE | FALSE | FALSE | FALSE | FALSE | 1050000 | 0 | 1050000 | FALSE
1345811169 | 522 | 2093514860 | Re Skin LCI, A & B PEECC | KLO | 90000 | 2012-08-24 08:17 | 2 | 2013 | Smith Plant | SMCC | W | HRSG Heat Recovery Steam Generator | Y | General | FWY | 40422 | 553 | 2012-08-24 07:26 | System Owner | Joey Williams | FB | Corrosion | Joey Williams | On | [7 empty] | O&M | 1 | FALSE | FALSE | FALSE | FALSE | FALSE | FALSE | FALSE | FALSE | FALSE | FALSE | 1050000 | 0 | 1050000 | FALSE
1345811169 | 522 | 295672573 | Re Skin LCI, A & B PEECC | MDP | 60000 | 2012-08-24 08:18 | 2 | 2013 | Smith Plant | SMCC | W | HRSG Heat Recovery Steam Generator | Y | General | FWY | 40422 | 553 | 2012-08-24 07:26 | System Owner | Joey Williams | FB | Corrosion | Joey Williams | On | [7 empty] | O&M | 1 | FALSE | FALSE | FALSE | FALSE | FALSE | FALSE | FALSE | FALSE | FALSE | FALSE | 1050000 | 0 | 1050000 | FALSE
1345811169 | 522 | 210603130 | Paint HRSG A | KLO | 540000 | 2012-08-24 08:19 | 2 | 2013 | Smith Plant | SMCC | W | HRSG Heat Recovery Steam Generator | Y | General | FWY | 40422 | 553 | 2012-08-24 07:26 | System Owner | Joey Williams | FB | Corrosion | Joey Williams | On | [7 empty] | O&M | 1 | FALSE | FALSE | FALSE | FALSE | FALSE | FALSE | FALSE | FALSE | FALSE | FALSE | 1050000 | 0 | 1050000 | FALSE
1345811169 | 522 | -1651028621 | Paint HRSG A | MDP | 60000 | 2012-08-24 08:20 | 2 | 2013 | Smith Plant | SMCC | W | HRSG Heat Recovery Steam Generator | Y | General | FWY | 40422 | 553 | 2012-08-24 07:26 | System Owner | Joey Williams | FB | Corrosion | Joey Williams | On | [7 empty] | O&M | 1 | FALSE | FALSE | FALSE | FALSE | FALSE | FALSE | FALSE | FALSE | FALSE | FALSE | 1050000 | 0 | 1050000 | FALSE
1345811169 | 522 | 15593272 | Paint BOP General Structure | KLO | 180000 | 2012-08-24 08:34 | 2 | 2013 | Smith Plant | SMCC | W | HRSG Heat Recovery Steam Generator | Y | General | FWY | 40422 | 553 | 2012-08-24 07:26 | System Owner | Joey Williams | FB | Corrosion | Joey Williams | On | [7 empty] | O&M | 1 | FALSE | FALSE | FALSE | FALSE | FALSE | FALSE | FALSE | FALSE | FALSE | FALSE | 1050000 | 0 | 1050000 | FALSE
1345811169 | 522 | -1530962727 | Paint BOP General Structure | MDP | 20000 | 2012-08-24 08:36 | 2 | 2013 | Smith Plant | SMCC | W | HRSG Heat Recovery Steam Generator | Y | General | FWY | 40422 | 553 | 2012-08-24 07:26 | System Owner | Joey Williams | FB | Corrosion | Joey Williams | On | [7 empty] | O&M | 1 | FALSE | FALSE | FALSE | FALSE | FALSE | FALSE | FALSE | FALSE | FALSE | FALSE | 1050000 | 0 | 1050000 | FALSE
-533740610 | 523 | 197270631 | Uni Strut and Misc Cabinet Replacements | KLO | 60000 | 2012-08-24 08:39 | 2 | 2014 | Smith Plant | SMCC | W | HRSG Heat Recovery Steam Generator | Y | General | FWY | 40422 | 553 | 2012-08-24 08:38 | Planning & Scheduling | Joey Williams | FB | Corrosion | Joey Williams | On | [7 empty] | O&M | 1 | FALSE | FALSE | FALSE | FALSE | FALSE | FALSE | FALSE | FALSE | FALSE | FALSE | 816000 | 0 | 816000 | FALSE
-533740610 | 523 | -849115108 | Uni Strut and Misc Cabinet Replacements | MDP | 40000 | 2012-08-24 08:40 | 2 | 2014 | Smith Plant | SMCC | W | HRSG Heat Recovery Steam Generator | Y | General | FWY | 40422 | 553 | 2012-08-24 08:38 | Planning & Scheduling | Joey Williams | FB | Corrosion | Joey Williams | On | [7 empty] | O&M | 1 | FALSE | FALSE | FALSE | FALSE | FALSE | FALSE | FALSE | FALSE | FALSE | FALSE | 816000 | 0 | 816000 | FALSE
-533740610 | 523 | 29889773 | Paint HRSG B | KLO | 180000 | 2012-08-24 08:41 | 2 | 2014 | Smith Plant | SMCC | W | HRSG Heat Recovery Steam Generator | Y | General | FWY | 40422 | 553 | 2012-08-24 08:38 | Planning & Scheduling | Joey Williams | FB | Corrosion | Joey Williams | On | [7 empty] | O&M | 1 | FALSE | FALSE | FALSE | FALSE | FALSE | FALSE | FALSE | FALSE | FALSE | FALSE | 816000 | 0 | 816000 | FALSE
-533740610 | 523 | 1832426410 | Paint HRSG B | MDP | 20000 | 2012-08-24 08:41 | 2 | 2014 | Smith Plant | SMCC | W | HRSG Heat Recovery Steam Generator | Y | General | FWY | 40422 | 553 | 2012-08-24 08:38 | Planning & Scheduling | Joey Williams | FB | Corrosion | Joey Williams | On | [7 empty] | O&M | 1 | FALSE | FALSE | FALSE | FALSE | FALSE | FALSE | FALSE | FALSE | FALSE | FALSE | 816000 | 0 | 816000 | FALSE
-533740610 | 523 | 659429603 | Paint HRSG A | KLO | 180000 | 2012-08-24 08:41 | 2 | 2014 | Smith Plant | SMCC | W | HRSG Heat Recovery Steam Generator | Y | General | FWY | 40422 | 553 | 2012-08-24 08:38 | Planning & Scheduling | Joey Williams | FB | Corrosion | Joey Williams | On | [7 empty] | O&M | 1 | FALSE | FALSE | FALSE | FALSE | FALSE | FALSE | FALSE | FALSE | FALSE | FALSE | 816000 | 0 | 816000 | FALSE
-533740610 | 523 | 483807720 | Paint HRSG A | MDP | 20000 | 2012-08-24 08:42 | 2 | 2014 | Smith Plant | SMCC | W | HRSG Heat Recovery Steam Generator | Y | General | FWY | 40422 | 553 | 2012-08-24 08:38 | Planning & Scheduling | Joey Williams | FB | Corrosion | Joey Williams | On | [7 empty] | O&M | 1 | FALSE | FALSE | FALSE | FALSE | FALSE | FALSE | FALSE | FALSE | FALSE | FALSE | 816000 | 0 | 816000 | FALSE
-533740610 | 523 | -1857890871 | Paint BOP General Structure | KLO | 149000 | 2012-08-24 08:42 | 2 | 2014 | Smith Plant | SMCC | W | HRSG Heat Recovery Steam Generator | Y | General | FWY | 40422 | 553 | 2012-08-24 08:38 | Planning & Scheduling | Joey Williams | FB | Corrosion | Joey Williams | On | [7 empty] | O&M | 1 | FALSE | FALSE | FALSE | FALSE | FALSE | FALSE | FALSE | FALSE | FALSE | FALSE | 816000 | 0 | 816000 | FALSE
-533740610 | 523 | -636343722 | Paint BOP General Structure | MDP | 17000 | 2012-08-24 08:42 | 2 | 2014 | Smith Plant | SMCC | W | HRSG Heat Recovery Steam Generator | Y | General | FWY | 40422 | 553 | 2012-08-24 08:38 | Planning & Scheduling | Joey Williams | FB | Corrosion | Joey Williams | On | [7 empty] | O&M | 1 | FALSE | FALSE | FALSE | FALSE | FALSE | FALSE | FALSE | FALSE | FALSE | FALSE | 816000 | 0 | 816000 | FALSE
-533740610 | 523 | 247117087 | Paint Raw, Filter, and Condensate Tanks | KLO | 135000 | 2012-08-24 08:43 | 2 | 2014 | Smith Plant | SMCC | W | HRSG Heat Recovery Steam Generator | Y | General | FWY | 40422 | 553 | 2012-08-24 08:38 | Planning & Scheduling | Joey Williams | FB | Corrosion | Joey Williams | On | [7 empty] | O&M | 1 | FALSE | FALSE | FALSE | FALSE | FALSE | FALSE | FALSE | FALSE | FALSE | FALSE | 816000 | 0 | 816000 | FALSE
-533740610 | 523 | 1112256628 | Paint Raw, Filter, and Condensate Tanks*** | MDP | 15000 | 2012-08-24 08:44 | 2 | 2014 | Smith Plant | SMCC | W | HRSG Heat Recovery Steam Generator | Y | General | FWY | 40422 | 553 | 2012-08-24 08:38 | Planning & Scheduling | Joey Williams | FB | Corrosion | Joey Williams | On | [7 empty] | O&M | 1 | FALSE | FALSE | FALSE | FALSE | FALSE | FALSE | FALSE | FALSE | FALSE | FALSE | 816000 | 0 | 816000 | FALSE
[11 empty] | X | Scrubber | A | Flue Gas Handling
[11 empty] | X | Scrubber | B | Limestone Handling
[11 empty] | X | Scrubber | C | Scrubber Vessel
[11 empty] | X | Scrubber | D | Gypsum Handling
[11 empty] | X | Scrubber | E | Return Water
[11 empty] | X | Scrubber | F | Make-up Water
[11 empty] | X | Scrubber | G | Recycle Water
[11 empty] | X | Scrubber | H | Bypass Dampers
[11 empty] | X | Scrubber | Y | General
[11 empty] | X | Scrubber | Z | Instrument and Controls
[11 empty] | Y | SCR | A | Ammonia Unloading And Storage Area
[11 empty] | Y | SCR | B | Ammonia Forwarding System
[11 empty] | Y | SCR | C | Ammonia Vaporization Skid
[11 empty] | Y | SCR | D | Ammonia Injection Grid
[11 empty] | Y | SCR | E | Reactor Boxes
[11 empty] | Y | SCR | F | Auxiliary Systems
[11 empty] | Y | SCR | H | SNCR-SNCR Equipment
[11 empty] | Y | SCR | Z | Instruments and Controls
[11 empty] | Z | Computer Equipment | A | Plant Data Acquisition
[11 empty] | Z | Computer Equipment | B | Plant Process Control
[11 empty] | Z | Computer Equipment | C | Materials Management
[11 empty] | Z | Computer Equipment | D | Work Management
[11 empty] | Z | Computer Equipment | E | Lan/Wan Local Area Network
-144039395 | 559 | -1903293158 | Emerson Sure Service Agreement | KLO | 29562 | 2012-08-24 16:37 | 2 | 2014 | Smith Plant | SM12 | Z | Computer Equipment | Y | General | FZY | 40422 | 506 | 2012-08-24 16:37 | System Owner | Nick Plombon | FB | Computer System | Nick Plombon | On | [7 empty] | O&M | 1 | FALSE | FALSE | FALSE | FALSE | FALSE | FALSE | FALSE | FALSE | FALSE | FALSE | 74562 | 0 | 74562 | FALSE
-144039395 | 559 | -214062701 | NERC CIP Needs | MDP | 15000 | 2012-08-24 16:37 | 2 | 2014 | Smith Plant | SM12 | Z | Computer Equipment | Y | General | FZY | 40422 | 506 | 2012-08-24 16:37 | System Owner | Nick Plombon | FB | Computer System | Nick Plombon | On | [7 empty] | O&M | 1 | FALSE | FALSE | FALSE | FALSE | FALSE | FALSE | FALSE | FALSE | FALSE | FALSE | 74562 | 0 | 74562 | FALSE
-144039395 | 559 | -302980904 | NERC CIP Needs | KLO | 15000 | 2012-08-24 16:37 | 2 | 2014 | Smith Plant | SM12 | Z | Computer Equipment | Y | General | FZY | 40422 | 506 | 2012-08-24 16:37 | System Owner | Nick Plombon | FB | Computer System | Nick Plombon | On | [7 empty] | O&M | 1 | FALSE | FALSE | FALSE | FALSE | FALSE | FALSE | FALSE | FALSE | FALSE | FALSE | 74562 | 0 | 74562 | FALSE
-144039395 | 559 | 995726841 | Equipment Upgrades | MDP | 15000 | 2012-08-24 16:37 | 2 | 2014 | Smith Plant | SM12 | Z | Computer Equipment | Y | General | FZY | 40422 | 506 | 2012-08-24 16:37 | System Owner | Nick Plombon | FB | Computer System | Nick Plombon | On | [7 empty] | O&M | 1 | FALSE | FALSE | FALSE | FALSE | FALSE | FALSE | FALSE | FALSE | FALSE | FALSE | 74562 | 0 | 74562 | FALSE
-750943052 | 558 | 269093797 | Emerson Sure Service Agreement | KLO | 29562 | 2012-08-24 16:35 | 2 | 2013 | Smith Plant | SM12 | Z | Computer Equipment | Y | General | FZY | 40422 | 506 | 2012-08-24 16:33 | System Owner | Nick Plombon | FB | Computer System | Nick Plombon | On | [7 empty] | O&M | 1 | FALSE | FALSE | FALSE | FALSE | FALSE | FALSE | FALSE | FALSE | FALSE | FALSE | 74562 | 0 | 74562 | FALSE
-750943052 | 558 | 1215973890 | NERC CIP Needs | MDP | 15000 | 2012-08-24 16:37 | 2 | 2013 | Smith Plant | SM12 | Z | Computer Equipment | Y | General | FZY | 40422 | 506 | 2012-08-24 16:33 | System Owner | Nick Plombon | FB | Computer System | Nick Plombon | On | [7 empty] | O&M | 1 | FALSE | FALSE | FALSE | FALSE | FALSE | FALSE | FALSE | FALSE | FALSE | FALSE | 74562 | 0 | 74562 | FALSE
-750943052 | 558 | -1837314469 | NERC CIP Needs | KLO | 15000 | 2012-08-24 16:37 | 2 | 2013 | Smith Plant | SM12 | Z | Computer Equipment | Y | General | FZY | 40422 | 506 | 2012-08-24 16:33 | System Owner | Nick Plombon | FB | Computer System | Nick Plombon | On | [7 empty] | O&M | 1 | FALSE | FALSE | FALSE | FALSE | FALSE | FALSE | FALSE | FALSE | FALSE | FALSE | 74562 | 0 | 74562 | FALSE
-750943052 | 558 | -250214400 | Equipment Upgrades | MDP | 15000 | 2012-08-24 16:37 | 2 | 2013 | Smith Plant | SM12 | Z | Computer Equipment | Y | General | FZY | 40422 | 506 | 2012-08-24 16:33 | System Owner | Nick Plombon | FB | Computer System | Nick Plombon | On | [7 empty] | O&M | 1 | FALSE | FALSE | FALSE | FALSE | FALSE | FALSE | FALSE | FALSE | FALSE | FALSE | 74562 | 0 | 74562 | FALSE
1343232709 | 21 | 589410978 | Hotel Travel Costs | EHT | 1000 | 2012-07-25 11:14 | 2 | 2013 | Smith Plant | SM12 | 2 | Administrative | 2 | Human Resources | F22 | 40422 | 506 | 2012-07-25 11:12 | Accounting | Nick Plombon | FB | Human Resources | Nick Plombon | On | [7 empty] | O&M | 1 | FALSE | FALSE | FALSE | FALSE | FALSE | FALSE | FALSE | FALSE | FALSE | FALSE | 3000 | 0 | 3000 | FALSE
1343232709 | 21 | 1911157371 | Rental Car Costs | ERV | 1000 | 2012-07-25 11:14 | 2 | 2013 | Smith Plant | SM12 | 2 | Administrative | 2 | Human Resources | F22 | 40422 | 506 | 2012-07-25 11:12 | Accounting | Nick Plombon | FB | Human Resources | Nick Plombon | On | [7 empty] | O&M | 1 | FALSE | FALSE | FALSE | FALSE | FALSE | FALSE | FALSE | FALSE | FALSE | FALSE | 3000 | 0 | 3000 | FALSE
1343232709 | 21 | -1380310624 | Non-Covered Mileage Reimbursement | ETV | 1000 | 2012-07-25 11:14 | 2 | 2013 | Smith Plant | SM12 | 2 | Administrative | 2 | Human Resources | F22 | 40422 | 506 | 2012-07-25 11:12 | Accounting | Nick Plombon | FB | Human Resources | Nick Plombon | On | [7 empty] | O&M | 1 | FALSE | FALSE | FALSE | FALSE | FALSE | FALSE | FALSE | FALSE | FALSE | FALSE | 3000 | 0 | 3000 | FALSE
-1823364180 | 22 | -728255171 | Hotel Travel Costs | EHT | 1000 | 2012-07-25 11:15 | 2 | 2014 | Smith Plant | SM12 | 2 | Administrative | 2 | Human Resources | F22 | 40422 | 506 | 2012-07-25 11:14 | Accounting | Nick Plombon | FB | Human Resources | Nick Plombon | On | [7 empty] | O&M | 1 | FALSE | FALSE | FALSE | FALSE | FALSE | FALSE | FALSE | FALSE | FALSE | FALSE | 3000 | 0 | 3000 | FALSE
-1823364180 | 22 | -1983927878 | Rental Car Costs | ERV | 1000 | 2012-07-25 11:15 | 2 | 2014 | Smith Plant | SM12 | 2 | Administrative | 2 | Human Resources | F22 | 40422 | 506 | 2012-07-25 11:14 | Accounting | Nick Plombon | FB | Human Resources | Nick Plombon | On | [7 empty] | O&M | 1 | FALSE | FALSE | FALSE | FALSE | FALSE | FALSE | FALSE | FALSE | FALSE | FALSE | 3000 | 0 | 3000 | FALSE
-1823364180 | 22 | -1246891597 | Non-Covered Mileage Reimbursement | ETV | 1000 | 2012-07-25 11:15 | 2 | 2014 | Smith Plant | SM12 | 2 | Administrative | 2 | Human Resources | F22 | 40422 | 506 | 2012-07-25 11:14 | Accounting | Nick Plombon | FB | Human Resources | Nick Plombon | On | [7 empty] | O&M | 1 | FALSE | FALSE | FALSE | FALSE | FALSE | FALSE | FALSE | FALSE | FALSE | FALSE | 3000 | 0 | 3000 | FALSE
-1110172767 | 67 | 1918599502 | Regional Billing | SAP | 375416 | 2012-07-25 17:08 | 2 | 2014 | Smith Plant | SM12 | 3 | Regional Planning | 3 | Regional Planning | F3R | 40422 | 510 | 2012-07-25 17:08 | Accounting | Nick Plombon | FB | Regional Support | Nick Plombon | On | [7 empty] | O&M | 1 | FALSE | FALSE | FALSE | FALSE | FALSE | FALSE | FALSE | FALSE | FALSE | FALSE | 375416 | 0 | 375416 | FALSE
-407026213 | 66 | 952633728 | Regional Billing | SAP | 370416 | 2012-07-25 17:07 | 2 | 2013 | Smith Plant | SM12 | 3 | Regional Planning | 3 | Regional Planning | F3R | 40422 | 510 | 2012-07-25 17:03 | Accounting | Nick Plombon | FB | Regional Support | Nick Plombon | On | [7 empty] | O&M | 1 | FALSE | FALSE | FALSE | FALSE | FALSE | FALSE | FALSE | FALSE | FALSE | FALSE | 370416 | 0 | 370416 | FALSE
606048625 | 87 | -1653074210 | Routine Service | KCS | 20000 | 2012-07-25 17:50 | 2 | 2014 | Smith Plant | SM12 | 5 | Fuel Handling | 2 | Fuel Management | F52 | 40422 | 501 | 2012-07-25 17:50 | Accounting | Nick Plombon | FB | Coal Analysis | Nick Plombon | On | [7 empty] | O&M | 1 | FALSE | FALSE | FALSE | FALSE | FALSE | FALSE | FALSE | FALSE | FALSE | FALSE | 20000 | 0 | 20000 | FALSE
1343256498 | 86 | -789645749 | Routine Service | KCS | 20000 | 2012-07-25 17:50 | 2 | 2013 | Smith Plant | SM12 | 5 | Fuel Handling | 2 | Fuel Management | F52 | 40422 | 501 | 2012-07-25 17:48 | Accounting | Nick Plombon | FB | Coal Analysis | Nick Plombon | On | [7 empty] | O&M | 1 | FALSE | FALSE | FALSE | FALSE | FALSE | FALSE | FALSE | FALSE | FALSE | FALSE | 20000 | 0 | 20000 | FALSE
1343316829 | 126 | 2022966618 | Hotel Travel Costs | EHT | 10000 | 2012-07-26 10:36 | 2 | 2013 | Smith Plant | SM12 | 6 | Training | 2 | Non-Technical Internal Training | F62 | 40422 | 514 | 2012-07-26 10:34 | System Owner | Nick Plombon | FB | Non-Technical Internal Training | Sandy Lavelle | On | [7 empty] | O&M | 1 | FALSE | FALSE | FALSE | FALSE | FALSE | FALSE | FALSE | FALSE | FALSE | FALSE | 31500 | 0 | 31500 | FALSE
1343316829 | 126 | 1129565395 | Meal Travel Costs | EMN | 500 | 2012-07-26 10:36 | 2 | 2013 | Smith Plant | SM12 | 6 | Training | 2 | Non-Technical Internal Training | F62 | 40422 | 514 | 2012-07-26 10:34 | System Owner | Nick Plombon | FB | Non-Technical Internal Training | Sandy Lavelle | On | [7 empty] | O&M | 1 | FALSE | FALSE | FALSE | FALSE | FALSE | FALSE | FALSE | FALSE | FALSE | FALSE | 31500 | 0 | 31500 | FALSE
1343316829 | 126 | 1971360536 | Rental Car Costs | ERV | 1000 | 2012-07-26 10:36 | 2 | 2013 | Smith Plant | SM12 | 6 | Training | 2 | Non-Technical Internal Training | F62 | 40422 | 514 | 2012-07-26 10:34 | System Owner | Nick Plombon | FB | Non-Technical Internal Training | Sandy Lavelle | On | [7 empty] | O&M | 1 | FALSE | FALSE | FALSE | FALSE | FALSE | FALSE | FALSE | FALSE | FALSE | FALSE | 31500 | 0 | 31500 | FALSE
1343316829 | 126 | 2042719033 | Training Fees | ETC | 20000 | 2012-07-26 10:36 | 2 | 2013 | Smith Plant | SM12 | 6 | Training | 2 | Non-Technical Internal Training | F62 | 40422 | 514 | 2012-07-26 10:34 | System Owner | Nick Plombon | FB | Non-Technical Internal Training | Sandy Lavelle | On | [7 empty] | O&M | 1 | FALSE | FALSE | FALSE | FALSE | FALSE | FALSE | FALSE | FALSE | FALSE | FALSE | 31500 | 0 | 31500 | FALSE
-803509390 | 127 | 1507479307 | Hotel Travel Costs | EHT | 10000 | 2012-07-26 10:37 | 2 | 2014 | Smith Plant | SM12 | 6 | Training | 2 | Non-Technical Internal Training | F62 | 40422 | 514 | 2012-07-26 10:36 | System Owner | Nick Plombon | FB | Non-Technical Internal Training | Sandy Lavelle | On | [7 empty] | O&M | 1 | FALSE | FALSE | FALSE | FALSE | FALSE | FALSE | FALSE | FALSE | FALSE | FALSE | 31500 | 0 | 31500 | FALSE
-803509390 | 127 | -1172060432 | Meal Travel Costs | EMN | 500 | 2012-07-26 10:37 | 2 | 2014 | Smith Plant | SM12 | 6 | Training | 2 | Non-Technical Internal Training | F62 | 40422 | 514 | 2012-07-26 10:36 | System Owner | Nick Plombon | FB | Non-Technical Internal Training | Sandy Lavelle | On | [7 empty] | O&M | 1 | FALSE | FALSE | FALSE | FALSE | FALSE | FALSE | FALSE | FALSE | FALSE | FALSE | 31500 | 0 | 31500 | FALSE
-803509390 | 127 | -385509327 | Rental Car Costs | ERV | 1000 | 2012-07-26 10:37 | 2 | 2014 | Smith Plant | SM12 | 6 | Training | 2 | Non-Technical Internal Training | F62 | 40422 | 514 | 2012-07-26 10:36 | System Owner | Nick Plombon | FB | Non-Technical Internal Training | Sandy Lavelle | On | [7 empty] | O&M | 1 | FALSE | FALSE | FALSE | FALSE | FALSE | FALSE | FALSE | FALSE | FALSE | FALSE | 31500 | 0 | 31500 | FALSE
-803509390 | 127 | -738736482 | Training Fees | ETC | 20000 | 2012-07-26 10:37 | 2 | 2014 | Smith Plant | SM12 | 6 | Training | 2 | Non-Technical Internal Training | F62 | 40422 | 514 | 2012-07-26 10:36 | System Owner | Nick Plombon | FB | Non-Technical Internal Training | Sandy Lavelle | On | [7 empty] | O&M | 1 | FALSE | FALSE | FALSE | FALSE | FALSE | FALSE | FALSE | FALSE | FALSE | FALSE | 31500 | 0 | 31500 | FALSE
1815718751 | 132 | 316307892 | Hotel Travel Costs | EHT | 12000 | 2012-07-26 10:46 | 2 | 2014 | Smith Plant | SM12 | 6 | Training | 3 | Technical External Training | F63 | 40422 | 506 | 2012-07-26 10:46 | System Owner | Nick Plombon | FB | Technical External Training | Sandy Lavelle | On | [7 empty] | O&M | 1 | FALSE | FALSE | FALSE | FALSE | FALSE | FALSE | FALSE | FALSE | FALSE | FALSE | 30000 | 0 | 30000 | FALSE
1815718751 | 132 | -2101404507 | Meal Travel Costs | EMN | 3000 | 2012-07-26 10:46 | 2 | 2014 | Smith Plant | SM12 | 6 | Training | 3 | Technical External Training | F63 | 40422 | 506 | 2012-07-26 10:46 | System Owner | Nick Plombon | FB | Technical External Training | Sandy Lavelle | On | [7 empty] | O&M | 1 | FALSE | FALSE | FALSE | FALSE | FALSE | FALSE | FALSE | FALSE | FALSE | FALSE | 30000 | 0 | 30000 | FALSE
1815718751 | 132 | 1603553026 | Rental Car Costs | ERV | 5000 | 2012-07-26 10:46 | 2 | 2014 | Smith Plant | SM12 | 6 | Training | 3 | Technical External Training | F63 | 40422 | 506 | 2012-07-26 10:46 | System Owner | Nick Plombon | FB | Technical External Training | Sandy Lavelle | On | [7 empty] | O&M | 1 | FALSE | FALSE | FALSE | FALSE | FALSE | FALSE | FALSE | FALSE | FALSE | FALSE | 30000 | 0 | 30000 | FALSE
1815718751 | 132 | 995903323 | Training Fees | ETC | 10000 | 2012-07-26 10:46 | 2 | 2014 | Smith Plant | SM12 | 6 | Training | 3 | Technical External Training | F63 | 40422 | 506 | 2012-07-26 10:46 | System Owner | Nick Plombon | FB | Technical External Training | Sandy Lavelle | On | [7 empty] | O&M | 1 | FALSE | FALSE | FALSE | FALSE | FALSE | FALSE | FALSE | FALSE | FALSE | FALSE | 30000 | 0 | 30000 | FALSE
1085707006 | 131 | -1314387289 | Hotel Travel Costs | EHT | 12000 | 2012-07-26 10:45 | 2 | 2013 | Smith Plant | SM12 | 6 | Training | 3 | Technical External Training | F63 | 40422 | 506 | 2012-07-26 10:43 | System Owner | Nick Plombon | FB | Technical External Training | Sandy Lavelle | On | [7 empty] | O&M | 1 | FALSE | FALSE | FALSE | FALSE | FALSE | FALSE | FALSE | FALSE | FALSE | FALSE | 30000 | 0 | 30000 | FALSE
1085707006 | 131 | -623122084 | Meal Travel Costs | EMN | 3000 | 2012-07-26 10:45 | 2 | 2013 | Smith Plant | SM12 | 6 | Training | 3 | Technical External Training | F63 | 40422 | 506 | 2012-07-26 10:43 | System Owner | Nick Plombon | FB | Technical External Training | Sandy Lavelle | On | [7 empty] | O&M | 1 | FALSE | FALSE | FALSE | FALSE | FALSE | FALSE | FALSE | FALSE | FALSE | FALSE | 30000 | 0 | 30000 | FALSE
1085707006 | 131 | -1756320467 | Rental Car Costs | ERV | 5000 | 2012-07-26 10:45 | 2 | 2013 | Smith Plant | SM12 | 6 | Training | 3 | Technical External Training | F63 | 40422 | 506 | 2012-07-26 10:43 | System Owner | Nick Plombon | FB | Technical External Training | Sandy Lavelle | On | [7 empty] | O&M | 1 | FALSE | FALSE | FALSE | FALSE | FALSE | FALSE | FALSE | FALSE | FALSE | FALSE | 30000 | 0 | 30000 | FALSE
1085707006 | 131 | 1057283818 | Training Fees | ETC | 10000 | 2012-07-26 10:45 | 2 | 2013 | Smith Plant | SM12 | 6 | Training | 3 | Technical External Training | F63 | 40422 | 506 | 2012-07-26 10:43 | System Owner | Nick Plombon | FB | Technical External Training | Sandy Lavelle | On | [7 empty] | O&M | 1 | FALSE | FALSE | FALSE | FALSE | FALSE | FALSE | FALSE | FALSE | FALSE | FALSE | 30000 | 0 | 30000 | FALSE

## Sheet2
TrendingView | (All)
ExpenseType | O&M
Status | 2
Sum of EstimatedCost | [5 empty] | Year
Unit | SysCode | Activity | ProjectName | Description | CostType | 2013 | 2014
SM01 | 3 | F38 | Insight Services | Calibration, Oil Analysis, Etc. | KCS | 4500 | 4500
| 3 Total |  |  |  |  | 4500 | 4500
| A | FAC | Ash Line Replacement Sectional | Ash Line Replacement Sectional Labor | KLO
|  |  |  | Ash Line Replacement Sectional Material | MDP
|  |  | Cold Fly Ash Valves - Segregating Valves | To replace segregating valves | MDP | 20000
|  |  | Hot and Cold Fly Ash System pipe and fittings. | Cold Fly Ash System pipe and fittings. | MDP |  | 7500
|  |  |  | Hot Fly Ash System pipe and fittings. | MDP |  | 7500
|  | FAF | Cold and hot Precip Control Cards/Fan Belts | Cold Precip Contol Cards/Fan Belts | MDP | 3500 | 5000
|  |  |  | Hot Precip Control Cards/Fan Belts | MDP | 5000 | 5000
|  | FAY | Bottom Ash Repairs (Turbine Major) | Doghouse, Drip Shield, Refrac Repairs | KLO
MDP
|  |  |  | Hot/Cold Precip Inspections and Repair | KLO
MDP
| A Total |  |  |  |  | 28500 | 25000
| B | FBB | ID Damper Maintenance, Send out Beck Drives | Materials | MCM | 7500 | 7500
|  |  |  | Off site equipment repair | KLN | 7500 | 7500
|  | FBC | Air Heater Instrumentation (Thermocouples, Sootblower Limits) | Labor | KLO | 1200 | 1200
|  |  |  | Materials | MDP | 800 | 800
|  | FBY | Ductwork Repairs (Turbine Major) | ID Duct, Fan Housing, Other Ductwork | KLO
MDP
| B Total |  |  |  |  | 17000 | 17000
| F | FFY | Turbine Maintenance (Turbine Major) | Siemens Turbine Valve Overhaul | KLO
MDP
F Total
| H | FHD | Circulators | 1A Circulator Pump/Motor Rebuild | KLO
MDP
|  |  | Misc Pump Parts | Misc Pump Parts | KLO
MDP
H Total
| J | FJA | Parts for PMs on Soot blower and Piping | Parts for PMs on Soot blower and Piping | MDP | 18500 | 18500
|  |  |  | Parts for PMs on Wall Blowers (lances, bearings, and packing.) | MDP | 35000 | 20000
|  |  |  | Valve and Piping Replacement on Wall Blowers | MDP | 25550 | 20550
|  | FJC | Parts for PMs on Boiler Waterwall Valves & Drains | Parts for PMs on Boiler Waterwall Valves & Drains | MDP | 30000 | 20000
|  | FJY | Boiler System Maintenance (Turbine Major) | Acid Wash | KLO
MDP
|  |  |  | Inspections/Repairs | MDP
|  |  |  | Scaffolding | KLO
MDP
| J Total |  |  |  |  | 109050 | 79050
| L | FLA | Condenser Inlet/Outlet Valve Repairs | Condenser Inlet/Outlet Valve Repairs | KLO |  | 25000
[5 empty] | MDP |  | 25000
|  | FLY | Condensate System Maintenance (Turbine Major) | Condensate Heaters | KLO
MDP
|  |  |  | Condensate Pumps | KLO
MDP
| L Total | [5 empty] | 50000
| M | FMA | Maintain Spraywater Valves and Associated Equipment | Spraywater Actuator Repairs, Oil Clean-Up on Motors, and Hydraulic Couplings | KLN | 10000 | 10000
[5 empty] | MDP | 15000 | 16000
| M Total |  |  |  |  | 25000 | 26000
SM01 Total | [5 empty] | 184050 | 201550
SM02 | 3 | F38 | Insight Services | Calibration, Oil Analysis, Etc. | KCS | 4500 | 4500
| 3 Total |  |  |  |  | 4500 | 4500
| A | FAB | Clinker Grinder Rebuild FUM | Clinker Grinder Rebuild FUM | MDP | 15500
|  | FAC | Ash Line Replacement Sectional | Ash Line Replacement Sectional Labor | KLO
|  |  |  | Ash Line Replacement Sectional Material | MDP
|  |  | Ash system valves and pumps | Cold Fly Ash Valves - Segregating Valves | MDP | 10000
|  |  |  | Economizer Hopper Ash Valves | MDP | 10000
|  |  |  | Fly Ash Pump B | KLN | 17000
[5 empty] | MDP | 17000
|  |  | Hot and Cold Fly Ash System pipe and fittings. | Cold Fly Ash System pipe and fittings. | MDP |  | 7500
|  |  |  | Hot Fly Ash System pipe and fittings. | MDP |  | 7500
|  | FAF | Cold And Hot Precip Contol Cards/Fan Belts | Cold Precip Contol Cards/Fan Belts | MDP | 3500 | 5000
|  |  |  | Hot Precip Control Cards/Fan Belts | MDP | 5000 | 5000
|  | FAY | Bottom Ash Repairs (Turbine Major) | Doghouse, Drip Shield, Refrac Repairs | KLO
MDP
|  |  |  | Hot/Cold Precip Inspections and Repair | KLO
MDP
| A Total |  |  |  |  | 78000 | 25000
| B | FBA | Sofo Cofa Damper Repairs , Send out Beck Drives | Materials | MCM | 1000 | 2500
|  |  |  | Off site equipment repair | KLN | 1000 | 2500
|  | FBB | ID Damper Maintenance, Send out Beck Drives | Materials | MCM | 7500 | 7500
|  |  |  | Off site equipment repair | KLN | 7500 | 7500
|  | FBC | Air Heater Instrumentation (Thermocouples, Sootblower Limits) | Labor | KLO | 1200 | 1200
|  |  |  | Materials | MDP | 800 | 800
|  | FBY | Boiler Repairs | Repairs | KLO
MDP
|  |  | Ductork Repairs | Repairs | KLO
MDP
|  |  | Ductwork Repairs (Turbine Major) | ID Duct, Fan Housing, Other Ductwork | KLO
MDP
| B Total |  |  |  |  | 19000 | 22000
| F | FFY | Turbine Maintenance (Turbine Major) | Siemens Turbine Valve Overhaul | KLO
MDP
F Total
| H | FHD | Circulator Pump Refurbishment | Circulator Pump Refurbishment | KLO |  | 21250
[5 empty] | MDP |  | 21250
|  | FHY | General Service Water System Maintenance (Turbine Major) | Clean and Inspect Trash Racks | KLO
MDP
|  |  |  | Condenser and Misc. Valve Work | KLO
MDP
| H Total | [5 empty] | 42500
| J | FJA | Parts for PMs on Soot blower and Piping | Parts for PMs on Wall Blower and piping.) | MDP | 52000 | 40000
|  |  |  | Parts for PMs on Wall Blowers (lances, bearings, and packing.) | MDP | 26100 | 26100
|  |  |  | Valve and Piping Replacement on Wall Blowers | MDP | 25000 | 20000
|  | FJC | Valve Maintenance ( Safety Valves) | Valve Maintenance ( Safety Valves) (LABOR) | KLO | 6400 | 6400
|  |  |  | Valve Maintenance ( Safety Valves) (Material) | MDP | 9600 | 9600
|  | FJY | Boiler System Maintenance (Turbine Major) | Acid Wash | KLO
MDP
|  |  |  | Inspections/Repairs | MDP
|  |  |  | Scaffolding | KLO
MDP
| J Total |  |  |  |  | 119100 | 102100
| L | FLY | Condensate System Maintenance (Turbine Major) | Condensate Heaters | KLO
MDP
|  |  |  | Condensate Pumps | KLO
MDP
L Total
| M | FMA | Maintain Spraywater Valves and Associated Equipment | Spraywater Actuator Repairs, Oil Clean-Up on Motors, and Hydraulic Couplings | KLN | 10000 | 10000
[5 empty] | MDP | 15000 | 16000
| M Total |  |  |  |  | 25000 | 26000
SM02 Total | [5 empty] | 245600 | 222100
SM12 | 1 | F1M | Management Activities | Allowed Covered Mileage | ETA | 2000 | 2000
|  |  |  | Catered Meals | EMW | 35000 | 35000
|  |  |  | Hotel Travel Costs | EHT | 15000 | 15000
|  |  |  | Meal Travel Costs | EMN | 9000 | 9000
|  |  |  | Miscellaneous Expenses | EAL | 25000 | 25000
|  |  |  | Non-Covered Mileage Reimbursement | ETV | 5000 | 5000
|  |  |  | Office Supplies | EEX | 8000 | 8000
|  |  |  | Rental Car Costs | ERV | 18000 | 18000
|  |  |  | Utility Costs | EUT | 1500 | 1500
| 1 Total |  |  |  |  | 118500 | 118500
| 2 | F22 | Human Resources | Hotel Travel Costs | EHT | 1000 | 1000
|  |  |  | Non-Covered Mileage Reimbursement | ETV | 1000 | 1000
|  |  |  | Rental Car Costs | ERV | 1000 | 1000
|  | F23 | General - Technology | Computer Service Call Outs | EEX | 40000 | 40000
|  |  |  | Small Computer Equipment Needs | MDP | 3000 | 3000
|  |  |  | Southern Linc Expenses | EAL | 2000 | 2000
|  | F24 | Security | Securitas Security Costs | KLO | 155000 | 155000
|  |  |  | Security Vehicle Costs | EAL | 5000 | 5000
| 2 Total |  |  |  |  | 208000 | 208000
| 3 | F34 | Environmental Compliance | Compliance Testing | KLN | 1000 | 1000
|  |  |  | Fuel Flow Meter Calibrations | MCM | 10000 | 10000
[5 empty] | MDP | 10000 | 10000
|  |  |  | NPDES Sampling | KCS | 7000 | 7000
[5 empty] | KLN | 2000 | 2000
|  |  |  | Stormwater Maintenance | KLO | 45000 | 45000
|  | F35 | Safety and Compliance | Hotel Travel Costs | EHT | 3000 | 3000
|  |  |  | Meal Travel Costs | EMN | 2000 | 2000
|  |  |  | Rental Car Costs | ERV | 3000 | 3000
|  |  |  | Rescue Training | KLO | 6000 | 6000
|  |  |  | Safety Equipment | MDP | 70000 | 70000
|  |  |  | Safety Expenses | EEX | 3000 | 3000
|  |  |  | Wellness Expenses | EAL | 15000 | 15000
|  | F38 | Insight Services | Calibration, Oil Analysis, Etc. | KCS | 2500 | 2500
|  | F3R | Regional Support | Regional Billing | SAP | 370416 | 375416
| 3 Total |  |  |  |  | 549916 | 554916
| 4 | F41 | Postage and Mailing Fees | Postage and Mailing Fees | EPS | 20000 | 20000
|  | F43 | Material Handling | Inventory Adjustments | MMN | 35000 | 35000
| 4 Total |  |  |  |  | 55000 | 55000
| 5 | F52 | Coal Analysis | Routine Service | KCS | 20000 | 20000
| 5 Total |  |  |  |  | 20000 | 20000
| 6 | F61E | External Compliance Training | Hotel Travel Costs | EHT | 1000 | 1000
|  |  |  | Meal Travel Costs | EMN | 500 | 500
|  |  |  | Rental Car Costs | ERV | 500 | 500
|  | F61I | Internal Compliance Training | Hotel Travel Costs | EHT | 500 | 500
|  |  |  | Meal Travel Costs | EMN | 500 | 500
|  |  |  | Rental Car Costs | ERV | 500 | 500
|  | F62 | Non-Technical Internal Training | Hotel Travel Costs | EHT | 10000 | 10000
|  |  |  | Meal Travel Costs | EMN | 500 | 500
|  |  |  | Rental Car Costs | ERV | 1000 | 1000
|  |  |  | Training Fees | ETC | 20000 | 20000
|  | F62E | External Non-Technical Training | Hotel Travel Costs | EHT | 10000 | 10000
|  |  |  | Meal Travel Costs | EMN | 1500 | 1500
|  |  |  | Rental Car Costs | ERV | 5000 | 5000
|  |  |  | Training Fees | ETC | 20000 | 20000
|  | F63 | Technical External Training | Hotel Travel Costs | EHT | 12000 | 12000
|  |  |  | Meal Travel Costs | EMN | 3000 | 3000
|  |  |  | Rental Car Costs | ERV | 5000 | 5000
|  |  |  | Training Fees | ETC | 10000 | 10000
|  | F63E | External Technical Training | Hotel Travel Costs | EHT | 15500 | 15500
|  |  |  | Meal Travel Costs | EMN | 10000 | 10000
|  |  |  | Rental Car Costs | ERV | 10000 | 10000
|  |  |  | Training Fees | ETC | 8000 | 8000
| 6 Total |  |  |  |  | 145000 | 145000
| 8 | F81 | Control Room | Equipment Needs | MDP | 2000 | 2000
|  | F83 | Steam Production Fuel | Non Generational Fuel Oil Consumption | MMN | 30000 | 30000
|  |  |  | Taxes and Fees | EFT | 2000 | 2000
| 8 Total |  |  |  |  | 34000 | 34000
| A | FAD | Ash pond maintenance and ash removal | Ash Pond Maintenance | KLO | 50000 | 50000
|  |  |  | Ash Removal from Ash Pond | KLO | 850000 | 700000
|  | FAY | FOMO Dollars | Bottom Ash Pit Refractory | KLO | 30000 | 30000
[5 empty] | MDP | 30000 | 30000
|  |  |  | Clinker Grinder Repairs | MDP | 15000 | 15000
|  |  |  | Hot and Cold Precip Repairs | MDP | 25000 | 25000
| A Total |  |  |  |  | 1000000 | 850000
| B | FBB | Wind Storm Lagging Repairs | Labor | KLO | 16000 | 16000
|  |  |  | Materials | MCM | 4000 | 4000
|  | FBH | CEMS Maintenance Contract | Spectrum labor | KLO | 66000 | 66000
|  | FBY | Documentum Migration | Annual Document costs | KLO | 10000 | 10000
|  |  | FOMO Dollars | Ductwork Repairs and Vacuuming | KLO | 20000 | 20000
[5 empty] | MDP | 10000 | 10000
|  |  |  | FD Fan Repairs | KLO | 30000 | 30000
[5 empty] | MDP | 25000 | 25000
|  |  |  | ID Fan Repairs | KLO | 30000 | 30000
[5 empty] | MDP | 25000 | 25000
|  |  |  | Shaft Seals and Damper Bearings | MDP | 10000 | 10000
| B Total |  |  |  |  | 246000 | 246000
| C | FCA | Ignitor Oil Pumps and Piping | Ignitor Oil Gun parts | MDP | 6000 | 6000
|  |  |  | Piping and Pumps | MDP | 12000 | 12000
|  | FCB | Coal Piping Elbows, Wear Plates, Norbac Repair Kits | Coal Piping Elbows, Wear Plates, Norbac Repair Kits | MDP | 45000 | 45500
|  | FCD | Pulverizer Parts and Material | Alstom Fees for Shared Inventory with Plant Kraft and Mitchell | MDP | 6000 | 6100
|  |  |  | Mill Parts, Roll Rebuild, Weld Overlay, Exhausters, Windbox and Classifier Blades | MDP | 140000 | 140000
|  | FCE | Feeder Parts and Supplies | Feeder Parts, Belts, Weight Rolls, Cleanout Chains, Bearing and Motors | MDP | 38000 | 39500
| C Total |  |  |  |  | 247000 | 249100
| D | FDC | E-Crane, Motors, Hoses, Cylinders, Oil, Oil Coolers, Filters, Breakers | E-Crane, Motors, Hoses, Cylinders, Oil, Oil Coolers, Filters, Breakers | MDP | 200000 | 200000
|  | FDF | Conveyor Belts, Motors, Gear Boxes, Chutes, Belt Magnets, Breakers | Conveyor Belts, Motors, Gear Boxes, Chutes, Belt Magnets, Breakers | MDP | 11000 | 12000
|  | FDH | Coal Belt Scales, Motors, Coal Samplers, Breakers | Coal Belt Scales, Motors, Coal Samplers, Breakers | MDP | 5000 | 5000
|  | FDJ | Barge Equipment | Barge Equipment and supplies | MDP | 8000 | 8700
|  | FDL | Coal Unloader rolling equipment, D10, 844 Dosiers and Extended Boom Tractor | Parts for D10, 844 Dosiers and Extended Boom Tractor | MDP | 7000 | 7800
|  |  |  | Thompson TM&R Agreement | MDP | 35000 | 35000
| D Total |  |  |  |  | 266000 | 268500
| E | FEA | Generator Brushes | Brushes | MMN | 5000 | 5000
| E Total |  |  |  |  | 5000 | 5000
| F | FFB | Intermediate Pressure System Maintenance | Transmitters and Pressure Switches | MDP | 10000 | 10000
|  | FFF | Turbine Oil | Oil | MDP | 30000 | 30000
| F Total |  |  |  |  | 40000 | 40000
| G | FGE | Oil Analysis on Transformers | Oil Analysis on Transformers | KLN | 700 | 700
[5 empty] | KLO | 300 | 300
[5 empty] | MDP | 1000 | 1000
| G Total |  |  |  |  | 2000 | 2000
| H | FHB | Discharge Canal Seawall Repairs | Discharge Canal Seawall Repairs | KLO | 30000
[5 empty] | MDP | 30000
|  |  | Wash Screen Repairs | Intake Structure Modifications | KLO
MDP
|  |  |  | Wash Screen Repairs | KLO |  | 30000
[5 empty] | MDP |  | 30000
|  | FHC | Chlorination | Chlorine | MDP |  | 225000
|  |  | Chlorine | Chlorine | MDP | 200000
|  |  |  | Sodium Hypochlorite | MDP | 60000
|  | FHD | Trash Rack Repairs | Trash Rack Repairs | KLO
MDP
|  | FHG | Well Flow Meter Replacements | Well Flow Meter Calibrations | KLO
MDP
|  |  |  | Well Flow Meter Replacements | KLO |  | 6000
[5 empty] | MDP |  | 9000
|  |  | Wells | Soft Starts and Grounding Repairs | KLO | 10800
[5 empty] | MDP | 16200
| H Total |  |  |  |  | 347000 | 300000
| J | FJH | Instruments and Controls (Bearings, Control Cards, etc.) | Instruments and Controls (Bearings, Control Cards, etc.) | MDP | 25550 | 25550
|  | FJY | FOMO Dollars | Boiler, Superheat, and Reheat Tub Repairs | KLO | 10000 | 10000
[5 empty] | MDP | 10000 | 10000
|  |  |  | Header and Drum Repairs | KLO | 25000 | 25000
[5 empty] | MDP | 25000 | 25000
|  |  |  | Sootblower and Piping Repairs | MDP | 10000 | 10000
|  |  |  | Structure, Insulation, Furnace Supports | KLO | 10000 | 10000
[5 empty] | MDP | 10000 | 10000
|  |  |  | Waterwall and Safety Valve Repairs | KLO | 25000 | 25000
[5 empty] | MDP | 25000 | 25000
| J Total |  |  |  |  | 175550 | 175550
| K | FKF | Kossen Emergency Generator Service Call | Kossen Emergency Generator Service Call | KLO | 3000 | 3000
| K Total |  |  |  |  | 3000 | 3000
| L | FLA | Condenser | Condenser Misc expenses (PMs, Leak Detection) | KLO |  | 6000
[5 empty] | MDP |  | 14000
|  |  |  | Condenser Plugs | MDP |  | 30000
|  |  |  | Condenser PMs and Leak Detection | KCS | 250
[5 empty] | KLO | 11000
[5 empty] | MDP | 26250
|  |  | PAG Deaerator expesnse | PAG Deaerator expesnse | KLO
MDP
|  | FLB | Condensate Piping Inspections | Condensate Piping Inspections | KLO
MDP
|  | FLC | LP Heater | LP Heater expenses | MDP | 10000 | 10000
|  | FLF | Deaerator | Deaerator Expenses | MDP | 2000 | 2000
| L Total |  |  |  |  | 49500 | 62000
| M | FMA | PAG - Flow Accelerated Corrosion | PAG Requirements (Scaffolding and Insulation) | KLO | 10000 | 10000
[5 empty] | MDP | 30000 | 30000
| M Total |  |  |  |  | 40000 | 40000
| N | FNA | Water Treatment | Pretreatment | KLO | 12000 | 12000
|  | FNB | Water Filter Plant | Inspect Monscour Filters | KLO | 4000 | 4000
|  |  |  | Maintenance | KLO | 21000 | 21000
|  | FNC | Potable Water Filter Plant | Maintenance | KLO | 12000 | 12000
|  |  |  | Potable Water Sampling | KCS | 2000 | 2000
|  | FND | Water Treatment Equipment | Maintenance | KLO | 15000 | 15000
|  |  |  | Prefilters, Polymer for RO Systems | MDP | 9000 | 9000
|  | FNE | Demineralizer | Install | KLO | 6000 | 6000
|  |  |  | Purchase Material | MDP | 9000 | 9000
|  | FNF | Waste Water | Treatment | KLO | 12000 | 12000
| N Total |  |  |  |  | 102000 | 102000
| P | FPA | Air Conditioner Service Calls | Air Conditioner Service Calls | MCM |  | 40000
[5 empty] | MDP | 80000 | 40000
|  |  |  | Building and Structure Repairs | KLO | 75000 | 75000
[5 empty] | MDP | 75000 | 75000
|  | FPB | Stotler Lawn Care Maintenance (Roads and Grounds Maintenance) | Roads and Grounds Maintenance | KLO | 50000 | 50000
[5 empty] | MMN | 50000 | 50000
|  |  |  | Stotler Lawn Care Maintenance | KLO | 60000 | 60000
|  | FPC | Rolling Stock Maintenance | Rolling Stock Maintenance | KLN |  | 45000
[5 empty] | MMN | 70000 | 45000
|  |  |  | Waste Management Fee | EAL | 60000 | 60000
|  | FPD | Fleet Services Charges | Fleet Services Charges | ITR | 100000 | 100000
|  | FPE | Tools | Tools | MDP | 5500
[5 empty] | MMN | 49500
|  |  |  | Tools (unit 1&2) | KLO |  | 5500
[5 empty] | MMN |  | 49500
|  |  |  | Tools (Unit 3) | MDP |  | 25000
|  | FPF | Consumables | Consumables | MDP | 300000 | 300000
|  | FPY | Dollars moved from Plant Labor to Contract Labor | Dollars moved from Plant Labor to Contract Labor | KLO | 255264 | 261646
| P Total |  |  |  |  | 1230264 | 1281646
| R | FRA | Fire Water System | Blast and Paint Fire Hydrants | KLO |  | 15000
[5 empty] | MCM |  | 2000
[5 empty] | MDP |  | 3000
|  |  |  | Diesel Fire Control Panels | MDP | 18000
|  |  |  | Electric Fire Pump Motor Inspection/Repair | KLO
MDP
|  |  |  | Fire System Inspections | KLO | 96000 | 104000
[5 empty] | MDP | 24000 | 26000
|  |  |  | Hydro Blast and Paint Fire House | KLO
MDP
|  |  |  | Rebuild Diesel Fire Pumps | MDP
|  |  |  | Rebuild Electric Fire Pump | MDP
|  |  |  | Rebuild Jockey Pump | MDP |  | 5000
|  |  |  | Repair Diesel Fire Pumps | KLO | 7500
[5 empty] | MDP | 7500
|  |  |  | Replace Fire Piping Around Unit 1&2 Boiler | KLO
MDP
|  |  |  | Upgrade Admin. Fire Alarm System | KLO | 12000
[5 empty] | MDP | 3000
|  | FRC | CO2 System | SCBA and Air Inspections | KLO
|  |  | SCBA and Air Tank Inspections | SCBA and Air Tank Inspections | KLO | 9000
|  |  | SCBA and Air Tanks | SCBA and Air Tank Inspections | KLO
MDP
| R Total |  |  |  |  | 177000 | 155000
| S | FSA | Compressor Annual Maintenance Service Charge | Labor | KLO | 45900 | 45900
|  |  |  | Materials | MCM | 8100 | 8100
| S Total |  |  |  |  | 54000 | 54000
| Z | FZY | Computer System | Emerson Sure Service Agreement | KLO | 29562 | 29562
|  |  |  | Equipment Upgrades | MDP | 15000 | 15000
|  |  |  | NERC CIP Needs | KLO | 15000 | 15000
[5 empty] | MDP | 15000 | 15000
| Z Total |  |  |  |  | 74562 | 74562
SM12 Total | [5 empty] | 5189292 | 5043774
SMCC | 3 | F38 | Insight Services | Calibration, Oil Analysis, Etc. | KCS | 3000 | 3000
| 3 Total |  |  |  |  | 3000 | 3000
| 6 | F67 | Admin Support Training | Training Fees | ETC | 12000 | 12000
| 6 Total |  |  |  |  | 12000 | 12000
| 8 | F84 | CC Fuel Costs | Non Generational Fuel Oil Consumption | MMN | 20000 | 20000
| 8 Total |  |  |  |  | 20000 | 20000
| D | FDD | Combine Cycle Natural Gas Suplly | Natural Gas Solutions Maintenance Contract | MDP | 110000 | 110000
|  |  |  | Natural Gas Suplly Valves, Controls, Filters | MDP | 8000 | 8500
|  | FDY | Gas System Corrosion Protection | Contractor Repairs | KLO | 13000
|  |  |  | Material Purchases | MDP | 5000
|  |  | Gas System Corrosion Protection (HGP) | Contractor Repairs | KLO | 60000
|  |  |  | Material Purchases | MDP | 60000
|  |  | Gas System Maintenance (Borescope) | Contract Repairs | KLO |  | 60000
|  |  |  | Material Replacements | MDP |  | 60000
|  |  | Gas System Maintenance (Major) | Contract Repairs | KLO
|  |  |  | Material Replacements | MDP
|  |  | Unit 3 Corrosion Protection | Corrosion Protection paint and supplies | MDP | 30000 | 30000
| D Total |  |  |  |  | 286000 | 268500
| E | FEA | Generator Brushes | Brushes | MMN | 5000 | 5000
|  | FEF | Hydrogen | Bulk Hydrogen | MDP | 80000 | 80000
|  |  |  | Tank Rentals | ELR | 24000 | 24000
|  | FEY | Generator Inspection and Repairs (HGP) | Inspection | KLO | 7500
|  |  |  | Material | MDP | 7500
|  |  | Generator System Maintenance (Major) | Generator Inspections and Repairs | KLO
MDP
| E Total |  |  |  |  | 124000 | 109000
| F | FFA | High Pressure System | GE work Not LTSA Related | KLO | 15000 | 15000
[5 empty] | MDP | 15000 | 15000
|  |  |  | Regional System Owner Charges | EAL | 15000 | 15000
|  | FFB | Intermediate Pressure System Maintenance | Thermo Couples | MDP | 6000 | 6000
|  |  |  | Transmitters and Pressure Switches | MDP | 10000 | 10000
|  | FFF | Turbine Lube System | Filter Change Outs | MDP | 12000 | 12000
|  | FFY | Corrosion Protection | Misc Structrual Painting | KLO | 25000 | 25000
[5 empty] | MDP | 25000 | 25000
|  |  |  | Paint ST Area Structure | KLO
MDP
|  |  |  | Paint ST Area Structure and Oil Piping | KLO
MDP
|  |  |  | Paint ST Area Structure Beams | KLO | 150000 | 75000
[5 empty] | MDP | 150000 | 75000
| F Total |  |  |  |  | 423000 | 273000
| G | FGA | Station Service Tranformer Cabinet Repairs | Station Service Tranformer Cabinet Repairs | KLO | 1500
[5 empty] | MDP | 1500
| G Total |  |  |  |  | 3000
| H | FHC | Sodium Hypochlorite | Sodium Hypochlorite | MDP |  | 60000
|  | FHE | CLCW Piping Cleaning/Painting | CLCW Piping Cleaning/Painting | KLO | 70000
[5 empty] | MDP | 30000
|  |  | CLCW Piping Inspections | CLCW Piping Inspections | KLO |  | 17500
[5 empty] | MDP |  | 7500
|  | FHK | Cooling Tower Parts and Repairs | Cooling Tower Fan Motor Inspections and Rebuilds | KLO
MDP
|  |  |  | Cooling Tower Parts and Repairs | KLO |  | 25000
[5 empty] | MDP |  | 25000
|  |  |  | Grating in Cooling Tower | KLO
MDP
|  |  |  | Makeup Pump Mechanical Seals | KLO |  | 25000
[5 empty] | MDP |  | 25000
|  |  | Cooling Tower Repairs | Fan Inspections and Shaft/Hub Repairs | KLO | 59250
[5 empty] | MDP | 59250
|  |  |  | Lagging and Unistrut Replacement | KLO | 20000
[5 empty] | MDP | 20000
|  | FHY | CLCW Piping Repairs (Corrosion Protection) | CLCW Piping Repairs (Corrosion Protection) | KLO |  | 50000
[5 empty] | MDP |  | 50000
|  |  | General Service Water (HGP) | Recondition #2 Make Up Pump | KLO | 14000
[5 empty] | MDP | 6000
|  |  |  | Recondition Circulator Motors | KLO | 22000
[5 empty] | MDP | 8000
|  |  |  | Recondition CLCW Motors, Heat Exchangers, Headers | KLO | 45000
[5 empty] | MDP | 35000
|  |  | General Service Water System Maintenance (Major) | Recondition Motors | KLO
MDP
| H Total |  |  |  |  | 388500 | 285000
| K | FKD | Limit Amps (GE Service) | Limit Amps (GE Service) | KLN | 1500 | 1500
[5 empty] | MDP | 3500 | 3500
|  | FKE | Battery and Battery Charger Maintenance | Battery and Battery Charger Maintenance | KLO | 10000 | 10000
|  | FKF | Fuel for Emergency Generator | Fuel for Emergency Generator | MDP | 6000 | 6000
|  | FKY | Station Service Maintenance (HGP) | Switchgear Inspection | KLO | 30000
|  |  |  | Switchgear Repair | MDP | 10000
|  |  | Station Service System Maintenance (Major) | Switchgear Inspection/Repair | KLO
MDP
| K Total |  |  |  |  | 61000 | 21000
| L | FLA | Condenser | Helium Gas | MDP | 6000
|  |  | Condenser Coating | Condenser Coating | KLO
MDP
|  |  |  | Condenser Misc expenses (PMs, Leak Detection) | KLO
MDP
|  |  | Helium Gas | Helium Gas | MDP |  | 6000
|  |  | PAG Deaerator expesnse | PAG Deaerator expesnse | KLO |  | 7500
[5 empty] | MDP |  | 7500
|  |  | Vacuum System | Vacuum System Parts | MDP
|  | FLB | 1A Condensate Pump Motor Rebuild | 1A Condensate Pump Motor Rebuild | KLO
MDP
|  | FLJ | Valve Actuator Replacement | Valve/Actuator Replacement | KLO | 2400
[5 empty] | MDP | 3600
|  |  | Valves / Actuator Replacement External Piping | Valves / Actuator Replacement External Piping | KLO |  | 2400
[5 empty] | MDP |  | 3600
|  | FLY | Corrosion Protection | Painting | KLO | 40000
[5 empty] | MDP | 40000
|  |  | Corrosion Protections Repairs and Painting | Corrosion Protections Repairs and Painting | KLO |  | 40000
[5 empty] | MDP |  | 40000
| L Total |  |  |  |  | 92000 | 107000
| M | FMA | Corrosion Mitigation | Small Bore Piping Repairs (Corrosion Protection) | KLO | 3500 | 13500
[5 empty] | MDP | 6500 | 36500
|  | FMY | Feedwater Corrosion Repairs | Contractor Repairs | KLO | 20000
|  |  |  | Material Purchases | MDP | 30000
|  |  | Feedwater Maintenance (HGP) | Recondition BFP Motors | KLO | 20000
[5 empty] | MDP | 5000
|  |  | Feedwater System Maintenance (Borescope) | Contract Repairs | KLO |  | 50691
|  |  |  | Piping Replacements | MDP |  | 50691
|  |  | Feedwater System Maintenance (Major) | Recondition BFP Motors | KLO
MDP
| M Total |  |  |  |  | 85000 | 151382
| N | FND | Mixed Beds | Purchases | MDP | 28000 | 28000
|  |  |  | Rentals | ELR | 70000 | 70000
| N Total |  |  |  |  | 98000 | 98000
| P | FPE | Tools (unit 3) | Tools (Unit 3) | MDP | 25000
|  | FPF | Consumables (Unit 3) | Consumables (Unit 3) | MMN | 15000 | 35000
| P Total |  |  |  |  | 40000 | 35000
| R | FRA | Fire Water System | Blast and Paint Fire Post Valves | KLO
MDP
|  |  |  | Corrosion Protection | KLO | 8000 | 8000
[5 empty] | MDP | 2000 | 2000
|  |  |  | Paint and/or Replace Unit 3 Fire Piping Under Steamer | KLO |  | 32000
[5 empty] | MDP |  | 8000
|  | FRC | CO2 System | Double Block and Bleed Valve to DCS | KLO | 30000
[5 empty] | MDP | 10000
|  |  |  | Repair Piping on CO2 Tanks | KLO |  | 7500
[5 empty] | MDP |  | 2500
|  |  |  | Replace CO2 Piping at Unit 3 | KLO
MDP
|  |  |  | SCBA and Air Tank Inspection | KLO
|  |  | SCBA and Air Tank Inspection | SCBA and Air Tank Inspection | KLO |  | 10000
| R Total |  |  |  |  | 50000 | 70000
| S | FSA | Dessicant Changeout | Labor | KLO | 1800 | 1800
|  |  |  | Materials | MCM | 4200 | 4200
|  | FSY | Air Line Repairs and Painting (Corrosion Protection) | Labor | KLO | 25000 | 25000
|  |  |  | Materials | MCM | 25000 | 25000
|  |  | Air System Maintenance (HGP) | Air Line Replacements | KLO | 12000
[5 empty] | MDP | 18000
|  |  | Air System Maintenance (Major) | Sectional Air Line Replacements | KLO
MDP
| S Total |  |  |  |  | 86000 | 56000
| V | FVY | Combustion Turbine Maintenance (Borescope) | GE Borescope | KLO |  | 200000
|  |  |  | Piping Corrosion | KLO |  | 55000
[5 empty] | MDP |  | 70000
|  |  |  | Valve Corrosion | KLO |  | 55000
[5 empty] | MDP |  | 70000
|  |  | Combustion Turbine Maintenance (HGP) | LTSA O&M Payment | KLO | 836127
|  |  |  | Painting | KLO | 15000
|  |  |  | SS Replacements | MDP | 10000
|  |  | Combustion Turbine System Maintenance (Major) | 50/50 LTSA Work | KLO
MDP
|  |  |  | LTSA O&M Payment | KLO
MDP
|  |  |  | Painting and SS Replacements | KLO
MDP
|  |  | GE Borescope | Borescope Journal | KLO | 100000
|  |  | LTSA Agreement and Corrosion Protection | LTSA Agreement - KLS | KLO | 342000 | 342000
|  |  |  | StrucStructural Painting (Corrosion Protection)tural Painting (Corrosion Protection) | KLO | 55000 | 25000
|  |  |  | Structural Painting (Corrosion Protection) | MDP | 55000 | 25000
|  |  |  | Valve Repairs and Replacements (Corrosion Protection) | KLO | 7500 | 7500
[5 empty] | MDP | 22500 | 22500
| V Total |  |  |  |  | 1443127 | 872000
| W | FEW | Economizer Pumps, Motors & Valves | Economizer Pumps, Motors & Valves | KLO | 18000 | 19000
[5 empty] | MDP | 2000 | 2000
|  | FWB | Boiler Valves & Piping | Fluor and Sunbelt Admin | KLO | 250000 | 250000
|  |  |  | Heat Trace Maintenance | MDP | 10000 | 50000
|  |  |  | Valves,Transmitters, Insulation | KLO | 133000 | 210000
[5 empty] | MDP | 247000 | 394000
|  | FWC | Chemicals | Chemicals | MDP | 60000 | 62000
|  | FWG | Headers/Links/Drums/Vessels | Headers/Links/Drums/Vessels | MDP | 5000 | 5500
|  | FWH | Duct Burner | Duct Burner | MDP | 15000 | 15500
|  | FWY | Corrosion | Paint BOP General Structure | KLO | 180000 | 149000
[5 empty] | MDP | 20000 | 17000
|  |  |  | Paint HRSG A | KLO | 540000 | 180000
[5 empty] | MDP | 60000 | 20000
|  |  |  | Paint HRSG B | KLO |  | 180000
[5 empty] | MDP |  | 20000
|  |  |  | Paint Raw, Filter, and Condensate Tanks | KLO |  | 135000
|  |  |  | Paint Raw, Filter, and Condensate Tanks*** | MDP |  | 15000
|  |  |  | Re Skin Admin Building | KLO
MDP
|  |  |  | Re Skin Electrical Building | KLO
|  |  |  | Re Skin Electrical Building*** | MDP
|  |  |  | Re Skin LCI, A & B PEECC | KLO | 90000
[5 empty] | MDP | 60000
|  |  |  | Uni Strut and Misc Cabinet Replacements | KLO | 90000 | 60000
[5 empty] | MDP | 10000 | 40000
|  |  | HRSG HGP Repairs and Replacements | HRSG Safety Repairs | MDP | 75000
|  |  |  | HRSG Safety Valve Inspection | KLO | 55000
|  |  |  | Piping Insulation | KLO | 10000
[5 empty] | MDP | 15000
|  |  |  | Valve and Piping Corrosion | KLO | 113922
[5 empty] | MDP | 200000
|  |  | HRSG Maintenance (Borescope) | A & B Safety Valves | KLO |  | 55000
[5 empty] | MDP |  | 75000
|  |  |  | Corrosion Repairs | KLO |  | 398000
[5 empty] | MDP |  | 450000
|  |  | HRSG System Maintenance (Major) | CLCW Header Repairs | KLO
MDP
|  |  |  | Corrosion Repairs Valves and Piping | KLO
MDP
|  |  |  | Industrial Valve Safety Valve Work | KLO
MDP
|  |  |  | Piping Insulation Repairs | KLO
MDP
|  |  |  | Recondition CLCW Motors | KLO
MDP
|  |  | HRSG Valve and Piping Replacements | Contractor Repairs | KLO | 107000
|  |  |  | Valves and Piping | MDP | 200000
| W Total |  |  |  |  | 2565922 | 2802000
SMCC Total | [5 empty] | 5780549 | 5182882
SMCT | 3 | F38 | Insight Services | Calibration, Oil Analysis, Etc. | KCS | 500 | 500
| 3 Total |  |  |  |  | 500 | 500
| D | FDB | C.T. Fuel Oil Supply Piping, Fuel Forwarding Pumps, Valves | C.T. Fuel Oil Supply Piping, Valves and Material | MDP | 3500 | 3500
| D Total |  |  |  |  | 3500 | 3500
| V | FVA | Gas Filter Maintenance | Gas Filters | MDP | 4000 | 4000
|  | FVG | CT Maintenance | CT Maintenance | KLO |  | 7500
[5 empty] | MDP | 7500 | 7500
|  |  |  | CT MaintenanceCT Maintenance | KLO | 7500
|  | FVK | Control Cards | Blade Health Monitoring Maintenance | KLO | 16000 | 16000
|  |  |  | Control Cards | MDP | 5000 | 5000
|  |  |  | Transmitters and Pressure Switches | KLO | 7500 | 22500
[5 empty] | MDP | 22500 | 7500
| V Total |  |  |  |  | 70000 | 70000
SMCT Total | [5 empty] | 74000 | 74000
Grand Total | [5 empty] | 11473491 | 10724306