## Winter
W I N T E R -- Peak Demand Components | [10 empty] | Not used | [11 empty] | Not used | Not used | Not used | Not used | Not used | Not used | F I R M R E T A I L A D J U S T E D D E M A N D F O R C A S T - W I N T E R P E A K | [14 empty] | FIRM RETAIL DEMAND FORECAST - W I N T E R
[30 empty] | AH |  | AI | [11 empty] | Cntl-Shift-Enter
[22 empty] | CF201309: Col BC |  | 13_EDB_Adjmt.xlsx |  | CF201309 |  |  | TEMPERATURE VARIABLE : 2 + 24 HOUR AVERAGE , NORMAL TEMPERATURE : 30 YEAR AVERAGE
[10 empty] | w/Co Use | [5 empty] | w/Co Use | w/Co Use |  |  |  |  | R/C/I/G | [11 empty] | R/C/I/G
|  | Inc all Whol |  |  |  |  | FIRM LOAD | SYSTEM |  | RETAIL | NON-DISP |  | POTENTIAL |  | @gen | FIRM | FIRM | TEMP |  |  | R/C/I/G | CUSTOMERS | SSR Adj | 25.72% |  | --> are on SSR |  |  |  | FIRM | Sys Wtd (1981-2010) |  |  | CUSTS
| DAY OF | RECORDED | LOAD CONTROL EXERCISED |  |  |  | NOT | BEFORE | WHOLE- | BEFORE | DSM | SS | BEFORE DSM |  | TOTAL | RETAIL | RETAIL | SYSTEM Weighted |  |  | CUSTOMERS | EDB | RCusts w/ | % away | Total |  | WPark | Yr-Yr Chg |  | RETAIL | TEMP | TEMP | DESIGN | Adj. for EDB | Recession | Hr/Wkend | Pred.
DATE / HOUR | WEEK | PEAK | IS/CS | LM | HW | VR | SERVED | DLC | SALE | DLC | PROGRAMS | COGEN | SYSTEM | RETAIL | IS/CS | UNADJ. | ADJUSTED | (67/33) | 2 Hr | 24 Hr | Adj. for EDB | Adjusted | LT 210 KWh | in Month | SSR Custs | ResCF | ADJMT | Custs | YEAR | ADJ. | 2 Hr | 24 Hr | 67/33 | & TS & SSR | Dummy | Dummy | FR | Error | Co. Use | Fall'13 | TYSP'13 | Diff | Yr-Yr Growth | [9 empty] | Year | Pred w/Norm | Act FRU | W/A + Error | Pred | wadjmt
1975-01-15 08:00 | WED | 3010 | 0 | 0 | 0 | 0 | 0 | 3010 | 486 | 2524 | 0 | 0 | 3010 | 2524 | 185 | 2339 | 2339 |  |  |  | 622858 | 622858 | [21 empty] | FIRM RETAIL DEMAND FORECAST - W I N T E R
1976-01-19 08:00 | MON | 3530 | 140 | 0 | 0 | 0 | 0 | 3670 | 622 | 3048 | 0 | 0 | 3670 | 3048 | 305 | 2743 | 2743 | 34.7 | 33.2 | 37.9 | 642623 | 642623 | [5 empty] | 19765 | 1976 | 2743 | 33.2 | 37.9 | 34.7 | 642623 | 0 | 0 | [6 empty] | 2743 | Sample Period: 1992-2013
1977-01-19 11:00 | WED | 3899 | 220 | 0 | 0 | 0 | 250 | 4369 | 676 | 3693 | 0 | 0 | 4369 | 3693 | 254 | 3439 | 3439 | 31.7 | 29.1 | 37 | 667278 | 667278 | [5 empty] | 24655 | 1977 | 3439 | 29.1 | 37 | 31.7 | 667278 | 0 | 0 | [6 empty] | 696 | SUMMARY OUTPUT
1978-02-07 09:00 | TUE | 4135 | 0 | 0 | 0 | 0 | 0 | 4135 | 694 | 3441 | 0 | 0 | 4135 | 3441 | 155 | 3286 | 3286 | 36.4 | 34.3 | 40.9 | 695213 | 695213 | [5 empty] | 27935 | 1978 | 3286 | 34.3 | 40.9 | 36.4 | 695213 | 0 | 0 | [6 empty] | -153
1979-01-04 08:00 | THU | 4224 | 30 | 0 | 0 | 0 | 0 | 4254 | 740 | 3514 | 0 | 0 | 4254 | 3514 | 187 | 3327 | 3327 | 37 | 36.6 | 37.9 | 728366 | 728366 | [5 empty] | 33153 | 1979 | 3327 | 36.6 | 37.9 | 37 | 728366 | 0 | 0 | [6 empty] | 41 | Regression Statistics | [8 empty] | Year | Pred w/Norm | Act FR | W/A + Error | Pred | wadjmt
1980-03-03 09:00 | MON | 4419 | 290 | 0 | 0 | 0 | 141 | 4850 | 788 | 4062 | 0 | 0 | 4850 | 4062 | 311 | 3751 | 3751 | 33 | 31.7 | 35.6 | 765760 | 765760 | [5 empty] | 37394 | 1980 | 3751 | 31.7 | 35.6 | 33 | 765760 | 0 | 0 | 4444 | -693 |  |  |  |  | 424 | Multiple R | 0.9863 | [7 empty] | 1980 | 4005 | 3751 | -254 | 4444 | -439
1981-01-13 09:00 | TUE | 5088 | 250 | 0 | 0 | 0 | 0 | 5338 | 951 | 4387 | 0 | 11 | 5338 | 4387 | 290 | 4097 | 4086 | 29 | 27.4 | 32.1 | 800266 | 800266 | [5 empty] | 34506 | 1981 | 4086 | 27.4 | 32.1 | 29 | 800266 | 1 | 0 | 4036 | 50 |  |  |  |  | 335 | R Square | 0.9728 | [7 empty] | 1981 | 2760 | 4086 | 1326 | 4036 | -1276
1982-01-12 08:00 | TUE | 5347 | 0 | 0 | 0 | 0 | 0 | 5347 | 870 | 4477 | 9.68 | 12 | 5356.68 | 4486.68 | 139 | 4347.68 | 4326 | 26.4 | 23.9 | 31.5 | 828674 | 828674 | [5 empty] | 28408 | 1982 | 4326 | 23.9 | 31.5 | 26.4 | 828674 | 1 | 0 | 4747 | -421 |  |  |  |  | 240 | Adjusted R Square | 0.9664 | [7 empty] | 1982 | 2927 | 4326 | 1399 | 4747 | -1820
1983-01-14 08:00 | FRI | 4701 | 0 | 27 | 0 | 49 | 0 | 4777 | 824 | 3953 | 21.597 | 36 | 4798.597 | 3974.597 | 149 | 3825.597 | 3768 | 38 | 35.2 | 43.6 | 858347 | 858347 | [5 empty] | 29673 | 1983 | 3768 | 35.2 | 43.6 | 38 | 858347 | 0 | 0 | 3941 | -173 |  |  |  |  | -558 | Standard Error | 209.1347 | [7 empty] | 1983 | 4548 | 3768 | -780 | 3941 | 607
1983-12-27 09:00 | TUE | 4913 | 50 | 93 | 0 | 63 | 0 | 5119 | 857 | 4262 | 39.3 | 36 | 5158.3 | 4301.3 | 168 | 4133.3 | 4058 | 36.3 | 37.1 | 34.6 | 893529 | 893529 | [5 empty] | 35182 | 1984 | 4058 | 37.1 | 34.6 | 36.3 | 893529 | 0 | 0 | 4503 | -445 |  |  |  |  | 290 | Observations | 22 | [7 empty] | 1984 | 4754 | 4058 | -696 | 4503 | 251
1985-01-22 09:00 | TUE | 5813 | 137 | 135 | 0 | 0 | 0 | 6085 | 711 | 5374 | 60.233 | 42 | 6145.233 | 5434.233 | 177 | 5257.233 | 5155 | 25.6 | 24.1 | 28.7 | 934472 | 934472 | [5 empty] | 40943 | 1985 | 5155 | 24.1 | 28.7 | 25.6 | 934472 | 1 | 0 | 5534 | -379 |  |  |  |  | 1097 | [9 empty] | 1985 | 3547 | 5155 | 1608 | 5534 | -1987
1986-01-28 08:00 | TUE | 5977 | 0 | 181 | 0 | 72 | 0 | 6230 | 776 | 5454 | 74.859 | 51 | 6304.859 | 5528.859 | 146 | 5382.859 | 5257 | 30.2 | 25.9 | 39 | 974757 | 974757 | [5 empty] | 40285 | 1986 | 5257 | 25.9 | 39 | 30.2 | 974757 | 0 | 0 | 6255 | -998 |  |  |  |  | 102 | ANOVA | [8 empty] | 1986 | 5230 | 5257 | 27 | 6255 | -1025
1987-02-10 08:00 | TUE | 5087 | 0 | 200 | 0 | 0 | 0 | 5287 | 522 | 4765 | 84.697 | 58 | 5371.697 | 4849.697 | 167 | 4682.697 | 4540 | 40.6 | 38 | 46 | 1016688 | 1016688 | [5 empty] | 41931 | 1987 | 4540 | 38 | 46 | 40.6 | 1016688 | 0 | 0 | 4326 | 214 |  |  |  |  | -717 |  | df | SS | MS | F | Significance F |  |  |  | 1987 | 5476 | 4540 | -936 | 4326 | 1150
1988-01-28 08:00 | THU | 6188 | 0 | 0 | 0 | 0 | 0 | 6188 | 936 | 5252 | 90.075 | 61 | 6278.075 | 5342.075 | 183 | 5159.075 | 5008 | 38.1 | 35.5 | 43.3 | 1056780 | 1056780 | [5 empty] | 40092 | 1988 | 5008 | 35.5 | 43.3 | 38.1 | 1056780 | 0 | 0 | 5084 | -76 |  |  |  |  | 468 | Regression | 4 | 26589151.1033 | 6647287.7758 | 151.9821 | 4.5844e-13 |  |  |  | 1988 | 5711 | 5008 | -703 | 5084 | 627
1989-02-24 08:00 | FRI | 6137 | 0 | 493 | 0 | 0 | 0 | 6630 | 583 | 6047 | 95.532 | 66 | 6725.532 | 6142.532 | 202 | 5940.532 | 5779 | 35.6 | 33.2 | 40.3 | 1095949 | 1095949 | [5 empty] | 39169 | 1989 | 5779 | 33.2 | 40.3 | 35.6 | 1095949 | 0 | 0 | 5836 | -57 |  |  |  |  | 771 | Residual | 17 | 743534.1758 | 43737.3045 | [5 empty] | 1989 | 5941 | 5779 | -162 | 5836 | 105
1989-12-23 18:00 | SAT | 6817 | 230 | 300 | 0 | 84 | 0 | 7431 | 875 | 6556 | 99.429 | 66 | 7530.429 | 6655.429 | 230 | 6425.429 | 6260 | 33 | 30.3 | 38.5 | 1134404 | 1134404 | [5 empty] | 38455 | 1990 | 6260 | 30.3 | 38.5 | 33 | 1134404 | 0 | 0 | 6606 | -346 |  |  |  |  | 481 | Total | 21 | 27332685.279 | [6 empty] | 1990 | 6167 | 6260 | 93 | 6606 | -439
1991-02-16 09:00 | SAT | 6056 | 0 | 0 | 0 | 0 | 0 | 6056 | 773.5116 | 5282.4884 | 103.31 | 65.5 | 6159.31 | 5385.7984 | 163 | 5222.7984 | 5053.9884 | 38.6 | 34.1 | 47.7 | 1162784 | 1162784 | [5 empty] | 28380 | 1991 | 5053.9884 | 34.1 | 47.7 | 38.6 | 1162784 | 0 | 1 | 4647 | 406.9884 |  |  |  |  | -1206.0116 | [9 empty] | 1991 | 5379 | 5053.9884 | -325.0116 | 4647 | 732
1992-01-17 08:00 | FRI | 6982 | 0 | 0 | 0 | 0 | 0 | 6982 | 972.2566 | 6009.7434 | 115.259 | 65.5 | 7097.259 | 6125.0024 | 181 | 5944.0024 | 5763.2434 | 37.9 | 35 | 43.8 | 1184561 | 1184561 | [5 empty] | 21777 | 1992 | 5763.2434 | 35 | 43.8 | 37.9 | 1184561 | 0 | 0 | 5875 | -111.7566 |  |  |  |  | 709.255 | Variable | Coefficients | Standard Error | t Stat | P-value | Lower 95% | Upper 95% | Lower 95.0% | Upper 95.0% | 1992 | 6461 | 5763.2434 | -697.7566 | 5875 | 586
1993-03-15 07:00 | MON | 6219 | 0 | 96 | 11 | 0 | 675 | 7001 | 851.0326 | 6149.9674 | 124.037 | 65.5 | 7125.037 | 6274.0044 | 155 | 6119.0044 | 5929.4674 | 37.1 | 34.9 | 41.7 | 1209555 | 1209555 | [5 empty] | 24994 | 1993 | 5929.4674 | 34.9 | 41.7 | 37.1 | 1209555 | 0 | 0 | 6189 | -259.5326 |  |  |  |  | 166.224 | Intercept | 6855.3584 | 697.6257 | 9.8267 | 1.9993e-08 | 5383.4968 | 8327.2199 | 5383.4968 | 8327.2199 | 1993 | 6607 | 5929.4674 | -677.5326 | 6189 | 418
1994-02-03 08:00 | THU | 6955 | 0 | 0 | 7 | 0 | 0 | 6962 | 971.6869 | 5990.3131 | 156.781 | 65.5 | 7118.781 | 6147.0941 | 199 | 5948.0941 | 5725.8131 | 39.5 | 36.9 | 45 | 1247543 | 1247543 | [5 empty] | 37988 | 1994 | 5725.8131 | 36.9 | 45 | 39.5 | 1247543 | 0 | 0 | 5910 | -184.1869 |  |  |  |  | -203.6544 | Weighted Temp | -209.1471 | 13.7028 | -15.2631 | 2.349e-11 | -238.0575 | -180.2366 | -238.0575 | -180.2366 | 1994 | 6830 | 5725.8131 | -1104.1869 | 5910 | 920
1995-02-09 08:00 | THU | 7722 | 58 | 997 | 13 | 52 | 0 | 8842 | 1145.3472 | 7696.6528 | 176.334 | 65.5 | 9018.334 | 7872.9868 | 281 | 7591.9868 | 7350.1528 | 32.8 | 29.1 | 40.5 | 1273305 | 1273305 | [5 empty] | 25762 | 1995 | 7350.1528 | 29.1 | 40.5 | 32.8 | 1273305 | 0 | 0 | 7462 | -111.8472 |  |  |  |  | 1624.3397 | Customers | 0.0058641 | 0.000332 | 17.663 | 2.2567e-12 | 0.0051636 | 0.0065645 | 0.0051636 | 0.0065645 | 1995 | 6981 | 7350.1528 | 369.1528 | 7462 | -481
1996-02-05 08:00 | MON | 8807 | 210 | 1156 | 0 | 116 | 0 | 10289 | 1484.7797 | 8804.2203 | 201.032 | 71.5 | 10490.032 | 9005.2523 | 255 | 8750.2523 | 8477.7203 | 29.3 | 26.3 | 35.6 | 1300136 | 1300136 |  |  | Timeshr Adjmt |  |  | 26831 | 1996 | 8477.7203 | 26.3 | 35.6 | 29.3 | 1300136 | 0 | 0 | 8351 | 126.7203 |  |  |  |  | 1127.5676 | Recession D | -1446.7187 | 149.6158 | -9.6696 | 2.5279e-08 | -1762.3806 | -1131.0569 | -1762.3806 | -1131.0569 | 1996 | 7138 | 8477.7203 | 1339.7203 | 8351 | -1213
1997-01-19 08:00 | SUN | 8072 | 0 | 111 | 0 | 0 | 0 | 8183 | 1233.2967 | 6949.7033 | 237.749 | 71.5 | 8420.749 | 7187.4523 | 290 | 6897.4523 | 6588.2033 | 34.7 | 33 | 38 | 1326197 | 1326197 |  |  | 0 |  |  | 26061 | 1997 | 6588.2033 | 33 | 38 | 34.7 | 1326197 | 0 | 1 | 6421 | 167.2033 |  |  |  |  | -1889.5171 | Weekend/Hr D | -953.6422 | 151.5289 | -6.2935 | 8.089e-06 | -1273.3402 | -633.9441 | -1273.3402 | -633.9441 | 1997 | 6338 | 6588.2033 | 250.2033 | 6421 | -83
1998-03-13 08:00 | FRI | 6885 | 0 | 514 | 2 | 0 | 0 | 7401 | 939.8143 | 6461.1857 | 241 | 75 | 7642 | 6702.1857 | 346 | 6356.1857 | 6040.1857 | 43.3 | 42 | 45.9 | 1338697 | 1340197 | 1500 |  | 6508 |  |  | 12500 | 1998 | 6040.1857 | 42 | 45.9 | 43.3 | 1340197 | 0 | 0 | 5658 | 382.1857 |  |  |  |  | -548.0176 | [9 empty] | 1998 | 7373 | 6040.1857 | -1332.8143 | 5658 | 1715
1999-01-06 08:00 | WED | 8929 | 279 | 870 | 0 | 0 | 0 | 10078 | 1726.2512 | 8351.7488 | 317 | 75 | 10395 | 8668.7488 | 329 | 8339.7488 | 7947.7488 | 33.5 | 31.7 | 37.3 | 1367199 | 1365798 | 5107 |  |  |  |  | 28502 | 1999 | 7947.7488 | 31.7 | 37.3 | 33.5 | 1365798 | 0 | 0 | 7858 | 89.7488 |  |  |  |  | 1907.5631 | [9 empty] | 1999 | 7523 | 7947.7488 | 424.7488 | 7858 | -335
2000-01-27 08:00 | THU | 9293 | 81 | 314 | 0 | 0 | 0 | 9688 | 1713.3 | 7974.7 | 352 | 75 | 10040 | 8326.7 | 248 | 8078.7 | 7651.7 | 35.9 | 33.6 | 40.5 | 1395325 | 1396601 | 7784 |  |  |  |  | 28126 | 2000 | 7651.7 | 33.6 | 40.5 | 35.9 | 1396601 | 0 | 0 | 7537 | 114.7 |  |  |  |  | -296.0488 | [9 empty] | 2000 | 7704 | 7651.7 | -52.3 | 7537 | 167
2001-01-05 08:00 | FRI | 9839 | 187 | 400 | 0 | 75 | 0 | 10501 | 1963.1 | 8537.9 | 379 | 75 | 10880 | 8916.9 | 249.086 | 8667.814 | 8213.814 | 34.9 | 32.3 | 40.2 | 1435255 | 1435810 | 7063 |  |  |  |  | 39930 | 2001 | 8213.814 | 32.3 | 40.2 | 34.9 | 1435810 | 0 | 0 | 7976 | 237.814 |  |  |  |  | 562.114 | [9 empty] | 2001 | 7934 | 8213.814 | 279.814 | 7976 | -42
2002-01-09 08:00 | WED | 9721 | 35 | 257 | 0 | 119 | 105 | 10237 | 1612.2 | 8624.8 | 404 | 75 | 10641 | 9028.8 | 307.7 | 8721.1 | 8242.1 | 35.5 | 32.5 | 41.4 | 1462768 | 1465099 | 8839 |  |  |  |  | 27513 | 2002 | 8242.1 | 32.5 | 41.4 | 35.5 | 1465099 | 0 | 0 | 8022 | 220.1 |  |  |  |  | 28.286 | [9 empty] | 2002 | 8106 | 8242.1 | 136.1 | 8022 | 84
2003-01-24 08:00 | FRI | 10507 | 0 | -200 | 0 | 0 | 0 | 10307 | 1533.2 | 8773.8 | 432 | 75 | 10739 | 9205.8 | 249.9082 | 8955.8918 | 8448.8918 | 32.8 | 27.5 | 43.5 | 1493967 | 1496688 | 9229 |  | 45128 |  |  | 31199 | 2003 | 8448.8918 | 27.5 | 43.5 | 32.8 | 1496688 | 0 | 0 | 8772 | -323.1082 |  |  |  |  | 206.7918 | [9 empty] | 2003 | 8291 | 8448.8918 | 157.8918 | 8772 | -481
2004-01-29 08:00 | THU | 8748.3 | 0 | 0 | 0 | 0 | 0 | 8748.3 | 1163.1 | 7585.2 | 463 | 110 | 9211.3 | 8048.2 | 315.4517 | 7732.7483 | 7159.7483 | 41.1 | 38.2 | 47 | 1529413 | 1532989 | 10084 |  | 48857 |  |  | 35446 | 2004 | 7159.7483 | 38.2 | 47 | 41.1 | 1532989 | 0 | 0 | 7249 | -89.2517 |  |  |  |  | -1289.1435 | [9 empty] | 2004 | 8504 | 7159.7483 | -1344.2517 | 7249 | 1344.2517
2005-01-24 08:00 | MON | 10226.3 | 0 | 0 | 0 | 0 | 0 | 10226.3 | 1599.8 | 8626.5 | 492 | 110 | 10718.3 | 9118.5 | 306.8872 | 8811.6128 | 8209.6128 | 36.1 | 32.8 | 42.8 | 1561646 | 1566839 | 11701 |  | 52491 |  |  | 32233 | 2005 | 8209.6128 | 32.8 | 42.8 | 36.1 | 1566839 | 0 | 0 | 8493 | -283.3872 |  |  |  |  | 1049.8645 | [9 empty] | 2005 | 8702 | 8209.6128 | -492.3872 | 8493 | 209
2006-02-14 08:00 | TUE | 10094 | 0 | 52 | 0 | 0 | 0 | 10146 | 1466.8 | 8679.2 | 515 | 66 | 10661 | 9194.2 | 279.762 | 8914.438 | 8333.438 | 38.5 | 36 | 43.7 | 1601337 | 1602962 | 8133 |  | 56135 |  | 13825 | 39691 | 2006 | 8333.438 | 36 | 43.7 | 38.5 | 1602962 | 0 | 0 | 8203 | 130.438 |  |  |  |  | 123.8251 | [9 empty] | 2006 | 8914 | 8333.438 | -580.562 | 8203 | 711
2007-02-17 08:00 | SAT | 9097 | 55 | 30 | 0 | 0 | 0 | 9182 | 1575 | 7607 | 555 | 110 | 9737 | 8162 | 284 | 7878 | 7213 | 38.5 | 35.4 | 44.7 | 1631667 | 1633647 | 8488 |  | 56743 |  | 13963 | 30330 | 2007 | 7213 | 35.4 | 44.7 | 38.5 | 1633647 | 0 | 1 | 7429 | -216 |  |  |  |  | -1120.438 | [9 empty] | 2007 | 8141 | 7213 | -928 | 7429 | 712
2008-01-03 08:00 | THU | 10210 | 47 | 25 | 0 | 0 | 0 | 10282 | 1828 | 8454 | 616 | 110 | 10898 | 9070 | 286.0883 | 8783.9117 | 8057.9117 | 33 | 30 | 38.9 | 1631174 | 1639056 | 14390 |  | 59524 |  | 14033 | -493 | 2008 | 8057.9117 | 30 | 38.9 | 33 | 1639056 | 1 | 0 | 8118 | -60.0883 |  |  |  |  | 844.9117 | [9 empty] | 2008 | 7679 | 8057.9117 | 378.9117 | 8118 | -439
2009-02-06 08:00 | FRI | 11313 | 0 | 0 | 0 | 0 | 0 | 11313 | 2228 | 9085 | 641 | 110 | 11954 | 9726 | 261.0898 | 9464.9102 | 8713.9102 | 36.6 | 34.7 | 40.5 | 1626270 | 1632376 | 12614 |  | 61398 |  | 14103 | -4904 | 2009 | 8713.9102 | 34.7 | 40.5 | 36.6 | 1632376 | 0 | 0 | 8773 | -59.0898 |  |  |  |  | 655.9985 | [9 empty] | 2009 | 9087 | 8713.9102 | -373.0898 | 8773 | 314
2010-01-11 08:00 | MON | 11644 | 218.6384 | 887.3 | 0 | 110 | 0 | 12859.9384 | 2174 | 10685.9384 | 720 | 110 | 13579.9384 | 11405.9384 | 245.8979 | 11160.0405 | 10330.0405 | 29.8 | 27.4 | 34.7 | 1622567 | 1629170 | 13111 |  | 60286 |  | 14174 | -3703 | 2010 | 10330.0405 | 27.4 | 34.7 | 29.8 | 1629170 | 0 | 0 | 10176 | 154.0405 |  |  |  |  | 1616.1302 | [9 empty] | 2010 | 9068 | 10330.0405 | 1262.0405 | 10176 | -1108
2010-12-29 08:00 | WED | 10381 | 44 | 0 | 0 | 109 | 0 | 10534 | 1625 | 8909 | 755 | 110 | 11289 | 9664 | 197.4761 | 9466.5239 | 8601.5239 | 34.2 | 31 | 40.8 | 1612168 | 1635080 | 29420 |  | 64199 |  | 14245 | -10399 | 2011 | 8601.5239 | 31 | 40.8 | 34.2 | 1635080 | 0.5 | 0 | 8567 | 34.5239 |  |  |  |  | -1728.5166 | [9 empty] | 2011 | 8379 | 8601.5239 | 222.5239 | 8567 | -188
2012-01-04 08:00 | WED | 8722 | 0 | 0 | 0 | 0 | 0 | 8722 | 905 | 7817 | 883 | 110 | 9605 | 8700 | 183.5964 | 8516.4036 | 7523.4036 | 35.8 | 33.8 | 39.9 | 1633465 | 1646929 | 19972 |  | 58835 |  | 14316 | 21297 | 2012 | 7523.4036 | 33.8 | 39.9 | 35.8 | 1646929 | 1 | 0 | 7579 | -55.5964 |  |  |  |  | -1078.1202 | [9 empty] | 2012 | 7725 | 7523.4036 | -201.5964 | 7579 | 146
2013-02-18 08:00 | MON | 8032 | 0 | 0 | 0 | 0 | 0 | 8032 | 832 | 7200 | 915 | 124 | 8947 | 8115 | 230 | 7885 | 6846 | 37.9 | 35.1 | 43.7 | 1656722 | 1661290 | 11076 |  | 61505 |  | 14388 | 23257 | 2013 | 6846 | 35.1 | 43.7 | 37.9 | 1661290 | 1 | 0.5 | 6747 | 99 |  |  |  |  | -677.4036 | [9 empty] | 2013 | 7333 | 6846 | -487 | 6747 | 586
2014-01-20 08:00 | [9 empty] | 8745.5756 | [6 empty] | 7814 |  |  |  | 1672885.8478 | 1682451.5951 | 16073.7473 | 0.2572 | 62495.1296 | 1487979.277 | 14460 | 16163.8478 | 2014 |  | 32.5 | 40.4 | 35.1 | 1682451.5951 | 0.6 | 0 |  |  | 25 | 8887 | 10060 | -1173 | 2041
2015-01-21 08:00 | [9 empty] | 8677.1023 | [6 empty] | 7660 |  |  |  | 1695212.7992 | 1705014.2765 | 16309.4773 | 0.2572 | 63411.6536 | 1509801.2765 | 14532 | 22326.9514 | 2015 |  | 32.5 | 40.4 | 35.1 | 1705014.2765 | 0.3 | 0 |  |  | 25 | 8754 | 10248 | -1494 | -133
2016-01-22 08:00 | [9 empty] | 9027.451 | [6 empty] | 7944 |  |  |  | 1721696.5883 | 1731757.1927 | 16568.6044 | 0.2572 | 64419.1461 | 1533789.1927 | 14605 | 26483.7891 | 2016 |  | 32.5 | 40.4 | 35.1 | 1731757.1927 | 0.2 | 0 |  |  | 25 | 9055 | 10441 | -1386 | 301
2017-01-22 08:00 | [9 empty] | 9374.5122 | [6 empty] | 8210 |  |  |  | 1747901.5177 | 1758218.9137 | 16825.396 | 0.2572 | 65417.5584 | 1557560.9137 | 14678 | 26204.9294 | 2017 |  | 32.5 | 40.4 | 35.1 | 1758218.9137 | 0.1 | 0 |  |  | 25 | 9355 | 10633 | -1278 | 300
2018-01-23 08:00 | [9 empty] | 9701.711 | [6 empty] | 8485 |  |  |  | 1773730.7737 | 1784301.3939 | 17078.6203 | 0.2572 | 66402.1005 | 1581002.3939 | 14751 | 25829.256 | 2018 |  | 32.5 | 40.4 | 35.1 | 1784301.3939 | 0 | 0 |  |  | 25 | 9653 | 10832 | -1179 | 298
2019-01-24 08:00 | [9 empty] | 9837.1396 | [6 empty] | 8571 |  |  |  | 1798082.1611 | 1808891.7342 | 17317.573 | 0.2572 | 67331.1548 | 1603122.7342 | 14825 | 24351.3875 | 2019 |  | 32.5 | 40.4 | 35.1 | 1808891.7342 | 0 | 0 |  |  | 25 | 9797 | 11034 | -1237 | 144
2020-01-24 08:00 | [9 empty] | 9994.0428 | [6 empty] | 8672 |  |  |  | 1821501.1041 | 1832540.8013 | 17547.6973 | 0.2572 | 68225.8837 | 1624425.8013 | 14899 | 23418.9429 | 2020 |  | 32.5 | 40.4 | 35.1 | 1832540.8013 | 0 | 0 |  |  | 25 | 9935 | 11235 | -1300 | 138
2021-01-23 08:00 | [20 empty] | 1844339.0262 | 1855603.289 | 17772.2628 | 0.2572 | 69099.0001 | 1645214.289 | 14973 | 22837.9221 | 2021 |  | 32.5 | 40.4 | 35.1 | 1855603.289 | 0 | 0 |  |  | 25 | 10071 | 11435 | -1364 | 136
2022-01-23 08:00 | [20 empty] | 1866486.4493 | 1877968.7309 | 17990.2816 | 0.2572 | 69946.6627 | 1665396.7309 | 15048 | 22147.4231 | 2022 |  | 32.5 | 40.4 | 35.1 | 1877968.7309 | 0 | 0 |  |  | 25 | 10202 | 11631 | -1429 | 131
2023-01-23 08:00 | [20 empty] | 1887645.5243 | 1899336.2001 | 18198.6758 | 0.2572 | 70756.9044 | 1684688.2001 | 15123 | 21159.075 | 2023 |  | 32.5 | 40.4 | 35.1 | 1899336.2001 | 0 | 0 |  |  | 25 | 10327 | 11825 | -1498 | 125
2024-01-23 08:00 | [20 empty] | 1907806.0149 | 1919695.5669 | 18397.552 | 0.2572 | 71530.1398 | 1703098.5669 | 15199 | 20160.4907 | 2024 |  | 32.5 | 40.4 | 35.1 | 1919695.5669 | 0 | 0 |  |  | 25 | 10447 | 12016 | -1569 | 120
2025-01-22 08:00 | [20 empty] | 1927291.6103 | 1939373.5201 | 18589.9098 | 0.2572 | 72278.0318 | 1720905.5201 | 15275 | 19485.5953 | 2025 |  | 32.5 | 40.4 | 35.1 | 1939373.5201 | 0 | 0 |  |  | 25 | 10562 | 12205 | -1643 | 115
2026-01-22 08:00 | [20 empty] | 1945802.3003 | 1958067.1446 | 18772.8444 | 0.2572 | 72989.2861 | 1737840.1446 | 15351 | 18510.69 | 2026 |  | 32.5 | 40.4 | 35.1 | 1958067.1446 | 0 | 0 |  |  | 25 | 10672 | 12392 | -1720 | 110
2027-01-22 08:00 | [20 empty] | 1963636.9909 | 1976078.3487 | 18949.3578 | 0.2572 | 73675.5746 | 1754180.3487 | 15428 | 17834.6906 | 2027 |  | 32.5 | 40.4 | 35.1 | 1976078.3487 | 0 | 0 |  |  | 25 | 10777 | 12578 | -1801 | 105
2028-01-22 08:00 | [20 empty] | 1981106.6826 | 1993721.092 | 19122.4095 | 0.2572 | 74348.4039 | 1770200.092 | 15505 | 17469.6917 | 2028 |  | 32.5 | 40.4 | 35.1 | 1993721.092 | 0 | 0 |  |  | 25 | 10881 | 12763 | -1882 | 104
2029-01-21 08:00 | [20 empty] | 1998202.5643 | 2010986.4784 | 19291.9141 | 0.2572 | 75007.4421 | 1785891.4784 | 15583 | 17095.8817 | 2029 |  | 32.5 | 40.4 | 35.1 | 2010986.4784 | 0 | 0 |  |  | 25 | 10982 | 12946 | -1964 | 101
2030-01-21 08:00 | [20 empty] | 2014593.0894 | 2027539.6463 | 19454.5569 | 0.2572 | 75639.8011 | 1800947.6463 | 15661 | 16390.5252 | 2030 |  | 32.5 | 40.4 | 35.1 | 2027539.6463 | 0 | 0 |  |  | 25 | 11079 | 13128 | -2049 | 97
2031-01-21 08:00 | [20 empty] | 2030250.1075 | 2043352.3126 | 19610.205 | 0.2572 | 76244.9651 | 1815356.3126 | 15739 | 15657.0181 | 2031 |  | 32.5 | 40.4 | 35.1 | 2043352.3126 | 0 | 0 |  |  | 25 | 11172 |  |  | 93
2032-01-21 08:00 | [20 empty] | 2045506.4957 | 2058760.52 | 19762.0242 | 0.2572 | 76835.2418 | 1829410.52 | 15818 | 15256.3882 | 2032 |  | 32.5 | 40.4 | 35.1 | 2058760.52 | 0 | 0 |  |  | 25 | 11262 |  |  | 90
2033-01-20 08:00 | [20 empty] | 2060367.1972 | 2073769.2874 | 19910.0902 | 0.2572 | 77410.9261 | 1843117.2874 | 15897 | 14860.7015 | 2033 |  | 32.5 | 40.4 | 35.1 | 2073769.2874 | 0 | 0 |  |  | 25 | 11350 |  |  | 88
2034-01-20 08:00 | [20 empty] | 2074844.674 | 2088391.1694 | 20054.4954 | 0.2572 | 77972.3771 | 1856485.1694 | 15976 | 14477.4768 | 2034 |  | 32.5 | 40.4 | 35.1 | 2088391.1694 | 0 | 0 |  |  | 25 | 11436 |  |  | 86
2035-01-20 08:00 | [20 empty] | 2088946.171 | 2102633.5009 | 20195.3299 | 0.2572 | 78519.945 | 1869522.5009 | 16056 | 14101.497 | 2035 |  | 32.5 | 40.4 | 35.1 | 2102633.5009 | 0 | 0 |  |  | 25 | 11519 |  |  | 83
2036-01-20 08:00 | [20 empty] | 2102683.4898 | 2116508.2232 | 20332.7334 | 0.2572 | 79054.1734 | 1882242.2232 | 16136 | 13737.3188 | 2036 |  | 32.5 | 40.4 | 35.1 | 2116508.2232 | 0 | 0 |  |  | 25 | 11601 |  |  | 82
2037-01-19 08:00 | [20 empty] | 2116786.6178 | 2130752.5529 | 20473.9351 | 0.2572 | 79603.1692 | 1895313.5529 | 16217 | 14103.128 | 2037 |  | 32.5 | 40.4 | 35.1 | 2130752.5529 | 0 | 0 |  |  | 25 | 11684 |  |  | 83
2038-01-19 08:00 | [20 empty] | 2131700.1649 | 2145815.2891 | 20623.1242 | 0.2572 | 80183.2201 | 1909124.2891 | 16298 | 14913.5471 | 2038 |  | 32.5 | 40.4 | 35.1 | 2145815.2891 | 0 | 0 |  |  | 25 | 11773 |  |  | 89
2039-01-19 08:00 | [20 empty] | 2146459.2827 | 2160722.0843 | 20770.8016 | 0.2572 | 80757.3935 | 1922795.0843 | 16379 | 14759.1178 | 2039 |  | 32.5 | 40.4 | 35.1 | 2160722.0843 | 0 | 0 |  |  | 25 | 11860 |  |  | 87
2040-01-19 08:00 | [20 empty] | 2161113.7991 | 2175523.4962 | 20917.6971 | 0.2572 | 81328.5268 | 1936393.4962 | 16461 | 14654.5164 | 2040 |  | 32.5 | 40.4 | 35.1 | 2175523.4962 | 0 | 0 |  |  | 25 | 11947 |  |  | 87
[15 empty] | 1976-05 | 30 Yr avg. |  | 35.1 | 32.5 | 40.4
Variable
Variable
Intercept
Weighted Temp
Customers
Recession D
Weekend/Hr D
Formulas:
W I N T E R -- Peak Demand Components = [W I N T E R -- Peak Demand Components, row above]+336
Note on S5: Corporate User: Weather data is in Lynch\Demand\mpktmp.xls
Note on AC39: ot05219: Additional growth due to Feb peak rather than Jan. Seasonal custs are higher.
Note on AM41: ot05219: Probably acts more like a Holiday Dummy.

## Feb
FEBRUARY PEAK DEMAND COMPONENTS | [9 empty] | Not used | [5 empty] | Not used | Not used | Not used | Not used | Not used | Not used | Not used |  |  |  |  | FIRM RETAIL UNADJUSTED DEMAND FORECAST - FEBRUARY
[15 empty] | CF_201309 |  | 13_EDB_Adjmt.xlsx
[9 empty] | Total |  |  | POTENTIAL
[9 empty] | RETAIL |  |  | RETAIL |  | FIRM | R,C,I & SPA | SSR Adjmt | 15.04% |  |  | R,C,I & SPA | [6 empty] | TEMPERATURE VARIABLE : 2/24 HOUR AVERAGE , NORMAL TEMPERATURE : 30 YEAR AVERAGE
[7 empty] | IS/CS | Firm Retl | BEFORE | NON-DISP | SS | BEFORE | TOTAL | RETAIL | RETAIL | RCusts w/ | % away | Total |  | RETAIL Adj | WPark | Yr-Yr Chg | 2Hr/24Hr | TEMP | [6 empty] | 2Hr/24Hr | [10 empty] | Sample Period: 1984-2013
YEAR | DATE | HR | DOW | SYS PK | RETAIL PK | LM,HW&VR | Exercised | Curtailed | DLC | DSM | COGEN | DSM | IS/CS | ADJ. | CUSTOMERS | LT 210 KWh | in Month | SSR Custs | ResCF | SSR & EDB | ADJMT | Custs | WGTD | 2 Hr | 24 Hr |  | YEAR | History | 24 Hr | 2 Hr | WGTD | CUSTS | Hr/Wkend Dum | Hr/Wkend | PRED | ERROR | CO. USE | Fall'13 | TYSP'13 | Diff | Yr-Yr Growth
[42 empty] | SUMMARY OUTPUT | [14 empty] | SUMMARY OUTPUT
1975 | 1975-02-26 | 9 | Wed | 2466 | [10 empty] | 626220 | [11 empty] | 1975 | [11 empty] | 20 Yr Avg---> |  | 141.381
1976 | 1976-02-03 | 8 | Tue | 3082 | [10 empty] | 647407 | [7 empty] | 42.8 | 40.1 | 48.2 |  | 1976 | [14 empty] | Regression Statistics | [14 empty] | Regression Statistics
1977 | 1977-02-01 | 9 | Tue | 3718 | [10 empty] | 671610 | [7 empty] | 37.8 | 36.9 | 39.6 |  | 1977 | [14 empty] | Multiple R | 0.98017 | [13 empty] | Multiple R | 0.99298
1978 | 1978-02-07 | 9 | Tue | 4125 | [10 empty] | 700169 |  |  |  |  | 700169 |  |  | 36.4 | 34.3 | 40.9 |  | 1978 | [14 empty] | R Square | 0.96074 | [13 empty] | R Square | 0.98602
1979 | 1979-02-02 | 8 | Fri | 4127 | [10 empty] | 733380 |  |  |  |  | 733380 |  |  | 39.2 | 37.8 | 42.2 |  | 1979 | [14 empty] | Adjusted R Square | 0.9515 | [13 empty] | Adjusted R Square | 0.98369
1980 | 1980-02-02 | 9 | Sat | 4391 | 3720 | 0 | 0 | 0 | 3720 | 0 | 0 | 3720 | 150 | 3570 | 770955 |  |  |  |  | 770955 |  |  | 39 | 38.2 | 40.6 |  | 1980 | 3570 | 40.6 | 38.2 | 39 | 770955 | 1 | 0 | 3465 | 105 | [5 empty] | Standard Error | 247.2211 | [13 empty] | Standard Error | 205.9719
1981 | 1981-02-04 | 8 | Wed | 4610 | 3743 | 0 | 0 | 0 | 3743 | 0 | 11 | 3743 | 150 | 3582 | 804219 |  |  |  |  | 804219 |  |  | 35.8 | 33.9 | 39.8 |  | 1981 | 3582 | 39.8 | 33.9 | 35.8 | 804219 | 0 | 0 | 4863 | -1281 |  |  |  |  | 12 | Observations | 22 | [13 empty] | Observations | 29
1982 | 1982-02-23 | 8 | Tue | 3374 | 2758 | 0 | 0 | 0 | 2758 | 11 | 12 | 2769 | 150 | 2596 | 832155 |  |  |  |  | 832155 |  |  | 47.1 | 43.3 | 55 |  | 1982 | 2596 | 55 | 43.3 | 47.1 | 832155 | 0 | 0 | 3009 | -413 |  |  |  |  | -986
1983 | 1983-02-09 | 8 | Wed | 4554 | 3747 | 0 | 0 | 0 | 3747 | 23 | 36 | 3770 | 150 | 3561 | 863044 |  |  |  |  | 863044 |  |  | 40.6 | 37.8 | 46.5 |  | 1983 | 3561 | 46.5 | 37.8 | 40.6 | 863044 | 0 | 0 | 4287 | -726 |  |  |  |  | 965 | ANOVA | [14 empty] | ANOVA
1984 | 1984-02-07 | 8 | Tue | 4711 | 4086 | 0 | 0 | 0 | 4086 | 43 | 36 | 4129 | 150 | 3900 | 899968 |  |  |  |  | 899968 |  |  | 37.9 | 35.5 | 42.9 |  | 1984 | 3900 | 42.9 | 35.5 | 37.9 | 899968 | 1 | 0 | 4237 | -337 |  |  |  |  | 339 |  | df | SS | MS | F | Significance F | [10 empty] | df | SS | MS | F | Significance F
1985 | 1985-02-13 | 8 | Wed | 4516 | 4110 | 0 | 0 | 0 | 4110 | 61 | 42 | 4171 | 186 | 3882 | 939787 |  |  |  |  | 939787 |  |  | 42.9 | 40.5 | 47.7 |  | 1985 | 3882 | 47.7 | 40.5 | 42.9 | 939787 | 0 | 0 | 4228 | -346 |  |  |  |  | -18 | Regression | 4 | 25422835.6018 | 6355708.9005 | 103.9904 | 1.0261e-11 |  |  |  | 1985 | 4473 | 3882 | -591 | 4228 | 245 | Regression | 4 | 71807874.3153 | 17951968.5788 | 423.1517 | 7.1579e-22
1986 | 1986-02-14 | 8 | Fri | 4651 | 4136 | 0 | 0 | 0 | 4136 | 76 | 51 | 4212 | 182 | 3903 | 980831 |  |  |  |  | 980831 |  |  | 42 | 40.5 | 45.1 |  | 1986 | 3903 | 45.1 | 40.5 | 42 | 980831 | 0 | 0 | 4570 | -667 |  |  |  |  | 21 | Residual | 17 | 1039010.2225 | 61118.2484 | [5 empty] | 1986 | 4658 | 3903 | -755 | 4570 | 88 | Residual | 24 | 1018186.1724 | 42424.4239
1987 | 1987-02-10 | 8 | Tue | 5087 | 4565 | 200 | 0 | 0 | 4765 | 85 | 58 | 4850 | 167 | 4540 | 1022732 |  |  |  |  | 1022732 |  |  | 40.6 | 38 | 46 |  | 1987 | 4540 | 46 | 38 | 40.6 | 1022732 | 0 | 0 | 5004 | -464 |  |  |  |  | 637 | Total | 21 | 26461845.8243 | [6 empty] | 1987 | 4846 | 4540 | -306 | 5004 | -158 | Total | 28 | 72826060.4878
1988 | 1988-02-07 | 9 | Sun | 5385 | 4583 | 0 | 0 | 0 | 4583 | 90 | 61 | 4673 | 242 | 4280 | 1062603 |  |  |  |  | 1062603 |  |  | 42.7 | 42.6 | 43.1 |  | 1988 | 4280 | 43.1 | 42.6 | 42.7 | 1062603 | 0 | 0 | 4815 | -535 |  |  |  |  | -260 | [9 empty] | 1988 | 5025 | 4280 | -745 | 4815 | 210
1989 | 1989-02-24 | 8 | Fri | 6137 | 5554 | 493 | 0 | 0 | 6047 | 96 | 66 | 6143 | 202 | 5779 | 1100403 |  |  |  |  | 1100403 |  |  | 35.6 | 33.2 | 40.3 |  | 1989 | 5779 | 40.3 | 33.2 | 35.6 | 1100403 | 0 | 0 | 6228 | -449 |  |  |  |  | 1499 | Variable | Coefficients | Standard Error | t Stat | P-value | Lower 95% | Upper 95% | Lower 95.0% | Upper 95.0% | 1989 | 5195 | 5779 | 584 | 6228 | -1033 | Variable | Coefficients | Standard Error | t Stat | P-value | Lower 95% | Upper 95% | Lower 95.0% | Upper 95.0%
1990 | 1990-02-26 | 8 | Mon | 4345 | 3999.1873 | 0 | 0 | 0 | 3999.1873 | 66 | 51 | 4065.1873 | 193 | 3755.1873 | 1139186 |  |  |  |  | 1139186 |  |  | 51.4 | 49.7 | 54.8 |  | 1990 | 3755.1873 | 54.8 | 49.7 | 51.4 | 1139186 | 0 | 0 | 3634 | 121.1873 |  |  |  |  | -2023.8127 | Intercept | 7524.3901 | 690.5186 | 10.8967 | 4.3352e-09 | 6067.5232 | 8981.2571 | 6067.5232 | 8981.2571 | 1990 | 5369 | 3755.1873 | -1613.8127 | 3634 | 1735 | Intercept | 5570.5596 | 390.518 | 14.2645 | 3.2274e-13 | 4764.57 | 6376.5492 | 4764.57 | 6376.5492
1991 | 1991-02-16 | 9 | Sat | 6056 | 5282.4884 | 0 | 0 | 0 | 5282.4884 | 103 | 65.5 | 5385.4884 | 163 | 5053.9884 | 1166991 |  |  |  |  | 1166991 |  |  | 38.6 | 34.1 | 47.7 |  | 1991 | 5053.9884 | 47.7 | 34.1 | 38.6 | 1166991 | 0 | 1 | 4951 | 102.9884 |  |  |  |  | 1298.8011 | Weighted Temp | -175.206 | 10.8032 | -16.218 | 8.9155e-12 | -197.9988 | -152.4132 | -197.9988 | -152.4132 | 1991 | 4443 | 5053.9884 | 610.9884 | 4951 | -508 | Weighted Temp | -173.631 | 8.0026 | -21.6969 | 2.7997e-17 | -190.1475 | -157.1145 | -190.1475 | -157.1145
1992 | 1992-02-09 | 9 | Sun | 5390 | 4775.1963 | 0 | 0 | 0 | 4775.1963 | 114 | 65.5 | 4889.1963 | 165 | 4544.6963 | 1189160 |  |  |  |  | 1189160 |  |  | 46.4 | 44.4 | 50.7 |  | 1992 | 4544.6963 | 50.7 | 44.4 | 46.4 | 1189160 | 0 | 0 | 4735 | -190.3037 |  |  |  |  | -509.2921 | Customers | 0.0044905 | 0.00037225 | 12.0632 | 9.2851e-10 | 0.0037051 | 0.0052758 | 0.0037051 | 0.0052758 | 1992 | 5593 | 4544.6963 | -1048.3037 | 4735 | 858 | Customers | 0.0060981 | 0.00016823 | 36.2487 | 1.8035e-22 | 0.0057509 | 0.0064453 | 0.0057509 | 0.0064453
1993 | 1993-02-19 | 8 | Fri | 6134 | 5335.1897 | 11 | 0 | 0 | 5346.1897 | 130 | 65.5 | 5476.1897 | 230 | 5050.6897 | 1213990 |  |  |  |  | 1213990 |  | 24830 | 41 | 36.1 | 51.2 |  | 1993 | 5050.6897 | 51.2 | 36.1 | 41 | 1213990 | 1 | 0 | 5104 | -53.3103 |  |  |  |  | 505.9934 | Wkend Sun | -688.5672 | 120.1265 | -5.732 | 2.443e-05 | -942.0119 | -435.1224 | -942.0119 | -435.1224 | 1993 | 5016 | 5050.6897 | 34.6897 | 5104 | -88 | Wkend Sun | -512.0477 | 96.4046 | -5.3114 | 1.8926e-05 | -711.0169 | -313.0784 | -711.0169 | -313.0784
1994 | 1994-02-03 | 8 | Thu | 6955 | 5983.3131 | 7 | 0 | 0 | 5990.3131 | 157 | 65.5 | 6147.3131 | 199 | 5725.8131 | 1252452 |  |  |  |  | 1252452 |  | 38462 | 39.5 | 36.9 | 45 |  | 1994 | 5725.8131 | 45 | 36.9 | 39.5 | 1252452 | 1 | 0 | 5539 | 186.8131 |  |  |  |  | 675.1233 | Wkend Sat | -1051.1114 | 196.9534 | -5.3369 | 5.4494e-05 | -1466.6468 | -635.5761 | -1466.6468 | -635.5761 | 1994 | 5189 | 5725.8131 | 536.8131 | 5539 | -350 | Wkend Sat | -931.4641 | 131.6994 | -7.0727 | 2.5995e-07 | -1203.2782 | -659.6499 | -1203.2782 | -659.6499
1995 | 1995-02-09 | 8 | Thu | 7722 | 6576.6528 | 1062 | 58 | 0 | 7696.6528 | 176 | 65.5 | 7872.6528 | 281 | 7350.1528 | 1277812 |  |  |  |  | 1277812 |  | 25360 | 32.8 | 29.1 | 40.5 |  | 1995 | 7350.1528 | 40.5 | 29.1 | 32.8 | 1277812 | 0 | 0 | 7516 | -165.8472 |  |  |  |  | 1624.3397 | [9 empty] | 1995 | 5991 | 7350.1528 | 1359.1528 | 7516 | -1525
1996 | 1996-02-05 | 8 | Mon | 8807 | 7322.2203 | 1272 | 210 | 0 | 8804.2203 | 201 | 71.5 | 9005.2203 | 255 | 8477.7203 | 1300136 |  |  | Timeshr Adjmt |  | 1300136 |  | 22324 | 29.3 | 26.3 | 35.6 |  | 1996 | 8477.7203 | 35.6 | 26.3 | 29.3 | 1300136 | 0 | 0 | 8229 | 248.7203 |  |  |  |  | 1127.5676 | [9 empty] | 1996 | 6092 | 8477.7203 | 2385.7203 | 8229 | -2137
1997 | 1997-02-12 | 8 | Wed | 5794 | 5101.767 | 497 | 0 | 0 | 5598.767 | 229.5 | 71.5 | 5828.267 | 346.4 | 5180.867 | 1326197 |  |  | 0 |  | 1326197 |  | 26061 | 47.1 | 44.7 | 52.1 |  | 1997 | 5180.867 | 52.1 | 44.7 | 47.1 | 1326197 | 0 | 0 | 5227 | -46.133 |  |  |  |  | -3296.8533 | [9 empty] | 1997 | 6209 | 5180.867 | -1028.133 | 5227 | 982
1998 | 1998-02-10 | 8 | Tue | 6156 | 5415.052 | 504 | 0 | 0 | 5919.052 | 272 | 75 | 6191.052 | 340 | 5504.052 | 1345013 |  |  | 6508 |  | 1351521 |  | 25324 | 47.8 | 45.8 | 51.8 |  | 1998 | 5504.052 | 51.8 | 45.8 | 47.8 | 1345013 | 0 | 0 | 5189 | 315.052 |  |  |  |  | 323.185 | [9 empty] | 1998 | 6293 | 5504.052 | -788.948 | 5189 | 1104
1999 | 1999-02-23 | 8 | Tue | 7460 | 6377.0261 | 0 | 0 | 0 | 6377.0261 | 307 | 75 | 6684.0261 | 336 | 5966.0261 | 1371769 | 2400 |  |  |  | 1375877 |  | 24356 | 43.3 | 41.8 | 46.4 |  | 1999 | 5966.0261 | 46.4 | 41.8 | 43.3 | 1371769 | 0 | 0 | 6098 | -131.9739 |  |  |  |  | 461.9741 | [9 empty] | 1999 | 6413 | 5966.0261 | -446.9739 | 6098 | 315
2000 | 2000-02-06 | 9 | Sun | 8127 | 6607.7 | 0 | 0 | 0 | 6607.7 | 340 | 75 | 6947.7 | 302 | 6230.7 | 1402730 | 3746 |  |  |  | 1405492 |  | 29615 | 44 | 43.2 | 45.8 |  | 2000 | 6230.7 | 45.8 | 43.2 | 44 | 1402730 | 0 | 0 | 6114 | 116.7 |  |  |  |  | 264.6739 | [9 empty] | 2000 | 6552 | 6230.7 | -321.3 | 6114 | 438
2001 | 2001-02-06 | 8 | Tue | 7735 | 6499.9 | 0 | 0 | 0 | 6499.9 | 365 | 75 | 6864.9 | 315 | 6109.9 | 1441263 | 5089 |  |  |  | 1442682 |  | 37190 | 44.5 | 40.8 | 52.2 |  | 2001 | 6109.9 | 52.2 | 40.8 | 44.5 | 1441263 | 0 | 0 | 6200 | -90.1 |  |  |  |  | -120.8 | [9 empty] | 2001 | 6725 | 6109.9 | -615.1 | 6200 | 525
2002 | 2002-02-28 | 8 | Thu | 8941 | 7543.2 | 0 | 0 | 0 | 7543.2 | 390 | 75 | 7933.2 | 305 | 7163.2 | 1472991 | 6534 |  |  |  | 1472965 |  | 30283 | 38.1 | 35 | 44.3 |  | 2002 | 7163.2 | 44.3 | 35 | 38.1 | 1472991 | 0 | 0 | 7463 | -299.8 |  |  |  |  | 1053.3 | [9 empty] | 2002 | 6868 | 7163.2 | 295.2 | 7463 | -595
2003 | 2003-02-12 | 8 | Wed | 6508 | 5857.5 | 0 | 0 | 0 | 5857.5 | 417 | 75 | 6274.5 | 245 | 5537.5 | 1502391 | 5710 |  | 44762 |  | 1503189 |  | 30224 | 48.9 | 45.8 | 55.3 |  | 2003 | 5537.5 | 55.3 | 45.8 | 48.9 | 1502391 | 0 | 0 | 5703 | -165.5 |  |  |  |  | -1625.7 | [9 empty] | 2003 | 7000 | 5537.5 | -1462.5 | 5703 | 1297
2004 | 2004-02-19 | 8 | Thu | 7791.3 | 6901 | 0 | 0 | 0 | 6901 | 446 | 110 | 7347 | 261 | 6530 | 1537189 | 6406 |  | 46741 |  | 1537291 |  | 34102 | 44.2 | 41.7 | 49.3 |  | 2004 | 6530 | 49.3 | 41.7 | 44.2 | 1537189 | 0 | 0 | 6683 | -153 |  |  |  |  | 992.5 | [9 empty] | 2004 | 7156 | 6530 | -626 | 6683 | 473
2005 | 2005-02-11 | 9 | Fri | 7399.3 | 6449.6 | 0 | 0 | 0 | 6449.6 | 475 | 110 | 6924.6 | 291 | 6048.6 | 1572502 | 7003 |  | 52012 |  | 1572007 |  | 34716 | 46.7 | 41.6 | 57.1 |  | 2005 | 6048.6 | 57.1 | 41.6 | 46.7 | 1572502 | 1 | 0 | 5715 | 333.6 |  |  |  |  | -481.4 | [9 empty] | 2005 | 6626 | 6048.6 | -577.4 | 5715 | 911
2006 | 2006-02-14 | 8 | Tue | 10094 | 8627.2 | 52 | 0 | 0 | 8679.2 | 515 | 66 | 9194.2 | 282 | 8331.2 | 1602962 | 8133 |  | 56135 |  | 1601337 | 13825 | 29330 | 38.5 | 36 | 43.7 |  | 2006 | 8331.2 | 43.7 | 36 | 38.5 | 1602962 | 0 | 0 | 7977 | 354.2 |  |  |  |  | 2282.6 | [9 empty] | 2006 | 7451 | 8331.2 | 880.2 | 7977 | -526
2007 | 2007-02-17 | 8 | Sat | 9097 | 7522 | 30 | 55 | 0 | 7607 | 555 | 110 | 8162 | 288 | 7209 | 1633647 | 8488 |  | 56743 |  | 1631667 | 13963 | 30330 | 38.5 | 35.4 | 44.7 |  | 2007 | 7209 | 44.7 | 35.4 | 38.5 | 1633647 | 0 | 1 | 7064 | 145 |  |  |  |  | -1122.2 | [9 empty] | 2007 | 6538 | 7209 | 671 | 7064 | -526
2008 | 2008-02-28 | 8 | Thu | 8223 | 6796 | 0 | 0 | 0 | 6796 | 594 | 110 | 7390 | 294 | 6392 | 1639271 | 9342 |  | 58427 |  | 1636437 | 14033 | 4770 | 42.5 | 39.5 | 48.5 |  | 2008 | 6392 | 48.5 | 39.5 | 42.5 | 1639271 | 0 | 1 | 6388 | 4 |  |  |  |  | -817 | [9 empty] | 2008 | 6563 | 6392 | -171 | 6388 | 175
2009 | 2009-02-06 | 8 | Fri | 11313 | 9085 | 0 | 0 | 0 | 9085 | 641 | 110 | 9726 | 261.0898 | 8713.9102 | 1632376 | 8614 |  | 61398 |  | 1630270 | 14103 | -6167 | 36.6 | 34.7 | 40.5 |  | 2009 | 8713.9102 | 40.5 | 34.7 | 36.6 | 1632376 | 0 | 0 | 8442 | 271.9102 |  |  |  |  | 2321.9102 | [9 empty] | 2009 | 7583 | 8713.9102 | 1130.9102 | 8442 | -859
2010 | 2010-02-26 | 8 | Fri | 8746 | 7478 | 388 | 0 | 0 | 7866 | 696 | 110 | 8562 | 250.7724 | 7505.2276 | 1631062 | 8634 |  | 57767 |  | 1628936 | 14174 | -1334 | 40.7 | 37.9 | 46.3 |  | 2010 | 7505.2276 | 46.3 | 37.9 | 40.7 | 1631062 | 0 | 0 | 7718 | -212.7724 |  |  |  |  | -1208.6826 | [9 empty] | 2010 | 7578 | 7505.2276 | -72.7724 | 7718 | -140
2011 | 2011-02-14 | 8 | Mon | 7395 | 6692 | 0 | 0 | 0 | 6692 | 774 | 110 | 7466 | 254.6277 | 6327.3723 | 1639251 | 10250 |  | 61111 |  | 1635509 | 14245 | 6573 | 45.8 | 42.5 | 52.6 |  | 2011 | 6327.3723 | 52.6 | 42.5 | 45.8 | 1639251 | 1 | 0 | 6172 | 155.3723 |  |  |  |  | -1177.8553 | [9 empty] | 2011 | 6926 | 6327.3723 | -598.6277 | 6172 | 754
2012 | 2012-02-13 | 8 | Mon | 8519 | 7632 | 0 | 0 | 0 | 7632 | 850 | 110 | 8482 | 241.529 | 7280.471 | 1650080 | 11174 |  | 57887 |  | 1645414 | 14316 | 9905 | 37.9 | 36 | 42 |  | 2012 | 7280.471 | 42 | 36 | 37.9 | 1650080 | 1 | 0 | 7605 | -324.529 |  |  |  |  | 953.0987 | [9 empty] | 2012 | 6974 | 7280.471 | 306.471 | 7605 | -631
2013 | 2013-02-18 | 8 | Mon | 8032 | 7200 | 0 | 0 | 0 | 7200 | 915 | 124 | 8115 | 230 | 6846 | 1664507 | 11076 |  | 61505 |  | 1659939 | 14388 | 14525 | 37.9 | 35.1 | 43.7 |  | 2013 | 6846 | 43.7 | 35.1 | 37.9 | 1664507 | 1 | 1 | 6619 | 227 |  |  |  |  | -7280.471 | [9 empty] | 2013 | 5988 | 6846 | 858 | 6619 | -631
2014 | [14 empty] | 1682451.5951 | 9408.9974 | 0.1504 | 62559.823 | 1489519.5951 | 1679550.5977 | 14460 | 19611.5977 |  |  |  |  | 2014 |  | 47 | 38.9 | 41.5 | 1682451.5951 | 0.6 |  |  |  | 25 | 7370 | 8611 | -1241 | 7370 | [9 empty] | 2014
2015 | [14 empty] | 1707291.2619 | 9550.0052 | 0.1504 | 63497.375 | 1511842.2619 | 1704249.2567 | 14532 | 24698.659 |  |  |  |  | 2015 |  | 47 | 38.9 | 41.5 | 1707291.2619 | 0.4 |  |  |  | 25 | 7619 | 8772 | -1153 | 249 | [9 empty] | 2015
2016 | [14 empty] | 1733940.5279 | 9701.0163 | 0.1504 | 64501.4382 | 1535748.5279 | 1730747.5116 | 14605 | 26498.2549 |  |  |  |  | 2016 |  | 47 | 38.9 | 41.5 | 1733940.5279 | 0.2 |  |  |  | 25 | 7877 | 8934 | -1057 | 258 | [9 empty] | 2016
2017 | [14 empty] | 1760448.4856 | 9851.4506 | 0.1504 | 65501.6664 | 1559563.4856 | 1757105.0349 | 14678 | 26357.5233 |  |  |  |  | 2017 |  | 47 | 38.9 | 41.5 | 1760448.4856 | 0 |  |  |  | 25 | 8134 | 9096 | -962 | 257
2018 | [14 empty] | 1786420.7334 | 9998.9053 | 0.1504 | 66482.0828 | 1582906.7334 | 1782929.8281 | 14751 | 25824.7932 |  |  |  |  | 2018 |  | 47 | 38.9 | 41.5 | 1786420.7334 | 0 |  |  |  | 25 | 8250 | 9265 | -1015 | 116
2019 | [14 empty] | 1810873.1184 | 10137.8647 | 0.1504 | 67406.015 | 1604905.1184 | 1807243.2538 | 14825 | 24313.4256 |  |  |  |  | 2019 |  | 47 | 38.9 | 41.5 | 1810873.1184 | 0 |  |  |  | 25 | 8360 | 9435 | -1075 | 110
2020 | [14 empty] | 1834502.9283 | 10272.3418 | 0.1504 | 68300.145 | 1626193.9283 | 1830738.5865 | 14899 | 23495.3327 |  |  |  |  | 2020 |  | 47 | 38.9 | 41.5 | 1834502.9283 | 0 |  |  |  | 25 | 8466 | 9605 | -1139 | 106
2021 | [14 empty] | 1857485.91 | 10403.2068 | 0.1504 | 69170.2582 | 1646910.91 | 1853590.7032 | 14973 | 22852.1167 |  |  |  |  | 2021 |  | 47 | 38.9 | 41.5 | 1857485.91 | 0 |  |  |  | 25 | 8569 | 9773 | -1204 | 103
2022 | [14 empty] | 1879817.8503 | 10530.5089 | 0.1504 | 70016.6817 | 1667063.8503 | 1875795.3413 | 15048 | 22204.6381 |  |  |  |  | 2022 |  | 47 | 38.9 | 41.5 | 1879817.8503 | 0 |  |  |  | 25 | 8670 | 9938 | -1268 | 101
2023 | [14 empty] | 1901050.3256 | 10651.6176 | 0.1504 | 70821.9257 | 1686236.3256 | 1896906.708 | 15123 | 21111.3667 |  |  |  |  | 2023 |  | 47 | 38.9 | 41.5 | 1901050.3256 | 0 |  |  |  | 25 | 8765 | 10101 | -1336 | 95
2024 | [14 empty] | 1921377.8358 | 10767.7363 | 0.1504 | 71593.9911 | 1704618.8358 | 1917118.0996 | 15199 | 20211.3916 |  |  |  |  | 2024 |  | 47 | 38.9 | 41.5 | 1921377.8358 | 0 |  |  |  | 25 | 8856 | 10262 | -1406 | 91
2025 | [14 empty] | 1940973.0767 | 10879.7599 | 0.1504 | 72338.8292 | 1722353.0767 | 1936601.3168 | 15275 | 19483.2172 |  |  |  |  | 2025 |  | 47 | 38.9 | 41.5 | 1940973.0767 | 0 |  |  |  | 25 | 8944 | 10422 | -1478 | 88
2026 | [14 empty] | 1959584.0255 | 10986.2735 | 0.1504 | 73047.0311 | 1739215.0255 | 1955105.752 | 15351 | 18504.4352 |  |  |  |  | 2026 |  | 47 | 38.9 | 41.5 | 1959584.0255 | 0 |  |  |  | 25 | 9028 | 10580 | -1552 | 84
2027 | [14 empty] | 1977565.8352 | 11089.3245 | 0.1504 | 73732.2111 | 1755528.8352 | 1972984.5106 | 15428 | 17878.7586 |  |  |  |  | 2027 |  | 47 | 38.9 | 41.5 | 1977565.8352 | 0 |  |  |  | 25 | 9109 | 10737 | -1628 | 81
2028 | [14 empty] | 1995177.5628 | 11190.3474 | 0.1504 | 74403.9056 | 1771521.5628 | 1990495.2153 | 15505 | 17510.7047 |  |  |  |  | 2028 |  | 47 | 38.9 | 41.5 | 1995177.5628 | 0 |  |  |  | 25 | 9188 | 10893 | -1705 | 79
2029 | [14 empty] | 2012411.2387 | 11289.2917 | 0.1504 | 75061.78 | 1787185.2387 | 2007629.947 | 15583 | 17134.7316 |  |  |  |  | 2029 |  | 47 | 38.9 | 41.5 | 2012411.2387 | 0 |  |  |  | 25 | 9265 | 11047 | -1782 | 77
2030 | [14 empty] | 2028875.2473 | 11383.9048 | 0.1504 | 75690.8564 | 1802163.2473 | 2023999.3425 | 15661 | 16369.3955 |  |  |  |  | 2030 |  | 47 | 38.9 | 41.5 | 2028875.2473 | 0 |  |  |  | 25 | 9339 | 11200 | -1861 | 74
2031 | [14 empty] | 2044655.156 | 11474.7335 | 0.1504 | 76294.7706 | 1816542.156 | 2039688.4225 | 15739 | 15689.08 |  |  |  |  | 2031 |  | 47 | 38.9 | 41.5 | 2044655.156 | 0 |  |  |  | 25 | 9410 |  |  | 71
2032 | [14 empty] | 2060029.0444 | 11563.3259 | 0.1504 | 76883.8159 | 1830567.0444 | 2054973.7185 | 15818 | 15285.2961 |  |  |  |  | 2032 |  | 47 | 38.9 | 41.5 | 2060029.0444 | 0 |  |  |  | 25 | 9479 |  |  | 69
2033 | [14 empty] | 2075007.2242 | 11649.7282 | 0.1504 | 77458.2994 | 1844245.2242 | 2069865.4959 | 15897 | 14891.7774 |  |  |  |  | 2033 |  | 47 | 38.9 | 41.5 | 2075007.2242 | 0 |  |  |  | 25 | 9546 |  |  | 67
2034 | [14 empty] | 2089595.213 | 11733.9943 | 0.1504 | 78018.5789 | 1857585.213 | 2084369.2187 | 15976 | 14503.7228 |  |  |  |  | 2034 |  | 47 | 38.9 | 41.5 | 2089595.213 | 0 |  |  |  | 25 | 9612 |  |  | 66
2035 | [14 empty] | 2103805.3459 | 11816.1767 | 0.1504 | 78565.0045 | 1870595.3459 | 2098497.1692 | 16056 | 14127.9505 |  |  |  |  | 2035 |  | 47 | 38.9 | 41.5 | 2103805.3459 | 0 |  |  |  | 25 | 9675 |  |  | 63
2036 | [14 empty] | 2117651.3319 | 11896.3621 | 0.1504 | 79098.1519 | 1883289.3319 | 2112262.9698 | 16136 | 13765.8006 |  |  |  |  | 2036 |  | 47 | 38.9 | 41.5 | 2117651.3319 | 0 |  |  |  | 25 | 9738 |  |  | 63
2037 | [14 empty] | 2131987.9991 | 11979.4638 | 0.1504 | 79650.69 | 1896444.9991 | 2126516.5354 | 16217 | 14253.5655 |  |  |  |  | 2037 |  | 47 | 38.9 | 41.5 | 2131987.9991 | 0 |  |  |  | 25 | 9802 |  |  | 64
2038 | [14 empty] | 2147094.6323 | 12066.9491 | 0.1504 | 80232.3746 | 1910294.6323 | 2141535.6831 | 16298 | 15019.1478 |  |  |  |  | 2038 |  | 47 | 38.9 | 41.5 | 2147094.6323 | 0 |  |  |  | 25 | 9870 |  |  | 68
2039 | [14 empty] | 2161930.207 | 12152.9118 | 0.1504 | 80803.9347 | 1923903.207 | 2156285.2953 | 16379 | 14749.6121 |  |  |  |  | 2039 |  | 47 | 38.9 | 41.5 | 2161930.207 | 0 |  |  |  | 25 | 9936 |  |  | 66
2040 | [14 empty] | 2176787.7754 | 12239.1271 | 0.1504 | 81377.1746 | 1937551.7754 | 2171056.6484 | 16461 | 14771.3531 |  |  |  |  | 2040 |  | 47 | 38.9 | 41.5 | 2176787.7754 | 0 |  |  |  | 25 | 10003 |  |  | 67
[23 empty] | 41.5 | 38.9 | 47 | 30 Yr Avg (1981-10)
Variable
Intercept
Weighted Temp
Customers
Wkend Sun
Wkend Sat
SUMMARY OUTPUT
Regression Statistics
[42 empty] | Multiple R | 0.99295
[42 empty] | R Square | 0.98594
[42 empty] | Adjusted R Square | 0.9836
[42 empty] | Standard Error | 206.4916
[42 empty] | Observations | 29
ANOVA
[43 empty] | df | SS | MS | F | Significance F
[42 empty] | Regression | 4 | 71772385.9991 | 17943096.4998 | 420.8165 | 7.6417e-22
[42 empty] | Residual | 24 | 1023330.3467 | 42638.7644
[42 empty] | Total | 28 | 72795716.3459
[43 empty] | Coefficients | Standard Error | t Stat | P-value | Lower 95% | Upper 95% | Lower 95.0% | Upper 95.0%
[42 empty] | Intercept | 5575.14 | 391.5033 | 14.2403 | 3.3478e-13 | 4767.1169 | 6383.163 | 4767.1169 | 6383.163
[42 empty] | X Variable 1 | -173.6983 | 8.0228 | -21.6507 | 2.9396e-17 | -190.2565 | -157.1402 | -190.2565 | -157.1402
[42 empty] | X Variable 2 | 0.0060952 | 0.00016865 | 36.1403 | 1.9355e-22 | 0.0057471 | 0.0064432 | 0.0057471 | 0.0064432
[42 empty] | X Variable 3 | -509.864 | 96.6478 | -5.2755 | 2.072e-05 | -709.3352 | -310.3927 | -709.3352 | -310.3927
[42 empty] | X Variable 4 | -929.0736 | 132.0317 | -7.0367 | 2.827e-07 | -1201.5735 | -656.5736 | -1201.5735 | -656.5736
Note on Y5: Corporate User: Weather data is in: C:\Lynch\Demand\mpktmp.xls

## Mar
MARCH PEAK DEMAND COMPONENTS | [9 empty] | Not used | [5 empty] | Not used | Not used | Not used | Not used | Not used | Not used | Not used | [5 empty] | FIRM RETAIL UNADJUSTED DEMAND FORECAST - MARCH
[15 empty] | CF_201309 |  | 13_EDB_Adjmt.xlsx |  | CF_201309
[9 empty] | Total |  |  | POTENTIAL
[9 empty] | RETAIL |  |  | RETAIL |  | FIRM | R,C,I & SPA | SSR Adjmt | 13.47% |  |  | R,C,I & SPA | [7 empty] | TEMPERATURE VARIABLE : 2/24 HOUR AVERAGE , NORMAL TEMPERATURE : 27 YEAR AVERAGE (Morning Pks used)
[7 empty] | IS/CS | Firm Retl | BEFORE |  | SS | BEFORE | TOTAL | RETAIL | RETAIL | RCusts w/ | % away | Total |  | RETAIL Adj | WPark | Yr-Yr Chg | 2Hr/24Hr | TEMP | [15 empty] | NOT USED
YEAR | DATE | HR | DOW | SYS PK | RETAIL PK | LM,HW&VR | Exercised | Curtailed | DLC | NON-DISP | COGEN | DSM | IS/CS | ADJ. | CUSTS | LT 210 KWh | in Month | SSR Custs | ResCF | SSR & EDB | ADJMT | Custs | WGTD | 2 Hr | 24 Hr | 5HR | YEAR | History | CUSTS | 2 Hr | Hour Dum | Wkend Dum | PRED | ERROR | CO. USE | Fall'13 | TYSP'13 | Diff | Yr-Yr Growth | Sample Period:
[40 empty] | Variable: | Wkend Dum | Hour. Dum | Temp 2Hr | Custs | Intercept
1975 | 1975-03-04 | 9 | Tue | 2816 | [10 empty] | 626705 | [23 empty] | 92.9174 | Coeff: | 512.685 | 532.6913 | -27.8249 | 0.0042663 | 474.1609 | #N/A
1976 | 1976-03-18 | 8 | Thu | 2318 | [10 empty] | 649347 | [7 empty] | 49.8 | 48.2 | 53.3 | 46.6 | [13 empty] | se: | 288.078 | 335.9167 | 8.8483 | 0.00046715 | 626.9992 | #N/A
1977 | 1977-03-02 | 8 | Wed | 3005 | [10 empty] | 673400 | [7 empty] | 44.1 | 40.5 | 51.5 | 40.2 | [13 empty] | r2 / se: | 0.79436 | 540.5344 | #N/A | #N/A | #N/A | #N/A
1978 | 1978-03-06 | 8 | Mon | 3346 | [10 empty] | 702138 |  |  |  |  | 702138 |  |  | 44.3 | 42.2 | 48.7 | 40.8 |  |  | SEE BELOW!! | [10 empty] | F / df: | 21.2461 | 22 | #N/A | #N/A | #N/A | #N/A |  | Pred w/Norm | Act FRU | W/A + Error | Pred | wadjmt | Model Error
1979 | 1979-03-12 | 8 | Mon | 3023 | [10 empty] | 735819 |  |  |  |  | 735819 |  | 33681 | 50.7 | 49.8 | 52.7 | 47.5 | [13 empty] | ss_reg / ss_resid: | 24830499.0227 | 6427902.789 | #N/A | #N/A | #N/A | #N/A
1980 | 1980-03-03 | 9 | Mon | 4419 | 3631 | 0 | 290 | 141 | 4062 | 0 | 0 | 4062 | 150 | 3912 | 773629 |  |  |  |  | 773629 |  | 37810 | 33 | 31.7 | 35.6 | 29.2 | 1980 | 3912 | 773629 | 31.7 | 0 | 1 | 3405 | 507 | [5 empty] | t stat: | 1.7797 | 1.5858 | -3.1447 | 9.1325 | 0.75624 |  | 1980 | 3096 | 3912 | -816 | 3405 | -309 | -507
1981 | 1981-03-24 | 8 | Tue | 3157 | 2560 | 0 | 0 | 0 | 2560 | 0 | 11 | 2560 | 150 | 2399 | 806253 |  |  |  |  | 806253 |  | 32624 | 50.6 | 48.6 | 54.6 | 48.8 | 1981 | 2399 | 806253 | 48.6 | 0 | 0 | 2562 | -163 |  |  |  |  | -1513 | [7 empty] | 1981 | 2723 | 2399 | 324 | 2562 | 161 | 163
1982 | 1982-03-08 | 8 | Mon | 3491 | 2858 | 0 | 0 | 0 | 2858 | 12 | 12 | 2870 | 150 | 2696 | 834476 |  |  |  |  | 834476 |  | 28223 | 45.6 | 41 | 54.9 | 41.5 | 1982 | 2696 | 834476 | 41 | 0 | 1 | 3406 | -710 |  |  |  |  | 297 | [7 empty] | 1982 | 3356 | 2696 | 660 | 3406 | -50 | 710
1983 | 1983-03-11 | 9 | Fri | 3942 | 3299 | 0 | 0 | 0 | 3299 | 25 | 36 | 3324 | 150 | 3113 | 865481 |  |  |  |  | 865481 |  | 31005 | 47.8 | 45.2 | 53.1 | 44.5 | 1983 | 3113 | 865481 | 45.2 | 0 | 0 | 2909 | 204 |  |  |  |  | 417 | [7 empty] | 1983 | 2976 | 3113 | -137 | 2909 | 67 | -204
1984 | 1984-03-01 | 8 | Thu | 4493 | 3954 | 0 | 0 | 0 | 3954 | 44 | 36 | 3998 | 150 | 3768 | 901289 |  |  |  |  | 901289 |  | 35808 | 39.5 | 36.8 | 44.9 | 37.4 | 1984 | 3768 | 901289 | 36.8 | 0 | 0 | 3295 | 473 |  |  |  |  | 655 | [7 empty] | 1984 | 3128 | 3768 | -640 | 3295 | -167 | -473
1985 | 1985-03-19 | 8 | Tue | 3399 | 3092 | 0 | 0 | 0 | 3092 | 63 | 42 | 3155 | 148 | 2902 | 943642 |  |  |  |  | 943642 |  | 42353 | 47 | 44.3 | 52.6 | 43 | 1985 | 2902 | 943642 | 44.3 | 0 | 0 | 3267 | -365 |  |  |  |  | -866 | [7 empty] | 1985 | 3309 | 2902 | 407 | 3267 | 42 | 365
1986 | 1986-03-02 | 9 | Sun | 4268 | 3851 | 0 | 0 | 0 | 3851 | 76 | 51 | 3927 | 177 | 3623 | 983892 |  |  |  |  | 983892 |  | 40250 | 43.7 | 43.6 | 44.1 | 39.8 | 1986 | 3623 | 983892 | 43.6 | 0 | 1 | 3971 | -348 |  |  |  |  | 721 | [7 empty] | 1986 | 3994 | 3623 | 371 | 3971 | 23 | 348
1987 | 1987-03-31 | 20 | Tue | 3671 | 3474 | 0 | 0 | 0 | 3474 | 85 | 58 | 3559 | 287 | 3129 | 1026224 |  |  |  |  | 1026224 |  | 42332 | 53.4 | 51.3 | 57.7 | 53.6 | 1987 | 3129 | 1026224 | 51.3 | 1 | 0 | 3958 | -829 |  |  |  |  | -494 | [7 empty] | 1987 | 4194 | 3129 | 1065 | 3958 | 236 | 829
1988 | 1988-03-16 | 8 | Wed | 5000 | 4338 | 0 | 0 | 0 | 4338 | 91 | 61 | 4429 | 218 | 4059 | 1065403 |  |  |  |  | 1065403 |  | 39179 | 44 | 42.3 | 47.6 | 41.6 | 1988 | 4059 | 1065403 | 42.3 | 0 | 0 | 3842 | 217 |  |  |  |  | 930 | [7 empty] | 1988 | 3829 | 4059 | -230 | 3842 | -13 | -217
1989 | 1989-03-09 | 20 | Thu | 5009 | 4624 | 50 | 0 | 0 | 4674 | 96 | 66 | 4770 | 251 | 4357 | 1104068 |  |  |  |  | 1104068 |  | 38665 | 46.4 | 46.3 | 46.7 | 48.9 | 1989 | 4357 | 1104068 | 46.3 | 1 | 0 | 4429 | -72 |  |  |  |  | 298 | [7 empty] | 1989 | 4526 | 4357 | 169 | 4429 | 97 | 72
1990 | 1990-03-16 | 17 | Fri | 3806 | 3592.0268 | 0 | 0 | 0 | 3592.0268 | 101 | 66 | 3693.0268 | 317 | 3209.0268 | 1142397 |  |  |  |  | 1142397 |  | 38329 | 81.3 | 83.9 | 76.2 | 84.2 | 1990 | 3209.0268 | 1142397 | 83.9 | 1 | 0 | 3546 | -336.9732 |  |  |  |  | -1147.9732 | [7 empty] | 1990 | 4690 | 3209.0268 | 1480.9732 | 3546 | 1144 | 336.9732
1991 | 1991-03-11 | 8 | Mon | 5157 | 4540.241 | 0 | 0 | 0 | 4540.241 | 104 | 65.5 | 4644.241 | 202 | 4272.741 | 1169437 |  |  |  |  | 1169437 |  | 27040 | 47.6 | 45.3 | 52.5 | 43.7 | 1991 | 4272.741 | 1169437 | 45.3 | 0 | 1 | 4716 | -443.259 |  |  |  |  | 1063.7143 | [7 empty] | 1991 | 4785 | 4272.741 | 512.259 | 4716 | 69 | 443.259
1992 | 1992-03-12 | 9 | Thu | 4653 | 4227.4159 | 176 | 0 | 0 | 4403.4159 | 112 | 65.5 | 4515.4159 | 209 | 4128.9159 | 1190780 |  |  |  |  | 1190780 |  | 21343 | 48.8 | 47.8 | 50.9 | 47 | 1992 | 4128.9159 | 1190780 | 47.8 | 0 | 0 | 4224 | -95.0841 |  |  |  |  | -143.8251 | [7 empty] | 1992 | 4363 | 4128.9159 | 234.0841 | 4224 | 139 | 95.0841
1993 | 1993-03-15 | 7 | Mon | 6219 | 5367.9674 | 107 | 0 | 675 | 6149.9674 | 124 | 65.5 | 6273.9674 | 155 | 5929.4674 | 1216145 |  |  |  |  | 1216145 |  | 25365 | 37.1 | 34.9 | 41.7 | 35.3 | 1993 | 5929.4674 | 1216145 | 34.9 | 0 | 1 | 5204 | 725.4674 |  |  |  |  | 1800.5515 | [7 empty] | 1993 | 4984 | 5929.4674 | -945.4674 | 5204 | -220 | -725.4674
1994 | 1994-03-28 | 17 | Mon | 5159 | 4726.5244 | 0 | 0 | 0 | 4726.5244 | 144 | 65.5 | 4870.5244 | 271 | 4390.0244 | 1255150 |  |  |  |  | 1255150 |  | 39005 | 82.2 | 83.4 | 79.8 | 85.2 | 1994 | 4390.0244 | 1255150 | 83.4 | 1 | 0 | 4041 | 349.0244 |  |  |  |  | -1539.4431 | [7 empty] | 1994 | 5171 | 4390.0244 | 780.9756 | 4041 | 1130 | -349.0244
1995 | 1995-03-10 | 8 | Fri | 5064 | 4537.923 | 0 | 0 | 0 | 4537.923 | 161 | 65.5 | 4698.923 | 300 | 4172.423 | 1272893 |  |  |  |  | 1272893 |  | 17743 | 49.5 | 47.7 | 53.2 | 47.2 | 1995 | 4172.423 | 1272893 | 47.7 | 0 | 0 | 4577 | -404.577 |  |  |  |  | -217.6013 | [7 empty] | 1995 | 4714 | 4172.423 | 541.577 | 4577 | 137 | 404.577
1996 | 1996-03-09 | 9 | Sat | 7246 | 6339.3846 | 0 | 0 | 0 | 6339.3846 | 184 | 71.5 | 6523.3846 | 325 | 5942.8846 | 1301306 |  |  | Timeshr Adjmt |  | 1301306 |  | 28413 | 38.7 | 36 | 44.1 | 34.3 | 1996 | 5942.8846 | 1301306 | 36 | 0 | 1 | 5537 | 405.8846 |  |  |  |  | 1770.4615 | [7 empty] | 1996 | 5348 | 5942.8846 | -594.8846 | 5537 | -189 | -405.8846
1997 | 1997-03-05 | 17 | Wed | 5028 | 4817.6986 | 0 | 0 | 0 | 4817.6986 | 207.5 | 71.5 | 5025.1986 | 343.8 | 4402.3986 | 1328498 |  |  | 501 |  | 1328999 |  | 27693 | 80.4 | 83.3 | 74.6 | 83.5 | 1997 | 4402.3986 | 1328999 | 83.3 | 1 | 0 | 4359 | 43.3986 |  |  |  |  | -1540.486 | [7 empty] | 1997 | 5486 | 4402.3986 | 1083.6014 | 4359 | 1127 | -43.3986
1998 | 1998-03-13 | 8 | Fri | 6885 | 5945.1857 | 216 | 0 | 0 | 6161.1857 | 251 | 75 | 6412.1857 | 346 | 5740.1857 | 1346867 |  |  | 6508 |  | 1353375 |  | 24376 | 43.3 | 42 | 45.9 | 40.5 | 1998 | 5740.1857 | 1353375 | 42 | 0 | 0 | 5079 | 661.1857 |  |  |  |  | 1337.7871 | [7 empty] | 1998 | 5057 | 5740.1857 | -683.1857 | 5079 | -22 | -661.1857
1999 | 1999-03-05 | 8 | Fri | 6311 | 5427.4789 | 0 | 0 | 0 | 5427.4789 | 281 | 75 | 5708.4789 | 326 | 5026.4789 | 1374112 | 2400 |  |  |  | 1378220 |  | 24845 | 48.7 | 46.8 | 52.6 | 44.4 | 1999 | 5026.4789 | 1378220 | 46.8 | 0 | 0 | 5052 | -25.5211 |  |  |  |  | -713.7068 | [7 empty] | 1999 | 5163 | 5026.4789 | 136.5211 | 5052 | 111 | 25.5211
2000 | 2000-03-31 | 17 | Fri | 5912 | 5307.06 | 0 | 0 | 0 | 5307.06 | 309 | 75 | 5616.06 | 335 | 4897.06 | 1406196 | 5000 |  |  |  | 1407704 |  | 29484 | 80.5 | 82.3 | 77 | 82.8 | 2000 | 4897.06 | 1407704 | 82.3 | 1 | 0 | 4723 | 174.06 |  |  |  |  | -129.4189 | [7 empty] | 2000 | 5822 | 4897.06 | 924.94 | 4723 | 1099 | -174.06
2001 | 2001-03-08 | 8 | Thu | 6271 | 5323.18 | 0 | 0 | 0 | 5323.18 | 331 | 75 | 5654.18 | 313 | 4935.18 | 1443952 | 5214 |  |  |  | 1445246 |  | 37542 | 49.7 | 47.5 | 54.2 | 46.4 | 2001 | 4935.18 | 1445246 | 47.5 | 0 | 0 | 5318 | -382.82 |  |  |  |  | 38.12 | [7 empty] | 2001 | 5449 | 4935.18 | 513.82 | 5318 | 131 | 382.82
2002 | 2002-03-05 | 8 | Tue | 8345 | 7220 | 0 | 0 | 0 | 7220 | 353 | 75 | 7573 | 339 | 6806 | 1473875 | 5593 |  |  |  | 1474790 |  | 29544 | 40 | 37.5 | 44.9 | 37.9 | 2002 | 6806 | 1474790 | 37.5 | 0 | 0 | 5723 | 1083 |  |  |  |  | 1870.82 | [7 empty] | 2002 | 5575 | 6806 | -1231 | 5723 | -148 | -1083
2003 | 2003-03-20 | 15 | Thu | 7178 | 6452.1 | 0 | 0 | 0 | 6452.1 | 377 | 75 | 6829.1 | 328 | 6049.1 | 1505564 | 5743 |  | 44485 |  | 1506329 |  | 31539 | 84 | 86.5 | 78.9 | 85.7 | 2003 | 6049.1 | 1506329 | 86.5 | 1 | 0 | 5026 | 1023.1 |  |  |  |  | -756.9 | [7 empty] | 2003 | 6242 | 6049.1 | 192.9 | 5026 | 1216 | -1023.1
2004 | 2004-03-11 | 8 | Thu | 6017.3 | 5465.7 | 0 | 0 | 0 | 5465.7 | 402 | 110 | 5867.7 | 331 | 5024.7 | 1540021 | 5748 |  | 50852 |  | 1540781 |  | 34452 | 49.7 | 47.5 | 54 | 46.2 | 2004 | 5024.7 | 1540781 | 47.5 | 0 | 0 | 5726 | -701.3 |  |  |  |  | -1024.4 | [7 empty] | 2004 | 5857 | 5024.7 | 832.3 | 5726 | 131 | 701.3
2005 | 2005-03-03 | 20 | Thu | 7610.3 | 6662.3 | 0 | 0 | 0 | 6662.3 | 428 | 110 | 7090.3 | 369 | 6183.3 | 1574683 | 6376 |  | 54279 |  | 1574815 |  | 34034 | 48.6 | 48 | 50 | 48.9 | 2005 | 6183.3 | 1574815 | 48 | 1 | 0 | 6390 | -206.7 |  |  |  |  | 1158.6 | [7 empty] | 2005 | 6535 | 6183.3 | 351.7 | 6390 | 145 | 206.7
2006 | 2006-03-21 | 20 | Tue | 6440 | 5932.7 | 0 | 0 | 0 | 5932.7 | 463 | 66 | 6395.7 | 331 | 5535.7 | 1607087 | 7301 |  | 56307 |  | 1606294 | 14368 | 31479 | 77.2 | 78.3 | 74.9 | 80.8 | 2006 | 5535.7 | 1606294 | 78.3 | 1 | 0 | 5681 | -145.3 |  |  |  |  | -647.6 | [7 empty] | 2006 | 6669 | 5535.7 | 1133.3 | 5681 | 988 | 145.3
2007 | 2007-03-06 | 8 | Tue | 6990 | 6054 | 0 | 0 | 0 | 6054 | 498 | 110 | 6552 | 294 | 5650 | 1636345 | 7281 |  | 56598 |  | 1635572 | 14512 | 29278 | 46.6 | 43.1 | 53.6 | 44.2 | 2007 | 5650 | 1635572 | 43.1 | 0 | 0 | 6253 | -603 |  |  |  |  | 114.3 | [7 empty] | 2007 | 6261 | 5650 | 611 | 6253 | 8 | 603
2008 | 2008-03-16 | 17 | Sun | 6794 | 5740 | 0 | 0 | 0 | 5740 | 532 | 110 | 6272 | 267 | 5363 | 1641954 | 8167 |  | 57705 |  | 1640295 | 14585 | 4723 | 80 | 82 | 76 | 80.1 | 2008 | 5363 | 1640295 | 82 | 0 | 1 | 5703 | -340 |  |  |  |  | -287 | [7 empty] | 2008 | 6794 | 5363 | 1431 | 5703 | 1091 | 340
2009 | 2009-03-03 | 8 | Tue | 7829 | 6610 | 0 | 0 | 0 | 6610 | 575 | 110 | 7185 | 221 | 6279 | 1633128 | 8191 |  | 58664 |  | 1631445 | 14658 | -8850 | 42.5 | 39.4 | 48.9 | 41.3 | 2009 | 6279 | 1631445 | 39.4 | 0 | 0 | 6338 | -59 |  |  |  |  | 916 | [7 empty] | 2009 | 6243 | 6279 | -36 | 6338 | -95 | 59
2010 | 2010-03-05 | 8 | Fri | 8276 | 7237 | 0 | 0 | 0 | 7237 | 624 | 110 | 7861 | 223 | 6904 | 1633151 | 7628 |  | 61077 |  | 1632031 | 14731 | 586 | 42.2 | 40 | 46.7 | 40 | 2010 | 6904 | 1632031 | 40 | 0 | 0 | 6324 | 580 |  |  |  |  | 625 | [7 empty] | 2010 | 6246 | 6904 | -658 | 6324 | -78 | -580
2011 | 2011-03-27 | 17 | Sun | 6133 | 5474 | 0 | 0 | 0 | 5474 | 692 | 110 | 6166 | 291 | 5073 | 1640963 | 9794 |  | 57898 |  | 1637677 | 14805 | 5646 | 83.1 | 86.9 | 75.5 | 85.2 | 2011 | 5073 | 1637677 | 86.9 | 0 | 0 | [6 empty] | -1831
2012 | 2012-03-23 | 17 | Fri | 6135 | 5820 | 0 | 0 | 0 | 5820 | 757 | 110 | 6577 | 230 | 5480 | 1653097 | 9508 |  | 61662 |  | 1650097 | 14879 | 12420 | 80.1 | 82.8 | 74.6 | 81.2 | 2012 | 5480 | 1650097 | 82.8 | 0 | 0 |  |  |  |  | 0 |  | 407
2013 | 2013-03-04 | 8 | Mon | 7856 | 7019 | 0 | 0 | 0 | 7019 | 814 | 124 | 7833 | 237 | 6658 | 1667562 | 9370 |  | 57216 |  | 1664700 | 14953 | 14603 | 39.1 | 36.4 | 44.4 | 35.8 | 2013 |  | 1664700 | 42.8 | 0 | 0 |  |  | 25 | 6385 | 7002 | -617 | 905
2014 | [14 empty] | 1684187.7166 | 8435.691 | 0.1347 | 62625.7681 | 1491089.7166 | 1682260.0256 | 15028 | 17560.0256 |  |  |  |  | 2014 |  | 1682260.0256 | 42.8 | 0 | 0 |  |  | 25 | 6460 | 7110 | -650 | 75
2015 | [14 empty] | 1709552.0127 | 8564.6361 | 0.1347 | 63583.0445 | 1513882.0127 | 1707495.3766 | 15103 | 25235.3509 |  |  |  |  | 2015 |  | 1707495.3766 | 42.8 | 0 | 0 |  |  | 25 | 6568 | 7244 | -676 | 108
2016 | [14 empty] | 1736110.8868 | 8699.4286 | 0.1347 | 64583.7312 | 1537707.8868 | 1733919.4582 | 15179 | 26424.0817 |  |  |  |  | 2016 |  | 1733919.4582 | 42.8 | 0 | 0 |  |  | 25 | 6681 | 7377 | -696 | 113
2017 | [14 empty] | 1762664.0586 | 8834.4038 | 0.1347 | 65585.7745 | 1561566.0586 | 1760337.6548 | 15255 | 26418.1965 |  |  |  |  | 2017 |  | 1760337.6548 | 42.8 | 0 | 0 |  |  | 25 | 6793 | 7511 | -718 | 112
2018 | [14 empty] | 1788524.0726 | 8965.9102 | 0.1347 | 66562.0651 | 1584811.0726 | 1786066.1625 | 15331 | 25728.5077 |  |  |  |  | 2018 |  | 1786066.1625 | 42.8 | 0 | 0 |  |  | 25 | 6903 | 7650 | -747 | 110
2019 | [14 empty] | 1812839.5026 | 9089.6739 | 0.1347 | 67480.8751 | 1606687.5026 | 1810257.8288 | 15408 | 24191.6663 |  |  |  |  | 2019 |  | 1810257.8288 | 42.8 | 0 | 0 |  |  | 25 | 7006 | 7790 | -784 | 103
2020 | [14 empty] | 1836453.0552 | 9210.0325 | 0.1347 | 68374.4063 | 1627962.0552 | 1833751.0227 | 15485 | 23493.1939 |  |  |  |  | 2020 |  | 1833751.0227 | 42.8 | 0 | 0 |  |  | 25 | 7107 | 7930 | -823 | 101
2021 | [14 empty] | 1859353.531 | 9326.8322 | 0.1347 | 69241.5163 | 1648607.531 | 1856534.6988 | 15562 | 22783.6761 |  |  |  |  | 2021 |  | 1856534.6988 | 42.8 | 0 | 0 |  |  | 25 | 7204 | 8068 | -864 | 97
2022 | [14 empty] | 1881650.9696 | 9440.6786 | 0.1347 | 70086.7007 | 1668730.9696 | 1878718.291 | 15640 | 22183.5922 |  |  |  |  | 2022 |  | 1878718.291 | 42.8 | 0 | 0 |  |  | 25 | 7298 | 8204 | -906 | 94
2023 | [14 empty] | 1902750.4512 | 9548.4718 | 0.1347 | 70886.9469 | 1687784.4512 | 1899709.9794 | 15718 | 20991.6884 |  |  |  |  | 2023 |  | 1899709.9794 | 42.8 | 0 | 0 |  |  | 25 | 7388 | 8338 | -950 | 90
2024 | [14 empty] | 1923045.1047 | 9652.3114 | 0.1347 | 71657.8424 | 1706139.1047 | 1919900.7934 | 15797 | 20190.814 |  |  |  |  | 2024 |  | 1919900.7934 | 42.8 | 0 | 0 |  |  | 25 | 7474 | 8470 | -996 | 86
2025 | [14 empty] | 1942559.6333 | 9752.2297 | 0.1347 | 72399.6266 | 1723800.6333 | 1939315.4036 | 15876 | 19414.6102 |  |  |  |  | 2025 |  | 1939315.4036 | 42.8 | 0 | 0 |  |  | 25 | 7557 | 8602 | -1045 | 83
2026 | [14 empty] | 1961087.9063 | 9847.2133 | 0.1347 | 73104.7761 | 1740589.9063 | 1957748.693 | 15955 | 18433.2894 |  |  |  |  | 2026 |  | 1957748.693 | 42.8 | 0 | 0 |  |  | 25 | 7636 | 8732 | -1096 | 79
2027 | [14 empty] | 1979039.3217 | 9939.3578 | 0.1347 | 73788.8475 | 1756877.3217 | 1975607.9639 | 16035 | 17859.271 |  |  |  |  | 2027 |  | 1975607.9639 | 42.8 | 0 | 0 |  |  | 25 | 7712 | 8861 | -1149 | 76
2028 | [14 empty] | 1996620.0335 | 10029.6822 | 0.1347 | 74459.4074 | 1772843.0335 | 1993098.3513 | 16115 | 17490.3874 |  |  |  |  | 2028 |  | 1993098.3513 | 42.8 | 0 | 0 |  |  | 25 | 7786 | 8989 | -1203 | 74
2029 | [14 empty] | 2013821.999 | 10118.1411 | 0.1347 | 75116.118 | 1788478.999 | 2010211.858 | 16196 | 17113.5067 |  |  |  |  | 2029 |  | 2010211.858 | 42.8 | 0 | 0 |  |  | 25 | 7859 | 9116 | -1257 | 73
2030 | [14 empty] | 2030197.8483 | 10202.4355 | 0.1347 | 75741.9116 | 1803378.8483 | 2026503.4128 | 16277 | 16291.5548 |  |  |  |  | 2030 |  | 2026503.4128 | 42.8 | 0 | 0 |  |  | 25 | 7929 | 9242 | -1313 | 70
2031 | [14 empty] | 2045942.9994 | 10283.6144 | 0.1347 | 76344.576 | 1817727.9994 | 2042167.385 | 16358 | 15663.9722
2032 | [14 empty] | 2061283.5689 | 10362.7929 | 0.1347 | 76932.3899 | 1831723.5689 | 2057428.776 | 16440 | 15261.3911
2033 | [14 empty] | 2076228.1609 | 10440.0141 | 0.1347 | 77505.6728 | 1845373.1609 | 2072296.1468 | 16522 | 14867.3708 |  |  |  |  | Winter Peaks only - Used in SEP'13F
2034 | [14 empty] | 2090784.2566 | 10515.326 | 0.1347 | 78064.7808 | 1858685.2566 | 2086776.9306 | 16605 | 14480.7838 | [5 empty] | FRU | [11 empty] | USED FOR SEP'13 FORECAST!
2035 | [14 empty] | 2104964.1909 | 10588.7756 | 0.1347 | 78610.064 | 1871668.1909 | 2100883.4153 | 16688 | 14106.4847 |  |  |  |  | YEAR | History | CUSTS | 2 Hr | Wkend Dum | Recess Dum | PRED | ERROR | CO. USE | Fall'13 | TYSP'13 | Diff | Yr-Yr Growth | Sample Period: Morning Peak Years Only between 1980 and 2013 | [10 empty] | Pred w/Norm | Act FRU | W/A + Error | Pred | wadjmt
2036 | [14 empty] | 2118780.4406 | 10660.445 | 0.1347 | 79142.1305 | 1884336.4406 | 2114627.9956 | 16771 | 13744.5804 |  |  |  |  | 1980 | 3912 | 773629 | 31.7 | 0 | 0 | 4075 | -163 | [15 empty] | 1980 | 2759 | 3912 | 1153 | 4075 | -1316
2037 | [14 empty] | 2133211.4454 | 10735.349 | 0.1347 | 79698.2107 | 1897576.4454 | 2128984.0964 | 16855 | 14356.1008 |  |  |  |  | 1981 | 2399 | 806253 | 48.6 | 0 | 0 | 2217 | 182 | [5 empty] | Variable: | Recess Dum | Hour Dum | Temp 2 | Custs | Intercept |  |  |  |  | 1981 | 2905 | 2399 | -506 | 2217 | 688
2038 | [14 empty] | 2148357.9754 | 10813.922 | 0.1347 | 80281.529 | 1911464.9754 | 2144052.0535 | 16939 | 15067.9571 |  |  |  |  | 1982 | 2696 | 834476 | 41 | 0 | 1 | 2509 | 187 |  |  |  |  | 297 | Coeff: | -735.4417 | 18.3898 | -118.5923 | 0.0044751 | 4372.2146 |  |  |  |  | 1982 | 2295 | 2696 | 401 | 2509 | -214
2039 | [14 empty] | 2163125.3298 | 10890.5591 | 0.1347 | 80850.4759 | 1925011.3298 | 2158742.7707 | 17024 | 14690.7172 |  |  |  |  | 1983 | 3113 | 865481 | 45.2 | 0 | 0 | 2885 | 228 |  |  |  |  | 417 | se: | 128.7765 | 238.0459 | 10.1749 | 0.00018596 | 477.6353 |  |  |  |  | 1983 | 3170 | 3113 | -57 | 2885 | 285
2040 | [14 empty] | 2178037.0547 | 10968.0583 | 0.1347 | 81425.8223 | 1938710.0547 | 2173576.9964 | 17109 | 14834.2257 |  |  |  |  | 1984 | 3768 | 901289 | 36.8 | 0 | 0 | 4041 | -273 |  |  |  |  | 655 | r2 / se: | 0.97784 | 227.8617 | #N/A | #N/A | #N/A |  |  |  |  | 1984 | 3330 | 3768 | 438 | 4041 | -711
[23 empty] | 45 | 42.8 | 49.5 |  | 1985 | 2902 | 943642 | 44.3 | 0 | 0 | 3341 | -439 |  |  |  |  | -866 | F / df: | 187.5033 | 17 | #N/A | #N/A | #N/A |  |  |  |  | 1985 | 3519 | 2902 | -617 | 3341 | 178
[23 empty] | 25 Yr. Avg of Morning Peaks |  |  |  | 1986 | 3623 | 983892 | 43.6 | 1 | 0 | 3623 | 0 |  |  |  |  | 721 | ss_reg / ss_resid: | 38941408.2737 | 882656.3048 | #N/A | #N/A | #N/A |  |  |  |  | 1986 | 3718 | 3623 | -95 | 3623 | 95
[23 empty] | (1976-2010 Morning Peaks - 2 Hr Avg.) |  |  |  | 1988 | 4059 | 1065403 | 42.3 | 0 | 0 | 4124 | -65 |  |  |  |  | 436 | t stat: | #N/A | #N/A | #N/A | #N/A | #N/A |  |  |  |  | 1988 | 4064 | 4059 | -5 | 4124 | -60
[27 empty] | 1991 | 4272.741 | 1169437 | 45.3 | 0 | 0 | 4233 | 39.741 |  |  |  |  | 213.741 |  | -5.711 | 0.077253 | -11.6553 | 24.0651 | 9.1539 |  |  |  |  | 1991 | 4530 | 4272.741 | -257.259 | 4233 | 297
[27 empty] | 1992 | 4128.9159 | 1190780 | 47.8 | 0 | 0 | 4032 | 96.9159 |  |  |  |  | -143.8251 | [10 empty] | 1992 | 4625 | 4128.9159 | -496.0841 | 4032 | 593
[27 empty] | 1993 | 5929.4674 | 1216145 | 34.9 | 0 | 0 | 5676 | 253.4674 |  |  |  |  | 1800.5515 | [10 empty] | 1993 | 4739 | 5929.4674 | 1190.4674 | 5676 | -937
[27 empty] | 1995 | 4172.423 | 1272893 | 47.7 | 0 | 0 | 4412 | -239.577 |  |  |  |  | -1757.0444 | [10 empty] | 1995 | 4993 | 4172.423 | -820.577 | 4412 | 581
[27 empty] | 1996 | 5942.8846 | 1301306 | 36 | 0 | 0 | 5926 | 16.8846 |  |  |  |  | 1770.4615 | [10 empty] | 1996 | 5120 | 5942.8846 | 822.8846 | 5926 | -806
[27 empty] | 1998 | 5740.1857 | 1346867 | 42 | 0 | 0 | 5419 | 321.1857 |  |  |  |  | -202.6989 | [10 empty] | 1998 | 5324 | 5740.1857 | 416.1857 | 5419 | -95
[27 empty] | 1999 | 5026.4789 | 1374112 | 46.8 | 0 | 0 | 4971 | 55.4789 |  |  |  |  | -713.7068 | [10 empty] | 1999 | 5446 | 5026.4789 | -419.5211 | 4971 | 475
[27 empty] | 2001 | 4935.18 | 1443952 | 47.5 | 0 | 0 | 5201 | -265.82 |  |  |  |  | -91.2989 | [10 empty] | 2001 | 5758 | 4935.18 | -822.82 | 5201 | 557
[27 empty] | 2002 | 6806 | 1473875 | 37.5 | 0 | 0 | 6521 | 285 |  |  |  |  | 1870.82 | [10 empty] | 2002 | 5892 | 6806 | 914 | 6521 | -629
[27 empty] | 2004 | 5024.7 | 1540021 | 47.5 | 0 | 1 | 4895 | 129.7 |  |  |  |  | -1781.3 | [10 empty] | 2004 | 5453 | 5024.7 | -428.3 | 4895 | 558
[27 empty] | 2007 | 5650 | 1636345 | 43.1 | 0 | 1 | 5848 | -198 |  |  |  |  | 625.3 | [10 empty] | 2007 | 5884 | 5650 | -234 | 5848 | 36
[27 empty] | 2009 | 6279 | 1633128 | 39.4 | 0 | 1 | 6273 | 6 |  |  |  |  | 629 | [10 empty] | 2009 | 5869 | 6279 | 410 | 6273 | -404
[26 empty] | Not incl in Model | 2010 | 6904 | 1633151 | 40 | 0 | 0 | 6937 | -33 |  |  |  |  | 625 | [10 empty] | 2010 | 6605 | 6904 | 299 | 6937 | -332
[25 empty] | Forecast ROW in Monthly TAB |  | 2013 | 6658 | 1667562 | 36.4 | 0 | 1 | 6783 | -125 |  |  |  |  | -246 | [10 empty] | 2013 | 6024 | 6658 | 634 | 6783 | -759
[25 empty] | is tricky. Watch out! |  | 2014 |  | 1667562 | 42.8 | 0 | 0.5 |  |  | 25 | 6366 | 7002 | -636
[27 empty] | 2015 |  | 1684187.7166 | 42.8 | 0 | 0.25 |  |  | 25 | 6625 | 7110 | -485 | 259
[27 empty] | 2016 |  | 1709552.0127 | 42.8 | 0 | 0 |  |  | 25 | 6922 | 7244 | -322 | 297
[27 empty] | 2017 |  | 1736110.8868 | 42.8 | 0 | 0 |  |  | 25 | 7041 | 7377 | -336 | 119
[27 empty] | 2018 |  | 1762664.0586 | 42.8 | 0 | 0 |  |  | 25 | 7160 | 7511 | -351 | 119
[27 empty] | 2019 |  | 1788524.0726 | 42.8 | 0 | 0 |  |  | 25 | 7275 | 7650 | -375 | 115
[27 empty] | 2020 |  | 1812839.5026 | 42.8 | 0 | 0 |  |  | 25 | 7384 | 7790 | -406 | 109
[27 empty] | 2021 |  | 1836453.0552 | 42.8 | 0 | 0 |  |  | 25 | 7490 | 7930 | -440 | 106
[27 empty] | 2022 |  | 1859353.531 | 42.8 | 0 | 0 |  |  | 25 | 7592 | 8068 | -476 | 102
[27 empty] | 2023 |  | 1881650.9696 | 42.8 | 0 | 0 |  |  | 25 | 7692 | 8204 | -512 | 100
[27 empty] | 2024 |  | 1902750.4512 | 42.8 | 0 | 0 |  |  | 25 | 7786 | 8338 | -552 | 94
[27 empty] | 2025 |  | 1923045.1047 | 42.8 | 0 | 0 |  |  | 25 | 7877 | 8470 | -593 | 91
[27 empty] | 2026 |  | 1942559.6333 | 42.8 | 0 | 0 |  |  | 25 | 7965 | 8602 | -637 | 88
[27 empty] | 2027 |  | 1961087.9063 | 42.8 | 0 | 0 |  |  | 25 | 8048 | 8732 | -684 | 83
[27 empty] | 2028 |  | 1979039.3217 | 42.8 | 0 | 0 |  |  | 25 | 8128 | 8861 | -733 | 80
[27 empty] | 2029 |  | 1996620.0335 | 42.8 | 0 | 0 |  |  | 25 | 8207 | 8989 | -782 | 79
[27 empty] | 2030 |  | 2013821.999 | 42.8 | 0 | 0 |  |  | 25 | 8284 | 9116 | -832 | 77
[27 empty] | 2031 |  | 2030197.8483 | 42.8 | 0 | 0 |  |  | 25 | 8357 | 9242 | -885 | 73
[27 empty] | 2032 |  | 2045942.9994 | 42.8 | 0 | 0 |  |  | 25 | 8427 |  |  | 70
[27 empty] | 2033 |  | 2061283.5689 | 42.8 | 0 | 0 |  |  | 25 | 8496 |  |  | 69
[27 empty] | 2034 |  | 2076228.1609 | 42.8 | 0 | 0 |  |  | 25 | 8563 |  |  | 67
[27 empty] | 2035 |  | 2090784.2566 | 42.8 | 0 | 0 |  |  | 25 | 8628 |  |  | 65
[27 empty] | 2036 |  | 2104964.1909 | 42.8 | 0 | 0 |  |  | 25 | 8691 |  |  | 63
[27 empty] | 2037 |  | 2118780.4406 | 42.8 | 0 | 0 |  |  | 25 | 8753 |  |  | 62
[27 empty] | 2038 |  | 2133211.4454 | 42.8 | 0 | 0 |  |  | 25 | 8818 |  |  | 65
[27 empty] | 2039 |  | 2148357.9754 | 42.8 | 0 | 0 |  |  | 25 | 8886 |  |  | 68
[27 empty] | 2040 |  | 2163125.3298 | 42.8 | 0 | 0 |  |  | 25 | 8952 |  |  | 66
Variable
Intercept
Customers
Temp - 2Hr
Temp - 24Hr
Hr/Wkend D

## Apr
APRIL PEAK DEMAND COMPONENTS | [9 empty] | Not used | [5 empty] | Not used | Not used | Not used | Not used | Not used | Not used | Not used |  |  |  | FIRM RETAIL DEMAND FORECAST - APRIL
[15 empty] | CF_201309 |  | 13_EDB_Adjmt.xlsx |  | CF_201309
[9 empty] | Total |  |  | POTENTIAL
[9 empty] | RETAIL |  | NO | RETAIL |  | FIRM |  | SSR Adjmt | 19.15% |  |  | R,C,I & SPA | [5 empty] | TEMPERATURE VARIABLE : 5 HOUR AVERAGE , NORMAL TEMPERATURE : 30 YR AVG (1971-2000)
[7 empty] | IS/CS | Firm Retl | BEFORE |  | SS | BEFORE | TOTAL | RETAIL | R,C,I & SPA | RCusts w/ | % away | Total |  | RETAIL Adj | WPark | Yr-Yr Chg | 2 Hr Avg | [5 empty] | 5-Hr Avg
YEAR | DATE | HR | DOW | SYS PK | RETAIL PK | LM,HW&VR | Exercised | Curtailed | DLC | NON-DISP | COGEN | DSM | IS/CS | ADJ. | CUSTS EDB | LT 210 KWh | in Month | SSR Custs | ResCF | SSR & EDB | ADJMT | Custs | Temp | 5Hr Avg |  | YEAR | History | CUSTS | Temp | Hr/Wkend Dum | Recession Dum | PRED | ERROR | CO. USE | Fall'13 | TYSP'13 | Diff | Yr-Yr Growth
1975 | 1975-04-30 | 18 | Wed | 2516 | [10 empty] | 621893 | [22 empty] | 178.2739
1976 | 1976-04-22 | 20 | Thu | 2256 | [10 empty] | 647518 | [7 empty] | 77.8 | 81.7 |  | not used, see below…
1977 | 1977-04-04 | 20 | Mon | 2417 | [10 empty] | 668671 | [7 empty] | 80.6 | 83.6
1978 | 1978-04-12 | 20 | Wed | 2492 | [10 empty] | 698064 |  |  |  |  | 698064 |  |  | 79.4 | 83.3
1979 | 1979-04-12 | 20 | Thu | 2716 | [10 empty] | 732435 |  |  |  |  | 732435 |  | 34371 | 78.1 | 80.9 | [22 empty] | Pred w/Norm
1980 | 1980-04-03 | 19 | Thu | 2701 | 2267 | 0 | 0 | 0 | 2267 | 0 | 0 | 2267 | 175 | 2092 | 770749 |  |  |  |  | 770749 |  | 38314 | 79.3 | 82.1 |  | 1980 | 2092 | 770749 | 82.1 | 0 | 0 | 1919 | 173 | [13 empty] | 1927.436
1981 | 1981-04-30 | 18 | Thu | 2863 | 2324 | 0 | 0 | 0 | 2324 | 0 | 11 | 2324 | 175 | 2138 | 800651 |  |  |  |  | 800651 |  | 29902 | 85.8 | 86.1 |  | 1981 | 2138 | 800651 | 86.1 | 0 | 0 | 2089 | 49 |  |  |  |  | 46 | [8 empty] | 2087.4076
1982 | 1982-04-21 | 18 | Wed | 3261 | 2731 | 0 | 0 | 0 | 2731 | 9 | 12 | 2740 | 175 | 2544 | 830644 |  |  |  |  | 830644 |  | 29993 | 86.8 | 88.1 |  | 1982 | 2544 | 830644 | 88.1 | 0 | 0 | 2254 | 290 |  |  |  |  | 406 | NOT USED | [7 empty] | 2247.8661
1983 | 1983-04-07 | 20 | Thu | 2982 | 2437 | 0 | 0 | 0 | 2437 | 20 | 36 | 2457 | 175 | 2226 | 861030 |  |  |  |  | 861030 |  | 30386 | 80.1 | 83 |  | 1983 | 2226 | 861030 | 83 | 0 | 0 | 2405 | -179 |  |  |  |  | -318 | [8 empty] | 2410.4271
1984 | 1984-04-30 | 18 | Mon | 2941 | 2673 | 0 | 0 | 0 | 2673 | 36 | 36 | 2709 | 175 | 2462 | 899397 |  |  |  |  | 899397 |  | 38367 | 85.4 | 85.5 |  | 1984 | 2462 | 899397 | 85.5 | 0 | 0 | 2616 | -154 |  |  |  |  | 236 | [8 empty] | 2615.6854
1985 | 1985-04-26 | 19 | Fri | 3059 | 2796 | 0 | 0 | 0 | 2796 | 50 | 42 | 2846 | 186 | 2568 | 940945 |  |  |  |  | 940945 |  | 41548 | 84.2 | 86.3 |  | 1985 | 2568 | 940945 | 86.3 | 0 | 0 | 2840 | -272 |  |  |  |  | 106 | Variable: | Recess dum | Hr dum | 5 Hr Temp | Custs | Intercept |  |  | 2837.9615
1986 | 1986-04-30 | 18 | Wed | 3232 | 2927 | 0 | 0 | 0 | 2927 | 62 | 51 | 2989 | 230 | 2646 | 979863 |  |  |  |  | 979863 |  | 38918 | 87.3 | 88.3 |  | 1986 | 2646 | 979863 | 88.3 | 0 | 0 | 3053 | -407 |  |  |  |  | 78 | Coeff: | -855.4 | -781.7313 | 2.4447 | 0.0053499 | -2404.7467 |  |  | 3046.1676
1987 | 1987-04-01 | 8 | Wed | 4174 | 3908 | 0 | 0 | 0 | 3908 | 69 | 58 | 3977 | 288 | 3562 | 1022973 |  |  |  |  | 1022973 |  | 43110 | 45 | 43.4 |  | 1987 | 3562 | 1022973 | 43.4 | 0 | 0 | 3174 | 388 |  |  |  |  | 916 | se: | 285.9557 | 215.7244 | 6.3848 | 0.00022079 | 560.1487 |  |  | 3276.8002
1988 | 1988-04-27 | 18 | Wed | 3876 | 3420 | 0 | 0 | 0 | 3420 | 74 | 61 | 3494 | 269 | 3090 | 1060125 |  |  |  |  | 1060125 |  | 37152 | 84.5 | 84.5 |  | 1988 | 3090 | 1060125 | 84.5 | 0 | 0 | 3473 | -383 |  |  |  |  | -472 | r2 / se: | 0.95791 | 328.2556 | #N/A | #N/A | #N/A |  |  | 3475.5584
1989 | 1989-04-28 | 18 | Fri | 4089 | 3946 | 0 | 0 | 0 | 3946 | 79 | 66 | 4025 | 291 | 3589 | 1102284 |  |  |  |  | 1102284 |  | 42159 | 87.2 | 87.4 |  | 1989 | 3589 | 1102284 | 87.4 | 0 | 0 | 3706 | -117 |  |  |  |  | 499 | F / df: | 165.01 | 29 | #N/A | #N/A | #N/A |  |  | 3701.1033
1990 | 1990-04-30 | 20 | Mon | 4451 | 4202.4784 | -36 | 0 | 0 | 4166.4784 | 83 | 66 | 4249.4784 | 249 | 3851.4784 | 1137544 |  |  |  |  | 1137544 |  | 35260 | 84.9 | 87.2 |  | 1990 | 3851.4784 | 1137544 | 87.2 | 0 | 0 | 3894 | -42.5216 |  |  |  |  | 262.4784 | ss_reg / ss_resid: | 71120443.6018 | 3124799.8294 | #N/A | #N/A | #N/A |  |  | 3889.7396
1991 | 1991-04-30 | 17 | Tue | 5268 | 4795.5998 | 18 | 0 | 0 | 4813.5998 | 86 | 65.5 | 4899.5998 | 195 | 4553.0998 | 1162344 |  |  |  |  | 1162344 |  | 24800 | 89.1 | 89 |  | 1991 | 4553.0998 | 1162344 | 89 | 0 | 0 | 4031 | 522.0998 |  |  |  |  | 701.6214 | t stat: | #N/A | #N/A | #N/A | #N/A | #N/A |  |  | 4022.4162
1992 | 1992-04-24 | 17 | Fri | 4479 | 4087.9986 | 0 | 0 | 0 | 4087.9986 | 90 | 65.5 | 4177.9986 | 241 | 3781.4986 | 1183281 |  |  |  |  | 1183281 |  | 20937 | 85.7 | 84.3 |  | 1992 | 3781.4986 | 1183281 | 84.3 | 0 | 0 | 4132 | -350.5014 |  |  |  |  | -771.6012 | [8 empty] | 4134.4263
1993 | 1993-04-23 | 8 | Fri | 3924 | 3593.9723 | 0 | 0 | 0 | 3593.9723 | 99 | 65.5 | 3692.9723 | 252 | 3276.4723 | 1218249 |  |  |  |  | 1218249 |  | 34968 | 50 | 48.4 |  | 1993 | 3276.4723 | 1218249 | 48.4 | 1 | 0 | 3449 | -172.5277 |  |  |  |  | -505.0263 | [8 empty] | 3539.7691
1994 | 1994-04-15 | 17 | Fri | 5288 | 4808.1098 | 0 | 0 | 0 | 4808.1098 | 114 | 65.5 | 4922.1098 | 267 | 4475.6098 | 1245767 |  |  |  |  | 1245767 |  | 27518 | 88.3 | 87.7 |  | 1994 | 4475.6098 | 1245767 | 87.7 | 0 | 0 | 4474 | 1.6098 |  |  |  |  | 1199.1375 | [8 empty] | 4468.718
1995 | 1995-04-20 | 18 | Thu | 5487 | 5009.9523 | 0 | 0 | 0 | 5009.9523 | 130 | 65.5 | 5139.9523 | 257 | 4687.4523 | 1270827 |  |  |  |  | 1270827 |  | 25060 | 87.4 | 87.1 |  | 1995 | 4687.4523 | 1270827 | 87.1 | 0 | 0 | 4607 | 80.4523 |  |  |  |  | 211.8425 | [8 empty] | 4602.7856
1996 | 1996-04-29 | 18 | Mon | 5614 | 5240.5585 | 0 | 0 | 0 | 5240.5585 | 153 | 71.5 | 5393.5585 | 307 | 4862.0585 | 1294332 |  |  | Timeshr Adjmt |  | 1294332 |  | 23505 | 88.1 | 87.9 |  | 1996 | 4862.0585 | 1294332 | 87.9 | 0 | 0 | 4735 | 127.0585 |  |  |  |  | 174.6062 | [8 empty] | 4728.5341
1997 | 1997-04-27 | 18 | Sun | 5085 | 4788.3365 | 0 | 0 | 0 | 4788.3365 | 170.5 | 71.5 | 4958.8365 | 303.6 | 4413.2365 | 1317095 |  |  | 2162 |  | 1319257 |  | 24925 | 85.1 | 85.3 |  | 1997 | 4413.2365 | 1319257 | 85.3 | 1 | 0 | 4080 | 333.2365 |  |  |  |  | -448.822 | [8 empty] | 4080.1482
1998 | 1998-04-02 | 17 | Thu | 5630 | 5264.7974 | 0 | 0 | 0 | 5264.7974 | 199 | 75 | 5463.7974 | 354 | 4835.7974 | 1339426 |  |  | 6634 |  | 1346060 |  | 26803 | 83.7 | 84 |  | 1998 | 4835.7974 | 1346060 | 84 | 0 | 0 | 5002 | -166.2026 |  |  |  |  | 422.5609 | [8 empty] | 5005.2719
1999 | 1999-04-27 | 20 | Tue | 6650 | 5882.6102 | 42 | 55 | 0 | 5979.6102 | 214 | 75 | 6193.6102 | 316 | 5588.6102 | 1368451 | 5023 |  |  |  | 1370062 |  | 24002 | 84 | 86.1 |  | 1999 | 5588.6102 | 1370062 | 86.1 | 0 | 0 | 5135 | 453.6102 |  |  |  |  | 752.8128 | [8 empty] | 5133.6794
2000 | 2000-04-03 | 18 | Mon | 5913 | 5298.25 | 0 | 0 | 0 | 5298.25 | 227 | 75 | 5525.25 | 311 | 4912.25 | 1402357 | 7045 |  |  |  | 1401946 |  | 31884 | 81.2 | 81.7 |  | 2000 | 4912.25 | 1401946 | 81.7 | 0 | 0 | 5295 | -382.75 |  |  |  |  | -676.3602 | [8 empty] | 5304.2545
2001 | 2001-04-13 | 17 | Fri | 7157 | 6109.35 | 0 | 0 | 0 | 6109.35 | 239 | 75 | 6348.35 | 298 | 5736.35 | 1439173 | 8160 |  |  |  | 1437647 |  | 35701 | 87.3 | 87 |  | 2001 | 5736.35 | 1437647 | 87 | 0 | 0 | 5285 | 451.35 |  |  |  |  | 824.1 | [8 empty] | 5495.25
2002 | 2002-04-22 | 17 | Mon | 7208 | 6551.4 | 0 | 0 | 0 | 6551.4 | 252 | 75 | 6803.4 | 283 | 6193.4 | 1468056 | 8286 |  |  |  | 1466404 |  | 28757 | 87.9 | 87.3 |  | 2002 | 6193.4 | 1466404 | 87.3 | 0 | 0 | 5012 | 1181.4 |  |  |  |  | 457.05 | [8 empty] | 5649.096
2003 | 2003-04-07 | 18 | Mon | 7209 | 6499.3 | 0 | 0 | 0 | 6499.3 | 266 | 75 | 6765.3 | 232 | 6192.3 | 1505532 | 8643 |  | 47206 |  | 1503523 |  | 37119 | 85 | 85.3 |  | 2003 | 6192.3 | 1503523 | 85.3 | 0 | 0 | 4992 | 1200.3 |  |  |  |  | -1.1 | [8 empty] | 5847.6776
2004 | 2004-04-26 | 17 | Mon | 6760.3 | 6211.1 | 0 | 0 | 0 | 6211.1 | 281 | 110 | 6492.1 | 258 | 5843.1 | 1540555 | 10363 |  | 50127 |  | 1536826 |  | 33303 | 83.8 | 83.3 |  | 2004 | 5843.1 | 1536826 | 83.3 | 0 | 0 | 5807 | 36.1 |  |  |  |  | -349.2 | [8 empty] | 6025.8442
2005 | 2005-04-01 | 16 | Fri | 7012.3 | 6323.2 | 0 | 0 | 0 | 6323.2 | 296 | 110 | 6619.2 | 381 | 5832.2 | 1575300 | 9626 |  | 52945 |  | 1572308 |  | 35482 | 81.9 | 81.4 |  | 2005 | 5832.2 | 1572308 | 81.4 | 0 | 0 | 6206 | -373.8 |  |  |  |  | -10.9 | [8 empty] | 6215.6681
2006 | 2006-04-20 | 18 | Thu | 7836 | 7182.5 | 0 | 0 | 0 | 7182.5 | 315 | 66 | 7497.5 | 367 | 6749.5 | 1607083 | 10265 |  | 56168 |  | 1603452 | 13366 | 31144 | 89.8 | 88.4 |  | 2006 | 6749.5 | 1603452 | 88.4 | 0 | 0 | 6390 | 359.5 |  |  |  |  | 917.3 | [8 empty] | 6382.2843
2007 | 2007-04-30 | 18 | Mon | 7474 | 6611 | 0 | 0 | 0 | 6611 | 334 | 110 | 6945 | 293 | 6208 | 1635775 | 10663 |  | 56743 |  | 1631746 | 13500 | 28294 | 87.3 | 86.3 |  | 2007 | 6208 | 1631746 | 86.3 | 0 | 0.25 | 6322 | -114 |  |  |  |  | -541.5 | [8 empty] | 6319.8033
2008 | 2008-04-04 | 17 | Fri | 7620 | 6304 | 0 | 0 | 0 | 6304 | 356 | 110 | 6660 | 315 | 5879 | 1638638 | 10289 |  | 58696 |  | 1634983 | 13568 | 3237 | 83.8 | 83 |  | 2008 | 5879 | 1634983 | 83 | 0 | 0.75 | 5904 | -25 |  |  |  |  | -329 | [8 empty] | 5909.4209
2009 | 2009-04-30 | 18 | Thu | 6818 | 6112 | 0 | 0 | 0 | 6112 | 386 | 110 | 6498 | 274 | 5728 | 1630363 | 11719 |  | 58975 |  | 1625278 | 13636 | -9705 | 84.8 | 84.3 |  | 2009 | 5728 | 1625278 | 84.3 | 0 | 1 | 5641 | 87 |  |  |  |  | -151 | [8 empty] | 5643.6504
2010 | 2010-04-24 | 18 | Sat | 6183 | 5761 | 0 | 0 | 0 | 5761 | 416 | 110 | 6177 | 299 | 5352 | 1633207 | 11917 |  | 60808 |  | 1627924 | 13704 | 2646 | 84.4 | 83.3 |  | 2010 | 5352 | 1627924 | 83.3 | 1 | 0.25 | 5512 | -160 |  |  |  |  | -376 | [8 empty] | 5517.6249
2011 | 2011-04-27 | 17 | Wed | 8187 | 7356 | 0 | 0 | 0 | 7356 | 460 | 110 | 7816 | 245 | 7001 | 1641165 | 11887 |  | 60193 |  | 1635912 | 13773 | 7988 | 90.1 | 89.5 |  | 2011 | 7001 | 1635912 | 89.5 | 0 | 0 | 6566 | 435 |  |  |  |  | -5352 | [8 empty] | 6555.9409
2012 | 2012-04-03 | 17 | Tue | 7004 | 6585 | 0 | 0 | 0 | 6585 | 500 | 110 | 7085 | 242 | 6233 | 1653353 | 12373 |  | 60330 |  | 1647614 | 13842 | 11702 | 87.7 | 86.1 |  | 2012 | 6233 | 1647614 | 86.1 | 0 | 0 | 6620 | -387 |  |  |  |  | 0 | [8 empty] | 6618.545
2013 | 2013-04-19 | 16 | Fri | 7153 | 6496 | 0 | 0 | 0 | 6496 | 535 | 124 | 7031 | 226 | 6146 | 1668142 | 11682 |  | 61364 |  | 1663094 | 13911 | 15480 | 87.4 | 85.5 |  | 2013 | 6146 | 1663094 | 85.5 | 0 | 0 | 6702 | -556 |  |  |  |  | 0 | [8 empty] | 6701.3609
2014 | [14 empty] | 1685920.2578 | 12006 | 0.1915 | 62692.6548 | 1492682.2578 | 1680548.2578 | 13981 | 17454.2578 |  |  |  | 2014 |  | 1680548.2578 | 85.4 | 0 |  |  |  | 25 | 6795 | 7500 | -705 | 6795
2015 | [14 empty] | 1711782.6893 | 12193 | 0.1915 | 63668.669 | 1515920.6893 | 1706223.6893 | 14051 | 25675.4316 |  |  |  | 2015 |  | 1706223.6893 | 85.4 | 0 |  |  |  | 25 | 6932 | 7677 | -745 | 137
2016 | [14 empty] | 1738250.2751 | 12384 | 0.1915 | 64666.0256 | 1539667.2751 | 1732500.2751 | 14121 | 26276.5858 |  |  |  | 2016 |  | 1732500.2751 | 85.4 | 0 |  |  |  | 25 | 7073 | 7850 | -777 | 141
2017 | [14 empty] | 1764849.6319 | 12576 | 0.1915 | 65669.8825 | 1563568.6319 | 1758907.6319 | 14192 | 26407.3568 |  |  |  | 2017 |  | 1758907.6319 | 85.4 | 0 |  |  |  | 25 | 7214 | 8028 | -814 | 141
2018 | [14 empty] | 1790598.4118 | 12762 | 0.1915 | 66642.0473 | 1586715.4118 | 1784470.4118 | 14263 | 25562.7799 |  |  |  | 2018 |  | 1784470.4118 | 85.4 | 0 |  |  |  | 25 | 7351 | 8210 | -859 | 137
2019 | [14 empty] | 1814775.8869 | 12937 | 0.1915 | 67555.7352 | 1608469.8869 | 1808472.8869 | 14334 | 24002.4751 |  |  |  | 2019 |  | 1808472.8869 | 85.4 | 0 |  |  |  | 25 | 7479 | 8395 | -916 | 128
2020 | [14 empty] | 1838371.1822 | 13108 | 0.1915 | 68448.6677 | 1629730.1822 | 1831897.1822 | 14406 | 23424.2953 |  |  |  | 2020 |  | 1831897.1822 | 85.4 | 0 |  |  |  | 25 | 7604 | 8579 | -975 | 125
2021 | [14 empty] | 1861191.152 | 13273 | 0.1915 | 69312.7744 | 1650304.152 | 1854552.152 | 14478 | 22654.9699 |  |  |  | 2021 |  | 1854552.152 | 85.4 | 0 |  |  |  | 25 | 7726 | 8760 | -1034 | 122
2022 | [14 empty] | 1883454.0889 | 13435 | 0.1915 | 70156.7197 | 1670398.0889 | 1876653.0889 | 14550 | 22100.9369 |  |  |  | 2022 |  | 1876653.0889 | 85.4 | 0 |  |  |  | 25 | 7844 | 8939 | -1095 | 118
2023 | [14 empty] | 1904419.5767 | 13587 | 0.1915 | 70951.9682 | 1689332.5767 | 1897466.5767 | 14623 | 20813.4878 |  |  |  | 2023 |  | 1897466.5767 | 85.4 | 0 |  |  |  | 25 | 7955 | 9115 | -1160 | 111
2024 | [14 empty] | 1924682.3737 | 13735 | 0.1915 | 71721.6937 | 1707659.3737 | 1917581.3737 | 14696 | 20114.797 |  |  |  | 2024 |  | 1917581.3737 | 85.4 | 0 |  |  |  | 25 | 8063 | 9288 | -1225 | 108
2025 | [14 empty] | 1944114.1899 | 13876 | 0.1915 | 72460.424 | 1725248.1899 | 1936872.1899 | 14769 | 19290.8162 |  |  |  | 2025 |  | 1936872.1899 | 85.4 | 0 |  |  |  | 25 | 8166 | 9461 | -1295 | 103
2026 | [14 empty] | 1962559.7871 | 14011 | 0.1915 | 73162.5211 | 1741964.7871 | 1955182.7871 | 14843 | 18310.5973 |  |  |  | 2026 |  | 1955182.7871 | 85.4 | 0 |  |  |  | 25 | 8264 | 9632 | -1368 | 98
2027 | [14 empty] | 1980481.8082 | 14141 | 0.1915 | 73845.4839 | 1758225.8082 | 1972974.8082 | 14917 | 17792.0211 |  |  |  | 2027 |  | 1972974.8082 | 85.4 | 0 |  |  |  | 25 | 8359 | 9801 | -1442 | 95
2028 | [14 empty] | 1998030.5042 | 14270 | 0.1915 | 74514.9092 | 1774164.5042 | 1990394.5042 | 14992 | 17419.696 |  |  |  | 2028 |  | 1990394.5042 | 85.4 | 0 |  |  |  | 25 | 8452 | 9970 | -1518 | 93
2029 | [14 empty] | 2015201.7594 | 14395 | 0.1915 | 75170.4559 | 1789772.7594 | 2007440.7594 | 15067 | 17046.2552 |  |  |  | 2029 |  | 2007440.7594 | 85.4 | 0 |  |  |  | 25 | 8544 | 10137 | -1593 | 92
2030 | [14 empty] | 2031489.4492 | 14514 | 0.1915 | 75792.9669 | 1804594.4492 | 2023609.4492 | 15142 | 16168.6899 |  |  |  | 2030 |  | 2023609.4492 | 85.4 | 0 |  |  |  | 25 | 8630 | 10302 | -1672 | 86
2031 | [14 empty] | 2047199.8428 | 14630 | 0.1915 | 76394.3814 | 1818913.8428 | 2039203.8428 | 15218 | 15594.3935 | [15 empty] | 83.0412
2032 | [14 empty] | 2062508.0934 | 14742 | 0.1915 | 76980.9639 | 1832880.0934 | 2054400.0934 |  | 15196.2507
2033 | [14 empty] | 2077418.0977 | 14851 | 0.1915 | 77553.0461 | 1846501.0977 | 2069201.0977 |  | 14801.0042 |  |  |  | TEMPERATURE VARIABLE : 5 HOUR AVERAGE , NORMAL TEMPERATURE : 30 YR AVG (afternoon Pks 1976-2007)
2034 | [14 empty] | 2091944.3001 | 14958 | 0.1915 | 78110.9826 | 1859785.3001 | 2083620.3001 |  | 14419.2025 |  |  |  | Sample Period: Afternoon Peak Years Only between 1983 and 2010
2035 | [14 empty] | 2106092.0359 | 15062 | 0.1915 | 78655.1235 | 1872741.0359 | 2097664.0359 |  | 14043.7358 |  |  |  |  | FRU |  | 5-Hr Avg
2036 | [14 empty] | 2119878.5493 | 15164 | 0.1915 | 79186.1091 | 1885383.5493 | 2111348.5493 |  | 13684.5134 |  |  |  | YEAR | History | CUSTS | Temp | Hr/Wkend Dum | Recess Dum | PRED | ERROR | CO. USE | Fall'13 | TYSP'13 | Diff | Yr-Yr Growth
2037 | [14 empty] | 2134401.8916 | 15271 | 0.1915 | 79745.7314 | 1898707.8916 | 2125764.8916 |  | 14416.3423 |  |  |  | 1980 | 2092 | 770749 | 82.1 | 0 | 0 | [8 empty] | Cntl-Shift-Enter
2038 | [14 empty] | 2149592.3185 | 15383 | 0.1915 | 80330.6834 | 1912635.3185 | 2140843.3185 |  | 15078.4269 |  |  |  | 1981 | 2138 | 800651 | 86.1 | 0 | 0 | [6 empty] | 46
2039 | [14 empty] | 2164287.4525 | 15492 | 0.1915 | 80897.017 | 1926119.4525 | 2155429.4525 |  | 14586.134 |  |  |  | 1982 | 2544 | 830644 | 88.1 | 0 | 0 | [6 empty] | 406 |  | USED FOR SEP'13 FCST | [5 empty] | YEAR | Pred w/Norm | Act FRU | W/A + Error | Pred | wadjmt
2040 | [14 empty] | 2179254.3339 | 15602 | 0.1915 | 81474.47 | 1939868.3339 | 2170286.3339 |  | 14856.8814 |  |  |  | 1983 | 2226 | 861030 | 85 | 0 | 0 | 2048 | 178 |  |  |  |  | -318 |  | Sample Period: Afternoon Peak Years Only between 1983 and 2011 | [5 empty] | 1983 | 2087 | 2226 | 139 | 2048 | 39
[23 empty] | 85.1 | 85.4 |  | 1984 | 2462 | 899397 | 85.5 | 0 | 0 | 2326 | 136 |  |  |  |  | 236 |  | Variable: | Recess Dum | Wkend Dum | 5 Hr Temp | Custs | Intercept | 1984 | 2316 | 2462 | 146 | 2326 | -10
[24 empty] | 30 Yr Average (Afternoons) |  | 1985 | 2568 | 940945 | 86.3 | 0 | 0 | 2653 | -85 |  |  |  |  | 106 |  | Coeff: | -691.2674 | -610.8559 | 97.8594 | 0.0059748 | -11414.5574 | 1985 | 2565 | 2568 | 3 | 2653 | -88
[24 empty] | (1979-10) | Excludes 2 cold Mornings | 1986 | 2646 | 979863 | 88.3 | 0 | 0 | 3081 | -435 |  |  |  |  | 78 |  | se: | 128.1831 | 112.7805 | 18.5363 | 0.00017222 | 1623.8891 | 1986 | 2797 | 2646 | -151 | 3081 | -284
[26 empty] | 1988 | 3090 | 1060125 | 84.5 | 0 | 0 | 3189 | -99 |  |  |  |  | 444 |  | r2 / se: | 0.9827 | 194.5996 | #N/A | #N/A | #N/A | 1988 | 3277 | 3090 | -187 | 3189 | 88
[26 empty] | 1989 | 3589 | 1102284 | 87.4 | 0 | 0 | 3724 | -135 |  |  |  |  | 499 |  | F / df: | 340.8367 | 24 | #N/A | #N/A | #N/A | 1989 | 3529 | 3589 | 60 | 3724 | -195
[26 empty] | 1990 | 3851.4784 | 1137544 | 87.2 | 0 | 0 | 3915 | -63.5216 |  |  |  |  | 262.4784 |  | ss_reg / ss_resid: | 51628587.3243 | 908856.2155 | #N/A | #N/A | #N/A | 1990 | 3739 | 3851.4784 | 112.4784 | 3915 | -176
[26 empty] | 1991 | 4553.0998 | 1162344 | 89 | 0 | 0 | 4240 | 313.0998 |  |  |  |  | 701.6214 |  | t stat: | #N/A | #N/A | #N/A | #N/A | #N/A | 1991 | 3887 | 4553.0998 | 666.0998 | 4240 | -353
[26 empty] | 1992 | 3781.4986 | 1183281 | 84.3 | 0 | 0 | 3905 | -123.5014 |  |  |  |  | -771.6012 |  |  | -5.3928 | -5.4163 | 5.2793 | 34.6932 | -7.0291 | 1992 | 4012 | 3781.4986 | -230.5014 | 3905 | 107
[26 empty] | 1994 | 4475.6098 | 1245767 | 87.7 | 0 | 0 | 4611 | -135.3902 |  |  |  |  | 694.1111 | [7 empty] | 1994 | 4386 | 4475.6098 | 89.6098 | 4611 | -225
[26 empty] | 1995 | 4687.4523 | 1270827 | 87.1 | 0 | 0 | 4702 | -14.5477 |  |  |  |  | 211.8425 | [7 empty] | 1995 | 4536 | 4687.4523 | 151.4523 | 4702 | -166
[26 empty] | 1996 | 4862.0585 | 1294332 | 87.9 | 0 | 0 | 4921 | -58.9415 |  |  |  |  | 174.6062 | [7 empty] | 1996 | 4676 | 4862.0585 | 186.0585 | 4921 | -245
[26 empty] | 1997 | 4413.2365 | 1317095 | 85.3 | 1 | 0 | 4191 | 222.2365 |  |  |  |  | -448.822 | [7 empty] | 1997 | 4201 | 4413.2365 | 212.2365 | 4191 | 10
[26 empty] | 1998 | 4835.7974 | 1339426 | 84 | 0 | 0 | 4808 | 27.7974 |  |  |  |  | 422.5609 | [7 empty] | 1998 | 4945 | 4835.7974 | -109.2026 | 4808 | 137
[26 empty] | 1999 | 5588.6102 | 1368451 | 86.1 | 0 | 0 | 5187 | 401.6102 |  |  |  |  | 752.8128 | [7 empty] | 1999 | 5119 | 5588.6102 | 469.6102 | 5187 | -68
[26 empty] | 2000 | 4912.25 | 1402357 | 81.7 | 0 | 0 | 4959 | -46.75 |  |  |  |  | -676.3602 | [7 empty] | 2000 | 5321 | 4912.25 | -408.75 | 4959 | 362
[26 empty] | 2001 | 5736.35 | 1439173 | 87 | 0 | 0 | 5698 | 38.35 |  |  |  |  | 824.1 | [7 empty] | 2001 | 5541 | 5736.35 | 195.35 | 5698 | -157
[26 empty] | 2002 | 6193.4 | 1468056 | 87.3 | 0 | 0 | 5900 | 293.4 |  |  |  |  | 457.05 | [7 empty] | 2002 | 5714 | 6193.4 | 479.4 | 5900 | -186
[26 empty] | 2003 | 6192.3 | 1505532 | 85.3 | 0 | 0 | 5928 | 264.3 |  |  |  |  | -1.1 | [7 empty] | 2003 | 5938 | 6192.3 | 254.3 | 5928 | 10
[26 empty] | 2004 | 5843.1 | 1540555 | 83.3 | 0 | 0 | 5942 | -98.9 |  |  |  |  | -349.2 | [7 empty] | 2004 | 6147 | 5843.1 | -303.9 | 5942 | 205
[26 empty] | 2005 | 5832.2 | 1575300 | 81.4 | 0 | 0 | 5963 | -130.8 |  |  |  |  | -10.9 | [7 empty] | 2005 | 6355 | 5832.2 | -522.8 | 5963 | 392
[26 empty] | 2006 | 6749.5 | 1607083 | 88.4 | 0 | 0 | 6838 | -88.5 |  |  |  |  | 917.3 | [7 empty] | 2006 | 6545 | 6749.5 | 204.5 | 6838 | -293
[26 empty] | 2007 | 6208 | 1635775 | 86.3 | 0 | 1 | 6113 | 95 |  |  |  |  | -541.5 | [7 empty] | 2007 | 6025 | 6208 | 183 | 6113 | -88
[26 empty] | 2008 | 5879 | 1638638 | 83 | 0 | 1 | 5807 | 72 |  |  |  |  | -329 | [7 empty] | 2008 | 6042 | 5879 | -163 | 5807 | 235
[26 empty] | 2009 | 5728 | 1630363 | 84.3 | 0 | 1 | 5885 | -157 |  |  |  |  | -151 | [7 empty] | 2009 | 5992 | 5728 | -264 | 5885 | 107
[26 empty] | 2010 | 5352 | 1633207 | 83.3 | 1 | 0.75 | 5366 | -14 |  |  |  |  | -376 | [7 empty] | 2010 | 5571 | 5352 | -219 | 5366 | 205
[26 empty] | 2011 | 7001 | 1641165 | 89.5 | 0 | 0 | 7149 | -148 |  |  |  |  | 1649 | [7 empty] | 2011 | 6748 | 7001 | 253 | 7149 | -401
[26 empty] | 2012 | 6233 | 1653353 | 86.1 | 1 | 0 | 6279 | -46 |  |  |  |  | -7001 | [7 empty] | 2012 | 6210 | 6233 | 23 | 6279 | -69
[26 empty] | 2013 | 6146 | 1668142 | 85.5 | 1 | 0 | 6308 | -162 |  |  |  |  | 0 | [7 empty] | 2013 | 6299 | 6146 | -153 | 6308 | -9
[26 empty] | 2014 |  | 1685920.2578 | 85.4 | 0.8 | 0 |  |  | 25 | 6502 | 7500 | -998 | 6502
[26 empty] | 2015 |  | 1711782.6893 | 85.4 | 0.6 | 0 |  |  | 25 | 6779 | 7677 | -898 | 277
[26 empty] | 2016 |  | 1738250.2751 | 85.4 | 0.4 | 0 |  |  | 25 | 7059 | 7850 | -791 | 280
[26 empty] | 2017 |  | 1764849.6319 | 85.4 | 0.2 | 0 |  |  | 25 | 7340 | 8028 | -688 | 281
[26 empty] | 2018 |  | 1790598.4118 | 85.4 | 0 | 0 |  |  | 25 | 7616 | 8210 | -594 | 276
[26 empty] | 2019 |  | 1814775.8869 | 85.4 | 0 | 0 |  |  | 25 | 7761 | 8395 | -634 | 145
[26 empty] | 2020 |  | 1838371.1822 | 85.4 | 0 | 0 |  |  | 25 | 7901 | 8579 | -678 | 140
[26 empty] | 2021 |  | 1861191.152 | 85.4 | 0 | 0 |  |  | 25 | 8038 | 8760 | -722 | 137
[26 empty] | 2022 |  | 1883454.0889 | 85.4 | 0 | 0 |  |  | 25 | 8171 | 8939 | -768 | 133
[26 empty] | 2023 |  | 1904419.5767 | 85.4 | 0 | 0 |  |  | 25 | 8296 | 9115 | -819 | 125
[26 empty] | 2024 |  | 1924682.3737 | 85.4 | 0 | 0 |  |  | 25 | 8417 | 9288 | -871 | 121
[26 empty] | 2025 |  | 1944114.1899 | 85.4 | 0 | 0 |  |  | 25 | 8533 | 9461 | -928 | 116
[26 empty] | 2026 |  | 1962559.7871 | 85.4 | 0 | 0 |  |  | 25 | 8643 | 9632 | -989 | 110
[26 empty] | 2027 |  | 1980481.8082 | 85.4 | 0 | 0 |  |  | 25 | 8751 | 9801 | -1050 | 108
[26 empty] | 2028 |  | 1998030.5042 | 85.4 | 0 | 0 |  |  | 25 | 8855 | 9970 | -1115 | 104
[26 empty] | 2029 |  | 2015201.7594 | 85.4 | 0 | 0 |  |  | 25 | 8958 | 10137 | -1179 | 103
[26 empty] | 2030 |  | 2031489.4492 | 85.4 | 0 | 0 |  |  | 25 | 9055 | 10302 | -1247 | 97
[26 empty] | 2031 |  | 2047199.8428 | 85.4 | 0 | 0 |  |  | 25 | 9149 |  |  | 94
[26 empty] | 2032 |  | 2062508.0934 | 85.4 | 0 | 0 |  |  | 25 | 9241 |  |  | 92
[26 empty] | 2033 |  | 2077418.0977 | 85.4 | 0 | 0 |  |  | 25 | 9330 |  |  | 89
[26 empty] | 2034 |  | 2091944.3001 | 85.4 | 0 | 0 |  |  | 25 | 9417 |  |  | 87
[26 empty] | 2035 |  | 2106092.0359 | 85.4 | 0 | 0 |  |  | 25 | 9501 |  |  | 84
[26 empty] | 2036 |  | 2119878.5493 | 85.4 | 0 | 0 |  |  | 25 | 9583 |  |  | 82
[26 empty] | 2037 |  | 2134401.8916 | 85.4 | 0 | 0 |  |  | 25 | 9670 |  |  | 87
[26 empty] | 2038 |  | 2149592.3185 | 85.4 | 0 | 0 |  |  | 25 | 9761 |  |  | 91
[26 empty] | 2039 |  | 2164287.4525 | 85.4 | 0 | 0 |  |  | 25 | 9849 |  |  | 88
[26 empty] | 2040 |  | 2179254.3339 | 85.4 | 0 | 0 |  |  | 25 | 9938 |  |  | 89

## May
MAY PEAK DEMAND COMPONENTS | [9 empty] | Not used | [5 empty] | Not used | Not used | Not used | Not used | Not used | Not used | Not used |  |  |  | FIRM RETAIL UNADJUSTED DEMAND FORECAST - MAY
[15 empty] | CF_201309 |  | 13_EDB_Adjmt.xlsx |  | CF_201309
[9 empty] | Total |  |  | POTENTIAL
[9 empty] | RETAIL |  |  | RETAIL |  | FIRM |  | SSR Adjmt | 41.47% |  |  | R,C,I & SPA | [5 empty] | TEMPERATURE VARIABLE : 5 HOUR AVERAGE , NORMAL TEMPERATURE : 30 YEAR AVERAGE
[7 empty] | IS/CS | Firm Retl | BEFORE |  | SS | BEFORE | TOTAL | RETAIL | R,C,I & SPA | RCusts w/ | % away | Total |  | RETAIL Adj | WPark | Yr-Yr Chg | [6 empty] | 5-Hr Avg
YEAR | DATE | HR | DOW | SYS PK | RETAIL PK | LM,HW&VR | Exercised | Curtailed | DLC | NON-DISP | COGEN | DSM | IS/CS | ADJ | CUSTS EDB | LT 210 KWh | in Month | SSR Custs | ResCF | SSR & EDB | ADJMT | Custs | Pk Hr Temp | 5HR |  | YEAR | History | CUSTS | Temp | Recession Dum | Hr/Wkend Dum | PRED | ERROR | CO. USE | Fall'13 | TYSP'13 | Diff | Yr-Yr Growth
1975 | 1975-05-31 | 17 | Sat | 2739 | [10 empty] | 613527 |  |  |  |  | 613527
1976 | 1976-05-07 | 17 | Fri | 2453 | [10 empty] | 635360 |  |  |  |  | 635360 |  | 21833 | 86.65 | 87.6 | [13 empty] | 190.7957
1977 | 1977-05-13 | 17 | Fri | 2583 | [10 empty] | 660010 |  |  |  |  | 660010 |  | 24650 | 80.35 | 84.2 | [14 empty] | Sample Period: 1992-2013
1978 | 1978-05-26 | 17 | Fri | 3071 | [10 empty] | 698227 |  |  |  |  | 698227 |  | 38217 | 89.45 | 90.4
1979 | 1979-05-31 | 18 | Thu | 3062 | [10 empty] | 724894 |  |  |  |  | 724894 |  | 26667 | 85.4 | 87.6 | [14 empty] | Variable: | Hr dum | Rec. Dum | Temp | Custs | Intercept | YEAR | Pred w/Norm | Act FRU | W/A + Error | Pred | wadjmt
1980 | 1980-05-19 | 18 | Mon | 3377 | 2761 | 0 | 0 | 0 | 2761 | 0 | 0 | 2761 | 170 | 2591 | 763420 |  |  |  |  | 763420 |  | 38526 | 85.95 | 88 |  | 1980 | 2591 | 763420 | 88 | 0 | 0 | 1975 | 616 | [5 empty] | Coeff: | -511.057 | -857.4295 | 87.6808 | 0.0065576 | -10746.8942 | 1980 | 2141.7964 | 2591 | 449.2036 | 1975 | 166.7964
1981 | 1981-05-18 | 18 | Mon | 3265 | 2638 | 0 | 0 | 0 | 2638 | 0 | 11 | 2638 | 170 | 2457 | 793135 |  |  |  |  | 793135 |  | 29715 | 89.2 | 90.9 |  | 1981 | 2457 | 793135 | 90.9 | 0 | 0 | 2424 | 33 |  |  |  |  | -134 | se: | 63.5094 | 87.0588 | 17.8647 | 0.00021638 | 1623.1517 | 1981 | 2336.6549 | 2457 | 120.3451 | 2424 | -87.3451
1982 | 1982-05-28 | 18 | Fri | 3401 | 2827 | 0 | 0 | 0 | 2827 | 10 | 12 | 2837 | 170 | 2645 | 820042 |  |  |  |  | 820042 |  | 26907 | 88.7 | 89.3 |  | 1982 | 2645 | 820042 | 89.3 | 0 | 0 | 2460 | 185 |  |  |  |  | 188 | r2 / se: | 0.98585 | 126.5529 | #N/A | #N/A | #N/A | 1982 | 2513.0998 | 2645 | 131.9002 | 2460 | 53.0998
1983 | 1983-05-24 | 17 | Tue | 3622 | 2997 | 0 | 0 | 0 | 2997 | 21 | 36 | 3018 | 170 | 2791 | 849896 |  |  |  |  | 849896 |  | 29854 | 89.55 | 88.7 |  | 1983 | 2791 | 849896 | 88.7 | 0 | 0 | 2604 | 187 |  |  |  |  | 146 | F / df: | 296.1251 | 17 | #N/A | #N/A | #N/A | 1983 | 2708.8698 | 2791 | 82.1302 | 2604 | 104.8698
1984 | 1984-05-07 | 18 | Mon | 3708 | 3332 | 0 | 0 | 0 | 3332 | 37 | 36 | 3369 | 170 | 3126 | 889234 |  |  |  |  | 889234 |  | 39338 | 89.1 | 90.9 |  | 1984 | 3126 | 889234 | 90.9 | 0 | 0 | 3055 | 71 |  |  |  |  | 335 | ss_reg / ss_resid: | 18970541.7469 | 272266.0169 | #N/A | #N/A | #N/A | 1984 | 2966.832 | 3126 | 159.168 | 3055 | -88.168
1985 | 1985-05-31 | 17 | Fri | 3914 | 3621 | 0 | 0 | 0 | 3621 | 51 | 42 | 3672 | 171 | 3408 | 929839 |  |  |  |  | 929839 |  | 40605 | 93.5 | 92.8 |  | 1985 | 3408 | 929839 | 92.8 | 0 | 0 | 3487 | -79 |  |  |  |  | 282 | t stat: | #N/A | #N/A | #N/A | #N/A | #N/A | 1985 | 3233.1026 | 3408 | 174.8974 | 3487 | -253.8974
1986 | 1986-05-29 | 18 | Thu | 4020 | 3798 | 0 | 0 | 0 | 3798 | 62 | 51 | 3860 | 190 | 3557 | 967584 |  |  |  |  | 967584 |  | 37745 | 90.55 | 92 |  | 1986 | 3557 | 967584 | 92 | 0 | 0 | 3665 | -108 |  |  |  |  | 149 | [6 empty] | 1986 | 3480.6186 | 3557 | 76.3814 | 3665 | -184.3814
1987 | 1987-05-21 | 17 | Thu | 3865 | 3646 | 0 | 0 | 0 | 3646 | 69 | 58 | 3715 | 211 | 3377 | 1008607 |  |  |  |  | 1008607 |  | 41023 | 86.8 | 85.8 |  | 1987 | 3377 | 1008607 | 85.8 | 0 | 0 | 3390 | -13 |  |  |  |  | -180 | [6 empty] | 1987 | 3749.6302 | 3377 | -372.6302 | 3390 | 359.6302
1988 | 1988-05-23 | 18 | Mon | 4418 | 3883 | 0 | 0 | 0 | 3883 | 75 | 61 | 3958 | 296 | 3526 | 1047373 |  |  |  |  | 1047373 |  | 38766 | 88.2 | 89.2 |  | 1988 | 3526 | 1047373 | 85.2 | 0 | 0 | 3592 | -66 |  |  |  |  | 149 | [6 empty] | 1988 | 4003.8415 | 3526 | -477.8415 | 3592 | 411.8415
1989 | 1989-05-26 | 17 | Fri | 5112 | 4802 | 0 | 0 | 0 | 4802 | 79 | 66 | 4881 | 273 | 4463 | 1089615 |  |  |  |  | 1089615 |  | 42242 | 94.85 | 92.9 |  | 1989 | 4463 | 1089615 | 92.9 | 0 | 0 | 4544 | -81 |  |  |  |  | 937 | [6 empty] | 1989 | 4280.8469 | 4463 | 182.1531 | 4544 | -263.1531
1990 | 1990-05-16 | 17 | Wed | 5304 | 4856.5544 | 0 | 0 | 0 | 4856.5544 | 83 | 66 | 4939.5544 | 279 | 4511.5544 | 1123175 |  |  |  |  | 1123175 |  | 33560 | 90.95 | 91.2 |  | 1990 | 4511.5544 | 1123175 | 91.2 | 0 | 0 | 4615 | -103.4456 |  |  |  |  | 48.5544 | [6 empty] | 1990 | 4500.9193 | 4511.5544 | 10.6351 | 4615 | -114.0807
1991 | 1991-05-29 | 17 | Wed | 5395 | 4789.5658 | 113 | 0 | 0 | 4902.5658 | 87 | 65.5 | 4989.5658 | 228 | 4609.0658 | 1147581 |  |  |  |  | 1147581 |  | 24406 | 90.7 | 90.1 |  | 1991 | 4609.0658 | 1147581 | 90.1 | 0 | 0 | 4678 | -68.9342 |  |  |  |  | 97.5114 | [6 empty] | 1991 | 4660.9637 | 4609.0658 | -51.8979 | 4678 | -17.0363
1992 | 1992-05-31 | 18 | Sun | 4892 | 4368.3525 | 0 | 0 | 0 | 4368.3525 | 94 | 65.5 | 4462.3525 | 163 | 4139.8525 | 1168673 |  |  |  |  | 1168673 |  | 21092 | 89.4 | 90 |  | 1992 | 4139.8525 | 1168673 | 90 | 0 | 1 | 4297 | -157.1475 |  |  |  |  | -469.2133 | [6 empty] | 1992 | 4288.2192 | 4139.8525 | -148.3667 | 4297 | -8.7808
1993 | 1993-05-18 | 18 | Tue | 5030 | 4578.302 | 0 | 0 | 0 | 4578.302 | 107 | 65.5 | 4685.302 | 229 | 4283.802 | 1204122 |  |  |  |  | 1204122 |  | 35449 | 83.2 | 86.3 |  | 1993 | 4283.802 | 1204122 | 86.3 | 0 | 1 | 4205 | 78.802 |  |  |  |  | 143.9495 | [6 empty] | 1993 | 4520.6789 | 4283.802 | -236.8769 | 4205 | 315.6789
1994 | 1994-05-16 | 16 | Mon | 6054 | 5385.7437 | 0 | 0 | 0 | 5385.7437 | 127 | 65.5 | 5512.7437 | 251 | 5069.2437 | 1229945 |  |  |  |  | 1229945 |  | 25823 | 90.05 | 88.7 |  | 1994 | 5069.2437 | 1229945 | 88.7 | 0 | 0 | 5096 | -26.7563 |  |  |  |  | 785.4417 | [6 empty] | 1994 | 5201.0723 | 5069.2437 | -131.8287 | 5096 | 105.0723
1995 | 1995-05-17 | 17 | Wed | 6851 | 6056.8027 | 0 | 0 | 0 | 6056.8027 | 147 | 65.5 | 6203.8027 | 308 | 5683.3027 | 1243312 |  |  |  |  | 1243312 |  | 13367 | 91.85 | 92.2 |  | 1995 | 5683.3027 | 1243312 | 92.2 | 0 | 0 | 5490 | 193.3027 |  |  |  |  | 614.0591 | [6 empty] | 1995 | 5288.7275 | 5683.3027 | 394.5752 | 5490 | -201.2725
1996 | 1996-05-23 | 18 | Thu | 6360 | 5742.6612 | 0 | 0 | 0 | 5742.6612 | 173 | 71.5 | 5915.6612 | 326 | 5345.1612 | 1277885 |  |  | Timeshr Adjmt |  | 1277885 |  | 34573 | 89.7 | 90.4 |  | 1996 | 5345.1612 | 1277885 | 90.4 | 0 | 0 | 5559 | -213.8388 |  |  |  |  | -338.1415 | [6 empty] | 1996 | 5515.4428 | 5345.1612 | -170.2816 | 5559 | -43.5572
1997 | 1997-05-27 | 17 | Tue | 6798 | 6131.3023 | 0 | 0 | 0 | 6131.3023 | 192.5 | 71.5 | 6323.8023 | 340.3 | 5719.5023 | 1302703 |  |  | 2936 |  | 1305639 |  | 27754 | 88.95 | 89.8 |  | 1997 | 5719.5023 | 1302703 | 89.8 | 0 | 0 | 5669 | 50.5023 |  |  |  |  | 374.3411 | [6 empty] | 1997 | 5678.1889 | 5719.5023 | 41.3134 | 5669 | 9.1889
1998 | 1998-05-21 | 17 | Thu | 7066 | 6301.0736 | 146 | 0 | 0 | 6447.0736 | 223 | 75 | 6670.0736 | 343 | 6029.0736 | 1328187 | 7291 |  | 6634 |  | 1327530 |  | 21891 | 90.85 | 90.7 |  | 1998 | 6029.0736 | 1328187 | 90.7 | 0 | 0 | 5915 | 114.0736 |  |  |  |  | 309.5713 | [6 empty] | 1998 | 5845.3023 | 6029.0736 | 183.7713 | 5915 | -69.6977
1999 | 1999-05-25 | 18 | Tue | 7226 | 6297.8977 | 0 | 0 | 0 | 6297.8977 | 240 | 75 | 6537.8977 | 315 | 5907.8977 | 1359939 | 13912 |  |  |  | 1352661 |  | 25131 | 87.5 | 88.4 |  | 1999 | 5907.8977 | 1359939 | 88.4 | 0 | 0 | 5922 | -14.1023 |  |  |  |  | -121.1759 | [6 empty] | 1999 | 6053.5187 | 5907.8977 | -145.6209 | 5922 | 131.5187
2000 | 2000-05-26 | 17 | Fri | 8151 | 6955.73 | 38 | 0 | 0 | 6993.73 | 255 | 75 | 7248.73 | 317 | 6601.73 | 1395545 | 17221 |  |  |  | 1384958 |  | 32297 | 93.25 | 92.9 |  | 2000 | 6601.73 | 1395545 | 92.9 | 0 | 0 | 6550 | 51.73 |  |  |  |  | 693.8323 | [6 empty] | 2000 | 6287.0079 | 6601.73 | 314.7221 | 6550 | -262.9921
2001 | 2001-05-30 | 18 | Wed | 7752 | 6922.4 | 0 | 0 | 0 | 6922.4 | 268 | 75 | 7190.4 | 311 | 6536.4 | 1432566 | 20185 |  |  |  | 1419015 |  | 34057 | 89 | 89.3 |  | 2001 | 6536.4 | 1432566 | 89.3 | 0 | 0 | 6477 | 59.4 |  |  |  |  | -65.33 | [6 empty] | 2001 | 6529.7762 | 6536.4 | 6.6238 | 6477 | 52.7762
2002 | 2002-05-03 | 17 | Fri | 8127 | 7115.3 | 0 | 0 | 0 | 7115.3 | 282 | 75 | 7397.3 | 353 | 6687.3 | 1467121 | 20910 |  |  |  | 1452845 |  | 33830 | 91.15 | 91.3 |  | 2002 | 6687.3 | 1467121 | 91.3 | 0 | 0 | 6879 | -191.7 |  |  |  |  | 150.9 | [6 empty] | 2002 | 6756.3734 | 6687.3 | -69.0734 | 6879 | -122.6266
2003 | 2003-05-12 | 17 | Mon | 8037 | 7328.3 | 0 | 0 | 0 | 7328.3 | 298 | 75 | 7626.3 | 274 | 6979.3 | 1503732 | 21933 |  | 49058 |  | 1488433 |  | 35588 | 88.6 | 88.8 |  | 2003 | 6979.3 | 1503732 | 88.8 | 0 | 0 | 6900 | 79.3 |  |  |  |  | 292 | [6 empty] | 2003 | 6996.4531 | 6979.3 | -17.1531 | 6900 | 96.4531
2004 | 2004-05-26 | 17 | Wed | 8446.3 | 7609.4 | 0 | 0 | 0 | 7609.4 | 314 | 110 | 7923.4 | 276 | 7223.4 | 1541254 | 24517 |  | 52489 |  | 1523371 |  | 34938 | 92.15 | 90.5 |  | 2004 | 7223.4 | 1541254 | 90.5 | 0 | 0 | 7295 | -71.6 |  |  |  |  | 244.1 | [6 empty] | 2004 | 7242.5067 | 7223.4 | -19.1067 | 7295 | -52.4933
2005 | 2005-05-30 | 17 | Mon | 8478.3 | 7453.8 | 0 | 0 | 0 | 7453.8 | 332 | 110 | 7785.8 | 311 | 7032.8 | 1576931 | 26310 |  | 56722 |  | 1557255 | 12250 | 33884 | 91.3 | 89.6 |  | 2005 | 7032.8 | 1576931 | 89.6 | 0 | 1 | 6939 | 93.8 |  |  |  |  | -190.6 | [6 empty] | 2005 | 6965.4045 | 7032.8 | 67.3955 | 6939 | 26.4045
2006 | 2006-05-28 | 16 | Sun | 8381 | 7466.9 | 0 | 0 | 0 | 7466.9 | 353 | 66 | 7819.9 | 284 | 7116.9 | 1607229 | 22993 |  | 57194 |  | 1590870 | 12373 | 33615 | 90.75 | 89.5 |  | 2006 | 7116.9 | 1607229 | 89.5 | 0 | 1 | 7129 | -12.1 |  |  |  |  | 84.1 | [6 empty] | 2006 | 7164.0861 | 7116.9 | -47.1861 | 7129 | 35.0861
2007 | 2007-05-04 | 17 | Fri | 8123 | 7149 | 0 | 0 | 0 | 7149 | 374 | 110 | 7523 | 296 | 6743 | 1635705 | 24525 |  | 59436 |  | 1617814 | 12497 | 26944 | 89.35 | 88.3 |  | 2007 | 6743 | 1635705 | 88.3 | 1 | 0 | 6864 | -121 |  |  |  |  | -373.9 | [6 empty] | 2007 | 7004.4473 | 6743 | -261.4473 | 6864 | 140.4473
2008 | 2008-05-31 | 17 | Sat | 9298 | 7720 | 0 | 0 | 0 | 7720 | 399 | 110 | 8119 | 289 | 7321 | 1637081 | 24226 |  | 57671 |  | 1619489 | 12559 | 1675 | 92 | 89.6 |  | 2008 | 7321 | 1637081 | 89.6 | 0 | 1 | 7334 | -13 |  |  |  |  | 578 | [6 empty] | 2008 | 7359.8431 | 7321 | -38.8431 | 7334 | 25.8431
2009 | 2009-05-11 | 17 | Mon | 8736 | 7579 | 0 | 0 | 0 | 7579 | 432 | 110 | 8011 | 307 | 7162 | 1628862 | 25106 |  | 59420 |  | 1610390 | 12622 | -9099 | 91.6 | 90.5 |  | 2009 | 7162 | 1628862 | 90.5 | 1 | 0 | 7012 | 150 |  |  |  |  | -159 | [6 empty] | 2009 | 6959.5738 | 7162 | 202.4262 | 7012 | -52.4262
2010 | 2010-05-03 | 17 | Mon | 8585 | 7542 | 0 | 0 | 0 | 7542 | 467 | 110 | 8009 | 323 | 7109 | 1632221 | 26275 |  | 59942 |  | 1612580 | 12685 | 2190 | 88.5 | 86.9 |  | 2010 | 7109 | 1632221 | 86.9 | 0.5 | 0 | 7147 | -38 |  |  |  |  | -53 | [6 empty] | 2010 | 7410.3155 | 7109 | -301.3155 | 7147 | 263.3155
2011 | 2011-05-24 | 18 | Tue | 8443 | 7555 | 0 | 0 | 0 | 7555 | 515 | 110 | 8070 | 278 | 7167 | 1640462 | 23213 |  | 61820 |  | 1623883 | 12748 | 11303 | 92.55 | 89.9 |  | 2011 | 7167 | 1640462 | 89.9 | 1 | 0 | 7036 | 131 |  |  |  |  | 58 | [6 empty] | 2011 | 7035.6418 | 7167 | 131.3582 | 7036 | -0.35824
2012 | 2012-05-25 | 17 | Fri | 7942 | 7488 | 0 | 0 | 0 | 7488 | 515 | 124 | 8003 | 233 | 7131 | 1652503 | 26844 |  | 62126 |  | 1632293 | 12812 | 8410 | 94.1 | 91.8 |  | 2012 | 7131 | 1652503 | 91.8 | 1 | 0 | 7281 | -150 |  |  |  |  | -36 | [6 empty] | 2012 | 7114.6016 | 7131 | 16.3984 | 7281 | -166.3984
2013 | 2013-05-24 | 17 | Fri | 8443 | 7270 | 0 | 0 | 0 | 7270 | 597 | 124 | 7867 | 282 | 6864 | 1677430 | 25670 |  | 64966 |  | 1658394 | 12876 | 26101 | 91.38 | 90.9 |  | 2013 | 6864 | 1677430 | 90.9 | 1 | 1 | 6855 | 9 |  |  |  |  | -267 | [6 empty] | 2013 | 6767.0054 | 6864 | 96.9946 | 6855 | -87.9946
2014 | [14 empty] | 1687744.8951 | 26027 | 0.4147 | 62760.2176 | 1494290.8951 | 1668351.8951 | 12940 | 9957.8951 |  |  |  | 2014 |  | 1687744.8951 | 89.9 | 0.9 | 0 |  |  | 25 | 7406 | 8499 | -1093 | 7406
2015 | [14 empty] | 1714086.4778 | 26439 | 0.4147 | 63754.2561 | 1517958.4778 | 1694281.4778 | 13005 | 25929.5826 |  |  |  | 2015 |  | 1714086.4778 | 89.9 | 0.8 | 0 |  |  | 25 | 7665 | 8687 | -1022 | 259
2016 | [14 empty] | 1740463.6937 | 26851 | 0.4147 | 64748.3211 | 1541626.6937 | 1720246.6937 | 13070 | 25965.2159 |  |  |  | 2016 |  | 1740463.6937 | 89.9 | 0.6 | 0 |  |  | 25 | 8009 | 8869 | -860 | 344
2017 | [14 empty] | 1767110.2051 | 27268 | 0.4147 | 65753.9906 | 1565571.2051 | 1746476.2051 | 13135 | 26229.5114 |  |  |  | 2017 |  | 1767110.2051 | 89.9 | 0.4 | 0 |  |  | 25 | 8356 | 9057 | -701 | 347
2018 | [14 empty] | 1792745.7509 | 27670 | 0.4147 | 66722.0295 | 1588619.7509 | 1771709.7509 | 13201 | 25233.5458 |  |  |  | 2018 |  | 1792745.7509 | 89.9 | 0.2 | 0 |  |  | 25 | 8695 | 9250 | -555 | 339
2019 | [14 empty] | 1816787.2712 | 28046 | 0.4147 | 67630.5954 | 1610252.2712 | 1795375.2712 | 13267 | 23665.5203 |  |  |  | 2019 |  | 1816787.2712 | 89.9 | 0 | 0 |  |  | 25 | 9024 | 9444 | -420 | 329
2020 | [14 empty] | 1840365.3091 | 28416 | 0.4147 | 68522.929 | 1631498.3091 | 1818583.3091 | 13333 | 23208.038 |  |  |  | 2020 |  | 1840365.3091 | 89.9 | 0 | 0 |  |  | 25 | 9179 | 9638 | -459 | 155
2021 | [14 empty] | 1863103.773 | 28774 | 0.4147 | 69384.0325 | 1652000.773 | 1840963.773 | 13400 | 22380.4639 |  |  |  | 2021 |  | 1863103.773 | 89.9 | 0 | 0 |  |  | 25 | 9328 | 9829 | -501 | 149
2022 | [14 empty] | 1885332.2082 | 29123 | 0.4147 | 70226.7387 | 1672065.2082 | 1862843.2082 | 13467 | 21879.4352 |  |  |  | 2022 |  | 1885332.2082 | 89.9 | 0 | 0 |  |  | 25 | 9474 | 10017 | -543 | 146
2023 | [14 empty] | 1906163.7022 | 29451 | 0.4147 | 71016.9895 | 1690880.7022 | 1883346.7022 | 13534 | 20503.494 |  |  |  | 2023 |  | 1906163.7022 | 89.9 | 0 | 0 |  |  | 25 | 9610 | 10202 | -592 | 136
2024 | [14 empty] | 1926394.6426 | 29769 | 0.4147 | 71785.545 | 1709179.6426 | 1903259.6426 | 13602 | 19912.9404 |  |  |  | 2024 |  | 1926394.6426 | 89.9 | 0 | 0 |  |  | 25 | 9743 | 10385 | -642 | 133
2025 | [14 empty] | 1945744.7465 | 30075 | 0.4147 | 72521.2214 | 1726695.7465 | 1922303.7465 | 13670 | 19044.1039 |  |  |  | 2025 |  | 1945744.7465 | 89.9 | 0 | 0 |  |  | 25 | 9870 | 10567 | -697 | 127
2026 | [14 empty] | 1964108.668 | 30364 | 0.4147 | 73220.2661 | 1743339.668 | 1940378.668 | 13738 | 18074.9215 |  |  |  | 2026 |  | 1964108.668 | 89.9 | 0 | 0 |  |  | 25 | 9990 | 10747 | -757 | 120
2027 | [14 empty] | 1981998.2947 | 30647 | 0.4147 | 73902.1204 | 1759574.2947 | 1957985.2947 | 13807 | 17606.6268 |  |  |  | 2027 |  | 1981998.2947 | 89.9 | 0 | 0 |  |  | 25 | 10108 | 10926 | -818 | 118
2028 | [14 empty] | 1999516.9749 | 30924 | 0.4147 | 74570.4109 | 1775485.9749 | 1975226.9749 | 13876 | 17241.6802 |  |  |  | 2028 |  | 1999516.9749 | 89.9 | 0 | 0 |  |  | 25 | 10223 | 11103 | -880 | 115
2029 | [14 empty] | 2016655.5197 | 31196 | 0.4147 | 75224.7938 | 1791066.5197 | 1992093.5197 | 13945 | 16866.5448 |  |  |  | 2029 |  | 2016655.5197 | 89.9 | 0 | 0 |  |  | 25 | 10335 | 11279 | -944 | 112
2030 | [14 empty] | 2032855.0502 | 31453 | 0.4147 | 75844.0221 | 1805810.0502 | 2008036.0502 | 14015 | 15942.5305 |  |  |  | 2030 |  | 2032855.0502 | 89.9 | 0 | 0 |  |  | 25 | 10441 | 11453 | -1012 | 106
2031 | [14 empty] | 2048533.6862 | 31701 | 0.4147 | 76444.1868 | 1820099.6862 | 2023466.6862 |  | 15430.6359 |  |  |  | 2031 |  | 2048533.6862 | 89.9 | 0 | 0 |  |  | 26 | 10543 |  |  | 102
2032 | [14 empty] | 2063806.6179 | 31944 | 0.4147 | 77029.538 | 1834036.6179 | 2038496.6179 |  | 15029.9318 |  |  |  | 2032 |  | 2063806.6179 | 89.9 | 0 | 0 |  |  | 27 | 10642 |  |  | 99
2033 | [14 empty] | 2078684.0344 | 32181 | 0.4147 | 77600.4194 | 1847629.0344 | 2053137.0344 |  | 14640.4165 |  |  |  | 2033 |  | 2078684.0344 | 89.9 | 0 | 0 |  |  | 28 | 10739 |  |  | 97
2034 | [14 empty] | 2093177.3437 | 32412 | 0.4147 | 78157.1844 | 1860885.3437 | 2067399.3437 |  | 14262.3093 |  |  |  | 2034 |  | 2093177.3437 | 89.9 | 0 | 0 |  |  | 29 | 10833 |  |  | 94
2035 | [14 empty] | 2107294.8809 | 32637 | 0.4147 | 78700.183 | 1873813.8809 | 2081291.8809 |  | 13892.5372 |  |  |  | 2035 |  | 2107294.8809 | 89.9 | 0 | 0 |  |  | 30 | 10924 |  |  | 91
2036 | [14 empty] | 2121051.658 | 32857 | 0.4147 | 79230.0876 | 1886430.658 | 2094828.658 |  | 13536.7771 |  |  |  | 2036 |  | 2121051.658 | 89.9 | 0 | 0 |  |  | 31 | 11014 |  |  | 90
2037 | [14 empty] | 2135668.3379 | 33090 | 0.4147 | 79793.2522 | 1899839.3379 | 2109212.3379 |  | 14383.6798 |  |  |  | 2037 |  | 2135668.3379 | 89.9 | 0 | 0 |  |  | 32 | 11108 |  |  | 94
2038 | [14 empty] | 2150900.6617 | 33334 | 0.4147 | 80379.8378 | 1913805.6617 | 2124200.6617 |  | 14988.3238 |  |  |  | 2038 |  | 2150900.6617 | 89.9 | 0 | 0 |  |  | 33 | 11207 |  |  | 99
2039 | [14 empty] | 2165526.5752 | 33567 | 0.4147 | 80943.5582 | 1927227.5752 | 2138593.5752 |  | 14392.9135 |  |  |  | 2039 |  | 2165526.5752 | 89.9 | 0 | 0 |  |  | 34 | 11302 |  |  | 95
2040 | [14 empty] | 2180548.6131 | 33808 | 0.4147 | 81523.1178 | 1941026.6131 | 2153374.6131 |  | 14781.0379 |  |  |  | 2040 |  | 2180548.6131 | 89.9 | 0 | 0 |  |  | 35 | 11400 |  |  | 98
[24 empty] | 89.9 | 30 yr Average (1981-10)
Note on AG21: ot05219: bad rain holding down actual load.

## Jun
JUNE PEAK DEMAND COMPONENTS | [9 empty] | Not used | [5 empty] | Not used | Not used | Not used | Not used | Not used | Not used | Not used |  |  |  | FIRM RETAIL DEMAND FORECAST - JUN
[15 empty] | CF_201309 |  | 13_EDB_Adjmt.xlsx |  | CF_201309
[9 empty] | Total |  |  | POTENTIAL
[9 empty] | RETAIL |  |  | RETAIL |  | FIRM |  | SSR Adjmt | 40.03% |  |  | R,C,I & SPA | [5 empty] | TEMPERATURE VARIABLE : 5 HOUR AVERAGE , NORMAL TEMPERATURE : 30 YEAR AVERAGE
[7 empty] | IS/CS | Firm Retl | BEFORE |  | SS | BEFORE | TOTAL | RETAIL | R,C,I & SPA | RCusts w/ | % away | Total |  | RETAIL Adj | WPark | Yr-Yr Chg | [6 empty] | 5-Hr Avg
YEAR | DATE | HR | DOW | SYS PK | RETAIL PK | LM,HW&VR | Exercised | Curtailed | DLC | NON-DISP | COGEN | DSM | IS/CS | ADJ. | CUSTS EDB | LT 210 KWh | in Month | SSR Custs | RCF | SSR & EDB | ADJMT | Custs | Pk Hr Temp | 5HR |  | YEAR | History | CUSTS | Temp | Hour Dum | Recess | PRED | ERROR | CO. USE | Fall'13 | TYSP'13 | Diff | Yr-Yr Growth
1975 | 1975-06-12 | 18 | Thu | 2884 | [10 empty] | 610999 |  |  |  |  | 610999
1976 | 1976-06-17 | 18 | Thu | 2648 | [10 empty] | 634011 |  |  |  |  | 634011 |  | 23012 | 87.05 | 87.5 | [13 empty] | 194.3 | Sample Period: 1992-2013
1977 | 1977-06-27 | 18 | Mon | 3381 | [10 empty] | 657410 |  |  |  |  | 657410 |  | 23399 | 92.85 | 92.9 | [14 empty] | Hr Dummy= | Signifies lower peak due to early hr--assumes rain or DLC forcing Pk earlier than normal
1978 | 1978-06-28 | 18 | Wed | 3440 | [10 empty] | 687442 |  |  |  |  | 687442 |  | 30032 | 92.1 | 91.8
1979 | 1979-06-07 | 18 | Thu | 3570 | [10 empty] | 723265 |  |  |  |  | 723265 |  | 35823 | 89.35 | 90.1 | [14 empty] | Variable: | Recess | Hr Dum | Temp | Custs | Intercept | YEAR | Pred w/Norm | Act FRU | W/A + Error | Pred | wadjmt
1980 | 1980-06-17 | 18 | Tue | 3632 | 3008 | 0 | 0 | 0 | 3008 | 0 | 0 | 3008 | 200 | 2808 | 761356 |  |  |  |  | 761356 |  | 38091 | 89.75 | 91.2 |  | 1980 | 2808 | 761356 | 91.2 | 0 | 0 | 2794 | 14 | [5 empty] | Coeff: | -450.9219 | -32.575 | 95.2652 | 0.0060056 | -10466.9348 | 1980 | 2794 | 2808 | -14 | 2794 | 0
1981 | 1981-06-16 | 18 | Tue | 4355 | 3535 | 0 | 0 | 0 | 3535 | 0 | 11 | 3535 | 208 | 3316 | 790059 |  |  |  |  | 790059 |  | 28703 | 91.95 | 94.1 |  | 1981 | 3316 | 790059 | 94.1 | 0 | 0 | 3242 | 74 |  |  |  |  | 508 | se: | 93.4326 | 127.7705 | 19.6919 | 0.00022017 | 1856.9022 | 1981 | 2966 | 3316 | -350 | 3242 | -276
1982 | 1982-06-09 | 18 | Wed | 4017 | 3341 | 0 | 0 | 0 | 3341 | 11 | 12 | 3352 | 200 | 3129 | 816794 |  |  |  |  | 816794 |  | 26735 | 90.8 | 89.9 |  | 1982 | 3129 | 816794 | 89.9 | 0 | 0 | 3003 | 126 |  |  |  |  | -187 | r2 / se: | 0.9793 | 158.8901 | #N/A | #N/A | #N/A | 1982 | 3127 | 3129 | -2 | 3003 | 124
1983 | 1983-06-28 | 18 | Tue | 3764 | 3132 | 0 | 0 | 0 | 3132 | 23 | 36 | 3155 | 200 | 2896 | 847293 |  |  |  |  | 847293 |  | 30499 | 88.85 | 88.4 |  | 1983 | 2896 | 847293 | 88.4 | 0 | 0 | 3043 | -147 |  |  |  |  | -233 | F / df: | 201.0741 | 17 | #N/A | #N/A | #N/A | 1983 | 3310 | 2896 | 414 | 3043 | 267
1984 | 1984-06-21 | 18 | Thu | 3908 | 3509 | 0 | 0 | 0 | 3509 | 38 | 36 | 3547 | 200 | 3273 | 886410 |  |  |  |  | 886410 |  | 39117 | 89.4 | 90.7 |  | 1984 | 3273 | 886410 | 90.7 | 0 | 0 | 3497 | -224 |  |  |  |  | 377 | ss_reg / ss_resid: | 20305322.3798 | 429183.2234 | #N/A | #N/A | #N/A | 1984 | 3545 | 3273 | 272 | 3497 | 48
1985 | 1985-06-05 | 17 | Wed | 4548 | 4136 | 97 | 30 | 0 | 4263 | 53 | 42 | 4316 | 194 | 4027 | 927200 |  |  |  |  | 927200 |  | 40790 | 94.65 | 94.5 |  | 1985 | 4027 | 927200 | 94.5 | 0 | 0 | 4104 | -77 |  |  |  |  | 754 | t stat: | -4.8262 | -0.25495 | 4.8378 | 27.2772 | -5.6368 | 1985 | 3790 | 4027 | -237 | 4104 | -314
1986 | 1986-06-27 | 17 | Fri | 4084 | 3836 | 0 | 0 | 0 | 3836 | 63 | 51 | 3899 | 198 | 3587 | 964411 |  |  |  |  | 964411 |  | 37211 | 90.7 | 90.5 |  | 1986 | 3587 | 964411 | 90.5 | 0 | 0 | 3946 | -359 |  |  |  |  | -440 | [6 empty] | 1986 | 4013 | 3587 | 426 | 3946 | 67
1987 | 1987-06-24 | 16 | Wed | 4701 | 4356 | 0 | 0 | 0 | 4356 | 70 | 58 | 4426 | 233 | 4065 | 1008290 |  |  |  |  | 1008290 |  | 43879 | 91.7 | 91.9 |  | 1987 | 4065 | 1008290 | 91.9 | 1 | 0 | 4311 | -246 |  |  |  |  | 478 | [6 empty] | 1987 | 4244 | 4065 | 179 | 4311 | -67
1988 | 1988-06-29 | 17 | Wed | 4945 | 4312 | 0 | 0 | 0 | 4312 | 75 | 61 | 4387 | 256 | 3995 | 1044687 |  |  |  |  | 1044687 |  | 36397 | 87.65 | 88.6 |  | 1988 | 3995 | 1044687 | 88.6 | 0 | 0 | 4248 | -253 |  |  |  |  | -70 | [6 empty] | 1988 | 4495 | 3995 | 500 | 4248 | 247
1989 | 1989-06-15 | 18 | Thu | 5525 | 5058 | 0 | 0 | 0 | 5058 | 79 | 66 | 5137 | 213 | 4779 | 1086531 |  |  |  |  | 1086531 |  | 41844 | 91.3 | 91.6 |  | 1989 | 4779 | 1086531 | 91.6 | 0 | 0 | 4785 | -6 |  |  |  |  | 784 | [6 empty] | 1989 | 4747 | 4779 | -32 | 4785 | -38
1990 | 1990-06-20 | 19 | Wed | 5946 | 5313.6279 | -52 | 0 | 0 | 5261.6279 | 84 | 66 | 5345.6279 | 198 | 4997.6279 | 1120028 |  |  |  |  | 1120028 |  | 33497 | 89.55 | 91.5 |  | 1990 | 4997.6279 | 1120028 | 91.5 | 0 | 0 | 4976 | 21.6279 |  |  |  |  | 218.6279 | [6 empty] | 1990 | 4948 | 4997.6279 | -49.6279 | 4976 | -28
1991 | 1991-06-28 | 17 | Fri | 5820 | 5133.5008 | 0 | 0 | 0 | 5133.5008 | 87 | 65.5 | 5220.5008 | 211 | 4857.0008 | 1143191 |  |  |  |  | 1143191 |  | 23163 | 91.55 | 91.2 |  | 1991 | 4857.0008 | 1143191 | 91.2 | 0 | 0 | 5087 | -229.9992 |  |  |  |  | -140.6271 | [6 empty] | 1991 | 5087 | 4857.0008 | 229.9992 | 5087 | 0
1992 | 1992-06-22 | 18 | Mon | 5929 | 5249.181 | -2 | 0 | 0 | 5247.181 | 95 | 65.5 | 5342.181 | 171 | 5010.681 | 1165112 |  |  |  |  | 1165112 |  | 21921 | 89.05 | 90.3 |  | 1992 | 5010.681 | 1165112 | 90.3 | 0 | 0 | 5133 | -122.319 |  |  |  |  | 153.6802 | [6 empty] | 1992 | 5218 | 5010.681 | 207.319 | 5133 | 85
1993 | 1993-06-08 | 17 | Tue | 6438 | 5635.5756 | 0 | 0 | 0 | 5635.5756 | 111 | 65.5 | 5746.5756 | 244 | 5326.0756 | 1200237 |  |  |  |  | 1200237 |  | 35125 | 93.65 | 93.2 |  | 1993 | 5326.0756 | 1200237 | 93.2 | 0 | 1 | 5169 | 157.0756 |  |  |  |  | 315.3946 | [6 empty] | 1993 | 4978 | 5326.0756 | -348.0756 | 5169 | -191
1994 | 1994-06-27 | 18 | Mon | 6681 | 5893.865 | 0 | 0 | 0 | 5893.865 | 133 | 65.5 | 6026.865 | 262 | 5566.365 | 1226448 |  |  |  |  | 1226448 |  | 26211 | 91.9 | 92.5 |  | 1994 | 5566.365 | 1226448 | 92.5 | 0 | 0 | 5711 | -144.635 |  |  |  |  | 240.2894 | [6 empty] | 1994 | 5587 | 5566.365 | 20.635 | 5711 | -124
1995 | 1995-06-09 | 17 | Fri | 6814 | 6000.0078 | 0 | 0 | 0 | 6000.0078 | 157 | 65.5 | 6157.0078 | 247 | 5687.5078 | 1249082 |  |  |  |  | 1249082 |  | 22634 | 87.2 | 91.2 |  | 1995 | 5687.5078 | 1249082 | 91.2 | 0 | 0 | 5723 | -35.4922 |  |  |  |  | 121.1428 | [6 empty] | 1995 | 5723 | 5687.5078 | 35.4922 | 5723 | 0
1996 | 1996-06-25 | 15 | Tue | 6768 | 6048.7818 | 0 | 0 | 0 | 6048.7818 | 185 | 71.5 | 6233.7818 | 306 | 5671.2818 | 1274003 |  |  | Timeshr Adjmt |  | 1274003 |  | 24921 | 88.65 | 91.1 |  | 1996 | 5671.2818 | 1274003 | 91.1 | 1 | 0 | 5830 | -158.7182 |  |  |  |  | -16.226 | [6 empty] | 1996 | 5840 | 5671.2818 | 168.7182 | 5830 | 10
1997 | 1997-06-19 | 17 | Thu | 6964 | 6320.5249 | 0 | 0 | 0 | 6320.5249 | 204.5 | 71.5 | 6525.0249 | 322 | 5927.0249 | 1300019 |  |  | 4160 |  | 1304179 |  | 30176 | 91.15 | 90.8 |  | 1997 | 5927.0249 | 1300019 | 90.8 | 0 | 0 | 5991 | -63.9751 |  |  |  |  | 255.7431 | [6 empty] | 1997 | 6029 | 5927.0249 | 101.9751 | 5991 | 38
1998 | 1998-06-19 | 15 | Fri | 8109 | 6959.8685 | 37 | 0 | 0 | 6996.8685 | 235 | 75 | 7231.8685 | 341 | 6580.8685 | 1326500 | 11668 |  | 6634 |  | 1321466 |  | 17287 | 95.3 | 94 |  | 1998 | 6580.8685 | 1326500 | 94 | 1 | 0 | 6422 | 158.8685 |  |  |  |  | 653.8436 | [6 empty] | 1998 | 6155 | 6580.8685 | -425.8685 | 6422 | -267
1999 | 1999-06-15 | 17 | Tue | 7571 | 6611.258 | 0 | 0 | 0 | 6611.258 | 253 | 75 | 6864.258 | 305 | 6231.258 | 1357193 | 18970 |  |  |  | 1344857 |  | 23391 | 87.2 | 89.2 |  | 1999 | 6231.258 | 1357193 | 89.2 | 0 | 0 | 6181 | 50.258 |  |  |  |  | -349.6106 | [6 empty] | 1999 | 6372 | 6231.258 | 140.742 | 6181 | 191
2000 | 2000-06-05 | 17 | Mon | 8139 | 6989.68 | 0 | 0 | 0 | 6989.68 | 268 | 75 | 7257.68 | 281 | 6633.68 | 1395758 | 23974 |  |  |  | 1378418 |  | 33561 | 91.2 | 92.1 |  | 2000 | 6633.68 | 1395758 | 92.1 | 0 | 0 | 6689 | -55.32 |  |  |  |  | 402.422 | [6 empty] | 2000 | 6604 | 6633.68 | -29.68 | 6689 | -85
2001 | 2001-06-13 | 18 | Wed | 8269 | 7275.3 | 0 | 0 | 0 | 7275.3 | 282 | 75 | 7557.3 | 312 | 6888.3 | 1433294 | 27518 |  |  |  | 1412410 |  | 33992 | 89.7 | 91.5 |  | 2001 | 6888.3 | 1433294 | 91.5 | 0 | 0 | 6858 | 30.3 |  |  |  |  | 254.62 | [6 empty] | 2001 | 6829 | 6888.3 | -59.3 | 6858 | -29
2002 | 2002-06-13 | 17 | Thu | 8076 | 7330 | 0 | 0 | 0 | 7330 | 297 | 75 | 7627 | 290 | 6965 | 1467262 | 31575 |  |  |  | 1442321 |  | 29911 | 87.9 | 88.8 |  | 2002 | 6965 | 1467262 | 88.8 | 0 | 0 | 6804 | 161 |  |  |  |  | 76.7 | [6 empty] | 2002 | 7033 | 6965 | 68 | 6804 | 229
2003 | 2003-06-11 | 17 | Wed | 8287 | 7558.9 | 0 | 0 | 0 | 7558.9 | 314 | 75 | 7872.9 | 244 | 7239.9 | 1504504 | 32016 |  | 49937 |  | 1479122 |  | 36801 | 88.25 | 89.4 |  | 2003 | 7239.9 | 1504504 | 89.4 | 0 | 0 | 7085 | 154.9 |  |  |  |  | 274.9 | [6 empty] | 2003 | 7257 | 7239.9 | 17.1 | 7085 | 172
2004 | 2004-06-24 | 17 | Thu | 9125.3 | 8058.1 | 0 | 0 | 0 | 8058.1 | 331 | 110 | 8389.1 | 256 | 7692.1 | 1542552 | 32161 |  | 53798 |  | 1517025 |  | 37903 | 92.9 | 90.8 |  | 2004 | 7692.1 | 1542552 | 90.8 | 0 | 0 | 7447 | 245.1 |  |  |  |  | 452.2 | [6 empty] | 2004 | 7485 | 7692.1 | -207.1 | 7447 | 38
2005 | 2005-06-14 | 18 | Tue | 8927.3 | 7895 | 0 | 0 | 0 | 7895 | 350 | 110 | 8245 | 346 | 7439 | 1564584 | 34765 |  | 53622 |  | 1536453 | 13726 | 19428 | 90.25 | 89.1 |  | 2005 | 7439 | 1564584 | 89.1 | 0 | 0 | 7417 | 22 |  |  |  |  | -253.1 | [6 empty] | 2005 | 7618 | 7439 | 179 | 7417 | 201
2006 | 2006-06-21 | 17 | Wed | 9348 | 8200.1 | 0 | 0 | 0 | 8200.1 | 372 | 66 | 8572.1 | 331 | 7803.1 | 1607801 | 34188 |  | 58159 |  | 1580247 | 13863 | 43794 | 90.8 | 89 |  | 2006 | 7803.1 | 1607801 | 89 | 0 | 0 | 7667 | 136.1 |  |  |  |  | 364.1 | [6 empty] | 2006 | 7877 | 7803.1 | 73.9 | 7667 | 210
2007 | 2007-06-11 | 16 | Mon | 9398 | 8125 | 0 | 0 | 0 | 8125 | 395 | 110 | 8520 | 262 | 7753 | 1634138 | 36181 |  | 58027 |  | 1604591 | 14002 | 24344 | 91.55 | 89 |  | 2007 | 7753 | 1634138 | 89 | 0 | 0 | 7826 | -73 |  |  |  |  | -50.1 | [6 empty] | 2007 | 8035 | 7753 | 282 | 7826 | 209
2008 | 2008-06-06 | 17 | Fri | 9898 | 8314 | 0 | 0 | 0 | 8314 | 423 | 110 | 8737 | 340 | 7864 | 1635905 | 33485 |  | 60481 |  | 1609054 | 14072 | 4463 | 93.9 | 91.7 |  | 2008 | 7864 | 1635905 | 91.7 | 0 | 0 | 8093 | -229 |  |  |  |  | 111 | [6 empty] | 2008 | 8046 | 7864 | 182 | 8093 | -47
2009 | 2009-06-22 | 18 | Mon | 10247 | 8629 | 14 | 0 | 0 | 8643 | 457 | 110 | 9100 | 250 | 8283 | 1627485 | 35541 |  | 62231 |  | 1598578 | 14142 | -10476 | 95.35 | 95.2 |  | 2009 | 8283 | 1627485 | 95.2 | 0 | 0 | 8376 | -93 |  |  |  |  | 419 | [6 empty] | 2009 | 7995 | 8283 | -288 | 8376 | -381
2010 | 2010-06-14 | 17 | Mon | 9516 | 8373 | 0 | 0 | 0 | 8373 | 495 | 110 | 8868 | 272 | 7991 | 1632839 | 33219 |  | 63876 |  | 1606254 | 14213 | 7676 | 94.6 | 92.8 |  | 2010 | 7991 | 1632839 | 92.8 | 0 | 0.5 | 7954 | 37 |  |  |  |  | -292 | [6 empty] | 2010 | 7802 | 7991 | -189 | 7954 | -152
2011 | 2011-06-21 | 17 | Tue | 9277 | 8343 | 0 | 0 | 0 | 8343 | 546 | 110 | 8889 | 227 | 8006 | 1640668 | 34325 |  | 61899 |  | 1612977 | 14284 | 6723 | 95.55 | 93.5 |  | 2011 | 8006 | 1640668 | 93.5 | 0 | 1 | 7843 | 163 |  |  |  |  | 15 | [6 empty] | 2011 | 7624 | 8006 | -382 | 7843 | -219
2012 | 2012-06-11 | 17 | Mon | 8185 | 7783 | 0 | 0 | 0 | 7783 | 546 | 124 | 8329 | 249 | 7410 | 1652480 | 32297 |  | 61345 |  | 1626817 | 14355 | 13840 | 90.05 | 88.8 |  | 2012 | 7410 | 1652480 | 88.8 | 0 | 1 | 7466 | -56 |  |  |  |  | -8006 | [6 empty] | 2012 | 7694 | 7410 | 284 | 7466 | 228
2013 | 2013-06-13 | 17 | Thu | 8514 | 7817 | 0 | 0 | 0 | 7817 | 632 | 124 | 8449 | 270 | 7423 | 1670249 | 35479 |  | 63172 |  | 1641404 | 14427 | 14587 | 90.94 | 90.2 |  | 2013 | 7423 | 1670249 | 90.2 | 0 | 1 | 7706 | -283 |  |  |  |  | 0 | [6 empty] | 2013 | 7801 | 7423 | 378 | 7706 | 95
2014 | [14 empty] | 1689497.4686 | 25150.1443 | 0.4003 | 62828.2397 | 1495910.4686 | 1670981.3242 | 14499 | 29577.3242 |  |  |  | 2014 |  | 1689497.4686 | 91.2 | 0 | 0.8 |  |  | 25 | 7982 | 8966 | -984 | 7982
2015 | [14 empty] | 1716304.5637 | 25555.0774 | 0.4003 | 63839.8137 | 1519995.5637 | 1697383.4862 | 14571 | 26402.162 |  |  |  | 2015 |  | 1716304.5637 | 91.2 | 0 | 0.6 |  |  | 25 | 8233 | 9161 | -928 | 251
2016 | [14 empty] | 1742593.1407 | 25951.6963 | 0.4003 | 64830.6179 | 1543586.1407 | 1723275.4443 | 14644 | 25891.9581 |  |  |  | 2016 |  | 1742593.1407 | 91.2 | 0 | 0.4 |  |  | 25 | 8481 | 9349 | -868 | 248
2017 | [14 empty] | 1769284.7778 | 26354.9909 | 0.4003 | 65838.0987 | 1567573.7778 | 1749563.7869 | 14717 | 26288.3425 |  |  |  | 2017 |  | 1769284.7778 | 91.2 | 0 | 0.2 |  |  | 25 | 8732 | 9544 | -812 | 251
2018 | [14 empty] | 1794811.09 | 26740.8453 | 0.4003 | 66802.0118 | 1590524.09 | 1774704.2447 | 14791 | 25140.4578 |  |  |  | 2018 |  | 1794811.09 | 91.2 | 0 |  |  |  | 25 | 8975 | 9743 | -768 | 243
2019 | [14 empty] | 1818712.6554 | 27102.4938 | 0.4003 | 67705.4555 | 1612034.6554 | 1798244.1616 | 14865 | 23539.9169 |  |  |  | 2019 |  | 1818712.6554 | 91.2 | 0 |  |  |  | 25 | 9119 | 9944 | -825 | 144
2020 | [14 empty] | 1842274.4361 | 27459.4553 | 0.4003 | 68597.1903 | 1633266.4361 | 1821448.9808 | 14939 | 23204.8192 |  |  |  | 2020 |  | 1842274.4361 | 91.2 | 0 |  |  |  | 25 | 9260 | 10143 | -883 | 141
2021 | [14 empty] | 1864930.394 | 27802.9528 | 0.4003 | 69455.2905 | 1653697.394 | 1843761.4412 | 15014 | 22312.4604 |  |  |  | 2021 |  | 1864930.394 | 91.2 | 0 |  |  |  | 25 | 9396 | 10340 | -944 | 136
2022 | [14 empty] | 1887126.3275 | 28139.7921 | 0.4003 | 70296.7578 | 1673732.3275 | 1865620.5354 | 15089 | 21859.0942 |  |  |  | 2022 |  | 1887126.3275 | 91.2 | 0 |  |  |  | 25 | 9530 | 10534 | -1004 | 134
2023 | [14 empty] | 1907823.8278 | 28454.1289 | 0.4003 | 71082.0108 | 1692428.8278 | 1886003.6989 | 15164 | 20383.1635 |  |  |  | 2023 |  | 1907823.8278 | 91.2 | 0 |  |  |  | 25 | 9654 | 10725 | -1071 | 124
2024 | [14 empty] | 1928021.9115 | 28761.3133 | 0.4003 | 71849.3963 | 1710699.9115 | 1905894.5982 | 15240 | 19890.8993 |  |  |  | 2024 |  | 1928021.9115 | 91.2 | 0 |  |  |  | 25 | 9775 | 10914 | -1139 | 121
2025 | [14 empty] | 1947288.3031 | 29054.5821 | 0.4003 | 72582.0187 | 1728143.3031 | 1924867.721 | 15316 | 18973.1228 |  |  |  | 2025 |  | 1947288.3031 | 91.2 | 0 |  |  |  | 25 | 9891 | 11101 | -1210 | 116
2026 | [14 empty] | 1965571.5488 | 29333.1878 | 0.4003 | 73278.011 | 1744714.5488 | 1942872.361 | 15393 | 18004.64 |  |  |  | 2026 |  | 1965571.5488 | 91.2 | 0 |  |  |  | 25 | 10001 | 11287 | -1286 | 110
2027 | [14 empty] | 1983431.7812 | 29605.6904 | 0.4003 | 73958.7568 | 1760922.7812 | 1960460.0909 | 15470 | 17587.7299 |  |  |  | 2027 |  | 1983431.7812 | 91.2 | 0 |  |  |  | 25 | 10108 | 11471 | -1363 | 107
2028 | [14 empty] | 2000919.4456 | 29872.7529 | 0.4003 | 74625.9127 | 1776807.4456 | 1977680.6928 | 15547 | 17220.6019 |  |  |  | 2028 |  | 2000919.4456 | 91.2 | 0 |  |  |  | 25 | 10213 | 11654 | -1441 | 105
2029 | [14 empty] | 2018025.2801 | 30134.2364 | 0.4003 | 75279.1318 | 1792360.2801 | 1994525.0436 | 15625 | 16844.3508 |  |  |  | 2029 |  | 2018025.2801 | 91.2 | 0 |  |  |  | 25 | 10316 | 11836 | -1520 | 103
2030 | [14 empty] | 2034137.6512 | 30380.7995 | 0.4003 | 75895.0774 | 1807025.6512 | 2010390.8517 | 15703 | 15865.8081 |  |  |  | 2030 |  | 2034137.6512 | 91.2 | 0 |  |  |  | 25 | 10412 | 12015 | -1603 | 96
2031 | [14 empty] | 2049780.5296 | 30620.5451 | 0.4003 | 76493.9922 | 1821285.5296 | 2025793.9845 |  | 15403.1327 |  |  |  | 2031 |  | 2049780.5296 | 91.2 | 0 |  |  |  | 25 | 10506 |  |  | 94
2032 | [14 empty] | 2065020.1424 | 30854.3682 | 0.4003 | 77078.112 | 1835193.1424 | 2040799.7742 |  | 15005.7898 |  |  |  | 2032 |  | 2065020.1424 | 91.2 | 0 |  |  |  | 25 | 10598 |  |  | 92
2033 | [14 empty] | 2079865.9712 | 31082.4115 | 0.4003 | 77647.7928 | 1848756.9712 | 2055417.5597 |  | 14617.7855 |  |  |  | 2033 |  | 2079865.9712 | 91.2 | 0 |  |  |  | 25 | 10687 |  |  | 89
2034 | [14 empty] | 2094327.3873 | 31304.8155 | 0.4003 | 78203.3863 | 1861985.3873 | 2069656.5718 |  | 14239.0121 |  |  |  | 2034 |  | 2094327.3873 | 91.2 | 0 |  |  |  | 25 | 10774 |  |  | 87
2035 | [14 empty] | 2108412.7259 | 31521.7206 | 0.4003 | 78745.2425 | 1874886.7259 | 2083525.0053 |  | 13868.4336 |  |  |  | 2035 |  | 2108412.7259 | 91.2 | 0 |  |  |  | 25 | 10859 |  |  | 85
2036 | [14 empty] | 2122140.7667 | 31733.4087 | 0.4003 | 79274.0662 | 1887477.7667 | 2097041.358 |  | 13516.3527 |  |  |  | 2036 |  | 2122140.7667 | 91.2 | 0 |  |  |  | 25 | 10941 |  |  | 82
2037 | [14 empty] | 2136848.7841 | 31960.2614 | 0.4003 | 79840.7729 | 1900970.7841 | 2111522.5227 |  | 14481.1647 |  |  |  | 2037 |  | 2136848.7841 | 91.2 | 0 |  |  |  | 25 | 11029 |  |  | 88
2038 | [14 empty] | 2152124.0048 | 32195.7256 | 0.4003 | 80428.9922 | 1914976.0048 | 2126562.2792 |  | 15039.7565 |  |  |  | 2038 |  | 2152124.0048 | 91.2 | 0 |  |  |  | 25 | 11121 |  |  | 92
2039 | [14 empty] | 2166679.698 | 32420.3368 | 0.4003 | 80990.0993 | 1928335.698 | 2140893.3612 |  | 14331.082 |  |  |  | 2039 |  | 2166679.698 | 91.2 | 0 |  |  |  | 25 | 11208 |  |  | 87
2040 | [14 empty] | 2181756.8924 | 32653.1777 | 0.4003 | 81571.7655 | 1942184.8924 | 2155737.7147 |  | 14844.3535 |  |  |  | 2040 |  | 2181756.8924 | 91.2 | 0 |  |  |  | 25 | 11299 |  |  | 91
[24 empty] | 91.2 | 30 yr Average (1981-10)

## Jul
JULY PEAK DEMAND COMPONENTS | [9 empty] | Not used | [5 empty] | Not used | Not used | Not used | Not used | Not used | Not used | Not used |  |  |  |  | FIRM RETAIL ADJUSTED DEMAND FORECAST - JULY
[15 empty] | CF_201309 |  | 13_EDB_Adjmt.xlsx |  | CF_201309
[9 empty] | Total |  |  | POTENTIAL
[9 empty] | RETAIL |  |  | RETAIL |  | FIRM |  | SSR Adjmt | 55.39% |  |  | R,C,I & SPA | [6 empty] | TEMPERATURE VARIABLE : 5 HOUR AVERAGE , NORMAL TEMPERATURE : 30 YEAR AVERAGE
[7 empty] | IS/CS | Firm Retl | BEFORE |  | SS | BEFORE | TOTAL | RETAIL | R,C,I & SPA | RCusts w/ | % away | Total |  | RETAIL Adj | WPark | Yr-Yr Chg | [6 empty] | R, C, I | 5-Hr Avg
YEAR | DATE | HR | DOW | SYS PK | RETAIL PK | LM,SBG &VR | Exercised | Curtailed | DLC | NON-DISP | COGEN | DSM | IS/CS | ADJ. | CUSTS EDB | LT 210 KWh | in Month | SSR Custs | RCF | SSR & EDB | ADJMT | Custs | Pk Hr Temp | 5HR |  |  | YEAR | History | CUSTS | Temp | Recession Dum | Hr/Wkend Dum | PRED | ERROR | CO. USE | Fall'13 | TYSP'13 | Diff | Yr-Yr Growth
1975 | 1975-07-08 | 18 | Tue | 2746 | [10 empty] | 611212 |  |  |  |  | 611212
1976 | 1976-07-16 | 17 | Fri | 3200 | [10 empty] | 634277 |  |  |  |  | 634277 |  |  | 92.55 | 92.2 | [15 empty] | Sample Period: 1983-2011
1977 | 1977-07-27 | 18 | Wed | 3281 | [10 empty] | 657996 |  |  |  |  | 657996 |  |  | 90.85 | 91.6
1978 | 1978-07-03 | 18 | Mon | 3347 | [10 empty] | 677150 |  |  |  |  | 677150 |  |  | 91.55 | 91.4
1979 | 1979-07-31 | 18 | Tue | 3654 | [10 empty] | 724557 |  |  |  |  | 724557 |  |  | 89.8 | 91.1 | [15 empty] | Variable: | Rec Dummy | 5 Hr Temp | Custs | Intercept | YEAR | Pred w/Norm | Act FRU | W/A + Error | Pred | wadjmt
1980 | 1980-07-09 | 18 | Wed | 3952 | 3203 | 0 | 0 | 0 | 3203 | 0 | 0 | 3203 | 150 | 3053 | 761087 |  |  |  | 36530 | 761087 |  |  | 90.15 | 92 |  |  | 1980 | 3053 | 761087 | 92 | 0 | 0 | 2869 | 184 | [5 empty] | Coeff: | -467.6554 | 119.3122 | 0.0061726 | -12805.6157 | 1980 | 2845 | 3053 | 208 | 2869 | -24
1981 | 1981-07-14 | 17 | Tue | 4219 | 3473 | 0 | 0 | 0 | 3473 | 0 | 11 | 3473 | 150 | 3312 | 791635 |  |  |  | 30548 | 791635 |  |  | 93.4 | 93.5 |  |  | 1981 | 3312 | 791635 | 93.5 | 0 | 0 | 3237 | 75 |  |  |  |  | 259 | se: | 51.7647 | 14.1305 | 0.00013395 | 1383.9925 | 1981 | 3034 | 3312 | 278 | 3237 | -203
1982 | 1982-07-01 | 18 | Thu | 3834 | 3180 | 0 | 0 | 0 | 3180 | 12 | 12 | 3192 | 150 | 3018 | 819189 |  |  |  | 27554 | 819189 |  |  | 90.8 | 91 |  |  | 1982 | 3018 | 819189 | 91 | 1 | 0 | 2641 | 377 |  |  |  |  | -294 | r2 / se: | 0.9927 | 88.256 | #N/A | #N/A | 1982 | 2736 | 3018 | 282 | 2641 | 95
1983 | 1983-07-18 | 17 | Mon | 4520 | 3719 | 0 | 0 | 0 | 3719 | 24 | 36 | 3743 | 150 | 3533 | 848944 |  |  |  |  | 848944 |  | 29755 | 94.15 | 93.9 |  |  | 1983 | 3533 | 848944 | 93.9 | 0 | 0 | 3638 | -105 |  |  |  |  | 515 | F / df: | 770.5894 | 17 | #N/A | #N/A | 1983 | 3387 | 3533 | 146 | 3638 | -251
1984 | 1984-07-09 | 16 | Mon | 3983 | 3569 | 0 | 0 | 0 | 3569 | 39 | 36 | 3608 | 150 | 3383 | 888598 |  |  |  |  | 888598 |  | 39654 | 91.65 | 90 |  |  | 1984 | 3383 | 888598 | 90 | 0 | 0 | 3417 | -34 |  |  |  |  | -150 | ss_reg / ss_resid: | 18006635.0503 | 132415.003 | #N/A | #N/A | 1984 | 3632 | 3383 | -249 | 3417 | 215
1985 | 1985-07-10 | 18 | Wed | 4273 | 3950 | 0 | 0 | 0 | 3950 | 54 | 42 | 4004 | 157 | 3751 | 928908 |  |  |  |  | 928908 |  | 40310 | 89.8 | 91 |  |  | 1985 | 3751 | 928908 | 91 | 0 | 0 | 3786 | -35 |  |  |  |  | 368 | t stat: | #N/A | #N/A | #N/A | #N/A | 1985 | 3881 | 3751 | -130 | 3786 | 95
1986 | 1986-07-31 | 17 | Thu | 4565 | 4219 | 0 | 0 | 0 | 4219 | 64 | 51 | 4283 | 173 | 3995 | 966093 |  |  |  |  | 966093 |  | 37185 | 92.95 | 92.5 |  |  | 1986 | 3995 | 966093 | 92.5 | 0 | 0 | 4194 | -199 |  |  |  |  | 244 |  | -9.0343 | 8.4436 | 46.0825 | -9.2527 | 1986 | 4111 | 3995 | -116 | 4194 | -83
1987 | 1987-07-24 | 17 | Fri | 4897 | 4491 | 0 | 0 | 0 | 4491 | 70 | 58 | 4561 | 247 | 4186 | 1008684 |  |  |  |  | 1008684 |  | 42591 | 93.15 | 92.5 |  |  | 1987 | 4186 | 1008684 | 92.5 | 0 | 0 | 4457 | -271 |  |  |  |  | 191 | [5 empty] | 1987 | 4373 | 4186 | -187 | 4457 | -84
1988 | 1988-07-12 | 18 | Tue | 5309 | 4588 | 0 | 0 | 0 | 4588 | 75 | 61 | 4663 | 199 | 4328 | 1046093 |  |  |  |  | 1046093 |  | 37409 | 90.75 | 92.3 |  |  | 1988 | 4328 | 1046093 | 92.3 | 0 | 0 | 4664 | -336 |  |  |  |  | 142 | [5 empty] | 1988 | 4604 | 4328 | -276 | 4664 | -60
1989 | 1989-07-10 | 19 | Mon | 5592 | 5070 | 61 | 0 | 0 | 5131 | 80 | 66 | 5211 | 262 | 4803 | 1087447 |  |  |  |  | 1087447 |  | 41354 | 92.05 | 93 |  |  | 1989 | 4803 | 1087447 | 93 | 0 | 0 | 5003 | -200 |  |  |  |  | 475 | [5 empty] | 1989 | 4860 | 4803 | -57 | 5003 | -143
1990 | 1990-07-31 | 17 | Tue | 5790 | 5153.6006 | 0 | 0 | 0 | 5153.6006 | 84 | 66 | 5237.6006 | 249 | 4838.6006 | 1120959 |  |  |  |  | 1120959 |  | 33512 | 91.4 | 92.2 |  |  | 1990 | 4838.6006 | 1120959 | 92.2 | 1 | 0 | 4647 | 191.6006 |  |  |  |  | 35.6006 | [5 empty] | 1990 | 4599 | 4838.6006 | 239.6006 | 4647 | -48
1991 | 1991-07-22 | 18 | Mon | 5903 | 5225.5639 | 0 | 0 | 0 | 5225.5639 | 88 | 65.5 | 5313.5639 | 177 | 4983.0639 | 1143341 |  |  |  |  | 1143341 |  | 22382 | 91.05 | 92.2 |  |  | 1991 | 4983.0639 | 1143341 | 92.2 | 1 | 0 | 4785 | 198.0639 |  |  |  |  | 144.4633 | [5 empty] | 1991 | 4737 | 4983.0639 | 246.0639 | 4785 | -48
1992 | 1992-07-07 | 17 | Tue | 6357 | 5543.7003 | 0 | 0 | 0 | 5543.7003 | 97 | 65.5 | 5640.7003 | 150 | 5328.2003 | 1166211 |  |  |  |  | 1166211 |  | 22870 | 88.3 | 91.7 |  |  | 1992 | 5328.2003 | 1166211 | 91.7 | 0 | 1 | 5334 | -5.7997 |  |  |  |  | 345.1364 | [5 empty] | 1992 | 5346 | 5328.2003 | -17.7997 | 5334 | 12
1993 | 1993-07-28 | 18 | Wed | 6545 | 5673.1351 | 0 | 0 | 0 | 5673.1351 | 115 | 65.5 | 5788.1351 | 269 | 5338.6351 | 1200502 |  |  |  |  | 1200502 |  | 34291 | 91.35 | 92.3 |  |  | 1993 | 5338.6351 | 1200502 | 92.3 | 1 | 0 | 5149 | 189.6351 |  |  |  |  | 10.4348 | [5 empty] | 1993 | 5090 | 5338.6351 | 248.6351 | 5149 | -59
1994 | 1994-07-11 | 17 | Mon | 6495 | 5752.5663 | 0 | 0 | 0 | 5752.5663 | 136 | 65.5 | 5888.5663 | 254 | 5433.0663 | 1226458 |  |  |  |  | 1226458 |  | 25956 | 89.95 | 90.4 |  |  | 1994 | 5433.0663 | 1226458 | 90.4 | 0 | 0 | 5551 | -117.9337 |  |  |  |  | 94.4312 | [5 empty] | 1994 | 5718 | 5433.0663 | -284.9337 | 5551 | 167
1995 | 1995-07-05 | 16 | Wed | 6840 | 6056.6609 | 0 | 0 | 0 | 6056.6609 | 161 | 65.5 | 6217.6609 | 239 | 5752.1609 | 1250668 |  |  |  |  | 1250668 |  | 24210 | 93.5 | 91.5 |  |  | 1995 | 5752.1609 | 1250668 | 91.5 | 0 | 0 | 5831 | -78.8391 |  |  |  |  | 319.0947 | [5 empty] | 1995 | 5867 | 5752.1609 | -114.8391 | 5831 | 36
1996 | 1996-07-22 | 18 | Mon | 7164 | 6340.2849 | 45 | 0 | 0 | 6385.2849 | 189 | 71.5 | 6574.2849 | 309 | 6004.7849 | 1276550 |  | Timeshr Adjmt |  |  | 1276550 |  | 25882 | 90.8 | 91.5 |  |  | 1996 | 6004.7849 | 1276550 | 91.5 | 0 | 0 | 5991 | 13.7849 |  |  |  |  | 252.6239 | [5 empty] | 1996 | 6027 | 6004.7849 | -22.2151 | 5991 | 36
1997 | 1997-07-03 | 17 | Thu | 7462 | 6590.0019 | 44 | 0 | 0 | 6634.0019 | 208.5 | 71.5 | 6842.5019 | 273 | 6289.5019 | 1289511 |  | 5241 |  |  | 1294752 |  | 18202 | 94.75 | 93.3 |  |  | 1997 | 6289.5019 | 1289511 | 93.3 | 0 | 0 | 6286 | 3.5019 |  |  |  |  | 284.7171 | [5 empty] | 1997 | 6107 | 6289.5019 | 182.5019 | 6286 | -179
1998 | 1998-07-02 | 16 | Thu | 8010 | 7068.8452 | 49 | 0 | 0 | 7117.8452 | 242 | 75 | 7359.8452 | 347 | 6695.8452 | 1328659 | 12644 | 6634 |  |  | 1322649 |  | 27897 | 95.95 | 94.9 |  |  | 1998 | 6695.8452 | 1328659 | 94.9 | 0 | 0 | 6718 | -22.1548 |  |  |  |  | 406.3433 | [5 empty] | 1998 | 6349 | 6695.8452 | 346.8452 | 6718 | -369
1999 | 1999-07-27 | 17 | Tue | 8179 | 6866.6074 | 0 | 0 | 0 | 6866.6074 | 259 | 75 | 7125.6074 | 296 | 6495.6074 | 1359262 | 20783 |  |  |  | 1345113 |  | 22464 | 92.6 | 92.7 |  |  | 1999 | 6495.6074 | 1359262 | 92.7 | 0 | 0 | 6645 | -149.3926 |  |  |  |  | -200.2377 | [5 empty] | 1999 | 6537 | 6495.6074 | -41.3926 | 6645 | -108
2000 | 2000-07-12 | 18 | Wed | 8344 | 7102.36 | 171 | 0 | 0 | 7273.36 | 275 | 75 | 7548.36 | 239 | 6959.36 | 1399112 | 26072 |  |  |  | 1379674 |  | 34561 | 89.15 | 91.1 |  |  | 2000 | 6959.36 | 1399112 | 92.1 | 0 | 0 | 6819 | 140.36 |  |  |  |  | 463.7526 | [5 empty] | 2000 | 6783 | 6959.36 | 176.36 | 6819 | -36
2001 | 2001-07-30 | 18 | Mon | 8163 | 7154.7 | 0 | 0 | 0 | 7154.7 | 289 | 75 | 7443.7 | 215 | 6864.7 | 1435789 | 29183 |  |  |  | 1413240 |  | 33566 | 91.55 | 90.9 |  |  | 2001 | 6864.7 | 1435789 | 90.9 | 0 | 0 | 6902 | -37.3 |  |  |  |  | -94.66 | [5 empty] | 2001 | 7010 | 6864.7 | -145.3 | 6902 | 108
2002 | 2002-07-17 | 17 | Wed | 9034 | 7841.9 | 0 | 0 | 0 | 7841.9 | 304 | 75 | 8145.9 | 304 | 7462.9 | 1468620 | 32756 |  |  |  | 1442498 |  | 29258 | 95.25 | 93.9 |  |  | 2002 | 7462.9 | 1468620 | 93.9 | 0 | 0 | 7463 | -0.1 |  |  |  |  | 598.2 | [5 empty] | 2002 | 7212 | 7462.9 | 250.9 | 7463 | -251
2003 | 2003-07-09 | 15 | Wed | 8476 | 7592.7 | 0 | 0 | 0 | 7592.7 | 321 | 75 | 7913.7 | 254 | 7263.7 | 1507318 | 34193 |  | 50975 |  | 1479759 |  | 37261 | 91.65 | 90 |  |  | 2003 | 7263.7 | 1507318 | 90 | 0 | 0 | 7237 | 26.7 |  |  |  |  | -199.2 | [5 empty] | 2003 | 7451 | 7263.7 | -187.3 | 7237 | 214
2004 | 2004-07-14 | 17 | Wed | 9058.3 | 7980.1 | 0 | 0 | 0 | 7980.1 | 338 | 110 | 8318.1 | 299 | 7571.1 | 1545934 | 32846 |  | 53428 |  | 1519722 |  | 39963 | 91.25 | 90.5 |  |  | 2004 | 7571.1 | 1545934 | 90.5 | 0 | 0 | 7535 | 36.1 |  |  |  |  | 307.4 | [5 empty] | 2004 | 7690 | 7571.1 | -118.9 | 7535 | 155
2005 | 2005-07-27 | 18 | Wed | 9671.3 | 8403.9 | 0 | 0 | 0 | 8403.9 | 358 | 110 | 8761.9 | 347 | 7946.9 | 1569496 | 34897 |  | 59284 |  | 1541233 | 14347 | 21511 | 92.8 | 92.2 |  |  | 2005 | 7946.9 | 1569496 | 92.2 | 0 | 0 | 7883 | 63.9 |  |  |  |  | 375.8 | [5 empty] | 2005 | 7835 | 7946.9 | 111.9 | 7883 | -48
2006 | 2006-07-26 | 16 | Wed | 9461 | 8257 | 0 | 0 | 0 | 8257 | 381 | 66 | 8638 | 310 | 7881 | 1611744 | 34654 |  | 54786 |  | 1583724 | 14490 | 42491 | 91.7 | 89.4 |  |  | 2006 | 7881 | 1611744 | 89.4 | 0 | 0 | 7810 | 71 |  |  |  |  | -65.9 | [5 empty] | 2006 | 8096 | 7881 | -215 | 7810 | 286
2007 | 2007-07-09 | 17 | Mon | 9842 | 8464 | 0 | 0 | 0 | 8464 | 404 | 110 | 8868 | 272 | 8082 | 1635912 | 34940 |  | 55263 |  | 1607606 | 14635 | 23882 | 92.4 | 90.3 |  |  | 2007 | 8082 | 1635912 | 90.3 | 0 | 0 | 8066 | 16 |  |  |  |  | 201 | [5 empty] | 2007 | 8245 | 8082 | -163 | 8066 | 179
2008 | 2008-07-21 | 16 | Mon | 10017 | 8458 | 0 | 0 | 0 | 8458 | 433 | 110 | 8891 | 330 | 8018 | 1635021 | 35786 |  | 55256 |  | 1605869 | 14708 | -1737 | 92.75 | 89.6 |  |  | 2008 | 8018 | 1635021 | 89.6 | 0 | 0 | 7977 | 41 |  |  |  |  | -64 | [5 empty] | 2008 | 8240 | 8018 | -222 | 7977 | 263
2009 | 2009-07-16 | 16 | Thu | 9294 | 8141 | 0 | 0 | 0 | 8141 | 467 | 110 | 8608 | 316 | 7715 | 1626972 | 34301 |  | 61746 |  | 1599305 | 14782 | -6564 | 90.95 | 89.8 |  |  | 2009 | 7715 | 1626972 | 89.8 | 0.5 | 0 | 7717 | -2 |  |  |  |  | -303 | [5 empty] | 2009 | 7956 | 7715 | -241 | 7717 | 239
2010 | 2010-07-27 | 18 | Tue | 9600 | 8328 | 0 | 0 | 0 | 8328 | 508 | 110 | 8836 | 254 | 7964 | 1632942 | 33267 |  | 60394 |  | 1606309 | 14856 | 7004 | 93.8 | 93.7 |  |  | 2010 | 7964 | 1632942 | 93.7 | 1 | 0 | 7986 | -22 |  |  |  |  | 249 | [5 empty] | 2010 | 7759 | 7964 | 205 | 7986 | -227
2011 | 2011-07-30 | 17 | Sat | 8917 | 8038 | 0 | 0 | 0 | 8038 | 559 | 110 | 8597 | 239 | 7689 | 1640478 | 34464 |  | 62054 |  | 1612648 | 14930 | 6339 | 93.3 | 91.1 |  |  | 2011 | 7689 | 1640478 | 91.1 | 1 | 0 | 7722 | -33 |  |  |  |  | -275 | [5 empty] | 2011 | 7806 | 7689 | -117 | 7722 | 84
2012 | 2012-07-26 | 17 | Thu | 9026 | 7946 | 0 | 0 | 0 | 7946 | 605 | 124 | 8551 | 251 | 7571 | 1654943 | 37301 |  | 59771 |  | 1624276 | 15005 | 11628 | 91.25 | 90.2 |  |  | 2012 | 7571 | 1654943 | 90.2 | 1 | 0 | 7704 | -133 |  |  |  |  | -118 | [5 empty] | 2012 | 7895 | 7571 | -324 | 7704 | 191
2013 | [14 empty] | 1669665 | 34269.793 | 0.5539 | 61870 | 1478112 | 1642029.207 | 15080 | 17753.207 |  |  |  | -157 | 2013 |  | 1669665 | 91.8 | 0.8 | 0 |  |  | 25 | 8054 | 8983 | -929 | 8054
2014 | [14 empty] | 1691281.9483 | 34838.4001 | 0.5539 | 62896.5518 | 1497536.9483 | 1663077.5482 | 15155 | 21048.3412 |  |  |  | -195 | 2014 |  | 1691281.9483 | 91.8 | 0.6 | 0 |  |  | 25 | 8281 | 9154 | -873 | 227
2015 | [14 empty] | 1718545.1175 | 35408.2508 | 0.5539 | 63925.3489 | 1522032.1175 | 1689770.8668 | 15231 | 26693.3185 |  |  |  | -201 | 2015 |  | 1718545.1175 | 91.8 | 0.4 | 0 |  |  | 25 | 8543 | 9350 | -807 | 262
2016 | [14 empty] | 1744746.6126 | 35955.264 | 0.5539 | 64912.9157 | 1545545.6126 | 1715425.3486 | 15307 | 25654.4818 |  |  |  | -238 | 2016 |  | 1744746.6126 | 91.8 | 0.2 | 0 |  |  | 25 | 8798 | 9538 | -740 | 255
2017 | [14 empty] | 1771483.3498 | 36514.3103 | 0.5539 | 65922.2067 | 1569576.3498 | 1741603.0395 | 15384 | 26177.6909 |  |  |  | -273 | 2017 |  | 1771483.3498 | 91.8 | 0 | 0 |  |  | 25 | 9057 | 9734 | -677 | 259
2018 | [14 empty] | 1796896.429 | 37045.9365 | 0.5539 | 66881.994 | 1592428.429 | 1766484.4926 | 15461 | 24881.4531 |  |  |  | -280 | 2018 |  | 1796896.429 | 91.8 | 0 | 0 |  |  | 25 | 9214 | 9934 | -720 | 157
2019 | [14 empty] | 1820661.0397 | 37543.5168 | 0.5539 | 67780.3157 | 1613817.0397 | 1789751.5228 | 15538 | 23267.0303 |  |  |  | -288 | 2019 |  | 1820661.0397 | 91.8 | 0 | 0 |  |  | 25 | 9360 | 10135 | -775 | 146
2020 | [14 empty] | 1844205.563 | 38037.1171 | 0.5539 | 68671.4516 | 1635034.563 | 1812802.4459 | 15616 | 23050.9231 |  |  |  | -294 | 2020 |  | 1844205.563 | 91.8 | 0 | 0 |  |  | 25 | 9506 | 10336 | -830 | 146
2021 | [14 empty] | 1866782.015 | 38510.7553 | 0.5539 | 69526.5486 | 1655394.015 | 1834905.2597 | 15694 | 22102.8138 |  |  |  | -301 | 2021 |  | 1866782.015 | 91.8 | 0 | 0 |  |  | 25 | 9645 | 10533 | -888 | 139
2022 | [14 empty] | 1888943.4469 | 38976.1577 | 0.5539 | 70366.7768 | 1675399.4469 | 1856601.2892 | 15772 | 21696.0295 |  |  |  | -307 | 2022 |  | 1888943.4469 | 91.8 | 0 | 0 |  |  | 25 | 9782 | 10727 | -945 | 137
2023 | [14 empty] | 1909506.9533 | 39408.341 | 0.5539 | 71147.032 | 1693976.9533 | 1876732.6123 | 15851 | 20131.3231 |  |  |  | -313 | 2023 |  | 1909506.9533 | 91.8 | 0 | 0 |  |  | 25 | 9909 | 10919 | -1010 | 127
2024 | [14 empty] | 1929672.1805 | 39832.7478 | 0.5539 | 71913.2476 | 1712220.1805 | 1896473.4326 | 15930 | 19740.8204 |  |  |  | -320 | 2024 |  | 1929672.1805 | 91.8 | 0 | 0 |  |  | 25 | 10033 | 11108 | -1075 | 124
2025 | [14 empty] | 1948856.8597 | 40236.8558 | 0.5539 | 72642.8161 | 1729590.8597 | 1915254.0038 | 16010 | 18780.5712 |  |  |  | -325 | 2025 |  | 1948856.8597 | 91.8 | 0 | 0 |  |  | 25 | 10152 | 11296 | -1144 | 119
2026 | [14 empty] | 1967058.4296 | 40620.6753 | 0.5539 | 73335.756 | 1746089.4296 | 1933071.7543 | 16090 | 17817.7505 |  |  |  | -330 | 2026 |  | 1967058.4296 | 91.8 | 0 | 0 |  |  | 25 | 10264 | 11482 | -1218 | 112
2027 | [14 empty] | 1984888.2677 | 40997.1263 | 0.5539 | 74015.3932 | 1762271.2677 | 1950525.1414 | 16170 | 17453.3871 |  |  |  | -336 | 2027 |  | 1984888.2677 | 91.8 | 0 | 0 |  |  | 25 | 10374 | 11667 | -1293 | 110
2028 | [14 empty] | 2002342.9163 | 41366.0355 | 0.5539 | 74681.4145 | 1778128.9163 | 1967610.8809 | 16251 | 17085.7394 |  |  |  | -341 | 2028 |  | 2002342.9163 | 91.8 | 0 | 0 |  |  | 25 | 10482 | 11851 | -1369 | 108
2029 | [14 empty] | 2019419.0404 | 41727.2089 | 0.5539 | 75333.4697 | 1793654.0404 | 1984325.8315 | 16332 | 16714.9507 |  |  |  | -346 | 2029 |  | 2019419.0404 | 91.8 | 0 | 0 |  |  | 25 | 10587 | 12033 | -1446 | 105
2030 | [14 empty] | 2035442.2522 | 42066.5628 | 0.5539 | 75946.1326 | 1808241.2522 | 2000009.6893 | 16414 | 15683.8578 |  | 91.8 | 30 yr Average (1981-10) | -351 | 2030 |  | 2035442.2522 | 91.8 | 0 | 0 |  |  | 25 | 10686 | 12213 | -1527 | 99
2031 | [14 empty] | 2051051.373 | 42397.6095 | 0.5539 | 76543.7977 | 1822471.373 | 2015287.7634 |  | 15278.0741 |  |  |  | -355 | 2031 |  | 2051051.373 | 91.8 | 0 | 0 |  |  | 25 | 10783 |  |  | 97
2032 | [14 empty] | 2066258.6669 | 42720.4714 | 0.5539 | 77126.686 | 1836349.6669 | 2030172.1956 |  | 14884.4321 |  |  |  | -360 | 2032 |  | 2066258.6669 | 91.8 | 0 | 0 |  |  | 25 | 10876 |  |  | 93
2033 | [14 empty] | 2081070.9079 | 43035.3525 | 0.5539 | 77695.1661 | 1849884.9079 | 2044669.5554 |  | 14497.3598 |  |  |  | -364 | 2033 |  | 2081070.9079 | 91.8 | 0 | 0 |  |  | 25 | 10968 |  |  | 92
2034 | [14 empty] | 2095500.4309 | 43342.4468 | 0.5539 | 78249.5881 | 1863085.4309 | 2058791.984 |  | 14122.4286 |  |  |  | -369 | 2034 |  | 2095500.4309 | 91.8 | 0 | 0 |  |  | 25 | 11057 |  |  | 89
2035 | [14 empty] | 2109553.5709 | 43641.9483 | 0.5539 | 78790.302 | 1875959.5709 | 2072545.6226 |  | 13753.6386 |  |  |  | -373 | 2035 |  | 2109553.5709 | 91.8 | 0 | 0 |  |  | 25 | 11144 |  |  | 87
2036 | [14 empty] | 2123251.8755 | 43934.265 | 0.5539 | 79318.0448 | 1888524.8755 | 2085951.6105 |  | 13405.9878 |  |  |  | -378 | 2036 |  | 2123251.8755 | 91.8 | 0 | 0 |  |  | 25 | 11228 |  |  | 84
2037 | [14 empty] | 2138054.2303 | 44250.1259 | 0.5539 | 79888.2937 | 1902102.2303 | 2100438.1045 |  | 14486.494 |  |  |  | -382 | 2037 |  | 2138054.2303 | 91.8 | 0 | 0 |  |  | 25 | 11320 |  |  | 92
2038 | [14 empty] | 2153371.3479 | 44576.8454 | 0.5539 | 80478.1466 | 1916146.3479 | 2115428.5025 |  | 14990.398 |  |  |  | -387 | 2038 |  | 2153371.3479 | 91.8 | 0 | 0 |  |  | 25 | 11414 |  |  | 94
2039 | [14 empty] | 2167856.8207 | 44886.1952 | 0.5539 | 81036.6405 | 1929443.8207 | 2129604.6255 |  | 14176.123 |  |  |  | -392 | 2039 |  | 2167856.8207 | 91.8 | 0 | 0 |  |  | 25 | 11504 |  |  | 90
2040 | [14 empty] | 2182988.1716 | 45209.5469 | 0.5539 | 81620.4132 | 1943343.1716 | 2144412.6248 |  | 14807.9992 |  |  |  | -393 | 2040 |  | 2182988.1716 | 91.8 | 0 | 0 |  |  | 25 | 11597 |  |  | 93

## Summer
PEAK DEMAND COMPONENTS - S U M M E R | [12 empty] | Not used | [6 empty] | Not used | Not used | Not used | Not used | Not used | Not used | Not used |  |  |  | FIRM RETAIL DEMAND FORECAST - S U M M E R | [12 empty] | FIRM RETAILDEMAND FORECAST - S U M M E R
[18 empty] | ALL Avail | CF_201309 |  | 13_EDB_Adjmt.xlsx |  | CF_201309 | [19 empty] | Cntl-Shift-Enter
[12 empty] | w/Co Use |  |  | POTENTIAL |  | w/Co Use | w/Co Use | [11 empty] | TEMPERATURE VARIABLE : 5 HOUR AVERAGE , NORMAL TEMPERATURE : 30 YEAR AVERAGE
[9 empty] | FIRM Retail | TOT SYS |  | RETAIL | NON-DISP |  | RETAIL |  | FIRM | FIRM |  | SSR Adjmt | 52.05% |  | --> are on SSR |  |  | R, C, I, SPA |  |  |  |  | Firm | [7 empty] | Historical Avg (1978-04)---> |  |  | 185.8889
[5 empty] | LOAD CONTROL EXERCISED |  |  |  | NOT | BEFORE |  | BEFORE | DSM | SS | BEFORE | TOTAL | RETAIL | RETAIL | R/C/I/G | RCusts w/ | % away | Total |  | WPark | Yr-Yr Chg | RETAIL Adj | 5-Hr Avg |  |  |  | Retail | 5-Hr Avg | R/C/I/G | Recession | Hour | Pred.
Date | Hr | DOW | SYSTEM | RETAIL | IS/CS | LM | HW | VR | SERVED | DLC | WHOLESALE | DLC | PROGRAMS | COGEN | DSM | IS/CS | ADJ. | ADJUSTED | CUSTS EDB | LT 210 KWh | in Month | SSR Custs | ResCF | ADJMT | Custs | SSR & EDB | WGTD |  |  | YEAR | History | Temp | CUSTS | Dummy | Dummy | FR | Error | Co. Use | Fall'13 | TYSP'13 | Diff | Yr-Yr Growth | [7 empty] | Pred w/Norm
[43 empty] | FIRM RETAIL DEMAND FORECAST - S U M M E R | [5 empty] | YEAR | Weather | Act FRU | W/A + Error | Pred | wadjmt
1975-08-19 | 17 | Tue | 2975 | 2485 | 0 | 0 | 0 | 0 | 0 | 2975 | 490 | 2485 | 0 | 0 | 2485 | 165 | 2320 |  | 611902 | [6 empty] | 611902 | [16 empty] | Sample Period : 1992 - 2012
1976-07-16 17:00 | 17 | Fri | 3223 | 2721 | 30 | 0 | 0 | 0 | 0 | 3253 | 502 | 2751 | 0 | 0 | 2751 | 217 | 2534 |  | 634277 | [6 empty] | 634277 | 92.2 |  |  | 1976 | 2534 | 92.2 | 634277 | 0 | [7 empty] | 2534 | 30 Year Normal
1977-06-27 18:00 | 18 | Mon | 3407 | 2848 | 30 | 0 | 0 | 0 | 0 | 3437 | 559 | 2878 | 0 | 0 | 2878 | 205 | 2673 |  | 657410 | [6 empty] | 657410 | 92.9 |  |  | 1977 | 2673 | 92.9 | 657410 | 0 | [7 empty] | 139 | SUMMARY OUTPUT
1978-08-29 18:00 | 18 | Tue | 3521 | 2903 | 30 | 0 | 0 | 0 | 0 | 3551 | 618 | 2933 | 0 | 0 | 2933 | 216 | 2717 |  | 690059 | [6 empty] | 690059 | 91.2 |  |  | 1978 | 2717 | 91.2 | 690059 | 0 | [7 empty] | 44
1979-07-31 18:00 | 18 | Tue | 3654 | 3032 | 0 | 0 | 0 | 0 | 0 | 3654 | 622 | 3032 | 0 | 0 | 3032 | 191 | 2841 |  | 724557 | [6 empty] | 724557 | 91.1 |  |  | 1979 | 2841 | 91.1 | 724557 | 0 | [7 empty] | 124 | Variable: | Hour Dum | Recession | Custs | 5 Hr Temp | Intercept
1980-08-22 18:00 | 18 | Fri | 3995 | 2903 | 40 | 0 | 0 | 0 | 0 | 4035 | 1092 | 2943 | 0 | 0 | 2943 | 258 | 2685 |  | 763240 | [6 empty] | 763240 | 87.4 |  |  | 1980 | 2685 | 87.4 | 763240 | 0 | [7 empty] | -156 | Coeff: | -180.3904 | -606.9248 | 0.0064879 | 86.1375 | -10111.705
1981-06-16 18:00 | 18 | Tue | 4355 | 3535 | 0 | 0 | 0 | 0 | 0 | 4355 | 820 | 3535 | 0 | 11 | 3535 | 208 | 3316 |  | 790059 | [6 empty] | 790059 | 94.1 |  |  | 1981 | 3316 | 94.1 | 790059 | 0 | [7 empty] | 631 | se: | 37.7771 | 42.9998 | 9.9491e-05 | 7.7565 | 763.1501
1982-09-13 17:00 | 17 | Mon | 4086 | 3379 | 0 | 0 | 0 | 0 | 0 | 4086 | 707 | 3379 | 13 | 12 | 3392 | 173 | 3194 |  | 821618 | [6 empty] | 821618 | 90.4 |  |  | 1982 | 3194 | 90.4 | 821618 | 0 | [7 empty] | -122 | r2 / se: | 0.99744 | 56.1871 | #N/A | #N/A | #N/A
1983-08-22 18:00 | 18 | Mon | 4610 | 3797 | 0 | 0 | 0 | 0 | 0 | 4610 | 813 | 3797 | 28 | 36 | 3825 | 163 | 3598 |  | 851058 | [6 empty] | 851058 | 92.1 |  |  | 1983 | 3598 | 92.1 | 851058 | 0 | 0 | [6 empty] | 404 | F / df: | 1557.1819 | 16 | #N/A | #N/A | #N/A
1984-08-09 18:00 | 18 | Thu | 4163 | 3664 | 0 | 72 | 0 | 0 | 0 | 4235 | 499 | 3736 | 40 | 36 | 3776 | 201 | 3499 |  | 891710 | [6 empty] | 891710 | 92 |  |  | 1984 | 3499 | 92 | 891710 | 0 | 0 | 3598 | -99 |  |  |  |  | -99 | ss_reg / ss_resid: | 19664008.1893 | 50511.7808 | #N/A | #N/A | #N/A | 1984 | 3633 | 3499 | -134 | 3598 | 35
1985-06-05 17:00 | 17 | Wed | 4548 | 4136 | 30 | 97 | 0 | 0 | 0 | 4675 | 412 | 4263 | 53 | 42 | 4316 | 194 | 4027 |  | 927200 | [6 empty] | 927200 | 94.5 |  |  | 1985 | 4027 | 94.5 | 927200 | 0 | 0 | 4044 | -17 |  |  |  |  | 528 | t stat: | #N/A | #N/A | #N/A | #N/A | #N/A | 1985 | 3863 | 4027 | 164 | 4044 | -181
1986-08-01 17:00 | 17 | Fri | 4644 | 4307 | 0 | 0 | 0 | 0 | 0 | 4644 | 337 | 4307 | 64 | 51 | 4371 | 133 | 4123 |  | 968802 | [6 empty] | 968802 | 93 |  |  | 1986 | 4123 | 93 | 968802 | 0 | 0 | 4185 | -62 |  |  |  |  | 96 |  | -4.7751 | -14.1146 | 65.2107 | 11.1052 | -13.25 | 1986 | 4133 | 4123 | -10 | 4185 | -52
1987-08-26 18:00 | 18 | Wed | 5196 | 4732 | 1 | 0 | 0 | 0 | 0 | 5197 | 464 | 4733 | 70 | 58 | 4803 | 225 | 4450 |  | 1012256 | [5 empty] | 43454 | 1012256 | 92.5 |  |  | 1987 | 4450 | 92.5 | 1012256 | 0 | 0 | 4423 | 27 |  |  |  |  | 327 | [6 empty] | 1987 | 4415 | 4450 | 35 | 4423 | -8
1988-07-12 18:00 | 18 | Tue | 5309 | 4588 | 0 | 0 | 0 | 0 | 0 | 5309 | 721 | 4588 | 75 | 61 | 4663 | 199 | 4328 |  | 1046093 | [5 empty] | 33837 | 1046093 | 92.3 |  |  | 1988 | 4328 | 89.3 | 1046093 | 0 | 0 | 4367 | -39 |  |  |  |  | -122 | [6 empty] | 1988 | 4634 | 4328 | -306 | 4367 | 267
1989-08-07 18:00 | 18 | Mon | 5832 | 5310 | 0 | 0 | 0 | 0 | 0 | 5832 | 522 | 5310 | 80 | 66 | 5390 | 240 | 5004 |  | 1090312 | [5 empty] | 44219 | 1090312 | 92.7 |  |  | 1989 | 5004 | 92.7 | 1090312 | 0 | 0 | 4947 | 57 |  |  |  |  | 676 | [6 empty] | 1989 | 4921 | 5004 | 83 | 4947 | -26
1990-06-20 19:00 | 19 | Wed | 5946 | 5313.6279 | 0 | -52 | 0 | 0 | 0 | 5894 | 632.3721 | 5261.6279 | 84 | 66 | 5345.6279 | 198 | 4997.6279 | 4652 | 1120028 | [5 empty] | 29716 | 1120028 | 91.5 |  |  | 1990 | 4997.6279 | 91.5 | 1120028 | 1 | 0 | 4430 | 567.6279 |  |  |  |  | -6.3721 | [6 empty] | 1990 | 4507 | 4997.6279 | 490.6279 | 4430 | 77
1991-08-08 17:00 | 17 | Thu | 5925 | 5250.6956 | 0 | 0 | 0 | 0 | 0 | 5925 | 674.3044 | 5250.6956 | 89 | 65.5 | 5339.6956 | 192 | 4993.1956 | 4676 | 1144149 | [5 empty] | 24121 | 1144149 | 91.8 |  |  | 1991 | 4993.1956 | 91.8 | 1144149 | 1 | 0 | 4612 | 381.1956 |  |  |  |  | -4.4323 | [6 empty] | 1991 | 4664 | 4993.1956 | 329.1956 | 4612 | 52
1992-07-07 17:00 | 17 | Tue | 6357 | 5543.7003 | 0 | 0 | 0 | 0 | 0 | 6357 | 813.2997 | 5543.7003 | 97 | 65.5 | 5640.7003 | 150 | 5328.2003 | 5032 | 1166211 | [5 empty] | 22062 | 1166211 | 91.7 |  |  | 1992 | 5328.2003 | 91.7 | 1166211 | 0 | 0 | 5353 | -24.7997 |  |  |  |  | 335.0047 | [6 empty] | 1992 | 5414 | 5328.2003 | -85.7997 | 5353 | 61
1993-08-05 17:00 | 17 | Thu | 6729 | 5895.9332 | 0 | 0 | 0 | 0 | 0 | 6729 | 833.0668 | 5895.9332 | 118 | 65.5 | 6013.9332 | 272 | 5558.4332 | 5033 | 1202907 | [5 empty] | 36696 | 1202907 | 93 |  |  | 1993 | 5558.4332 | 93 | 1202907 | 0 | 1 | 5523 | 35.4332 |  |  |  |  | 230.2329 | [6 empty] | 1993 | 5471 | 5558.4332 | 87.4332 | 5523 | -52
1994-06-27 18:00 | 18 | Mon | 6681 | 5893.865 | 0 | 0 | 0 | 0 | 0 | 6681 | 787.135 | 5893.865 | 133 | 65.5 | 6026.865 | 262 | 5566.365 | 5017 | 1226448 | [5 empty] | 23541 | 1226448 | 92.5 |  |  | 1994 | 5566.365 | 92.5 | 1226448 | 0 | 1 | 5633 | -66.635 |  |  |  |  | 7.9318 | [6 empty] | 1994 | 5624 | 5566.365 | -57.635 | 5633 | -9
1995-08-15 15:00 | 15 | Tue | 7128 | 6168.5743 | 0 | 87 | 0 | 73 | 0 | 7288 | 959.4257 | 6328.5743 | 170 | 65.5 | 6498.5743 | 269 | 5994.0743 | 5463 | 1258497 | [5 empty] | 32049 | 1258497 | 94.3 |  |  | 1995 | 5994.0743 | 92.3 | 1258497 | 0 | 0 | 6004 | -9.9257 |  |  |  |  | 427.7094 | [6 empty] | 1995 | 6012 | 5994.0743 | -17.9257 | 6004 | 8
1996-07-22 18:00 | 18 | Mon | 7164 | 6340.2849 | 0 | 45 | 0 | 0 | 0 | 7209 | 823.7151 | 6385.2849 | 189 | 71.5 | 6574.2849 | 259 | 6054.7849 | 5416 | 1276550 |  | Timeshr Adjmt |  |  |  | 18053 | 1276550 | 91.5 |  |  | 1996 | 6054.7849 | 91.5 | 1276550 | 0 | 0 | 6052 | 2.7849 |  |  |  |  | 60.7105 | [6 empty] | 1996 | 6130 | 6054.7849 | -75.2151 | 6052 | 78
1997-07-03 17:00 | 17 | Thu | 7462 | 6590.0019 | 0 | 44 | 0 | 0 | 0 | 7506 | 871.9981 | 6634.0019 | 208.5 | 71.5 | 6842.5019 | 304 | 6258.5019 | 5693 | 1289511 |  | 5241 |  |  |  | 18202 | 1294752 | 93.3 |  |  | 1997 | 6258.5019 | 93.3 | 1289511 | 0 | 0 | 6291 | -32.4981 |  |  |  |  | 203.7171 | [6 empty] | 1997 | 6214 | 6258.5019 | 44.5019 | 6291 | -77
1998-07-02 16:00 | 16 | Thu | 8010 | 7068.8452 | 0 | 1 | 0 | 48 | 0 | 8059 | 941.1548 | 7117.8452 | 242 | 75 | 7359.8452 | 347 | 6695.8452 | 6282 | 1328659 | 13650 | 6634 |  |  |  | 26891 | 1321643 | 94.9 |  |  | 1998 | 6695.8452 | 94.9 | 1328659 | 0 | 0 | 6683 | 12.8452 |  |  |  |  | 437.3433 | [6 empty] | 1998 | 6468 | 6695.8452 | 227.8452 | 6683 | -215
1999-08-30 18:00 | 18 | Mon | 8351 | 7090.2832 | 0 | 156 | 0 | 0 | 0 | 8507 | 1260.7168 | 7246.2832 | 268 | 75 | 7514.2832 | 291 | 6880.2832 | 6405 | 1363991 | 21695 |  |  |  |  | 27287 | 1348930 | 91.3 |  |  | 1999 | 6880.2832 | 93.3 | 1363991 | 0 | 0 | 6774 | 106.2832 |  |  |  |  | 184.438 | [6 empty] | 1999 | 6697 | 6880.2832 | 183.2832 | 6774 | -77
2000-08-08 18:00 | 18 | Tue | 8484 | 7181.8 | 0 | 54 | 0 | 0 | 0 | 8538 | 1302.2 | 7235.8 | 284 | 75 | 7519.8 | 308 | 6852.8 | 6536 | 1401378 | 26889 |  |  |  |  | 32193 | 1381123 | 91.7 |  |  | 2000 | 6852.8 | 91.7 | 1401378 | 0 | 0 | 6879 | -26.2 |  |  |  |  | -27.4832 | [6 empty] | 2000 | 6939 | 6852.8 | -86.2 | 6879 | 60
2001-08-29 17:00 | 17 | Wed | 8471 | 7368.6 | 0 | 0 | 0 | 0 | 0 | 8471 | 1102.4 | 7368.6 | 298 | 75 | 7666.6 | 275.359 | 7018.241 | 6666 | 1437243 | 29753 |  |  |  |  | 33001 | 1414124 | 90 |  |  | 2001 | 7018.241 | 90 | 1437243 | 0 | 0 | 6965 | 53.241 |  |  |  |  | 165.441 | [6 empty] | 2001 | 7172 | 7018.241 | -153.759 | 6965 | 207
2002-07-17 17:00 | 17 | Wed | 9034 | 7841.9 | 0 | 0 | 0 | 0 | 0 | 9034 | 1192.1 | 7841.9 | 304 | 75 | 8145.9 | 291.6 | 7475.3 | 7175 | 1468620 | 32756 |  |  |  |  | 28374 | 1442498 | 93.9 |  |  | 2002 | 7475.3 | 93.9 | 1468620 | 0 | 0 | 7505 | -29.7 |  |  |  |  | 457.059 | [6 empty] | 2002 | 7376 | 7475.3 | 99.3 | 7505 | -129
2003-07-09 | 15 | Wed | 8476 | 7592.7 | 0 | 0 | 0 | 0 | 0 | 8476 | 883.3 | 7592.7 | 321 | 75 | 7913.7 | 247.201 | 7270.499 | 6939 | 1507318 | 34193 |  | 50975 |  |  | 37261 | 1479759 | 90 |  |  | 2003 | 7270.499 | 90 | 1507318 | 0 | 1 | 7240 | 30.499 |  |  |  |  | -204.801 | [6 empty] | 2003 | 7446 | 7270.499 | -175.501 | 7240 | 206
2004-06-24 | 17 | Thu | 9125.3 | 8058.1 | 0 | 0 | 0 | 0 | 0 | 9125.3 | 1067.2 | 8058.1 | 331 | 110 | 8389.1 | 256.1 | 7692 | 7434 | 1542552 | 32161 |  | 53798 |  |  | 37266 | 1517025 | 90.8 |  |  | 2004 | 7692 | 90.8 | 1542552 | 0 | 0 | 7717 | -25 |  |  |  |  | 421.501 | [6 empty] | 2004 | 7855 | 7692 | -163 | 7717 | 138
2005-08-16 | 18 | Tue | 9681.3 | 8564.7 | 0 | 0 | 0 | 0 | 0 | 9681.3 | 1116.6 | 8564.7 | 371 | 110 | 8935.7 | 349.6447 | 8105.0553 | 7817 | 1573758 | 33120 |  | 56552 |  | 13077 | 30247 | 1547272 | 92.1 |  |  | 2005 | 8105.0553 | 92.1 | 1573758 | 0 | 0 | 8032 | 73.0553 |  |  |  |  | 413.0553 | [6 empty] | 2005 | 8058 | 8105.0553 | 47.0553 | 8032 | 26
2006-08-10 | 17 | Thu | 9689 | 8431.9 | 0 | 0 | 0 | 0 | 0 | 9689 | 1257.1 | 8431.9 | 394 | 66 | 8825.9 | 314.2854 | 8051.6146 | 7837 | 1614389 | 33277 |  | 60968 |  | 13208 | 40474 | 1587746 | 90 |  |  | 2006 | 8051.6146 | 90 | 1614389 | 0 | 0 | 8115 | -63.3854 |  |  |  |  | -53.4407 | [6 empty] | 2006 | 8321 | 8051.6146 | -269.3854 | 8115 | 206
2007-08-20 | 17 | Mon | 10405 | 8861 | 44 | 0 | 0 | 0 | 0 | 10449 | 1544 | 8905 | 418 | 110 | 9323 | 325 | 8470 | 8266 | 1635120 | 33154 |  | 64001 |  | 13340 | 20854 | 1608600 | 93.1 |  |  | 2007 | 8470 | 93.1 | 1635120 | 0 | 0 | 8516 | -46 |  |  |  |  | 418.3854 | [6 empty] | 2007 | 8456 | 8470 | 14 | 8516 | -60
2008-08-07 | 17 | Thu | 10036 | 8524 | 0 | 0 | 0 | 0 | 0 | 10036 | 1512 | 8524 | 449 | 110 | 8973 | 332.5631 | 8081.4369 | 7685 | 1634684 | 35810 |  | 60430 |  | 13407 | -3092 | 1605508 | 90.7 |  |  | 2008 | 8081.4369 | 90.7 | 1634684 | 0.5 | 0 | 8003 | 78.4369 |  |  |  |  | -388.5631 | [6 empty] | 2008 | 8150 | 8081.4369 | -68.5631 | 8003 | 147
2009-06-22 | 18 | Mon | 10247 | 8629 | 0 | 14 | 0 | 0 | 0 | 10261 | 1618 | 8643 | 457 | 110 | 9100 | 246.4844 | 8286.5156 | 7857 | 1627485 | 35541 |  | 62231 |  | 13474 | -6930 | 1598578 | 95.2 |  |  | 2009 | 8286.5156 | 95.2 | 1627485 | 0.5 | 0 | 8344 | -57.4844 |  |  |  |  | 205.0788 | [6 empty] | 2009 | 8103 | 8286.5156 | 183.5156 | 8344 | -241
2010-07-27 | 18 | Tue | 9600 | 8328 | 0 | 0 | 0 | 0 | 0 | 9600 | 1272 | 8328 | 508 | 110 | 8836 | 251.7808 | 7966.2192 | 7679 | 1632942 | 33267 |  | 60394 |  | 13541 | 7731 | 1606309 | 93.7 |  |  | 2010 | 7966.2192 | 93.7 | 1632942 | 1 | 0 | 7947 | 19.2192 |  |  |  |  | -320.2965 | [6 empty] | 2010 | 7835 | 7966.2192 | 131.2192 | 7947 | -112
2011-06-21 | 17 | Tue | 9277 | 8343 | 0 | 0 | 0 | 0 | 0 | 9277 | 934 | 8343 | 546 | 110 | 8889 | 225.0589 | 8007.9411 | 7754 | 1640431 | 34464 |  | 65966 |  | 13609 | 6292 | 1612601 | 93.5 |  |  | 2011 | 8007.9411 | 93.5 | 1640431 | 1 | 0 | 7978 | 29.9411 |  |  |  |  | 41.7219 | [6 empty] | 2011 | 7883 | 8007.9411 | 124.9411 | 7978 | -95
2012-08-09 | 16 | Thu | 8850 | 7989 | 0 | 0 | 0 | 0 | 0 | 8850 | 861 | 7989 | 628 | 124 | 8617 | 230.1706 | 7634.8294 | 7334 | 1655109 | 37301 |  | 66856 |  | 13677 | 11841 | 1624442 | 89.1 |  |  | 2012 | 7634.8294 | 89.1 | 1655109 | 1 | 0 | 7694 | -59.1706 |  |  |  |  | -373.1116 | [6 empty] | 2012 | 7979 | 7634.8294 | -344.1706 | 7694 | 285
2013-08-09 | [11 empty] | 8470 | [5 empty] | 7803 | 1671403 | 29661.7335 | 0.5205 | 56987 | 1479289 | 13745 | 23933.2665 | 1648375.2665 |  |  | 157 | 2013 |  | 92.4 | 1671403 | 0.75 |  |  |  | 25 | 8211 | 9125 | -914 | 576.1706
2014-08-09 | [11 empty] | 8704.9107 | [5 empty] | 8012.9107 | 1693582.2355 | 32782.3235 | 0.5205 | 62982.3699 | 1499580.2355 | 13814 | 19058.6455 | 1667433.912 |  |  | 195 | 2014 |  | 92.4 | 1693582.2355 | 0.55 |  |  |  | 25 | 8476 | 9299 | -823 | 265
2015-08-09 | [11 empty] | 8943.742 | [5 empty] | 8240.742 | 1720790.0282 | 33315.9897 | 0.5205 | 64007.6652 | 1523992.0282 | 13883 | 26674.1265 | 1694108.0385 |  |  | 201 | 2015 |  | 92.4 | 1720790.0282 | 0.4 |  |  |  | 25 | 8744 | 9495 | -751 | 268
2016-08-08 | [11 empty] | 9206.5357 | [5 empty] | 8495.5357 | 1747026.1332 | 33830.9497 | 0.5205 | 64997.0216 | 1547548.1332 | 13952 | 25721.145 | 1719829.1835 |  |  | 238 | 2016 |  | 92.4 | 1747026.1332 | 0.2 |  |  |  | 25 | 9036 | 9684 | -648 | 292
2017-08-08 | [11 empty] | 9476.8194 | [5 empty] | 8724.8194 | 1773662.6918 | 34354.1394 | 0.5205 | 66002.1891 | 1571480.6918 | 14022 | 26113.3689 | 1745942.5524 |  |  | 273 | 2017 |  | 92.4 | 1773662.6918 | 0 |  |  |  | 25 | 9330 | 9880 | -550 | 294
2018-08-08 | [11 empty] | 9625.8944 | [5 empty] | 8856.8944 | 1798940.8132 | 34851.0426 | 0.5205 | 66956.8542 | 1594210.8132 | 14092 | 24781.2182 | 1770723.7706 |  |  | 280 | 2018 |  | 92.4 | 1798940.8132 | 0 |  |  |  | 25 | 9494 | 10080 | -586 | 164
2019-08-08 | [11 empty] | 9806.0635 | [5 empty] | 8981.0635 | 1822680.1666 | 35318.3073 | 0.5205 | 67854.577 | 1615585.1666 | 14162 | 23272.0887 | 1793995.8593 |  |  | 288 | 2019 |  | 92.4 | 1822680.1666 | 0 |  |  |  | 25 | 9648 | 10281 | -633 | 154
2020-08-07 | [11 empty] | 9958.5205 | [5 empty] | 9102.5205 | 1846146.184 | 35780.5804 | 0.5205 | 68742.7097 | 1636731.184 | 14233 | 23003.7443 | 1816999.6036 |  |  | 294 | 2020 |  | 92.4 | 1846146.184 | 0 |  |  |  | 25 | 9800 | 10482 | -682 | 152
2021-08-07 | [18 empty] | 1868686.1344 | 36225.0135 | 0.5205 | 69596.5676 | 1657061.1344 | 14304 | 22095.5173 | 1839095.1209 |  |  | 301 | 2021 |  | 92.4 | 1868686.1344 | 0 |  |  |  | 25 | 9946 | 10679 | -733 | 146
2022-08-07 | [18 empty] | 1890719.5724 | 36659.7509 | 0.5205 | 70431.798 | 1676947.5724 | 14376 | 21598.7006 | 1860693.8215 |  |  | 307 | 2022 |  | 92.4 | 1890719.5724 | 0 |  |  |  | 25 | 10089 | 10872 | -783 | 143
2023-08-07 | [18 empty] | 1911244.2222 | 37065.2648 | 0.5205 | 71210.8833 | 1695497.2222 | 14448 | 20119.136 | 1880812.9575 |  |  | 313 | 2023 |  | 92.4 | 1911244.2222 | 0 |  |  |  | 25 | 10222 | 11064 | -842 | 133
2024-08-06 | [18 empty] | 1931330.7371 | 37462.4904 | 0.5205 | 71974.045 | 1713667.7371 | 14520 | 19689.2892 | 1900502.2467 |  |  | 320 | 2024 |  | 92.4 | 1931330.7371 | 0 |  |  |  | 25 | 10353 | 11253 | -900 | 131
2025-08-06 | [18 empty] | 1950434.7405 | 37840.6421 | 0.5205 | 72700.5611 | 1730965.7405 | 14593 | 18725.8518 | 1919228.0984 |  |  | 325 | 2025 |  | 92.4 | 1950434.7405 | 0 |  |  |  | 25 | 10477 | 11440 | -963 | 124
2026-08-06 | [18 empty] | 1968600.9161 | 38200.7403 | 0.5205 | 73392.3925 | 1747437.9161 | 14666 | 17806.0774 | 1937034.1758 |  |  | 330 | 2026 |  | 92.4 | 1968600.9161 | 0 |  |  |  | 25 | 10594 | 11627 | -1033 | 117
2027-08-06 | [18 empty] | 1986398.7385 | 38553.9009 | 0.5205 | 74070.895 | 1763592.7385 | 14739 | 17444.6618 | 1954478.8376 |  |  | 336 | 2027 |  | 92.4 | 1986398.7385 | 0 |  |  |  | 25 | 10710 | 11811 | -1101 | 116
2028-08-06 | [18 empty] | 2003822.6767 | 38899.9591 | 0.5205 | 74735.7524 | 1779422.6767 | 14813 | 17077.88 | 1971556.7175 |  |  | 341 | 2028 |  | 92.4 | 2003822.6767 | 0 |  |  |  | 25 | 10823 | 11995 | -1172 | 113
2029-08-06 | [18 empty] | 2020813.6414 | 39237.6452 | 0.5205 | 75384.5249 | 1794869.6414 | 14887 | 16653.2786 | 1988209.9961 |  |  | 346 | 2029 |  | 92.4 | 2020813.6414 | 0 |  |  |  | 25 | 10933 | 12176 | -1243 | 110
2030-08-06 | [18 empty] | 2036800.0956 | 39555.8857 | 0.5205 | 75995.938 | 1809427.0956 | 14961 | 15668.2137 | 2003878.2098 |  |  | 351 | 2030 |  | 92.4 | 2036800.0956 | 0 |  |  |  | 25 | 11037 | 12356 | -1319 | 104
2031-08-06 | [18 empty] | 2052375.8975 | 39866.3295 | 0.5205 | 76592.3717 | 1823627.8975 |  | 15265.3581 | 2019143.568 |  |  | 355 | 2031 |  | 92.4 | 2052375.8975 | 0 |  |  |  | 25 | 11138 |  |  | 101
2032-08-06 | [18 empty] | 2067549.6037 | 40169.0979 | 0.5205 | 77174.0594 | 1837477.6037 |  | 14870.9378 | 2034014.5058 |  |  | 360 | 2032 |  | 92.4 | 2067549.6037 | 0 |  |  |  | 25 | 11236 |  |  | 98
2033-08-06 | [18 empty] | 2082328.9515 | 40464.382 | 0.5205 | 77741.368 | 1850984.9515 |  | 14484.0637 | 2048498.5695 |  |  | 364 | 2033 |  | 92.4 | 2082328.9515 | 0 |  |  |  | 25 | 11332 |  |  | 96
2034-08-06 | [18 empty] | 2096728.2759 | 40752.3641 | 0.5205 | 78294.6476 | 1864158.2759 |  | 14111.3423 | 2062609.9118 |  |  | 369 | 2034 |  | 92.4 | 2096728.2759 | 0 |  |  |  | 25 | 11426 |  |  | 94
2035-08-06 | [18 empty] | 2110751.6796 | 41033.243 | 0.5205 | 78834.2805 | 1877006.6796 |  | 13742.5248 | 2076352.4366 |  |  | 373 | 2035 |  | 92.4 | 2110751.6796 | 0 |  |  |  | 25 | 11517 |  |  | 91
2036-08-06 | [18 empty] | 2124535.3217 | 41309.7768 | 0.5205 | 79365.5655 | 1889656.3217 |  | 13507.1083 | 2089859.5449 |  |  | 378 | 2036 |  | 92.4 | 2124535.3217 | 0 |  |  |  | 25 | 11606 |  |  | 89
2037-08-06 | [18 empty] | 2139382.5735 | 41607.4417 | 0.5205 | 79937.4481 | 1903272.5735 |  | 14549.5869 | 2104409.1318 |  |  | 382 | 2037 |  | 92.4 | 2139382.5735 | 0 |  |  |  | 25 | 11702 |  |  | 96
2038-08-06 | [18 empty] | 2154637.4707 | 41913.1 | 0.5205 | 80524.6878 | 1917254.4707 |  | 14949.2389 | 2119358.3707 |  |  | 387 | 2038 |  | 92.4 | 2154637.4707 | 0 |  |  |  | 25 | 11801 |  |  | 99
2039-08-06 | [18 empty] | 2169169.0999 | 42204.8925 | 0.5205 | 81085.2882 | 1930602.0999 |  | 14239.8367 | 2133598.2074 |  |  | 392 | 2039 |  | 92.4 | 2169169.0999 | 0 |  |  |  | 25 | 11896 |  |  | 95
2040-08-06 | [18 empty] | 2183699.7292 | 42496.685 | 0.5205 | 81645.8886 | 1943949.7292 |  | 14238.8367 | 2147837.0442 |  |  | 393 | 2040 |  | 92.4 | 2183699.7292 | 0 |  |  |  | 25 | 11990 |  |  | 94
[27 empty] | 92.4 | 30 yr Average (1981-10)
[27 empty] | 93.1684 | 20 5-Hr Temps over 92 oF
Variable
Intercept
Customers
Temperature
Recession D
Formulas:
PEAK DEMAND COMPONENTS - S U M M E R = [PEAK DEMAND COMPONENTS - S U M M E R, row above]+365
Note on V31: ot05219: Time Share Chg-out removed!

## Sep
SEPTEMBER PEAK DEMAND COMPONENTS | [9 empty] | Not used | [5 empty] | Not used | Not used | Not used | Not used | Not used | Not used | Not used | [5 empty] | FIRM RETAIL DEMAND FORECAST - SEPTEMBER
[15 empty] | CF_201309 |  | 13_EDB_Adjmt.xlsx |  | CF_201309
POTENTIAL
[9 empty] | RETAIL |  |  | RETAIL |  | FIRM |  | SSR Adjmt | 57.65% |  |  | R,C,I & SPA | [7 empty] | TEMPERATURE VARIABLE : 5 HOUR AVERAGE , NORMAL TEMPERATURE 30 YEAR AVERAGE
[9 empty] | BEFORE |  | SS | BEFORE | TOTAL | RETAIL | R,C,I & SPA | RCusts w/ | % away | Total |  | RETAIL Adj | WPark | Yr-Yr Chg | 2Hr Avg | [7 empty] | 5-Hr Avg
YEAR | DATE | HR | DOW | SYS PK | RETAIL PK | LM,HW&VR | INTERR. | FR CURT. | DLC | NON-DISP | COGEN | DSM | IS/CS | ADJ. | CUSTS EDB | LT 210 KWh | in Month | SSR Custs | ResCF | SSR & EDB | ADJMT | Custs | WGTD | 5HR |  |  |  | YEAR | History | CUSTS | Temp | Hr/Wkend Dum | Recess | PRED | ERROR | CO. USE | Fall'13 | TYSP'13 | Diff | Yr-Yr Growth
1975 | 1975-09-08 | 17 | Mon | 2806 | [10 empty] | 613982 |  |  |  |  | 613982 | [20 empty] | Sample Period : 1992 - 2012
1976 | 1976-09-01 | 18 | Wed | 2980 | [10 empty] | 637492 |  |  |  |  | 637492 |  | 23510 | 85.9 | 88.2 | [16 empty] | 30 Year Normal
1977 | 1977-09-07 | 18 | Wed | 3291 | [10 empty] | 662546 |  |  |  |  | 662546 |  | 25054 | 90.5 | 89.9 | [16 empty] | SUMMARY OUTPUT
1978 | 1978-09-01 | 18 | Fri | 3363 | [10 empty] | 693636 |  |  |  |  | 693636 |  | 31090 | 90.6 | 91
1979 | 1979-09-07 | 17 | Fri | 3554 | [10 empty] | 730927 |  |  |  |  | 730927 |  | 37291 | 89.9 | 89.8 | [16 empty] | Variable: | Recess Dum | Wkend Dum | Temp | Custs | Intercept | YEAR | Pred w/Norm | Act FRU | W/A + Error | Pred | wadjmt
1980 | 1980-09-08 | 18 | Mon | 3716 | 3074 | 0 | 0 | 0 | 3074 | 0 | 0 | 3074 | 150 | 2924 | 766978 |  |  |  |  | 766978 |  | 36051 | 87.6 | 88.9 |  |  |  | 1980 | 2924 | 766978 | 88.9 | 0 | 0 | 3083 | -159 | [5 empty] | Coeff: | -456.3139 | -310.8365 | 51.6381 | 0.0052851 | -5560.8835 | 1980 | 3140 | 2924 | -216 | 3083 | 57
1981 | 1981-09-02 | 18 | Wed | 3854 | 3142 | 0 | 0 | 0 | 3142 | 0 | 11 | 3142 | 150 | 2981 | 796405 |  |  |  |  | 796405 |  | 29427 | 87.5 | 88.8 |  |  |  | 1981 | 2981 | 796405 | 88.8 | 0 | 0 | 3234 | -253 |  |  |  |  | 57 | se: | 67.5021 | 85.5285 | 23.4327 | 0.00018142 | 2187.7854 | 1981 | 3296 | 2981 | -315 | 3234 | 62
1982 | 1982-09-13 | 17 | Mon | 4086 | 3379 | 0 | 0 | 0 | 3379 | 13 | 12 | 3392 | 173 | 3194 | 821618 |  |  |  |  | 821618 |  | 25213 | 90.3 | 90.4 |  |  |  | 1982 | 3194 | 821618 | 90.4 | 0 | 0 | 3450 | -256 |  |  |  |  | 213 | r2 / se: | 0.98677 | 112.5738 | #N/A | #N/A | #N/A | 1982 | 3429 | 3194 | -235 | 3450 | -21
1983 | 1983-09-06 | 18 | Tue | 4379 | 3595 | 0 | 0 | 0 | 3595 | 26 | 36 | 3621 | 185 | 3374 | 854691 |  |  |  |  | 854691 |  | 33073 | 91.5 | 91.6 |  |  |  | 1983 | 3374 | 854691 | 91.6 | 0 | 0 | 3686 | -312 |  |  |  |  | 180 | F / df: | 298.323 | 16 | #N/A | #N/A | #N/A | 1983 | 3604 | 3374 | -230 | 3686 | -82
1984 | 1984-09-14 | 17 | Fri | 4091 | 3650 | 0 | 0 | 0 | 3650 | 42 | 36 | 3692 | 120 | 3494 | 896247 |  |  |  |  | 896247 |  | 41556 | 90.4 | 90.3 |  |  |  | 1984 | 3494 | 896247 | 90.3 | 0 | 0 | 3839 | -345 |  |  |  |  | 120 | ss_reg / ss_resid: | 15122413.4477 | 202765.6561 | #N/A | #N/A | #N/A | 1984 | 3823 | 3494 | -329 | 3839 | -16
1985 | 1985-09-09 | 18 | Mon | 4257 | 3935 | 0 | 0 | 0 | 3935 | 56 | 42 | 3991 | 99 | 3794 | 935159 |  |  |  |  | 935159 |  | 38912 | 88.8 | 89.7 |  |  |  | 1985 | 3794 | 935159 | 89.7 | 0 | 0 | 4013 | -219 |  |  |  |  | 300 | t stat: | #N/A | #N/A | #N/A | #N/A | #N/A | 1985 | 4029 | 3794 | -235 | 4013 | 16
1986 | 1986-09-30 | 18 | Tue | 4428 | 4162 | 0 | 0 | 0 | 4162 | 65 | 51 | 4227 | 193 | 3918 | 973961 |  |  |  |  | 973961 |  | 38802 | 88.5 | 90 |  |  |  | 1986 | 3918 | 973961 | 90 | 0 | 0 | 4234 | -316 |  |  |  |  | 124 |  | -6.76 | -3.6343 | 2.2037 | 29.1324 | -2.5418 | 1986 | 4234 | 3918 | -316 | 4234 | 0
1987 | 1987-09-09 | 18 | Wed | 5016 | 4643 | 0 | 0 | 0 | 4643 | 71 | 58 | 4714 | 265 | 4320 | 1015634 |  |  |  |  | 1015634 |  | 41673 | 90.4 | 91.3 |  |  |  | 1987 | 4320 | 1015634 | 91.3 | 0 | 0 | 4521 | -201 |  |  |  |  | 402 | [6 empty] | 1987 | 4454 | 4320 | -134 | 4521 | -67
1988 | 1988-09-22 | 18 | Thu | 5224 | 4530 | 0 | 0 | 0 | 4530 | 76 | 61 | 4606 | 250 | 4219 | 1052896 |  |  |  |  | 1052896 |  | 37262 | 89.6 | 90.5 |  |  |  | 1988 | 4219 | 1052896 | 90.5 | 0 | 1 | 4221 | -2 |  |  |  |  | -101 | [6 empty] | 1988 | 4195 | 4219 | 24 | 4221 | -26
1989 | 1989-09-15 | 17 | Fri | 5483 | 5034 | 0 | 0 | 0 | 5034 | 80 | 66 | 5114 | 232 | 4736 | 1094574 |  |  |  |  | 1094574 |  | 41678 | 89.5 | 89.5 |  | 41678 |  | 1989 | 4736 | 1094574 | 89.5 | 0 | 0 | 4846 | -110 |  |  |  |  | 517 | [6 empty] | 1989 | 4871 | 4736 | -135 | 4846 | 25
1990 | 1990-09-13 | 18 | Thu | 5614 | 5064.5418 | 60 | 0 | 0 | 5124.5418 | 85 | 66 | 5209.5418 | 196 | 4862.5418 | 1125540 |  |  |  |  | 1125540 |  | 30966 | 91.7 | 92.4 |  | 30966 |  | 1990 | 4862.5418 | 1125540 | 92.4 | 0 | 0 | 5159 | -296.4582 |  |  |  |  | 126.5418 | [6 empty] | 1990 | 5035 | 4862.5418 | -172.4582 | 5159 | -124
1991 | 1991-09-19 | 17 | Thu | 5815 | 5178.2211 | 44 | 0 | 0 | 5222.2211 | 89 | 65.5 | 5311.2211 | 241 | 4915.7211 | 1146813 |  |  |  |  | 1146813 |  | 21273 | 92 | 91.2 |  | 21273 |  | 1991 | 4915.7211 | 1146813 | 91.2 | 0 | 0 | 5210 | -294.2789 |  |  |  |  | 53.1793 | [6 empty] | 1991 | 5148 | 4915.7211 | -232.2789 | 5210 | -62
1992 | 1992-09-22 | 17 | Tue | 5927 | 5262.4078 | 0 | 0 | 0 | 5262.4078 | 99 | 65.5 | 5361.4078 | 212 | 4984.9078 | 1171039 |  |  |  |  | 1171039 |  | 24226 | 89.9 | 90.2 |  | 24226 |  | 1992 | 4984.9078 | 1171039 | 90.2 | 0 | 1 | 4830 | 154.9078 |  |  |  |  | 69.1867 | [6 empty] | 1992 | 4819 | 4984.9078 | 165.9078 | 4830 | -11
1993 | 1993-09-22 | 18 | Wed | 6173 | 5435.273 | 0 | 0 | 0 | 5435.273 | 119 | 65.5 | 5554.273 | 209 | 5160.773 | 1207021 |  |  |  |  | 1207021 |  | 35982 | 90.4 | 91.1 |  | 35982 |  | 1993 | 5160.773 | 1207021 | 91.1 | 1 | 0 | 5212 | -51.227 |  |  |  |  | 175.8652 | [6 empty] | 1993 | 5155 | 5160.773 | 5.773 | 5212 | -57
1994 | 1994-09-02 | 17 | Fri | 6323 | 5601.6056 | 0 | 0 | 0 | 5601.6056 | 139 | 65.5 | 5740.6056 | 255 | 5281.1056 | 1230545 |  |  |  |  | 1230545 |  | 23524 | 91.3 | 90.5 |  | 23524 |  | 1994 | 5281.1056 | 1230545 | 90.5 | 1 | 0 | 5305 | -23.8944 |  |  |  |  | 120.3326 | [6 empty] | 1994 | 5279 | 5281.1056 | 2.1056 | 5305 | -26
1995 | 1995-09-14 | 17 | Thu | 6654 | 5952.6149 | 0 | 0 | 0 | 5952.6149 | 167 | 65.5 | 6119.6149 | 252 | 5635.1149 | 1257452 |  |  |  |  | 1257452 |  | 26907 | 90 | 90.5 |  | 26907 |  | 1995 | 5635.1149 | 1257452 | 90.5 | 0 | 0 | 5758 | -122.8851 |  |  |  |  | 354.0093 | [6 empty] | 1995 | 5732 | 5635.1149 | -96.8851 | 5758 | -26
1996 | 1996-09-03 | 17 | Tue | 7052 | 6342.2975 | 0 | 0 | 0 | 6342.2975 | 193 | 71.5 | 6535.2975 | 341 | 5929.7975 | 1278141 |  | Timeshr Adjmt |  |  | 1278141 |  | 20689 | 91.7 | 90.7 |  | 20689 |  | 1996 | 5929.7975 | 1278141 | 90.7 | 0 | 0 | 5878 | 51.7975 |  |  |  |  | 294.6825 | [6 empty] | 1996 | 5842 | 5929.7975 | 87.7975 | 5878 | -36
1997 | 1997-09-16 | 17 | Tue | 6932 | 6195.2094 | 0 | 0 | 0 | 6195.2094 | 210.5 | 71.5 | 6405.7094 | 336.4 | 5787.3094 | 1300493 |  | 6508 |  |  | 1307001 |  | 28860 | 89.3 | 89.1 |  | 28860 |  | 1997 | 5787.3094 | 1300493 | 89.1 | 0 | 0 | 5913 | -125.6906 |  |  |  |  | -142.488 | [6 empty] | 1997 | 5960 | 5787.3094 | -172.6906 | 5913 | 47
1998 | 1998-09-01 | 16 | Tue | 7310 | 6520.4429 | 0 | 0 | 0 | 6520.4429 | 242 | 75 | 6762.4429 | 348 | 6097.4429 | 1331858 | 12589 | 6634 |  |  | 1325903 |  | 18902 | 91.4 | 90.7 |  | 18902 |  | 1998 | 6097.4429 | 1331858 | 90.7 | 0 | 0 | 6162 | -64.5571 |  |  |  |  | 310.1335 | [6 empty] | 1998 | 6126 | 6097.4429 | -28.5571 | 6162 | -36
1999 | 1999-09-04 | 18 | Sat | 7602 | 6557.73 | 0 | 0 | 0 | 6557.73 | 259 | 75 | 6816.73 | 282 | 6200.73 | 1366286 | 21905 |  |  |  | 1351015 |  | 25112 | 92.5 | 92.5 |  | 25112 |  | 1999 | 6200.73 | 1366286 | 92.5 | 1 | 0 | 6126 | 74.73 |  |  |  |  | 103.2871 | [6 empty] | 1999 | 5997 | 6200.73 | 203.73 | 6126 | -129
2000 | 2000-09-14 | 18 | Thu | 7998 | 6821 | 0 | 0 | 0 | 6821 | 274 | 75 | 7095 | 314 | 6432 | 1406417 | 26291 |  |  |  | 1386760 |  | 35745 | 86.4 | 88.7 |  | 35745 |  | 2000 | 6432 | 1406417 | 88.7 | 0 | 0 | 6452 | -20 |  |  |  |  | 231.27 | [6 empty] | 2000 | 6520 | 6432 | -88 | 6452 | 68
2001 | 9/04/01 | 17 | Tue | 7930 | 7081.6 | 0 | 0 | 0 | 7081.6 | 288 | 75 | 7369.6 | 305 | 6701.6 | 1440799 | 28287 |  |  |  | 1419146 |  | 32386 | 89.4 | 88.8 |  | 32386 |  | 2001 | 6701.6 | 1440799 | 88.8 | 0 | 0 | 6639 | 62.6 |  |  |  |  | 269.6 | [6 empty] | 2001 | 6701 | 6701.6 | 0.6 | 6639 | 62
2002 | 9/18/02 | 17 | Wed | 8362 | 7393.3 | 0 | 0 | 0 | 7393.3 | 304 | 75 | 7697.3 | 253 | 7065.3 | 1475338 | 31770 |  |  |  | 1450202 |  | 31056 | 88 | 89.2 |  | 31056 |  | 2002 | 7065.3 | 1475338 | 89.2 | 0 | 0 | 6843 | 222.3 |  |  |  |  | 363.7 | [6 empty] | 2002 | 6884 | 7065.3 | 181.3 | 6843 | 41
2003 | 9/24/03 | 17 | Wed | 7982 | 7278.9 | 0 | 0 | 0 | 7278.9 | 321 | 75 | 7599.9 | 266 | 6937.9 | 1512323 | 34380 |  | 51977 |  | 1484577 |  | 34375 | 89.4 | 89 |  | 34375 |  | 2003 | 6937.9 | 1512323 | 89 | 0 | 0 | 7028 | -90.1 |  |  |  |  | -127.4 | [6 empty] | 2003 | 7079 | 6937.9 | -141.1 | 7028 | 51
2004 | 9/02/04 | 17 | Thu | 8628.3 | 7669.5 | 0 | 0 | 0 | 7669.5 | 338 | 110 | 8007.5 | 306 | 7253.5 | 1552333 | 34376 |  | 54825 |  | 1524591 |  | 40014 | 91 | 90 |  | 40014 |  | 2004 | 7253.5 | 1552333 | 90 | 0 | 0 | 7291 | -37.5 |  |  |  |  | 315.6 | [6 empty] | 2004 | 7291 | 7253.5 | -37.5 | 7291 | 0
2005 | 9/19/05 | 17 | Mon | 9090.3 | 7950.6 | 0 | 0 | 0 | 7950.6 | 359 | 110 | 8309.6 | 365 | 7475.6 | 1577511 | 33158 |  | 58128 |  | 1550987 | 14621 | 26396 | 91.8 | 91.5 |  | 26396 |  | 2005 | 7475.6 | 1577511 | 91.5 | 0 | 0 | 7501 | -25.4 |  |  |  |  | 222.1 | [6 empty] | 2005 | 7424 | 7475.6 | 51.6 | 7501 | -77
2006 | 9/25/06 | 17 | Mon | 8793 | 7839.2 | 0 | 0 | 0 | 7839.2 | 381 | 66 | 8220.2 | 296 | 7477.2 | 1616047 | 34755 |  | 58153 |  | 1587926 | 14767 | 36939 | 89.3 | 87.9 |  | 36939 |  | 2006 | 7477.2 | 1616047 | 87.9 | 0 | 0 | 7519 | -41.8 |  |  |  |  | 1.6 | [6 empty] | 2006 | 7628 | 7477.2 | -150.8 | 7519 | 109
2007 | 9/13/07 | 17 | Thu | 9443 | 8224 | 0 | 0 | 0 | 8224 | 404 | 110 | 8628 | 305 | 7809 | 1636465 | 32473 |  | 55323 |  | 1610626 | 14915 | 22700 | 89.7 | 88.8 |  | 22700 |  | 2007 | 7809 | 1636465 | 88.8 | 0 | 0 | 7673 | 136 |  |  |  |  | 331.8 | [6 empty] | 2007 | 7735 | 7809 | 74 | 7673 | 62
2008 | 9/8/08 | 17 | Mon | 9501 | 7998 | 0 | 0 | 0 | 7998 | 435 | 110 | 8433 | 342 | 7546 | 1633223 | 35064 |  | 60053 |  | 1604793 | 14990 | -5833 | 90.9 | 90.2 |  | -5833 |  | 2008 | 7546 | 1633223 | 90.2 | 0 | 0.5 | 7500 | 46 |  |  |  |  | -263 | [6 empty] | 2008 | 7490 | 7546 | 56 | 7500 | -10
2009 | 9/22/09 | 15 | Tue | 8392 | 7414 | 0 | 0 | 0 | 7414 | 470 | 110 | 7884 | 247 | 7057 | 1624849 | 35931 |  | 58949 |  | 1595552 | 15065 | -9241 | 87.7 | 86.4 |  | -9241 |  | 2009 | 7057 | 1624849 | 86.4 | 0 | 1 | 7032 | 25 |  |  |  |  | -489 | [6 empty] | 2009 | 7218 | 7057 | -161 | 7032 | 186
2010 | 9/13/10 | 16 | Mon | 8844 | 7878 | 0 | 0 | 0 | 7878 | 513 | 110 | 8391 | 222 | 7546 | 1632210 | 35062 |  | 62477 |  | 1603782 | 15140 | 8230 | 91.5 | 89.9 |  | 8230 |  | 2010 | 7546 | 1632210 | 89.9 | 0 | 0.5 | 7480 | 66 |  |  |  |  | 489 | [6 empty] | 2010 | 7485 | 7546 | 61 | 7480 | 5
2011 | 9/12/11 | 17 | Mon | 8207 | 7452 | 0 | 0 | 0 | 7452 | 564 | 110 | 8016 | 259 | 7083 | 1640776 | 34484 |  | 62252 |  | 1612926 | 15216 | 9144 | 91.1 | 89.6 |  | 9144 |  | 2011 | 7083 | 1640776 | 89.6 | 0 | 1 | 7281 | -198 |  |  |  |  | -463 | [6 empty] | 2011 | 7302 | 7083 | -219 | 7281 | 21
2012 | 9/4/12 | 17 | Tue | 8108 | 7598 | 0 | 0 | 0 | 7598 | 608 | 124 | 8206 | 220 | 7254 | 1655538 | 35692 |  | 59440 |  | 1626480 | 15292 | 13554 | 88.6 | 88.3 |  | 13554 | 0 | 2012 | 7254 | 1655538 | 88.3 | 0 | 1 | 7292 | -38 |  |  |  |  | 171 | [6 empty] | 2012 | 7380 | 7254 | -126 | 7292 | 88
2013 | [14 empty] | 1674348.7892 | 35890.2953 | 0.5765 | 62255.4991 | 1482273.7892 | 1645092.494 | 15368 | 18612.494 |  |  |  |  | -665 | 2013 |  | 1674348.7892 | 90 | 0 | 0.8 |  |  | 25 | 7546 | 8409 | -863 | 292
2014 | [14 empty] | 1695854.2684 | 36358.8526 | 0.5765 | 63068.2613 | 1501625.2684 | 1666129.4158 | 15445 | 21036.9218 |  |  |  |  | -725 | 2014 |  | 1695854.2684 | 90 | 0 | 0.6 |  |  | 25 | 7751 | 8566 | -815 | 205
2015 | [14 empty] | 1722982.675 | 36947.8679 | 0.5765 | 64089.9704 | 1525951.675 | 1692668.8071 | 15522 | 26539.3913 |  |  |  |  | -759 | 2015 |  | 1722982.675 | 90 | 0 | 0.4 |  |  | 25 | 7985 | 8739 | -754 | 234
2016 | [14 empty] | 1749259.6704 | 37519.2704 | 0.5765 | 65081.1282 | 1549550.6704 | 1718374.4 | 15600 | 25705.5929 |  |  |  |  | -821 | 2016 |  | 1749259.6704 | 90 | 0 | 0.2 |  |  | 25 | 8215 | 8906 | -691 | 230
2017 | [14 empty] | 1775791.0332 | 38096.3718 | 0.5765 | 66082.1714 | 1573385.0332 | 1744328.6614 | 15678 | 25954.2614 |  |  |  |  | -883 | 2017 |  | 1775791.0332 | 90 | 0 | 0 |  |  | 25 | 8447 | 9081 | -634 | 232
2018 | [14 empty] | 1800931.1974 | 38643.7833 | 0.5765 | 67031.7143 | 1595993.1974 | 1768921.4141 | 15756 | 24592.7527 |  |  |  |  | -914 | 2018 |  | 1800931.1974 | 90 | 0 | 0 |  |  | 25 | 8580 | 9258 | -678 | 133
2019 | [14 empty] | 1824649.2936 | 39160.9753 | 0.5765 | 67928.8383 | 1617353.2936 | 1792122.3183 | 15835 | 23200.9042 |  |  |  |  | -943 | 2019 |  | 1824649.2936 | 90 | 0 | 0 |  |  | 25 | 8705 | 9436 | -731 | 125
2020 | [14 empty] | 1848036.805 | 39671.2524 | 0.5765 | 68813.9678 | 1638427.805 | 1814999.5526 | 15914 | 22877.2343 |  |  |  |  | -971 | 2020 |  | 1848036.805 | 90 | 0 | 0 |  |  | 25 | 8829 | 9613 | -784 | 124
2021 | [14 empty] | 1870540.2537 | 40162.7872 | 0.5765 | 69666.5867 | 1658728.2537 | 1837011.4665 | 15994 | 22011.9139 |  |  |  |  | -998 | 2021 |  | 1870540.2537 | 90 | 0 | 0 |  |  | 25 | 8948 | 9788 | -840 | 119
2022 | [14 empty] | 1892442.6979 | 40641.4163 | 0.5765 | 70496.8193 | 1678495.6979 | 1858435.2816 | 16074 | 21423.8151 |  |  |  |  | -1026 | 2022 |  | 1892442.6979 | 90 | 0 | 0 |  |  | 25 | 9063 | 9959 | -896 | 115
2023 | [14 empty] | 1912931.4912 | 41089.8845 | 0.5765 | 71274.7346 | 1697017.4912 | 1878475.6067 | 16154 | 20040.3251 |  |  |  |  | -1050 | 2023 |  | 1912931.4912 | 90 | 0 | 0 |  |  | 25 | 9172 | 10128 | -956 | 109
2024 | [14 empty] | 1932938.2937 | 41528.0866 | 0.5765 | 72034.8423 | 1715115.2937 | 1898044.2071 | 16235 | 19568.6004 |  |  |  |  | -1076 | 2024 |  | 1932938.2937 | 90 | 0 | 0 |  |  | 25 | 9277 | 10296 | -1019 | 105
2025 | [14 empty] | 1951959.6213 | 41945.1635 | 0.5765 | 72758.3061 | 1732340.6213 | 1916648.4579 | 16316 | 18604.2508 |  |  |  |  | -1099 | 2025 |  | 1951959.6213 | 90 | 0 | 0 |  |  | 25 | 9378 | 10461 | -1083 | 101
2026 | [14 empty] | 1970093.4026 | 42343.3652 | 0.5765 | 73449.0289 | 1748786.4026 | 1934384.0375 | 16398 | 17735.5796 |  |  |  |  | -1120 | 2026 |  | 1970093.4026 | 90 | 0 | 0 |  |  | 25 | 9474 | 10626 | -1152 | 96
2027 | [14 empty] | 1987860.2092 | 42733.8677 | 0.5765 | 74126.3968 | 1764914.2092 | 1951760.3414 | 16480 | 17376.304 |  |  |  |  | -1142 | 2027 |  | 1987860.2092 | 90 | 0 | 0 |  |  | 25 | 9568 | 10790 | -1222 | 94
2028 | [14 empty] | 2005253.437 | 43116.4871 | 0.5765 | 74790.0904 | 1780716.437 | 1968770.9499 | 16562 | 17010.6085 |  |  |  |  | -1163 | 2028 |  | 2005253.437 | 90 | 0 | 0 |  |  | 25 | 9660 | 10952 | -1292 | 92
2029 | [14 empty] | 2022158.2424 | 43488.612 | 0.5765 | 75435.5802 | 1796085.2424 | 1985303.6304 | 16645 | 16532.6805 |  |  |  |  | -1184 | 2029 |  | 2022158.2424 | 90 | 0 | 0 |  |  | 25 | 9749 | 11113 | -1364 | 89
2030 | [14 empty] | 2038107.939 | 43840.3711 | 0.5765 | 76045.7434 | 1810612.939 | 2000901.5679 | 16728 | 15597.9375 |  |  |  |  | -1204 | 2030 |  | 2038107.939 | 90 | 0 | 0 |  |  | 25 | 9833 | 11272 | -1439 | 84
2031 | [14 empty] | 2053649.422 | 44183.5052 | 0.5765 | 76640.9457 | 1824784.422 | 2016099.9167 |  | 15198.3489 |  |  |  |  | -1223 | 2031 |  | 2053649.422 | 90 | 0 | 0 |  |  | 25 | 9915 |  |  | 82
2032 | [14 empty] | 2068789.5404 | 44518.156 | 0.5765 | 77221.4327 | 1838605.5404 | 2030905.3845 |  | 14805.4677 |  |  |  |  | -1241 | 2032 |  | 2068789.5404 | 90 | 0 | 0 |  |  | 25 | 9995 |  |  | 80
2033 | [14 empty] | 2083539.9951 | 44844.534 | 0.5765 | 77787.5698 | 1852084.9951 | 2045329.4611 |  | 14424.0766 |  |  |  |  | -1259 | 2033 |  | 2083539.9951 | 90 | 0 | 0 |  |  | 25 | 10073 |  |  | 78
2034 | [14 empty] | 2097905.1209 | 45162.8411 | 0.5765 | 78339.7071 | 1865231.1209 | 2059376.2798 |  | 14046.8187 |  |  |  |  | -1277 | 2034 |  | 2097905.1209 | 90 | 0 | 0 |  |  | 25 | 10149 |  |  | 76
2035 | [14 empty] | 2111899.7883 | 45473.3164 | 0.5765 | 78878.2591 | 1878053.7883 | 2073060.472 |  | 13684.1922 |  |  |  |  | -1294 | 2035 |  | 2111899.7883 | 90 | 0 | 0 |  |  | 25 | 10223 |  |  | 74
2036 | [14 empty] | 2125771.7679 | 45781.6442 | 0.5765 | 79413.0863 | 1890787.7679 | 2086624.1237 |  | 13563.6518 |  |  |  |  | -1310 | 2036 |  | 2125771.7679 | 90 | 0 | 0 |  |  | 25 | 10296 |  |  | 73
2037 | [14 empty] | 2140663.9166 | 46112.2763 | 0.5765 | 79986.6025 | 1904442.9166 | 2101185.6403 |  | 14561.5166 |  |  |  |  | -1327 | 2037 |  | 2140663.9166 | 90 | 0 | 0 |  |  | 25 | 10375 |  |  | 79
2038 | [14 empty] | 2155852.5934 | 46449.3135 | 0.5765 | 80571.2289 | 1918362.5934 | 2116037.2799 |  | 14851.6396 |  |  |  |  | -1346 | 2038 |  | 2155852.5934 | 90 | 0 | 0 |  |  | 25 | 10455 |  |  | 80
2039 | [14 empty] | 2170435.3792 | 46773.7141 | 0.5765 | 81133.9359 | 1931760.3792 | 2130295.6651 |  | 14258.3852 |  |  |  |  | -1363 | 2039 |  | 2170435.3792 | 90 | 0 | 0 |  |  | 25 | 10533 |  |  | 78
2040 | [14 empty] | 2185016.165 | 47098.1146 | 0.5765 | 81696.6429 | 1945158.165 | 2144552.0503 |  | 14256.3852 |  |  |  |  | -1380 | 2040 |  | 2185016.165 | 90 | 0 | 0 |  |  | 25 | 10610 |  |  | 77
[23 empty] | 90.1 | 90 | 30 yr Avg (1981-10)
Note on AH45: Lynch, Edward V: Day after Labor Day.

## Oct
OCTOBER PEAK DEMAND COMPONENTS | [9 empty] | Not used | [5 empty] | Not used | Not used | Not used | Not used | Not used | Not used | Not used |  |  |  | FIRM RETAIL UNADJUSTED DEMAND FORECAST - OCTOBER
[15 empty] | CF_201309 |  | 13_EDB_Adjmt.xlsx |  | CF_201309
[9 empty] | Total |  |  | POTENTIAL
[9 empty] | RETAIL |  | NO | RETAIL |  | FIRM |  | SSR Adjmt | 60.93% |  |  | R,C,I & SPA | [5 empty] | TEMPERATURE VARIABLE : 5 HOUR AVERAGE , NORMAL TEMPERATURE : 25 YEAR AVERAGE
[9 empty] | BEFORE |  | SS | BEFORE | TOTAL | RETAIL | R,C,I & SPA | RCusts w/ | % away | Total |  | RETAIL Adj | WPark | Yr-Yr Chg | 2Hr Avg | [5 empty] | 5-Hr Avg
YEAR | DATE | HR | DOW | SYS PK | RETAIL PK | LM,HW&VR | INTERR. | FR CURT. | DLC | NON-DISP | COGEN | DSM | IS/CS | ADJ. | CUSTS EDB | LT 210 KWh | in Month | SSR Custs | RCF | SSR & EDB | ADJMT | Custs | WGTD | 5HR |  | YEAR | History | CUSTS | Temp | Wkend Dum | Recession | PRED | ERROR | CO. USE | Fall'13 | TYSP'13 | Diff | Yr-Yr Growth
1975 | 1975-10-15 | 18 | Wed | 2619 | [10 empty] | 618409 |  |  |  |  | 618409
1976 | 1976-10-06 | 19 | Wed | 2499 | [10 empty] | 641971 |  |  |  |  | 641971 |  |  | 82.9 | 84.9 | [14 empty] | Sample Period : 1992 - 2012
1977 | 1977-10-01 | 18 | Sat | 2845 | [10 empty] | 667918 |  |  |  |  | 667918 |  |  | 89.2 | 89.6 | [14 empty] | 30 Year Normal
1978 | 1978-10-06 | 17 | Fri | 2857 | [10 empty] | 699717 |  |  |  |  | 699717 |  |  | 89.4 | 88.9 | [14 empty] | SUMMARY OUTPUT
1979 | 1979-10-03 | 18 | Wed | 3173 | [10 empty] | 736668 |  |  |  |  | 736668 |  |  | 85.4 | 86.5 | [14 empty] | Variable: | Recession | Wkend Dum | Temp | Custs | Intercept | YEAR | Pred w/Norm | Act FRU | W/A + Error | Pred | wadjmt
1980 | 1980-10-02 | 18 | Thu | 3033 | 2578 | 0 | 0 | 0 | 2578 | 0 | 0 | 2578 | 150 | 2428 | 772808 |  |  |  |  | 772808 |  |  | 82.7 | 84.3 |  | 1980 | 2428 | 772808 | 84.3 | 0 | 0 | [7 empty] | Coeff: | -725.4175 | -389.9332 | 150.5634 | 0.0058594 | -15343.3216 | 1980 | 2224 | 2428 | 204 | 0 | 2224
1981 | 1981-10-01 | 18 | Thu | 3325 | 2751 | 0 | 0 | 0 | 2751 | 0 | 11 | 2751 | 150 | 2590 | 801557 |  |  |  |  | 801557 |  |  | 85.2 | 85.6 |  | 1981 | 2590 | 801557 | 85.6 | 0 | 0 | [7 empty] | se: | 115.0284 | 93.1947 | 23.1347 | 0.00024931 | 2012.4882 | 1981 | 2392 | 2590 | 198 | 0 | 2392
1982 | 1982-10-11 | 17 | Mon | 3452 | 2848 | 0 | 0 | 0 | 2848 | 14 | 12 | 2862 | 150 | 2686 | 826811 |  |  |  |  | 826811 |  |  | 84.6 | 84.7 |  | 1982 | 2686 | 826811 | 84.7 | 0 | 0 | [7 empty] | r2 / se: | 0.9794 | 159.1094 | #N/A | #N/A | #N/A | 1982 | 2540 | 2686 | 146 | 0 | 2540
1983 | 1983-10-06 | 18 | Thu | 3557 | 2984 | 0 | 0 | 0 | 2984 | 28 | 36 | 3012 | 150 | 2798 | 861069 |  |  |  |  | 861069 |  |  | 85.9 | 86.9 |  | 1983 | 2798 | 861069 | 86.9 | 0 | 0 | 2786 | 12 | [5 empty] | F / df: | 190.1354 | 16 | #N/A | #N/A | #N/A | 1983 | 2741 | 2798 | 57 | 2786 | -45
1984 | 1984-10-29 | 19 | Mon | 3329 | 3016 | 0 | 0 | 0 | 3016 | 43 | 36 | 3059 | 150 | 2830 | 902052 |  |  |  |  | 902052 |  |  | 79.1 | 82.5 |  | 1984 | 2830 | 902052 | 82.5 | 0 | 0 | 2364 | 466 |  |  |  |  | -422 | ss_reg / ss_resid: | 19253707.5753 | 405052.5995 | #N/A | #N/A | #N/A | 1984 | 2981 | 2830 | -151 | 2364 | 617
1985 | 1985-10-03 | 17 | Thu | 4037 | 3729 | 0 | 0 | 0 | 3729 | 57 | 42 | 3786 | 130 | 3557 | 940547 |  |  |  |  | 940547 |  |  | 89.3 | 88.8 |  | 1985 | 3557 | 940547 | 88.8 | 0 | 0 | 3538 | 19 |  |  |  |  | 1174 |  | #N/A | #N/A | #N/A | #N/A | #N/A | 1985 | 3207 | 3557 | 350 | 3538 | -331
1986 | 1986-10-01 | 18 | Wed | 4432 | 4196 | 0 | 0 | 0 | 4196 | 66 | 51 | 4262 | 193 | 3952 | 980414 |  |  |  |  | 980414 |  |  | 87.9 | 90 |  | 1986 | 3952 | 980414 | 90 | 0 | 0 | 3952 | 0 |  |  |  |  | 414 | t stat: | -6.3064 | -4.1841 | 6.5081 | 23.5026 | -7.6241 | 1986 | 3440 | 3952 | 512 | 3952 | -512
1987 | 1987-10-01 | 18 | Thu | 3561 | 3372 | 0 | 0 | 0 | 3372 | 72 | 58 | 3444 | 219 | 3095 | 1021951 |  |  |  |  | 1021951 |  |  | 83.1 | 84.2 |  | 1987 | 3095 | 1021951 | 84.2 | 0 | 0 | 3322 | -227 |  |  |  |  | -630 | [6 empty] | 1987 | 3683 | 3095 | -588 | 3322 | 361
1988 | 1988-10-01 | 18 | Sat | 4398 | 3804 | 0 | 0 | 0 | 3804 | 76 | 61 | 3880 | 262 | 3481 | 1060749 |  |  |  |  | 1060749 |  |  | 86.3 | 87.5 |  | 1988 | 3481 | 1060749 | 87.5 | 1 | 0 | 3656 | -175 |  |  |  |  | 334 | [6 empty] | 1988 | 3521 | 3481 | -40 | 3656 | -135
1989 | 1989-10-16 | 20 | Mon | 4964 | 4682 | -200 | 0 | 0 | 4482 | 81 | 66 | 4563 | 258 | 4158 | 1101500 |  |  |  |  | 1101500 |  |  | 81.6 | 85.1 |  | 1989 | 4158 | 1101500 | 86.1 | 0 | 0 | 4074 | 84 |  |  |  |  | 418 | [6 empty] | 1989 | 4150 | 4158 | 8 | 4074 | 76
1990 | 1990-10-04 | 17 | Thu | 5221 | 4770.2041 | 0 | 0 | 0 | 4770.2041 | 85 | 66 | 4855.2041 | 196 | 4508.2041 | 1131532 |  |  |  |  | 1131532 |  |  | 86.4 | 88.2 |  | 1990 | 4508.2041 | 1131532 | 88.2 | 0 | 0 | 4566 | -57.7959 |  |  |  |  | 492 | [6 empty] | 1990 | 4326 | 4508.2041 | 182.2041 | 4566 | -240
1991 | 1991-10-05 | 15 | Sat | 4736 | 4333.7685 | 0 | 0 | 0 | 4333.7685 | 88 | 65.5 | 4421.7685 | 221 | 4047.2685 | 1152706 |  |  |  |  | 1152706 |  |  | 88.1 | 86.5 |  | 1991 | 4047.2685 | 1152706 | 86.5 | 1 | 0 | 4045 | 2.2685 |  |  |  |  | -521 | [6 empty] | 1991 | 4060 | 4047.2685 | -12.7315 | 4045 | 15
1992 | 1992-10-09 | 18 | Fri | 4599 | 4258.1394 | 98 | 0 | 0 | 4356.1394 | 95 | 65.5 | 4451.1394 | 200 | 4090.6394 | 1176538 |  |  |  |  | 1176538 |  |  | 84.7 | 85.7 |  | 1992 | 4090.6394 | 1176538 | 85.7 | 1 | 0 | 4064 | 26.6394 |  |  |  |  | 19 | [6 empty] | 1992 | 4199 | 4090.6394 | -108.3606 | 4064 | 135
1993 | 1993-10-21 | 17 | Thu | 5403 | 4938.3395 | 0 | 0 | 0 | 4938.3395 | 111 | 65.5 | 5049.3395 | 216 | 4656.8395 | 1213580 |  |  |  |  | 1213580 |  |  | 88.4 | 87.9 |  | 1993 | 4656.8395 | 1213580 | 87.9 | 1 | 0 | 4612 | 44.8395 |  |  |  |  | 548 | [6 empty] | 1993 | 4416 | 4656.8395 | 240.8395 | 4612 | -196
1994 | 1994-10-03 | 17 | Mon | 5482 | 5001.582 | 0 | 0 | 0 | 5001.582 | 127 | 65.5 | 5128.582 | 194 | 4742.082 | 1237638 |  |  |  |  | 1237638 |  | 24058 | 86.2 | 85.7 |  | 1994 | 4742.082 | 1237638 | 85.7 | 0 | 0 | 4812 | -69.918 |  |  |  |  | 200 | [6 empty] | 1994 | 4947 | 4742.082 | -204.918 | 4812 | 135
1995 | 1995-10-02 | 17 | Mon | 6108 | 5552.8309 | 0 | 0 | 0 | 5552.8309 | 151 | 65.5 | 5703.8309 | 293 | 5194.3309 | 1262875 |  |  |  |  | 1262875 |  | 25237 | 87.8 | 87.7 |  | 1995 | 5194.3309 | 1262875 | 87.7 | 0 | 0 | 5261 | -66.6691 |  |  |  |  | 449 | [6 empty] | 1995 | 5095 | 5194.3309 | 99.3309 | 5261 | -166
1996 | 1996-10-01 | 17 | Tue | 5508 | 4907.0111 | 0 | 0 | 0 | 4907.0111 | 173 | 71.5 | 5080.0111 | 299 | 4536.5111 | 1286537 |  | Timeshr Adjmt |  |  | 1286537 |  | 23662 | 83.3 | 83.2 |  | 1996 | 4536.5111 | 1286537 | 83.2 | 0 | 0 | 4722 | -185.4889 |  |  |  |  | -539 | [6 empty] | 1996 | 5234 | 4536.5111 | -697.4889 | 4722 | 512
1997 | 1997-10-01 | 17 | Wed | 6426 | 5865.8187 | 0 | 0 | 0 | 5865.8187 | 188.5 | 71.5 | 6054.3187 | 341.2 | 5453.1187 | 1305947 |  | 6508 |  |  | 1312455 |  | 25918 | 88.6 | 88.2 |  | 1997 | 5453.1187 | 1305947 | 87.2 | 0 | 0 | 5438 | 15.1187 |  |  |  |  | 716 | [6 empty] | 1997 | 5348 | 5453.1187 | 105.1187 | 5438 | -90
1998 | 1998-10-07 | 17 | Wed | 7034 | 6320.6926 | 0 | 0 | 0 | 6320.6926 | 219 | 75 | 6539.6926 | 343 | 5902.6926 | 1337026 | 11692 | 6634 |  |  | 1331968 |  | 19513 | 89.4 | 88.7 |  | 1998 | 5902.6926 | 1337026 | 88.7 | 0 | 0 | 5846 | 56.6926 |  |  |  |  | 408 | [6 empty] | 1998 | 5530 | 5902.6926 | 372.6926 | 5846 | -316
1999 | 1999-10-11 | 17 | Mon | 6840 | 5937.2 | 0 | 0 | 0 | 5937.2 | 234 | 75 | 6171.2 | 276 | 5586.2 | 1370769 | 21433 |  |  |  | 1355970 |  | 24002 | 84.8 | 85.7 |  | 1999 | 5586.2 | 1370769 | 85.7 | 0 | 0 | 5592 | -5.8 |  |  |  |  | -254 | [6 empty] | 1999 | 5727 | 5586.2 | -140.8 | 5592 | 135
2000 | 2000-10-05 | 18 | Thu | 7683 | 6608.3 | 0 | 0 | 0 | 6608.3 | 247 | 75 | 6855.3 | 258 | 6275.3 | 1410296 | 25728 |  |  |  | 1391202 |  | 35232 | 86.9 | 87.8 |  | 2000 | 6275.3 | 1410296 | 87.8 | 0 | 0 | 6140 | 135.3 |  |  |  |  | 548 | [6 empty] | 2000 | 5959 | 6275.3 | 316.3 | 6140 | -181
2001 | 2001-10-06 | 16 | Sat | 6909 | 5971 | 0 | 0 | 0 | 5971 | 260 | 75 | 6231 | 234 | 5662 | 1443700 | 28831 |  |  |  | 1421503 |  | 30301 | 86.1 | 85.7 |  | 2001 | 5662 | 1443700 | 85.7 | 1 | 0 | 5629 | 33 |  |  |  |  | -511 | [6 empty] | 2001 | 5765 | 5662 | -103 | 5629 | 136
2002 | 2002-10-07 | 17 | Mon | 7920 | 6941.69 | 0 | 0 | 0 | 6941.69 | 274 | 75 | 7215.69 | 252 | 6614.69 | 1477288 | 29453 |  |  |  | 1454469 |  | 32966 | 89.8 | 88.4 |  | 2002 | 6614.69 | 1477288 | 88.4 | 0 | 0 | 6623 | -8.31 |  |  |  |  | 994 | [6 empty] | 2002 | 6352 | 6614.69 | 262.69 | 6623 | -271
2003 | 2003-10-13 | 17 | Mon | 7383 | 6846.9 | 0 | 0 | 0 | 6846.9 | 290 | 75 | 7136.9 | 281 | 6490.9 | 1515838 | 33307 |  | 51509 |  | 1489165 |  | 34696 | 86.1 | 86.4 |  | 2003 | 6490.9 | 1515838 | 86.4 | 0 | 0 | 6547 | -56.1 |  |  |  |  | -76 | [6 empty] | 2003 | 6577 | 6490.9 | -86.1 | 6547 | 30
2004 | 2004-10-01 | 15 | Fri | 8324.3 | 7504 | 0 | 0 | 0 | 7504 | 305 | 110 | 7809 | 324 | 7070 | 1555689 | 32823 |  | 53170 |  | 1529500 |  | 40335 | 86.2 | 84.8 |  | 2004 | 7070 | 1555689 | 84.8 | 0 | 0 | 6540 | 530 |  |  |  |  | -7 | [6 empty] | 2004 | 6811 | 7070 | 259 | 6540 | 271
2005 | 2005-10-10 | 17 | Mon | 8301.3 | 7435.2 | 0 | 0 | 0 | 7435.2 | 324 | 110 | 7759.2 | 365 | 6960.2 | 1581327 | 34020 |  | 56452 |  | 1553941 | 14864 | 24441 | 87.5 | 86.9 |  | 2005 | 6960.2 | 1581327 | 86.9 | 0 | 0 | 7006 | -45.8 |  |  |  |  | 466 | [6 empty] | 2005 | 6961 | 6960.2 | -0.8 | 7006 | -45
2006 | 2006-10-20 | 17 | Fri | 8285 | 7484.2 | 0 | 0 | 0 | 7484.2 | 344 | 110 | 7828.2 | 267 | 7107.2 | 1618650 | 35235 |  | 53924 |  | 1590049 | 15013 | 36108 | 88.3 | 87 |  | 2006 | 7107.2 | 1618650 | 87 | 0 | 0 | 7240 | -132.8 |  |  |  |  | 234 | [6 empty] | 2006 | 7180 | 7107.2 | -72.8 | 7240 | -60
2007 | 2007-10-04 | 16 | Thu | 8618 | 7608 | 0 | 0 | 0 | 7608 | 365 | 110 | 7973 | 301 | 7197 | 1635506 | 33824 |  | 58809 |  | 1608316 | 15163 | 18267 | 88.7 | 86.7 |  | 2007 | 7197 | 1635506 | 86.7 | 0 | 0 | 7294 | -97 |  |  |  |  | 54 | [6 empty] | 2007 | 7279 | 7197 | -82 | 7294 | -15
2008 | 2008-10-12 | 16 | Sun | 8059 | 6975 | 0 | 0 | 0 | 6975 | 393 | 110 | 7368 | 272 | 6593 | 1631109 | 35819 |  | 56735 |  | 1601924 | 15239 | -6392 | 87.7 | 85.5 |  | 2008 | 6593 | 1631109 | 85.5 | 1 | 0 | 6697 | -104 |  |  |  |  | -597 | [6 empty] | 2008 | 6863 | 6593 | -270 | 6697 | 166
2009 | 2009-10-09 | 17 | Fri | 8949 | 7922 | 0 | 0 | 0 | 7922 | 424 | 110 | 8346 | 237 | 7575 | 1623687 | 33958 |  | 57435 |  | 1596363 | 15315 | -5561 | 90.5 | 89.5 |  | 2009 | 7575 | 1623687 | 89.5 | 0 | 0 | 7646 | -71 |  |  |  |  | 949 | [6 empty] | 2009 | 7209 | 7575 | 366 | 7646 | -437
2010 | 2010-10-27 | 17 | Wed | 7753 | 6989 | 0 | 0 | 0 | 6989 | 464 | 110 | 7453 | 232 | 6647 | 1632062 | 36552 |  | 56724 |  | 1602144 | 15392 | 5781 | 88 | 87 |  | 2010 | 6647 | 1632062 | 87 | 0 | 1 | 6593 | 54 |  |  |  |  | -1053 | [6 empty] | 2010 | 6533 | 6647 | 114 | 6593 | -60
2011 | 2011-10-11 | 17 | Tue | 7176 | 6448 | 0 | 0 | 0 | 6448 | 509 | 110 | 6957 | 263 | 6075 | 1641111 | 36507 |  | 58220 |  | 1611238 | 15469 | 9094 | 84.8 | 83.6 |  | 2011 | 6075 | 1641111 | 83.6 | 0 | 1 | 6134 | -59 |  |  |  |  | -459 | [6 empty] | 2011 | 6586 | 6075 | -511 | 6134 | 452
2012 | 2012-10-04 | 16 | Thu | 7790 | 7130 | 0 | 0 | 0 | 7130 | 548 | 124 | 7678 | 208 | 6798 | 1655799 | 36159 |  | 61656 |  | 1626274 | 15546 | 15036 | 89.1 | 87.4 |  | 2012 | 6798 | 1655799 | 87.4 | 0 | 1 | 6793 | 5 |  |  |  |  | 659 | [6 empty] | 2012 | 6672 | 6798 | 126 | 6793 | -121
2013 | [14 empty] | 1675865.0478 | 37966.676 | 0.6093 | 62311.958 | 1483618.0478 | 1644532.3718 | 15624 | 18258.3718 |  |  |  | 2013 |  | 1675865.0478 | 86.6 | 0 | 0.8 |  |  | 25 | 6910 | 7874 | -964 | 112
2014 | [14 empty] | 1698156.6006 | 38479.8329 | 0.6093 | 63154.1652 | 1503670.6006 | 1666310.7678 | 15702 | 21778.396 |  |  |  | 2014 |  | 1698156.6006 | 86.6 | 0 | 0.6 |  |  | 25 | 7185 | 8039 | -854 | 275
2015 | [14 empty] | 1725187.153 | 39100.1632 | 0.6093 | 64172.2684 | 1527911.153 | 1692720.9899 | 15781 | 26410.2221 |  |  |  | 2015 |  | 1725187.153 | 86.6 | 0 | 0.4 |  |  | 25 | 7489 | 8217 | -728 | 304
2016 | [14 empty] | 1751511.2201 | 39705.1778 | 0.6093 | 65165.2352 | 1551553.2201 | 1718440.0423 | 15860 | 25719.0524 |  |  |  | 2016 |  | 1751511.2201 | 86.6 | 0 | 0.2 |  |  | 25 | 7788 | 8390 | -602 | 299
2017 | [14 empty] | 1777929.374 | 40312.6003 | 0.6093 | 66162.1537 | 1575289.374 | 1744250.7738 | 15939 | 25810.7315 |  |  |  | 2017 |  | 1777929.374 | 86.6 | 0 |  |  |  | 25 | 8088 | 8570 | -482 | 300
2018 | [14 empty] | 1802933.5815 | 40888.0358 | 0.6093 | 67106.5744 | 1597775.5815 | 1768679.5457 | 16019 | 24428.772 |  |  |  | 2018 |  | 1802933.5815 | 86.6 | 0 |  |  |  | 25 | 8235 | 8753 | -518 | 147
2019 | [14 empty] | 1826633.4205 | 41434.2886 | 0.6093 | 68003.0997 | 1619121.4205 | 1791833.1319 | 16099 | 23153.5861 |  |  |  | 2019 |  | 1826633.4205 | 86.6 | 0 |  |  |  | 25 | 8373 | 8936 | -563 | 138
2020 | [14 empty] | 1849939.426 | 41971.7681 | 0.6093 | 68885.2259 | 1640124.426 | 1814601.6579 | 16179 | 22768.526 |  |  |  | 2020 |  | 1849939.426 | 86.6 | 0 |  |  |  | 25 | 8510 | 9119 | -609 | 137
2021 | [14 empty] | 1872408.373 | 42490.5138 | 0.6093 | 69736.6057 | 1660395.373 | 1836551.8592 | 16260 | 21950.2013 |  |  |  | 2021 |  | 1872408.373 | 86.6 | 0 |  |  |  | 25 | 8642 | 9298 | -656 | 132
2022 | [14 empty] | 1894176.8235 | 42993.3295 | 0.6093 | 70561.8406 | 1680043.8235 | 1857817.494 | 16341 | 21265.6348 |  |  |  | 2022 |  | 1894176.8235 | 86.6 | 0 |  |  |  | 25 | 8769 | 9474 | -705 | 127
2023 | [14 empty] | 1914634.7601 | 43466.6004 | 0.6093 | 71338.5859 | 1698537.7601 | 1877802.1597 | 16423 | 19984.6657 |  |  |  | 2023 |  | 1914634.7601 | 86.6 | 0 |  |  |  | 25 | 8889 | 9649 | -760 | 120
2024 | [14 empty] | 1934557.8503 | 43927.8733 | 0.6093 | 72095.6397 | 1716562.8503 | 1897263.977 | 16505 | 19461.8173 |  |  |  | 2024 |  | 1934557.8503 | 86.6 | 0 |  |  |  | 25 | 9006 | 9821 | -815 | 117
2025 | [14 empty] | 1953497.5022 | 44366.8199 | 0.6093 | 72816.0511 | 1733715.5022 | 1915764.6822 | 16588 | 18500.7052 |  |  |  | 2025 |  | 1953497.5022 | 86.6 | 0 |  |  |  | 25 | 9117 | 9992 | -875 | 111
2026 | [14 empty] | 1971600.8891 | 44787.0019 | 0.6093 | 73505.6653 | 1750134.8891 | 1933447.8873 | 16671 | 17683.205 |  |  |  | 2026 |  | 1971600.8891 | 86.6 | 0 |  |  |  | 25 | 9223 | 10161 | -938 | 106
2027 | [14 empty] | 1989337.6799 | 45199.0308 | 0.6093 | 74181.8986 | 1766235.6799 | 1950772.6491 | 16754 | 17324.7618 |  |  |  | 2027 |  | 1989337.6799 | 86.6 | 0 |  |  |  | 25 | 9327 | 10330 | -1003 | 104
2028 | [14 empty] | 2006698.1974 | 45602.7102 | 0.6093 | 74844.4283 | 1782010.1974 | 1967729.4872 | 16838 | 16956.8381 |  |  |  | 2028 |  | 2006698.1974 | 86.6 | 0 |  |  |  | 25 | 9429 | 10497 | -1068 | 102
2029 | [14 empty] | 2023514.8433 | 45994.007 | 0.6093 | 75486.6354 | 1797300.8433 | 1984154.8364 | 16922 | 16425.3492 |  |  |  | 2029 |  | 2023514.8433 | 86.6 | 0 |  |  |  | 25 | 9527 | 10662 | -1135 | 98
2030 | [14 empty] | 2039430.7824 | 46365.0179 | 0.6093 | 76095.5489 | 1811798.7824 | 1999699.7645 |  | 15544.9281 |  |  |  | 2030 |  | 2039430.7824 | 86.6 | 0 |  |  |  | 25 | 9620 | 10826 | -1206 | 93
2031 | [14 empty] | 2054938.9465 | 46726.9244 | 0.6093 | 76689.5198 | 1825940.9465 | 2014846.0221 |  | 15146.2576 |  |  |  | 2031 |  | 2054938.9465 | 86.6 | 0 |  |  |  | 25 | 9711 |  |  | 91
2032 | [14 empty] | 2070047.4772 | 47079.8835 | 0.6093 | 77268.806 | 1839733.4772 | 2029601.5937 |  | 14755.5716 |  |  |  | 2032 |  | 2070047.4772 | 86.6 | 0 |  |  |  | 25 | 9800 |  |  | 89
2033 | [14 empty] | 2084764.0387 | 47424.1171 | 0.6093 | 77833.7716 | 1853185.0387 | 2043973.9216 |  | 14372.3279 |  |  |  | 2033 |  | 2084764.0387 | 86.6 | 0 |  |  |  | 25 | 9886 |  |  | 86
2034 | [14 empty] | 2099098.9659 | 47759.8383 | 0.6093 | 78384.7666 | 1866303.9659 | 2057973.1276 |  | 13999.206 |  |  |  | 2034 |  | 2099098.9659 | 86.6 | 0 |  |  |  | 25 | 9970 |  |  | 84
2035 | [14 empty] | 2113062.897 | 48087.3194 | 0.6093 | 78922.2377 | 1879100.897 | 2071609.5776 |  | 13636.45 |  |  |  | 2035 |  | 2113062.897 | 86.6 | 0 |  |  |  | 25 | 10052 |  |  | 82
2036 | [14 empty] | 2127028.2142 | 48415.3478 | 0.6093 | 79460.607 | 1891919.2142 | 2085246.8663 |  | 13637.2887 |  |  |  | 2036 |  | 2127028.2142 | 86.6 | 0 |  |  |  | 25 | 10134 |  |  | 82
2037 | [14 empty] | 2141964.2597 | 48765.7867 | 0.6093 | 80035.7569 | 1905613.2597 | 2099832.4731 |  | 14585.6067 |  |  |  | 2037 |  | 2141964.2597 | 86.6 | 0 |  |  |  | 25 | 10221 |  |  | 87
2038 | [14 empty] | 2157081.7161 | 49120.4073 | 0.6093 | 80617.7701 | 1919470.7161 | 2114595.3088 |  | 14762.8358 |  |  |  | 2038 |  | 2157081.7161 | 86.6 | 0 |  |  |  | 25 | 10310 |  |  | 89
2039 | [14 empty] | 2171718.6584 | 49464.5482 | 0.6093 | 81182.5837 | 1932918.6584 | 2128888.1102 |  | 14292.8014 |  |  |  | 2039 |  | 2171718.6584 | 86.6 | 0 |  |  |  | 25 | 10395 |  |  | 85
2040 | [14 empty] | 2186355.6007 | 49808.6891 | 0.6093 | 81747.3972 | 1946366.6007 | 2143180.9116 |  | 14292.8014 |  |  |  | 2040 |  | 2186355.6007 | 86.6 | 0 |  |  |  | 25 | 10481 |  |  | 86
[23 empty] | 86.6 | 86.6 | 30 yr Average (1981-2010)

## Nov
NOVEMBER PEAK DEMAND COMPONENTS | [9 empty] | Not used | [5 empty] | Not used | Not used | Not used | Not used | Not used | Not used | Not used |  |  |  |  | FIRM RETAIL UNADJUSTED DEMAND FORECAST - NOVEMBER
[15 empty] | CF_201309 |  | 13_EDB_Adjmt.xlsx |  | CF_201309
[9 empty] | Total |  |  | POTENTIAL
[9 empty] | RETAIL |  |  | RETAIL |  | FIRM |  | SSR Adjmt | 46.19% |  |  | R,C,I & SPA | [6 empty] | TEMPERATURE VARIABLE : 5 HR AVERAGE , NORMAL TEMPERATURE : 20 YR AVG - Afternoon Peaks w/ Summer weather
[9 empty] | BEFORE |  | SS | BEFORE | TOTAL | RETAIL | R,C,I & SPA | RCusts w/ | % away | Total |  | RETAIL Adj | WPark | Yr-Yr Chg | 2Hr Avg/24 Hr | [6 empty] | 2-Hr Avg
YEAR | DATE | HR | DOW | SYS PK | RETAIL PK | LM,HW&VR | INTERR. | FR CURT. | DLC | NON-DISP | COGEN | DSM | IS/CS | ADJ. | CUSTS EDB | LT 210 KWh | in Month | SSR Custs | ResCF | SSR & EDB | ADJMT | Custs | WGTD | 2 Hr | 24 Hr | 5HR | YEAR | History | CUSTS | Temp | Recess Dum | Wkend/Hr | PRED | ERROR | CO. USE | Fall'13 | TYSP'13 | Diff | Yr-Yr Growth
1975 | 1975-11-24 | 9 | Mon | 2691 | [10 empty] | 627487 |  |  |  |  | 627487 | [7 empty] | USED - Notice breaks in data to capture only afternoon peaks w/ summer weather. | [11 empty] | Sample Period : 1994 - 2011; ONLY Afternoon Peaks w/ Summer Weather
1976 | 1976-11-30 | 19 | Tue | 3249 | [10 empty] | 651031 |  |  |  |  | 651031 |  |  | 43.3 | 40.6 | 48.7 | 41.9
1977 | 1977-11-14 | 8 | Mon | 2529 | [10 empty] | 678975 |  |  |  |  | 678975 |  |  | 50.9 | 48.3 | 56.2 | 47.4 | [13 empty] | SUMMARY OUTPUT
1978 | 1978-11-29 | 19 | Wed | 2577 | [10 empty] | 710888 |  |  |  |  | 710888 |  |  | 76.2 | 76.8 | 74.9 | 80.9
1979 | 1979-11-30 | 9 | Fri | 3541 | 2945 | [9 empty] | 748604 |  |  |  |  | 748604 |  |  | 43.4 | 40.6 | 49.1 | 39.3 | [13 empty] | Variable: | Hr/Wkday Dum | Recess Dum | Temp | Custs | Intercept | YEAR | Pred w/Norm | Act FRU | W/A + Error | Pred | wadjmt
1980 | 1980-11-29 | 9 | Sat | 3084 | 2631 | 0 | 0 | 0 | 2631 | 0 | 0 | 2631 | 150 | 2481 | 784440 |  |  |  |  | 784440 |  |  | 48.6 | 48.6 | 48.7 | 46.4 | 1980 | [12 empty] | Coeff: | -585.1207 | -713.6311 | 58.8465 | 0.0036664 | -4743.344 | 1980
1981 | 1981-11-23 | 8 | Mon | 3842 | 3140 | 0 | 0 | 0 | 3140 | 0 | 11 | 3140 | 150 | 2979 | 813951 |  |  |  |  | 813951 |  |  | 43.5 | 40.3 | 49.9 | 39.7 | 1981 | [12 empty] | se: | 129.652 | 155.0246 | 16.8878 | 0.00050132 | 1234.1691 | 1981
1982 | 1982-11-03 | 19 | Wed | 3031 | 2491 | 0 | 0 | 0 | 2491 | 20 | 12 | 2511 | 150 | 2329 | 840719 |  |  |  |  | 840719 |  |  | 75.9 | 76.4 | 74.9 | 78.9 | 1982 | 2329 | 840719 | 76.4 | 0 | 0 | 2835 | -506 | [5 empty] | r2 / se: | 0.92467 | 189.8151 | #N/A | #N/A | #N/A | 1982 | 3031 | 2329 | 702 | 2835 | 196
1983 | 1983-11-18 | 8 | Fri | 3645 | 2968 | 0 | 0 | 0 | 2968 | 38 | 36 | 3006 | 150 | 2782 | 873991 |  |  |  |  | 873991 |  |  | 45.6 | 43.1 | 50.8 | 42.4 | 1985 | 2705 | 953362 | 77.6 | 0 | 0 | 3319 | -614 |  |  |  |  | 376 | F / df: | 27.6192 | 9 | #N/A | #N/A | #N/A | 1985 | 3444 | 2705 | 739 | 3319 | 125
1984 | 1984-11-14 | 8 | Wed | 3561 | 3117 | 0 | 0 | 0 | 3117 | 57 | 36 | 3174 | 121 | 2960 | 915484 |  |  |  |  | 915484 |  |  | 47.6 | 45.1 | 52.7 | 44.1 | 1986 | 3045 | 994904 | 78.5 | 0 | 0 | 3524 | -479 |  |  |  |  | 340 | ss_reg / ss_resid: | 3980448.9997 | 324268.0928 | #N/A | #N/A | #N/A | 1986 | 3596 | 3045 | 551 | 3524 | 72
1985 | 1985-11-13 | 19 | Wed | 3154 | 2917 | 0 | 0 | 0 | 2917 | 72 | 42 | 2989 | 170 | 2705 | 953362 |  |  |  |  | 953362 |  |  | 76.6 | 77.6 | 74.7 | 80.8 | 1988 | 2927 | 1074515 | 75 | 0 | 0 | 3610 | -683 |  |  |  |  | -118 | t stat: | #N/A | #N/A | #N/A | #N/A | #N/A | 1988 | 3888 | 2927 | 961 | 3610 | 278
1986 | 1986-11-12 | 19 | Wed | 3521 | 3348 | 0 | 0 | 0 | 3348 | 83 | 51 | 3431 | 252 | 3045 | 994904 |  |  |  |  | 994904 |  |  | 77.9 | 78.5 | 76.7 | 81.4 | 1989 | 3391 | 1116315 | 76.4 | 0 | 0 | 3845 | -454 |  |  |  |  | 464 | [6 empty] | 1989 | 4041 | 3391 | 650 | 3845 | 196
1987 | 1987-11-13 | 8 | Fri | 3496 | 3289 | 0 | 0 | 0 | 3289 | 89 | 58 | 3378 | 218 | 3013 | 1036273 |  |  |  |  | 1036273 |  |  | 51.9 | 50.3 | 55.1 | 49.1 | 1990 | 3463.9047 | 1145302 | 77.4 | 0 | 0 | 4011 | -547.0953 |  |  |  |  | 72.9047 | [6 empty] | 1990 | 4148 | 3463.9047 | 684.0953 | 4011 | 137
1988 | 1988-11-17 | 19 | Thu | 3685 | 3266 | 0 | 0 | 0 | 3266 | 94 | 61 | 3360 | 278 | 2927 | 1074515 |  |  |  |  | 1074515 |  |  | 76.2 | 77 | 74.5 | 81 | 1994 | 4166.9814 | 1252985 | 77.8 | 0 | 0 | 4429 | -262.0186 |  |  |  |  | 703.0767 | [6 empty] | 1994 | 4542 | 4166.9814 | 375.0186 | 4429 | 113
1989 | 1989-11-06 | 19 | Mon | 3886 | 3759 | 0 | 0 | 0 | 3759 | 99 | 66 | 3858 | 302 | 3391 | 1116315 |  |  |  |  | 1116315 |  |  | 75.5 | 76.4 | 73.9 | 81.1 | 1996 | 4431.3214 | 1292607 | 83.9 | 0 | 1 | 4348 | 83.3214 |  |  |  |  | 264.34 | [6 empty] | 1996 | 4103 | 4431.3214 | -328.3214 | 4348 | -245
1990 | 1990-11-28 | 19 | Wed | 3988 | 3777.9047 | 0 | 0 | 0 | 3777.9047 | 104 | 66 | 3881.9047 | 248 | 3463.9047 | 1145302 |  |  |  |  | 1145302 |  |  | 77 | 77.4 | 76.3 | 80.3 | 1998 | 4683.8039 | 1345787 | 77.3 | 0 | 0 | 4740 | -56.1961 |  |  |  |  | 252.4825 | [6 empty] | 1998 | 4883 | 4683.8039 | 199.1961 | 4740 | 143
1991 | 1991-11-26 | 8 | Tue | 5178 | 4455.6288 | 333 | 0 | 0 | 4788.6288 | 106 | 65.5 | 4894.6288 | 58 | 4665.1288 | 1166035 |  |  |  |  | 1166035 |  |  | 45.1 | 43.4 | 48.7 | 42.8 | 1999 | 4741 | 1380772 | 75.1 | 0 | 0 | 4739 | 2 |  |  |  |  | 57.1961 | [6 empty] | 1999 | 5011 | 4741 | 270 | 4739 | 272
1992 | 1992-11-30 | 8 | Mon | 5229 | 4609.2294 | 0 | 0 | 0 | 4609.2294 | 112 | 65.5 | 4721.2294 | 212 | 4331.7294 | 1191525 |  |  |  |  | 1191525 |  |  | 44.9 | 42.6 | 49.5 | 42.5 | 2001 | 4616.5 | 1452573 | 76.2 | 1 | 0 | 4353 | 263.5 |  |  |  |  | -124.5 | [6 empty] | 2001 | 4561 | 4616.5 | -55.5 | 4353 | 208
1993 | 1993-11-01 | 8 | Mon | 4979 | 4401.0745 | 0 | 0 | 0 | 4401.0745 | 126 | 65.5 | 4527.0745 | 188 | 4147.5745 | 1220487 |  |  |  |  | 1220487 |  |  | 42.7 | 39.3 | 49.6 | 39 | 2002 | 5778.26 | 1484521 | 85 | 0 | 0 | 5702 | 76.26 |  |  |  |  | 1161.76 | [6 empty] | 2002 | 5391 | 5778.26 | -387.26 | 5702 | -311
1994 | 1994-11-09 | 19 | Wed | 4825 | 4506.4814 | 0 | 0 | 0 | 4506.4814 | 140 | 65.5 | 4646.4814 | 274 | 4166.9814 | 1252985 |  |  |  |  | 1252985 |  | 32498 | 76.9 | 77.8 | 75.2 | 81.6 | 2003 | 5953.2 | 1522213 | 83.6 | 0 | 0 | 5757 | 196.2 |  |  |  |  | 174.94 | [6 empty] | 2003 | 5529 | 5953.2 | -424.2 | 5757 | -228
1995 | 1995-11-16 | 8 | Thu | 5553 | 4922.5428 | 0 | 0 | 0 | 4922.5428 | 160 | 65.5 | 5082.5428 | 323 | 4534.0428 | 1277348 |  |  |  |  | 1277348 |  | 24363 | 46.8 | 45.4 | 49.6 | 44.5 | 2004 | 6074.7 | 1557002 | 86.1 | 0 | 0 | 6032 | 42.7 |  |  |  |  | 121.5 | [6 empty] | 2004 | 5657 | 6074.7 | -417.7 | 6032 | -375
1996 | 1996-11-01 | 16 | Fri | 5190 | 4896.8214 | 0 | 0 | 0 | 4896.8214 | 183 | 71.5 | 5079.8214 | 394 | 4431.3214 | 1292607 |  | Timeshr Adjmt |  |  | 1292607 |  | 15259 | 80.9 | 83.9 | 74.8 | 83.1 | 2005 | 5345.4 | 1587725 | 82.9 | 0 | 1 | 5371 | -25.6 |  |  |  |  | -729.3 | [6 empty] | 2005 | 5185 | 5345.4 | -160.4 | 5371 | -186
1997 | 1997-11-17 | 8 | Mon | 5239 | 4699.9751 | 0 | 0 | 0 | 4699.9751 | 198.5 | 71.5 | 4898.4751 | 331 | 4297.4751 | 1320601 |  | 6508 |  |  | 1327109 |  | 34502 | 47.6 | 43.7 | 55.6 | 44.4 | 2006 | 5343.5 | 1623057 | 78.1 | 0 | 1 | 5218 | 125.5 |  |  |  |  | -1.9 | [6 empty] | 2006 | 5314 | 5343.5 | -29.5 | 5218 | 96
1998 | 1998-11-19 | 19 | Thu | 5387 | 5101.8039 | 0 | 0 | 0 | 5101.8039 | 250 | 75 | 5351.8039 | 343 | 4683.8039 | 1345787 | 8100 | 6634 |  |  | 1344321 |  | 17212 | 75.9 | 76.3 | 75 | 80.2 | 2007 | 5402 | 1637891 | 81.7 | 0 | 1 | 5485 | -83 |  |  |  |  | 58.5 | [6 empty] | 2007 | 5368 | 5402 | -34 | 5485 | -117
1999 | 1999-11-01 | 17 | Mon | 5731 | 5076 | 0 | 0 | 0 | 5076 | 278 | 75 | 5354 | 260 | 4741 | 1380772 | 16821 |  |  |  | 1370585 |  | 26264 | 75.2 | 75.1 | 75.4 | 76.9 | 2009 | 5337 | 1624998 | 81.7 | 0 | 1 | 5437 | -100 |  |  |  |  | -65 | [6 empty] | 2009 | 5321 | 5337 | -16 | 5437 | -116
2000 | 2000-11-22 | 8 | Wed | 7589 | 6188.5 | 0 | 0 | 0 | 6188.5 | 300 | 75 | 6488.5 | 317 | 5796.5 | 1419670 | 20562 |  |  |  | 1405742 |  | 35157 | 43.6 | 40.6 | 49.6 | 40.6 | 2010 | 5455 | 1633536 | 82.9 | 1 | 0 | 5411 | 44 |  |  |  |  | 118 | [6 empty] | 2010 | 5224 | 5455 | -231 | 5411 | -187
2001 | 2001-11-01 | 19 | Thu | 5386 | 5021.5 | 0 | 0 | 0 | 5021.5 | 320 | 75 | 5341.5 | 330 | 4616.5 | 1452573 | 22232 |  |  |  | 1436975 |  | 31233 | 75.3 | 76.2 | 73.5 | 79 | 2011 | 5137 | 1642897 | 82.9 | 1 | 0 | 5445 | -308 |  |  | 6617 |  | -318 | [6 empty] | 2011 | 5258 | 5137 | 121 | 5445 | -187
2002 | 2002-11-11 | 15 | Mon | 6978 | 6178.26 | 0 | 0 | 0 | 6178.26 | 342 | 75 | 6520.26 | 325 | 5778.26 | 1484521 | 22126 |  |  |  | 1469029 |  | 32054 | 82 | 85 | 76.2 | 84 | 2013 |  | 1677458.7 | 79.7286 | 0.8 | 0 |  |  | 25 | 5503 | 6719 | -1216 | 366 | [6 empty] | 2013
2003 | 2003-11-05 | 14 | Wed | 6887 | 6343.2 | 0 | 0 | 0 | 6343.2 | 366 | 75 | 6709.2 | 315 | 5953.2 | 1522213 | 24709 |  | 50343 |  | 1504138 |  | 35109 | 81.8 | 83.6 | 78.2 | 82.5 | 2014 |  | 1700470.3301 | 79.7286 | 0.6 | 0 |  |  | 25 | 5730 | 6853 | -1123 | 227 | [6 empty] | 2014
2004 | 2004-11-02 | 16 | Tue | 7313.3 | 6561.7 | 0 | 0 | 0 | 6561.7 | 389 | 110 | 6950.7 | 377 | 6074.7 | 1557002 | 25791 |  | 53476 |  | 1537845 |  | 33707 | 83.1 | 86.1 | 77.3 | 84.6 | 2015 |  | 1727404.5338 | 79.7286 | 0.4 | 0 |  |  | 25 | 5971 | 6996 | -1025 | 241 | [6 empty] | 2015
2005 | 2005-11-08 | 16 | Tue | 6424.3 | 5757.4 | 0 | 0 | 0 | 5757.4 | 420 | 66 | 6177.4 | 346 | 5345.4 | 1587725 | 29206 |  | 58918 |  | 1565153 | 16059 | 27308 | 80 | 82.9 | 74.3 | 81.7 | 2016 |  | 1753774.779 | 79.7286 | 0.2 | 0 |  |  | 25 | 6211 | 7135 | -924 | 240 | [6 empty] | 2016
2006 | 2006-11-30 | 19 | Thu | 6414 | 5789.5 | 0 | 0 | 0 | 5789.5 | 453 | 110 | 6242.5 | 336 | 5343.5 | 1623057 | 29078 |  | 61173 |  | 1600613 | 16220 | 35460 | 77.1 | 78.1 | 75.1 | 81 | 2017 |  | 1780081.7144 | 79.7286 | 0 | 0 |  |  | 25 | 6450 | 7280 | -830 | 239
2007 | 2007-11-01 | 17 | Thu | 6812 | 5871 | 0 | 0 | 0 | 5871 | 485 | 110 | 6356 | 359 | 5402 | 1637891 | 28837 |  | 61927 |  | 1615688 | 16382 | 15075 | 79.9 | 81.7 | 76.5 | 80.9 | 2018 |  | 1804946.9657 | 79.7286 | 0 | 0 |  |  | 25 | 6541 | 7427 | -886 | 91
2008 | 2008-11-20 | 8 | Thu | 7446 | 6215 | 0 | 0 | 0 | 6215 | 522 | 110 | 6737 | 225 | 5880 | 1630790 | 30354 |  | 61269 |  | 1607070 | 16546 | -8618 | 45 | 42.4 | 50.1 | 42.9 | 2019 |  | 1828628.5475 | 79.7286 | 0 | 0 |  |  | 25 | 6628 | 7575 | -947 | 87
2009 | 2009-11-01 | 15 | Sun | 6236 | 5684 | 0 | 0 | 0 | 5684 | 568 | 110 | 6252 | 237 | 5337 | 1624998 | 28451 |  | 68960 |  | 1603181 | 16711 | -3889 | 80.3 | 81.7 | 77.4 | 79.9 | 2020 |  | 1851854.047 | 79.7286 | 0 | 0 |  |  | 25 | 6713 | 7721 | -1008 | 85
2010 | 2010-11-03 | 17 | Wed | 6180 | 5747 | 0 | 0 | 0 | 5747 | 626 | 110 | 6373 | 182 | 5455 | 1633536 | 30770 |  | 69737 |  | 1609400 | 16878 | 6219 | 79.7 | 82.9 | 73.3 | 82.5 | 2021 |  | 1874289.4923 | 79.7286 | 0 | 0 |  |  | 25 | 6795 | 7864 | -1069 | 82
2011 | 2011-11-16 | 16 | Wed | 5854 | 5500 | 0 | 0 | 0 | 5500 | 689 | 110 | 6189 | 253 | 5137 | 1642897 | 33497 |  | 68549 |  | 1616034 | 17047 | 6634 | 80.7 | 82.9 | 76.3 | 81.5 | 2022 |  | 1895924.949 | 79.7286 | 0 | 0 |  |  | 25 | 6875 | 8006 | -1131 | 80
2012 | 2012-11-26 | 8 | Mon | 5749 | 5012 | 0 | 0 | 0 | 5012 | 745 | 124 | 5757 | 282 | 4606 | 1657962 | 32452.1702 | 0.4619 | 70258 | 1467018 | 1632143.8298 | 17217 | 16109.8298 | 50.9 | 48.3 | 56.4 | 47.8 | 2023 |  | 1916347.029 | 79.7286 | 0 | 0 |  |  | 25 | 6950 | 8146 | -1196 | 75
2013 | [14 empty] | 1677458.7 | 28809.1046 | 0.4619 | 62370.8694 | 1485020.7 | 1655283.5954 | 17389 | 23139.7656 |  |  |  |  | 2024 |  | 1936191.4069 | 79.7286 | 0 | 0 |  |  | 25 | 7022 | 8284 | -1262 | 72
2014 | [14 empty] | 1700470.3301 | 29210.5763 | 0.4619 | 63240.0439 | 1505715.3301 | 1677893.7538 | 17563 | 22610.1584 |  |  |  |  | 2025 |  | 1955047.383 | 79.7286 | 0 | 0 |  |  | 25 | 7091 | 8421 | -1330 | 69
2015 | Since 1976: | [13 empty] | 1727404.5338 | 29679.1824 | 0.4619 | 64254.5624 | 1529870.5338 | 1704359.3514 | 17739 | 26465.5976 |  |  |  |  | 2026 |  | 1973120.3757 | 79.7286 | 0 | 0 |  |  | 25 | 7158 | 8557 | -1399 | 67
2016 | 22 Afternoon Peaks (21 with Summertime weather) | [13 empty] | 1753774.779 | 30138.6714 | 0.4619 | 65249.3427 | 1553555.779 | 1730270.1076 | 17916 | 25910.7563 |  |  |  |  | 2027 |  | 1990826.1506 | 79.7286 | 0 | 0 |  |  | 25 | 7223 | 8693 | -1470 | 65
2017 | 12 Morning Peaks | [13 empty] | 1780081.7144 | 30597.2426 | 0.4619 | 66242.136 | 1577193.7144 | 1756118.4717 | 18095 | 25848.3641 |  |  |  |  | 2028 |  | 2008153.9577 | 79.7286 | 0 | 0 |  |  | 25 | 7286 | 8827 | -1541 | 63
2018 | [14 empty] | 1804946.9657 | 31031.1046 | 0.4619 | 67181.4346 | 1599557.9657 | 1780549.8611 | 18276 | 24431.3894 |  |  |  |  | 2029 |  | 2024882.4443 | 79.7286 | 0 | 0 |  |  | 25 | 7347 | 8959 | -1612 | 61
2019 | [14 empty] | 1828628.5475 | 31444.933 | 0.4619 | 68077.361 | 1620889.5475 | 1803817.6144 | 18459 | 23267.7533 |  |  |  |  | 2030 |  | 2040764.6258 | 79.7286 | 0 | 0 |  |  | 25 | 7406 | 9091 | -1685 | 59
2020 | [14 empty] | 1851854.047 | 31850.9999 | 0.4619 | 68956.484 | 1641821.047 | 1826637.0471 | 18644 | 22819.4327 |  |  |  |  | 2031 |  | 2056240.471 | 79.7286 | 0 | 0 |  |  | 25 | 7462 |  |  | 56
2021 | [14 empty] | 1874289.4923 | 32243.6799 | 0.4619 | 69806.6247 | 1662062.4923 | 1848679.8124 | 18830 | 22042.7653 |  |  |  |  | 2032 |  | 2071315.4139 | 79.7286 | 0 | 0 |  |  | 25 | 7518 |  |  | 56
2022 | [14 empty] | 1895924.949 | 32622.5475 | 0.4619 | 70626.8619 | 1681591.949 | 1869936.4015 | 19018 | 21256.5891 |  |  |  |  | 2033 |  | 2085999.0822 | 79.7286 | 0 | 0 |  |  | 25 | 7572 |  |  | 54
2023 | [14 empty] | 1916347.029 | 32980.7858 | 0.4619 | 71402.4372 | 1700058.029 | 1890000.2433 | 19208 | 20063.8418 |  |  |  |  | 2034 |  | 2100303.8109 | 79.7286 | 0 | 0 |  |  | 25 | 7624 |  |  | 52
2024 | [14 empty] | 1936191.4069 | 33329.0583 | 0.4619 | 72156.4371 | 1718010.4069 | 1909496.3486 | 19400 | 19496.1053 |  |  |  |  | 2035 |  | 2114239.0058 | 79.7286 | 0 | 0 |  |  | 25 | 7675 |  |  | 51
2025 | [14 empty] | 1955047.383 | 33660.4064 | 0.4619 | 72873.7961 | 1735090.383 | 1928020.9766 | 19594 | 18524.628 |  |  |  |  | 2036 |  | 2128296.6604 | 79.7286 | 0 | 0 |  |  | 25 | 7727 |  |  | 52
2026 | [14 empty] | 1973120.3757 | 33978.4272 | 0.4619 | 73562.3018 | 1751483.3757 | 1945775.9485 | 19790 | 17754.9719 |  |  |  |  | 2037 |  | 2143274.6029 | 79.7286 | 0 | 0 |  |  | 25 | 7782 |  |  | 55
2027 | [14 empty] | 1990826.1506 | 34290.2552 | 0.4619 | 74237.4003 | 1767557.1506 | 1963169.8954 | 19988 | 17393.9469 |  |  |  |  | 2038 |  | 2158321.8389 | 79.7286 | 0 | 0 |  |  | 25 | 7837 |  |  | 55
2028 | [14 empty] | 2008153.9577 | 34595.7401 | 0.4619 | 74898.7662 | 1783303.9577 | 1980192.2176 | 20188 | 17022.3222 |  |  |  |  | 2039 |  | 2173014.9377 | 79.7286 | 0 | 0 |  |  | 25 | 7891 |  |  | 54
2029 | [14 empty] | 2024882.4443 | 34890.8593 | 0.4619 | 75537.6907 | 1798516.4443 | 1996625.585 | 20390 | 16433.3674 |  |  |  |  | 2040 |  | 2187706.0365 | 79.7286 | 0 | 0 |  |  | 25 | 7944 |  |  | 53
2030 | [14 empty] | 2040764.6258 | 35171.5391 | 0.4619 | 76145.3543 | 1812984.6258 | 2012227.0866 |  | 15601.5016
2031 | [14 empty] | 2056240.471 | 35445.3255 | 0.4619 | 76738.0938 | 1827097.471 | 2027429.1454 |  | 15202.0588
2032 | [14 empty] | 2071315.4139 | 35712.3433 | 0.4619 | 77316.1794 | 1840861.4139 | 2042237.0707 |  | 14807.9252 | [13 empty] | 1.221%
2033 | [14 empty] | 2085999.0822 | 35972.7597 | 0.4619 | 77879.9735 | 1854285.0822 | 2056660.3225 |  | 14423.2518 | [13 empty] | 2.285% | 2.129%
2034 | [14 empty] | 2100303.8109 | 36226.7367 | 0.4619 | 78429.8261 | 1867376.8109 | 2070711.0742 |  | 14050.7517
2035 | [14 empty] | 2114239.0058 | 36474.4953 | 0.4619 | 78966.2162 | 1880148.0058 | 2084398.5105 |  | 13687.4362
2036 | [14 empty] | 2128296.6604 | 36724.8042 | 0.4619 | 79508.1277 | 1893050.6604 | 2098205.8562 |  | 13807.3457
2037 | [14 empty] | 2143274.6029 | 36991.2205 | 0.4619 | 80084.9113 | 1906783.6029 | 2112917.3823 |  | 14711.5261
2038 | [14 empty] | 2158321.8389 | 37258.8454 | 0.4619 | 80664.3112 | 1920578.8389 | 2127696.9935 |  | 14779.6112
2039 | [14 empty] | 2173014.9377 | 37520.7058 | 0.4619 | 81231.2314 | 1934076.9377 | 2142128.2319 |  | 14431.2384
2040 | [14 empty] | 2187706.0365 | 37782.5662 | 0.4619 | 81798.1515 | 1947575.0365 | 2156557.4703 |  | 14429.2384
[23 empty] | 78.17 | 79.7286 | 75.405 | 81.115
- 21 Afternoon peak Temps
(…with summer weather)

## Dec
DECEMBER PEAK DEMAND COMPONENTS | [9 empty] | Not used | [5 empty] | Not used | Not used | Not used | Not used | Not used | Not used | Not used | [7 empty] | FIRM RETAIL UNADJUSTED DEMAND FORECAST - DECEMBER
[15 empty] | CF_201309 |  | 13_EDB_Adjmt.xlsx |  | CF_201309
[9 empty] | Total |  |  | POTENTIAL
[9 empty] | RETAIL |  | NO | RETAIL |  | FIRM |  | SSR Adjmt | 35.6% |  |  | R,C,I & SPA | [9 empty] | TEMPERATURE VARIABLE : 2/24 HOUR AVERAGE , NORMAL TEMPERATURE : 30 YEAR AVERAGE where TEMPERATURE < 50o F
[9 empty] | BEFORE |  | SS | BEFORE | TOTAL | RETAIL | R,C,I & SPA | RCusts w/ | % away | Total |  | RETAIL Adj | WPark | Yr-Yr Chg | [11 empty] | Weekend | Weekend
YEAR | DATE | HR | DOW | SYS PK | RETAIL PK | LM,HW&VR | INTERR. | FR CURT. | DLC | NON-DISP | COGEN | DSM | IS/CS | ADJ. | CUSTS EDB | LT 210 KWh | in Month | SSR Custs | RCF | SSR & EDB | ADJMT | Custs | 2 Hr | 24 Hr | 2/24 Hr |  |  |  | YEAR | History | CUSTS | 2 Hr | 24 Hr | Dum | Dummy | PRED | ERROR | CO. USE | Fall'13 | TYSP'13 | Diff | Yr-Yr Growth
NOT USED…SEE BELOW!
1975 | 1975-12-19 | 9 | Fri | 3268 | [10 empty] | 636067 |  |  |  |  | 636067 | [22 empty] | Sample Period : 1982 - 2010 (Cold Weather Peaks)
1976 | 1976-12-22 | 9 | Wed | 3453 | [10 empty] | 660404 |  |  |  |  | 660404 |  |  | 38.1 | 40.4 | 38.8 |  |  |  |  | NOT USED! See Below! | [12 empty] | 30 Year Normal
1977 | 1977-12-28 | 9 | Wed | 3579 | [10 empty] | 688415 |  |  |  |  | 688415 |  |  | 36.8 | 41.3 | 38.3 | [17 empty] | SUMMARY OUTPUT
1978 | 1978-12-13 | 8 | Wed | 3172 | [10 empty] | 720963 |  |  |  |  | 720963 |  |  | 47.7 | 51.9 | 49
1979 | 1979-12-01 | 9 | Sat | 3668 | [10 empty] | 758423 |  |  |  |  | 758423 |  |  | 43 | 44.3 | 43.4 | [17 empty] | Variable: | Weekend dum | Hour Dum | Temp24 | Temp2 | Custs | Intercept | YEAR | Pred w/Norm | Act FRU | W/A + Error | Pred | wadjmt
1980 | 1980-12-28 | 10 | Sun | 3804 | 3136 | 0 | 0 | 0 | 3136 | 0 | 0 | 3136 | 150 | 2986 | 793777 |  |  |  |  | 793777 |  |  | 39.6 | 44.9 | 41.4 |  |  |  | 1980 | 2986 | 793777 | 39.6 | 44.9 | 0 | 1 | [7 empty] | Coeff: | 93.5222 | 319.0341 | -50.046 | -81.5754 | 0.0045951 | 4862.0818 | 1980 | 3272 | 2986 | 286 | 0 | 3272
1981 | 1981-12-20 | 9 | Sun | 4515 | 3642 | 0 | 0 | 0 | 3642 | 0 | 11 | 3642 | 150 | 3481 | 822838 |  |  |  |  | 822838 |  |  | 32.2 | 34.3 | 32.9 |  |  |  | 1981 | 3481 | 822838 | 32.2 | 34.3 | 1 | 1 | [6 empty] | 495 | se: | 192.0638 | 241.5331 | 22.8764 | 22.7837 | 0.00038375 | 831.3587 | 1981 | 3725 | 3481 | 244 | 0 | 3725
1982 | 1982-12-18 | 9 | Sat | 3849 | 3161 | 0 | 0 | 0 | 3161 | 21 | 12 | 3182 | 150 | 2999 | 851505 |  |  |  |  | 851505 |  |  | 41 | 45.9 | 42.6 |  |  |  | 1982 | 2999 | 851505 | 41 | 45.9 | 0 | 1 | 3227 | -228 |  |  |  |  | -482 | r2 / se: | 0.90871 | 410.2701 | #N/A | #N/A | #N/A | #N/A | 1982 | 3538 | 2999 | 539 | 3227 | 311
1983 | 1983-12-27 | 9 | Tue | 4913 | 4056 | 156 | 50 | 0 | 4262 | 39 | 36 | 4301 | 168 | 4058 | 885443 |  |  |  |  | 885443 |  |  | 37.1 | 34.6 | 36.3 |  |  |  | 1983 | 4058 | 885443 | 37.1 | 34.6 | 0 | 0 | 4173 | -115 |  |  |  |  | 1059 | F / df: | 41.8069 | 21 | #N/A | #N/A | #N/A | #N/A | 1983 | 3600 | 4058 | -458 | 4173 | -573
1984 | 1984-12-08 | 9 | Sat | 4254 | 3670 | 0 | 0 | 0 | 3670 | 59 | 36 | 3729 | 148 | 3486 | 927083 |  |  |  |  | 927083 |  |  | 40.9 | 42.5 | 41.4 |  |  |  | 1984 | 3486 | 927083 | 40.9 | 42.5 | 0 | 1 | 3752 | -266 |  |  |  |  | -572 | ss_reg / ss_resid: | 35184996.3239 | 3534753.3049 | #N/A | #N/A | #N/A | #N/A | 1984 | 3885 | 3486 | 399 | 3752 | 133
1985 | 1985-12-26 | 9 | Thu | 5206 | 4670 | 0 | 0 | 0 | 4670 | 74 | 42 | 4744 | 88 | 4540 | 966273 |  |  |  |  | 966273 |  |  | 28.7 | 41.2 | 32.8 |  |  |  | 1985 | 4540 | 966273 | 28.7 | 41.2 | 0 | 0 | 4899 | -359 |  |  |  |  | 1054 | t stat: | 0.48693 | 1.3209 | -2.1877 | -3.5804 | 11.9743 | 5.8484 | 1985 | 3971 | 4540 | -569 | 4899 | -928
1986 | 1986-12-10 | 19 | Wed | 3203 | 3008 | 0 | 0 | 0 | 3008 | 83 | 51 | 3091 | 275 | 2682 | 1007537 |  |  |  |  | 1007537 |  |  | 76.7 | 73.8 | 75.7 |  |  |  | 1987 | 4172 | 1046627 | 41.4 | 46.2 | 0 | 0 | 3982 | 190 |  |  |  |  | -368 | [7 empty] | 1987 | 4341 | 4172 | 169 | 3982 | 359
1987 | 1987-12-18 | 8 | Fri | 4938 | 4465 | 0 | 0 | 0 | 4465 | 90 | 58 | 4555 | 235 | 4172 | 1046627 |  |  |  |  | 1046627 |  |  | 41.4 | 46.2 | 43 |  |  |  | 1988 | 4617 | 1086476 | 35.2 | 41.7 | 0 | 1 | 4990 | -373 |  |  |  |  | 445 | [7 empty] | 1988 | 4617 | 4617 | 0 | 4990 | -373
1988 | 1988-12-19 | 8 | Mon | 5614 | 4712 | 195 | 0 | 0 | 4907 | 95 | 61 | 5002 | 229 | 4617 | 1086476 |  |  |  |  | 1086476 |  |  | 35.2 | 41.7 | 37.3 |  |  |  | 1989 | 6220 | 1126876 | 30.3 | 38.5 | 0 | 1 | 5735 | 485 |  |  |  |  | 1603 | [7 empty] | 1989 | 4803 | 6220 | -1417 | 5735 | -932
1989 | 1989-12-23 | 18 | Sat | 6817 | 5942 | 344 | 230 | 0 | 6516 | 99 | 66 | 6615 | 230 | 6220 | 1126876 |  |  |  |  | 1126876 |  |  | 30.3 | 38.5 | 33 |  |  |  | 1990 | 4167.0799 | 1155657 | 43.8 | 53.7 | 0 | 0 | 3912 | 255.0799 |  |  |  |  | -2052.9201 | [7 empty] | 1990 | 4842 | 4167.0799 | 674.9201 | 3912 | 930
1990 | 1990-12-11 | 8 | Tue | 5017 | 4407.0799 | 0 | 0 | 0 | 4407.0799 | 104 | 66 | 4511.0799 | 174 | 4167.0799 | 1155657 |  |  |  |  | 1155657 |  |  | 43.8 | 53.7 | 47 |  |  |  | 1991 | 4673.3679 | 1177144 | 40.6 | 47.8 | 0 | 0 | 4567 | 106.3679 |  |  |  |  | 506.288 | [7 empty] | 1991 | 4940 | 4673.3679 | 266.6321 | 4567 | 373
1991 | 1991-12-05 | 8 | Thu | 5351 | 4619.8679 | 312 | 0 | 0 | 4931.8679 | 111 | 65.5 | 5042.8679 | 193 | 4673.3679 | 1177144 |  |  |  |  | 1177144 |  |  | 40.6 | 47.8 | 43 | 21487 |  |  | 1992 | 4235.5026 | 1202120 | 44.6 | 55.8 | 0 | 0 | 3955 | 280.5026 |  |  |  |  | -437.8653 | [7 empty] | 1992 | 5055 | 4235.5026 | 819.4974 | 3955 | 1100
1992 | 1992-12-03 | 8 | Thu | 5160 | 4483.0026 | 0 | 0 | 0 | 4483.0026 | 122 | 65.5 | 4605.0026 | 182 | 4235.5026 | 1202120 |  |  |  |  | 1202120 |  |  | 44.6 | 55.8 | 48.3 | 24976 |  |  | 1993 | 5394.4664 | 1240116 | 37.6 | 45.2 | 0 | 1 | 5325 | 69.4664 |  |  |  |  | 1158.9639 | [7 empty] | 1993 | 5323 | 5394.4664 | -71.4664 | 5325 | -2
1993 | 1993-12-27 | 8 | Mon | 6653 | 5648.9664 | 0 | 0 | 0 | 5648.9664 | 146 | 65.5 | 5794.9664 | 189 | 5394.4664 | 1240116 |  |  |  |  | 1240116 |  |  | 37.6 | 45.2 | 40.1 | 37996 |  |  | 1995 | 5635.6344 | 1284916 | 37 | 40.1 | 0 | 0 | 5741 | -105.3656 |  |  |  |  | 241.168 | [7 empty] | 1995 | 5436 | 5635.6344 | -199.6344 | 5741 | -305
1994 | 1994-12-05 | 19 | Mon | 4487 | 4109.4172 | 0 | 0 | 0 | 4109.4172 | 164 | 65.5 | 4273.4172 | 277 | 3766.9172 | 1264866 |  |  |  |  | 1264866 |  | 24750 | 72.9 | 73 | 72.9 | 24750 |  |  | 1996 | 5924.5997 | 1320771 | 41.5 | 38.1 | 1 | 0 | 5958 | -33.4003 |  |  |  |  | 288.9652 | [7 empty] | 1996 | 5919 | 5924.5997 | -5.5997 | 5958 | -39
1995 | 1995-12-25 | 9 | Mon | 6977 | 5910.1344 | 0 | 0 | 0 | 5910.1344 | 187 | 65.5 | 6097.1344 | 209 | 5635.6344 | 1284916 |  |  |  |  | 1284916 |  | 20050 | 37 | 40.1 | 38 | 20050 |  |  | 1997 | 5494.7459 | 1338723 | 49.3 | 49.6 | 1 | 0 | 4829 | 665.7459 |  |  |  |  | -429.8537 | [7 empty] | 1997 | 6002 | 5494.7459 | 507.2541 | 4829 | 1173
1996 | 1996-12-20 | 19 | Fri | 7286 | 6295.0997 | 0 | 0 | 0 | 6295.0997 | 215 | 71.5 | 6510.0997 | 299 | 5924.5997 | 1320771 |  | Timeshr Adjmt |  |  | 1320771 |  | 35855 | 41.5 | 38.1 | 40.4 | 35855 |  |  | 1998 | 4769.6461 | 1356836 | 43.4 | 55.4 | 0 | 0 | 4784 | -14.3539 |  |  |  |  | -725.0999 | [7 empty] | 1998 | 5766 | 4769.6461 | 996.3539 | 4784 | 982
1997 | 1997-12-15 | 19 | Mon | 6608 | 5814.8459 | 0 | 0 | 0 | 5814.8459 | 233.5 | 71.5 | 6048.3459 | 248.6 | 5494.7459 | 1332215 |  | 6508 |  |  | 1338723 |  | 17952 | 49.3 | 49.6 | 49.4 | 17952 |  |  | 1999 | 5706.8 | 1385613 | 40.4 | 49.5 | 0 | 0 | 5456 | 250.8 |  |  |  |  | 937.1539 | [7 empty] | 1999 | 5898 | 5706.8 | 191.2 | 5456 | 442
1998 | 1998-12-18 | 8 | Fri | 5948 | 5188.6461 | 0 | 0 | 0 | 5188.6461 | 291 | 75 | 5479.6461 | 344 | 4769.6461 | 1356713 | 6511 | 6634 |  |  | 1356836 |  | 18113 | 43.4 | 55.4 | 47.3 | 18113 |  |  | 2000 | 7158.3 | 1421916 | 29.4 | 39.8 | 1 | 1 | 7418 | -259.7 |  |  |  |  | 1451.5 | [7 empty] | 2000 | 6478 | 7158.3 | -680.3 | 7418 | -940
1999 | 1999-12-02 | 8 | Thu | 7414 | 6034.8 | 0 | 0 | 0 | 6034.8 | 325 | 75 | 6359.8 | 253 | 5706.8 | 1389466 | 10487 |  |  |  | 1385613 |  | 28777 | 40.4 | 49.5 | 43.4 | 28777 |  |  | 2001 | 5554.6 | 1450810 | 44.2 | 47.4 | 0 | 0 | 5551 | 3.6 |  |  |  |  | -1603.7 | [7 empty] | 2001 | 6198 | 5554.6 | 643.4 | 5551 | 647
2000 | 2000-12-31 | 8 | Sun | 9187 | 7393.3 | 71 | 0 | 0 | 7464.3 | 351 | 75 | 7815.3 | 231 | 7158.3 | 1427527 | 12245 |  |  |  | 1421916 |  | 36303 | 29.4 | 39.8 | 32.9 | 36303 |  |  | 2002 | 6421.3 | 1482281 | 43 | 46.5 | 0 | 1 | 5932 | 489.3 |  |  |  |  | 866.7 | [7 empty] | 2002 | 6436 | 6421.3 | 14.7 | 5932 | 504
2001 | 2001-12-27 | 9 | Thu | 6465 | 5883.6 | 0 | 0 | 0 | 5883.6 | 376 | 75 | 6259.6 | 254 | 5554.6 | 1459199 | 15023 |  |  |  | 1450810 |  | 28894 | 44.2 | 47.4 | 45.2 | 28894 |  |  | 2003 | 6662.6 | 1520377 | 42.4 | 44.4 | 1 | 1 | 6580 | 82.6 |  |  |  |  | 241.3 | [7 empty] | 2003 | 6930 | 6662.6 | 267.4 | 6580 | 350
2002 | 2002-12-16 | 8 | Mon | 7828 | 6775.3 | 0 | 0 | 0 | 6775.3 | 403 | 75 | 7178.3 | 279 | 6421.3 | 1490372 | 14725 |  |  |  | 1482281 |  | 31471 | 43 | 46.5 | 44.2 | 31471 |  |  | 2004 | 6833.8 | 1554381 | 36 | 46.4 | 0 | 0 | 6746 | 87.8 |  |  |  |  | 171.2 | [7 empty] | 2004 | 6674 | 6833.8 | -159.8 | 6746 | -72
2003 | 2003-12-21 | 9 | Sun | 8172 | 6976.6 | 0 | 0 | 0 | 6976.6 | 432 | 75 | 7408.6 | 239 | 6662.6 | 1526222 | 12479 |  | 48771 |  | 1520377 |  | 38096 | 42.4 | 44.4 | 43.1 | 38096 |  |  | 2005 | 6226.8 | 1580051 | 40.7 | 48.9 | 0 | 0 | 6355 | -128.2 |  |  |  |  | -607 | [7 empty] | 2005 | 6792 | 6226.8 | 565.2 | 6355 | 437
2004 | 2004-12-15 | 8 | Wed | 8303.3 | 7236.8 | 0 | 0 | 0 | 7236.8 | 460 | 110 | 7696.8 | 293 | 6833.8 | 1564897 | 17150 |  | 53843 |  | 1554381 |  | 34004 | 36 | 46.4 | 39.4 | 34004 |  |  | 2006 | 5375.8 | 1613360 | 49.6 | 54.3 | 1 | 0 | 5831 | -455.2 |  |  |  |  | -851 | [7 empty] | 2006 | 7264 | 5375.8 | 1888.2 | 5831 | 1433
2005 | 2005-12-22 | 8 | Thu | 7772.3 | 6606.8 | 0 | 0 | 0 | 6606.8 | 500 | 66 | 7106.8 | 314 | 6226.8 | 1593270 | 19853 |  | 56109 |  | 1580051 | 14186 | 25670 | 40.7 | 48.9 | 43.4 | 25670 |  |  | 2007 | 5698 | 1619978 | 43.4 | 46.9 | 0 | 0 | 6418 | -720 |  |  |  |  | 322.2 | [7 empty] | 2007 | 6975 | 5698 | 1277 | 6418 | 557
2006 | 2006-12-08 | 21 | Fri | 6792 | 5792.8 | 0 | 0 | 0 | 5792.8 | 540 | 110 | 6332.8 | 307 | 5375.8 | 1626430 | 19704 |  | 58980 |  | 1613360 | 14328 | 33309 | 49.6 | 54.3 | 51.1 | 33309 |  |  | 2008 | 6363 | 1616494 | 40.5 | 49.1 | 0 | 0 | 6529 | -166 |  |  |  |  | 665 | [7 empty] | 2008 | 6959 | 6363 | 596 | 6529 | 430
2007 | 2007-12-18 | 8 | Tue | 7162 | 6151 | 0 | 0 | 0 | 6151 | 579 | 110 | 6730 | 343 | 5698 | 1634520 | 21176 |  | 56109 |  | 1619978 | 14471 | 6618 | 43.4 | 46.9 | 44.5 | 6618 |  |  | 2009 | 5951 | 1611062 | 38.9 | 50.8 | 0 | 0 | 6549 | -598 |  |  |  |  | -412 | [7 empty] | 2009 | 6934 | 5951 | 983 | 6549 | 385
2008 | 2008-12-03 | 8 | Wed | 8133 | 6725 | 0 | 0 | 0 | 6725 | 625 | 110 | 7350 | 252 | 6363 | 1630148 | 20288 |  | 60851 |  | 1616494 | 14543 | -3484 | 40.5 | 49.1 | 43.4 | -3484 |  |  | 2010 | 8555 | 1612294 | 31 | 40.8 | 0 | 0 | 7700 | 855 |  |  |  |  | 2604 | [7 empty] | 2010 | 6940 | 8555 | -1615 | 7700 | -760
2009 | 2009-12-29 | 9 | Tue | 7154 | 6196 | 0 | 0 | 0 | 6196 | 682 | 110 | 6878 | 135 | 5951 | 1626076 | 21648 |  | 60105 |  | 1611062 | 14616 | -5432 | 38.9 | 50.8 | 42.8 | -5432 |  |  | 2011 | 4585 | 1627436 | 75.3 | 71.2 | 0 | 0 | 2634 | 1951 |  |  |  |  | -3970 | [7 empty] | 2011 | 7009 | 4585 | 2424 | 2634 | 4375
2010 | 2010-12-29 | 8 | Wed | 10381 | 8756 | 109 | 44 | 0 | 8909 | 755 | 110 | 9664 | 244 | 8555 | 1635080 | 29420 |  | 64199 |  | 1612294 | 14689 | 1232 | 31 | 40.8 | 34.2 | 1232 |  |  | 2012 |  | 1642354 | 38.6 | 43.6 | 0 | 0 |  |  | 25 | 7053 | 7780 | -727 | 2468
2011 | 2011-12-23 | 19 | Fri | 5043 | 4893 | 0 | 0 | 0 | 4893 | 833 | 110 | 5726 | 198 | 4585 | 1644408 | 23606 |  | 62100 |  | 1627436 | 14762 | 15142 | 75.3 | 71.2 | 73.9 | 15142 |  |  | 2013 |  | 1663434.0902 | 38.6 | 43.6 | 0 | 0 |  |  | 25 | 7150 | 7890 | -740 | 97
2012 | 2012-12-23 | 9 | Sun | 6555 | 5882 | 0 | 0 | 0 | 5882 | 900 | 124 | 6782 | 182 | 5576 | 1659840 | 24120 |  | 62132 |  | 1642354 | 14836 | 14918 | 39.7 | 48.1 | 42.5 | 14918 |  |  | 2014 |  | 1686785.9472 | 38.6 | 43.6 | 0 | 0 |  |  | 25 | 7257 | 8033 | -776 | 107
2013 | [14 empty] | 1679025.8927 | 22225.8025 | 0.356 | 62432.0295 | 1486476.8927 | 1663434.0902 | 14910 | 21080.0902 | [6 empty] | 2015 |  | 1713264.9485 | 38.6 | 43.6 | 0 | 0 |  |  | 25 | 7379 | 8181 | -802 | 122
2014 | [14 empty] | 1702695.9591 | 22544.012 | 0.356 | 63325.8763 | 1507758.9591 | 1686785.9472 | 14985 | 23351.857 | [6 empty] | 2016 |  | 1739325.636 | 38.6 | 43.6 | 0 | 0 |  |  | 25 | 7499 | 8327 | -828 | 120
2015 | [14 empty] | 1729534.8687 | 22903.9202 | 0.356 | 64336.8545 | 1531829.8687 | 1713264.9485 | 15060 | 26479.0013 | [6 empty] | 2017 |  | 1765168.3802 | 38.6 | 43.6 | 0 | 0 |  |  | 25 | 7617 | 8479 | -862 | 118
2016 | [14 empty] | 1755950.3443 | 23258.7084 | 0.356 | 65333.4505 | 1555558.3443 | 1739325.636 | 15135 | 26060.6875 | [6 empty] | 2018 |  | 1789565.109 | 38.6 | 43.6 | 0 | 0 |  |  | 25 | 7729 | 8632 | -903 | 112
2017 | [14 empty] | 1782145.0543 | 23610.6741 | 0.356 | 66322.1183 | 1579098.0543 | 1765168.3802 | 15211 | 25842.7442 | [6 empty] | 2019 |  | 1812910.6969 | 38.6 | 43.6 | 0 | 0 |  |  | 25 | 7837 | 8787 | -950 | 108
2018 | [14 empty] | 1806874.3499 | 23943.2409 | 0.356 | 67256.2947 | 1601340.3499 | 1789565.109 | 15287 | 24396.7288 | [6 empty] | 2020 |  | 1835742.7918 | 38.6 | 43.6 | 0 | 0 |  |  | 25 | 7942 | 8939 | -997 | 105
2019 | [14 empty] | 1830538.6744 | 24261.9775 | 0.356 | 68151.6223 | 1622657.6744 | 1812910.6969 | 15363 | 23345.5878 | [6 empty] | 2021 |  | 1857840.5265 | 38.6 | 43.6 | 0 | 0 |  |  | 25 | 8043 | 9089 | -1046 | 101
2020 | [14 empty] | 1853682.668 | 24573.8762 | 0.356 | 69027.7421 | 1643517.668 | 1835742.7918 | 15440 | 22832.095 | [6 empty] | 2022 |  | 1879052.7641 | 38.6 | 43.6 | 0 | 0 |  |  | 25 | 8141 | 9237 | -1096 | 98
2021 | [14 empty] | 1876082.6116 | 24876.0852 | 0.356 | 69876.6437 | 1663729.6116 | 1857840.5265 | 15517 | 22097.7346 | [6 empty] | 2023 |  | 1899168.2992 | 38.6 | 43.6 | 0 | 0 |  |  | 25 | 8233 | 9383 | -1150 | 92
2022 | [14 empty] | 1897585.0745 | 25166.3104 | 0.356 | 70691.8831 | 1683140.0745 | 1879052.7641 | 15595 | 21212.2377 | [6 empty] | 2024 |  | 1918661.628 | 38.6 | 43.6 | 0 | 0 |  |  | 25 | 8323 | 9527 | -1204 | 90
2023 | [14 empty] | 1917976.298 | 25441.9987 | 0.356 | 71466.2885 | 1701578.298 | 1899168.2992 | 15673 | 20115.5351 | [6 empty] | 2025 |  | 1937182.6352 | 38.6 | 43.6 | 0 | 0 |  |  | 25 | 8408 | 9671 | -1263 | 85
2024 | [14 empty] | 1937736.9635 | 25709.3355 | 0.356 | 72217.2345 | 1719457.9635 | 1918661.628 | 15751 | 19493.3287 | [6 empty] | 2026 |  | 1954979.5202 | 38.6 | 43.6 | 0 | 0 |  |  | 25 | 8490 | 9813 | -1323 | 82
2025 | [14 empty] | 1956512.2638 | 25963.6286 | 0.356 | 72931.5411 | 1736465.2638 | 1937182.6352 | 15830 | 18521.0072 | [6 empty] | 2027 |  | 1972414.3482 | 38.6 | 43.6 | 0 | 0 |  |  | 25 | 8570 | 9954 | -1384 | 80
2026 | [14 empty] | 1974553.8622 | 26208.342 | 0.356 | 73618.9382 | 1752831.8622 | 1954979.5202 | 15909 | 17796.885 | [6 empty] | 2028 |  | 1989476.413 | 38.6 | 43.6 | 0 | 0 |  |  | 25 | 8648 | 10094 | -1446 | 78
2027 | [14 empty] | 1992228.6213 | 26448.2731 | 0.356 | 74292.9021 | 1768878.6213 | 1972414.3482 | 15989 | 17434.828 | [6 empty] | 2029 |  | 2005889.4518 | 38.6 | 43.6 | 0 | 0 |  |  | 25 | 8723 | 10233 | -1510 | 75
2028 | [14 empty] | 2009525.718 | 26683.3051 | 0.356 | 74953.1042 | 1784597.718 | 1989476.413 | 16069 | 17062.0648 | [6 empty] | 2030 |  | 2021521.9923 | 38.6 | 43.6 | 0 | 0 |  |  | 25 | 8795 | 10370 | -1575 | 72
2029 | [14 empty] | 2026165.0453 | 26909.5935 | 0.356 | 75588.7459 | 1799732.0453 | 2005889.4518 | 16149 | 16413.0388 | [6 empty] | 2031 |  | 2036751.9417 | 38.6 | 43.6 | 0 | 0
2030 | [14 empty] | 2042013.4692 | 27125.4769 | 0.356 | 76195.1597 | 1814170.4692 | 2021521.9923 |  | 15632.5405 | [6 empty] | 2032 |  | 2051588.9259 | 38.6 | 43.6 | 0 | 0 |  |  | Projected Avg Growth (2005-10)--> |  |  |  | 1410.6
2031 | [14 empty] | 2057453.9955 | 27336.0537 | 0.356 | 76786.6678 | 1828253.9955 | 2036751.9417 |  | 15229.9494
2032 | [14 empty] | 2072496.3507 | 27541.4248 | 0.356 | 77363.5527 | 1841989.3507 | 2051588.9259 |  | 14836.9842
2033 | [14 empty] | 2087150.1258 | 27741.7184 | 0.356 | 77926.1753 | 1855385.1258 | 2066042.4074 |  | 14453.4815
2034 | [14 empty] | 2101421.6559 | 27937.0593 | 0.356 | 78474.8855 | 1868449.6559 | 2080118.5966 |  | 14076.1892
2035 | [14 empty] | 2115328.1145 | 28127.6294 | 0.356 | 79010.1948 | 1881195.1145 | 2093834.4851 |  | 13715.8885
2036 | [14 empty] | 2129479.1067 | 28321.8109 | 0.356 | 79555.6485 | 1894182.1067 | 2107791.2958 |  | 13956.8107
2037 | [14 empty] | 2144498.946 | 28527.7274 | 0.356 | 80134.0657 | 1907953.946 | 2122605.2186 |  | 14813.9228
2038 | [14 empty] | 2159476.9616 | 28733.0634 | 0.356 | 80710.8524 | 1921686.9616 | 2137377.8981 |  | 14772.6795
2039 | [14 empty] | 2174223.2169 | 28935.637 | 0.356 | 81279.8791 | 1935235.2169 | 2151921.5799 |  | 14543.6818
2040 | [14 empty] | 2188968.4722 | 29138.2105 | 0.356 | 81848.9058 | 1948783.4722 | 2166464.2618 |  | 14542.6818
[23 empty] | 38.6 | 43.6 | 40.2
27 years w/ 24Hr temps LT 50
[30 empty] | TEMPERATURE VARIABLE : 2/24 HOUR AVERAGE , NORMAL : 30 YR AVERAGE where TEMPERATURE < 50o F | [13 empty] | USED!!
[30 empty] | FR |  |  |  | Weekend | Recess | [8 empty] | Sample Period : 1992 - 2010 (Cold Weather Peaks)
[26 empty] | DATE | HR | DOW | YEAR | History | CUSTS | 2 Hr | 24 Hr | Dummy | Dummy | PRED | ERROR | CO. USE | Fall'13 | TYSP'13 | Diff | Yr-Yr Growth | [7 empty] | YEAR | Pred w/Norm | Act FRU | W/A + Error | Pred | wadjmt
[26 empty] | 1982-12-18 | 9 | Sat | 1982 | 2999 | 851505 | 41 | 45.9 | 0 | 1 | 3460 | -881 | [5 empty] | Variable: | Recess D | Wkend D | Temp24 | Temp2 | Custs | Intercept | 1982-12-18 | 3880 | 2999 | #REF! | 3880 | #REF!
[26 empty] | 1983-12-27 | 9 | Tue | 1983 | 4058 | 885443 | 37.1 | 34.6 | 0 | 0 | 5139 | -1081 |  |  |  |  | 1059 | Coeff: | -281.119 | -319.3281 | -77.6066 | -100.421 | 0.0038067 | 8179.2883 | 1983-12-27 | 4290 | 4058 | 232 | 5139 | -849
[26 empty] | 1984-12-08 | 9 | Sat | 1984 | 3486 | 927083 | 40.9 | 42.5 | 0 | 0 | 4303 | -817 |  |  |  |  | -572 | se: | 405.3969 | 334.8042 | 41.7946 | 43.9383 | 0.0009916 | 1981.0722 | 1984-12-08 | 4448 | 3486 | 962 | 4303 | 145
[26 empty] | 1985-12-26 | 9 | Thu | 1985 | 4540 | 966273 | 28.7 | 41.2 | 0 | 0 | 5778 | -1238 |  |  |  |  | 1054 | r2 / se: | 0.84545 | 481.7225 | #N/A | #N/A | #N/A | #N/A | 1985-12-26 | 4598 | 4540 | 58 | 5778 | -1180
[26 empty] | 1987-12-18 | 8 | Fri | 1987 | 4172 | 1046627 | 41.4 | 46.2 | 0 | 0 | 4421 | -249 |  |  |  |  | -368 | F / df: | 10.9404 | 10 | #N/A | #N/A | #N/A | #N/A | 1987-12-18 | 4904 | 4172 | 732 | 4421 | 483
[26 empty] | 1988-12-19 | 8 | Mon | 1988 | 4617 | 1086476 | 35.2 | 41.7 | 0 | 0 | 5544 | -927 |  |  |  |  | 445 | ss_reg / ss_resid: | 12694011.9794 | 2320565.6551 | #N/A | #N/A | #N/A | #N/A | 1988-12-19 | 5055 | 4617 | 438 | 5544 | -489
[26 empty] | 1990-12-11 | 8 | Tue | 1990 | 4167.0799 | 1155657 | 43.8 | 53.7 | 0 | 0 | 4013 | 154.0799 |  |  |  |  | -449.9201 | t stat: | -0.69344 | -0.95378 | -1.8569 | -2.2855 | 3.8389 | 4.1287 | 1990-12-11 | 5319 | 4167.0799 | 1151.9201 | 4013 | 1306
[26 empty] | 1991-12-05 | 8 | Thu | 1991 | 4673.3679 | 1177144 | 40.6 | 47.8 | 0 | 0 | 4874 | -200.6321 |  |  |  |  | 506.288 | [7 empty] | 1991-12-05 | 5400 | 4673.3679 | 726.6321 | 4874 | 526
[26 empty] | 1992-12-03 | 8 | Thu | 1992 | 4235.5026 | 1202120 | 44.6 | 55.8 | 0 | 0 | 3946 | 289.5026 |  |  |  |  | -437.8653 | [7 empty] | 1992-12-03 | 5495 | 4235.5026 | 1259.4974 | 3946 | 1549
[26 empty] | 1993-12-27 | 8 | Mon | 1993 | 5394.4664 | 1240116 | 37.6 | 45.2 | 0 | 0 | 5616 | -221.5336 |  |  |  |  | 1158.9639 | [7 empty] | 1993-12-27 | 5640 | 5394.4664 | 245.5336 | 5616 | 24
[26 empty] | 1995-12-25 | 9 | Mon | 1995 | 5635.6344 | 1284916 | 37 | 40.1 | 0 | 0 | 6243 | -607.3656 |  |  |  |  | 241.168 | [7 empty] | 1995-12-25 | 5811 | 5635.6344 | 175.3656 | 6243 | -432
[26 empty] | 1998-12-18 | 8 | Fri | 1998 | 4769.6461 | 1356713 | 43.4 | 55.4 | 0 | 0 | 4686 | 83.6461 |  |  |  |  | -865.9883 | [7 empty] | 1998-12-18 | 6084 | 4769.6461 | 1314.3539 | 4686 | 1398
[26 empty] | 1999-12-02 | 8 | Thu | 1999 | 5706.8 | 1389466 | 40.4 | 49.5 | 0 | 0 | 5570 | 136.8 |  |  |  |  | 937.1539 | [7 empty] | 1999-12-02 | 6209 | 5706.8 | 502.2 | 5570 | 639
[26 empty] | 2000-12-31 | 8 | Sun | 2000 | 7158.3 | 1427527 | 29.4 | 39.8 | 1 | 0 | 7253 | -94.7 |  |  |  |  | 1451.5 | [7 empty] | 2000-12-31 | 6034 | 7158.3 | -1124.3 | 7253 | -1219
[26 empty] | 2001-12-27 | 9 | Thu | 2001 | 5554.6 | 1459199 | 44.2 | 47.4 | 0 | 0 | 5617 | -62.4 |  |  |  |  | -1603.7 | [7 empty] | 2001-12-27 | 6474 | 5554.6 | 919.4 | 5617 | 857
[26 empty] | 2002-12-16 | 8 | Mon | 2002 | 6421.3 | 1490372 | 43 | 46.5 | 0 | 0 | 5926 | 495.3 |  |  |  |  | 866.7 | [7 empty] | 2002-12-16 | 6593 | 6421.3 | 171.7 | 5926 | 667
[26 empty] | 2003-12-21 | 9 | Sun | 2003 | 6662.6 | 1526222 | 42.4 | 44.4 | 1 | 0 | 5966 | 696.6 |  |  |  |  | 241.3 | [7 empty] | 2003-12-21 | 6410 | 6662.6 | -252.6 | 5966 | 444
[26 empty] | 2004-12-15 | 8 | Wed | 2004 | 6833.8 | 1564897 | 36 | 46.4 | 0 | 0 | 6920 | -86.2 |  |  |  |  | 171.2 | [7 empty] | 2004-12-15 | 6876 | 6833.8 | 42.2 | 6920 | -44
[26 empty] | 2005-12-22 | 8 | Thu | 2005 | 6226.8 | 1593270 | 40.7 | 48.9 | 0 | 0 | 6362 | -135.2 |  |  |  |  | -607 | [7 empty] | 2005-12-22 | 6984 | 6226.8 | 757.2 | 6362 | 622
[26 empty] | 2007-12-18 | 8 | Tue | 2007 | 5698 | 1634520 | 45.4 | 48.9 | 0 | 0 | 6047 | -349 |  |  |  |  | -528.8 | [7 empty] | 2007-12-18 | 7141 | 5698 | 1443 | 6047 | 1094
[26 empty] | 2008-12-03 | 8 | Wed | 2008 | 6363 | 1630148 | 40.5 | 49.1 | 0 | 0 | 6507 | -144 |  |  |  |  | 665 | [7 empty] | 2008-12-03 | 7125 | 6363 | 762 | 6507 | 618
[26 empty] | 2009-12-29 | 9 | Tue | 2009 | 5951 | 1626076 | 39.9 | 51.8 | 0 | 1 | 6061 | -110 |  |  |  |  | -412 | [7 empty] | 2009-12-29 | 6828 | 5951 | 877 | 6061 | 767
[26 empty] | 2010-12-29 | 8 | Wed | 2010 | 8555 | 1635080 | 31 | 40.8 | 0 | 1 | 7843 | 712 |  |  |  |  | 2604 | [7 empty] | 2010-12-29 | 6862 | 8555 | -1693 | 7843 | -981
[26 empty] | 2012-12-23 | 9 | Sun | 2012 | 5576 | 1659840 | 39.7 | 48.1 | 1 | 1 | 6178 | -602 |  |  |  |  | -2979 | [7 empty] | 2012-12-23 | 6637 | 5576 | 1061 | 6178 | 459
[29 empty] | 2013 |  | 1679025.8927 | 38.6 | 43.6 | 0 | 0.8 |  |  | 25 | 7061 | 7780 | -719 | 7061 | [11 empty] | 0
[29 empty] | 2014 |  | 1702695.9591 | 38.6 | 43.6 | 0 | 0.6 |  |  | 25 | 7207 | 7890 | -683 | 146
[29 empty] | 2015 |  | 1729534.8687 | 38.6 | 43.6 | 0 | 0.4 |  |  | 25 | 7366 | 8033 | -667 | 159
[29 empty] | 2016 |  | 1755950.3443 | 38.6 | 43.6 | 0 | 0.2 |  |  | 25 | 7522 | 8181 | -659 | 156
[29 empty] | 2017 |  | 1782145.0543 | 38.6 | 43.6 | 0 |  |  |  | 25 | 7678 | 8327 | -649 | 156
[29 empty] | 2018 |  | 1806874.3499 | 38.6 | 43.6 | 0 |  |  |  | 25 | 7773 | 8479 | -706 | 95
[29 empty] | 2019 |  | 1830538.6744 | 38.6 | 43.6 | 0 |  |  |  | 25 | 7863 | 8632 | -769 | 90
[29 empty] | 2020 |  | 1853682.668 | 38.6 | 43.6 | 0 |  |  |  | 25 | 7951 | 8787 | -836 | 88
[29 empty] | 2021 |  | 1876082.6116 | 38.6 | 43.6 | 0 |  |  |  | 25 | 8036 | 8939 | -903 | 85
[29 empty] | 2022 |  | 1897585.0745 | 38.6 | 43.6 | 0 |  |  |  | 25 | 8118 | 9089 | -971 | 82
[29 empty] | 2023 |  | 1917976.298 | 38.6 | 43.6 | 0 |  |  |  | 25 | 8196 | 9237 | -1041 | 78
[29 empty] | 2024 |  | 1937736.9635 | 38.6 | 43.6 | 0 |  |  |  | 25 | 8271 | 9383 | -1112 | 75
[29 empty] | 2025 |  | 1956512.2638 | 38.6 | 43.6 | 0 |  |  |  | 25 | 8342 | 9527 | -1185 | 71
[29 empty] | 2026 |  | 1974553.8622 | 38.6 | 43.6 | 0 |  |  |  | 25 | 8411 | 9671 | -1260 | 69
[29 empty] | 2027 |  | 1992228.6213 | 38.6 | 43.6 | 0 |  |  |  | 25 | 8478 | 9813 | -1335 | 67
[29 empty] | 2028 |  | 2009525.718 | 38.6 | 43.6 | 0 |  |  |  | 25 | 8544 | 9954 | -1410 | 66
[29 empty] | 2029 |  | 2026165.0453 | 38.6 | 43.6 | 0 |  |  |  | 25 | 8607 | 10094 | -1487 | 63
[29 empty] | 2030 |  | 2042013.4692 | 38.6 | 43.6 | 0 |  |  |  | 25 | 8668 | 10233 | -1565 | 61
[29 empty] | 2031 |  | 2057453.9955 | 38.6 | 43.6 | 0 |  |  |  | 25 | 8726 | 10370 | -1644 | 58
[29 empty] | 2032 |  | 2072496.3507 | 38.6 | 43.6 | 0 |  |  |  | 25 | 8784 |  |  | 58
[29 empty] | 2033 |  | 2087150.1258 | 38.6 | 43.6 | 0 |  |  |  | 25 | 8839 |  |  | 55
[29 empty] | 2034 |  | 2101421.6559 | 38.6 | 43.6 | 0 |  |  |  | 25 | 8894 |  |  | 55
[29 empty] | 2035 |  | 2115328.1145 | 38.6 | 43.6 | 0 |  |  |  | 25 | 8947 |  |  | 53
[29 empty] | 2036 |  | 2129479.1067 | 38.6 | 43.6 | 0 |  |  |  | 25 | 9001 |  |  | 54
[29 empty] | 2037 |  | 2144498.946 | 38.6 | 43.6 | 0 |  |  |  | 25 | 9058 |  |  | 57
[29 empty] | 2038 |  | 2159476.9616 | 38.6 | 43.6 | 0 |  |  |  | 25 | 9115 |  |  | 57
[29 empty] | 2039 |  | 2174223.2169 | 38.6 | 43.6 | 0 |  |  |  | 25 | 9171 |  |  | 56
[29 empty] | 2040 |  | 2188968.4722 | 38.6 | 43.6 | 0 |  |  |  | 25 | 9227

## Interruptible Forecast
FALL 2013 FORECAST
RETAIL INTERRUPTIBLE/CURTAILABLE DEMAND FORECAST
[18 empty] | 0.92851 | 0.997 | 0.98969 | 1.0912 | 1.0811 | 1.0231 | 1.0472 | 0.99906 | 1.0172 | 0.9562 | 0.96923 | 0.90064
Firm CS is removed
|  | I N T E R R U P T I B L E |  |  |  |  | CURTAILABLE | [7 empty] | TOTAL |  | Recorded IS & CS Coincident Demands (Meter Level) | [13 empty] | @ GENERATOR LEVEL
|  | MW |  |  |  |  | MW | [6 empty] | "Controllable" | IS & CS |  | T O T A L | JAN | FEB | MAR | APR | MAY | JUN | JUL | AUG | SEP | OCT | NOV | DEC | AVG | T O T A L | JAN | FEB | MAR | APR | MAY | JUN | JUL | AUG | SEP | OCT | NOV | DEC | AVG
|  | IS | CUML. | INT. | INT. | @ | CS | @ | CURT. | CURT. | @ |  | @ | TOTAL | @ | Loss | 1996 | 253 | 253 | 253 | 253 | 253 | 253 | 253 | 253 | 253 | 253 | 253 | 253 | 253 | 1996 | 259 | 259 | 259 | 259 | 259 | 259 | 259 | 259 | 259 | 259 | 259 | 259 | 259
| YEAR | ACT. | PHOS. | EXER. | TOTAL | Generator | ACT. | Generator | EXER. | TOTAL | Generator | FIRM | Generator | IS & CS | Generator | Factor | 1997 | 297 | 297 | 297 | 297 | 297 | 297 | 297 | 297 | 297 | 297 | 297 | 297 | 297 | 1997 | 304 | 304 | 304 | 304 | 304 | 304 | 304 | 304 | 304 | 304 | 304 | 304 | 304
| 1985 | 35 |  | 134 | 169 |  | 34 |  | 2.8 | 36.8 |  | 2 |  | 203.8 | 208.7473 | 0.978 | 1998 | 331.4 | 331.6667 | 337.8333 | 345.5 | 335.0667 | 332.9333 | 339.1 | 340.8667 | 339.4333 | 334.7 | 334.8667 | 336.0333 | 336.6167 | 1998 | 339 | 340 | 346 | 354 | 343 | 341 | 347 | 349 | 348 | 343 | 343 | 344 | 344.75
| 1986 | 138.9 |  | 0 | 138.9 |  | 46.2 |  | 0 | 46.2 |  | 2 |  | 183.1 | 187.5448 | 0.9795 | 1999 | 321.6 | 327.7667 | 317.9333 | 308.6 | 307.9667 | 298.2333 | 288.7 | 283.8667 | 275.4333 | 269.3 | 254.1667 | 247.4333 | 291.75 | 1999 | 329 | 336 | 326 | 316 | 315 | 305 | 296 | 291 | 282 | 276 | 260 | 253 | 298.75
| 1987 | 159.8 |  | 0 | 159.8 |  | 45.7 |  | 0 | 45.7 |  | 2 |  | 203.5 | 208.44 | 0.979 | 2000 | 242 | 295 | 327 | 304 | 310 | 274 | 233 | 301 | 307 | 252 | 310 | 226 | 281.75 | 2000 | 248 | 302 | 335 | 311 | 317 | 281 | 239 | 308 | 314 | 258 | 317 | 231 | 288.4167
| 1988 | 175.2 |  | 0 | 175.2 |  | 54.2 |  | 0 | 54.2 |  | 2 |  | 227.4 | 232.9202 | 0.9779 | 2001 | 251.8175 | 307.8986 | 305.9577 | 291.1659 | 304.0352 | 304.2021 | 209.5855 | 274.6078 | 297.7249 | 228.8964 | 322.541 | 248.3953 | 278.9023 | 2001 | 258 | 315 | 313 | 298 | 311 | 312 | 215 | 281 | 305 | 234 | 330 | 254 | 285.5
W | 1989 | 192.2 |  | 0 | 192.2 |  | 45.1 |  | 0 | 45.1 |  | 2 |  | 235.3 | 241.012 | 0.9765 | 2002 | 283.2 | 298.2 | 330.7 | 276.2 | 345 | 282.9 | 297.1 | 261.7 | 246.7 | 246.1 | 317 | 272.4 | 288.1 | 2002 | 290 | 305 | 339 | 283 | 353 | 290 | 304 | 268 | 253 | 252 | 325 | 279 | 295.0833
I | 1990 | 0 |  | 221 | 221 |  | 0 |  | 9.3 | 9.3 |  | 2 |  | 228.3 | 233.8421 | 0.9754 | 2003 | 250.6604 | 238.8392 | 319.6926 | 226.2814 | 266.9125 | 237.6431 | 248.0199 | 270.9204 | 259.0901 | 273.8662 | 307.183 | 232.7305 | 260.9866 | 2003 | 257 | 245 | 328 | 232 | 274 | 244 | 254 | 278 | 266 | 281 | 315 | 239 | 267.75
N | 1991 | 157.1 |  | 0 | 157.1 |  | 42.3 |  | 0 | 42.3 |  | 2 |  | 197.4 | 202.1919 | 0.9764 | 2004 | 298 | 255 | 323 | 252.1801 | 269.483 | 249.733 | 291.7614 | 358.8151 | 298.3219 | 316.3055 | 368.0002 | 286.3516 | 297.246 | 2004 | 305 | 261 | 331 | 258 | 276 | 256 | 299 | 367 | 306 | 324 | 377 | 293 | 304.4167
T | 1992 | 173.6 |  | 0 | 173.6 |  | 50.9 |  | 0 | 50.9 |  | 2 |  | 222.5 | 227.9013 | 0.9763 | 2005 | 299.6446 | 283.6379 | 360.021 | 371.6853 | 303.3758 | 338.2521 | 338.5955 | 341.3931 | 356.754 | 356.7184 | 337.9498 | 306.3986 | 332.8688 | 2005 | 307 | 291 | 369 | 381 | 311 | 346 | 347 | 350 | 365 | 365 | 346 | 314 | 341
E | 1993 | 152.4 |  | 0 | 152.4 |  | 19.5 |  | 0 | 19.5 |  | 2 |  | 169.9 | 174.0244 | 0.9783 | 2006 | 254.3736 | 276.1697 | 323.3709 | 358.7454 | 277.6955 | 323.4686 | 303.2015 | 309.9439 | 289.4392 | 261.4975 | 329.0559 | 300.5292 | 300.6242 | 2006 | 260 | 282 | 331 | 367 | 284 | 331 | 310 | 317 | 296 | 267 | 336 | 307 | 307.3333
R | 1994 | 195.6 |  | 0 | 195.6 |  | 23.1 |  | 0 | 23.1 |  | 2 |  | 216.7 | 221.9605 | 0.9768 | 2007 | 293.7485 | 281.5582 | 286.9764 | 286.0984 | 289.0475 | 256.2031 | 265.8803 | 278.8223 | 297.9423 | 294.2359 | 350.7008 | 335.3265 | 293.045 | 2007 | 301 | 288 | 294 | 293 | 296 | 262 | 272 | 285 | 305 | 301 | 359 | 343 | 299.9167
| 1995 | 214.7 |  | 58 | 272.7 |  | 18.7 |  | 8 | 26.7 |  | 2 |  | 297.4 | 304.6195 | 0.9779 | 2008 | 232.427 | 287.338 | 261.58 | 308.156 | 282.481 | 332.081 | 322.333 | 329.103 | 334.688 | 265.548 | 220.141 | 246.338 | 285.1845 | 2008 | 238 | 294 | 267 | 315 | 289 | 340 | 330 | 337 | 342 | 272 | 225 | 252 | 291.75
| 1996 | 44.7 |  | 210 | 254.7 |  | 5.1 |  | 0 | 5.1 |  | 2 |  | 257.8 | 264.0582 | 0.9782 | 2009 | 229.348 | 259.289 | 216.067 | 268.325 | 300.275 | 245.002 | 309.465 | 243.586 | 242.078 | 231.628 | 232.122 | 132.49 | 242.4729 | 2009 | 234 | 265 | 221 | 274 | 307 | 250 | 316 | 249 | 247 | 237 | 237 | 135 | 247.6667
| 1997 | 288.1 |  | 0 | 288.1 |  | 15.6 |  | 0 | 15.6 |  | 2 |  | 301.7 | 309.0239 | 0.9787 | 2010 | 231.615 | 247.367 | 218.09 | 292.751 | 316.264 | 265.877 | 248.354 | 219.061 | 217.55 | 226.975 | 178.142 | 239.206 | 241.771 | 2010 | 237 | 253 | 223 | 299 | 323 | 272 | 254 | 224 | 222 | 232 | 182 | 244 | 247.0833
| 1998 | 314.8 |  | 0 | 314.8 |  | 24.7 |  | 0 | 24.7 |  | 2 |  | 337.5 | 345.6929 | 0.9809 | 2011 | 251.781 | 251.707 | 285.591 | 240.808 | 272.939 | 222.703 | 234.875 | 226.24 | 254.182 | 257.939 | 248.607 | 194.576 | 245.1623 | 2011 | 257 | 257 | 291 | 245 | 278 | 227 | 239 | 231 | 259 | 263 | 253 | 198 | 249.8333
| 1999 | 26 |  | 266.2 | 292.2 |  | 6.8 |  | 13.1 | 19.9 |  | 2 |  | 310.1 | 317.6278 | 0.9826 | 2012 | 179.725 | 236.042 | 225.548 | 238.004 | 228.686 | 244.807 | 246.355 | 224.81 | 215.711 | 204 | 277.423 | 178.409 | 224.96 | 2012 | 183 | 240 | 230 | 242 | 233 | 249 | 251 | 229 | 220 | 208 | 282 | 182 | 229.0833
| 2000 | 224 |  | 81 | 305 |  | 18.4 |  | 0 | 18.4 |  | 2 |  | 321.4 | 329.2021 | 0.9844 | 2013 | 228.172 | 225.65 | 233.478 | 222.545 | 277.572 | 265.418 | 247.862 | 229.9568 | 234.1249 | 220.0912 | 223.0889 | 207.3025 | 234.6051 | 2013 | 232 | 229 | 237 | 226 | 282 | 270 | 252 | 234 | 238 | 224 | 227 | 211 | 238.5
| 2001 | 60.6 |  | 174 | 234.6 |  | 19.26 |  | 13 | 32.26 |  | 2 |  | 264.86 | 271.2895 |  | 2014 | 227.9819 | 244.7964 | 243.002 | 267.9191 | 265.4487 | 251.1942 | 257.1139 | 245.3044 | 249.7507 | 234.7804 | 237.9781 | 221.1381 | 245.534 | 2014 | 232 | 249 | 247 | 272 | 270 | 255 | 261 | 249 | 254 | 239 | 242 | 225 | 249.5833
| 2002 | 269.9 |  | 0 | 269.9 |  | 15.3 |  | 0 | 15.3 |  | 2 |  | 283.2 | 290.0748 |  | 2015 | 229.839 | 246.7904 | 244.9814 | 270.1015 | 267.6109 | 253.2403 | 259.2082 | 247.3025 | 251.785 | 236.6928 | 239.9166 | 222.9394 | 247.534 | 2015 | 233 | 251 | 249 | 274 | 272 | 257 | 263 | 251 | 256 | 240 | 244 | 226 | 251.3333
| 2003 | 237.4413 |  | 0 | 237.4413 |  | 15.2191 |  | 0 | 15.2191 |  | 2 |  | 250.6604 | 256.7453 |  | 2016 | 228.9104 | 245.7934 | 243.9917 | 269.0103 | 266.5298 | 252.2173 | 258.161 | 246.3035 | 250.7679 | 235.7366 | 238.9473 | 222.0387 | 246.534 | 2016 | 233 | 250 | 248 | 273 | 271 | 256 | 262 | 250 | 255 | 239 | 243 | 226 | 250.5
| 2004 | 296 |  | 0 | 296 |  | 14 |  | 0 | 14 |  | 12 |  | 298 | 305.234 |  | 2017 | 229.839 | 246.7904 | 244.9814 | 270.1015 | 267.6109 | 253.2403 | 259.2082 | 247.3025 | 251.785 | 236.6928 | 239.9166 | 222.9394 | 247.534 | 2017 | 233 | 251 | 249 | 274 | 272 | 257 | 263 | 251 | 256 | 240 | 244 | 226 | 251.3333
| 2005 | 272.5061 |  | 0 | 272.5061 |  | 39.1385 |  | 0 | 39.1385 |  | 12 |  | 299.6446 | 306.9186 |  | 2018 | 236.3386 | 253.7694 | 251.9092 | 277.7397 | 275.1786 | 260.4017 | 266.5383 | 254.296 | 258.9052 | 243.3862 | 246.7012 | 229.2439 | 254.534 | 2018 | 240 | 258 | 256 | 282 | 280 | 265 | 271 | 258 | 263 | 247 | 251 | 233 | 258.6667
| 2006 | 249.6482 |  | 0 | 249.6482 |  | 29.5215 |  | 0 | 29.5215 |  | 3 |  | 276.1697 | 282.8738 |  | 2019 | 279.0502 | 299.6312 | 297.4348 | 327.9334 | 324.9096 | 307.4621 | 314.7078 | 300.253 | 305.6952 | 287.3716 | 291.2856 | 270.6734 | 300.534 | 2019 | 283 | 304 | 302 | 333 | 330 | 312 | 320 | 305 | 311 | 292 | 296 | 275 | 305.25
| 2007 | 266.5202 |  | 54 | 320.5202 |  | 25.038 |  | 0 | 25.038 |  | 1 |  | 344.5582 | 352.7418 |  | 2020 | 299.4776 | 321.5651 | 319.208 | 351.9392 | 348.6939 | 329.9693 | 337.7454 | 322.2324 | 328.073 | 308.4081 | 312.6086 | 290.4875 | 322.534 | 2020 | 304 | 327 | 324 | 358 | 354 | 335 | 343 | 327 | 333 | 313 | 318 | 295 | 327.5833
| 2008 | 218.732 |  | 46.8282 | 265.5602 |  | 14.695 |  | 5.5578 | 20.2528 |  | 1 |  | 284.813 | 291.5776 |  | 2021 | 300.4061 | 322.5621 | 320.1977 | 353.0303 | 349.775 | 330.9923 | 338.7925 | 323.2315 | 329.0902 | 309.3643 | 313.5778 | 291.3881 | 323.534 | 2021 | 305 | 328 | 325 | 359 | 355 | 336 | 344 | 328 | 334 | 314 | 319 | 296 | 328.5833
| 2009 | 238.408 |  | 0 | 238.408 |  | 21.881 |  | 0 | 21.881 |  | 1 |  | 259.289 | 265.0675 |  | 2022 | 300.4061 | 322.5621 | 320.1977 | 353.0303 | 349.775 | 330.9923 | 338.7925 | 323.2315 | 329.0902 | 309.3643 | 313.5778 | 291.3881 | 323.534 | 2022 | 305 | 328 | 325 | 359 | 355 | 336 | 344 | 328 | 334 | 314 | 319 | 296 | 328.5833
| 2010 | 26.299 |  | 208.4207 | 234.7197 |  | 3.316 |  | 10.2176 | 13.5336 |  | 1 |  | 247.2534 | 252.6345 |  | 2023 | 300.4061 | 322.5621 | 320.1977 | 353.0303 | 349.775 | 330.9923 | 338.7925 | 323.2315 | 329.0902 | 309.3643 | 313.5778 | 291.3881 | 323.534 | 2023 | 305 | 328 | 325 | 359 | 355 | 336 | 344 | 328 | 334 | 314 | 319 | 296 | 328.5833
| 2011 | 245.802 |  | 0 | 245.802 |  | 6.979 |  | 0 | 6.979 |  | 1 |  | 251.781 | 256.6837 |  | 2024 | 299.4776 | 321.5651 | 319.208 | 351.9392 | 348.6939 | 329.9693 | 337.7454 | 322.2324 | 328.073 | 308.4081 | 312.6086 | 290.4875 | 322.534 | 2024 | 304 | 327 | 324 | 358 | 354 | 335 | 343 | 327 | 333 | 313 | 318 | 295 | 327.5833
| 2012 | 175.226 |  | 0 | 175.226 |  | 5.499 |  | 0 | 5.499 |  | 1 |  | 179.725 | 182.9076 |  | 2025 | 300.4061 | 322.5621 | 320.1977 | 353.0303 | 349.775 | 330.9923 | 338.7925 | 323.2315 | 329.0902 | 309.3643 | 313.5778 | 291.3881 | 323.534 | 2025 | 305 | 328 | 325 | 359 | 355 | 336 | 344 | 328 | 334 | 314 | 319 | 296 | 328.5833
| 2013 | 227.534 |  | 0 | 227.534 |  | 1.638 |  | 2 | 3.638 |  | 1 |  | 230.172 | 233.8196 |  | 2026 | 300.4061 | 322.5621 | 320.1977 | 353.0303 | 349.775 | 330.9923 | 338.7925 | 323.2315 | 329.0902 | 309.3643 | 313.5778 | 291.3881 | 323.534 | 2026 | 305 | 328 | 325 | 359 | 355 | 336 | 344 | 328 | 334 | 314 | 319 | 296 | 328.5833
| 2014 | 237.534 | 3 |  | 240.534 | 244.7934 | 5 | 5.0885 |  | 5 | 5.0885 |  | 1 | 245.534 | 248.8819 |  | 2027 | 300.4061 | 322.5621 | 320.1977 | 353.0303 | 349.775 | 330.9923 | 338.7925 | 323.2315 | 329.0902 | 309.3643 | 313.5778 | 291.3881 | 323.534 | 2027 | 305 | 328 | 325 | 359 | 355 | 336 | 344 | 328 | 334 | 314 | 319 | 296 | 328.5833
| 2015 | 237.534 | 5 |  | 242.534 | 246.8288 | 5 | 5.0885 |  | 5 | 5.0885 |  | 1 | 247.534 | 250.9174 |  | 2028 | 299.4776 | 321.5651 | 319.208 | 351.9392 | 348.6939 | 329.9693 | 337.7454 | 322.2324 | 328.073 | 308.4081 | 312.6086 | 290.4875 | 322.534 | 2028 | 304 | 327 | 324 | 358 | 354 | 335 | 343 | 327 | 333 | 313 | 318 | 295 | 327.5833
| 2016 | 237.534 | 4 |  | 241.534 | 245.8111 | 5 | 5.0885 |  | 5 | 5.0885 |  | 1 | 246.534 | 249.8997 |  | 2029 | 300.4061 | 322.5621 | 320.1977 | 353.0303 | 349.775 | 330.9923 | 338.7925 | 323.2315 | 329.0902 | 309.3643 | 313.5778 | 291.3881 | 323.534 | 2029 | 305 | 328 | 325 | 359 | 355 | 336 | 344 | 328 | 334 | 314 | 319 | 296 | 328.5833
| 2017 | 237.534 | 5 |  | 242.534 | 246.8288 | 5 | 5.0885 |  | 5 | 5.0885 |  | 1 | 247.534 | 250.9174 |  | 2030 | 300.4061 | 322.5621 | 320.1977 | 353.0303 | 349.775 | 330.9923 | 338.7925 | 323.2315 | 329.0902 | 309.3643 | 313.5778 | 291.3881 | 323.534 | 2030 | 305 | 328 | 325 | 359 | 355 | 336 | 344 | 328 | 334 | 314 | 319 | 296 | 328.5833
| 2018 | 237.534 | 12 |  | 249.534 | 253.9528 | 5 | 5.0885 |  | 5 | 5.0885 |  | 1 | 254.534 | 258.0413 |  | 2031 | 285.5498 | 306.6102 | 304.3627 | 335.5716 | 332.4773 | 314.6235 | 322.0379 | 307.2464 | 312.8154 | 294.065 | 298.0702 | 276.9779 | 307.534 | 2031 | 290 | 311 | 309 | 341 | 338 | 320 | 327 | 312 | 318 | 299 | 303 | 281 | 312.4167
| 2019 | 237.534 | 58 |  | 295.534 | 300.7674 | 5 | 5.0885 |  | 5 | 5.0885 |  | 1 | 300.534 | 304.8559 |  | 2032 | 271.6221 | 291.6552 | 289.5173 | 319.2041 | 316.2607 | 299.2777 | 306.3305 | 292.2605 | 297.5578 | 279.722 | 283.5318 | 263.4683 | 292.534 | 2032 | 276 | 296 | 294 | 324 | 321 | 304 | 311 | 297 | 302 | 284 | 288 | 268 | 297.0833
| 2020 | 237.534 | 80 |  | 317.534 | 323.1569 | 5 | 5.0885 |  | 5 | 5.0885 |  | 1 | 322.534 | 327.2455 |  | 2033 | 271.6221 | 291.6552 | 289.5173 | 319.2041 | 316.2607 | 299.2777 | 306.3305 | 292.2605 | 297.5578 | 279.722 | 283.5318 | 263.4683 | 292.534 | 2033 | 276 | 296 | 294 | 324 | 321 | 304 | 311 | 297 | 302 | 284 | 288 | 268 | 297.0833
| 2021 | 237.534 | 81 |  | 318.534 | 324.1746 | 5 | 5.0885 |  | 5 | 5.0885 |  | 1 | 323.534 | 328.2632 |  | 2034 | 271.6221 | 291.6552 | 289.5173 | 319.2041 | 316.2607 | 299.2777 | 306.3305 | 292.2605 | 297.5578 | 279.722 | 283.5318 | 263.4683 | 292.534 | 2034 | 276 | 296 | 294 | 324 | 321 | 304 | 311 | 297 | 302 | 284 | 288 | 268 | 297.0833
| 2022 | 237.534 | 81 |  | 318.534 | 324.1746 | 5 | 5.0885 |  | 5 | 5.0885 |  | 1 | 323.534 | 328.2632 |  | 2035 | 271.6221 | 291.6552 | 289.5173 | 319.2041 | 316.2607 | 299.2777 | 306.3305 | 292.2605 | 297.5578 | 279.722 | 283.5318 | 263.4683 | 292.534 | 2035 | 276 | 296 | 294 | 324 | 321 | 304 | 311 | 297 | 302 | 284 | 288 | 268 | 297.0833
| 2023 | 237.534 | 81 |  | 318.534 | 324.1746 | 5 | 5.0885 |  | 5 | 5.0885 |  | 1 | 323.534 | 328.2632 |  | 2036 | 271.6221 | 291.6552 | 289.5173 | 319.2041 | 316.2607 | 299.2777 | 306.3305 | 292.2605 | 297.5578 | 279.722 | 283.5318 | 263.4683 | 292.534 | 2036 | 276 | 296 | 294 | 324 | 321 | 304 | 311 | 297 | 302 | 284 | 288 | 268 | 297.0833
| 2024 | 237.534 | 80 |  | 317.534 | 323.1569 | 5 | 5.0885 |  | 5 | 5.0885 |  | 1 | 322.534 | 327.2455 |  | 2037 | 271.6221 | 291.6552 | 289.5173 | 319.2041 | 316.2607 | 299.2777 | 306.3305 | 292.2605 | 297.5578 | 279.722 | 283.5318 | 263.4683 | 292.534 | 2037 | 276 | 296 | 294 | 324 | 321 | 304 | 311 | 297 | 302 | 284 | 288 | 268 | 297.0833
| 2025 | 237.534 | 81 |  | 318.534 | 324.1746 | 5 | 5.0885 |  | 5 | 5.0885 |  | 1 | 323.534 | 328.2632 |  | 2038 | 271.6221 | 291.6552 | 289.5173 | 319.2041 | 316.2607 | 299.2777 | 306.3305 | 292.2605 | 297.5578 | 279.722 | 283.5318 | 263.4683 | 292.534 | 2038 | 276 | 296 | 294 | 324 | 321 | 304 | 311 | 297 | 302 | 284 | 288 | 268 | 297.0833
| 2026 | 237.534 | 81 |  | 318.534 | 324.1746 | 5 | 5.0885 |  | 5 | 5.0885 |  | 1 | 323.534 | 328.2632 |  | 2039 | 271.6221 | 291.6552 | 289.5173 | 319.2041 | 316.2607 | 299.2777 | 306.3305 | 292.2605 | 297.5578 | 279.722 | 283.5318 | 263.4683 | 292.534 | 2039 | 276 | 296 | 294 | 324 | 321 | 304 | 311 | 297 | 302 | 284 | 288 | 268 | 297.0833
| 2027 | 237.534 | 81 |  | 318.534 | 324.1746 | 5 | 5.0885 |  | 5 | 5.0885 |  | 1 | 323.534 | 328.2632 |  | 2040 | 271.6221 | 291.6552 | 289.5173 | 319.2041 | 316.2607 | 299.2777 | 306.3305 | 292.2605 | 297.5578 | 279.722 | 283.5318 | 263.4683 | 292.534 | 2040 | 276 | 296 | 294 | 324 | 321 | 304 | 311 | 297 | 302 | 284 | 288 | 268 | 297.0833
| 2028 | 237.534 | 80 |  | 317.534 | 323.1569 | 5 | 5.0885 |  | 5 | 5.0885 |  | 1 | 322.534 | 327.2455
| 2029 | 237.534 | 81 |  | 318.534 | 324.1746 | 5 | 5.0885 |  | 5 | 5.0885 |  | 1 | 323.534 | 328.2632
| 2030 | 237.534 | 81 |  | 318.534 | 324.1746 | 5 | 5.0885 |  | 5 | 5.0885 |  | 1 | 323.534 | 328.2632
| 2031 | 237.534 | 65 |  | 302.534 | 307.8913 | 5 | 5.0885 |  | 5 | 5.0885 |  | 1 | 307.534 | 311.9798
| 2032 | 237.534 | 50 |  | 287.534 | 292.6257 | 5 | 5.0885 |  | 5 | 5.0885 |  | 1 | 292.534 | 296.7142 |  |  |  | 0.93187 | 1.1736 | 0.95175 | 1.0023 | 0.93296 | 0.99199 | 1.0441 | 0.98899 | 1.0113 | 1.1409 | 0.9381
| 2033 | 237.534 | 50 |  | 287.534 | 292.6257 | 5 | 5.0885 |  | 5 | 5.0885 |  | 1 | 292.534 | 296.7142 |  | Meter Level
| 2034 | 237.534 | 50 |  | 287.534 | 292.6257 | 5 | 5.0885 |  | 5 | 5.0885 |  | 1 | 292.534 | 296.7142 |  | Total IS MW w/ Phos growth in projected period | bar: JAN to APR
| 2035 | 237.534 | 50 |  | 287.534 | 292.6257 | 5 | 5.0885 |  | 5 | 5.0885 |  | 1 | 292.534 | 296.7142 |  | I S | JAN | FEB | MAR | APR | MAY | JUN | JUL | AUG | SEP | OCT | NOV | DEC
| 2036 | 237.534 | 50 |  | 287.534 | 292.6257 | 5 | 5.0885 |  | 5 | 5.0885 |  | 1 | 292.534 | 296.7142 |  | 1998 | 314.8 | 314.9667 | 315.1333 | 315.3 | 315.4667 | 315.6333 | 315.8 | 315.9667 | 316.1333 | 316.3 | 316.4667 | 316.6333
| 2037 | 237.534 | 50 |  | 287.534 | 292.6257 | 5 | 5.0885 |  | 5 | 5.0885 |  | 1 | 292.534 | 296.7142 |  | 1999 | 316.8 | 309.0667 | 301.3333 | 293.6 | 285.8667 | 278.1333 | 270.4 | 262.6667 | 254.9333 | 247.2 | 239.4667 | 231.7333
| 2038 | 237.534 | 50 |  | 287.534 | 292.6257 | 5 | 5.0885 |  | 5 | 5.0885 |  | 1 | 292.534 | 296.7142 |  | 2000 | 226 | 284 | 311 | 288 | 294 | 266 | 217 | 282 | 289 | 233 | 289 | 212
| 2039 | 237.534 | 50 |  | 287.534 | 292.6257 | 5 | 5.0885 |  | 5 | 5.0885 |  | 1 | 292.534 | 296.7142 |  | 2001 | 60.5575 | 290.4134 | 287.6691 | 266.5217 | 283.3171 | 277.7518 | 189.8802 | 255.2064 | 279.0336 | 201.907 | 302.3078 | 233.3006
| 2040 | 237.534 | 50 |  | 287.534 | 292.6257 | 5 | 5.0885 |  | 5 | 5.0885 |  | 1 | 292.534 | 296.7142 |  | 2002 | 269.9 | 277.5 | 312.6 | 257 | 318.6 | 258.1 | 273.2 | 237 | 226.5 | 221.8 | 295.3 | 248.2
[17 empty] | 2003 | 237.4413 | 218.4726 | 291.396 | 206.2436 | 241.5788 | 216.9824 | 235.4989 | 252.6712 | 242.8057 | 256.8788 | 291.4952 | 223.0153
[17 empty] | 2004 | 296 | 253 | 320 | 221.7648 | 249.8881 | 220.8374 | 260.6542 | 329.0407 | 271.8166 | 287.2774 | 332.1959 | 250.9035
[17 empty] | 2005 | 272.5061 | 253.5778 | 338.574 | 338.9279 | 268.2386 | 307.8013 | 297.8726 | 304.585 | 322.8778 | 322.0817 | 308.4775 | 287.1358
[17 empty] | 2006 | 226.02 | 249.6482 | 300.0576 | 335.6309 | 256.8969 | 302.9173 | 276.4013 | 290.1165 | 266.8539 | 238.5531 | 303.8202 | 284.4134
[17 empty] | 2007 | 266.3325 | 266.5202 | 264.5467 | 265.3431 | 269.6301 | 240.0211 | 246.2918 | 259.5039 | 278.0629 | 275.0541 | 328.9088 | 321.6771
[17 empty] | 2008 | 218.732 | 272.285 | 240.28 | 286.799 | 259.333 | 307.217 | 298.065 | 307.217 | 313.293 | 243.704 | 202.415 | 228.573
[17 empty] | 2009 | 217.796 | 238.408 | 199.683 | 245.186 | 274.83 | 224.194 | 296.624 | 227.836 | 227.586 | 213.91 | 220.385 | 119.368
[17 empty] | 2010 | 26.299 | 234.26 | 202.447 | 278.865 | 301.047 | 256.472 | 235.276 | 203.047 | 201.764 | 214.136 | 169.04 | 182.876
[17 empty] | 2011 | 245.802 | 245.639 | 275.671 | 231.101 | 266.953 | 212.304 | 226.47 | 221.14 | 248.005 | 251.555 | 242.078 | 188.659
[17 empty] | 2012 | 175.226 | 229.644 | 221.464 | 233.904 | 222.959 | 233.459 | 242.498 | 221.712 | 212.341 | 201.092 | 261.979 | 177.898
[17 empty] | 2013 | 227.534 | 224.243 | 229.711 | 216.373 | 270.63 | 255.753 | 238.752 | 237.5709 | 237.5709 | 237.5709 | 237.5709 | 237.5709
[17 empty] | 2014 | 240.534 | 240.534 | 240.534 | 240.534 | 240.534 | 240.534 | 240.534 | 240.534 | 240.534 | 240.534 | 240.534 | 240.534
[17 empty] | 2015 | 242.534 | 242.534 | 242.534 | 242.534 | 242.534 | 242.534 | 242.534 | 242.534 | 242.534 | 242.534 | 242.534 | 242.534
[17 empty] | 2016 | 241.534 | 241.534 | 241.534 | 241.534 | 241.534 | 241.534 | 241.534 | 241.534 | 241.534 | 241.534 | 241.534 | 241.534
[17 empty] | 2017 | 242.534 | 242.534 | 242.534 | 242.534 | 242.534 | 242.534 | 242.534 | 242.534 | 242.534 | 242.534 | 242.534 | 242.534
[17 empty] | 2018 | 249.534 | 249.534 | 249.534 | 249.534 | 249.534 | 249.534 | 249.534 | 249.534 | 249.534 | 249.534 | 249.534 | 249.534
[17 empty] | 2019 | 295.534 | 295.534 | 295.534 | 295.534 | 295.534 | 295.534 | 295.534 | 295.534 | 295.534 | 295.534 | 295.534 | 295.534
[17 empty] | 2020 | 317.534 | 317.534 | 317.534 | 317.534 | 317.534 | 317.534 | 317.534 | 317.534 | 317.534 | 317.534 | 317.534 | 317.534
[17 empty] | 2021 | 318.534 | 318.534 | 318.534 | 318.534 | 318.534 | 318.534 | 318.534 | 318.534 | 318.534 | 318.534 | 318.534 | 318.534
[17 empty] | 2022 | 318.534 | 318.534 | 318.534 | 318.534 | 318.534 | 318.534 | 318.534 | 318.534 | 318.534 | 318.534 | 318.534 | 318.534
[17 empty] | 2023 | 318.534 | 318.534 | 318.534 | 318.534 | 318.534 | 318.534 | 318.534 | 318.534 | 318.534 | 318.534 | 318.534 | 318.534
[17 empty] | 2024 | 317.534 | 317.534 | 317.534 | 317.534 | 317.534 | 317.534 | 317.534 | 317.534 | 317.534 | 317.534 | 317.534 | 317.534
[17 empty] | 2025 | 318.534 | 318.534 | 318.534 | 318.534 | 318.534 | 318.534 | 318.534 | 318.534 | 318.534 | 318.534 | 318.534 | 318.534
[17 empty] | 2026 | 318.534 | 318.534 | 318.534 | 318.534 | 318.534 | 318.534 | 318.534 | 318.534 | 318.534 | 318.534 | 318.534 | 318.534
[17 empty] | 2027 | 318.534 | 318.534 | 318.534 | 318.534 | 318.534 | 318.534 | 318.534 | 318.534 | 318.534 | 318.534 | 318.534 | 318.534
[17 empty] | 2028 | 317.534 | 317.534 | 317.534 | 317.534 | 317.534 | 317.534 | 317.534 | 317.534 | 317.534 | 317.534 | 317.534 | 317.534
[17 empty] | 2029 | 318.534 | 318.534 | 318.534 | 318.534 | 318.534 | 318.534 | 318.534 | 318.534 | 318.534 | 318.534 | 318.534 | 318.534
[17 empty] | 2030 | 318.534 | 318.534 | 318.534 | 318.534 | 318.534 | 318.534 | 318.534 | 318.534 | 318.534 | 318.534 | 318.534 | 318.534
[17 empty] | 2031 | 302.534 | 302.534 | 302.534 | 302.534 | 302.534 | 302.534 | 302.534 | 302.534 | 302.534 | 302.534 | 302.534 | 302.534
[17 empty] | 2032 | 287.534 | 287.534 | 287.534 | 287.534 | 287.534 | 287.534 | 287.534 | 287.534 | 287.534 | 287.534 | 287.534 | 287.534
[17 empty] | 2033 | 287.534 | 287.534 | 287.534 | 287.534 | 287.534 | 287.534 | 287.534 | 287.534 | 287.534 | 287.534 | 287.534 | 287.534
[17 empty] | 2034 | 287.534 | 287.534 | 287.534 | 287.534 | 287.534 | 287.534 | 287.534 | 287.534 | 287.534 | 287.534 | 287.534 | 287.534
[17 empty] | 2035 | 287.534 | 287.534 | 287.534 | 287.534 | 287.534 | 287.534 | 287.534 | 287.534 | 287.534 | 287.534 | 287.534 | 287.534
[17 empty] | 2036 | 287.534 | 287.534 | 287.534 | 287.534 | 287.534 | 287.534 | 287.534 | 287.534 | 287.534 | 287.534 | 287.534 | 287.534
[17 empty] | 2037 | 287.534 | 287.534 | 287.534 | 287.534 | 287.534 | 287.534 | 287.534 | 287.534 | 287.534 | 287.534 | 287.534 | 287.534
[17 empty] | 2038 | 287.534 | 287.534 | 287.534 | 287.534 | 287.534 | 287.534 | 287.534 | 287.534 | 287.534 | 287.534 | 287.534 | 287.534
[17 empty] | 2039 | 287.534 | 287.534 | 287.534 | 287.534 | 287.534 | 287.534 | 287.534 | 287.534 | 287.534 | 287.534 | 287.534 | 287.534
[17 empty] | 2040 | 287.534 | 287.534 | 287.534 | 287.534 | 287.534 | 287.534 | 287.534 | 287.534 | 287.534 | 287.534 | 287.534 | 287.534
Buckeye Self Service increase = +10MW on 1/2012 means drop in CS load.
[17 empty] | C S | JAN | FEB | MAR | APR | MAY | JUN | JUL | AUG | SEP | OCT | NOV | DEC
[17 empty] | 1998 | 18.6 | 18.7 | 24.7 | 32.2 | 21.6 | 19.3 | 25.3 | 26.9 | 25.3 | 20.4 | 20.4 | 21.4
[17 empty] | 1999 | 6.8 | 20.7 | 18.6 | 17 | 24.1 | 22.1 | 20.3 | 23.2 | 22.5 | 24.1 | 16.7 | 17.7
[17 empty] | 2000 | 18 | 13 | 18 | 18 | 18 | 10 | 18 | 21 | 20 | 21 | 23 | 16
[17 empty] | 2001 | 19.26 | 19.4851 | 20.2886 | 26.6442 | 22.7181 | 28.4503 | 21.7052 | 21.4014 | 20.6913 | 28.9895 | 22.2332 | 17.0946
[17 empty] | 2002 | 15.3 | 22.7 | 20.1 | 21.2 | 28.4 | 26.8 | 25.9 | 26.7 | 22.2 | 26.3 | 23.7 | 26.2
[17 empty] | 2003 | 15.2191 | 22.3667 | 30.2966 | 22.0378 | 27.3337 | 22.6607 | 14.521 | 20.2492 | 18.2844 | 18.9875 | 17.6878 | 11.7153
[17 empty] | 2004 | 14 | 14 | 15 | 42.4152 | 31.5949 | 40.8955 | 43.1072 | 41.7743 | 38.5053 | 41.0281 | 47.8043 | 47.4481
[17 empty] | 2005 | 39.1385 | 42.0601 | 33.447 | 44.7574 | 47.1372 | 42.4507 | 52.7229 | 48.8081 | 45.8762 | 46.6367 | 41.4723 | 31.2628
[17 empty] | 2006 | 31.3536 | 29.5215 | 26.3133 | 26.1144 | 23.7986 | 23.5513 | 29.8002 | 22.8274 | 25.5853 | 25.9444 | 28.2356 | 19.1157
[17 empty] | 2007 | 28.4159 | 16.038 | 23.4296 | 21.7553 | 20.4174 | 17.182 | 20.5884 | 20.3184 | 20.8794 | 20.1819 | 22.792 | 14.6494
[17 empty] | 2008 | 14.695 | 16.053 | 22.3 | 22.357 | 24.148 | 25.864 | 25.268 | 22.886 | 22.395 | 22.844 | 18.726 | 18.765
[17 empty] | 2009 | 12.552 | 21.881 | 17.384 | 24.139 | 26.445 | 21.808 | 13.841 | 16.75 | 15.492 | 18.718 | 12.737 | 14.122
[17 empty] | 2010 | 3.316 | 14.107 | 16.643 | 14.886 | 16.217 | 10.405 | 14.078 | 17.014 | 16.786 | 13.839 | 10.102 | 13.33
[17 empty] | 2011 | 6.979 | 7.068 | 10.92 | 10.707 | 6.986 | 11.399 | 9.405 | 6.1 | 7.177 | 7.384 | 7.529 | 6.917
[17 empty] | 2012 | 5.499 | 7.398 | 5.084 | 5.1 | 6.727 | 12.348 | 4.857 | 4.098 | 4.37 | 3.908 | 16.444 | 1.511
[17 empty] | 2013 | 1.638 | 2.407 | 4.767 | 7.172 | 7.942 | 10.665 | 10.11 | 6.3859 | 6.3859 | 6.3859 | 6.3859 | 6.3859
[17 empty] | 2014 | 5 | 5 | 5 | 5 | 5 | 5 | 5 | 5 | 5 | 5 | 5 | 5
[17 empty] | 2015 | 5 | 5 | 5 | 5 | 5 | 5 | 5 | 5 | 5 | 5 | 5 | 5
[17 empty] | 2016 | 5 | 5 | 5 | 5 | 5 | 5 | 5 | 5 | 5 | 5 | 5 | 5
[17 empty] | 2017 | 5 | 5 | 5 | 5 | 5 | 5 | 5 | 5 | 5 | 5 | 5 | 5
[17 empty] | 2018 | 5 | 5 | 5 | 5 | 5 | 5 | 5 | 5 | 5 | 5 | 5 | 5
[17 empty] | 2019 | 5 | 5 | 5 | 5 | 5 | 5 | 5 | 5 | 5 | 5 | 5 | 5
[17 empty] | 2020 | 5 | 5 | 5 | 5 | 5 | 5 | 5 | 5 | 5 | 5 | 5 | 5
[17 empty] | 2021 | 5 | 5 | 5 | 5 | 5 | 5 | 5 | 5 | 5 | 5 | 5 | 5
[17 empty] | 2022 | 5 | 5 | 5 | 5 | 5 | 5 | 5 | 5 | 5 | 5 | 5 | 5
[17 empty] | 2023 | 5 | 5 | 5 | 5 | 5 | 5 | 5 | 5 | 5 | 5 | 5 | 5
[17 empty] | 2024 | 5 | 5 | 5 | 5 | 5 | 5 | 5 | 5 | 5 | 5 | 5 | 5
[17 empty] | 2025 | 5 | 5 | 5 | 5 | 5 | 5 | 5 | 5 | 5 | 5 | 5 | 5
[17 empty] | 2026 | 5 | 5 | 5 | 5 | 5 | 5 | 5 | 5 | 5 | 5 | 5 | 5
[17 empty] | 2027 | 5 | 5 | 5 | 5 | 5 | 5 | 5 | 5 | 5 | 5 | 5 | 5
[17 empty] | 2028 | 5 | 5 | 5 | 5 | 5 | 5 | 5 | 5 | 5 | 5 | 5 | 5
[17 empty] | 2029 | 5 | 5 | 5 | 5 | 5 | 5 | 5 | 5 | 5 | 5 | 5 | 5
[17 empty] | 2030 | 5 | 5 | 5 | 5 | 5 | 5 | 5 | 5 | 5 | 5 | 5 | 5
[17 empty] | 2031 | 5 | 5 | 5 | 5 | 5 | 5 | 5 | 5 | 5 | 5 | 5 | 5
[17 empty] | 2032 | 5 | 5 | 5 | 5 | 5 | 5 | 5 | 5 | 5 | 5 | 5 | 5
[17 empty] | 2033 | 5 | 5 | 5 | 5 | 5 | 5 | 5 | 5 | 5 | 5 | 5 | 5
[17 empty] | 2034 | 5 | 5 | 5 | 5 | 5 | 5 | 5 | 5 | 5 | 5 | 5 | 5
[17 empty] | 2035 | 5 | 5 | 5 | 5 | 5 | 5 | 5 | 5 | 5 | 5 | 5 | 5
[17 empty] | 2036 | 5 | 5 | 5 | 5 | 5 | 5 | 5 | 5 | 5 | 5 | 5 | 5
[17 empty] | 2037 | 5 | 5 | 5 | 5 | 5 | 5 | 5 | 5 | 5 | 5 | 5 | 5
[17 empty] | 2038 | 5 | 5 | 5 | 5 | 5 | 5 | 5 | 5 | 5 | 5 | 5 | 5
[17 empty] | 2039 | 5 | 5 | 5 | 5 | 5 | 5 | 5 | 5 | 5 | 5 | 5 | 5
[17 empty] | 2040 | 5 | 5 | 5 | 5 | 5 | 5 | 5 | 5 | 5 | 5 | 5 | 5
[17 empty] | Cummulative Change in Projected Phosphate IS Load | [13 empty] | @ Meter | Adjusted for Billing Lag
[17 empty] | P H O S | JAN | FEB | MAR | APR | MAY | JUN | JUL | AUG | SEP | OCT | NOV | DEC |  | P H O S | JAN | FEB | MAR | APR | MAY | JUN | JUL | AUG | SEP | OCT | NOV | DEC |  | NONPHOS IS | JAN | FEB | MAR | APR | MAY | JUN | JUL | AUG | SEP | OCT | NOV | DEC
[17 empty] | 1998 | [13 empty] | 1998 | [13 empty] | 1998
[17 empty] | 1999 | [13 empty] | 1999 | [13 empty] | 1999
[17 empty] | 2000 | [13 empty] | 2000 | [13 empty] | 2000
[17 empty] | 2001 | [13 empty] | 2001 | [13 empty] | 2001
[17 empty] | 2002 | [13 empty] | 2002 | [13 empty] | 2002
[17 empty] | 2003 | [13 empty] | 2003 | [13 empty] | 2003
[17 empty] | 2004 | [13 empty] | 2004 | [13 empty] | 2004
[17 empty] | 2005 | [13 empty] | 2005 | 194 | 206 | 231 | 200 | 231 | 223 | 211 | 229 | 234 | 237 | 233 | 239 |  | 2005 | 78.5061 | 47.5778 | 107.574 | 138.9279 | 37.2386 | 84.8013 | 86.8726 | 75.585 | 88.8778 | 85.0817 | 75.4775 | 48.1358
[17 empty] | 2006 | [13 empty] | 2006 | 206 | 248 | 231 | 241 | 263 | 193 | 197 | 227 | 186 | 165 | 178 | 147 |  | 2006 | 20.02 | 1.6482 | 69.0576 | 94.6309 | -6.1031 | 109.9173 | 79.4013 | 63.1165 | 80.8539 | 73.553 | 125.8203 | 137.4134
[17 empty] | 2007 | JAN: 201 |  | 2007 | 192 | 163 | 185 | 162 | 163 | 179 | 166 | 177 | 148 | 200 | 245 | 186 |  | 2007 | 74.3325 | 103.5202 | 79.5468 | 103.3431 | 106.6301 | 61.0211 | 80.2918 | 82.5039 | 130.0629 | 75.0541 | 83.9088 | 135.6771
[17 empty] | 2008 | [13 empty] | 2008 | 128 | 204 | 192 | 269 | 207 | 202 | 198 | 166 | 255 | 279 | 122 | 191 |  | 2008 | 90.732 | 68.285 | 48.28 | 17.799 | 52.333 | 105.217 | 100.065 | 141.217 | 58.293 | -35.296 | 80.415 | 37.573
[17 empty] | 2009 | [13 empty] | 2009 | 149 | 194 | 183 | 175 | 174 | 186 | 163 | 164 | 144 | 186 | 159 | 159 |  | 2009 | 68.796 | 44.408 | 16.683 | 70.186 | 100.83 | 38.194 | 133.624 | 63.836 | 83.586 | 27.91 | 61.385 | -39.632
[17 empty] | 2010 | [13 empty] | 2010 | 154 | 170 | 202 | 210 | 179 | 174 | 164 | 149 | 140 | 126 | 134 | 135 |  | 2010 | -127.701 | 64.26 | 0.447 | 68.865 | 122.047 | 82.472 | 71.276 | 54.047 | 61.764 | 88.136 | 35.04 | 47.876
[17 empty] | 2011 | 190 | 185 | 177 | 164 | 219 | 172 | 173 | 178 | 176 | 186 | 181 | 169 |  | 2011 | 190 | 185 | 177 | 164 | 219 | 172 | 173 | 178 | 176 | 186 | 181 | 169 |  | 2011 | 55.802 | 60.639 | 98.671 | 67.101 | 47.953 | 40.304 | 53.47 | 43.14 | 72.005 | 65.555 | 61.078 | 19.659
[17 empty] | 2012 | 164 | 170 | 172 | 169 | 164 | 177 | 189 | 166 | 173 | 157 | 168 | 186 |  | 2012 | 164 | 170 | 172 | 169 | 164 | 177 | 189 | 166 | 173 | 157 | 168 | 186 |  | 2012 | 11.226 | 59.644 | 49.464 | 64.904 | 58.959 | 56.459 | 53.498 | 55.712 | 39.341 | 44.092 | 93.979 | -8.102
[17 empty] | 2013 | 171 | 176 | 170 | 174 | 182 | 172 | 184 | 177 | 178 | 176 | 176 | 176 |  | 2013 | 176 | 170 | 174 | 182 | 172 | 184 | 177 | 178 | 176.625 | 176.625 | 176.625 | 176.625 |  | 2013 | 51.534 | 54.243 | 55.711 | 34.373 | 98.63 | 71.753 | 61.752 | 59.5709 | 60.9459 | 60.9459 | 60.9459 | 60.9459
[17 empty] | 2014 | 3 | 3 | 3 | 3 | 3 | 3 | 3 | 3 | 3 | 3 | 3 | 3 |  | 2014 | 168 | 168 | 168 | 168 | 168 | 168 | 168 | 168 | 168 | 168 | 168 | 168 |  | 2014 | 72.534 | 72.534 | 72.534 | 72.534 | 72.534 | 72.534 | 72.534 | 72.534 | 72.534 | 72.534 | 72.534 | 72.534
[17 empty] | 2015 | 13 | 13 | 13 | 13 | 13 | 13 | 13 | 13 | 13 | 13 | 13 | 13 |  | 2015 | 187 | 187 | 187 | 187 | 187 | 187 | 187 | 187 | 187 | 187 | 187 | 187 |  | 2015 | 55.534 | 55.534 | 55.534 | 55.534 | 55.534 | 55.534 | 55.534 | 55.534 | 55.534 | 55.534 | 55.534 | 55.534
[17 empty] | 2016 | 12 | 12 | 12 | 12 | 12 | 12 | 12 | 12 | 12 | 12 | 12 | 12 |  | 2016 | 186 | 186 | 186 | 186 | 186 | 186 | 186 | 186 | 186 | 186 | 186 | 186 |  | 2016 | 55.534 | 55.534 | 55.534 | 55.534 | 55.534 | 55.534 | 55.534 | 55.534 | 55.534 | 55.534 | 55.534 | 55.534
[17 empty] | 2017 | 13 | 13 | 13 | 13 | 13 | 13 | 13 | 13 | 13 | 13 | 13 | 13 |  | 2017 | 187 | 187 | 187 | 187 | 187 | 187 | 187 | 187 | 187 | 187 | 187 | 187 |  | 2017 | 55.534 | 55.534 | 55.534 | 55.534 | 55.534 | 55.534 | 55.534 | 55.534 | 55.534 | 55.534 | 55.534 | 55.534
[17 empty] | 2018 | 20 | 20 | 20 | 20 | 20 | 20 | 20 | 20 | 20 | 20 | 20 | 20 |  | 2018 | 194 | 194 | 194 | 194 | 194 | 194 | 194 | 194 | 194 | 194 | 194 | 194 |  | 2018 | 55.534 | 55.534 | 55.534 | 55.534 | 55.534 | 55.534 | 55.534 | 55.534 | 55.534 | 55.534 | 55.534 | 55.534
[17 empty] | 2019 | 66 | 66 | 66 | 66 | 66 | 66 | 66 | 66 | 66 | 66 | 66 | 66 |  | 2019 | 240 | 240 | 240 | 240 | 240 | 240 | 240 | 240 | 240 | 240 | 240 | 240 |  | 2019 | 55.534 | 55.534 | 55.534 | 55.534 | 55.534 | 55.534 | 55.534 | 55.534 | 55.534 | 55.534 | 55.534 | 55.534
[17 empty] | 2020 | 88 | 88 | 88 | 88 | 88 | 88 | 88 | 88 | 88 | 88 | 88 | 88 |  | 2020 | 262 | 262 | 262 | 262 | 262 | 262 | 262 | 262 | 262 | 262 | 262 | 262 |  | 2020 | 55.534 | 55.534 | 55.534 | 55.534 | 55.534 | 55.534 | 55.534 | 55.534 | 55.534 | 55.534 | 55.534 | 55.534
[17 empty] | 2021 | 89 | 89 | 89 | 89 | 89 | 89 | 89 | 89 | 89 | 89 | 89 | 89 |  | 2021 | 263 | 263 | 263 | 263 | 263 | 263 | 263 | 263 | 263 | 263 | 263 | 263 |  | 2021 | 55.534 | 55.534 | 55.534 | 55.534 | 55.534 | 55.534 | 55.534 | 55.534 | 55.534 | 55.534 | 55.534 | 55.534
[17 empty] | 2022 | 89 | 89 | 89 | 89 | 89 | 89 | 89 | 89 | 89 | 89 | 89 | 89 |  | 2022 | 263 | 263 | 263 | 263 | 263 | 263 | 263 | 263 | 263 | 263 | 263 | 263 |  | 2022 | 55.534 | 55.534 | 55.534 | 55.534 | 55.534 | 55.534 | 55.534 | 55.534 | 55.534 | 55.534 | 55.534 | 55.534
[17 empty] | 2023 | 89 | 89 | 89 | 89 | 89 | 89 | 89 | 89 | 89 | 89 | 89 | 89 |  | 2023 | 263 | 263 | 263 | 263 | 263 | 263 | 263 | 263 | 263 | 263 | 263 | 263 |  | 2023 | 55.534 | 55.534 | 55.534 | 55.534 | 55.534 | 55.534 | 55.534 | 55.534 | 55.534 | 55.534 | 55.534 | 55.534
[17 empty] | 2024 | 88 | 88 | 88 | 88 | 88 | 88 | 88 | 88 | 88 | 88 | 88 | 88 |  | 2024 | 262 | 262 | 262 | 262 | 262 | 262 | 262 | 262 | 262 | 262 | 262 | 262 |  | 2024 | 55.534 | 55.534 | 55.534 | 55.534 | 55.534 | 55.534 | 55.534 | 55.534 | 55.534 | 55.534 | 55.534 | 55.534
[17 empty] | 2025 | 89 | 89 | 89 | 89 | 89 | 89 | 89 | 89 | 89 | 89 | 89 | 89 |  | 2025 | 263 | 263 | 263 | 263 | 263 | 263 | 263 | 263 | 263 | 263 | 263 | 263 |  | 2025 | 55.534 | 55.534 | 55.534 | 55.534 | 55.534 | 55.534 | 55.534 | 55.534 | 55.534 | 55.534 | 55.534 | 55.534
[17 empty] | 2026 | 89 | 89 | 89 | 89 | 89 | 89 | 89 | 89 | 89 | 89 | 89 | 89 |  | 2026 | 263 | 263 | 263 | 263 | 263 | 263 | 263 | 263 | 263 | 263 | 263 | 263 |  | 2026 | 55.534 | 55.534 | 55.534 | 55.534 | 55.534 | 55.534 | 55.534 | 55.534 | 55.534 | 55.534 | 55.534 | 55.534
[17 empty] | 2027 | 89 | 89 | 89 | 89 | 89 | 89 | 89 | 89 | 89 | 89 | 89 | 89 |  | 2027 | 263 | 263 | 263 | 263 | 263 | 263 | 263 | 263 | 263 | 263 | 263 | 263 |  | 2027 | 55.534 | 55.534 | 55.534 | 55.534 | 55.534 | 55.534 | 55.534 | 55.534 | 55.534 | 55.534 | 55.534 | 55.534
[17 empty] | 2028 | 88 | 88 | 88 | 88 | 88 | 88 | 88 | 88 | 88 | 88 | 88 | 88 |  | 2028 | 262 | 262 | 262 | 262 | 262 | 262 | 262 | 262 | 262 | 262 | 262 | 262 |  | 2028 | 55.534 | 55.534 | 55.534 | 55.534 | 55.534 | 55.534 | 55.534 | 55.534 | 55.534 | 55.534 | 55.534 | 55.534
[17 empty] | 2029 | 89 | 89 | 89 | 89 | 89 | 89 | 89 | 89 | 89 | 89 | 89 | 89 |  | 2029 | 263 | 263 | 263 | 263 | 263 | 263 | 263 | 263 | 263 | 263 | 263 | 263 |  | 2029 | 55.534 | 55.534 | 55.534 | 55.534 | 55.534 | 55.534 | 55.534 | 55.534 | 55.534 | 55.534 | 55.534 | 55.534
[17 empty] | 2030 | 89 | 89 | 89 | 89 | 89 | 89 | 89 | 89 | 89 | 89 | 89 | 89 |  | 2030 | 263 | 263 | 263 | 263 | 263 | 263 | 263 | 263 | 263 | 263 | 263 | 263 |  | 2030 | 55.534 | 55.534 | 55.534 | 55.534 | 55.534 | 55.534 | 55.534 | 55.534 | 55.534 | 55.534 | 55.534 | 55.534
[17 empty] | 2031 | 73 | 73 | 73 | 73 | 73 | 73 | 73 | 73 | 73 | 73 | 73 | 73 |  | 2031 | 247 | 247 | 247 | 247 | 247 | 247 | 247 | 247 | 247 | 247 | 247 | 247 |  | 2031 | 55.534 | 55.534 | 55.534 | 55.534 | 55.534 | 55.534 | 55.534 | 55.534 | 55.534 | 55.534 | 55.534 | 55.534
[17 empty] | 2032 | 58 | 58 | 58 | 58 | 58 | 58 | 58 | 58 | 58 | 58 | 58 | 58 |  | 2032 | 232 | 232 | 232 | 232 | 232 | 232 | 232 | 232 | 232 | 232 | 232 | 232 |  | 2032 | 55.534 | 55.534 | 55.534 | 55.534 | 55.534 | 55.534 | 55.534 | 55.534 | 55.534 | 55.534 | 55.534 | 55.534
[17 empty] | 2033 | 58 | 58 | 58 | 58 | 58 | 58 | 58 | 58 | 58 | 58 | 58 | 58 |  | 2033 | 232 | 232 | 232 | 232 | 232 | 232 | 232 | 232 | 232 | 232 | 232 | 232 |  | 2033 | 55.534 | 55.534 | 55.534 | 55.534 | 55.534 | 55.534 | 55.534 | 55.534 | 55.534 | 55.534 | 55.534 | 55.534
[17 empty] | 2034 | 58 | 58 | 58 | 58 | 58 | 58 | 58 | 58 | 58 | 58 | 58 | 58 |  | 2034 | 232 | 232 | 232 | 232 | 232 | 232 | 232 | 232 | 232 | 232 | 232 | 232 |  | 2034 | 55.534 | 55.534 | 55.534 | 55.534 | 55.534 | 55.534 | 55.534 | 55.534 | 55.534 | 55.534 | 55.534 | 55.534
[17 empty] | 2035 | 58 | 58 | 58 | 58 | 58 | 58 | 58 | 58 | 58 | 58 | 58 | 58 |  | 2035 | 232 | 232 | 232 | 232 | 232 | 232 | 232 | 232 | 232 | 232 | 232 | 232 |  | 2035 | 55.534 | 55.534 | 55.534 | 55.534 | 55.534 | 55.534 | 55.534 | 55.534 | 55.534 | 55.534 | 55.534 | 55.534
[17 empty] | 2036 | 58 | 58 | 58 | 58 | 58 | 58 | 58 | 58 | 58 | 58 | 58 | 58 |  | 2036 | 232 | 232 | 232 | 232 | 232 | 232 | 232 | 232 | 232 | 232 | 232 | 232 |  | 2036 | 55.534 | 55.534 | 55.534 | 55.534 | 55.534 | 55.534 | 55.534 | 55.534 | 55.534 | 55.534 | 55.534 | 55.534
[17 empty] | 2037 | 58 | 58 | 58 | 58 | 58 | 58 | 58 | 58 | 58 | 58 | 58 | 58 |  | 2037 | 232 | 232 | 232 | 232 | 232 | 232 | 232 | 232 | 232 | 232 | 232 | 232 |  | 2037 | 55.534 | 55.534 | 55.534 | 55.534 | 55.534 | 55.534 | 55.534 | 55.534 | 55.534 | 55.534 | 55.534 | 55.534
[17 empty] | 2038 | 58 | 58 | 58 | 58 | 58 | 58 | 58 | 58 | 58 | 58 | 58 | 58 |  | 2038 | 232 | 232 | 232 | 232 | 232 | 232 | 232 | 232 | 232 | 232 | 232 | 232 |  | 2038 | 55.534 | 55.534 | 55.534 | 55.534 | 55.534 | 55.534 | 55.534 | 55.534 | 55.534 | 55.534 | 55.534 | 55.534
[17 empty] | 2039 | 58 | 58 | 58 | 58 | 58 | 58 | 58 | 58 | 58 | 58 | 58 | 58 |  | 2039 | 232 | 232 | 232 | 232 | 232 | 232 | 232 | 232 | 232 | 232 | 232 | 232 |  | 2039 | 55.534 | 55.534 | 55.534 | 55.534 | 55.534 | 55.534 | 55.534 | 55.534 | 55.534 | 55.534 | 55.534 | 55.534
[17 empty] | 2040 | 58 | 58 | 58 | 58 | 58 | 58 | 58 | 58 | 58 | 58 | 58 | 58 |  | 2040 | 232 | 232 | 232 | 232 | 232 | 232 | 232 | 232 | 232 | 232 | 232 | 232 |  | 2040 | 55.534 | 55.534 | 55.534 | 55.534 | 55.534 | 55.534 | 55.534 | 55.534 | 55.534 | 55.534 | 55.534 | 55.534
[17 empty] | The last Actual year…makes a BIG difference with monthly Yr-over-Yr change. | [13 empty] | The last Actual year…makes a BIG difference with monthly Yr-over-Yr change.
Note on D39: Lynch, Edward V: -8 MW due to new SS cogen at Pacific Pride in Live Oak, FL.
Note on E32: ot05219: Not an official "cut-off" but IS did drop due to fear of cut-off.
Note on K32: ot05219: Not an official "cut-off" but IS did drop due to fear of cut-off.
Note on Q8: ot05219: Controllable MW before Interruption (history).
Note on S73: ot05219: Shape of last full year of data is important for monthly forecast.
Note on S113: ot05219: Shape of last full year of data is important for monthly forecast.
Note on S166: ot05219: It's important to discover average change from existing actuals in this year. Smoothing may occur.
Note on T120: ot05219: Buckeye SS Gen 10 MW removed from CST.
Note on AQ160: ot05219: Buy All/Sell All.

## Monthly Peaks
TOTAL SYSTEM BEFORE DLC (Total Retail + Company Use + Total Wholesale) | [14 empty] | SYSTEM NET RECORDED DEMAND (w/Contract Sales) | [6 empty] | MOCOINMW.xls
YEAR | JAN | FEB | MAR | APR | MAY | JUN | JUL | AUG | SEP | OCT | NOV | DEC | AVG |  | YEAR | JAN | FEB | MAR | APR | MAY | JUN | JUL | AUG | SEP | OCT | NOV | DEC | AVG
2010 | 12742.0461 | 9109.8101 | 8243.4471 | 6148.2011 | 8546.3561 | 9492.6271 | 9570.4281 | 9434.9849 | 8774.5787 | 7653.7619 | 6127.4865 | 10476.9814 | 8860.0591 |  | 1996 | 8668 | 8807 | 7246 | 5614 | 6360 | 6768 | 7164 | 6802 | 7052 | 5508 | 5190 | 7286 | 6872.0833
2011 | 9892.6481 | 7402.8481 | 6185.7481 | 8083.8481 | 8327.822 | 9167.822 | 8878.822 | 9176.822 | 8270.822 | 7188.822 | 6167.722 | 5562.822 | 7858.8807 |  | 1997 | 8066 | 5794 | 5028 | 5085 | 6798 | 6964 | 7462 | 7300 | 6932 | 6426 | 5239 | 6608 | 6475.1667
2012 | 8728.608 | 8539.608 | 6669.608 | 7408.608 | 8366.608 | 8748.608 | 8926.608 | 8955.608 | 8557.608 | 8010.608 | 5819.608 | 6717.608 | 7954.108 |  | 1998 | 6097 | 6156 | 6885 | 5630 | 7066 | 8109 | 8010 | 7812 | 7310 | 7034 | 5387 | 5948 | 6787
2013 | 6376.73 | 7976.8 | 7812.22 | 7263.17 | 8071.34 | 8634.26 | 9274.83 | 9414.86 | 8733.01 | 8063.42 | 6633.29 | 8189.51 | 8036.9533 |  | 1999 | 8929 | 7460 | 6311 | 6650 | 7226 | 7571 | 8179 | 8351 | 7602 | 6840 | 5731 | 7414 | 7355.3333
2014 | 9972.93 | 8453.65 | 7479.28 | 7537.21 | 8467.42 | 9021.29 | 9326.99 | 9508.98 | 8778.18 | 8192.21 | 6697.17 | 8763.59 | 8516.575 |  | 2000 | 9293 | 8127 | 5912 | 5913 | 8151 | 8139 | 8344 | 8484 | 7998 | 7683 | 7589 | 9187 | 7901.6667
2015 | 10257.05 | 9126.67 | 8188.3 | 7781.19 | 8693.54 | 9246.45 | 9562.11 | 9750.06 | 8984.39 | 8472.29 | 6902.19 | 8878.7 | 8820.245 |  | 2001 | 9839 | 7735 | 6271 | 7157 | 7752 | 8269 | 8163 | 8471 | 7930 | 6909 | 5386 | 6465 | 7528.9167
2016 | 10511.27 | 9337.7 | 8445.41 | 8037.27 | 9012.67 | 9318.62 | 9641.33 | 9865.23 | 9036.51 | 8597.35 | 6955.27 | 8841.83 | 8966.705 |  | 2002 | 9721 | 8941 | 8345 | 7208 | 8127 | 8076 | 9034 | 8372 | 8362 | 7920 | 6978 | 7828 | 8242.6667
2017 | 10472.66 | 9280.94 | 8212.39 | 8010.62 | 9017.38 | 9476.04 | 9805.54 | 10064.18 | 9191.58 | 8728.45 | 7039 | 8821.53 | 9010.0258 |  | 2003 | 10507 | 6508 | 7178 | 7209 | 8037 | 8287 | 8476 | 8254 | 7982 | 7383 | 6887 | 8172 | 7906.6667
2018 | 10741.85 | 9369.94 | 8308.53 | 8276.75 | 9344.48 | 9706.17 | 9949.64 | 10213.22 | 9310.61 | 8863.48 | 7109.05 | 8889.8 | 9173.6267 |  | 2004 | 8748.3 | 7791.3 | 6017.3 | 6760.3 | 8446.3 | 9125.3 | 9058.3 | 8842.3 | 8628.3 | 8324.3 | 7313.3 | 8303.3 | 8113.2167
2019 | 10895.05 | 9493.07 | 8441.66 | 8455.8 | 9704.57 | 10127.22 | 10374.73 | 10643.27 | 9713.72 | 9278.61 | 7465.18 | 9239.9 | 9486.065 |  | 2005 | 10226 | 7398 | 7610 | 7012 | 8478 | 8927 | 9671 | 9686 | 9095 | 8301 | 6424 | 7772 | 8383.3333
2020 | 11264.24 | 9834.07 | 8789.7 | 8851.85 | 10113.67 | 10270.36 | 10522.92 | 10796.41 | 9838.75 | 9418.74 | 7545.23 | 9316.09 | 9713.5025 |  | 2006 | 7870 | 10095 | 6441 | 7837 | 8382 | 9349 | 9462 | 9689 | 8794 | 8286 | 6415 | 6793 | 8284.4167
2021 | 11367.34 | 9906.16 | 8868.82 | 8973.98 | 10245.77 | 10288.41 | 10542.92 | 10823.45 | 9839.77 | 9534.78 | 7604.37 | 9372.28 | 9780.6708 |  | 2007 | 8803 | 9097 | 6990 | 7474 | 8123 | 9398 | 9842 | 10405 | 9443 | 8618 | 6812 | 7162 | 8513.9167
2022 | 11465.53 | 9976.16 | 8944.86 | 9091.03 | 10373.77 | 10403.45 | 10662.1 | 10947.59 | 9936.79 | 9645.99 | 7661.42 | 9426.46 | 9877.9292 |  | 2008 | 10210 | 8223 | 6794 | 7620 | 9298 | 9898 | 10017 | 10036 | 9501 | 8059 | 7446 | 8133 | 8769.5833
2023 | 11560.72 | 10042.25 | 9019.9 | 9201.17 | 10492.86 | 10510.59 | 10771.19 | 11062.73 | 10028.82 | 9751.13 | 7713.64 | 9477.66 | 9969.3883 |  | 2009 | 11195 | 11313 | 7829 | 6818 | 8736 | 10247 | 9294 | 9591 | 8392 | 8949 | 6236 | 7154 | 8812.8333
2024 | 11649.82 | 10104.34 | 9088.03 | 9306.22 | 10608.96 | 10613.64 | 10877.33 | 11174.86 | 10114.93 | 9851.17 | 7762.69 | 9524.76 | 10056.3958 |  | 2010 | 11644 | 8746 | 8276 | 6183 | 8585 | 9516 | 9600 | 9467 | 8844 | 7753 | 6180 | 10381 | 8764.5833
2025 | 11736 | 10164.52 | 9155.07 | 9408.26 | 10721.01 | 10712.77 | 10980.46 | 11282 | 10200.96 | 9948.3 | 7811.82 | 9570.85 | 10141.0017 |  | 2011 | 9586 | 7395 | 6133 | 8187 | 8443 | 9277 | 8917 | 9196 | 8207 | 7176 | 5854 | 5043 | 7784.5
2026 | 11817.19 | 10221.61 | 9220.2 | 9504.31 | 10825.05 | 10806.91 | 11075.59 | 11382.15 | 10280.07 | 10040.33 | 7857.87 | 9614.95 | 10220.5192 |  | 2012 | 8722 | 8519 | 6135 | 7004 | 7942 | 8185 | 9026 | 8850 | 8108 | 7790 | 5749 | 6555 | 7715.4167
2027 | 11894.38 | 10276.61 | 9280.24 | 9598.55 | 10928.09 | 10898.05 | 11169.72 | 11482.28 | 10358.18 | 10130.37 | 7903.01 | 9657.14 | 10298.0517 |  | 2013 | 5877 | 8032 | 7856 | 7153 | 7863 | 8514
2028 | 11971.57 | 10329.7 | 9337.36 | 9687.6 | 11027.13 | 10986.09 | 11260.76 | 11577.33 | 10434.3 | 10217.41 | 7945.05 | 9699.33 | 10372.8025 |  | 2014
2029 | 12047.76 | 10382.7 | 9396.49 | 9778.64 | 11125.25 | 11075.23 | 11351.89 | 11673.47 | 10509.41 | 10302.54 | 7988.19 | 9740.42 | 10447.6658 |  | 2015
2030 | 12118.86 | 10432.79 | 9452.53 | 9862.78 | 11217.29 | 11156.37 | 11436.02 | 11761.6 | 10578.52 | 10382.58 | 8029.23 | 9779.61 | 10517.3483 |  | 2016
2031 | 12173.02 | 10463.84 | 9489.57 | 9926.83 | 11289.31 | 11220.38 | 11501 | 11831.59 | 10630.56 | 10446.67 | 8051.3 | 9800.74 | 10568.7342 |  | 2017
2032 | 12225.17 | 10495.89 | 9524.65 | 9989.88 | 11357.36 | 11282.47 | 11564.09 | 11900.7 | 10680.64 | 10507.75 | 8075.38 | 9824.88 | 10619.0717 |  | 2018
2033 | 12290.33 | 10540.93 | 9574.73 | 10066.92 | 11441.42 | 11357.56 | 11642.18 | 11981.79 | 10744.72 | 10581.83 | 8112.47 | 9860.03 | 10682.9092 |  | 2019
2034 | 12353.5 | 10584.98 | 9623.79 | 10141.94 | 11522.47 | 11430.66 | 11718.27 | 12062.89 | 10807.8 | 10653.91 | 8148.57 | 9895.18 | 10745.33 |  | 2020
2035 | 12415.66 | 10628.03 | 9670.87 | 10215.01 | 11601.52 | 11502.75 | 11792.36 | 12139.99 | 10868.88 | 10723.98 | 8183.65 | 9929.34 | 10806.0033 |  | 2021
2036 | 12476.83 | 10671.07 | 9716.95 | 10286.12 | 11678.57 | 11571.85 | 11863.46 | 12216.1 | 10928.97 | 10795.07 | 8220.74 | 9964.48 | 10865.8508 |  | 2022
2037 | 12538.99 | 10715.12 | 9762.03 | 10362.17 | 11761.63 | 11647.94 | 11942.55 | 12299.19 | 10995.04 | 10871.15 | 8260.82 | 10003.63 | 10930.0217 |  | 2023
2038 | 12608.15 | 10765.17 | 9811.11 | 10442.22 | 11848.68 | 11728.04 | 12024.63 | 12385.29 | 11063.13 | 10949.23 | 8300.92 | 10042.78 | 10997.4458 |  | 2024
2039 | 12676.31 | 10812.21 | 9863.19 | 10520.29 | 11932.73 | 11803.13 | 12102.73 | 12468.4 | 11129.21 | 11024.3 | 8341 | 10081.92 | 11062.9517 |  | 2025
2040 | 12744.47 | 10862.26 | 9913.27 | 10599.36 | 12018.79 | 11882.22 | 12183.82 | 12550.49 | 11195.28 | 11099.38 | 8381.09 | 10121.07 | 11129.2917 |  | 2026
2041 | 0 | 0 | 0 | 0 | 0 | 0 | 0 | 0 | 0 | 0 | 0 | 0 | 0 |  | 2027
2042 | 0 | 0 | 0 | 0 | 0 | 0 | 0 | 0 | 0 | 0 | 0 | 0 | 0 |  | 2028
2043 | 0 | 0 | 0 | 0 | 0 | 0 | 0 | 0 | 0 | 0 | 0 | 0 | 0 |  | 2029
2044 | 0 | 0 | 0 | 0 | 0 | 0 | 0 | 0 | 0 | 0 | 0 | 0 | 0 |  | 2030
2045 | 0 | 0 | 0 | 0 | 0 | 0 | 0 | 0 | 0 | 0 | 0 | 0 | 0
TOTAL SYSTEM FIRM | MAR: Total System less (Retail IS + Retail DLC + Wholesale IS) + Chattah generator; NOV: ( Revised to incorp IS\CS\SS. 7/5/12) |  |  | WHOLESALE RECORDED DEMAND (w/Contract Sales) | [6 empty] | MOCOINMW.xls
YEAR | JAN | FEB | MAR | APR | MAY | JUN | JUL | AUG | SEP | OCT | NOV | DEC | AVG |  | YEAR | JAN | FEB | MAR | APR | MAY | JUN | JUL | AUG | SEP | OCT | NOV | DEC | AVG
2010 | 11637.0031 | 8063.2341 | 7368.7031 | 5561.2941 | 7880.6341 | 8814.2491 | 8907.2421 | 8794.0709 | 8163.3937 | 7159.4019 | 5436.5665 | 9590.9814 | 8114.7311 |  | 1996 | 1300 | 1485 | 907 | 373 | 617 | 719 | 824 | 692 | 710 | 601 | 293 | 991 | 792.6667
2011 | 8742.6481 | 6392.8481 | 5281.7481 | 7526.8481 | 7687.822 | 8516.822 | 8219.822 | 8511.822 | 7598.822 | 6647.822 | 5442.722 | 4836.822 | 7117.214 |  | 1997 | 1233 | 692 | 210 | 297 | 667 | 643 | 872 | 763 | 737 | 560 | 539 | 793 | 667.1667
2012 | 7691.608 | 7551.608 | 5842.608 | 6846.608 | 7761.608 | 8063.608 | 8244.608 | 8280.608 | 7913.608 | 7518.608 | 5079.608 | 6004.608 | 7233.2747 |  | 1998 | 831 | 741 | 940 | 365 | 765 | 1149 | 941 | 897 | 790 | 713 | 285 | 759 | 764.6667
2013 | 5306.72 | 7001.79 | 6961.21 | 6712.16 | 7411.33 | 7921.25 | 8584.82 | 8727.85 | 8063 | 7549.41 | 5929.28 | 7418.5 | 7298.9433 |  | 1999 | 1736 | 1090 | 890 | 748 | 910 | 942 | 1223 | 1321 | 1024 | 887 | 636 | 1364 | 1064.25
2014 | 8869.93 | 7455.65 | 6627.28 | 6948.21 | 7826.42 | 8329.29 | 8633.99 | 8811.98 | 8098.18 | 7671.21 | 5982.17 | 7983.59 | 7769.825 |  | 2000 | 1724 | 1531 | 611 | 621 | 1207 | 1161 | 1254 | 1315 | 1190 | 1087 | 1413 | 1812 | 1243.8333
2015 | 9133.05 | 8112.67 | 7321.3 | 7183.19 | 8042.54 | 8543.45 | 8858.11 | 9042.06 | 8293.39 | 7943.29 | 6174.19 | 8086.7 | 8061.1617 |  | 2001 | 1980 | 1250 | 967 | 1062 | 839 | 1003 | 1017 | 1113 | 858 | 951 | 365 | 581 | 998.8333
2016 | 9370.27 | 8310.7 | 7567.41 | 7432.27 | 8354.67 | 8607.62 | 8929.33 | 9149.23 | 8337.51 | 8063.35 | 6218.27 | 8038.83 | 8198.2883 |  | 2002 | 1619 | 1404 | 1132 | 663 | 1019 | 746 | 1199 | 924 | 974 | 986 | 806 | 1056 | 1044
2017 | 9297.66 | 8222.94 | 7310.39 | 7378.62 | 8326.38 | 8725.04 | 9053.54 | 9307.18 | 8454.58 | 8170.45 | 6282 | 7998.53 | 8210.6092 |  | 2003 | 1533 | 651 | 726 | 710 | 709 | 728 | 883 | 791 | 703 | 536 | 544 | 1195 | 809.0833
2018 | 9543.85 | 8292.94 | 7389.53 | 7629.75 | 8637.48 | 8938.17 | 9180.64 | 9439.22 | 8556.61 | 8291.48 | 6336.05 | 8049.8 | 8357.1267 |  | 2004 | 1163 | 890 | 552 | 549 | 837 | 1067 | 1078 | 1002 | 959 | 820 | 752 | 1067 | 894.6667
2019 | 9639.05 | 8356.07 | 7464.66 | 7749.8 | 8939.57 | 9303.22 | 9547.73 | 9813.27 | 8902.72 | 8655.61 | 6638.18 | 8347.9 | 8613.1483 |  | 2005 | 1600 | 950 | 948 | 689 | 1025 | 1032 | 1267 | 1117 | 1140 | 866 | 667 | 1166 | 1038.9167
2020 | 9971.24 | 8661.07 | 7779.7 | 8113.85 | 9316.67 | 9414.36 | 9663.92 | 9935.41 | 8997.75 | 8767.74 | 6687.23 | 8393.09 | 8808.5025 |  | 2006 | 990 | 1467 | 507 | 654 | 914 | 1148 | 1204 | 1257 | 954 | 801 | 625 | 999 | 960
2021 | 10059.34 | 8720.16 | 7846.82 | 8227.98 | 9438.77 | 9421.41 | 9673.92 | 9952.45 | 8988.77 | 8875.78 | 6736.37 | 8438.28 | 8865.0042 |  | 2007 | 1312 | 1575 | 936 | 863 | 974 | 1273 | 1378 | 1544 | 1219 | 1010 | 941 | 1011 | 1169.6667
2022 | 10143.53 | 8777.16 | 7912.86 | 8337.03 | 9558.77 | 9527.45 | 9784.1 | 10066.59 | 9076.79 | 8979.99 | 6785.42 | 8482.46 | 8952.6792 |  | 2008 | 1828 | 1427 | 1054 | 1316 | 1578 | 1584 | 1559 | 1512 | 1503 | 1084 | 1231 | 1408 | 1423.6667
2023 | 10224.72 | 8830.25 | 7976.9 | 8440.17 | 9669.86 | 9625.59 | 9884.19 | 10172.73 | 9159.82 | 9079.13 | 6828.64 | 8524.66 | 9034.7217 |  | 2009 | 2229 | 2228 | 1219 | 706 | 1157 | 1618 | 1153 | 1428 | 978 | 1027 | 552 | 958 | 1271.0833
2024 | 10298.82 | 8882.34 | 8035.03 | 8539.22 | 9778.96 | 9720.64 | 9982.33 | 10276.86 | 9237.93 | 9173.17 | 6868.69 | 8562.76 | 9113.0625 |  | 2010 | 2174 | 1268 | 1039 | 422 | 1043 | 1143 | 1272 | 1165 | 966 | 764 | 433 | 1625 | 1109.5
2025 | 10370 | 8928.52 | 8091.07 | 8632.26 | 9882.01 | 9809.77 | 10075.46 | 10374 | 9313.96 | 9262.3 | 6908.82 | 8597.85 | 9187.1683 |  | 2011 | 1007 | 703 | 659 | 831 | 888 | 934 | 879 | 903 | 755 | 728 | 354 | 150 | 732.5833
2026 | 10437.19 | 8972.61 | 8145.2 | 8721.31 | 9978.05 | 9894.91 | 10161.59 | 10464.15 | 9384.07 | 9347.33 | 6945.87 | 8632.95 | 9257.1025 |  | 2012 | 905 | 887 | 315 | 419 | 454 | 402 | 1080 | 861 | 510 | 660 | 737 | 673 | 658.5833
2027 | 10500.38 | 9016.61 | 8194.24 | 8808.55 | 10073.09 | 9977.05 | 10246.72 | 10555.28 | 9453.18 | 9431.37 | 6983.01 | 8665.14 | 9325.385 |  | 2013 | 396 | 832 | 837 | 657 | 593
2028 | 10563.57 | 9057.7 | 8241.36 | 8891.6 | 10165.13 | 10057.09 | 10329.76 | 10642.33 | 9521.3 | 9512.41 | 7017.05 | 8699.33 | 9391.5525 |  | 2014
2029 | 10624.76 | 9096.7 | 8289.49 | 8973.64 | 10254.25 | 10136.23 | 10410.89 | 10728.47 | 9586.41 | 9589.54 | 7051.19 | 8729.42 | 9455.9158 |  | 2015
2030 | 10682.86 | 9134.79 | 8335.53 | 9050.78 | 10337.29 | 10208.37 | 10486.02 | 10807.6 | 9646.52 | 9662.58 | 7083.23 | 8759.61 | 9516.265 |  | 2016
2031 | 10738.02 | 9170.84 | 8377.57 | 9125.83 | 10418.31 | 10279.38 | 10559 | 10883.59 | 9706.56 | 9735.67 | 7112.3 | 8786.74 | 9574.4842 |  | 2017
2032 | 10790.17 | 9205.89 | 8417.65 | 9197.88 | 10495.36 | 10348.47 | 10629.09 | 10958.7 | 9763.64 | 9804.75 | 7143.38 | 8813.88 | 9630.7383 |  | 2018
2033 | 10840.33 | 9237.93 | 8456.73 | 9267.92 | 10571.42 | 10413.56 | 10698.18 | 11030.79 | 9818.72 | 9871.83 | 7171.47 | 8840.03 | 9684.9092 |  | 2019
2034 | 10890.5 | 9270.98 | 8495.79 | 9335.94 | 10645.47 | 10478.66 | 10765.27 | 11101.89 | 9872.8 | 9937.91 | 7199.57 | 8865.18 | 9738.33 |  | 2020
2035 | 10938.66 | 9301.03 | 8531.87 | 9401.01 | 10715.52 | 10541.75 | 10831.36 | 11170.99 | 9925.88 | 9999.98 | 7224.65 | 8890.34 | 9789.42 |  | 2021
2036 | 10985.83 | 9333.07 | 8568.95 | 9465.12 | 10785.57 | 10601.85 | 10892.46 | 11237.1 | 9975.97 | 10065.07 | 7253.74 | 8915.48 | 9840.0175 |  | 2022
2037 | 11032.99 | 9364.12 | 8603.03 | 9534.17 | 10860.63 | 10668.94 | 10963.55 | 11312.19 | 10034.04 | 10134.15 | 7284.82 | 8944.63 | 9894.7717 |  | 2023
2038 | 11088.15 | 9402.17 | 8641.11 | 9606.22 | 10938.68 | 10741.04 | 11036.63 | 11389.29 | 10094.13 | 10205.23 | 7316.92 | 8974.78 | 9952.8625 |  | 2024
2039 | 11143.31 | 9436.21 | 8683.19 | 9677.29 | 11015.73 | 10806.13 | 11105.73 | 11462.4 | 10150.21 | 10273.3 | 7348 | 9003.92 | 10008.785 |  | 2025
2040 | 11197.47 | 9473.26 | 8723.27 | 9749.36 | 11093.79 | 10877.22 | 11178.82 | 11536.49 | 10208.28 | 10342.38 | 7380.09 | 9034.07 | 10066.2083 |  | 2026
2041 | 0 | 0 | 0 | 0 | 0 | 0 | 0 | 0 | 0 | 0 | 0 | 0 | 0 |  | 2027
2042 | 0 | 0 | 0 | 0 | 0 | 0 | 0 | 0 | 0 | 0 | 0 | 0 | 0 |  | 2028
2043 | 0 | 0 | 0 | 0 | 0 | 0 | 0 | 0 | 0 | 0 | 0 | 0 | 0 |  | 2029
2044 | 0 | 0 | 0 | 0 | 0 | 0 | 0 | 0 | 0 | 0 | 0 | 0 | 0 |  | 2030
2045 | 0 | 0 | 0 | 0 | 0 | 0 | 0 | 0 | 0 | 0 | 0 | 0 | 0
TOTAL RETAIL BEFORE DLC (NO COMPANY USE, Cumulative INCREMENTAL EE & SS COGEN HAS BEEN REMOVED) | [14 empty] | TOTAL RETAIL BEFORE DLC (Inc. COMPANY USE, NO INCREMENTAL EE or SS COGEN HAS BEEN REMOVED)
YEAR | JAN | FEB | MAR | APR | MAY | JUN | JUL | AUG | SEP | OCT | NOV | DEC | AVG |  | YEAR | JAN | FEB | MAR | APR | MAY | JUN | JUL | AUG | SEP | OCT | NOV | DEC | AVG
2010 | 10567 | 7758 | 7127 | 5651 | 7432 | 8263 | 8218 | 8190 | 7768 | 6879 | 5637 | 8799 | 7690.75 |  | 2010
2011 | 8859 | 6584 | 5364 | 7246 | 7445 | 8233 | 7928 | 8239 | 7342 | 6338 | 5390 | 4783 | 6979.25 |  | 2011
2012 | 7706 | 7520 | 5710 | 6475 | 7364 | 7659 | 7822 | 7864 | 7474 | 7006 | 4888 | 5758 | 6937.1667 |  | 2012
2013 | 5480 | 7075 | 6895 | 6372 | 7146 | 7693 | 8306 | 8445 | 7784 | 7134 | 5730 | 7272 | 7111 |  | 2013
2014 | 9053 | 7557 | 6559 | 6742 | 7641 | 8192 | 8498 | 8680 | 7962 | 7385 | 5918 | 7368 | 7629.5833 |  | 2014 | 9144 | 7644 | 6638 | 6799 | 7701 | 8262 | 8567 | 8750 | 8030 | 7449 | 5997 | 7457 | 7703.1667
2015 | 8856 | 7746 | 6766 | 6986 | 7865 | 8415 | 8731 | 8919 | 8168 | 7664 | 6121 | 7480 | 7809.75 |  | 2015 | 9012 | 7895 | 6899 | 7078 | 7962 | 8515 | 8831 | 9020 | 8266 | 7754 | 6240 | 7617 | 7924.0833
2016 | 9108 | 7956 | 7021 | 7242 | 8182 | 8635 | 8958 | 9182 | 8370 | 7938 | 6322 | 7590 | 8042 |  | 2016 | 9313 | 8152 | 7195 | 7357 | 8305 | 8762 | 9085 | 9311 | 8495 | 8052 | 6479 | 7773 | 8189.9167
2017 | 9360 | 8170 | 7103 | 7502 | 8506 | 8862 | 9193 | 9452 | 8580 | 8218 | 6533 | 7711 | 8265.8333 |  | 2017 | 9613 | 8410 | 7315 | 7639 | 8653 | 9014 | 9345 | 9606 | 8728 | 8353 | 6719 | 7929 | 8443.6667
2018 | 9629 | 8259 | 7199 | 7768 | 8833 | 9092 | 9337 | 9601 | 8699 | 8353 | 6603 | 7779 | 8429.3333 |  | 2018 | 9918 | 8533 | 7441 | 7923 | 9000 | 9265 | 9510 | 9777 | 8868 | 8507 | 6817 | 8031 | 8632.5
2019 | 9782 | 8382 | 7332 | 7947 | 9193 | 9263 | 9512 | 9781 | 8852 | 8518 | 6709 | 7879 | 8595.8333 |  | 2019 | 10105 | 8689 | 7602 | 8119 | 9379 | 9456 | 9705 | 9978 | 9041 | 8690 | 6949 | 8163 | 8823
2020 | 9901 | 8473 | 7430 | 8093 | 9352 | 9406 | 9660 | 9934 | 8977 | 8658 | 6789 | 7955 | 8719 |  | 2020 | 10264 | 8818 | 7733 | 8284 | 9558 | 9620 | 9874 | 10152 | 9187 | 8848 | 7056 | 8271 | 8972.0833
2021 | 10004 | 8545 | 7509 | 8215 | 9484 | 9524 | 9780 | 10061 | 9078 | 8774 | 6848 | 8011 | 8819.4167 |  | 2021 | 10401 | 8922 | 7840 | 8422 | 9708 | 9757 | 10014 | 10299 | 9307 | 8981 | 7139 | 8357 | 9095.5833
2022 | 10102 | 8615 | 7585 | 8332 | 9612 | 9639 | 9899 | 10185 | 9175 | 8885 | 6905 | 8065 | 8916.5833 |  | 2022 | 10532 | 9023 | 7942 | 8555 | 9854 | 9891 | 10151 | 10442 | 9422 | 9108 | 7219 | 8439 | 9214.8333
2023 | 10197 | 8681 | 7660 | 8442 | 9731 | 9746 | 10008 | 10300 | 9267 | 8990 | 6957 | 8116 | 9007.9167 |  | 2023 | 10657 | 9118 | 8042 | 8680 | 9990 | 10015 | 10278 | 10575 | 9531 | 9228 | 7294 | 8517 | 9327.0833
2024 | 10286 | 8743 | 7728 | 8547 | 9847 | 9849 | 10114 | 10412 | 9353 | 9090 | 7006 | 8163 | 9094.8333 |  | 2024 | 10776 | 9208 | 8135 | 8800 | 10122 | 10135 | 10401 | 10705 | 9635 | 9344 | 7365 | 8591 | 9434.75
2025 | 10372 | 8803 | 7795 | 8649 | 9959 | 9948 | 10217 | 10519 | 9439 | 9187 | 7055 | 8209 | 9179.3333 |  | 2025 | 10892 | 9297 | 8227 | 8917 | 10250 | 10252 | 10521 | 10830 | 9737 | 9456 | 7435 | 8663 | 9539.75
2026 | 10453 | 8860 | 7860 | 8745 | 10063 | 10042 | 10312 | 10619 | 9518 | 9279 | 7101 | 8253 | 9258.75 |  | 2026 | 11002 | 9381 | 8315 | 9027 | 10370 | 10362 | 10633 | 10947 | 9833 | 9562 | 7502 | 8732 | 9638.8333
2027 | 10530 | 8915 | 7920 | 8839 | 10166 | 10133 | 10406 | 10719 | 9596 | 9369 | 7146 | 8295 | 9336.1667 |  | 2027 | 11107 | 9462 | 8398 | 9135 | 10488 | 10469 | 10743 | 11063 | 9927 | 9666 | 7567 | 8799 | 9735.3333
2028 | 10607 | 8968 | 7977 | 8928 | 10265 | 10221 | 10497 | 10814 | 9672 | 9456 | 7188 | 8337 | 9410.8333 |  | 2028 | 11210 | 9540 | 8477 | 9238 | 10602 | 10573 | 10850 | 11175 | 10018 | 9767 | 7629 | 8864 | 9828.5833
2029 | 10683 | 9021 | 8036 | 9019 | 10363 | 10310 | 10588 | 10910 | 9747 | 9541 | 7231 | 8378 | 9485.5833 |  | 2029 | 11312 | 9618 | 8557 | 9342 | 10715 | 10677 | 10956 | 11286 | 10108 | 9866 | 7691 | 8928 | 9921.3333
2030 | 10754 | 9071 | 8092 | 9103 | 10455 | 10391 | 10672 | 10998 | 9816 | 9621 | 7272 | 8417 | 9555.1667 |  | 2030 | 11409 | 9692 | 8634 | 9439 | 10821 | 10773 | 11055 | 11390 | 10192 | 9959 | 7750 | 8989 | 10008.5833
2031 | 10808 | 9102 | 8129 | 9167 | 10527 | 10455 | 10737 | 11068 | 9868 | 9685 | 7294 | 8438 | 9606.5 |  | 2031 | 11487 | 9746 | 8691 | 9515 | 10906 | 10851 | 11135 | 11475 | 10258 | 10035 | 7790 | 9032 | 10076.75
2032 | 10860 | 9134 | 8164 | 9230 | 10595 | 10517 | 10800 | 11137 | 9918 | 9746 | 7318 | 8462 | 9656.75 |  | 2032 | 11563 | 9800 | 8746 | 9590 | 10988 | 10927 | 11212 | 11558 | 10322 | 10109 | 7831 | 9077 | 10143.5833
2033 | 10925 | 9179 | 8214 | 9307 | 10679 | 10592 | 10878 | 11218 | 9982 | 9820 | 7355 | 8497 | 9720.5 |  | 2033 | 11651 | 9867 | 8815 | 9679 | 11085 | 11016 | 11304 | 11654 | 10400 | 10195 | 7885 | 9132 | 10223.5833
2034 | 10988 | 9223 | 8263 | 9382 | 10760 | 10665 | 10954 | 11299 | 10045 | 9892 | 7391 | 8532 | 9782.8333 |  | 2034 | 11737 | 9933 | 8882 | 9766 | 11179 | 11103 | 11393 | 11748 | 10476 | 10279 | 7937 | 9187 | 10301.6667
2035 | 11050 | 9266 | 8310 | 9455 | 10839 | 10737 | 11028 | 11376 | 10106 | 9962 | 7426 | 8566 | 9843.4167 |  | 2035 | 11820 | 9996 | 8947 | 9850 | 11270 | 11188 | 11480 | 11839 | 10550 | 10361 | 7988 | 9240 | 10377.4167
2036 | 11111 | 9309 | 8356 | 9526 | 10916 | 10806 | 11099 | 11452 | 10166 | 10033 | 7463 | 8601 | 9903.1667 |  | 2036 | 11902 | 10059 | 9010 | 9932 | 11360 | 11270 | 11564 | 11928 | 10623 | 10443 | 8040 | 9294 | 10452.0833
2037 | 11173 | 9353 | 8401 | 9602 | 10999 | 10882 | 11178 | 11535 | 10232 | 10109 | 7503 | 8640 | 9967.25 |  | 2037 | 11985 | 10123 | 9072 | 10019 | 11454 | 11358 | 11656 | 12024 | 10702 | 10530 | 8095 | 9351 | 10530.75
2038 | 11242 | 9403 | 8450 | 9682 | 11086 | 10962 | 11260 | 11621 | 10300 | 10187 | 7543 | 8679 | 10034.5833 |  | 2038 | 12074 | 10191 | 9137 | 10110 | 11553 | 11450 | 11750 | 12123 | 10782 | 10619 | 8150 | 9408 | 10612.25
2039 | 11310 | 9450 | 8502 | 9760 | 11170 | 11037 | 11338 | 11704 | 10366 | 10262 | 7583 | 8718 | 10100 |  | 2039 | 12161 | 10257 | 9205 | 10198 | 11648 | 11537 | 11840 | 12218 | 10860 | 10704 | 8204 | 9464 | 10691.3333
2040 | 11378 | 9500 | 8552 | 9839 | 11256 | 11116 | 11419 | 11786 | 10432 | 10337 | 7623 | 8757 | 10166.25 |  | 2040 | 12248 | 10324 | 9271 | 10287 | 11746 | 11628 | 11933 | 12312 | 10937 | 10790 | 8257 | 9520 | 10771.0833
2041 | 0 | 0 | 0 | 0 | 0 | 0 | 0 | 0 | 0 | 0 | 0 | 0 | 0 |  | 2041
2042 | 0 | 0 | 0 | 0 | 0 | 0 | 0 | 0 | 0 | 0 | 0 | 0 | 0 |  | 2042
2043 | 0 | 0 | 0 | 0 | 0 | 0 | 0 | 0 | 0 | 0 | 0 | 0 | 0 |  | 2043
2044 | 0 | 0 | 0 | 0 | 0 | 0 | 0 | 0 | 0 | 0 | 0 | 0 | 0 |  | 2044
2045 | 0 | 0 | 0 | 0 | 0 | 0 | 0 | 0 | 0 | 0 | 0 | 0 | 0 |  | 2045
TOTAL RETAIL FIRM | MAR: TOTAL RETAIL LESS RETAIL IS/CS, LM, SBG, VR & CHANGE IN SS COGEN & NONDISP MW
YEAR | JAN | FEB | MAR | APR | MAY | JUN | JUL | AUG | SEP | OCT | NOV | DEC | AVG
2010 | 9467 | 6728 | 6267 | 5075 | 6781 | 7602 | 7579 | 7566 | 7164 | 6396 | 4961 | 7934 | 6960
2011 | 7736 | 5603 | 4495 | 6709 | 6825 | 7602 | 7289 | 7594 | 6690 | 5817 | 4685 | 4077 | 6260.1667
2012 | 6690 | 6558 | 4909 | 5933 | 6779 | 6994 | 7160 | 7209 | 6850 | 6534 | 4168 | 5065 | 6237.4167
2013 | 4430 | 6120 | 6064 | 5841 | 6506 | 7000 | 7636 | 7778 | 7134 | 6640 | 5046 | 6521 | 6393
2014 | 7955 | 6564 | 5712 | 6158 | 7005 | 7505 | 7810 | 7988 | 7287 | 6869 | 5208 | 6593 | 6887.8333
2015 | 7737 | 6737 | 5904 | 6393 | 7219 | 7717 | 8032 | 8216 | 7482 | 7140 | 5398 | 6693 | 7055.6667
2016 | 7972 | 6934 | 6148 | 6642 | 7529 | 7929 | 8251 | 8471 | 7676 | 7409 | 5590 | 6792 | 7278.5833
2017 | 8190 | 7117 | 6206 | 6875 | 7820 | 8116 | 8446 | 8700 | 7848 | 7665 | 5781 | 6893 | 7471.4167
2018 | 8436 | 7187 | 6285 | 7126 | 8131 | 8329 | 8573 | 8832 | 7950 | 7786 | 5835 | 6944 | 7617.8333
2019 | 8531 | 7250 | 6360 | 7246 | 8433 | 8444 | 8690 | 8956 | 8046 | 7900 | 5887 | 6992 | 7727.9167
2020 | 8613 | 7305 | 6425 | 7360 | 8560 | 8555 | 8806 | 9078 | 8141 | 8012 | 5936 | 7037 | 7819
2021 | 8701 | 7364 | 6492 | 7474 | 8682 | 8662 | 8916 | 9195 | 8232 | 8120 | 5985 | 7082 | 7908.75
2022 | 8785 | 7421 | 6558 | 7583 | 8802 | 8768 | 9026 | 9309 | 8320 | 8224 | 6034 | 7126 | 7996.3333
2023 | 8866 | 7474 | 6622 | 7686 | 8913 | 8866 | 9126 | 9415 | 8403 | 8323 | 6077 | 7168 | 8078.25
2024 | 8940 | 7526 | 6680 | 7785 | 9022 | 8961 | 9224 | 9519 | 8481 | 8417 | 6117 | 7206 | 8156.5
2025 | 9011 | 7572 | 6736 | 7878 | 9125 | 9050 | 9317 | 9616 | 8557 | 8506 | 6157 | 7241 | 8230.5
2026 | 9078 | 7616 | 6790 | 7967 | 9221 | 9135 | 9403 | 9706 | 8627 | 8591 | 6194 | 7276 | 8300.3333
2027 | 9141 | 7660 | 6839 | 8054 | 9316 | 9217 | 9488 | 9797 | 8696 | 8675 | 6231 | 7308 | 8368.5
2028 | 9204 | 7701 | 6886 | 8137 | 9408 | 9297 | 9571 | 9884 | 8764 | 8756 | 6265 | 7342 | 8434.5833
2029 | 9265 | 7740 | 6934 | 8219 | 9497 | 9376 | 9652 | 9970 | 8829 | 8833 | 6299 | 7372 | 8498.8333
2030 | 9323 | 7778 | 6980 | 8296 | 9580 | 9448 | 9727 | 10049 | 8889 | 8906 | 6331 | 7402 | 8559.0833
2031 | 9378 | 7814 | 7022 | 8371 | 9661 | 9519 | 9800 | 10125 | 8949 | 8979 | 6360 | 7429 | 8617.25
2032 | 9430 | 7849 | 7062 | 8443 | 9738 | 9588 | 9870 | 10200 | 9006 | 9048 | 6391 | 7456 | 8673.4167
2033 | 9480 | 7881 | 7101 | 8513 | 9814 | 9653 | 9939 | 10272 | 9061 | 9115 | 6419 | 7482 | 8727.5
2034 | 9530 | 7914 | 7140 | 8581 | 9888 | 9718 | 10006 | 10343 | 9115 | 9181 | 6447 | 7507 | 8780.8333
2035 | 9578 | 7944 | 7176 | 8646 | 9958 | 9781 | 10072 | 10412 | 9168 | 9243 | 6472 | 7532 | 8831.8333
2036 | 9625 | 7976 | 7213 | 8710 | 10028 | 9841 | 10133 | 10478 | 9218 | 9308 | 6501 | 7557 | 8882.3333
2037 | 9672 | 8007 | 7247 | 8779 | 10103 | 9908 | 10204 | 10553 | 9276 | 9377 | 6532 | 7586 | 8937
2038 | 9727 | 8045 | 7285 | 8851 | 10181 | 9980 | 10277 | 10630 | 9336 | 9448 | 6564 | 7616 | 8995
2039 | 9782 | 8079 | 7327 | 8922 | 10258 | 10045 | 10346 | 10703 | 9392 | 9516 | 6595 | 7645 | 9050.8333
2040 | 9836 | 8116 | 7367 | 8994 | 10336 | 10116 | 10419 | 10777 | 9450 | 9585 | 6627 | 7675 | 9108.1667
2041 | 0 | 0 | 0 | 0 | 0 | 0 | 0 | 0 | 0 | 0 | 0 | 0 | 0
2042 | 0 | 0 | 0 | 0 | 0 | 0 | 0 | 0 | 0 | 0 | 0 | 0 | 0
2043 | 0 | 0 | 0 | 0 | 0 | 0 | 0 | 0 | 0 | 0 | 0 | 0 | 0
2044 | 0 | 0 | 0 | 0 | 0 | 0 | 0 | 0 | 0 | 0 | 0 | 0 | 0
2045 | 0 | 0 | 0 | 0 | 0 | 0 | 0 | 0 | 0 | 0 | 0 | 0 | 0
TOTAL WHOLESALE BEFORE DLC (SECI Firm + SECI-IS + MUNI PR + FR)
YEAR | JAN | FEB | MAR | APR | MAY | JUN | JUL | AUG | SEP | OCT | NOV | DEC | AVG
2010 | 2175.0461 | 1351.8101 | 1116.4471 | 497.2011 | 1114.3561 | 1229.6271 | 1352.4281 | 1244.9849 | 1006.5787 | 774.7619 | 490.4865 | 1677.9814 | 1169.3091
2011 | 1033.6481 | 818.8481 | 821.7481 | 837.8481 | 882.822 | 934.822 | 950.822 | 937.822 | 928.822 | 850.822 | 777.722 | 779.822 | 879.6307
2012 | 1022.608 | 1019.608 | 959.608 | 933.608 | 1002.608 | 1089.608 | 1104.608 | 1091.608 | 1083.608 | 1004.608 | 931.608 | 959.608 | 1016.9413
2013 | 896.73 | 901.8 | 917.22 | 891.17 | 925.34 | 941.26 | 943.83 | 944.86 | 924.01 | 904.42 | 878.29 | 892.51 | 10961.44
2014 | 894.93 | 871.65 | 895.28 | 770.21 | 801.42 | 804.29 | 803.99 | 803.98 | 791.18 | 782.21 | 754.17 | 1370.59 | 10343.9
2015 | 1376.05 | 1355.67 | 1397.3 | 770.19 | 803.54 | 806.45 | 806.11 | 806.06 | 791.39 | 783.29 | 756.19 | 1373.7 | 11825.94
2016 | 1378.27 | 1356.7 | 1399.41 | 770.27 | 805.67 | 658.62 | 658.33 | 658.23 | 641.51 | 634.35 | 608.27 | 1226.83 | 10796.46
2017 | 1087.66 | 1085.94 | 1084.39 | 483.62 | 486.38 | 589.04 | 587.54 | 587.18 | 586.58 | 485.45 | 481 | 1085.53 | 8630.31
2018 | 1087.85 | 1085.94 | 1084.53 | 483.75 | 486.48 | 589.17 | 587.64 | 587.22 | 586.61 | 485.48 | 481.05 | 1085.8 | 8631.52
2019 | 1088.05 | 1086.07 | 1084.66 | 483.8 | 486.57 | 839.22 | 837.73 | 837.27 | 836.72 | 735.61 | 731.18 | 1335.9 | 10382.78
2020 | 1338.24 | 1336.07 | 1334.7 | 733.85 | 736.67 | 839.36 | 837.92 | 837.41 | 836.75 | 735.74 | 731.23 | 1336.09 | 11634.03
2021 | 1338.34 | 1336.16 | 1334.82 | 733.98 | 736.77 | 739.41 | 737.92 | 737.45 | 736.77 | 735.78 | 731.37 | 1336.28 | 11235.05
2022 | 1338.53 | 1336.16 | 1334.86 | 734.03 | 736.77 | 739.45 | 738.1 | 737.59 | 736.79 | 735.99 | 731.42 | 1336.46 | 11236.15
2023 | 1338.72 | 1336.25 | 1334.9 | 734.17 | 736.86 | 739.59 | 738.19 | 737.73 | 736.82 | 736.13 | 731.64 | 1336.66 | 11237.66
2024 | 1338.82 | 1336.34 | 1335.03 | 734.22 | 736.96 | 739.64 | 738.33 | 737.86 | 736.93 | 736.17 | 731.69 | 1336.76 | 11238.75
2025 | 1339 | 1336.52 | 1335.07 | 734.26 | 737.01 | 739.77 | 738.46 | 738 | 736.96 | 736.3 | 731.82 | 1336.85 | 11240.02
2026 | 1339.19 | 1336.61 | 1335.2 | 734.31 | 737.05 | 739.91 | 738.59 | 738.15 | 737.07 | 736.33 | 731.87 | 1336.95 | 11241.23
2027 | 1339.38 | 1336.61 | 1335.24 | 734.55 | 737.09 | 740.05 | 738.72 | 738.28 | 737.18 | 736.37 | 732.01 | 1337.14 | 11242.62
2028 | 1339.57 | 1336.7 | 1335.36 | 734.6 | 737.13 | 740.09 | 738.76 | 738.33 | 737.3 | 736.41 | 732.05 | 1337.33 | 11243.63
2029 | 1339.76 | 1336.7 | 1335.49 | 734.64 | 737.25 | 740.23 | 738.89 | 738.47 | 737.41 | 736.54 | 732.19 | 1337.42 | 11244.99
2030 | 1339.86 | 1336.79 | 1335.53 | 734.78 | 737.29 | 740.37 | 739.02 | 738.6 | 737.52 | 736.58 | 732.23 | 1337.61 | 11246.18
2031 | 1340.02 | 1336.84 | 1335.57 | 734.83 | 737.31 | 740.38 | 739 | 738.59 | 737.56 | 736.67 | 732.3 | 1337.74 | 11246.81
2032 | 1340.17 | 1336.89 | 1335.65 | 734.88 | 737.36 | 740.47 | 739.09 | 738.7 | 737.64 | 736.75 | 732.38 | 1337.88 | 937.3217
2033 | 1340.33 | 1336.93 | 1335.73 | 734.92 | 737.42 | 740.56 | 739.18 | 738.79 | 737.72 | 736.83 | 732.47 | 1338.03 | 937.4092
2034 | 1340.5 | 1336.98 | 1335.79 | 734.94 | 737.47 | 740.66 | 739.27 | 738.89 | 737.8 | 736.91 | 732.57 | 1338.18 | 937.4967
2035 | 1340.66 | 1337.03 | 1335.87 | 735.01 | 737.52 | 740.75 | 739.36 | 738.99 | 737.88 | 736.98 | 732.65 | 1338.34 | 937.5867
2036 | 1340.83 | 1337.07 | 1335.95 | 735.12 | 737.57 | 740.85 | 739.46 | 739.1 | 737.97 | 737.07 | 732.74 | 1338.48 | 937.6842
2037 | 1340.99 | 1337.12 | 1336.03 | 735.17 | 737.63 | 740.94 | 739.55 | 739.19 | 738.04 | 737.15 | 732.82 | 1338.63 | 937.7717
2038 | 1341.15 | 1337.17 | 1336.11 | 735.22 | 737.68 | 741.04 | 739.63 | 739.29 | 738.13 | 737.23 | 732.92 | 1338.78 | 937.8625
2039 | 1341.31 | 1337.21 | 1336.19 | 735.29 | 737.73 | 741.13 | 739.73 | 739.4 | 738.21 | 737.3 | 733 | 1338.92 | 937.9517
2040 | 1341.47 | 1337.26 | 1336.27 | 735.36 | 737.79 | 741.22 | 739.82 | 739.49 | 738.28 | 737.38 | 733.09 | 1339.07 | 938.0417
2041 | 0 | 0 | 0 | 0 | 0 | 0 | 0 | 0 | 0 | 0 | 0 | 0 | 0
2042 | 0 | 0 | 0 | 0 | 0 | 0 | 0 | 0 | 0 | 0 | 0 | 0 | 0
2043 | 0 | 0 | 0 | 0 | 0 | 0 | 0 | 0 | 0 | 0 | 0 | 0 | 0
2044 | 0 | 0 | 0 | 0 | 0 | 0 | 0 | 0 | 0 | 0 | 0 | 0 | 0
2045 | 0 | 0 | 0 | 0 | 0 | 0 | 0 | 0 | 0 | 0 | 0 | 0 | 0
TOTAL WHOLESALE FIRM | MAR: TOTAL WHOLESALE LESS SECI-IS + CHATTAHOOCHEE GENERATOR
YEAR | JAN | FEB | MAR | APR | MAY | JUN | JUL | AUG | SEP | OCT | NOV | DEC | AVG
2010 | 2170.0031 | 1335.2341 | 1101.7031 | 486.2941 | 1099.6341 | 1212.2491 | 1328.2421 | 1228.0709 | 999.3937 | 763.4019 | 475.5665 | 1656.9814 | 1154.7311
2011 | 1006.6481 | 789.8481 | 786.7481 | 817.8481 | 862.822 | 914.822 | 930.822 | 917.822 | 908.822 | 830.822 | 757.722 | 759.822 | 857.0474
2012 | 1001.608 | 993.608 | 933.608 | 913.608 | 982.608 | 1069.608 | 1084.608 | 1071.608 | 1063.608 | 984.608 | 911.608 | 939.608 | 995.858
2013 | 876.72 | 881.79 | 897.21 | 871.16 | 905.33 | 921.25 | 923.82 | 924.85 | 904 | 884.41 | 858.28 | 872.5 | 10721.32
2014 | 889.93 | 866.65 | 890.28 | 765.21 | 796.42 | 799.29 | 798.99 | 798.98 | 786.18 | 777.21 | 749.17 | 1365.59 | 10283.9
2015 | 1371.05 | 1350.67 | 1392.3 | 765.19 | 798.54 | 801.45 | 801.11 | 801.06 | 786.39 | 778.29 | 751.19 | 1368.7 | 11765.94
2016 | 1373.27 | 1351.7 | 1394.41 | 765.27 | 800.67 | 653.62 | 653.33 | 653.23 | 636.51 | 629.35 | 603.27 | 1221.83 | 10736.46
2017 | 1082.66 | 1080.94 | 1079.39 | 478.62 | 481.38 | 584.04 | 582.54 | 582.18 | 581.58 | 480.45 | 476 | 1080.53 | 8570.31
2018 | 1082.85 | 1080.94 | 1079.53 | 478.75 | 481.48 | 584.17 | 582.64 | 582.22 | 581.61 | 480.48 | 476.05 | 1080.8 | 8571.52
2019 | 1083.05 | 1081.07 | 1079.66 | 478.8 | 481.57 | 834.22 | 832.73 | 832.27 | 831.72 | 730.61 | 726.18 | 1330.9 | 10322.78
2020 | 1333.24 | 1331.07 | 1329.7 | 728.85 | 731.67 | 834.36 | 832.92 | 832.41 | 831.75 | 730.74 | 726.23 | 1331.09 | 11574.03
2021 | 1333.34 | 1331.16 | 1329.82 | 728.98 | 731.77 | 734.41 | 732.92 | 732.45 | 731.77 | 730.78 | 726.37 | 1331.28 | 11175.05
2022 | 1333.53 | 1331.16 | 1329.86 | 729.03 | 731.77 | 734.45 | 733.1 | 732.59 | 731.79 | 730.99 | 726.42 | 1331.46 | 11176.15
2023 | 1333.72 | 1331.25 | 1329.9 | 729.17 | 731.86 | 734.59 | 733.19 | 732.73 | 731.82 | 731.13 | 726.64 | 1331.66 | 11177.66
2024 | 1333.82 | 1331.34 | 1330.03 | 729.22 | 731.96 | 734.64 | 733.33 | 732.86 | 731.93 | 731.17 | 726.69 | 1331.76 | 11178.75
2025 | 1334 | 1331.52 | 1330.07 | 729.26 | 732.01 | 734.77 | 733.46 | 733 | 731.96 | 731.3 | 726.82 | 1331.85 | 11180.02
2026 | 1334.19 | 1331.61 | 1330.2 | 729.31 | 732.05 | 734.91 | 733.59 | 733.15 | 732.07 | 731.33 | 726.87 | 1331.95 | 11181.23
2027 | 1334.38 | 1331.61 | 1330.24 | 729.55 | 732.09 | 735.05 | 733.72 | 733.28 | 732.18 | 731.37 | 727.01 | 1332.14 | 11182.62
2028 | 1334.57 | 1331.7 | 1330.36 | 729.6 | 732.13 | 735.09 | 733.76 | 733.33 | 732.3 | 731.41 | 727.05 | 1332.33 | 11183.63
2029 | 1334.76 | 1331.7 | 1330.49 | 729.64 | 732.25 | 735.23 | 733.89 | 733.47 | 732.41 | 731.54 | 727.19 | 1332.42 | 11184.99
2030 | 1334.86 | 1331.79 | 1330.53 | 729.78 | 732.29 | 735.37 | 734.02 | 733.6 | 732.52 | 731.58 | 727.23 | 1332.61 | 11186.18
2031 | 1335.02 | 1331.84 | 1330.57 | 729.83 | 732.31 | 735.38 | 734 | 733.59 | 732.56 | 731.67 | 727.3 | 1332.74 | 11186.81
2032 | 1335.17 | 1331.89 | 1330.65 | 729.88 | 732.36 | 735.47 | 734.09 | 733.7 | 732.64 | 731.75 | 727.38 | 1332.88 | 11187.86
2033 | 1335.33 | 1331.93 | 1330.73 | 729.92 | 732.42 | 735.56 | 734.18 | 733.79 | 732.72 | 731.83 | 727.47 | 1333.03 | 11188.91
2034 | 1335.5 | 1331.98 | 1330.79 | 729.94 | 732.47 | 735.66 | 734.27 | 733.89 | 732.8 | 731.91 | 727.57 | 1333.18 | 11189.96
2035 | 1335.66 | 1332.03 | 1330.87 | 730.01 | 732.52 | 735.75 | 734.36 | 733.99 | 732.88 | 731.98 | 727.65 | 1333.34 | 11191.04
2036 | 1335.83 | 1332.07 | 1330.95 | 730.12 | 732.57 | 735.85 | 734.46 | 734.1 | 732.97 | 732.07 | 727.74 | 1333.48 | 11192.21
2037 | 1335.99 | 1332.12 | 1331.03 | 730.17 | 732.63 | 735.94 | 734.55 | 734.19 | 733.04 | 732.15 | 727.82 | 1333.63 | 11193.26
2038 | 1336.15 | 1332.17 | 1331.11 | 730.22 | 732.68 | 736.04 | 734.63 | 734.29 | 733.13 | 732.23 | 727.92 | 1333.78 | 11194.35
2039 | 1336.31 | 1332.21 | 1331.19 | 730.29 | 732.73 | 736.13 | 734.73 | 734.4 | 733.21 | 732.3 | 728 | 1333.92 | 11195.42
2040 | 1336.47 | 1332.26 | 1331.27 | 730.36 | 732.79 | 736.22 | 734.82 | 734.49 | 733.28 | 732.38 | 728.09 | 1334.07 | 11196.5
2041 | 0 | 0 | 0 | 0 | 0 | 0 | 0 | 0 | 0 | 0 | 0 | 0 | 0
2042 | 0 | 0 | 0 | 0 | 0 | 0 | 0 | 0 | 0 | 0 | 0 | 0 | 0
2043 | 0 | 0 | 0 | 0 | 0 | 0 | 0 | 0 | 0 | 0 | 0 | 0 | 0
2044 | 0 | 0 | 0 | 0 | 0 | 0 | 0 | 0 | 0 | 0 | 0 | 0 | 0
2045 | 0 | 0 | 0 | 0 | 0 | 0 | 0 | 0 | 0 | 0 | 0 | 0 | 0
TOTAL SECI FIRM (No IS Contract-Rate Code 555)
YEAR | JAN | FEB | MAR | APR | MAY | JUN | JUL | AUG | SEP | OCT | NOV | DEC | AVG
2010 | 1587 | 779 | 568 | 87 | 557 | 567 | 629 | 531 | 416 | 329 | 171 | 1091 | 609.3333
2011 | 753 | 525 | 525 | 550 | 583 | 625 | 625 | 625 | 625 | 550 | 500 | 500 | 582.1667
2012 | 725 | 725 | 675 | 650 | 700 | 775 | 775 | 775 | 775 | 700 | 650 | 675 | 716.6667
2013 | 600 | 600 | 600 | 600 | 600 | 600 | 600 | 600 | 600 | 600 | 600 | 600 | 7200
2014 | 650 | 650 | 650 | 550 | 550 | 550 | 550 | 550 | 550 | 550 | 550 | 1150 | 7500
2015 | 1150 | 1150 | 1150 | 550 | 550 | 550 | 550 | 550 | 550 | 550 | 550 | 1150 | 9000
2016 | 1150 | 1150 | 1150 | 550 | 550 | 400 | 400 | 400 | 400 | 400 | 400 | 1000 | 7950
2017 | 1000 | 1000 | 1000 | 400 | 400 | 500 | 500 | 500 | 500 | 400 | 400 | 1000 | 7600
2018 | 1000 | 1000 | 1000 | 400 | 400 | 500 | 500 | 500 | 500 | 400 | 400 | 1000 | 7600
2019 | 1000 | 1000 | 1000 | 400 | 400 | 750 | 750 | 750 | 750 | 650 | 650 | 1250 | 9350
2020 | 1250 | 1250 | 1250 | 650 | 650 | 750 | 750 | 750 | 750 | 650 | 650 | 1250 | 10600
2021 | 1250 | 1250 | 1250 | 650 | 650 | 650 | 650 | 650 | 650 | 650 | 650 | 1250 | 10200
2022 | 1250 | 1250 | 1250 | 650 | 650 | 650 | 650 | 650 | 650 | 650 | 650 | 1250 | 10200
2023 | 1250 | 1250 | 1250 | 650 | 650 | 650 | 650 | 650 | 650 | 650 | 650 | 1250 | 10200
2024 | 1250 | 1250 | 1250 | 650 | 650 | 650 | 650 | 650 | 650 | 650 | 650 | 1250 | 10200
2025 | 1250 | 1250 | 1250 | 650 | 650 | 650 | 650 | 650 | 650 | 650 | 650 | 1250 | 10200
2026 | 1250 | 1250 | 1250 | 650 | 650 | 650 | 650 | 650 | 650 | 650 | 650 | 1250 | 10200
2027 | 1250 | 1250 | 1250 | 650 | 650 | 650 | 650 | 650 | 650 | 650 | 650 | 1250 | 10200
2028 | 1250 | 1250 | 1250 | 650 | 650 | 650 | 650 | 650 | 650 | 650 | 650 | 1250 | 10200
2029 | 1250 | 1250 | 1250 | 650 | 650 | 650 | 650 | 650 | 650 | 650 | 650 | 1250 | 10200
2030 | 1250 | 1250 | 1250 | 650 | 650 | 650 | 650 | 650 | 650 | 650 | 650 | 1250 | 10200
2031 | 1250 | 1250 | 1250 | 650 | 650 | 650 | 650 | 650 | 650 | 650 | 650 | 1250 | 10200
2032 | 1250 | 1250 | 1250 | 650 | 650 | 650 | 650 | 650 | 650 | 650 | 650 | 1250 | 10200
2033 | 1250 | 1250 | 1250 | 650 | 650 | 650 | 650 | 650 | 650 | 650 | 650 | 1250 | 10200
2034 | 1250 | 1250 | 1250 | 650 | 650 | 650 | 650 | 650 | 650 | 650 | 650 | 1250 | 10200
2035 | 1250 | 1250 | 1250 | 650 | 650 | 650 | 650 | 650 | 650 | 650 | 650 | 1250 | 10200
2036 | 1250 | 1250 | 1250 | 650 | 650 | 650 | 650 | 650 | 650 | 650 | 650 | 1250 | 10200
2037 | 1250 | 1250 | 1250 | 650 | 650 | 650 | 650 | 650 | 650 | 650 | 650 | 1250 | 10200
2038 | 1250 | 1250 | 1250 | 650 | 650 | 650 | 650 | 650 | 650 | 650 | 650 | 1250 | 10200
2039 | 1250 | 1250 | 1250 | 650 | 650 | 650 | 650 | 650 | 650 | 650 | 650 | 1250 | 10200
2040 | 1250 | 1250 | 1250 | 650 | 650 | 650 | 650 | 650 | 650 | 650 | 650 | 1250 | 10200
2041 | 0 | 0 | 0 | 0 | 0 | 0 | 0 | 0 | 0 | 0 | 0 | 0 | 0
2042 | 0 | 0 | 0 | 0 | 0 | 0 | 0 | 0 | 0 | 0 | 0 | 0 | 0
2043 | 0 | 0 | 0 | 0 | 0 | 0 | 0 | 0 | 0 | 0 | 0 | 0 | 0
2044 | 0 | 0 | 0 | 0 | 0 | 0 | 0 | 0 | 0 | 0 | 0 | 0 | 0
2045 | 0 | 0 | 0 | 0 | 0 | 0 | 0 | 0 | 0 | 0 | 0 | 0 | 0
TOTAL MUNI PR BEFORE DLC (NO FR)
YEAR | JAN | FEB | MAR | APR | MAY | JUN | JUL | AUG | SEP | OCT | NOV | DEC | AVG
2010 | 323.4541 | 356.3691 | 341.3961 | 253.1741 | 350.2741 | 414.9141 | 476.7611 | 475.5199 | 386.9037 | 262.3489 | 170.0625 | 357.5714 | 347.3957
2011 | 222.6481 | 226.6481 | 237.6481 | 241.6481 | 245.622 | 253.622 | 269.622 | 256.622 | 248.622 | 246.622 | 233.622 | 229.622 | 242.714
2012 | 223.608 | 229.608 | 240.608 | 244.608 | 248.608 | 256.608 | 272.608 | 260.608 | 252.608 | 250.608 | 237.608 | 234.608 | 246.0247
2013 | 236.09 | 247.1 | 269.09 | 241.09 | 271.09 | 284.1 | 287.1 | 288.1 | 268.1 | 251.09 | 234.09 | 241.09 | 259.8442
2014 | 199.07 | 182.06 | 212.05 | 185.05 | 212.05 | 212.05 | 212.05 | 212.05 | 200.05 | 194.05 | 175.05 | 184.05 | 198.3025
2015 | 180.05 | 166.05 | 214.05 | 185.05 | 214.05 | 214.05 | 214.05 | 214.05 | 200.05 | 195.05 | 177.05 | 187.05 | 196.7167
2016 | 182.05 | 167.05 | 216.05 | 185.05 | 216.05 | 216.05 | 216.05 | 216.05 | 200.05 | 196.05 | 179.05 | 190.05 | 198.3
2017 | 65.05 | 65.05 | 65.05 | 65.05 | 65.05 | 65.05 | 65.05 | 65.05 | 65.05 | 65.05 | 65.05 | 65.05 | 65.05
2018 | 65.05 | 65.05 | 65.05 | 65.05 | 65.05 | 65.05 | 65.05 | 65.05 | 65.05 | 65.05 | 65.05 | 65.05 | 65.05
2019 | 65.05 | 65.05 | 65.05 | 65.05 | 65.05 | 65.05 | 65.05 | 65.05 | 65.05 | 65.05 | 65.05 | 65.05 | 65.05
2020 | 65.05 | 65.05 | 65.05 | 65.05 | 65.05 | 65.05 | 65.05 | 65.05 | 65.05 | 65.05 | 65.05 | 65.05 | 65.05
2021 | 65.05 | 65.05 | 65.05 | 65.05 | 65.05 | 65.05 | 65.05 | 65.05 | 65.05 | 65.05 | 65.05 | 65.05 | 65.05
2022 | 65.05 | 65.05 | 65.05 | 65.05 | 65.05 | 65.05 | 65.05 | 65.05 | 65.05 | 65.05 | 65.05 | 65.05 | 65.05
2023 | 65.05 | 65.05 | 65.05 | 65.05 | 65.05 | 65.05 | 65.05 | 65.05 | 65.05 | 65.05 | 65.05 | 65.05 | 65.05
2024 | 65.05 | 65.05 | 65.05 | 65.05 | 65.05 | 65.05 | 65.05 | 65.05 | 65.05 | 65.05 | 65.05 | 65.05 | 65.05
2025 | 65.05 | 65.05 | 65.05 | 65.05 | 65.05 | 65.05 | 65.05 | 65.05 | 65.05 | 65.05 | 65.05 | 65.05 | 65.05
2026 | 65.05 | 65.05 | 65.05 | 65.05 | 65.05 | 65.05 | 65.05 | 65.05 | 65.05 | 65.05 | 65.05 | 65.05 | 65.05
2027 | 65.05 | 65.05 | 65.05 | 65.05 | 65.05 | 65.05 | 65.05 | 65.05 | 65.05 | 65.05 | 65.05 | 65.05 | 65.05
2028 | 65.05 | 65.05 | 65.05 | 65.05 | 65.05 | 65.05 | 65.05 | 65.05 | 65.05 | 65.05 | 65.05 | 65.05 | 65.05
2029 | 65.05 | 65.05 | 65.05 | 65.05 | 65.05 | 65.05 | 65.05 | 65.05 | 65.05 | 65.05 | 65.05 | 65.05 | 65.05
2030 | 65.05 | 65.05 | 65.05 | 65.05 | 65.05 | 65.05 | 65.05 | 65.05 | 65.05 | 65.05 | 65.05 | 65.05 | 65.05
2031 | 65.05 | 65.05 | 65.05 | 65.05 | 65.05 | 65.05 | 65.05 | 65.05 | 65.05 | 65.05 | 65.05 | 65.05 | 65.05
2032 | 65.05 | 65.05 | 65.05 | 65.05 | 65.05 | 65.05 | 65.05 | 65.05 | 65.05 | 65.05 | 65.05 | 65.05 | 65.05
2033 | 65.05 | 65.05 | 65.05 | 65.05 | 65.05 | 65.05 | 65.05 | 65.05 | 65.05 | 65.05 | 65.05 | 65.05 | 65.05
2034 | 65.05 | 65.05 | 65.05 | 65.05 | 65.05 | 65.05 | 65.05 | 65.05 | 65.05 | 65.05 | 65.05 | 65.05 | 65.05
2035 | 65.05 | 65.05 | 65.05 | 65.05 | 65.05 | 65.05 | 65.05 | 65.05 | 65.05 | 65.05 | 65.05 | 65.05 | 65.05
2036 | 65.05 | 65.05 | 65.05 | 65.05 | 65.05 | 65.05 | 65.05 | 65.05 | 65.05 | 65.05 | 65.05 | 65.05 | 65.05
2037 | 65.05 | 65.05 | 65.05 | 65.05 | 65.05 | 65.05 | 65.05 | 65.05 | 65.05 | 65.05 | 65.05 | 65.05 | 65.05
2038 | 65.05 | 65.05 | 65.05 | 65.05 | 65.05 | 65.05 | 65.05 | 65.05 | 65.05 | 65.05 | 65.05 | 65.05 | 65.05
2039 | 65.05 | 65.05 | 65.05 | 65.05 | 65.05 | 65.05 | 65.05 | 65.05 | 65.05 | 65.05 | 65.05 | 65.05 | 65.05
2040 | 65.05 | 65.05 | 65.05 | 65.05 | 65.05 | 65.05 | 65.05 | 65.05 | 65.05 | 65.05 | 65.05 | 65.05 | 65.05
2041 | 0 | 0 | 0 | 0 | 0 | 0 | 0 | 0 | 0 | 0 | 0 | 0 | 0
2042 | 0 | 0 | 0 | 0 | 0 | 0 | 0 | 0 | 0 | 0 | 0 | 0 | 0
2043 | 0 | 0 | 0 | 0 | 0 | 0 | 0 | 0 | 0 | 0 | 0 | 0 | 0
2044 | 0 | 0 | 0 | 0 | 0 | 0 | 0 | 0 | 0 | 0 | 0 | 0 | 0
2045 | 0 | 0 | 0 | 0 | 0 | 0 | 0 | 0 | 0 | 0 | 0 | 0 | 0
TOTAL FR | MAR: SEPA, CHATTAHOOCHEE, WILLISTON & MT DORA
YEAR | JAN | FEB | MAR | APR | MAY | JUN | JUL | AUG | SEP | OCT | NOV | DEC | AVG
2010 | 264.549 | 204.865 | 197.307 | 151.12 | 197.36 | 235.335 | 227.481 | 226.551 | 201.49 | 177.053 | 139.504 | 213.41 | 2436.025
2011 | 36 | 43.2 | 29.1 | 31.2 | 39.2 | 41.2 | 41.2 | 41.2 | 40.2 | 39.2 | 29.1 | 35.2 | 446
2012 | 58 | 44 | 23 | 24 | 39 | 43 | 42 | 41 | 41 | 39 | 29 | 35 | 458
2013 | 45.63 | 39.69 | 33.12 | 35.07 | 39.24 | 42.15 | 41.72 | 41.75 | 40.9 | 38.32 | 29.19 | 36.41 | 463.19
2014 | 45.86 | 39.59 | 33.23 | 35.16 | 39.37 | 42.24 | 41.94 | 41.93 | 41.13 | 38.16 | 29.12 | 36.54 | 464.27
2015 | 46 | 39.62 | 33.25 | 35.14 | 39.49 | 42.4 | 42.06 | 42.01 | 41.34 | 38.24 | 29.14 | 36.65 | 465.34
2016 | 46.22 | 39.65 | 33.36 | 35.22 | 39.62 | 42.57 | 42.28 | 42.18 | 41.46 | 38.3 | 29.22 | 36.78 | 466.86
2017 | 22.61 | 20.89 | 19.34 | 18.57 | 21.33 | 23.99 | 22.49 | 22.13 | 21.53 | 20.4 | 15.95 | 20.48 | 249.71
2018 | 22.8 | 20.89 | 19.48 | 18.7 | 21.43 | 24.12 | 22.59 | 22.17 | 21.56 | 20.43 | 16 | 20.75 | 250.92
2019 | 23 | 21.02 | 19.61 | 18.75 | 21.52 | 24.17 | 22.68 | 22.22 | 21.67 | 20.56 | 16.13 | 20.85 | 252.18
2020 | 23.19 | 21.02 | 19.65 | 18.8 | 21.62 | 24.31 | 22.87 | 22.36 | 21.7 | 20.69 | 16.18 | 21.04 | 253.43
2021 | 23.29 | 21.11 | 19.77 | 18.93 | 21.72 | 24.36 | 22.87 | 22.4 | 21.72 | 20.73 | 16.32 | 21.23 | 254.45
2022 | 23.48 | 21.11 | 19.81 | 18.98 | 21.72 | 24.4 | 23.05 | 22.54 | 21.74 | 20.94 | 16.37 | 21.41 | 255.55
2023 | 23.67 | 21.2 | 19.85 | 19.12 | 21.81 | 24.54 | 23.14 | 22.68 | 21.77 | 21.08 | 16.59 | 21.61 | 257.06
2024 | 23.77 | 21.29 | 19.98 | 19.17 | 21.91 | 24.59 | 23.28 | 22.81 | 21.88 | 21.12 | 16.64 | 21.71 | 258.15
2025 | 23.95 | 21.47 | 20.02 | 19.21 | 21.96 | 24.72 | 23.41 | 22.95 | 21.91 | 21.25 | 16.77 | 21.8 | 259.42
2026 | 24.14 | 21.56 | 20.15 | 19.26 | 22 | 24.86 | 23.54 | 23.1 | 22.02 | 21.28 | 16.82 | 21.9 | 260.63
2027 | 24.33 | 21.56 | 20.19 | 19.5 | 22.04 | 25 | 23.67 | 23.23 | 22.13 | 21.32 | 16.96 | 22.09 | 262.02
2028 | 24.52 | 21.65 | 20.31 | 19.55 | 22.08 | 25.04 | 23.71 | 23.28 | 22.25 | 21.36 | 17 | 22.28 | 263.03
2029 | 24.71 | 21.65 | 20.44 | 19.59 | 22.2 | 25.18 | 23.84 | 23.42 | 22.36 | 21.49 | 17.14 | 22.37 | 264.39
2030 | 24.81 | 21.74 | 20.48 | 19.73 | 22.24 | 25.32 | 23.97 | 23.55 | 22.47 | 21.53 | 17.18 | 22.56 | 265.58
2031 | 24.97 | 21.79 | 20.52 | 19.78 | 22.26 | 25.33 | 23.95 | 23.54 | 22.51 | 21.62 | 17.25 | 22.69 | 22.1842
2032 | 25.12 | 21.84 | 20.6 | 19.83 | 22.31 | 25.42 | 24.04 | 23.65 | 22.59 | 21.7 | 17.33 | 22.83 | 22.2717
2033 | 25.28 | 21.88 | 20.68 | 19.87 | 22.37 | 25.51 | 24.13 | 23.74 | 22.67 | 21.78 | 17.42 | 22.98 | 22.3592
2034 | 25.45 | 21.93 | 20.74 | 19.89 | 22.42 | 25.61 | 24.22 | 23.84 | 22.75 | 21.86 | 17.52 | 23.13 | 22.4467
2035 | 25.61 | 21.98 | 20.82 | 19.96 | 22.47 | 25.7 | 24.31 | 23.94 | 22.83 | 21.93 | 17.6 | 23.29 | 22.5367
2036 | 25.78 | 22.02 | 20.9 | 20.07 | 22.52 | 25.8 | 24.41 | 24.05 | 22.92 | 22.02 | 17.69 | 23.43 | 22.6342
2037 | 25.94 | 22.07 | 20.98 | 20.12 | 22.58 | 25.89 | 24.5 | 24.14 | 22.99 | 22.1 | 17.77 | 23.58 | 22.7217
2038 | 26.1 | 22.12 | 21.06 | 20.17 | 22.63 | 25.99 | 24.58 | 24.24 | 23.08 | 22.18 | 17.87 | 23.73 | 22.8125
2039 | 26.26 | 22.16 | 21.14 | 20.24 | 22.68 | 26.08 | 24.68 | 24.35 | 23.16 | 22.25 | 17.95 | 23.87 | 22.9017
2040 | 26.42 | 22.21 | 21.22 | 20.31 | 22.74 | 26.17 | 24.77 | 24.44 | 23.23 | 22.33 | 18.04 | 24.02 | 22.9917
2041 | 0 | 0 | 0 | 0 | 0 | 0 | 0 | 0 | 0 | 0 | 0 | 0 | 0
2042 | 0 | 0 | 0 | 0 | 0 | 0 | 0 | 0 | 0 | 0 | 0 | 0 | 0
2043 | 0 | 0 | 0 | 0 | 0 | 0 | 0 | 0 | 0 | 0 | 0 | 0 | 0
2044 | 0 | 0 | 0 | 0 | 0 | 0 | 0 | 0 | 0 | 0 | 0 | 0 | 0
2045 | 0 | 0 | 0 | 0 | 0 | 0 | 0 | 0 | 0 | 0 | 0 | 0 | 0
COMPANY USE
YEAR | JAN | FEB | MAR | APR | MAY | JUN | JUL | AUG | SEP | OCT | NOV | DEC | AVG
2010
2011
2012
2013 | JUL: 25; AUG: 25; SEP: 25; OCT: 25; NOV: 25; DEC: 25 | 25
2014 | 25 | 25 | 25 | 25 | 25 | 25 | 25 | 25 | 25 | 25 | 25 | 25 | 25
2015 | 25 | 25 | 25 | 25 | 25 | 25 | 25 | 25 | 25 | 25 | 25 | 25 | 25
2016 | 25 | 25 | 25 | 25 | 25 | 25 | 25 | 25 | 25 | 25 | 25 | 25 | 25
2017 | 25 | 25 | 25 | 25 | 25 | 25 | 25 | 25 | 25 | 25 | 25 | 25 | 25
2018 | 25 | 25 | 25 | 25 | 25 | 25 | 25 | 25 | 25 | 25 | 25 | 25 | 25
2019 | 25 | 25 | 25 | 25 | 25 | 25 | 25 | 25 | 25 | 25 | 25 | 25 | 25
2020 | 25 | 25 | 25 | 25 | 25 | 25 | 25 | 25 | 25 | 25 | 25 | 25 | 25
2021 | 25 | 25 | 25 | 25 | 25 | 25 | 25 | 25 | 25 | 25 | 25 | 25 | 25
2022 | 25 | 25 | 25 | 25 | 25 | 25 | 25 | 25 | 25 | 25 | 25 | 25 | 25
2023 | 25 | 25 | 25 | 25 | 25 | 25 | 25 | 25 | 25 | 25 | 25 | 25 | 25
2024 | 25 | 25 | 25 | 25 | 25 | 25 | 25 | 25 | 25 | 25 | 25 | 25 | 25
2025 | 25 | 25 | 25 | 25 | 25 | 25 | 25 | 25 | 25 | 25 | 25 | 25 | 25
2026 | 25 | 25 | 25 | 25 | 25 | 25 | 25 | 25 | 25 | 25 | 25 | 25 | 25
2027 | 25 | 25 | 25 | 25 | 25 | 25 | 25 | 25 | 25 | 25 | 25 | 25 | 25
2028 | 25 | 25 | 25 | 25 | 25 | 25 | 25 | 25 | 25 | 25 | 25 | 25 | 25
2029 | 25 | 25 | 25 | 25 | 25 | 25 | 25 | 25 | 25 | 25 | 25 | 25 | 25
2030 | 25 | 25 | 25 | 25 | 25 | 25 | 25 | 25 | 25 | 25 | 25 | 25 | 25
2031 | 25 | 25 | 25 | 25 | 25 | 25 | 25 | 25 | 25 | 25 | 25 | 25 | 25
2032 | 25 | 25 | 25 | 25 | 25 | 25 | 25 | 25 | 25 | 25 | 25 | 25 | 25
2033 | 25 | 25 | 25 | 25 | 25 | 25 | 25 | 25 | 25 | 25 | 25 | 25 | 25
2034 | 25 | 25 | 25 | 25 | 25 | 25 | 25 | 25 | 25 | 25 | 25 | 25 | 25
2035 | 25 | 25 | 25 | 25 | 25 | 25 | 25 | 25 | 25 | 25 | 25 | 25 | 25
2036 | 25 | 25 | 25 | 25 | 25 | 25 | 25 | 25 | 25 | 25 | 25 | 25 | 25
2037 | 25 | 25 | 25 | 25 | 25 | 25 | 25 | 25 | 25 | 25 | 25 | 25 | 25
2038 | 25 | 25 | 25 | 25 | 25 | 25 | 25 | 25 | 25 | 25 | 25 | 25 | 25
2039 | 25 | 25 | 25 | 25 | 25 | 25 | 25 | 25 | 25 | 25 | 25 | 25 | 25
2040 | 25 | 25 | 25 | 25 | 25 | 25 | 25 | 25 | 25 | 25 | 25 | 25 | 25
2041
2042
2043
2044
2045
Min/Max--> | 0.26797 | 0.32139 | 0.37523 | 0.3756 | 0.34238 | 0.36357 | 0.3769 | 0.38617 | 0.37702 | 0.35208 | 0.39209 | 0.34498
PEF TOTAL SYSTEM MINIMUM MONTHLY DEMANDS | JUN: (Factors x Native MW) (SEC-Base & CC, TAL-CR3, Hmst-B, WP @ a % of CD at min hr)
YEAR | JAN | FEB | MAR | APR | MAY | JUN | JUL | AUG | SEP | OCT | NOV | DEC | AVG
2010 | 2571 | 2597 | 2555 | 2552 | 3036 | 3396 | 3225 | 3424 | 3203 | 2547 | 2470 | 2707 | 2856.9167
2011 | 2482 | 2424 | 2442 | 2510 | 2629 | 3031 | 3122 | 3450 | 3190 | 2439 | 2432 | 2491 | 2720.1667 | x
2012 | 2428.5806 | 2787.734 | 2501.5376 | 2781.155 | 2888.8433 | 3177.4353 | 3349.2946 | 3432.1437 | 3208.7103 | 2835.74 | 2264.7008 | 2339.4642 | 2832.945
2013 | 1771.4501 | 2575.5108 | 2908.161 | 2701.0579 | 2766.719 | 3120.6696 | 3454.789 | 3585.9784 | 3253.7317 | 2824.4989 | 2549.3439 | 2815.4317 | 2860.6118
2014 | 2645.453 | 2642.8802 | 2699.1159 | 2757.5546 | 2854.7308 | 3219.1137 | 3444.226 | 3593.7872 | 3236.9186 | 2829.8048 | 2539.0186 | 2765.5846 | 2935.6823
2015 | 2593.7007 | 2704.1332 | 2777.7955 | 2849.1941 | 2932.4646 | 3301.2479 | 3533.0881 | 3687.1121 | 3314.6645 | 2928.5634 | 2619.62 | 2805.7602 | 3003.9454
2016 | 2662.2877 | 2772.1355 | 2874.5196 | 2945.3783 | 3042.0431 | 3282.295 | 3519.7265 | 3689.7397 | 3290.8684 | 2925.5546 | 2599.4607 | 2745.2528 | 3029.1052
2017 | 2594.989 | 2713.8843 | 2754.5276 | 2906.7812 | 3001.2116 | 3312.5703 | 3555.3384 | 3740.7622 | 3325.0291 | 2982.3349 | 2649.9879 | 2748.8722 | 3023.8574
2018 | 2667.1234 | 2742.4883 | 2790.6019 | 3006.7402 | 3113.2035 | 3396.2386 | 3609.6492 | 3798.3166 | 3369.9062 | 3029.8763 | 2677.4535 | 2772.4239 | 3081.1685
2019 | 2683.1762 | 2757.0615 | 2815.5559 | 3048.9918 | 3211.4905 | 3433.4272 | 3650.64 | 3842.846 | 3402.6322 | 3063.0153 | 2694.0656 | 2781.9564 | 3115.4049
2020 | 2715.1153 | 2786.3083 | 2852.3431 | 3103.8485 | 3265.9629 | 3485.4686 | 3706.4923 | 3901.9836 | 3449.7714 | 3112.3524 | 2725.4521 | 2808.2404 | 3159.4449
2021 | 2742.7429 | 2809.4775 | 2882.0311 | 3149.7209 | 3311.1911 | 3528.388 | 3751.7199 | 3951.0423 | 3487.8582 | 3153.2078 | 2748.6401 | 2827.6248 | 3195.3037
2022 | 2769.0547 | 2831.9751 | 2910.5634 | 3193.6851 | 3355.0155 | 3570.213 | 3796.6384 | 3998.9811 | 3524.437 | 3192.3627 | 2771.0086 | 2846.3158 | 3230.0209
2023 | 2794.5626 | 2853.2159 | 2938.7204 | 3235.054 | 3395.7894 | 3609.1659 | 3837.754 | 4043.4444 | 3559.1344 | 3229.3804 | 2791.4833 | 2863.9787 | 3262.6403
2024 | 2818.4386 | 2873.1713 | 2964.2846 | 3274.511 | 3435.5395 | 3646.6318 | 3877.7578 | 4086.7453 | 3591.5999 | 3264.6025 | 2810.7152 | 2880.2273 | 3293.6854
2025 | 2841.5321 | 2892.5127 | 2989.4399 | 3312.8375 | 3473.903 | 3682.6724 | 3916.6271 | 4128.1192 | 3624.0352 | 3298.8001 | 2829.9784 | 2896.1274 | 3323.8821
2026 | 2863.2885 | 2910.8611 | 3013.8784 | 3348.9141 | 3509.524 | 3716.8989 | 3952.4813 | 4166.7939 | 3653.8615 | 3331.2021 | 2848.0339 | 2911.341 | 3352.2566
2027 | 2883.973 | 2928.5377 | 3036.407 | 3384.3108 | 3544.8027 | 3750.0346 | 3987.9586 | 4205.4608 | 3683.3107 | 3362.9034 | 2865.7327 | 2925.8957 | 3379.944
2028 | 2904.6575 | 2945.6005 | 3057.84 | 3417.7582 | 3578.7118 | 3782.0433 | 4022.2712 | 4242.166 | 3712.0097 | 3393.5485 | 2882.216 | 2940.4503 | 3406.6061
2029 | 2925.074 | 2962.6343 | 3080.0272 | 3451.9531 | 3612.306 | 3814.4519 | 4056.6178 | 4279.2921 | 3740.3279 | 3423.5211 | 2899.1306 | 2954.6256 | 3433.3301
2030 | 2944.1265 | 2978.7329 | 3101.0549 | 3483.5563 | 3643.8185 | 3843.952 | 4088.3261 | 4313.325 | 3766.384 | 3451.7016 | 2915.2218 | 2968.1453 | 3458.1954
2031 | 2958.6397 | 2988.7122 | 3114.9533 | 3507.6136 | 3668.4766 | 3867.2241 | 4112.8168 | 4340.3529 | 3786.0043 | 3474.2665 | 2923.8752 | 2975.4347 | 3476.5308
2032 | 2972.6143 | 2999.0128 | 3128.1163 | 3531.2953 | 3691.7754 | 3889.7981 | 4136.5952 | 4367.0409 | 3804.8856 | 3495.7715 | 2933.3166 | 2983.7625 | 3494.4987
2033 | 2990.0751 | 3013.4884 | 3146.9077 | 3560.2317 | 3720.5558 | 3917.0986 | 4166.0271 | 4398.3552 | 3829.0452 | 3521.8537 | 2947.8591 | 2995.8886 | 3517.2822
2034 | 3007.0026 | 3027.6458 | 3165.3163 | 3588.4094 | 3748.3055 | 3943.6755 | 4194.7051 | 4429.6733 | 3852.8278 | 3547.2316 | 2962.0134 | 3008.0146 | 3539.5684
2035 | 3023.6596 | 3041.4817 | 3182.982 | 3615.8547 | 3775.3705 | 3969.8853 | 4222.6294 | 4459.4468 | 3875.8564 | 3571.9019 | 2975.7678 | 3019.7991 | 3561.2196
2036 | 3040.0512 | 3055.3145 | 3200.2725 | 3642.5638 | 3801.7508 | 3995.008 | 4249.4267 | 4488.838 | 3898.5117 | 3596.9313 | 2990.3103 | 3031.9217 | 3582.575
2037 | 3056.7081 | 3069.4719 | 3217.1877 | 3671.1283 | 3830.1887 | 4022.672 | 4279.2355 | 4520.9247 | 3923.4216 | 3623.7176 | 3006.0251 | 3045.4276 | 3605.5091
2038 | 3075.2408 | 3085.5576 | 3235.6038 | 3701.1953 | 3859.9928 | 4051.7939 | 4310.1711 | 4554.1737 | 3949.0931 | 3651.208 | 3021.7477 | 3058.9336 | 3629.5593
2039 | 3093.5055 | 3100.676 | 3255.1457 | 3730.5186 | 3888.7697 | 4079.0944 | 4339.6067 | 4586.268 | 3974.0068 | 3677.6387 | 3037.4625 | 3072.4361 | 3652.9274
2040 | 3111.7703 | 3116.7617 | 3273.937 | 3760.2174 | 3918.2347 | 4107.8491 | 4370.1693 | 4617.9685 | 3998.9167 | 3704.0729 | 3053.1813 | 3085.942 | 3676.5851
2041
2042
2043
2044
2045
XXXXXXX | XXXXXXX | XXXXXXX | XXXXXXX | XXXXXXX | XXXXXXX | XXXXXXX | XXXXXXX | XXXXXXX | XXXXXXX | XXXXXXX | XXXXXXX | XXXXXXX | XXXXXXXXXX
FIRM RETAIL - Before Incremental Nondispatchable DSM or DLC | (Factors x Native MW) (SEC-Base & CC, TAL-CR3, Hmst-B, WP @ a % of CD at min hr) JUL: Includes Co Use thru 6/13
YEAR | Jan/Winter | FEB | MAR | APR | MAY | JUN | JUL | Aug/Sum | SEP | OCT | NOV | DEC | AVG
2010 | 10330 | 7505 | 6904 | 5352 | 7109 | 7991 | 7964 | 7966.2192 | 7546 | 6647 | 5455 | 8555 | 7443.6849
2011 | 8602 | 6327 | 5073 | 7001 | 7167 | 8006 | 7689 | 8007.9411 | 7083 | 6075 | 5137 | 4585 | 6729.4118
2012 | 7523 | 7280 | 5480 | 6233 | 7131 | 7410 | 7571 | 7634.8294 | 7254 | 6798 | 4606 | 5576 | 6708.0691
2013 | 5248 | 6846 | 6658 | 6146 | 6864 | 7423 | 8054 | 8211 | 7546 | 6910 | 5503 | 7061 | 6872.5
2014 | 8887 | 7370 | 6366 | 6502 | 7406 | 7982 | 8281 | 8476 | 7751 | 7185 | 5730 | 7207 | 7428.5833
2015 | 8754 | 7619 | 6625 | 6779 | 7665 | 8233 | 8543 | 8744 | 7985 | 7489 | 5971 | 7366 | 7647.75
2016 | 9055 | 7877 | 6922 | 7059 | 8009 | 8481 | 8798 | 9036 | 8215 | 7788 | 6211 | 7522 | 7914.4167
2017 | 9355 | 8134 | 7041 | 7340 | 8356 | 8732 | 9057 | 9330 | 8447 | 8088 | 6450 | 7678 | 8167.3333
2018 | 9653 | 8250 | 7160 | 7616 | 8695 | 8975 | 9214 | 9494 | 8580 | 8235 | 6541 | 7773 | 8348.8333
2019 | 9797 | 8360 | 7275 | 7761 | 9024 | 9119 | 9360 | 9648 | 8705 | 8373 | 6628 | 7863 | 8492.75
2020 | 9935 | 8466 | 7384 | 7901 | 9179 | 9260 | 9506 | 9800 | 8829 | 8510 | 6713 | 7951 | 8619.5
2021 | 10071 | 8569 | 7490 | 8038 | 9328 | 9396 | 9645 | 9946 | 8948 | 8642 | 6795 | 8036 | 8742
2022 | 10202 | 8670 | 7592 | 8171 | 9474 | 9530 | 9782 | 10089 | 9063 | 8769 | 6875 | 8118 | 8861.25
2023 | 10327 | 8765 | 7692 | 8296 | 9610 | 9654 | 9909 | 10222 | 9172 | 8889 | 6950 | 8196 | 8973.5
2024 | 10447 | 8856 | 7786 | 8417 | 9743 | 9775 | 10033 | 10353 | 9277 | 9006 | 7022 | 8271 | 9082.1667
2025 | 10562 | 8944 | 7877 | 8533 | 9870 | 9891 | 10152 | 10477 | 9378 | 9117 | 7091 | 8342 | 9186.1667
2026 | 10672 | 9028 | 7965 | 8643 | 9990 | 10001 | 10264 | 10594 | 9474 | 9223 | 7158 | 8411 | 9285.25
2027 | 10777 | 9109 | 8048 | 8751 | 10108 | 10108 | 10374 | 10710 | 9568 | 9327 | 7223 | 8478 | 9381.75
2028 | 10881 | 9188 | 8128 | 8855 | 10223 | 10213 | 10482 | 10823 | 9660 | 9429 | 7286 | 8544 | 9476
2029 | 10982 | 9265 | 8207 | 8958 | 10335 | 10316 | 10587 | 10933 | 9749 | 9527 | 7347 | 8607 | 9567.75
2030 | 11079 | 9339 | 8284 | 9055 | 10441 | 10412 | 10686 | 11037 | 9833 | 9620 | 7406 | 8668 | 9655
2031 | 11172 | 9410 | 8357 | 9149 | 10543 | 10506 | 10783 | 11138 | 9915 | 9711 | 7462 | 8726 | 9739.3333
2032 | 11262 | 9479 | 8427 | 9241 | 10642 | 10598 | 10876 | 11236 | 9995 | 9800 | 7518 | 8784 | 9821.5
2033 | 11350 | 9546 | 8496 | 9330 | 10739 | 10687 | 10968 | 11332 | 10073 | 9886 | 7572 | 8839 | 9901.5
2034 | 11436 | 9612 | 8563 | 9417 | 10833 | 10774 | 11057 | 11426 | 10149 | 9970 | 7624 | 8894 | 9979.5833
2035 | 11519 | 9675 | 8628 | 9501 | 10924 | 10859 | 11144 | 11517 | 10223 | 10052 | 7675 | 8947 | 10055.3333
2036 | 11601 | 9738 | 8691 | 9583 | 11014 | 10941 | 11228 | 11606 | 10296 | 10134 | 7727 | 9001 | 10130
2037 | 11684 | 9802 | 8753 | 9670 | 11108 | 11029 | 11320 | 11702 | 10375 | 10221 | 7782 | 9058 | 10208.6667
2038 | 11773 | 9870 | 8818 | 9761 | 11207 | 11121 | 11414 | 11801 | 10455 | 10310 | 7837 | 9115 | 10290.1667
2039 | 11860 | 9936 | 8886 | 9849 | 11302 | 11208 | 11504 | 11896 | 10533 | 10395 | 7891 | 9171 | 10369.25
2040 | 11947 | 10003 | 8952 | 9938 | 11400 | 11299 | 11597 | 11990 | 10610 | 10481 | 7944 | 9227 | 10449
2041
2042
2043
2044
2045
RETAIL IS/CS |  | FEB: Generator Level; APR: (Seasonal Peaks bolded) | (CS Firm load is removed)
YEAR | JAN | FEB | MAR | APR | MAY | JUN | JUL | AUG | SEP | OCT | NOV | DEC | AVG
2010 | 237 | 253 | 223 | 299 | 323 | 272 | 254 | 224 | 222 | 232 | 182 | 244 | 2965
2011 | 257 | 257 | 291 | 245 | 278 | 227 | 239 | 231 | 259 | 263 | 253 | 198 | 2998
2012 | 183 | 240 | 230 | 242 | 233 | 249 | 251 | 229 | 220 | 208 | 282 | 182 | 2749
2013 | 232 | 229 | 237 | 226 | 282 | 270 | 252 | 234 | 238 | 224 | 227 | 211 | 2862
2014 | 232 | 249 | 247 | 272 | 270 | 255 | 261 | 249 | 254 | 239 | 242 | 225 | 2995
2015 | 233 | 251 | 249 | 274 | 272 | 257 | 263 | 251 | 256 | 240 | 244 | 226 | 3016
2016 | 233 | 250 | 248 | 273 | 271 | 256 | 262 | 250 | 255 | 239 | 243 | 226 | 3006
2017 | 233 | 251 | 249 | 274 | 272 | 257 | 263 | 251 | 256 | 240 | 244 | 226 | 3016
2018 | 240 | 258 | 256 | 282 | 280 | 265 | 271 | 258 | 263 | 247 | 251 | 233 | 3104
2019 | 283 | 304 | 302 | 333 | 330 | 312 | 320 | 305 | 311 | 292 | 296 | 275 | 3663
2020 | 304 | 327 | 324 | 358 | 354 | 335 | 343 | 327 | 333 | 313 | 318 | 295 | 3931
2021 | 305 | 328 | 325 | 359 | 355 | 336 | 344 | 328 | 334 | 314 | 319 | 296 | 3943
2022 | 305 | 328 | 325 | 359 | 355 | 336 | 344 | 328 | 334 | 314 | 319 | 296 | 3943
2023 | 305 | 328 | 325 | 359 | 355 | 336 | 344 | 328 | 334 | 314 | 319 | 296 | 3943
2024 | 304 | 327 | 324 | 358 | 354 | 335 | 343 | 327 | 333 | 313 | 318 | 295 | 3931
2025 | 305 | 328 | 325 | 359 | 355 | 336 | 344 | 328 | 334 | 314 | 319 | 296 | 3943
2026 | 305 | 328 | 325 | 359 | 355 | 336 | 344 | 328 | 334 | 314 | 319 | 296 | 3943
2027 | 305 | 328 | 325 | 359 | 355 | 336 | 344 | 328 | 334 | 314 | 319 | 296 | 3943
2028 | 304 | 327 | 324 | 358 | 354 | 335 | 343 | 327 | 333 | 313 | 318 | 295 | 3931
2029 | 305 | 328 | 325 | 359 | 355 | 336 | 344 | 328 | 334 | 314 | 319 | 296 | 3943
2030 | 305 | 328 | 325 | 359 | 355 | 336 | 344 | 328 | 334 | 314 | 319 | 296 | 3943
2031 | 290 | 311 | 309 | 341 | 338 | 320 | 327 | 312 | 318 | 299 | 303 | 281 | 3749
2032 | 276 | 296 | 294 | 324 | 321 | 304 | 311 | 297 | 302 | 284 | 288 | 268 | 3565
2033 | 276 | 296 | 294 | 324 | 321 | 304 | 311 | 297 | 302 | 284 | 288 | 268 | 3565
2034 | 276 | 296 | 294 | 324 | 321 | 304 | 311 | 297 | 302 | 284 | 288 | 268 | 3565
2035 | 276 | 296 | 294 | 324 | 321 | 304 | 311 | 297 | 302 | 284 | 288 | 268 | 3565
2036 | 276 | 296 | 294 | 324 | 321 | 304 | 311 | 297 | 302 | 284 | 288 | 268 | 3565
2037 | 276 | 296 | 294 | 324 | 321 | 304 | 311 | 297 | 302 | 284 | 288 | 268 | 3565
2038 | 276 | 296 | 294 | 324 | 321 | 304 | 311 | 297 | 302 | 284 | 288 | 268 | 3565
2039 | 276 | 296 | 294 | 324 | 321 | 304 | 311 | 297 | 302 | 284 | 288 | 268 | 3565
2040 | 276 | 296 | 294 | 324 | 321 | 304 | 311 | 297 | 302 | 284 | 288 | 268 | 3565
2041
2042
2043
2044
2045
TOTAL RETAIL Before DLC or Incremental EE | [14 empty] | Total Cumulative Non-Dispatchable MW Reduction Forecast (Diff from TYSP13) | [9 empty] | Updated 7/20/13 DSM Scenario
YEAR | JAN | FEB | MAR | APR | MAY | JUN | JUL | AUG | SEP | OCT | NOV | DEC | AVG |  | YEAR | JAN | FEB | MAR | APR | MAY | JUN | JUL | AUG | SEP | OCT | NOV | DEC
2010 | 10567 | 7758 | 7127 | 5651 | 7432 | 8263 | 8218 | 8190.2192 | 7768 | 6879 | 5637 | 8799 | 7690.7683 |  | 2010 | 2.9374 | 2.3801 | 2.2684 | 1.6902 | 1.5815 | 2.2269 | 1.6961 | 2.2696 | 1.8414 | 1.8423 | 2.4065 | 3.1102
2011 | 8859 | 6584 | 5364 | 7246 | 7445 | 8233 | 7928 | 8238.9411 | 7342 | 6338 | 5390 | 4783 | 6979.2451 |  | 2011 | 3.59 | 3.0585 | 2.8927 | 1.4 | 1.8963 | 2.1725 | 2.1196 | 2.287 | 1.8469 | 2.4217 | 3.0357 | 2.8617
2012 | 7706 | 7520 | 5710 | 6475 | 7364 | 7659 | 7822 | 7863.8294 | 7474 | 7006 | 4888 | 5758 | 6937.1525 |  | 2012 | 3.1383 | 3.6351 | 4.5974 | 4.0141 | 5.1013 | 6.0551 | 6.579 | 7.4234 | 8.1139 | 8.4395 | 8.2314 | 10.5376
2013 | 5480 | 7075 | 6895 | 6372 | 7146 | 7693 | 8306 | 8445 | 7784 | 7134 | 5730 | 7272 | 7111 |  | 2013 | 12.3945 | 11.4043 | 10.3914 | 9.2113 | 10.8261 | 11.4112 | 11.5998 | 12.0512 | 11.2476 | 10.2994 | 9.3395 | 11.6363
2014 | 9119 | 7619 | 6613 | 6774 | 7676 | 8237 | 8542 | 8725 | 8005 | 7424 | 5972 | 7432 | 7678.1667 |  | 2014 | 11.9701 | 11.3196 | 9.9506 | 9.3229 | 10.9004 | 10.9496 | 11.0287 | 11.1405 | 11.4759 | 10.3728 | 9.6409 | 11.6909
2015 | 8987 | 7870 | 6874 | 7053 | 7937 | 8490 | 8806 | 8995 | 8241 | 7729 | 6215 | 7592 | 7899.0833 |  | 2015 | 12.4968 | 11.5465 | 9.7806 | 9.1844 | 10.2725 | 11.5827 | 11.6056 | 11.3092 | 11.1176 | 9.5518 | 9.527 | 11.879
2016 | 9288 | 8127 | 7170 | 7332 | 8280 | 8737 | 9060 | 9286 | 8470 | 8027 | 6454 | 7748 | 8164.9167 |  | 2016 | 11.8455 | 11.4404 | 10.6103 | 9.5505 | 10.0698 | 10.7522 | 10.997 | 11.5156 | 11.2205 | 9.7418 | 9.8418 | 11.3911
2017 | 9588 | 8385 | 7290 | 7614 | 8628 | 8989 | 9320 | 9581 | 8703 | 8328 | 6694 | 7904 | 8418.6667 |  | 2017 | 11.9067 | 11.4705 | 10.341 | 9.086 | 10.5566 | 11.1812 | 11.3136 | 11.2318 | 11.6564 | 10.377 | 9.7371 | 12.129
2018 | 9893 | 8508 | 7416 | 7898 | 8975 | 9240 | 9485 | 9752 | 8843 | 8482 | 6792 | 8006 | 8607.5 |  | 2018 | 12.1055 | 11.8613 | 10.278 | 9.2926 | 10.6455 | 11.326 | 11.6182 | 11.1568 | 10.7106 | 10.1567 | 10.0482 | 11.4321
2019 | 10080 | 8664 | 7577 | 8094 | 9354 | 9431 | 9680 | 9953 | 9016 | 8665 | 6924 | 8138 | 8798 |  | 2019 | 12.5341 | 11.5765 | 9.7619 | 9.5668 | 10.7121 | 11.4017 | 10.8526 | 11.9877 | 10.7214 | 10.012 | 10.0749 | 12.1754
2020 | 10239 | 8793 | 7708 | 8259 | 9533 | 9595 | 9849 | 10127 | 9162 | 8823 | 7031 | 8246 | 8947.0833 |  | 2020 | 12.4373 | 12.0956 | 10.079 | 9.0824 | 10.9715 | 11.5449 | 10.9716 | 11.5307 | 11.2237 | 10.1329 | 9.9572 | 11.5442
2021 | 10376 | 8897 | 7815 | 8397 | 9683 | 9732 | 9989 | 10274 | 9282 | 8956 | 7114 | 8332 | 9070.5833 |  | 2021 | 11.7454 | 11.5538 | 10.2141 | 9.6289 | 10.1929 | 10.6862 | 11.2189 | 11.2985 | 11.1677 | 9.9955 | 9.718 | 11.594
2022 | 10507 | 8998 | 7917 | 8530 | 9829 | 9866 | 10126 | 10417 | 9397 | 9083 | 7194 | 8414 | 9189.8333 |  | 2022 | 12.165 | 11.1892 | 10.7373 | 9.4392 | 10.5901 | 10.947 | 11.5663 | 12.1266 | 11.1963 | 10.0298 | 9.8176 | 11.5879
2023 | 10632 | 9093 | 8017 | 8655 | 9965 | 9990 | 10253 | 10550 | 9506 | 9203 | 7269 | 8492 | 9302.0833 |  | 2023 | 12.6985 | 12.1182 | 9.8502 | 9.6314 | 10.3346 | 11.5523 | 11.2848 | 11.3406 | 11.6671 | 10.5953 | 9.1998 | 11.7971
2024 | 10751 | 9183 | 8110 | 8775 | 10097 | 10110 | 10376 | 10680 | 9610 | 9319 | 7340 | 8566 | 9409.75 |  | 2024 | 11.8341 | 11.6526 | 10.6051 | 9.5721 | 10.7955 | 10.8523 | 11.6892 | 11.2244 | 10.8142 | 9.8661 | 10.1448 | 11.4557
2025 | 10867 | 9272 | 8202 | 8892 | 10225 | 10227 | 10496 | 10805 | 9712 | 9431 | 7410 | 8638 | 9514.75 |  | 2025 | 12.7592 | 11.9663 | 10.1496 | 9.3381 | 11.0552 | 10.9318 | 10.8623 | 11.8608 | 11.7145 | 9.9085 | 9.7602 | 11.6907
2026 | 10977 | 9356 | 8290 | 9002 | 10345 | 10337 | 10608 | 10922 | 9808 | 9537 | 7477 | 8707 | 9613.8333
2027 | 11082 | 9437 | 8373 | 9110 | 10463 | 10444 | 10718 | 11038 | 9902 | 9641 | 7542 | 8774 | 9710.3333
2028 | 11185 | 9515 | 8452 | 9213 | 10577 | 10548 | 10825 | 11150 | 9993 | 9742 | 7604 | 8839 | 9803.5833
2029 | 11287 | 9593 | 8532 | 9317 | 10690 | 10652 | 10931 | 11261 | 10083 | 9841 | 7666 | 8903 | 9896.3333
2030 | 11384 | 9667 | 8609 | 9414 | 10796 | 10748 | 11030 | 11365 | 10167 | 9934 | 7725 | 8964 | 9983.5833
2031 | 11462 | 9721 | 8666 | 9490 | 10881 | 10826 | 11110 | 11450 | 10233 | 10010 | 7765 | 9007 | 10051.75
2032 | 11538 | 9775 | 8721 | 9565 | 10963 | 10902 | 11187 | 11533 | 10297 | 10084 | 7806 | 9052 | 10118.5833
2033 | 11626 | 9842 | 8790 | 9654 | 11060 | 10991 | 11279 | 11629 | 10375 | 10170 | 7860 | 9107 | 10198.5833
2034 | 11712 | 9908 | 8857 | 9741 | 11154 | 11078 | 11368 | 11723 | 10451 | 10254 | 7912 | 9162 | 10276.6667
2035 | 11795 | 9971 | 8922 | 9825 | 11245 | 11163 | 11455 | 11814 | 10525 | 10336 | 7963 | 9215 | 10352.4167
2036 | 11877 | 10034 | 8985 | 9907 | 11335 | 11245 | 11539 | 11903 | 10598 | 10418 | 8015 | 9269 | 10427.0833
2037 | 11960 | 10098 | 9047 | 9994 | 11429 | 11333 | 11631 | 11999 | 10677 | 10505 | 8070 | 9326 | 10505.75
2038 | 12049 | 10166 | 9112 | 10085 | 11528 | 11425 | 11725 | 12098 | 10757 | 10594 | 8125 | 9383 | 10587.25
2039 | 12136 | 10232 | 9180 | 10173 | 11623 | 11512 | 11815 | 12193 | 10835 | 10679 | 8179 | 9439 | 10666.3333
2040 | 12223 | 10299 | 9246 | 10262 | 11721 | 11603 | 11908 | 12287 | 10912 | 10765 | 8232 | 9495 | 10746.0833
2041
2042
2043
2044
2045
INCREMENTAL NON-DISPATCHABLE CONSERVATION (from 2013) PROGRAMS (INCL SELF-SERVICE COGEN CHANGE) | [14 empty] | Total Cumulative Non-Dispatchable MW Reduction Forecast (at the Generator) | [9 empty] | Updated 7/20/13 DSM Scenario |  |  |  | Self-Service Cogen
YEAR | Jan/Winter | FEB | MAR | APR | MAY | JUN | JUL | Aug/Sum | SEP | OCT | NOV | DEC | AVG |  | YEAR | JAN | FEB | MAR | APR | MAY | JUN | JUL | AUG | SEP | OCT | NOV | DEC |  | YEAR | JAN | FEB | MAR | APR | MAY | JUN | JUL | AUG | SEP | OCT | NOV | DEC |  |  | YEAR | JAN | FEB | MAR | APR | MAY | JUN | JUL | AUG | SEP | OCT | NOV | DEC
2010 | [14 empty] | 2010 | 722.9374 | 698.3801 | 626.2684 | 417.6902 | 468.5815 | 497.2269 | 509.6961 | 530.2696 | 514.8414 | 465.8423 | 628.4065 | 758.1102 |  | 2010 | 110 | 110 | 110 | 110 | 110 | 110 | 110 | 110 | 110 | 110 | 110 | 110 |  |  | 2010
2011 | [14 empty] | 2011 | 805.59 | 777.0585 | 694.8927 | 461.4 | 516.8963 | 548.1725 | 561.1196 | 583.287 | 565.8469 | 511.4217 | 692.0357 | 835.8617 |  | 2011 | 110 | 110 | 110 | 110 | 110 | 110 | 110 | 110 | 110 | 110 | 110 | 110 |  |  | 2011
2012 | [14 empty] | 2012 | 886.1383 | 853.6351 | 761.5974 | 504.0141 | 564.1013 | 598.0551 | 611.579 | 635.4234 | 616.1139 | 556.4395 | 753.2314 | 910.5376 |  | 2012 | 110 | 110 | 110 | 110 | 124 | 124 | 124 | 124 | 124 | 124 | 124 | 124 |  |  | 2012
2013 | [14 empty] | 2013 | 963.3945 | 926.4043 | 824.3914 | 544.2113 | 607.8261 | 643.4112 | 656.5998 | 681.0512 | 659.2476 | 594.2994 | 806.3395 | 974.6363 |  | 2013 | 124 | 124 | 124 | 124 | 124 | 124 | 124 | 124 | 124 | 124 | 124 | 124 |  |  | 2013
2014 | 65.5756 | 61.9153 | 53.5592 | 32.1117 | 35.0743 | 44.5384 | 44.4289 | 45.0893 | 43.2283 | 39.0734 | 54.3014 | 64.0546 | 48.5792 |  | 2014 | 1028.9701 | 988.3196 | 877.9506 | 576.3229 | 642.9004 | 679.9496 | 693.0287 | 718.1405 | 694.4759 | 625.3728 | 852.6409 | 1030.6909 |  | 2014 | 124 | 124 | 124 | 124 | 124 | 132 | 132 | 132 | 132 | 132 | 132 | 132 |  |  | 2014
2015 | 131.1023 | 124.1422 | 108.3892 | 66.9731 | 72.4464 | 75.1715 | 75.0058 | 76.258 | 72.87 | 65.2524 | 94.1875 | 112.2428 | 89.5034 |  | 2015 | 1086.4968 | 1042.5465 | 924.7806 | 603.1844 | 672.2725 | 710.5827 | 723.6056 | 749.3092 | 724.1176 | 651.5518 | 892.527 | 1078.879 |  | 2015 | 132 | 132 | 132 | 132 | 132 | 132 | 132 | 132 | 132 | 132 | 132 | 132 |  |  | 2015
2016 | 180.451 | 171.0361 | 149.2189 | 90.3393 | 98.2437 | 102.341 | 102.3972 | 104.4643 | 99.9729 | 89.4425 | 131.5023 | 157.7549 | 123.097 |  | 2016 | 1135.8455 | 1089.4404 | 965.6103 | 626.5505 | 698.0698 | 737.7522 | 750.997 | 777.5156 | 751.2205 | 675.7418 | 929.8418 | 1124.3911 |  | 2016 | 132 | 132 | 132 | 132 | 132 | 132 | 132 | 132 | 132 | 132 | 132 | 132 |  |  | 2016
2017 | 227.5122 | 215.0662 | 186.9496 | 111.8747 | 121.7304 | 126.77 | 126.7138 | 129.1806 | 123.4088 | 110.0776 | 161.3976 | 193.4927 | 152.8479 |  | 2017 | 1182.9067 | 1133.4705 | 1003.341 | 648.086 | 721.5566 | 762.1812 | 775.3136 | 802.2318 | 774.6564 | 696.377 | 959.7371 | 1160.129 |  | 2017 | 132 | 132 | 132 | 132 | 132 | 132 | 132 | 132 | 132 | 132 | 132 | 132 |  |  | 2017
2018 | 263.711 | 249.457 | 216.8867 | 130.0814 | 141.8194 | 147.9148 | 148.0184 | 151.1056 | 144.4631 | 128.8574 | 188.7087 | 226.7958 | 178.1516 |  | 2018 | 1219.1055 | 1167.8613 | 1033.278 | 666.2926 | 741.6455 | 783.326 | 796.6182 | 824.1568 | 795.7106 | 715.1567 | 987.0482 | 1193.4321 |  | 2018 | 132 | 132 | 132 | 132 | 132 | 132 | 132 | 132 | 132 | 132 | 132 | 132 |  |  | 2018
2019 | 298.1396 | 282.1722 | 245.3705 | 147.3556 | 160.886 | 167.9905 | 168.2528 | 171.9365 | 164.4738 | 146.7127 | 214.7353 | 258.5392 | 202.2137 |  | 2019 | 1253.5341 | 1200.5765 | 1061.7619 | 683.5668 | 760.7121 | 803.4017 | 816.8526 | 844.9877 | 815.7214 | 733.012 | 1013.0749 | 1225.1754 |  | 2019 | 132 | 132 | 132 | 132 | 132 | 132 | 132 | 132 | 132 | 132 | 132 | 132 |  |  | 2019
2020 | 338.0428 | 319.6913 | 277.6877 | 165.8712 | 181.1454 | 189.1337 | 189.3718 | 193.4795 | 184.9762 | 164.8336 | 241.6177 | 290.9079 | 228.0632 |  | 2020 | 1293.4373 | 1238.0956 | 1094.079 | 702.0824 | 780.9715 | 824.5449 | 837.9716 | 866.5307 | 836.2237 | 751.1329 | 1039.9572 | 1257.5442 |  | 2020 | 132 | 132 | 132 | 132 | 132 | 132 | 132 | 132 | 132 | 132 | 132 | 132 |  |  | 2020
2021 | 372.3509 | 352.1495 | 305.8228 | 182.4177 | 199.3668 | 208.275 | 208.6191 | 213.2473 | 203.9201 | 181.6961 | 266.3785 | 320.9577 | 251.2668 |  | 2021 | 1327.7454 | 1270.5538 | 1122.2141 | 718.6289 | 799.1929 | 843.6862 | 857.2189 | 886.2985 | 855.1677 | 767.9955 | 1064.718 | 1287.594 |  | 2021 | 132 | 132 | 132 | 132 | 132 | 132 | 132 | 132 | 132 | 132 | 132 | 132 |  |  | 2021
2022 | 404.7705 | 382.7849 | 332.346 | 198.228 | 216.7639 | 226.5358 | 226.9665 | 232.0754 | 221.9487 | 197.7304 | 289.4781 | 348.9516 | 273.215 |  | 2022 | 1360.165 | 1301.1892 | 1148.7373 | 734.4392 | 816.5901 | 861.947 | 875.5663 | 905.1266 | 873.1963 | 784.0298 | 1087.8176 | 1315.5879 |  | 2022 | 132 | 132 | 132 | 132 | 132 | 132 | 132 | 132 | 132 | 132 | 132 | 132 |  |  | 2022
2023 | 435.304 | 411.7139 | 357.4589 | 213.4202 | 233.5085 | 244.1411 | 244.685 | 250.2894 | 239.4195 | 213.2959 | 311.8603 | 376.1608 | 294.2714 |  | 2023 | 1390.6985 | 1330.1182 | 1173.8502 | 749.6314 | 833.3346 | 879.5523 | 893.2848 | 923.3406 | 890.6671 | 799.5953 | 1110.1998 | 1342.7971 |  | 2023 | 132 | 132 | 132 | 132 | 132 | 132 | 132 | 132 | 132 | 132 | 132 | 132 |  |  | 2023
2024 | 465.4396 | 440.2483 | 382.2137 | 228.3608 | 249.9694 | 261.4411 | 262.0894 | 268.1732 | 256.5666 | 228.5667 | 333.8053 | 402.8195 | 314.9745 |  | 2024 | 1420.8341 | 1358.6526 | 1198.6051 | 764.5721 | 849.7955 | 896.8523 | 910.6892 | 941.2244 | 907.8142 | 814.8661 | 1132.1448 | 1369.4557 |  | 2024 | 132 | 132 | 132 | 132 | 132 | 132 | 132 | 132 | 132 | 132 | 132 | 132 |  |  | 2024
2025 | 495.3647 | 468.562 | 406.7582 | 243.1268 | 266.2291 | 278.5206 | 279.2625 | 285.8096 | 273.4669 | 243.6092 | 355.4207 | 429.0544 | 335.4321 |  | 2025 | 1450.7592 | 1386.9663 | 1223.1496 | 779.3381 | 866.0552 | 913.9318 | 927.8623 | 958.8608 | 924.7145 | 829.9085 | 1153.7602 | 1395.6907 |  | 2025 | 132 | 132 | 132 | 132 | 132 | 132 | 132 | 132 | 132 | 132 | 132 | 132 |  |  | 2025
2026 | 523.9994 | 495.6609 | 430.255 | 257.3774 | 281.926 | 295.0139 | 295.8513 | 302.8513 | 289.8026 | 258.1538 | 376.1543 | 454.2258 | 355.106 |  | 2026 | 1479.3939 | 1414.0652 | 1246.6464 | 793.5886 | 881.7521 | 930.4252 | 944.4511 | 975.9025 | 941.0502 | 844.4532 | 1174.4939 | 1420.8621 |  | 2026 | 132 | 132 | 132 | 132 | 132 | 132 | 132 | 132 | 132 | 132 | 132 | 132 |  |  | 2026
2027 | 551.6128 | 521.7951 | 452.9169 | 271.2146 | 297.1685 | 311.0306 | 311.9617 | 319.4023 | 305.6688 | 272.2812 | 396.1631 | 478.5192 | 374.1446 |  | 2027 | 1507.0073 | 1440.1994 | 1269.3083 | 807.4259 | 896.9946 | 946.4418 | 960.5615 | 992.4536 | 956.9164 | 858.5805 | 1194.5026 | 1445.1554 |  | 2027 | 132 | 132 | 132 | 132 | 132 | 132 | 132 | 132 | 132 | 132 | 132 | 132 |  |  | 2027
2028 | 578.3612 | 547.1191 | 474.8838 | 284.6967 | 312.0231 | 326.6434 | 327.6693 | 335.5435 | 321.1458 | 286.0653 | 415.6155 | 502.1464 | 392.6594 |  | 2028 | 1533.7557 | 1465.5234 | 1291.2752 | 820.908 | 911.8492 | 962.0546 | 976.2691 | 1008.5947 | 972.3934 | 872.3647 | 1213.9551 | 1468.7827 |  | 2028 | 132 | 132 | 132 | 132 | 132 | 132 | 132 | 132 | 132 | 132 | 132 | 132 |  |  | 2028
2029 | 604.4282 | 571.7942 | 496.2844 | 297.871 | 326.5375 | 341.8974 | 343.015 | 351.3116 | 336.2639 | 299.5288 | 434.5406 | 525.1289 | 410.7168 |  | 2029 | 1559.8227 | 1490.1984 | 1312.6757 | 834.0823 | 926.3637 | 977.3086 | 991.6148 | 1024.3628 | 987.5115 | 885.8282 | 1232.8801 | 1491.7651 |  | 2029 | 132 | 132 | 132 | 132 | 132 | 132 | 132 | 132 | 132 | 132 | 132 | 132 |  |  | 2029
2030 | 629.7629 | 595.7746 | 517.0812 | 310.7274 | 340.7016 | 356.7832 | 357.9902 | 366.6988 | 351.0168 | 312.667 | 452.9221 | 547.4497 | 428.298 |  | 2030 | 1585.1574 | 1514.1788 | 1333.4726 | 846.9387 | 940.5278 | 992.1944 | 1006.59 | 1039.75 | 1002.2644 | 898.9664 | 1251.2616 | 1514.0859 |  | 2030 | 132 | 132 | 132 | 132 | 132 | 132 | 132 | 132 | 132 | 132 | 132 | 132 |  |  | 2030
2031 | 654.2713 | 618.975 | 537.2034 | 323.24 | 354.4885 | 371.2742 | 372.5697 | 381.6812 | 365.3831 | 325.4624 | 470.7215 | 569.0659 | 445.3613 |  | 2031 | 1609.6658 | 1537.3792 | 1353.5948 | 859.4513 | 954.3146 | 1006.6854 | 1021.1695 | 1054.7324 | 1016.6307 | 911.7618 | 1269.061 | 1535.7021 |  | 2031 | 132 | 132 | 132 | 132 | 132 | 132 | 132 | 132 | 132 | 132 | 132 | 132 |  |  | 2031
2032 | 678.037 | 641.4737 | 556.7183 | 335.4398 | 367.9316 | 385.4047 | 386.7876 | 396.2929 | 379.395 | 337.943 | 487.9927 | 590.0422 | 461.9548 |  | 2032 | 1633.4315 | 1559.8779 | 1373.1096 | 871.6511 | 967.7577 | 1020.8159 | 1035.3874 | 1069.3441 | 1030.6426 | 924.2423 | 1286.3322 | 1556.6784 |  | 2032 | 132 | 132 | 132 | 132 | 132 | 132 | 132 | 132 | 132 | 132 | 132 | 132 |  |  | 2032
2033 | 701.1101 | 663.3179 | 575.6666 | 347.3449 | 381.0507 | 399.1957 | 400.6648 | 410.5555 | 393.0731 | 350.1271 | 504.7711 | 610.4214 | 478.1082 |  | 2033 | 1656.5046 | 1581.7222 | 1392.058 | 883.5561 | 980.8769 | 1034.6069 | 1049.2646 | 1083.6067 | 1044.3207 | 936.4265 | 1303.1106 | 1577.0576 |  | 2033 | 132 | 132 | 132 | 132 | 132 | 132 | 132 | 132 | 132 | 132 | 132 | 132 |  |  | 2033
2034 | 723.5216 | 684.5359 | 594.0716 | 358.966 | 393.8575 | 412.6588 | 414.2125 | 424.4799 | 406.4274 | 362.0232 | 521.0683 | 630.2159 | 493.8366 |  | 2034 | 1678.9161 | 1602.9402 | 1410.463 | 895.1773 | 993.6836 | 1048.07 | 1062.8123 | 1097.5311 | 1057.675 | 948.3226 | 1319.4078 | 1596.8522 |  | 2034 | 132 | 132 | 132 | 132 | 132 | 132 | 132 | 132 | 132 | 132 | 132 | 132 |  |  | 2034
2035 | 745.2752 | 705.1315 | 611.9374 | 370.3076 | 406.3569 | 425.7995 | 427.4366 | 438.0726 | 419.4642 | 373.6372 | 536.8924 | 649.4367 | 509.1456 |  | 2035 | 1700.6697 | 1623.5358 | 1428.3288 | 906.5189 | 1006.1831 | 1061.2107 | 1076.0364 | 1111.1238 | 1070.7118 | 959.9366 | 1335.2319 | 1616.0729 |  | 2035 | 132 | 132 | 132 | 132 | 132 | 132 | 132 | 132 | 132 | 132 | 132 | 132 |  |  | 2035
2036 | 766.3841 | 725.1179 | 629.2756 | 381.3766 | 418.5567 | 438.6261 | 440.3454 | 451.3421 | 432.1921 | 384.9769 | 552.2561 | 668.0994 | 524.0458 |  | 2036 | 1721.7786 | 1643.5222 | 1445.667 | 917.5879 | 1018.3828 | 1074.0373 | 1088.9452 | 1124.3934 | 1083.4397 | 971.2763 | 1350.5956 | 1634.7357 |  | 2036 | 132 | 132 | 132 | 132 | 132 | 132 | 132 | 132 | 132 | 132 | 132 | 132 |  |  | 2036
2037 | 786.8812 | 744.5258 | 646.1127 | 392.1857 | 430.4708 | 451.1531 | 452.9536 | 464.3034 | 444.6251 | 396.0545 | 567.1815 | 686.2305 | 538.5565 |  | 2037 | 1742.2757 | 1662.9301 | 1462.5041 | 928.397 | 1030.2969 | 1086.5643 | 1101.5534 | 1137.3547 | 1095.8726 | 982.3539 | 1365.521 | 1652.8668 |  | 2037 | 132 | 132 | 132 | 132 | 132 | 132 | 132 | 132 | 132 | 132 | 132 | 132 |  |  | 2037
2038 | 806.7899 | 763.3774 | 662.4678 | 402.7445 | 442.1097 | 463.3915 | 465.272 | 476.9677 | 456.7738 | 406.8796 | 581.6846 | 703.8495 | 552.6923 |  | 2038 | 1762.1843 | 1681.7816 | 1478.8592 | 938.9557 | 1041.9358 | 1098.8027 | 1113.8718 | 1150.0189 | 1108.0214 | 993.1789 | 1380.0241 | 1670.4858 |  | 2038 | 132 | 132 | 132 | 132 | 132 | 132 | 132 | 132 | 132 | 132 | 132 | 132 |  |  | 2038
2039 | 826.1289 | 781.6902 | 678.3561 | 413.0609 | 453.4821 | 475.3504 | 477.3099 | 489.3442 | 468.6474 | 417.46 | 595.7781 | 720.9717 | 566.465 |  | 2039 | 1781.5234 | 1700.0945 | 1494.7475 | 949.2722 | 1053.3082 | 1110.7616 | 1125.9097 | 1162.3954 | 1119.8949 | 1003.7594 | 1394.1176 | 1687.6079 |  | 2039 | 132 | 132 | 132 | 132 | 132 | 132 | 132 | 132 | 132 | 132 | 132 | 132 |  |  | 2039
2040 | 844.915 | 799.4801 | 693.7914 | 423.1425 | 464.5963 | 487.0385 | 489.0759 | 501.4421 | 480.2543 | 427.8036 | 609.475 | 737.6128 | 579.8856 |  | 2040 | 1800.3095 | 1717.8844 | 1510.1828 | 959.3538 | 1064.4224 | 1122.4498 | 1137.6757 | 1174.4933 | 1131.5019 | 1014.103 | 1407.8145 | 1704.249 |  | 2040 | 132 | 132 | 132 | 132 | 132 | 132 | 132 | 132 | 132 | 132 | 132 | 132 |  |  | 2040
2041 | [14 empty] | 2041 | [13 empty] | 2041 | [14 empty] | 2041
2042 | [14 empty] | 2042 | [13 empty] | 2042 | [14 empty] | 2042
2043 | [14 empty] | 2043 | [13 empty] | 2043 | [14 empty] | 2043
2044 | [14 empty] | 2044 | [13 empty] | 2044 | [14 empty] | 2044
2045 | [14 empty] | 2045 | [13 empty] | 2045 | [14 empty] | 2045
TOTAL DISPATCHABLE DSM PROGRAMS (LM,VR & Standby Generation) - note: Voltage Reduction November thru March | [14 empty] | Dispatchable DSM - Residential LM, Commercial LM and Standby Generation | SEP: Updated 5/23/12 |  |  | VOLTAGE REDUCTION |  |  |  | No VR assumed in Summer (Apr-Oct) | [10 empty] | Dispatchable DSM - Residential LM @Generator | [5 empty] | Updated 7/20/13 DSM Scenario | [7 empty] | Dispatchable DSM - Commercial LM | [5 empty] | Updated 7/20/13 DSM Scenario | [7 empty] | Dispatchable DSM - Standby Generation | [5 empty] | Updated 7/20/13 DSM Scenario
YEAR | Jan/Winter | FEB | MAR | APR | MAY | JUN | JUL | Aug/Sum | SEP | OCT | NOV | DEC | AVG |  | YEAR | Jan/Winter | FEB | MAR | APR | MAY | JUN | JUL | Aug/Sum | SEP | OCT | NOV | DEC | AVG |  | YEAR | Jan/Winter | FEB | MAR | APR | MAY | JUN | JUL | Aug/Sum | SEP | OCT | NOV | DEC | AVG |  | YEAR | Jan/Winter | FEB | MAR | APR | MAY | JUN | JUL | Aug/Sum | SEP | OCT | NOV | DEC | AVG | YEAR | Jan/Winter | FEB | MAR | APR | MAY | JUN | JUL | Aug/Sum | SEP | OCT | NOV | DEC | AVG | YEAR | Jan/Winter | FEB | MAR | APR | MAY | JUN | JUL | Aug/Sum | SEP | OCT | NOV | DEC | AVG | YEAR | Jan/Winter | FEB | MAR | APR | MAY | JUN | JUL | Aug/Sum | SEP | OCT | NOV | DEC | AVG
2010 | 863 | 777 | 637 | 277 | 328 | 389 | 385 | 400 | 382 | 251 | 494 | 621 | 483.6667 |  | 2010 | 731 | 622 | 494 | 277 | 328 | 389 | 385 | 400 | 382 | 251 | 381 | 445 | 424 |  | 2010 | 132 | 155 | 143 | 113 | 149 | 165 | 164 | 164 | 155 | 138 | 113 | 176 | 147.25 |  | 2010 | 651 | 540.5388 | 411.8185 | 187.3135 | 235.5345 | 294.8527 | 290.3797 | 304 | 284.1257 | 153.689 | 289.0207 | 352.093 | 332.8638 | 2010 | 0 | 0 | 0 | 6.2949 | 7.3813 | 7.7463 | 7.9517 | 8.012 | 8.4385 | 6.6239 | 0 | 0 | 4.3707 | 2010 | 80 | 81.1917 | 82.3833 | 83.575 | 84.7667 | 85.9583 | 87.15 | 88.3417 | 89.5333 | 90.725 | 91.9167 | 93.1083 | 86.5542 | 2010
2011 | 866 | 724 | 578 | 292 | 342 | 404 | 400 | 414 | 393 | 258 | 452 | 508 | 469.25 |  | 2011 | 755 | 642 | 511 | 292 | 342 | 404 | 400 | 414 | 393 | 258 | 385 | 448 | 437 |  | 2011 | 111 | 82 | 67 | 91 | 93 | 103 | 99 | 103 | 92 | 79 | 67 | 60 | 87.25 |  | 2011 | 661 | 548.0255 | 416.6677 | 195.3236 | 245.6067 | 307.4615 | 302.7972 | 317 | 296.2758 | 160.2612 | 289.1161 | 352.179 | 340.9762 | 2011 | 0 | 0 | 0 | 2 | 2 | 2 | 2 | 2 | 2 | 2 | 0 | 0 | 1.1667 | 2011 | 94.3094 | 94.4214 | 94.5334 | 94.6454 | 94.7574 | 94.8694 | 94.9814 | 95.0934 | 95.2054 | 95.3174 | 95.4294 | 95.5414 | 94.9254 | 2011
2012 | 833 | 722 | 571 | 300 | 352 | 416 | 411 | 426 | 404 | 264 | 438 | 511 | 470.6667 |  | 2012 | 737 | 628 | 500 | 300 | 352 | 416 | 411 | 426 | 404 | 264 | 377 | 439 | 438 |  | 2012 | 96 | 94 | 71 | 81 | 92 | 96 | 98 | 98 | 93 | 88 | 61 | 72 | 86.6667 |  | 2012 | 641.178 | 531.5741 | 403.9644 | 201.5709 | 253.4622 | 317.2954 | 312.482 | 327.139 | 305.7519 | 165.3871 | 280.3389 | 341.9132 | 340.1714 | 2012 | 0.18633 | 0.37267 | 0 | 2 | 2 | 2 | 2 | 2 | 2 | 2 | 0 | 0 | 1.2132 | 2012 | 95.6534 | 95.7656 | 95.8778 | 95.99 | 96.1023 | 96.2145 | 96.3267 | 96.4389 | 96.5511 | 96.6633 | 96.7756 | 96.8878 | 96.2706 | 2012
2013 | 818 | 726 | 594 | 305 | 358 | 423 | 418 | 433 | 412 | 270 | 457 | 540 | 479.5 |  | 2013 | 749 | 638 | 508 | 305 | 358 | 423 | 418 | 433 | 412 | 270 | 385 | 449 | 446 |  | 2013 | 69 | 88 | 86 | 80 | 89 | 96 | 104 | 106 | 97 | 89 | 72 | 91 | 88.9167 |  | 2013 | 651.804 | 540.3674 | 410.4626 | 204.566 | 257.2284 | 322.0102 | 317.1252 | 332 | 310.2951 | 167.8446 | 284.8837 | 347.8582 | 345.5371 | 2013 | 0 | 0 | 0 | 2 | 2 | 2 | 2 | 2 | 2 | 2 | 0 | 0 | 1.1667 | 2013 | 97 | 97.353 | 97.7061 | 98.0591 | 98.4121 | 98.7651 | 99.1182 | 99.4712 | 99.8242 | 100.1773 | 100.5303 | 100.8833 | 98.9417 | 2013
2014 | 866 | 744 | 600 | 312 | 366 | 432 | 427 | 443 | 421 | 277 | 468 | 550 | 492.1667 |  | 2014 | 762 | 650 | 518 | 312 | 366 | 432 | 427 | 443 | 421 | 277 | 394 | 458 | 455 |  | 2014 | 104 | 94 | 82 | 84 | 96 | 102 | 106 | 109 | 100 | 92 | 74 | 92 | 94.5833 |  | 2014 | 661 | 547.9759 | 416.0694 | 207.6469 | 261.1024 | 326.8597 | 321.9012 | 337 | 314.9683 | 170.3724 | 288.8081 | 353.0272 | 350.5609 | 2014 | 0 | 0 | 0 | 2 | 2 | 2 | 2 | 2 | 2 | 2 | 0 | 0 | 1.1667 | 2014 | 101.2363 | 101.5894 | 101.9424 | 102.2954 | 102.6485 | 103.0015 | 103.3545 | 103.7075 | 104.0606 | 104.4136 | 104.7666 | 105.1197 | 103.178 | 2014
2015 | 886 | 758 | 613 | 319 | 374 | 441 | 436 | 452 | 430 | 284 | 479 | 561 | 502.75 |  | 2015 | 775 | 661 | 528 | 319 | 374 | 441 | 436 | 452 | 430 | 284 | 402 | 467 | 464 |  | 2015 | 111 | 97 | 85 | 87 | 98 | 105 | 109 | 111 | 102 | 96 | 77 | 94 | 97.6667 |  | 2015 | 670 | 555.4227 | 421.5625 | 210.7277 | 264.9763 | 331.7093 | 326.6771 | 342 | 319.6414 | 172.9001 | 292.6519 | 358.0777 | 355.5289 | 2015 | 0 | 0 | 0 | 2 | 2 | 2 | 2 | 2 | 2 | 2 | 0 | 0 | 1.1667 | 2015 | 105.4727 | 105.8257 | 106.1787 | 106.5318 | 106.8848 | 107.2378 | 107.5909 | 107.9439 | 108.2969 | 108.65 | 109.003 | 109.356 | 107.4143 | 2015
2016 | 903 | 772 | 625 | 327 | 382 | 450 | 445 | 461 | 439 | 290 | 489 | 572 | 512.9167 |  | 2016 | 789 | 673 | 537 | 327 | 382 | 450 | 445 | 461 | 439 | 290 | 410 | 477 | 473 |  | 2016 | 114 | 99 | 88 | 91 | 102 | 108 | 112 | 115 | 105 | 99 | 79 | 95 | 100.5833 |  | 2016 | 679 | 562.8691 | 427.0503 | 213.8085 | 268.8502 | 336.5588 | 331.4531 | 347 | 324.3145 | 175.4279 | 296.493 | 363.1358 | 360.4968 | 2016 | 0 | 0 | 0 | 2 | 2 | 2 | 2 | 2 | 2 | 2 | 0 | 0 | 1.1667 | 2016 | 109.709 | 110.0621 | 110.4151 | 110.7681 | 111.1212 | 111.4742 | 111.8272 | 112.1802 | 112.5333 | 112.8863 | 113.2393 | 113.5924 | 111.6507 | 2016
2017 | 937 | 802 | 648 | 353 | 414 | 489 | 484 | 501 | 476 | 313 | 508 | 592 | 543.0833 |  | 2017 | 820 | 700 | 559 | 353 | 414 | 489 | 484 | 501 | 476 | 313 | 426 | 496 | 502 |  | 2017 | 117 | 102 | 89 | 94 | 106 | 111 | 115 | 118 | 107 | 103 | 82 | 96 | 103.3333 |  | 2017 | 706.0314 | 585.2621 | 443.8689 | 235.7821 | 296.4806 | 371.1478 | 365.5174 | 382.6621 | 357.6451 | 193.4571 | 308.2026 | 377.8512 | 385.3257 | 2017 | 0 | 0 | 0 | 2 | 2 | 2 | 2 | 2 | 2 | 2 | 0 | 0 | 1.1667 | 2017 | 113.9454 | 114.2984 | 114.6514 | 115.0045 | 115.3575 | 115.7105 | 116.0636 | 116.4166 | 116.7696 | 117.1226 | 117.4757 | 117.8287 | 115.887 | 2017
2018 | 953 | 814 | 658 | 360 | 422 | 498 | 493 | 511 | 486 | 320 | 517 | 602 | 552.8333 |  | 2018 | 833 | 711 | 568 | 360 | 422 | 498 | 493 | 511 | 486 | 320 | 434 | 505 | 512 |  | 2018 | 120 | 103 | 90 | 97 | 110 | 114 | 117 | 120 | 109 | 104 | 83 | 97 | 105.3333 |  | 2018 | 715 | 592.6812 | 449.3221 | 239.0712 | 300.6164 | 376.3251 | 370.6162 | 388 | 362.6341 | 196.1557 | 312.0223 | 382.9134 | 390.4465 | 2018 | 0 | 0 | 0 | 2 | 2 | 2 | 2 | 2 | 2 | 2 | 0 | 0 | 1.1667 | 2018 | 118.1817 | 118.5348 | 118.8878 | 119.2408 | 119.5938 | 119.9469 | 120.2999 | 120.6529 | 121.006 | 121.359 | 121.712 | 122.065 | 120.1234 | 2018
2019 | 968 | 828 | 670 | 368 | 430 | 507 | 502 | 520 | 495 | 326 | 526 | 612 | 562.6667 |  | 2019 | 846 | 723 | 578 | 368 | 430 | 507 | 502 | 520 | 495 | 326 | 442 | 514 | 521 |  | 2019 | 122 | 105 | 92 | 99 | 115 | 116 | 119 | 122 | 111 | 106 | 84 | 98 | 107.4167 |  | 2019 | 724 | 600.126 | 454.7904 | 242.152 | 304.4903 | 381.1747 | 375.3921 | 393 | 367.3072 | 198.6835 | 315.8533 | 387.9992 | 395.4141 | 2019 | 0 | 0 | 0 | 2 | 2 | 2 | 2 | 2 | 2 | 2 | 0 | 0 | 1.1667 | 2019 | 122.4181 | 122.7711 | 123.1241 | 123.4772 | 123.8302 | 124.1832 | 124.5362 | 124.8893 | 125.2423 | 125.5953 | 125.9484 | 126.3014 | 124.3597 | 2019
2020 | 984 | 841 | 681 | 375 | 438 | 516 | 511 | 529 | 503 | 333 | 535 | 623 | 572.4167 |  | 2020 | 860 | 735 | 588 | 375 | 438 | 516 | 511 | 529 | 503 | 333 | 450 | 524 | 530 |  | 2020 | 124 | 106 | 93 | 101 | 117 | 118 | 121 | 124 | 112 | 108 | 85 | 99 | 109 |  | 2020 | 733 | 607.5704 | 460.2542 | 245.2328 | 308.3642 | 386.0242 | 380.1681 | 398 | 371.9803 | 201.2113 | 319.682 | 393.0912 | 400.3816 | 2020 | 0 | 0 | 0 | 2 | 2 | 2 | 2 | 2 | 2 | 2 | 0 | 0 | 1.1667 | 2020 | 126.6544 | 127.0074 | 127.3605 | 127.7135 | 128.0665 | 128.4196 | 128.7726 | 129.1256 | 129.4787 | 129.8317 | 130.1847 | 130.5377 | 128.5961 | 2020
2021 | 998 | 853 | 692 | 382 | 447 | 526 | 520 | 538 | 512 | 340 | 544 | 633 | 582.0833 |  | 2021 | 873 | 746 | 598 | 382 | 447 | 526 | 520 | 538 | 512 | 340 | 458 | 533 | 539 |  | 2021 | 125 | 107 | 94 | 103 | 119 | 119 | 122 | 126 | 113 | 110 | 86 | 100 | 110.3333 |  | 2021 | 742 | 615.0303 | 465.9054 | 248.3136 | 312.2381 | 390.8738 | 384.9441 | 403 | 376.6534 | 203.7391 | 323.6072 | 397.9177 | 405.3519 | 2021 | 0 | 0 | 0 | 2 | 2 | 2 | 2 | 2 | 2 | 2 | 0 | 0 | 1.1667 | 2021 | 130.8908 | 131.2438 | 131.5968 | 131.9499 | 132.3029 | 132.6559 | 133.0089 | 133.362 | 133.715 | 134.068 | 134.4211 | 134.7741 | 132.8324 | 2021
2022 | 1012 | 866 | 702 | 390 | 455 | 535 | 529 | 548 | 521 | 347 | 552 | 643 | 591.6667 |  | 2022 | 886 | 758 | 607 | 390 | 455 | 535 | 529 | 548 | 521 | 347 | 466 | 542 | 549 |  | 2022 | 126 | 108 | 95 | 104 | 120 | 120 | 124 | 127 | 115 | 111 | 86 | 101 | 111.4167 |  | 2022 | 751 | 622.4902 | 471.5565 | 251.3944 | 316.1121 | 395.7233 | 389.7201 | 408 | 381.3266 | 206.2668 | 327.5323 | 402.7442 | 410.3222 | 2022 | 0 | 0 | 0 | 2 | 2 | 2 | 2 | 2 | 2 | 2 | 0 | 0 | 1.1667 | 2022 | 135.1271 | 135.4801 | 135.8332 | 136.1862 | 136.5392 | 136.8923 | 137.2453 | 137.5983 | 137.9513 | 138.3044 | 138.6574 | 139.0104 | 137.0688 | 2022
2023 | 1026 | 879 | 713 | 397 | 463 | 544 | 538 | 557 | 530 | 353 | 561 | 652 | 601.0833 |  | 2023 | 899 | 770 | 617 | 397 | 463 | 544 | 538 | 557 | 530 | 353 | 474 | 551 | 558 |  | 2023 | 127 | 109 | 96 | 106 | 122 | 122 | 125 | 129 | 116 | 112 | 87 | 101 | 112.6667 |  | 2023 | 760 | 629.9502 | 477.2077 | 254.4752 | 319.986 | 400.5729 | 394.4961 | 413 | 385.9997 | 208.7946 | 331.4575 | 407.5707 | 415.2925 | 2023 | 0 | 0 | 0 | 2 | 2 | 2 | 2 | 2 | 2 | 2 | 0 | 0 | 1.1667 | 2023 | 139.3635 | 139.7165 | 140.0695 | 140.4225 | 140.7756 | 141.1286 | 141.4816 | 141.8347 | 142.1877 | 142.5407 | 142.8937 | 143.2468 | 141.3051 | 2023
2024 | 1042 | 890 | 724 | 404 | 471 | 553 | 547 | 566 | 539 | 360 | 571 | 662 | 610.75 |  | 2024 | 913 | 781 | 627 | 404 | 471 | 553 | 547 | 566 | 539 | 360 | 483 | 560 | 567 |  | 2024 | 129 | 109 | 97 | 107 | 123 | 123 | 126 | 130 | 117 | 114 | 88 | 102 | 113.75 |  | 2024 | 769 | 637.4101 | 482.8588 | 257.556 | 323.8599 | 405.4225 | 399.2721 | 418 | 390.6728 | 211.3224 | 335.3827 | 412.3972 | 420.2629 | 2024 | 0 | 0 | 0 | 2 | 2 | 2 | 2 | 2 | 2 | 2 | 0 | 0 | 1.1667 | 2024 | 143.5998 | 143.9528 | 144.3059 | 144.6589 | 145.0119 | 145.3649 | 145.718 | 146.071 | 146.424 | 146.7771 | 147.1301 | 147.4831 | 145.5415 | 2024
2025 | 1056 | 903 | 734 | 412 | 479 | 562 | 556 | 575 | 548 | 367 | 579 | 672 | 620.25 |  | 2025 | 926 | 793 | 637 | 412 | 479 | 562 | 556 | 575 | 548 | 367 | 491 | 569 | 576 |  | 2025 | 130 | 110 | 97 | 108 | 124 | 124 | 128 | 131 | 118 | 115 | 88 | 103 | 114.6667 |  | 2025 | 778 | 644.87 | 488.5099 | 260.6368 | 327.7338 | 410.272 | 404.048 | 423 | 395.3459 | 213.8502 | 339.3078 | 417.2237 | 425.2332 | 2025 | 0 | 0 | 0 | 2 | 2 | 2 | 2 | 2 | 2 | 2 | 0 | 0 | 1.1667 | 2025 | 147.8361 | 148.1892 | 148.5422 | 148.8952 | 149.2483 | 149.6013 | 149.9543 | 150.3074 | 150.6604 | 151.0134 | 151.3664 | 151.7195 | 149.7778 | 2025
2026 | 1070 | 916 | 745 | 419 | 487 | 571 | 565 | 585 | 557 | 374 | 588 | 681 | 629.8333 |  | 2026 | 939 | 805 | 647 | 419 | 487 | 571 | 565 | 585 | 557 | 374 | 499 | 578 | 585 |  | 2026 | 131 | 111 | 98 | 109 | 126 | 126 | 129 | 133 | 119 | 116 | 89 | 103 | 115.8333 |  | 2026 | 787 | 652.33 | 494.1611 | 263.7177 | 331.6078 | 415.1216 | 408.824 | 428 | 400.019 | 216.378 | 343.233 | 422.0502 | 430.2035 | 2026 | 0 | 0 | 0 | 2 | 2 | 2 | 2 | 2 | 2 | 2 | 0 | 0 | 1.1667 | 2026 | 152.0725 | 152.4255 | 152.7786 | 153.1316 | 153.4846 | 153.8376 | 154.1907 | 154.5437 | 154.8967 | 155.2498 | 155.6028 | 155.9558 | 154.0142 | 2026
2027 | 1084 | 927 | 756 | 426 | 495 | 580 | 574 | 594 | 566 | 380 | 596 | 691 | 639.0833 |  | 2027 | 952 | 816 | 657 | 426 | 495 | 580 | 574 | 594 | 566 | 380 | 507 | 587 | 595 |  | 2027 | 132 | 111 | 99 | 110 | 127 | 127 | 130 | 134 | 120 | 117 | 89 | 104 | 116.6667 |  | 2027 | 796 | 659.7899 | 499.8122 | 266.7985 | 335.4817 | 419.9711 | 413.6 | 433 | 404.6922 | 218.9057 | 347.1581 | 426.8767 | 435.1738 | 2027 | 0 | 0 | 0 | 2 | 2 | 2 | 2 | 2 | 2 | 2 | 0 | 0 | 1.1667 | 2027 | 156.3088 | 156.6619 | 157.0149 | 157.3679 | 157.721 | 158.074 | 158.427 | 158.78 | 159.1331 | 159.4861 | 159.8391 | 160.1922 | 158.2505 | 2027
2028 | 1099 | 940 | 767 | 433 | 503 | 589 | 583 | 603 | 575 | 387 | 605 | 700 | 648.6667 |  | 2028 | 966 | 828 | 667 | 433 | 503 | 589 | 583 | 603 | 575 | 387 | 515 | 596 | 604 |  | 2028 | 133 | 112 | 100 | 112 | 128 | 128 | 131 | 135 | 121 | 118 | 90 | 104 | 117.6667 |  | 2028 | 805 | 667.2498 | 505.4634 | 269.8793 | 339.3556 | 424.8207 | 418.376 | 438 | 409.3653 | 221.4335 | 351.0833 | 431.7032 | 440.1442 | 2028 | 0 | 0 | 0 | 2 | 2 | 2 | 2 | 2 | 2 | 2 | 0 | 0 | 1.1667 | 2028 | 160.5452 | 160.8982 | 161.2512 | 161.6043 | 161.9573 | 162.3103 | 162.6634 | 163.0164 | 163.3694 | 163.7224 | 164.0755 | 164.4285 | 162.4868 | 2028
2029 | 1113 | 953 | 777 | 441 | 511 | 598 | 592 | 612 | 584 | 394 | 613 | 710 | 658.1667 |  | 2029 | 979 | 840 | 677 | 441 | 511 | 598 | 592 | 612 | 584 | 394 | 523 | 605 | 613 |  | 2029 | 134 | 113 | 100 | 113 | 130 | 129 | 132 | 136 | 122 | 119 | 90 | 105 | 118.5833 |  | 2029 | 814 | 674.7098 | 511.1145 | 272.9601 | 343.2295 | 429.6702 | 423.152 | 443 | 414.0384 | 223.9613 | 355.0084 | 436.5297 | 445.1145 | 2029 | 0 | 0 | 0 | 2 | 2 | 2 | 2 | 2 | 2 | 2 | 0 | 0 | 1.1667 | 2029 | 164.7815 | 165.1346 | 165.4876 | 165.8406 | 166.1936 | 166.5467 | 166.8997 | 167.2527 | 167.6058 | 167.9588 | 168.3118 | 168.6648 | 166.7232 | 2029
2030 | 1126 | 965 | 787 | 448 | 520 | 607 | 601 | 621 | 593 | 401 | 622 | 719 | 667.5 |  | 2030 | 992 | 852 | 686 | 448 | 520 | 607 | 601 | 621 | 593 | 401 | 531 | 614 | 622 |  | 2030 | 134 | 113 | 101 | 114 | 131 | 130 | 133 | 137 | 123 | 120 | 91 | 105 | 119.3333 |  | 2030 | 823 | 682.1697 | 516.7657 | 276.0409 | 347.1034 | 434.5198 | 427.9279 | 448 | 418.7115 | 226.4891 | 358.9336 | 441.3562 | 450.0848 | 2030 | 0 | 0 | 0 | 2 | 2 | 2 | 2 | 2 | 2 | 2 | 0 | 0 | 1.1667 | 2030 | 169.0179 | 169.3709 | 169.7239 | 170.077 | 170.43 | 170.783 | 171.1361 | 171.4891 | 171.8421 | 172.1951 | 172.5482 | 172.9012 | 170.9595 | 2030
2031 | 1140 | 977 | 798 | 455 | 528 | 616 | 610 | 631 | 601 | 407 | 631 | 728 | 676.8333 |  | 2031 | 1005 | 863 | 696 | 455 | 528 | 616 | 610 | 631 | 601 | 407 | 540 | 623 | 631 |  | 2031 | 135 | 114 | 102 | 115 | 132 | 131 | 134 | 138 | 123 | 121 | 91 | 105 | 120.0833 |  | 2031 | 832 | 689.6297 | 522.4168 | 279.1217 | 350.9774 | 439.3693 | 432.7039 | 453 | 423.3846 | 229.0169 | 362.8587 | 446.1827 | 455.0551 | 2031 | 0 | 0 | 0 | 2 | 2 | 2 | 2 | 2 | 2 | 2 | 0 | 0 | 1.1667 | 2031 | 173.2542 | 173.6073 | 173.9603 | 174.3133 | 174.6663 | 175.0194 | 175.3724 | 175.7254 | 176.0785 | 176.4315 | 176.7845 | 177.1375 | 175.1959 | 2031
2032 | 1154 | 989 | 808 | 463 | 536 | 625 | 619 | 640 | 610 | 414 | 639 | 738 | 686.25 |  | 2032 | 1018 | 875 | 706 | 463 | 536 | 625 | 619 | 640 | 610 | 414 | 548 | 632 | 641 |  | 2032 | 136 | 114 | 102 | 115 | 132 | 131 | 135 | 139 | 124 | 122 | 91 | 106 | 120.5833 |  | 2032 | 841 | 697.0896 | 528.0679 | 282.2025 | 354.8513 | 444.2189 | 437.4799 | 458 | 428.0578 | 231.5446 | 366.7839 | 451.0092 | 460.0255 | 2032 | 0 | 0 | 0 | 2 | 2 | 2 | 2 | 2 | 2 | 2 | 0 | 0 | 1.1667 | 2032 | 177.4906 | 177.8436 | 178.1966 | 178.5497 | 178.9027 | 179.2557 | 179.6087 | 179.9618 | 180.3148 | 180.6678 | 181.0209 | 181.3739 | 179.4322 | 2032
2033 | 1169 | 1002 | 819 | 470 | 544 | 635 | 628 | 649 | 619 | 421 | 648 | 747 | 695.9167 |  | 2033 | 1032 | 887 | 716 | 470 | 544 | 635 | 628 | 649 | 619 | 421 | 556 | 641 | 650 |  | 2033 | 137 | 115 | 103 | 116 | 133 | 132 | 136 | 140 | 125 | 123 | 92 | 106 | 121.5 |  | 2033 | 850 | 704.5495 | 533.7191 | 285.2834 | 358.7252 | 449.0684 | 442.2559 | 463 | 432.7309 | 234.0724 | 370.709 | 455.8357 | 464.9958 | 2033 | 0 | 0 | 0 | 2 | 2 | 2 | 2 | 2 | 2 | 2 | 0 | 0 | 1.1667 | 2033 | 181.7269 | 182.0799 | 182.433 | 182.786 | 183.139 | 183.4921 | 183.8451 | 184.1981 | 184.5511 | 184.9042 | 185.2572 | 185.6102 | 183.6686 | 2033
2034 | 1182 | 1013 | 829 | 477 | 551 | 643 | 637 | 659 | 628 | 427 | 656 | 757 | 704.9167 |  | 2034 | 1045 | 898 | 726 | 477 | 551 | 643 | 637 | 659 | 628 | 427 | 564 | 650 | 659 |  | 2034 | 137 | 115 | 103 | 117 | 135 | 133 | 137 | 141 | 126 | 124 | 92 | 107 | 122.25 |  | 2034 | 858.802 | 711.8453 | 539.2459 | 287.9831 | 362.1199 | 453.7683 | 446.734 | 468.1084 | 437.2971 | 236.3328 | 374.3922 | 460.5276 | 469.7631 | 2034 | 0 | 0 | 0 | 2 | 2 | 2 | 2 | 2 | 2 | 2 | 0 | 0 | 1.1667 | 2034 | 185.9633 | 186.3163 | 186.6693 | 187.0223 | 187.3754 | 187.7284 | 188.0814 | 188.4345 | 188.7875 | 189.1405 | 189.4935 | 189.8466 | 187.9049 | 2034
2035 | 1196 | 1026 | 840 | 485 | 560 | 652 | 645 | 667 | 636 | 435 | 666 | 766 | 714.5 |  | 2035 | 1058 | 910 | 736 | 485 | 560 | 652 | 645 | 667 | 636 | 435 | 573 | 659 | 668 |  | 2035 | 138 | 116 | 104 | 118 | 135 | 134 | 138 | 142 | 126 | 125 | 93 | 107 | 123 |  | 2035 | 867.604 | 719.1412 | 544.7727 | 291.6828 | 366.1403 | 458.018 | 450.9192 | 472.4899 | 441.3922 | 239.5479 | 379.231 | 465.2479 | 474.6823 | 2035 | 0 | 0 | 0 | 2 | 2 | 2 | 2 | 2 | 2 | 2 | 0 | 0 | 1.1667 | 2035 | 190.1996 | 190.5526 | 190.9057 | 191.2587 | 191.6117 | 191.9648 | 192.3178 | 192.6708 | 193.0238 | 193.3769 | 193.7299 | 194.0829 | 192.1413 | 2035
2036 | 1210 | 1037 | 849 | 492 | 567 | 661 | 655 | 677 | 646 | 441 | 674 | 776 | 723.75 |  | 2036 | 1071 | 921 | 745 | 492 | 567 | 661 | 655 | 677 | 646 | 441 | 581 | 668 | 677 |  | 2036 | 139 | 116 | 104 | 119 | 136 | 135 | 139 | 143 | 127 | 125 | 93 | 108 | 123.6667 |  | 2036 | 876.406 | 726.437 | 550.2995 | 294.3825 | 369.5351 | 463.2676 | 456.1044 | 477.8714 | 446.4872 | 241.7629 | 383.0698 | 469.9682 | 479.6326 | 2036 | 0 | 0 | 0 | 2 | 2 | 2 | 2 | 2 | 2 | 2 | 0 | 0 | 1.1667 | 2036 | 194.436 | 194.789 | 195.142 | 195.495 | 195.8481 | 196.2011 | 196.5541 | 196.9072 | 197.2602 | 197.6132 | 197.9662 | 198.3193 | 196.3776 | 2036
2037 | 1225 | 1050 | 860 | 499 | 575 | 670 | 663 | 685 | 654 | 448 | 683 | 786 | 733.1667 |  | 2037 | 1085 | 933 | 755 | 499 | 575 | 670 | 663 | 685 | 654 | 448 | 589 | 678 | 686 |  | 2037 | 140 | 117 | 105 | 120 | 137 | 136 | 140 | 144 | 128 | 126 | 94 | 108 | 124.5833 |  | 2037 | 886.508 | 733.7328 | 555.8264 | 297.0822 | 372.9298 | 467.5173 | 460.2896 | 482.2529 | 450.5823 | 243.978 | 386.9086 | 475.6885 | 484.4414 | 2037 | 0 | 0 | 0 | 2 | 2 | 2 | 2 | 2 | 2 | 2 | 0 | 0 | 1.1667 | 2037 | 198.6723 | 199.0253 | 199.3784 | 199.7314 | 200.0844 | 200.4374 | 200.7905 | 201.1435 | 201.4965 | 201.8496 | 202.2026 | 202.5556 | 200.614 | 2037
2038 | 1239 | 1062 | 871 | 507 | 584 | 678 | 672 | 694 | 662 | 455 | 691 | 795 | 742.5 |  | 2038 | 1098 | 944 | 765 | 507 | 584 | 678 | 672 | 694 | 662 | 455 | 597 | 687 | 695 |  | 2038 | 141 | 118 | 106 | 121 | 139 | 137 | 141 | 145 | 129 | 127 | 94 | 108 | 125.5 |  | 2038 | 895.31 | 741.0286 | 561.3532 | 300.7819 | 377.3245 | 471.767 | 464.4748 | 486.6344 | 454.6773 | 247.1931 | 390.7474 | 480.4088 | 489.3084 | 2038 | 0 | 0 | 0 | 2 | 2 | 2 | 2 | 2 | 2 | 2 | 0 | 0 | 1.1667 | 2038 | 202.9086 | 203.2617 | 203.6147 | 203.9677 | 204.3208 | 204.6738 | 205.0268 | 205.3798 | 205.7329 | 206.0859 | 206.4389 | 206.792 | 204.8503 | 2038
2039 | 1252 | 1075 | 881 | 514 | 591 | 688 | 681 | 704 | 672 | 462 | 700 | 805 | 752.0833 |  | 2039 | 1111 | 957 | 775 | 514 | 591 | 688 | 681 | 704 | 672 | 462 | 605 | 696 | 705 |  | 2039 | 141 | 118 | 106 | 122 | 140 | 138 | 142 | 146 | 130 | 128 | 95 | 109 | 126.25 |  | 2039 | 904.112 | 749.8243 | 566.88 | 303.4817 | 380.7192 | 477.0166 | 469.66 | 492.0159 | 459.7724 | 249.4082 | 394.5863 | 485.1292 | 494.3838 | 2039 | 0 | 0 | 0 | 2 | 2 | 2 | 2 | 2 | 2 | 2 | 0 | 0 | 1.1667 | 2039 | 207.145 | 207.498 | 207.851 | 208.2041 | 208.5571 | 208.9101 | 209.2632 | 209.6162 | 209.9692 | 210.3222 | 210.6753 | 211.0283 | 209.0866 | 2039
2040 | 1266 | 1088 | 891 | 521 | 599 | 696 | 689 | 712 | 680 | 468 | 708 | 814 | 761 |  | 2040 | 1124 | 969 | 784 | 521 | 599 | 696 | 689 | 712 | 680 | 468 | 613 | 705 | 713 |  | 2040 | 142 | 119 | 107 | 123 | 141 | 139 | 143 | 147 | 130 | 129 | 95 | 109 | 127 |  | 2040 | 912.914 | 757.1202 | 572.4068 | 306.1814 | 384.1139 | 481.2663 | 473.8452 | 496.3974 | 463.8675 | 251.6233 | 398.4251 | 489.8495 | 499.0009 | 2040 | 0 | 0 | 0 | 2 | 2 | 2 | 2 | 2 | 2 | 2 | 0 | 0 | 1.1667 | 2040 | 211.3813 | 211.7344 | 212.0874 | 212.4404 | 212.7934 | 213.1465 | 213.4995 | 213.8525 | 214.2056 | 214.5586 | 214.9116 | 215.2647 | 213.323 | 2040
2041 | [14 empty] | 2041 | [14 empty] | 2041 | [14 empty] | 2041 | [13 empty] | 2041 | [13 empty] | 2041 | [13 empty] | 2041
2042 | [14 empty] | 2042 | [14 empty] | 2042 | [14 empty] | 2042 | [13 empty] | 2042 | [13 empty] | 2042 | [13 empty] | 2042
2043 | [14 empty] | 2043 | [14 empty] | 2043 | [14 empty] | 2043 | [13 empty] | 2043 | [13 empty] | 2043 | [13 empty] | 2043
2044 | [14 empty] | 2044 | [14 empty] | 2044 | [14 empty] | 2044 | [13 empty] | 2044 | [13 empty] | 2044 | [13 empty] | 2044
2045 | [14 empty] | 2045 | [14 empty] | 2045 | [14 empty] | 2045 | [13 empty] | 2045 | [13 empty] | 2045 | [13 empty] | 2045
SECI SUPL PEAKING DEMAND
YEAR | Jan/Winter | FEB | MAR | APR | MAY | JUN | JUL | Aug/Sum | SEP | OCT | NOV | DEC | SUM
2010 | 977 | 207 | 0 | 0 | 0 | 0 | 62 | 0 | 0 | 0 | 0 | 547 | 1793
2011 | 228 | 0 | 0 | 0 | 0 | 0 | 0 | 0 | 0 | 0 | 0 | 0 | 228
2012 | 0 | 0 | 0 | 0 | 0 | 0 | 0 | 0 | 0 | 0 | 0 | 0 | 0
2013 | 0 | 0 | 0 | 0 | 0 | 0 | 0 | 0 | 0 | 0 | 0 | 0 | 0
2014 | 0 | 0 | 0 | 0 | 0 | 0 | 0 | 0 | 0 | 0 | 0 | 0 | 0
2015 | 0 | 0 | 0 | 0 | 0 | 0 | 0 | 0 | 0 | 0 | 0 | 0 | 0
2016 | 0 | 0 | 0 | 0 | 0 | 0 | 0 | 0 | 0 | 0 | 0 | 0 | 0
2017 | 0 | 0 | 0 | 0 | 0 | 0 | 0 | 0 | 0 | 0 | 0 | 0 | 0
2018 | 0 | 0 | 0 | 0 | 0 | 0 | 0 | 0 | 0 | 0 | 0 | 0 | 0
2019 | 0 | 0 | 0 | 0 | 0 | 0 | 0 | 0 | 0 | 0 | 0 | 0 | 0
2020 | 0 | 0 | 0 | 0 | 0 | 0 | 0 | 0 | 0 | 0 | 0 | 0 | 0
2021 | 0 | 0 | 0 | 0 | 0 | 0 | 0 | 0 | 0 | 0 | 0 | 0 | 0
2022 | 0 | 0 | 0 | 0 | 0 | 0 | 0 | 0 | 0 | 0 | 0 | 0 | 0
2023 | 0 | 0 | 0 | 0 | 0 | 0 | 0 | 0 | 0 | 0 | 0 | 0 | 0
2024 | 0 | 0 | 0 | 0 | 0 | 0 | 0 | 0 | 0 | 0 | 0 | 0 | 0
2025 | 0 | 0 | 0 | 0 | 0 | 0 | 0 | 0 | 0 | 0 | 0 | 0 | 0
2026 | 0 | 0 | 0 | 0 | 0 | 0 | 0 | 0 | 0 | 0 | 0 | 0 | 0
2027 | 0 | 0 | 0 | 0 | 0 | 0 | 0 | 0 | 0 | 0 | 0 | 0 | 0
2028 | 0 | 0 | 0 | 0 | 0 | 0 | 0 | 0 | 0 | 0 | 0 | 0 | 0
2029 | 0 | 0 | 0 | 0 | 0 | 0 | 0 | 0 | 0 | 0 | 0 | 0 | 0
2030 | 0 | 0 | 0 | 0 | 0 | 0 | 0 | 0 | 0 | 0 | 0 | 0 | 0
2031 | 0 | 0 | 0 | 0 | 0 | 0 | 0 | 0 | 0 | 0 | 0 | 0 | 0
2032 | 0 | 0 | 0 | 0 | 0 | 0 | 0 | 0 | 0 | 0 | 0 | 0 | 0
2033 | 0 | 0 | 0 | 0 | 0 | 0 | 0 | 0 | 0 | 0 | 0 | 0 | 0
2034 | 0 | 0 | 0 | 0 | 0 | 0 | 0 | 0 | 0 | 0 | 0 | 0 | 0
2035 | 0 | 0 | 0 | 0 | 0 | 0 | 0 | 0 | 0 | 0 | 0 | 0 | 0
2036 | 0 | 0 | 0 | 0 | 0 | 0 | 0 | 0 | 0 | 0 | 0 | 0 | 0
2037 | 0 | 0 | 0 | 0 | 0 | 0 | 0 | 0 | 0 | 0 | 0 | 0 | 0
2038 | 0 | 0 | 0 | 0 | 0 | 0 | 0 | 0 | 0 | 0 | 0 | 0 | 0
2039 | 0 | 0 | 0 | 0 | 0 | 0 | 0 | 0 | 0 | 0 | 0 | 0 | 0
2040 | 0 | 0 | 0 | 0 | 0 | 0 | 0 | 0 | 0 | 0 | 0 | 0 | 0
2041
2042
2043
2044
2045
490-SECI Original 1995 AGREEMENT - 450 MW INTERM = 300 MW 2011-2013 (Block 3 to Hines CC)
YEAR | Jan/Winter | FEB | MAR | APR | MAY | JUN | JUL | Aug/Sum | SEP | OCT | NOV | DEC | SUM
2010 | 450 | 450 | 450 | 0 | 450 | 450 | 450 | 400 | 300 | 225 | 85 | 450 | 4160
2011 | 300 | 300 | 300 | 300 | 300 | 300 | 300 | 300 | 300 | 300 | 300 | 300 | 3600
2012 | 425 | 425 | 375 | 350 | 400 | 475 | 475 | 475 | 475 | 400 | 350 | 375 | 5000
2013 | 300 | 300 | 300 | 300 | 300 | 300 | 300 | 300 | 300 | 300 | 300 | 300 | 3600
2014 | 0 | 0 | 0 | 0 | 0 | 0 | 0 | 0 | 0 | 0 | 0 | 0 | 0
2015 | 0 | 0 | 0 | 0 | 0 | 0 | 0 | 0 | 0 | 0 | 0 | 0 | 0
2016 | 0 | 0 | 0 | 0 | 0 | 0 | 0 | 0 | 0 | 0 | 0 | 0 | 0
2017 | 0 | 0 | 0 | 0 | 0 | 0 | 0 | 0 | 0 | 0 | 0 | 0 | 0
2018 | 0 | 0 | 0 | 0 | 0 | 0 | 0 | 0 | 0 | 0 | 0 | 0 | 0
2019 | 0 | 0 | 0 | 0 | 0 | 0 | 0 | 0 | 0 | 0 | 0 | 0 | 0
2020 | 0 | 0 | 0 | 0 | 0 | 0 | 0 | 0 | 0 | 0 | 0 | 0 | 0
2021 | 0 | 0 | 0 | 0 | 0 | 0 | 0 | 0 | 0 | 0 | 0 | 0 | 0
2022 | 0 | 0 | 0 | 0 | 0 | 0 | 0 | 0 | 0 | 0 | 0 | 0 | 0
2023 | 0 | 0 | 0 | 0 | 0 | 0 | 0 | 0 | 0 | 0 | 0 | 0 | 0
2024 | 0 | 0 | 0 | 0 | 0 | 0 | 0 | 0 | 0 | 0 | 0 | 0 | 0
2025 | 0 | 0 | 0 | 0 | 0 | 0 | 0 | 0 | 0 | 0 | 0 | 0 | 0
2026 | 0 | 0 | 0 | 0 | 0 | 0 | 0 | 0 | 0 | 0 | 0 | 0 | 0
2027 | 0 | 0 | 0 | 0 | 0 | 0 | 0 | 0 | 0 | 0 | 0 | 0 | 0
2028 | 0 | 0 | 0 | 0 | 0 | 0 | 0 | 0 | 0 | 0 | 0 | 0 | 0
2029 | 0 | 0 | 0 | 0 | 0 | 0 | 0 | 0 | 0 | 0 | 0 | 0 | 0
2030 | 0 | 0 | 0 | 0 | 0 | 0 | 0 | 0 | 0 | 0 | 0 | 0 | 0
2031 | 0 | 0 | 0 | 0 | 0 | 0 | 0 | 0 | 0 | 0 | 0 | 0 | 0
2032 | 0 | 0 | 0 | 0 | 0 | 0 | 0 | 0 | 0 | 0 | 0 | 0 | 0
2033 | 0 | 0 | 0 | 0 | 0 | 0 | 0 | 0 | 0 | 0 | 0 | 0 | 0
2034 | 0 | 0 | 0 | 0 | 0 | 0 | 0 | 0 | 0 | 0 | 0 | 0 | 0
2035 | 0 | 0 | 0 | 0 | 0 | 0 | 0 | 0 | 0 | 0 | 0 | 0 | 0
2036 | 0 | 0 | 0 | 0 | 0 | 0 | 0 | 0 | 0 | 0 | 0 | 0 | 0
2037 | 0 | 0 | 0 | 0 | 0 | 0 | 0 | 0 | 0 | 0 | 0 | 0 | 0
2038 | 0 | 0 | 0 | 0 | 0 | 0 | 0 | 0 | 0 | 0 | 0 | 0 | 0
2039 | 0 | 0 | 0 | 0 | 0 | 0 | 0 | 0 | 0 | 0 | 0 | 0 | 0
2040 | 0 | 0 | 0 | 0 | 0 | 0 | 0 | 0 | 0 | 0 | 0 | 0 | 0
2041
2042
2043
2044
2045
520 SECI FR VDP SALE (1/1/10-7/31/20) |  | MAY: old is IST-Peacock
YEAR | JAN | FEB | MAR | APR | MAY | JUN | JUL | AUG | SEP | OCT | NOV | DEC | SUM
2010 | 160 | 122 | 118 | 87 | 107 | 117 | 117 | 131 | 116 | 104 | 86 | 94 | 1359
2011 | 75 | 75 | 75 | 100 | 133 | 175 | 175 | 175 | 175 | 100 | 50 | 50 | 1358
2012 | 0 | 0 | 0 | 0 | 0 | 0 | 0 | 0 | 0 | 0 | 0 | 0 | 0
2013 | 0 | 0 | 0 | 0 | 0 | 0 | 0 | 0 | 0 | 0 | 0 | 0 | 0
2014 | 0 | 0 | 0 | 0 | 0 | 0 | 0 | 0 | 0 | 0 | 0 | 0 | 0
2015 | 0 | 0 | 0 | 0 | 0 | 0 | 0 | 0 | 0 | 0 | 0 | 0 | 0
2016 | 0 | 0 | 0 | 0 | 0 | 0 | 0 | 0 | 0 | 0 | 0 | 0 | 0
2017 | 0 | 0 | 0 | 0 | 0 | 0 | 0 | 0 | 0 | 0 | 0 | 0 | 0
2018 | 0 | 0 | 0 | 0 | 0 | 0 | 0 | 0 | 0 | 0 | 0 | 0 | 0
2019 | 0 | 0 | 0 | 0 | 0 | 0 | 0 | 0 | 0 | 0 | 0 | 0 | 0
2020 | 0 | 0 | 0 | 0 | 0 | 0 | 0 | 0 | 0 | 0 | 0 | 0 | 0
2021 | 0 | 0 | 0 | 0 | 0 | 0 | 0 | 0 | 0 | 0 | 0 | 0 | 0
2022 | 0 | 0 | 0 | 0 | 0 | 0 | 0 | 0 | 0 | 0 | 0 | 0 | 0
2023 | 0 | 0 | 0 | 0 | 0 | 0 | 0 | 0 | 0 | 0 | 0 | 0 | 0
2024 | 0 | 0 | 0 | 0 | 0 | 0 | 0 | 0 | 0 | 0 | 0 | 0 | 0
2025 | 0 | 0 | 0 | 0 | 0 | 0 | 0 | 0 | 0 | 0 | 0 | 0 | 0
2026 | 0 | 0 | 0 | 0 | 0 | 0 | 0 | 0 | 0 | 0 | 0 | 0 | 0
2027 | 0 | 0 | 0 | 0 | 0 | 0 | 0 | 0 | 0 | 0 | 0 | 0 | 0
2028 | 0 | 0 | 0 | 0 | 0 | 0 | 0 | 0 | 0 | 0 | 0 | 0 | 0
2029 | 0 | 0 | 0 | 0 | 0 | 0 | 0 | 0 | 0 | 0 | 0 | 0 | 0
2030 | 0 | 0 | 0 | 0 | 0 | 0 | 0 | 0 | 0 | 0 | 0 | 0 | 0
2031 | 0 | 0 | 0 | 0 | 0 | 0 | 0 | 0 | 0 | 0 | 0 | 0 | 0
2032 | 0 | 0 | 0 | 0 | 0 | 0 | 0 | 0 | 0 | 0 | 0 | 0 | 0
2033 | 0 | 0 | 0 | 0 | 0 | 0 | 0 | 0 | 0 | 0 | 0 | 0 | 0
2034 | 0 | 0 | 0 | 0 | 0 | 0 | 0 | 0 | 0 | 0 | 0 | 0 | 0
2035 | 0 | 0 | 0 | 0 | 0 | 0 | 0 | 0 | 0 | 0 | 0 | 0 | 0
2036 | 0 | 0 | 0 | 0 | 0 | 0 | 0 | 0 | 0 | 0 | 0 | 0 | 0
2037 | 0 | 0 | 0 | 0 | 0 | 0 | 0 | 0 | 0 | 0 | 0 | 0 | 0
2038 | 0 | 0 | 0 | 0 | 0 | 0 | 0 | 0 | 0 | 0 | 0 | 0 | 0
2039 | 0 | 0 | 0 | 0 | 0 | 0 | 0 | 0 | 0 | 0 | 0 | 0 | 0
2040 | 0 | 0 | 0 | 0 | 0 | 0 | 0 | 0 | 0 | 0 | 0 | 0 | 0
2041
2042
2043
2044
2045
532 SECI 1995 Agreementt - System Combined Cycle CC 2011-2013
YEAR | Jan/Winter | FEB | MAR | APR | MAY | JUN | JUL | Aug/Sum | SEP | OCT | NOV | DEC | SUM
2010 | 0 | 0 | 0 | 0 | 0 | 0 | 0 | 0 | 0 | 0 | 0 | 0 | 0
2011 | 150 | 150 | 150 | 150 | 150 | 150 | 150 | 150 | 150 | 150 | 150 | 150 | 1800
2012 | 150 | 150 | 150 | 150 | 150 | 150 | 150 | 150 | 150 | 150 | 150 | 150 | 1800
2013 | 150 | 150 | 150 | 150 | 150 | 150 | 150 | 150 | 150 | 150 | 150 | 150 | 1800
2014 | 0 | 0 | 0 | 0 | 0 | 0 | 0 | 0 | 0 | 0 | 0 | 0 | 0
2015 | 0 | 0 | 0 | 0 | 0 | 0 | 0 | 0 | 0 | 0 | 0 | 0 | 0
2016 | 0 | 0 | 0 | 0 | 0 | 0 | 0 | 0 | 0 | 0 | 0 | 0 | 0
2017 | 0 | 0 | 0 | 0 | 0 | 0 | 0 | 0 | 0 | 0 | 0 | 0 | 0
2018 | 0 | 0 | 0 | 0 | 0 | 0 | 0 | 0 | 0 | 0 | 0 | 0 | 0
2019 | 0 | 0 | 0 | 0 | 0 | 0 | 0 | 0 | 0 | 0 | 0 | 0 | 0
2020 | 0 | 0 | 0 | 0 | 0 | 0 | 0 | 0 | 0 | 0 | 0 | 0 | 0
2021 | 0 | 0 | 0 | 0 | 0 | 0 | 0 | 0 | 0 | 0 | 0 | 0 | 0
2022 | 0 | 0 | 0 | 0 | 0 | 0 | 0 | 0 | 0 | 0 | 0 | 0 | 0
2023 | 0 | 0 | 0 | 0 | 0 | 0 | 0 | 0 | 0 | 0 | 0 | 0 | 0
2024 | 0 | 0 | 0 | 0 | 0 | 0 | 0 | 0 | 0 | 0 | 0 | 0 | 0
2025 | 0 | 0 | 0 | 0 | 0 | 0 | 0 | 0 | 0 | 0 | 0 | 0 | 0
2026 | 0 | 0 | 0 | 0 | 0 | 0 | 0 | 0 | 0 | 0 | 0 | 0 | 0
2027 | 0 | 0 | 0 | 0 | 0 | 0 | 0 | 0 | 0 | 0 | 0 | 0 | 0
2028 | 0 | 0 | 0 | 0 | 0 | 0 | 0 | 0 | 0 | 0 | 0 | 0 | 0
2029 | 0 | 0 | 0 | 0 | 0 | 0 | 0 | 0 | 0 | 0 | 0 | 0 | 0
2030 | 0 | 0 | 0 | 0 | 0 | 0 | 0 | 0 | 0 | 0 | 0 | 0 | 0
2031 | 0 | 0 | 0 | 0 | 0 | 0 | 0 | 0 | 0 | 0 | 0 | 0 | 0
2032 | 0 | 0 | 0 | 0 | 0 | 0 | 0 | 0 | 0 | 0 | 0 | 0 | 0
2033 | 0 | 0 | 0 | 0 | 0 | 0 | 0 | 0 | 0 | 0 | 0 | 0 | 0
2034 | 0 | 0 | 0 | 0 | 0 | 0 | 0 | 0 | 0 | 0 | 0 | 0 | 0
2035 | 0 | 0 | 0 | 0 | 0 | 0 | 0 | 0 | 0 | 0 | 0 | 0 | 0
2036 | 0 | 0 | 0 | 0 | 0 | 0 | 0 | 0 | 0 | 0 | 0 | 0 | 0
2037 | 0 | 0 | 0 | 0 | 0 | 0 | 0 | 0 | 0 | 0 | 0 | 0 | 0
2038 | 0 | 0 | 0 | 0 | 0 | 0 | 0 | 0 | 0 | 0 | 0 | 0 | 0
2039 | 0 | 0 | 0 | 0 | 0 | 0 | 0 | 0 | 0 | 0 | 0 | 0 | 0
2040
2041
2042
2043
2044
2045
533 SECI-Base 150 MW Sale
YEAR | Jan/Winter | FEB | MAR | APR | MAY | JUN | JUL | Aug/Sum | SEP | OCT | NOV | DEC | SUM
2010
2011 | 0 | 0 | 0 | 0 | 0 | 0 | 0 | 0 | 0 | 0 | 0 | 0 | 0
2012 | 150 | 150 | 150 | 150 | 150 | 150 | 150 | 150 | 150 | 150 | 150 | 150 | 1800
2013 | 150 | 150 | 150 | 150 | 150 | 150 | 150 | 150 | 150 | 150 | 150 | 150 | 1800
2014 | 0 | 0 | 0 | 0 | 0 | 0 | 0 | 0 | 0 | 0 | 0 | 0 | 0
2015 | 0 | 0 | 0 | 0 | 0 | 0 | 0 | 0 | 0 | 0 | 0 | 0 | 0
2016 | 0 | 0 | 0 | 0 | 0 | 0 | 0 | 0 | 0 | 0 | 0 | 0 | 0
2017 | 0 | 0 | 0 | 0 | 0 | 0 | 0 | 0 | 0 | 0 | 0 | 0 | 0
2018 | 0 | 0 | 0 | 0 | 0 | 0 | 0 | 0 | 0 | 0 | 0 | 0 | 0
2019 | 0 | 0 | 0 | 0 | 0 | 0 | 0 | 0 | 0 | 0 | 0 | 0 | 0
2020 | 0 | 0 | 0 | 0 | 0 | 0 | 0 | 0 | 0 | 0 | 0 | 0 | 0
2021 | 0 | 0 | 0 | 0 | 0 | 0 | 0 | 0 | 0 | 0 | 0 | 0 | 0
2022 | 0 | 0 | 0 | 0 | 0 | 0 | 0 | 0 | 0 | 0 | 0 | 0 | 0
2023 | 0 | 0 | 0 | 0 | 0 | 0 | 0 | 0 | 0 | 0 | 0 | 0 | 0
2024 | 0 | 0 | 0 | 0 | 0 | 0 | 0 | 0 | 0 | 0 | 0 | 0 | 0
2025 | 0 | 0 | 0 | 0 | 0 | 0 | 0 | 0 | 0 | 0 | 0 | 0 | 0
2026 | 0 | 0 | 0 | 0 | 0 | 0 | 0 | 0 | 0 | 0 | 0 | 0 | 0
2027 | 0 | 0 | 0 | 0 | 0 | 0 | 0 | 0 | 0 | 0 | 0 | 0 | 0
2028 | 0 | 0 | 0 | 0 | 0 | 0 | 0 | 0 | 0 | 0 | 0 | 0 | 0
2029 | 0 | 0 | 0 | 0 | 0 | 0 | 0 | 0 | 0 | 0 | 0 | 0 | 0
2030 | 0 | 0 | 0 | 0 | 0 | 0 | 0 | 0 | 0 | 0 | 0 | 0 | 0
2031 | 0 | 0 | 0 | 0 | 0 | 0 | 0 | 0 | 0 | 0 | 0 | 0 | 0
2032 | 0 | 0 | 0 | 0 | 0 | 0 | 0 | 0 | 0 | 0 | 0 | 0 | 0
2033 | 0 | 0 | 0 | 0 | 0 | 0 | 0 | 0 | 0 | 0 | 0 | 0 | 0
2034 | 0 | 0 | 0 | 0 | 0 | 0 | 0 | 0 | 0 | 0 | 0 | 0 | 0
2035 | 0 | 0 | 0 | 0 | 0 | 0 | 0 | 0 | 0 | 0 | 0 | 0 | 0
2036 | 0 | 0 | 0 | 0 | 0 | 0 | 0 | 0 | 0 | 0 | 0 | 0 | 0
2037 | 0 | 0 | 0 | 0 | 0 | 0 | 0 | 0 | 0 | 0 | 0 | 0 | 0
2038 | 0 | 0 | 0 | 0 | 0 | 0 | 0 | 0 | 0 | 0 | 0 | 0 | 0
2039 | 0 | 0 | 0 | 0 | 0 | 0 | 0 | 0 | 0 | 0 | 0 | 0 | 0
2040 | 0 | 0 | 0 | 0 | 0 | 0 | 0 | 0 | 0 | 0 | 0 | 0 | 0
2041
2042
2043
2044
2045
534-SECI BASE 250 MW Sale
YEAR | JAN | FEB | MAR | APR | MAY | JUN | JUL | AUG | SEP | OCT | NOV | DEC | SUM
2010 | 0 | 0 | 0 | 0 | 0 | 0 | 0 | 0 | 0 | 0 | 0 | 0 | 0
2011 | 0 | 0 | 0 | 0 | 0 | 0 | 0 | 0 | 0 | 0 | 0 | 0 | 0
2012 | 0 | 0 | 0 | 0 | 0 | 0 | 0 | 0 | 0 | 0 | 0 | 0 | 0
2013 | 0 | 0 | 0 | 0 | 0 | 0 | 0 | 0 | 0 | 0 | 0 | 0 | 0
2014 | 250 | 250 | 250 | 250 | 250 | 250 | 250 | 250 | 250 | 250 | 250 | 250 | 3000
2015 | 250 | 250 | 250 | 250 | 250 | 250 | 250 | 250 | 250 | 250 | 250 | 250 | 3000
2016 | 250 | 250 | 250 | 250 | 250 | 50 | 50 | 50 | 50 | 50 | 50 | 50 | 1600
2017 | 50 | 50 | 50 | 50 | 50 | 50 | 50 | 50 | 50 | 50 | 50 | 50 | 600
2018 | 50 | 50 | 50 | 50 | 50 | 50 | 50 | 50 | 50 | 50 | 50 | 50 | 600
2019 | 0 | 0 | 0 | 0 | 0 | 0 | 0 | 0 | 0 | 0 | 0 | 0 | 0
2020 | 0 | 0 | 0 | 0 | 0 | 0 | 0 | 0 | 0 | 0 | 0 | 0 | 0
2021 | 0 | 0 | 0 | 0 | 0 | 0 | 0 | 0 | 0 | 0 | 0 | 0 | 0
2022 | 0 | 0 | 0 | 0 | 0 | 0 | 0 | 0 | 0 | 0 | 0 | 0 | 0
2023 | 0 | 0 | 0 | 0 | 0 | 0 | 0 | 0 | 0 | 0 | 0 | 0 | 0
2024 | 0 | 0 | 0 | 0 | 0 | 0 | 0 | 0 | 0 | 0 | 0 | 0 | 0
2025 | 0 | 0 | 0 | 0 | 0 | 0 | 0 | 0 | 0 | 0 | 0 | 0 | 0
2026 | 0 | 0 | 0 | 0 | 0 | 0 | 0 | 0 | 0 | 0 | 0 | 0 | 0
2027 | 0 | 0 | 0 | 0 | 0 | 0 | 0 | 0 | 0 | 0 | 0 | 0 | 0
2028 | 0 | 0 | 0 | 0 | 0 | 0 | 0 | 0 | 0 | 0 | 0 | 0 | 0
2029 | 0 | 0 | 0 | 0 | 0 | 0 | 0 | 0 | 0 | 0 | 0 | 0 | 0
2030 | 0 | 0 | 0 | 0 | 0 | 0 | 0 | 0 | 0 | 0 | 0 | 0 | 0
2031 | 0 | 0 | 0 | 0 | 0 | 0 | 0 | 0 | 0 | 0 | 0 | 0 | 0
2032 | 0 | 0 | 0 | 0 | 0 | 0 | 0 | 0 | 0 | 0 | 0 | 0 | 0
2033 | 0 | 0 | 0 | 0 | 0 | 0 | 0 | 0 | 0 | 0 | 0 | 0 | 0
2034 | 0 | 0 | 0 | 0 | 0 | 0 | 0 | 0 | 0 | 0 | 0 | 0 | 0
2035 | 0 | 0 | 0 | 0 | 0 | 0 | 0 | 0 | 0 | 0 | 0 | 0 | 0
2036 | 0 | 0 | 0 | 0 | 0 | 0 | 0 | 0 | 0 | 0 | 0 | 0 | 0
2037 | 0 | 0 | 0 | 0 | 0 | 0 | 0 | 0 | 0 | 0 | 0 | 0 | 0
2038 | 0 | 0 | 0 | 0 | 0 | 0 | 0 | 0 | 0 | 0 | 0 | 0 | 0
2039 | 0 | 0 | 0 | 0 | 0 | 0 | 0 | 0 | 0 | 0 | 0 | 0 | 0
2040 | 0 | 0 | 0 | 0 | 0 | 0 | 0 | 0 | 0 | 0 | 0 | 0 | 0
2041
2042
2043
2044
2045
535 SECI - Average 150 MW Sale
YEAR | JAN | FEB | MAR | APR | MAY | JUN | JUL | AUG | SEP | OCT | NOV | DEC | SUM
2010 | 0 | 0 | 0 | 0 | 0 | 0 | 0 | 0 | 0 | 0 | 0 | 0 | 0
2011 | 0 | 0 | 0 | 0 | 0 | 0 | 0 | 0 | 0 | 0 | 0 | 0 | 0
2012 | 0 | 0 | 0 | 0 | 0 | 0 | 0 | 0 | 0 | 0 | 0 | 0 | 0
2013 | 0 | 0 | 0 | 0 | 0 | 0 | 0 | 0 | 0 | 0 | 0 | 0 | 0
2014 | 150 | 150 | 150 | 150 | 150 | 150 | 150 | 150 | 150 | 150 | 150 | 150 | 1800
2015 | 150 | 150 | 150 | 150 | 150 | 150 | 150 | 150 | 150 | 150 | 150 | 150 | 1800
2016 | 150 | 150 | 150 | 150 | 150 | 0 | 0 | 0 | 0 | 0 | 0 | 0 | 750
2017 | 0 | 0 | 0 | 0 | 0 | 0 | 0 | 0 | 0 | 0 | 0 | 0 | 0
2018 | 0 | 0 | 0 | 0 | 0 | 0 | 0 | 0 | 0 | 0 | 0 | 0 | 0
2019 | 0 | 0 | 0 | 0 | 0 | 0 | 0 | 0 | 0 | 0 | 0 | 0 | 0
2020 | 0 | 0 | 0 | 0 | 0 | 0 | 0 | 0 | 0 | 0 | 0 | 0 | 0
2021 | 0 | 0 | 0 | 0 | 0 | 0 | 0 | 0 | 0 | 0 | 0 | 0 | 0
2022 | 0 | 0 | 0 | 0 | 0 | 0 | 0 | 0 | 0 | 0 | 0 | 0 | 0
2023 | 0 | 0 | 0 | 0 | 0 | 0 | 0 | 0 | 0 | 0 | 0 | 0 | 0
2024 | 0 | 0 | 0 | 0 | 0 | 0 | 0 | 0 | 0 | 0 | 0 | 0 | 0
2025 | 0 | 0 | 0 | 0 | 0 | 0 | 0 | 0 | 0 | 0 | 0 | 0 | 0
2026 | 0 | 0 | 0 | 0 | 0 | 0 | 0 | 0 | 0 | 0 | 0 | 0 | 0
2027 | 0 | 0 | 0 | 0 | 0 | 0 | 0 | 0 | 0 | 0 | 0 | 0 | 0
2028 | 0 | 0 | 0 | 0 | 0 | 0 | 0 | 0 | 0 | 0 | 0 | 0 | 0
2029 | 0 | 0 | 0 | 0 | 0 | 0 | 0 | 0 | 0 | 0 | 0 | 0 | 0
2030 | 0 | 0 | 0 | 0 | 0 | 0 | 0 | 0 | 0 | 0 | 0 | 0 | 0
2031 | 0 | 0 | 0 | 0 | 0 | 0 | 0 | 0 | 0 | 0 | 0 | 0 | 0
2032 | 0 | 0 | 0 | 0 | 0 | 0 | 0 | 0 | 0 | 0 | 0 | 0 | 0
2033 | 0 | 0 | 0 | 0 | 0 | 0 | 0 | 0 | 0 | 0 | 0 | 0 | 0
2034 | 0 | 0 | 0 | 0 | 0 | 0 | 0 | 0 | 0 | 0 | 0 | 0 | 0
2035 | 0 | 0 | 0 | 0 | 0 | 0 | 0 | 0 | 0 | 0 | 0 | 0 | 0
2036 | 0 | 0 | 0 | 0 | 0 | 0 | 0 | 0 | 0 | 0 | 0 | 0 | 0
2037 | 0 | 0 | 0 | 0 | 0 | 0 | 0 | 0 | 0 | 0 | 0 | 0 | 0
2038 | 0 | 0 | 0 | 0 | 0 | 0 | 0 | 0 | 0 | 0 | 0 | 0 | 0
2039 | 0 | 0 | 0 | 0 | 0 | 0 | 0 | 0 | 0 | 0 | 0 | 0 | 0
2040 | 0 | 0 | 0 | 0 | 0 | 0 | 0 | 0 | 0 | 0 | 0 | 0 | 0
2041
2042
2043
2044
2045
536 SCP SECI PEAKING WTR Pking - 2014-2020 (600)
YEAR | JAN | FEB | MAR | APR | MAY | JUN | JUL | AUG | SEP | OCT | NOV | DEC | SUM
2010 | 0 | 0 | 0 | 0 | 0 | 0 | 0 | 0 | 0 | 0 | 0 | 0 | 0
2011 | 0 | 0 | 0 | 0 | 0 | 0 | 0 | 0 | 0 | 0 | 0 | 0 | 0
2012 | 0 | 0 | 0 | 0 | 0 | 0 | 0 | 0 | 0 | 0 | 0 | 0 | 0
2013 | 0 | 0 | 0 | 0 | 0 | 0 | 0 | 0 | 0 | 0 | 0 | 0 | 0
2014 | 100 | 100 | 100 | 0 | 0 | 0 | 0 | 0 | 0 | 0 | 0 | 600 | 900
2015 | 600 | 600 | 600 | 0 | 0 | 0 | 0 | 0 | 0 | 0 | 0 | 600 | 2400
2016 | 600 | 600 | 600 | 0 | 0 | 0 | 0 | 0 | 0 | 0 | 0 | 600 | 2400
2017 | 600 | 600 | 600 | 0 | 0 | 100 | 100 | 100 | 100 | 0 | 0 | 600 | 2800
2018 | 600 | 600 | 600 | 0 | 0 | 100 | 100 | 100 | 100 | 0 | 0 | 600 | 2800
2019 | 600 | 600 | 600 | 0 | 0 | 100 | 100 | 100 | 100 | 0 | 0 | 600 | 2800
2020 | 600 | 600 | 600 | 0 | 0 | 100 | 100 | 100 | 100 | 0 | 0 | 600 | 2800
2021 | 600 | 600 | 600 | 0 | 0 | 0 | 0 | 0 | 0 | 0 | 0 | 600 | 2400
2022 | 600 | 600 | 600 | 0 | 0 | 0 | 0 | 0 | 0 | 0 | 0 | 600 | 2400
2023 | 600 | 600 | 600 | 0 | 0 | 0 | 0 | 0 | 0 | 0 | 0 | 600 | 2400
2024 | 600 | 600 | 600 | 0 | 0 | 0 | 0 | 0 | 0 | 0 | 0 | 600 | 2400
2025 | 600 | 600 | 600 | 0 | 0 | 0 | 0 | 0 | 0 | 0 | 0 | 600 | 2400
2026 | 600 | 600 | 600 | 0 | 0 | 0 | 0 | 0 | 0 | 0 | 0 | 600 | 2400
2027 | 600 | 600 | 600 | 0 | 0 | 0 | 0 | 0 | 0 | 0 | 0 | 600 | 2400
2028 | 600 | 600 | 600 | 0 | 0 | 0 | 0 | 0 | 0 | 0 | 0 | 600 | 2400
2029 | 600 | 600 | 600 | 0 | 0 | 0 | 0 | 0 | 0 | 0 | 0 | 600 | 2400
2030 | 600 | 600 | 600 | 0 | 0 | 0 | 0 | 0 | 0 | 0 | 0 | 600 | 2400
2031 | 600 | 600 | 600 | 0 | 0 | 0 | 0 | 0 | 0 | 0 | 0 | 600 | 2400
2032 | 600 | 600 | 600 | 0 | 0 | 0 | 0 | 0 | 0 | 0 | 0 | 600 | 2400
2033 | 600 | 600 | 600 | 0 | 0 | 0 | 0 | 0 | 0 | 0 | 0 | 600 | 2400
2034 | 600 | 600 | 600 | 0 | 0 | 0 | 0 | 0 | 0 | 0 | 0 | 600 | 2400
2035 | 600 | 600 | 600 | 0 | 0 | 0 | 0 | 0 | 0 | 0 | 0 | 600 | 2400
2036 | 600 | 600 | 600 | 0 | 0 | 0 | 0 | 0 | 0 | 0 | 0 | 600 | 2400
2037 | 600 | 600 | 600 | 0 | 0 | 0 | 0 | 0 | 0 | 0 | 0 | 600 | 2400
2038 | 600 | 600 | 600 | 0 | 0 | 0 | 0 | 0 | 0 | 0 | 0 | 600 | 2400
2039 | 600 | 600 | 600 | 0 | 0 | 0 | 0 | 0 | 0 | 0 | 0 | 600 | 2400
2040 | 600 | 600 | 600 | 0 | 0 | 0 | 0 | 0 | 0 | 0 | 0 | 600 | 2400
2041
2042
2043
2044
2045
537-SECI - Intermediate 150 MW 2014-2030
YEAR | JAN | FEB | MAR | APR | MAY | JUN | JUL | AUG | SEP | OCT | NOV | DEC | SUM
2010 | 0 | 0 | 0 | 0 | 0 | 0 | 0 | 0 | 0 | 0 | 0 | 0 | 0
2011 | 0 | 0 | 0 | 0 | 0 | 0 | 0 | 0 | 0 | 0 | 0 | 0 | 0
2012 | 0 | 0 | 0 | 0 | 0 | 0 | 0 | 0 | 0 | 0 | 0 | 0 | 0
2013 | 0 | 0 | 0 | 0 | 0 | 0 | 0 | 0 | 0 | 0 | 0 | 0 | 0
2014 | 150 | 150 | 150 | 150 | 150 | 150 | 150 | 150 | 150 | 150 | 150 | 150 | 1800
2015 | 150 | 150 | 150 | 150 | 150 | 150 | 150 | 150 | 150 | 150 | 150 | 150 | 1800
2016 | 150 | 150 | 150 | 150 | 150 | 150 | 150 | 150 | 150 | 150 | 150 | 150 | 1800
2017 | 150 | 150 | 150 | 150 | 150 | 150 | 150 | 150 | 150 | 150 | 150 | 150 | 1800
2018 | 150 | 150 | 150 | 150 | 150 | 150 | 150 | 150 | 150 | 150 | 150 | 150 | 1800
2019 | 150 | 150 | 150 | 150 | 150 | 150 | 150 | 150 | 150 | 150 | 150 | 150 | 1800
2020 | 150 | 150 | 150 | 150 | 150 | 150 | 150 | 150 | 150 | 150 | 150 | 150 | 1800
2021 | 150 | 150 | 150 | 150 | 150 | 150 | 150 | 150 | 150 | 150 | 150 | 150 | 1800
2022 | 150 | 150 | 150 | 150 | 150 | 150 | 150 | 150 | 150 | 150 | 150 | 150 | 1800
2023 | 150 | 150 | 150 | 150 | 150 | 150 | 150 | 150 | 150 | 150 | 150 | 150 | 1800
2024 | 150 | 150 | 150 | 150 | 150 | 150 | 150 | 150 | 150 | 150 | 150 | 150 | 1800
2025 | 150 | 150 | 150 | 150 | 150 | 150 | 150 | 150 | 150 | 150 | 150 | 150 | 1800
2026 | 150 | 150 | 150 | 150 | 150 | 150 | 150 | 150 | 150 | 150 | 150 | 150 | 1800
2027 | 150 | 150 | 150 | 150 | 150 | 150 | 150 | 150 | 150 | 150 | 150 | 150 | 1800
2028 | 150 | 150 | 150 | 150 | 150 | 150 | 150 | 150 | 150 | 150 | 150 | 150 | 1800
2029 | 150 | 150 | 150 | 150 | 150 | 150 | 150 | 150 | 150 | 150 | 150 | 150 | 1800
2030 | 150 | 150 | 150 | 150 | 150 | 150 | 150 | 150 | 150 | 150 | 150 | 150 | 1800
2031 | 150 | 150 | 150 | 150 | 150 | 150 | 150 | 150 | 150 | 150 | 150 | 150 | 1800
2032 | 150 | 150 | 150 | 150 | 150 | 150 | 150 | 150 | 150 | 150 | 150 | 150 | 1800
2033 | 150 | 150 | 150 | 150 | 150 | 150 | 150 | 150 | 150 | 150 | 150 | 150 | 1800
2034 | 150 | 150 | 150 | 150 | 150 | 150 | 150 | 150 | 150 | 150 | 150 | 150 | 1800
2035 | 150 | 150 | 150 | 150 | 150 | 150 | 150 | 150 | 150 | 150 | 150 | 150 | 1800
2036 | 150 | 150 | 150 | 150 | 150 | 150 | 150 | 150 | 150 | 150 | 150 | 150 | 1800
2037 | 150 | 150 | 150 | 150 | 150 | 150 | 150 | 150 | 150 | 150 | 150 | 150 | 1800
2038 | 150 | 150 | 150 | 150 | 150 | 150 | 150 | 150 | 150 | 150 | 150 | 150 | 1800
2039 | 150 | 150 | 150 | 150 | 150 | 150 | 150 | 150 | 150 | 150 | 150 | 150 | 1800
2040 | 150 | 150 | 150 | 150 | 150 | 150 | 150 | 150 | 150 | 150 | 150 | 150 | 1800
2041
2042
2043
2044
2045
538 SECI-Hines 200-500 CC | APR: ???
YEAR | JAN | FEB | MAR | APR | MAY | JUN | JUL | AUG | SEP | OCT | NOV | DEC | SUM
2010 | 0 | 0 | 0 | 0 | 0 | 0 | 0 | 0 | 0 | 0 | 0 | 0 | 0
2011 | 0 | 0 | 0 | 0 | 0 | 0 | 0 | 0 | 0 | 0 | 0 | 0 | 0
2012 | 0 | 0 | 0 | 0 | 0 | 0 | 0 | 0 | 0 | 0 | 0 | 0 | 0
2013 | 0 | 0 | 0 | 0 | 0 | 0 | 0 | 0 | 0 | 0 | 0 | 0 | 0
2014 | 0 | 0 | 0 | 0 | 0 | 0 | 0 | 0 | 0 | 0 | 0 | 0 | 0
2015 | 0 | 0 | 0 | 0 | 0 | 0 | 0 | 0 | 0 | 0 | 0 | 0 | 0
2016 | 0 | 0 | 0 | 0 | 0 | 200 | 200 | 200 | 200 | 200 | 200 | 200 | 1400
2017 | 200 | 200 | 200 | 200 | 200 | 200 | 200 | 200 | 200 | 200 | 200 | 200 | 2400
2018 | 200 | 200 | 200 | 200 | 200 | 200 | 200 | 200 | 200 | 200 | 200 | 200 | 2400
2019 | 250 | 250 | 250 | 250 | 250 | 500 | 500 | 500 | 500 | 500 | 500 | 500 | 4750
2020 | 500 | 500 | 500 | 500 | 500 | 500 | 500 | 500 | 500 | 500 | 500 | 500 | 6000
2021 | 500 | 500 | 500 | 500 | 500 | 500 | 500 | 500 | 500 | 500 | 500 | 500 | 6000
2022 | 500 | 500 | 500 | 500 | 500 | 500 | 500 | 500 | 500 | 500 | 500 | 500 | 6000
2023 | 500 | 500 | 500 | 500 | 500 | 500 | 500 | 500 | 500 | 500 | 500 | 500 | 6000
2024 | 500 | 500 | 500 | 500 | 500 | 500 | 500 | 500 | 500 | 500 | 500 | 500 | 6000
2025 | 500 | 500 | 500 | 500 | 500 | 500 | 500 | 500 | 500 | 500 | 500 | 500 | 6000
2026 | 500 | 500 | 500 | 500 | 500 | 500 | 500 | 500 | 500 | 500 | 500 | 500 | 6000
2027 | 500 | 500 | 500 | 500 | 500 | 500 | 500 | 500 | 500 | 500 | 500 | 500 | 6000
2028 | 500 | 500 | 500 | 500 | 500 | 500 | 500 | 500 | 500 | 500 | 500 | 500 | 6000
2029 | 500 | 500 | 500 | 500 | 500 | 500 | 500 | 500 | 500 | 500 | 500 | 500 | 6000
2030 | 500 | 500 | 500 | 500 | 500 | 500 | 500 | 500 | 500 | 500 | 500 | 500 | 6000
2031 | 500 | 500 | 500 | 500 | 500 | 500 | 500 | 500 | 500 | 500 | 500 | 500 | 6000
2032 | 500 | 500 | 500 | 500 | 500 | 500 | 500 | 500 | 500 | 500 | 500 | 500 | 6000
2033 | 500 | 500 | 500 | 500 | 500 | 500 | 500 | 500 | 500 | 500 | 500 | 500 | 6000
2034 | 500 | 500 | 500 | 500 | 500 | 500 | 500 | 500 | 500 | 500 | 500 | 500 | 6000
2035 | 500 | 500 | 500 | 500 | 500 | 500 | 500 | 500 | 500 | 500 | 500 | 500 | 6000
2036 | 500 | 500 | 500 | 500 | 500 | 500 | 500 | 500 | 500 | 500 | 500 | 500 | 6000
2037 | 500 | 500 | 500 | 500 | 500 | 500 | 500 | 500 | 500 | 500 | 500 | 500 | 6000
2038 | 500 | 500 | 500 | 500 | 500 | 500 | 500 | 500 | 500 | 500 | 500 | 500 | 6000
2039 | 500 | 500 | 500 | 500 | 500 | 500 | 500 | 500 | 500 | 500 | 500 | 500 | 6000
2040 | 500 | 500 | 500 | 500 | 500 | 500 | 500 | 500 | 500 | 500 | 500 | 500 | 6000
2041
2042
2043
2044
2045
555-SECI IS (CLAY-HAILE) - IST-1 | ??? OCT: Coincident MW
YEAR | JAN | FEB | MAR | APR | MAY | JUN | JUL | AUG | SEP | OCT | NOV | DEC | SUM
2010 | 0.043 | 11.576 | 9.744 | 5.907 | 9.722 | 12.378 | 19.186 | 11.914 | 2.185 | 6.36 | 9.92 | 16 | 114.935
2011 | 22 | 24 | 30 | 15 | 15 | 15 | 15 | 15 | 15 | 15 | 15 | 15 | 211
2012 | 16 | 21 | 21 | 15 | 15 | 15 | 15 | 15 | 15 | 15 | 15 | 15 | 193
2013 | 15.01 | 15.01 | 15.01 | 15.01 | 15.01 | 15.01 | 15.01 | 15.01 | 15.01 | 15.01 | 15.01 | 15.01 | 180.12
2014 | 0 | 0 | 0 | 0 | 0 | 0 | 0 | 0 | 0 | 0 | 0 | 0 | 0
2015 | 0 | 0 | 0 | 0 | 0 | 0 | 0 | 0 | 0 | 0 | 0 | 0 | 0
2016 | 0 | 0 | 0 | 0 | 0 | 0 | 0 | 0 | 0 | 0 | 0 | 0 | 0
2017 | 0 | 0 | 0 | 0 | 0 | 0 | 0 | 0 | 0 | 0 | 0 | 0 | 0
2018 | 0 | 0 | 0 | 0 | 0 | 0 | 0 | 0 | 0 | 0 | 0 | 0 | 0
2019 | 0 | 0 | 0 | 0 | 0 | 0 | 0 | 0 | 0 | 0 | 0 | 0 | 0
2020 | 0 | 0 | 0 | 0 | 0 | 0 | 0 | 0 | 0 | 0 | 0 | 0 | 0
2021 | 0 | 0 | 0 | 0 | 0 | 0 | 0 | 0 | 0 | 0 | 0 | 0 | 0
2022 | 0 | 0 | 0 | 0 | 0 | 0 | 0 | 0 | 0 | 0 | 0 | 0 | 0
2023 | 0 | 0 | 0 | 0 | 0 | 0 | 0 | 0 | 0 | 0 | 0 | 0 | 0
2024 | 0 | 0 | 0 | 0 | 0 | 0 | 0 | 0 | 0 | 0 | 0 | 0 | 0
2025 | 0 | 0 | 0 | 0 | 0 | 0 | 0 | 0 | 0 | 0 | 0 | 0 | 0
2026 | 0 | 0 | 0 | 0 | 0 | 0 | 0 | 0 | 0 | 0 | 0 | 0 | 0
2027 | 0 | 0 | 0 | 0 | 0 | 0 | 0 | 0 | 0 | 0 | 0 | 0 | 0
2028 | 0 | 0 | 0 | 0 | 0 | 0 | 0 | 0 | 0 | 0 | 0 | 0 | 0
2029 | 0 | 0 | 0 | 0 | 0 | 0 | 0 | 0 | 0 | 0 | 0 | 0 | 0
2030 | 0 | 0 | 0 | 0 | 0 | 0 | 0 | 0 | 0 | 0 | 0 | 0 | 0
2031 | 0 | 0 | 0 | 0 | 0 | 0 | 0 | 0 | 0 | 0 | 0 | 0 | 0
2032 | 0 | 0 | 0 | 0 | 0 | 0 | 0 | 0 | 0 | 0 | 0 | 0 | 0
2033 | 0 | 0 | 0 | 0 | 0 | 0 | 0 | 0 | 0 | 0 | 0 | 0 | 0
2034 | 0 | 0 | 0 | 0 | 0 | 0 | 0 | 0 | 0 | 0 | 0 | 0 | 0
2035 | 0 | 0 | 0 | 0 | 0 | 0 | 0 | 0 | 0 | 0 | 0 | 0 | 0
2036 | 0 | 0 | 0 | 0 | 0 | 0 | 0 | 0 | 0 | 0 | 0 | 0 | 0
2037 | 0 | 0 | 0 | 0 | 0 | 0 | 0 | 0 | 0 | 0 | 0 | 0 | 0
2038 | 0 | 0 | 0 | 0 | 0 | 0 | 0 | 0 | 0 | 0 | 0 | 0 | 0
2039 | 0 | 0 | 0 | 0 | 0 | 0 | 0 | 0 | 0 | 0 | 0 | 0 | 0
2040 | 0 | 0 | 0 | 0 | 0 | 0 | 0 | 0 | 0 | 0 | 0 | 0 | 0
2041
2042
2043
2044
2045
xx-SECI (spec) | Coincident MW OCT: Coincident MW
YEAR | JAN | FEB | MAR | APR | MAY | JUN | JUL | AUG | SEP | OCT | NOV | DEC | SUM
2010
2011
2012
2013
2014
2015
2016
2017
2018
2019
2020
2021
2022
2023
2024
2025
2026
2027
2028
2029
2030
2031
2032
2033
2034
2035
2036
2037
2038
2039
2040
2041
2042
2043
2044
2045
xx-SECI (spec) | Coincident MW OCT: Coincident MW
YEAR | JAN | FEB | MAR | APR | MAY | JUN | JUL | AUG | SEP | OCT | NOV | DEC | SUM
2010
2011
2012
2013
2014
2015
2016
2017
2018
2019
2020
2021
2022
2023
2024
2025
2026
2027
2028
2029
2030
2031
2032
2033
2034
2035
2036
2037
2038
2039
2040
2041
2042
2043
2044
2045
Non-SECI MW
09 - SEPA FIRMING MW (Incl in FR Total) | Coincident MW OCT: Coincident MW
YEAR | JAN | FEB | MAR | APR | MAY | JUN | JUL | AUG | SEP | OCT | NOV | DEC | SUM
2010 | 10.8 | 17.4 | 18.2 | 12.1 | 6.8 | 17.1 | 13.2 | 12.2 | 0 | 0 | 0 | 0 | 107.8
2011 | 0 | 10.2 | 3.1 | 10.2 | 10.2 | 12.2 | 10.2 | 10.2 | 10.2 | 11.2 | 7.1 | 10.2 | 105
2012 | 27 | 16 | 0 | 0 | 10 | 12 | 10 | 10 | 10 | 11 | 7 | 10 | 123
2013 | 11 | 11 | 10 | 10 | 10 | 12 | 10 | 10 | 10 | 11 | 7 | 10 | 122
2014 | 11 | 11 | 10 | 10 | 10 | 12 | 10 | 10 | 10 | 11 | 7 | 10 | 122
2015 | 11 | 11 | 10 | 10 | 10 | 12 | 10 | 10 | 10 | 11 | 7 | 10 | 122
2016 | 11 | 11 | 10 | 10 | 10 | 12 | 10 | 10 | 10 | 11 | 7 | 10 | 122
2017 | 11 | 11 | 10 | 10 | 10 | 12 | 10 | 10 | 10 | 11 | 7 | 10 | 122
2018 | 11 | 11 | 10 | 10 | 10 | 12 | 10 | 10 | 10 | 11 | 7 | 10 | 122
2019 | 11 | 11 | 10 | 10 | 10 | 12 | 10 | 10 | 10 | 11 | 7 | 10 | 122
2020 | 11 | 11 | 10 | 10 | 10 | 12 | 10 | 10 | 10 | 11 | 7 | 10 | 122
2021 | 11 | 11 | 10 | 10 | 10 | 12 | 10 | 10 | 10 | 11 | 7 | 10 | 122
2022 | 11 | 11 | 10 | 10 | 10 | 12 | 10 | 10 | 10 | 11 | 7 | 10 | 122
2023 | 11 | 11 | 10 | 10 | 10 | 12 | 10 | 10 | 10 | 11 | 7 | 10 | 122
2024 | 11 | 11 | 10 | 10 | 10 | 12 | 10 | 10 | 10 | 11 | 7 | 10 | 122
2025 | 11 | 11 | 10 | 10 | 10 | 12 | 10 | 10 | 10 | 11 | 7 | 10 | 122
2026 | 11 | 11 | 10 | 10 | 10 | 12 | 10 | 10 | 10 | 11 | 7 | 10 | 122
2027 | 11 | 11 | 10 | 10 | 10 | 12 | 10 | 10 | 10 | 11 | 7 | 10 | 122
2028 | 11 | 11 | 10 | 10 | 10 | 12 | 10 | 10 | 10 | 11 | 7 | 10 | 122
2029 | 11 | 11 | 10 | 10 | 10 | 12 | 10 | 10 | 10 | 11 | 7 | 10 | 122
2030 | 11 | 11 | 10 | 10 | 10 | 12 | 10 | 10 | 10 | 11 | 7 | 10 | 122
2031 | 11 | 11 | 10 | 10 | 10 | 12 | 10 | 10 | 10 | 11 | 7 | 10 | 122
2032 | 11 | 11 | 10 | 10 | 10 | 12 | 10 | 10 | 10 | 11 | 7 | 10 | 122
2033 | 11 | 11 | 10 | 10 | 10 | 12 | 10 | 10 | 10 | 11 | 7 | 10 | 122
2034 | 11 | 11 | 10 | 10 | 10 | 12 | 10 | 10 | 10 | 11 | 7 | 10 | 122
2035 | 11 | 11 | 10 | 10 | 10 | 12 | 10 | 10 | 10 | 11 | 7 | 10 | 122
2036 | 11 | 11 | 10 | 10 | 10 | 12 | 10 | 10 | 10 | 11 | 7 | 10 | 122
2037 | 11 | 11 | 10 | 10 | 10 | 12 | 10 | 10 | 10 | 11 | 7 | 10 | 122
2038 | 11 | 11 | 10 | 10 | 10 | 12 | 10 | 10 | 10 | 11 | 7 | 10 | 122
2039 | 11 | 11 | 10 | 10 | 10 | 12 | 10 | 10 | 10 | 11 | 7 | 10 | 122
2040 | 11 | 11 | 10 | 10 | 10 | 12 | 10 | 10 | 10 | 11 | 7 | 10 | 122
2041
2042
2043
2044
2045
14-NSB PR DEMAND | Coincident MW OCT: Coincident MW
YEAR | JAN | FEB | MAR | APR | MAY | JUN | JUL | AUG | SEP | OCT | NOV | DEC | SUM
2010 | 25 | 25 | 25 | 25 | 25 | 25 | 25 | 25 | 25 | 25 | 10 | 25 | 285
2011 | 25 | 25 | 25 | 25 | 25 | 25 | 25 | 25 | 25 | 25 | 25 | 25 | 300
2012 | 25 | 25 | 25 | 25 | 25 | 25 | 25 | 25 | 25 | 25 | 25 | 25 | 300
2013 | 25.02 | 25.02 | 25.02 | 25.02 | 25.02 | 25.02 | 25.02 | 25.02 | 25.02 | 25.02 | 25.02 | 25.02 | 300.24
2014 | 25.02 | 25.02 | 25.02 | 25.02 | 25.02 | 25.02 | 25.02 | 25.02 | 25.02 | 25.02 | 25.02 | 25.02 | 300.24
2015 | 25.02 | 25.02 | 25.02 | 25.02 | 25.02 | 25.02 | 25.02 | 25.02 | 25.02 | 25.02 | 25.02 | 25.02 | 300.24
2016 | 25.02 | 25.02 | 25.02 | 25.02 | 25.02 | 25.02 | 25.02 | 25.02 | 25.02 | 25.02 | 25.02 | 25.02 | 300.24
2017 | 25.02 | 25.02 | 25.02 | 25.02 | 25.02 | 25.02 | 25.02 | 25.02 | 25.02 | 25.02 | 25.02 | 25.02 | 300.24
2018 | 25.02 | 25.02 | 25.02 | 25.02 | 25.02 | 25.02 | 25.02 | 25.02 | 25.02 | 25.02 | 25.02 | 25.02 | 300.24
2019 | 25.02 | 25.02 | 25.02 | 25.02 | 25.02 | 25.02 | 25.02 | 25.02 | 25.02 | 25.02 | 25.02 | 25.02 | 300.24
2020 | 25.02 | 25.02 | 25.02 | 25.02 | 25.02 | 25.02 | 25.02 | 25.02 | 25.02 | 25.02 | 25.02 | 25.02 | 300.24
2021 | 25.02 | 25.02 | 25.02 | 25.02 | 25.02 | 25.02 | 25.02 | 25.02 | 25.02 | 25.02 | 25.02 | 25.02 | 300.24
2022 | 25.02 | 25.02 | 25.02 | 25.02 | 25.02 | 25.02 | 25.02 | 25.02 | 25.02 | 25.02 | 25.02 | 25.02 | 300.24
2023 | 25.02 | 25.02 | 25.02 | 25.02 | 25.02 | 25.02 | 25.02 | 25.02 | 25.02 | 25.02 | 25.02 | 25.02 | 300.24
2024 | 25.02 | 25.02 | 25.02 | 25.02 | 25.02 | 25.02 | 25.02 | 25.02 | 25.02 | 25.02 | 25.02 | 25.02 | 300.24
2025 | 25.02 | 25.02 | 25.02 | 25.02 | 25.02 | 25.02 | 25.02 | 25.02 | 25.02 | 25.02 | 25.02 | 25.02 | 300.24
2026 | 25.02 | 25.02 | 25.02 | 25.02 | 25.02 | 25.02 | 25.02 | 25.02 | 25.02 | 25.02 | 25.02 | 25.02 | 300.24
2027 | 25.02 | 25.02 | 25.02 | 25.02 | 25.02 | 25.02 | 25.02 | 25.02 | 25.02 | 25.02 | 25.02 | 25.02 | 300.24
2028 | 25.02 | 25.02 | 25.02 | 25.02 | 25.02 | 25.02 | 25.02 | 25.02 | 25.02 | 25.02 | 25.02 | 25.02 | 300.24
2029 | 25.02 | 25.02 | 25.02 | 25.02 | 25.02 | 25.02 | 25.02 | 25.02 | 25.02 | 25.02 | 25.02 | 25.02 | 300.24
2030 | 25.02 | 25.02 | 25.02 | 25.02 | 25.02 | 25.02 | 25.02 | 25.02 | 25.02 | 25.02 | 25.02 | 25.02 | 300.24
2031 | 25.02 | 25.02 | 25.02 | 25.02 | 25.02 | 25.02 | 25.02 | 25.02 | 25.02 | 25.02 | 25.02 | 25.02 | 300.24
2032 | 25.02 | 25.02 | 25.02 | 25.02 | 25.02 | 25.02 | 25.02 | 25.02 | 25.02 | 25.02 | 25.02 | 25.02 | 300.24
2033 | 25.02 | 25.02 | 25.02 | 25.02 | 25.02 | 25.02 | 25.02 | 25.02 | 25.02 | 25.02 | 25.02 | 25.02 | 300.24
2034 | 25.02 | 25.02 | 25.02 | 25.02 | 25.02 | 25.02 | 25.02 | 25.02 | 25.02 | 25.02 | 25.02 | 25.02 | 300.24
2035 | 25.02 | 25.02 | 25.02 | 25.02 | 25.02 | 25.02 | 25.02 | 25.02 | 25.02 | 25.02 | 25.02 | 25.02 | 300.24
2036 | 25.02 | 25.02 | 25.02 | 25.02 | 25.02 | 25.02 | 25.02 | 25.02 | 25.02 | 25.02 | 25.02 | 25.02 | 300.24
2037 | 25.02 | 25.02 | 25.02 | 25.02 | 25.02 | 25.02 | 25.02 | 25.02 | 25.02 | 25.02 | 25.02 | 25.02 | 300.24
2038 | 25.02 | 25.02 | 25.02 | 25.02 | 25.02 | 25.02 | 25.02 | 25.02 | 25.02 | 25.02 | 25.02 | 25.02 | 300.24
2039 | 25.02 | 25.02 | 25.02 | 25.02 | 25.02 | 25.02 | 25.02 | 25.02 | 25.02 | 25.02 | 25.02 | 25.02 | 300.24
2040 | 25.02 | 25.02 | 25.02 | 25.02 | 25.02 | 25.02 | 25.02 | 25.02 | 25.02 | 25.02 | 25.02 | 25.02 | 300.24
2041
2042
2043
2044
2045
496-WILLISTON FR DEMAND | Coincident MW OCT: Coincident MW
YEAR | JAN | FEB | MAR | APR | MAY | JUN | JUL | AUG | SEP | OCT | NOV | DEC | SUM
2010 | 8.378 | 7.088 | 6.248 | 4.955 | 6.641 | 6.645 | 7.272 | 7.62 | 7.174 | 5.939 | 4.654 | 7.1 | 79.714
2011 | 8 | 6 | 5 | 6 | 6 | 6 | 6 | 6 | 6 | 6 | 5 | 5 | 71
2012 | 7 | 6 | 5 | 5 | 6 | 7 | 7 | 6 | 6 | 6 | 5 | 5 | 71
2013 | 6.31 | 5.83 | 5.11 | 4.54 | 5.95 | 6.5 | 6.65 | 6.37 | 6.03 | 5.73 | 4.84 | 5.54 | 69.4
2014 | 6.41 | 5.7 | 5.11 | 4.6 | 6.05 | 6.57 | 6.75 | 6.43 | 6.13 | 5.54 | 4.84 | 5.64 | 69.77
2015 | 6.51 | 5.7 | 5.2 | 4.65 | 6.14 | 6.61 | 6.84 | 6.48 | 6.13 | 5.59 | 4.84 | 5.73 | 70.42
2016 | 6.61 | 5.7 | 5.2 | 4.7 | 6.24 | 6.66 | 6.94 | 6.53 | 6.13 | 5.63 | 4.9 | 5.83 | 71.07
2017 | 6.7 | 5.7 | 5.25 | 4.75 | 6.33 | 6.71 | 7.03 | 6.58 | 6.16 | 5.67 | 4.95 | 5.93 | 71.76
2018 | 6.8 | 5.7 | 5.29 | 4.79 | 6.43 | 6.75 | 7.13 | 6.62 | 6.19 | 5.7 | 5 | 6.02 | 72.42
2019 | 6.9 | 5.83 | 5.33 | 4.84 | 6.52 | 6.8 | 7.22 | 6.67 | 6.21 | 5.74 | 5.04 | 6.12 | 73.22
2020 | 7 | 5.83 | 5.37 | 4.89 | 6.62 | 6.85 | 7.32 | 6.72 | 6.24 | 5.78 | 5.09 | 6.22 | 73.93
2021 | 7.1 | 5.83 | 5.4 | 4.93 | 6.72 | 6.9 | 7.32 | 6.76 | 6.26 | 5.82 | 5.13 | 6.32 | 74.49
2022 | 7.2 | 5.83 | 5.44 | 4.98 | 6.72 | 6.94 | 7.41 | 6.81 | 6.28 | 5.85 | 5.18 | 6.41 | 75.05
2023 | 7.3 | 5.83 | 5.48 | 5.03 | 6.81 | 6.99 | 7.41 | 6.86 | 6.31 | 5.89 | 5.22 | 6.51 | 75.64
2024 | 7.4 | 5.83 | 5.52 | 5.08 | 6.81 | 7.04 | 7.46 | 6.9 | 6.33 | 5.93 | 5.27 | 6.61 | 76.18
2025 | 7.49 | 5.83 | 5.56 | 5.12 | 6.86 | 7.08 | 7.5 | 6.95 | 6.36 | 5.97 | 5.31 | 6.7 | 76.73
2026 | 7.59 | 5.83 | 5.6 | 5.17 | 6.9 | 7.13 | 7.54 | 7 | 6.38 | 6 | 5.36 | 6.8 | 77.3
2027 | 7.69 | 5.83 | 5.64 | 5.22 | 6.94 | 7.18 | 7.57 | 7.04 | 6.4 | 6.04 | 5.41 | 6.9 | 77.86
2028 | 7.79 | 5.83 | 5.67 | 5.27 | 6.98 | 7.22 | 7.61 | 7.09 | 6.43 | 6.08 | 5.45 | 7 | 78.42
2029 | 7.89 | 5.83 | 5.71 | 5.31 | 7.01 | 7.27 | 7.65 | 7.14 | 6.45 | 6.12 | 5.5 | 7.09 | 78.97
2030 | 7.99 | 5.83 | 5.75 | 5.36 | 7.05 | 7.32 | 7.69 | 7.18 | 6.47 | 6.16 | 5.54 | 7.19 | 79.53
2031 | 8.09 | 5.93 | 5.79 | 5.41 | 7.09 | 7.37 | 7.73 | 7.23 | 6.5 | 6.19 | 5.59 | 7.29 | 80.21
2032 | 8.18 | 5.93 | 5.83 | 5.46 | 7.13 | 7.41 | 7.76 | 7.28 | 6.52 | 6.23 | 5.63 | 7.38 | 80.74
2033 | 8.28 | 5.93 | 5.87 | 5.5 | 7.17 | 7.46 | 7.8 | 7.32 | 6.55 | 6.27 | 5.68 | 7.48 | 81.31
2034 | 8.38 | 5.93 | 5.9 | 5.55 | 7.21 | 7.51 | 7.84 | 7.37 | 6.57 | 6.31 | 5.73 | 7.58 | 81.88
2035 | 8.48 | 5.93 | 5.94 | 5.6 | 7.24 | 7.55 | 7.88 | 7.42 | 6.59 | 6.34 | 5.77 | 7.68 | 82.42
2036 | 8.58 | 5.93 | 5.98 | 5.64 | 7.28 | 7.6 | 7.92 | 7.47 | 6.62 | 6.38 | 5.82 | 7.77 | 82.99
2037 | 8.68 | 5.93 | 6.02 | 5.69 | 7.32 | 7.65 | 7.96 | 7.51 | 6.64 | 6.42 | 5.86 | 7.87 | 83.55
2038 | 8.78 | 5.93 | 6.06 | 5.74 | 7.36 | 7.7 | 7.99 | 7.56 | 6.67 | 6.46 | 5.91 | 7.97 | 84.13
2039 | 8.87 | 5.93 | 6.1 | 5.79 | 7.4 | 7.74 | 8.03 | 7.61 | 6.69 | 6.49 | 5.95 | 8.06 | 84.66
2040 | 8.97 | 5.93 | 6.14 | 5.83 | 7.44 | 7.79 | 8.07 | 7.65 | 6.71 | 6.53 | 6 | 8.16 | 85.22
2041
2042
2043
2044
2045
500-REEDY CREEK PR DEMAND | APR: BASE Contract
YEAR | JAN | FEB | MAR | APR | MAY | JUN | JUL | AUG | SEP | OCT | NOV | DEC | SUM
2010 | 70 | 70 | 109 | 50 | 45 | 102 | 120 | 120 | 96 | 40 | 31 | 76 | 929
2011 | 37 | 41 | 52 | 56 | 60 | 68 | 84 | 71 | 63 | 61 | 48 | 44 | 685
2012 | 37 | 43 | 54 | 58 | 62 | 70 | 86 | 74 | 66 | 64 | 51 | 48 | 713
2013 | 20 | 15 | 53 | 25 | 50 | 53 | 53 | 53 | 43 | 35 | 18 | 25 | 443
2014 | 53 | 40 | 87 | 60 | 87 | 87 | 87 | 87 | 75 | 69 | 50 | 59 | 841
2015 | 55 | 41 | 89 | 60 | 89 | 89 | 89 | 89 | 75 | 70 | 52 | 62 | 860
2016 | 57 | 42 | 91 | 60 | 91 | 91 | 91 | 91 | 75 | 71 | 54 | 65 | 879
2017 | 0 | 0 | 0 | 0 | 0 | 0 | 0 | 0 | 0 | 0 | 0 | 0 | 0
2018 | 0 | 0 | 0 | 0 | 0 | 0 | 0 | 0 | 0 | 0 | 0 | 0 | 0
2019 | 0 | 0 | 0 | 0 | 0 | 0 | 0 | 0 | 0 | 0 | 0 | 0 | 0
2020 | 0 | 0 | 0 | 0 | 0 | 0 | 0 | 0 | 0 | 0 | 0 | 0 | 0
2021 | 0 | 0 | 0 | 0 | 0 | 0 | 0 | 0 | 0 | 0 | 0 | 0 | 0
2022 | 0 | 0 | 0 | 0 | 0 | 0 | 0 | 0 | 0 | 0 | 0 | 0 | 0
2023 | 0 | 0 | 0 | 0 | 0 | 0 | 0 | 0 | 0 | 0 | 0 | 0 | 0
2024 | 0 | 0 | 0 | 0 | 0 | 0 | 0 | 0 | 0 | 0 | 0 | 0 | 0
2025 | 0 | 0 | 0 | 0 | 0 | 0 | 0 | 0 | 0 | 0 | 0 | 0 | 0
2026 | 0 | 0 | 0 | 0 | 0 | 0 | 0 | 0 | 0 | 0 | 0 | 0 | 0
2027 | 0 | 0 | 0 | 0 | 0 | 0 | 0 | 0 | 0 | 0 | 0 | 0 | 0
2028 | 0 | 0 | 0 | 0 | 0 | 0 | 0 | 0 | 0 | 0 | 0 | 0 | 0
2029 | 0 | 0 | 0 | 0 | 0 | 0 | 0 | 0 | 0 | 0 | 0 | 0 | 0
2030 | 0 | 0 | 0 | 0 | 0 | 0 | 0 | 0 | 0 | 0 | 0 | 0 | 0
2031 | 0 | 0 | 0 | 0 | 0 | 0 | 0 | 0 | 0 | 0 | 0 | 0 | 0
2032 | 0 | 0 | 0 | 0 | 0 | 0 | 0 | 0 | 0 | 0 | 0 | 0 | 0
2033 | 0 | 0 | 0 | 0 | 0 | 0 | 0 | 0 | 0 | 0 | 0 | 0 | 0
2034 | 0 | 0 | 0 | 0 | 0 | 0 | 0 | 0 | 0 | 0 | 0 | 0 | 0
2035 | 0 | 0 | 0 | 0 | 0 | 0 | 0 | 0 | 0 | 0 | 0 | 0 | 0
2036 | 0 | 0 | 0 | 0 | 0 | 0 | 0 | 0 | 0 | 0 | 0 | 0 | 0
2037 | 0 | 0 | 0 | 0 | 0 | 0 | 0 | 0 | 0 | 0 | 0 | 0 | 0
2038 | 0 | 0 | 0 | 0 | 0 | 0 | 0 | 0 | 0 | 0 | 0 | 0 | 0
2039 | 0 | 0 | 0 | 0 | 0 | 0 | 0 | 0 | 0 | 0 | 0 | 0 | 0
2040 | 0 | 0 | 0 | 0 | 0 | 0 | 0 | 0 | 0 | 0 | 0 | 0 | 0
2041
2042
2043
2044
2045
502-CHATTAHOOCHEE FR DEMAND | BASE Contract OCT: Coincident MW
YEAR | JAN | FEB | MAR | APR | MAY | JUN | JUL | AUG | SEP | OCT | NOV | DEC | SUM
2010 | 6.7 | 3.5 | 5.1 | 4.4 | 3.2 | 7.9 | 10.8 | 6.249 | 6.122 | 5.124 | 3 | 5.2 | 67.295
2011 | 5 | 5 | 5 | 3 | 5 | 5 | 5 | 5 | 4 | 4 | 4 | 4 | 54
2012 | 5 | 4 | 3 | 3 | 5 | 5 | 5 | 5 | 5 | 4 | 4 | 4 | 52
2013 | 4.73 | 4.09 | 4 | 3.91 | 4.91 | 5.1 | 5.28 | 5.37 | 5 | 3.73 | 4 | 4.55 | 54.67
2014 | 4.82 | 4.09 | 4.09 | 3.91 | 4.91 | 5.1 | 5.37 | 5.46 | 5.1 | 3.73 | 3.91 | 4.55 | 55.04
2015 | 4.82 | 4.09 | 4 | 3.82 | 4.91 | 5.19 | 5.37 | 5.46 | 5.28 | 3.73 | 3.91 | 4.55 | 55.13
2016 | 4.91 | 4.09 | 4.09 | 3.82 | 4.91 | 5.28 | 5.46 | 5.55 | 5.37 | 3.73 | 3.91 | 4.55 | 55.67
2017 | 4.91 | 4.19 | 4.09 | 3.82 | 5 | 5.28 | 5.46 | 5.55 | 5.37 | 3.73 | 4 | 4.55 | 55.95
2018 | 5 | 4.19 | 4.19 | 3.91 | 5 | 5.37 | 5.46 | 5.55 | 5.37 | 3.73 | 4 | 4.73 | 56.5
2019 | 5.1 | 4.19 | 4.28 | 3.91 | 5 | 5.37 | 5.46 | 5.55 | 5.46 | 3.82 | 4.09 | 4.73 | 56.96
2020 | 5.19 | 4.19 | 4.28 | 3.91 | 5 | 5.46 | 5.55 | 5.64 | 5.46 | 3.91 | 4.09 | 4.82 | 57.5
2021 | 5.19 | 4.28 | 4.37 | 4 | 5 | 5.46 | 5.55 | 5.64 | 5.46 | 3.91 | 4.19 | 4.91 | 57.96
2022 | 5.28 | 4.28 | 4.37 | 4 | 5 | 5.46 | 5.64 | 5.73 | 5.46 | 4.09 | 4.19 | 5 | 58.5
2023 | 5.37 | 4.37 | 4.37 | 4.09 | 5 | 5.55 | 5.73 | 5.82 | 5.46 | 4.19 | 4.37 | 5.1 | 59.42
2024 | 5.37 | 4.46 | 4.46 | 4.09 | 5.1 | 5.55 | 5.82 | 5.91 | 5.55 | 4.19 | 4.37 | 5.1 | 59.97
2025 | 5.46 | 4.64 | 4.46 | 4.09 | 5.1 | 5.64 | 5.91 | 6 | 5.55 | 4.28 | 4.46 | 5.1 | 60.69
2026 | 5.55 | 4.73 | 4.55 | 4.09 | 5.1 | 5.73 | 6 | 6.1 | 5.64 | 4.28 | 4.46 | 5.1 | 61.33
2027 | 5.64 | 4.73 | 4.55 | 4.28 | 5.1 | 5.82 | 6.1 | 6.19 | 5.73 | 4.28 | 4.55 | 5.19 | 62.16
2028 | 5.73 | 4.82 | 4.64 | 4.28 | 5.1 | 5.82 | 6.1 | 6.19 | 5.82 | 4.28 | 4.55 | 5.28 | 62.61
2029 | 5.82 | 4.82 | 4.73 | 4.28 | 5.19 | 5.91 | 6.19 | 6.28 | 5.91 | 4.37 | 4.64 | 5.28 | 63.42
2030 | 5.82 | 4.91 | 4.73 | 4.37 | 5.19 | 6 | 6.28 | 6.37 | 6 | 4.37 | 4.64 | 5.37 | 64.05
2031 | 5.88 | 4.86 | 4.73 | 4.37 | 5.17 | 5.96 | 6.22 | 6.31 | 6.01 | 4.43 | 4.66 | 5.4 | 64
2032 | 5.94 | 4.91 | 4.77 | 4.37 | 5.18 | 6.01 | 6.28 | 6.37 | 6.07 | 4.47 | 4.7 | 5.45 | 64.52
2033 | 6 | 4.95 | 4.81 | 4.37 | 5.2 | 6.05 | 6.33 | 6.42 | 6.12 | 4.51 | 4.74 | 5.5 | 65
2034 | 6.07 | 5 | 4.84 | 4.34 | 5.21 | 6.1 | 6.38 | 6.47 | 6.18 | 4.55 | 4.79 | 5.55 | 65.48
2035 | 6.13 | 5.05 | 4.88 | 4.36 | 5.23 | 6.15 | 6.43 | 6.52 | 6.24 | 4.59 | 4.83 | 5.61 | 66.02
2036 | 6.2 | 5.09 | 4.92 | 4.43 | 5.24 | 6.2 | 6.49 | 6.58 | 6.3 | 4.64 | 4.87 | 5.66 | 66.62
2037 | 6.26 | 5.14 | 4.96 | 4.43 | 5.26 | 6.24 | 6.54 | 6.63 | 6.35 | 4.68 | 4.91 | 5.71 | 67.11
2038 | 6.32 | 5.19 | 5 | 4.43 | 5.27 | 6.29 | 6.59 | 6.68 | 6.41 | 4.72 | 4.96 | 5.76 | 67.62
2039 | 6.39 | 5.23 | 5.04 | 4.45 | 5.28 | 6.34 | 6.65 | 6.74 | 6.47 | 4.76 | 5 | 5.81 | 68.16
2040 | 6.45 | 5.28 | 5.08 | 4.48 | 5.3 | 6.38 | 6.7 | 6.79 | 6.52 | 4.8 | 5.04 | 5.86 | 68.68
2041
2042
2043
2044
2045
510-TALLAHASSEE CR3 BUY-BACK DEMANDS
YEAR | JAN | FEB | MAR | APR | MAY | JUN | JUL | AUG | SEP | OCT | NOV | DEC | SUM
2010 | 11.6541 | 11.6541 | 11.6541 | 11.6541 | 11.6541 | 11.6541 | 11.6541 | 11.6481 | 11.6481 | 11.6481 | 11.6481 | 11.6481 | 139.8189
2011 | 11.6481 | 11.6481 | 11.6481 | 11.6481 | 11.622 | 11.622 | 11.622 | 11.622 | 11.622 | 11.622 | 11.622 | 11.622 | 139.5683
2012 | 11.608 | 11.608 | 11.608 | 11.608 | 11.608 | 11.608 | 11.608 | 11.608 | 11.608 | 11.608 | 11.608 | 11.608 | 139.296
2013 | 0 | 0 | 0 | 0 | 0 | 0 | 0 | 0 | 0 | 0 | 0 | 0 | 0
2014 | 0 | 0 | 0 | 0 | 0 | 0 | 0 | 0 | 0 | 0 | 0 | 0 | 0
2015 | 0 | 0 | 0 | 0 | 0 | 0 | 0 | 0 | 0 | 0 | 0 | 0 | 0
2016 | 0 | 0 | 0 | 0 | 0 | 0 | 0 | 0 | 0 | 0 | 0 | 0 | 0
2017 | 0 | 0 | 0 | 0 | 0 | 0 | 0 | 0 | 0 | 0 | 0 | 0 | 0
2018 | 0 | 0 | 0 | 0 | 0 | 0 | 0 | 0 | 0 | 0 | 0 | 0 | 0
2019 | 0 | 0 | 0 | 0 | 0 | 0 | 0 | 0 | 0 | 0 | 0 | 0 | 0
2020 | 0 | 0 | 0 | 0 | 0 | 0 | 0 | 0 | 0 | 0 | 0 | 0 | 0
2021 | 0 | 0 | 0 | 0 | 0 | 0 | 0 | 0 | 0 | 0 | 0 | 0 | 0
2022 | 0 | 0 | 0 | 0 | 0 | 0 | 0 | 0 | 0 | 0 | 0 | 0 | 0
2023 | 0 | 0 | 0 | 0 | 0 | 0 | 0 | 0 | 0 | 0 | 0 | 0 | 0
2024 | 0 | 0 | 0 | 0 | 0 | 0 | 0 | 0 | 0 | 0 | 0 | 0 | 0
2025 | 0 | 0 | 0 | 0 | 0 | 0 | 0 | 0 | 0 | 0 | 0 | 0 | 0
2026 | 0 | 0 | 0 | 0 | 0 | 0 | 0 | 0 | 0 | 0 | 0 | 0 | 0
2027 | 0 | 0 | 0 | 0 | 0 | 0 | 0 | 0 | 0 | 0 | 0 | 0 | 0
2028 | 0 | 0 | 0 | 0 | 0 | 0 | 0 | 0 | 0 | 0 | 0 | 0 | 0
2029 | 0 | 0 | 0 | 0 | 0 | 0 | 0 | 0 | 0 | 0 | 0 | 0 | 0
2030 | 0 | 0 | 0 | 0 | 0 | 0 | 0 | 0 | 0 | 0 | 0 | 0 | 0
2031 | 0 | 0 | 0 | 0 | 0 | 0 | 0 | 0 | 0 | 0 | 0 | 0 | 0
2032 | 0 | 0 | 0 | 0 | 0 | 0 | 0 | 0 | 0 | 0 | 0 | 0 | 0
2033 | 0 | 0 | 0 | 0 | 0 | 0 | 0 | 0 | 0 | 0 | 0 | 0 | 0
2034 | 0 | 0 | 0 | 0 | 0 | 0 | 0 | 0 | 0 | 0 | 0 | 0 | 0
2035 | 0 | 0 | 0 | 0 | 0 | 0 | 0 | 0 | 0 | 0 | 0 | 0 | 0
2036 | 0 | 0 | 0 | 0 | 0 | 0 | 0 | 0 | 0 | 0 | 0 | 0 | 0
2037 | 0 | 0 | 0 | 0 | 0 | 0 | 0 | 0 | 0 | 0 | 0 | 0 | 0
2038 | 0 | 0 | 0 | 0 | 0 | 0 | 0 | 0 | 0 | 0 | 0 | 0 | 0
2039 | 0 | 0 | 0 | 0 | 0 | 0 | 0 | 0 | 0 | 0 | 0 | 0 | 0
2040 | 0 | 0 | 0 | 0 | 0 | 0 | 0 | 0 | 0 | 0 | 0 | 0 | 0
2041
2042
2043
2044
2045
512 HOMESTEAD CONTRACT DEMANDS - Base Strata
YEAR | JAN | FEB | MAR | APR | MAY | JUN | JUL | AUG | SEP | OCT | NOV | DEC | SUM
2010 | 35 | 18 | 34 | 35 | 35 | 35 | 35 | 35 | 35 | 35 | 32 | 34 | 398
2011 | 35 | 35 | 35 | 35 | 35 | 35 | 35 | 35 | 35 | 35 | 35 | 35 | 420
2012 | 35 | 35 | 35 | 35 | 35 | 35 | 35 | 35 | 35 | 35 | 35 | 35 | 420
2013 | 25.02 | 25.02 | 25.02 | 25.02 | 25.02 | 25.02 | 25.02 | 25.02 | 25.02 | 25.02 | 25.02 | 25.02 | 300.24
2014 | 25.02 | 25.02 | 25.02 | 25.02 | 25.02 | 25.02 | 25.02 | 25.02 | 25.02 | 25.02 | 25.02 | 25.02 | 300.24
2015 | 25.02 | 25.02 | 25.02 | 25.02 | 25.02 | 25.02 | 25.02 | 25.02 | 25.02 | 25.02 | 25.02 | 25.02 | 300.24
2016 | 25.02 | 25.02 | 25.02 | 25.02 | 25.02 | 25.02 | 25.02 | 25.02 | 25.02 | 25.02 | 25.02 | 25.02 | 300.24
2017 | 25.02 | 25.02 | 25.02 | 25.02 | 25.02 | 25.02 | 25.02 | 25.02 | 25.02 | 25.02 | 25.02 | 25.02 | 300.24
2018 | 25.02 | 25.02 | 25.02 | 25.02 | 25.02 | 25.02 | 25.02 | 25.02 | 25.02 | 25.02 | 25.02 | 25.02 | 300.24
2019 | 25.02 | 25.02 | 25.02 | 25.02 | 25.02 | 25.02 | 25.02 | 25.02 | 25.02 | 25.02 | 25.02 | 25.02 | 300.24
2020 | 25.02 | 25.02 | 25.02 | 25.02 | 25.02 | 25.02 | 25.02 | 25.02 | 25.02 | 25.02 | 25.02 | 25.02 | 300.24
2021 | 25.02 | 25.02 | 25.02 | 25.02 | 25.02 | 25.02 | 25.02 | 25.02 | 25.02 | 25.02 | 25.02 | 25.02 | 300.24
2022 | 25.02 | 25.02 | 25.02 | 25.02 | 25.02 | 25.02 | 25.02 | 25.02 | 25.02 | 25.02 | 25.02 | 25.02 | 300.24
2023 | 25.02 | 25.02 | 25.02 | 25.02 | 25.02 | 25.02 | 25.02 | 25.02 | 25.02 | 25.02 | 25.02 | 25.02 | 300.24
2024 | 25.02 | 25.02 | 25.02 | 25.02 | 25.02 | 25.02 | 25.02 | 25.02 | 25.02 | 25.02 | 25.02 | 25.02 | 300.24
2025 | 25.02 | 25.02 | 25.02 | 25.02 | 25.02 | 25.02 | 25.02 | 25.02 | 25.02 | 25.02 | 25.02 | 25.02 | 300.24
2026 | 25.02 | 25.02 | 25.02 | 25.02 | 25.02 | 25.02 | 25.02 | 25.02 | 25.02 | 25.02 | 25.02 | 25.02 | 300.24
2027 | 25.02 | 25.02 | 25.02 | 25.02 | 25.02 | 25.02 | 25.02 | 25.02 | 25.02 | 25.02 | 25.02 | 25.02 | 300.24
2028 | 25.02 | 25.02 | 25.02 | 25.02 | 25.02 | 25.02 | 25.02 | 25.02 | 25.02 | 25.02 | 25.02 | 25.02 | 300.24
2029 | 25.02 | 25.02 | 25.02 | 25.02 | 25.02 | 25.02 | 25.02 | 25.02 | 25.02 | 25.02 | 25.02 | 25.02 | 300.24
2030 | 25.02 | 25.02 | 25.02 | 25.02 | 25.02 | 25.02 | 25.02 | 25.02 | 25.02 | 25.02 | 25.02 | 25.02 | 300.24
2031 | 25.02 | 25.02 | 25.02 | 25.02 | 25.02 | 25.02 | 25.02 | 25.02 | 25.02 | 25.02 | 25.02 | 25.02 | 300.24
2032 | 25.02 | 25.02 | 25.02 | 25.02 | 25.02 | 25.02 | 25.02 | 25.02 | 25.02 | 25.02 | 25.02 | 25.02 | 300.24
2033 | 25.02 | 25.02 | 25.02 | 25.02 | 25.02 | 25.02 | 25.02 | 25.02 | 25.02 | 25.02 | 25.02 | 25.02 | 300.24
2034 | 25.02 | 25.02 | 25.02 | 25.02 | 25.02 | 25.02 | 25.02 | 25.02 | 25.02 | 25.02 | 25.02 | 25.02 | 300.24
2035 | 25.02 | 25.02 | 25.02 | 25.02 | 25.02 | 25.02 | 25.02 | 25.02 | 25.02 | 25.02 | 25.02 | 25.02 | 300.24
2036 | 25.02 | 25.02 | 25.02 | 25.02 | 25.02 | 25.02 | 25.02 | 25.02 | 25.02 | 25.02 | 25.02 | 25.02 | 300.24
2037 | 25.02 | 25.02 | 25.02 | 25.02 | 25.02 | 25.02 | 25.02 | 25.02 | 25.02 | 25.02 | 25.02 | 25.02 | 300.24
2038 | 25.02 | 25.02 | 25.02 | 25.02 | 25.02 | 25.02 | 25.02 | 25.02 | 25.02 | 25.02 | 25.02 | 25.02 | 300.24
2039 | 25.02 | 25.02 | 25.02 | 25.02 | 25.02 | 25.02 | 25.02 | 25.02 | 25.02 | 25.02 | 25.02 | 25.02 | 300.24
2040 | 25.02 | 25.02 | 25.02 | 25.02 | 25.02 | 25.02 | 25.02 | 25.02 | 25.02 | 25.02 | 25.02 | 25.02 | 300.24
2041
2042
2043
2044
2045
519 - GRU | JUN: PEF absorbs GRU Losses; OCT: Coincident MW
YEAR | JAN | FEB | MAR | APR | MAY | JUN | JUL | AUG | SEP | OCT | NOV | DEC | SUM
2010 | 75 | 45 | 30 | 75 | 57 | 75 | 100 | 100 | 75 | 36 | 0 | 75 | 743
2011 | 50 | 50 | 50 | 50 | 50 | 50 | 50 | 50 | 50 | 50 | 50 | 50 | 600
2012 | 50 | 50 | 50 | 50 | 50 | 50 | 50 | 50 | 50 | 50 | 50 | 50 | 600
2013 | 50.04 | 50.04 | 50.04 | 50.04 | 50.04 | 50.04 | 50.04 | 50.04 | 50.04 | 50.04 | 50.04 | 50.04 | 600.48
2014 | 0 | 0 | 0 | 0 | 0 | 0 | 0 | 0 | 0 | 0 | 0 | 0 | 0
2015 | 0 | 0 | 0 | 0 | 0 | 0 | 0 | 0 | 0 | 0 | 0 | 0 | 0
2016 | 0 | 0 | 0 | 0 | 0 | 0 | 0 | 0 | 0 | 0 | 0 | 0 | 0
2017 | 0 | 0 | 0 | 0 | 0 | 0 | 0 | 0 | 0 | 0 | 0 | 0 | 0
2018 | 0 | 0 | 0 | 0 | 0 | 0 | 0 | 0 | 0 | 0 | 0 | 0 | 0
2019 | 0 | 0 | 0 | 0 | 0 | 0 | 0 | 0 | 0 | 0 | 0 | 0 | 0
2020 | 0 | 0 | 0 | 0 | 0 | 0 | 0 | 0 | 0 | 0 | 0 | 0 | 0
2021 | 0 | 0 | 0 | 0 | 0 | 0 | 0 | 0 | 0 | 0 | 0 | 0 | 0
2022 | 0 | 0 | 0 | 0 | 0 | 0 | 0 | 0 | 0 | 0 | 0 | 0 | 0
2023 | 0 | 0 | 0 | 0 | 0 | 0 | 0 | 0 | 0 | 0 | 0 | 0 | 0
2024 | 0 | 0 | 0 | 0 | 0 | 0 | 0 | 0 | 0 | 0 | 0 | 0 | 0
2025 | 0 | 0 | 0 | 0 | 0 | 0 | 0 | 0 | 0 | 0 | 0 | 0 | 0
2026 | 0 | 0 | 0 | 0 | 0 | 0 | 0 | 0 | 0 | 0 | 0 | 0 | 0
2027 | 0 | 0 | 0 | 0 | 0 | 0 | 0 | 0 | 0 | 0 | 0 | 0 | 0
2028 | 0 | 0 | 0 | 0 | 0 | 0 | 0 | 0 | 0 | 0 | 0 | 0 | 0
2029 | 0 | 0 | 0 | 0 | 0 | 0 | 0 | 0 | 0 | 0 | 0 | 0 | 0
2030 | 0 | 0 | 0 | 0 | 0 | 0 | 0 | 0 | 0 | 0 | 0 | 0 | 0
2031 | 0 | 0 | 0 | 0 | 0 | 0 | 0 | 0 | 0 | 0 | 0 | 0 | 0
2032 | 0 | 0 | 0 | 0 | 0 | 0 | 0 | 0 | 0 | 0 | 0 | 0 | 0
2033 | 0 | 0 | 0 | 0 | 0 | 0 | 0 | 0 | 0 | 0 | 0 | 0 | 0
2034 | 0 | 0 | 0 | 0 | 0 | 0 | 0 | 0 | 0 | 0 | 0 | 0 | 0
2035 | 0 | 0 | 0 | 0 | 0 | 0 | 0 | 0 | 0 | 0 | 0 | 0 | 0
2036 | 0 | 0 | 0 | 0 | 0 | 0 | 0 | 0 | 0 | 0 | 0 | 0 | 0
2037 | 0 | 0 | 0 | 0 | 0 | 0 | 0 | 0 | 0 | 0 | 0 | 0 | 0
2038 | 0 | 0 | 0 | 0 | 0 | 0 | 0 | 0 | 0 | 0 | 0 | 0 | 0
2039 | 0 | 0 | 0 | 0 | 0 | 0 | 0 | 0 | 0 | 0 | 0 | 0 | 0
2040 | 0 | 0 | 0 | 0 | 0 | 0 | 0 | 0 | 0 | 0 | 0 | 0 | 0
2041
2042
2043
2044
2045
499 - RCU-System Interm (Gas Index Contract) | Coincident MW OCT: Coincident MW
YEAR | JAN | FEB | MAR | APR | MAY | JUN | JUL | AUG | SEP | OCT | NOV | DEC | SUM
2010 | 0 | 0 | 0 | 0 | 0 | 0 | 0 | 0 | 0 | 0 | 0 | 0 | 0
2011 | 23 | 23 | 23 | 23 | 23 | 23 | 23 | 23 | 23 | 23 | 23 | 23 | 276
2012 | 24 | 24 | 24 | 24 | 24 | 24 | 24 | 24 | 24 | 24 | 24 | 24 | 288
2013 | 60 | 60 | 60 | 60 | 60 | 60 | 60 | 60 | 60 | 60 | 60 | 60 | 720
2014 | 60 | 60 | 60 | 60 | 60 | 60 | 60 | 60 | 60 | 60 | 60 | 60 | 720
2015 | 60 | 60 | 60 | 60 | 60 | 60 | 60 | 60 | 60 | 60 | 60 | 60 | 720
2016 | 60 | 60 | 60 | 60 | 60 | 60 | 60 | 60 | 60 | 60 | 60 | 60 | 720
2017 | 0 | 0 | 0 | 0 | 0 | 0 | 0 | 0 | 0 | 0 | 0 | 0 | 0
2018 | 0 | 0 | 0 | 0 | 0 | 0 | 0 | 0 | 0 | 0 | 0 | 0 | 0
2019 | 0 | 0 | 0 | 0 | 0 | 0 | 0 | 0 | 0 | 0 | 0 | 0 | 0
2020 | 0 | 0 | 0 | 0 | 0 | 0 | 0 | 0 | 0 | 0 | 0 | 0 | 0
2021 | 0 | 0 | 0 | 0 | 0 | 0 | 0 | 0 | 0 | 0 | 0 | 0 | 0
2022 | 0 | 0 | 0 | 0 | 0 | 0 | 0 | 0 | 0 | 0 | 0 | 0 | 0
2023 | 0 | 0 | 0 | 0 | 0 | 0 | 0 | 0 | 0 | 0 | 0 | 0 | 0
2024 | 0 | 0 | 0 | 0 | 0 | 0 | 0 | 0 | 0 | 0 | 0 | 0 | 0
2025 | 0 | 0 | 0 | 0 | 0 | 0 | 0 | 0 | 0 | 0 | 0 | 0 | 0
2026 | 0 | 0 | 0 | 0 | 0 | 0 | 0 | 0 | 0 | 0 | 0 | 0 | 0
2027 | 0 | 0 | 0 | 0 | 0 | 0 | 0 | 0 | 0 | 0 | 0 | 0 | 0
2028 | 0 | 0 | 0 | 0 | 0 | 0 | 0 | 0 | 0 | 0 | 0 | 0 | 0
2029 | 0 | 0 | 0 | 0 | 0 | 0 | 0 | 0 | 0 | 0 | 0 | 0 | 0
2030 | 0 | 0 | 0 | 0 | 0 | 0 | 0 | 0 | 0 | 0 | 0 | 0 | 0
2031 | 0 | 0 | 0 | 0 | 0 | 0 | 0 | 0 | 0 | 0 | 0 | 0 | 0
2032 | 0 | 0 | 0 | 0 | 0 | 0 | 0 | 0 | 0 | 0 | 0 | 0 | 0
2033 | 0 | 0 | 0 | 0 | 0 | 0 | 0 | 0 | 0 | 0 | 0 | 0 | 0
2034 | 0 | 0 | 0 | 0 | 0 | 0 | 0 | 0 | 0 | 0 | 0 | 0 | 0
2035 | 0 | 0 | 0 | 0 | 0 | 0 | 0 | 0 | 0 | 0 | 0 | 0 | 0
2036 | 0 | 0 | 0 | 0 | 0 | 0 | 0 | 0 | 0 | 0 | 0 | 0 | 0
2037 | 0 | 0 | 0 | 0 | 0 | 0 | 0 | 0 | 0 | 0 | 0 | 0 | 0
2038 | 0 | 0 | 0 | 0 | 0 | 0 | 0 | 0 | 0 | 0 | 0 | 0 | 0
2039 | 0 | 0 | 0 | 0 | 0 | 0 | 0 | 0 | 0 | 0 | 0 | 0 | 0
2040 | 0 | 0 | 0 | 0 | 0 | 0 | 0 | 0 | 0 | 0 | 0 | 0 | 0
2041
2042
2043
2044
2045
540 - Winter Park Base | Coincident MW OCT: Coincident MW
YEAR | JAN | FEB | MAR | APR | MAY | JUN | JUL | AUG | SEP | OCT | NOV | DEC | SUM
2010 | 109.902 | 78.301 | 74.426 | 65.511 | 88.698 | 96.389 | 94.801 | 95.34 | 89.354 | 80.276 | 65.622 | 94.01 | 1032.63
2011 | 41 | 41 | 41 | 41 | 41 | 41 | 41 | 41 | 41 | 41 | 41 | 41 | 492
2012 | 41 | 41 | 41 | 41 | 41 | 41 | 41 | 41 | 41 | 41 | 41 | 41 | 492
2013 | 41 | 41 | 41 | 41 | 41 | 41 | 41 | 41 | 41 | 41 | 41 | 41 | 492
2014 | 0 | 0 | 0 | 0 | 0 | 0 | 0 | 0 | 0 | 0 | 0 | 0 | 0
2015 | 0 | 0 | 0 | 0 | 0 | 0 | 0 | 0 | 0 | 0 | 0 | 0 | 0
2016 | 0 | 0 | 0 | 0 | 0 | 0 | 0 | 0 | 0 | 0 | 0 | 0 | 0
2017 | 0 | 0 | 0 | 0 | 0 | 0 | 0 | 0 | 0 | 0 | 0 | 0 | 0
2018 | 0 | 0 | 0 | 0 | 0 | 0 | 0 | 0 | 0 | 0 | 0 | 0 | 0
2019 | 0 | 0 | 0 | 0 | 0 | 0 | 0 | 0 | 0 | 0 | 0 | 0 | 0
2020 | 0 | 0 | 0 | 0 | 0 | 0 | 0 | 0 | 0 | 0 | 0 | 0 | 0
2021 | 0 | 0 | 0 | 0 | 0 | 0 | 0 | 0 | 0 | 0 | 0 | 0 | 0
2022 | 0 | 0 | 0 | 0 | 0 | 0 | 0 | 0 | 0 | 0 | 0 | 0 | 0
2023 | 0 | 0 | 0 | 0 | 0 | 0 | 0 | 0 | 0 | 0 | 0 | 0 | 0
2024 | 0 | 0 | 0 | 0 | 0 | 0 | 0 | 0 | 0 | 0 | 0 | 0 | 0
2025 | 0 | 0 | 0 | 0 | 0 | 0 | 0 | 0 | 0 | 0 | 0 | 0 | 0
2026 | 0 | 0 | 0 | 0 | 0 | 0 | 0 | 0 | 0 | 0 | 0 | 0 | 0
2027 | 0 | 0 | 0 | 0 | 0 | 0 | 0 | 0 | 0 | 0 | 0 | 0 | 0
2028 | 0 | 0 | 0 | 0 | 0 | 0 | 0 | 0 | 0 | 0 | 0 | 0 | 0
2029 | 0 | 0 | 0 | 0 | 0 | 0 | 0 | 0 | 0 | 0 | 0 | 0 | 0
2030 | 0 | 0 | 0 | 0 | 0 | 0 | 0 | 0 | 0 | 0 | 0 | 0 | 0
2031 | 0 | 0 | 0 | 0 | 0 | 0 | 0 | 0 | 0 | 0 | 0 | 0 | 0
2032 | 0 | 0 | 0 | 0 | 0 | 0 | 0 | 0 | 0 | 0 | 0 | 0 | 0
2033 | 0 | 0 | 0 | 0 | 0 | 0 | 0 | 0 | 0 | 0 | 0 | 0 | 0
2034 | 0 | 0 | 0 | 0 | 0 | 0 | 0 | 0 | 0 | 0 | 0 | 0 | 0
2035 | 0 | 0 | 0 | 0 | 0 | 0 | 0 | 0 | 0 | 0 | 0 | 0 | 0
2036 | 0 | 0 | 0 | 0 | 0 | 0 | 0 | 0 | 0 | 0 | 0 | 0 | 0
2037 | 0 | 0 | 0 | 0 | 0 | 0 | 0 | 0 | 0 | 0 | 0 | 0 | 0
2038 | 0 | 0 | 0 | 0 | 0 | 0 | 0 | 0 | 0 | 0 | 0 | 0 | 0
2039 | 0 | 0 | 0 | 0 | 0 | 0 | 0 | 0 | 0 | 0 | 0 | 0 | 0
2040 | 0 | 0 | 0 | 0 | 0 | 0 | 0 | 0 | 0 | 0 | 0 | 0 | 0
2041
2042
2043
2044
2045
559 HMST - Interm Strata | Coincident MW OCT: Coincident MW
YEAR | JAN | FEB | MAR | APR | MAY | JUN | JUL | AUG | SEP | OCT | NOV | DEC | SUM
2010 | 0 | 0 | 0 | 0 | 0 | 0 | 0 | 0 | 0 | 0 | 0 | 0 | 0
2011 | 0 | 0 | 0 | 0 | 0 | 0 | 0 | 0 | 0 | 0 | 0 | 0 | 0
2012 | 0 | 0 | 0 | 0 | 0 | 0 | 0 | 0 | 0 | 0 | 0 | 0 | 0
2013 | 15.01 | 15.01 | 15.01 | 15.01 | 15.01 | 15.01 | 15.01 | 15.01 | 15.01 | 15.01 | 15.01 | 15.01 | 180.12
2014 | 15.01 | 15.01 | 15.01 | 15.01 | 15.01 | 15.01 | 15.01 | 15.01 | 15.01 | 15.01 | 15.01 | 15.01 | 180.12
2015 | 15.01 | 15.01 | 15.01 | 15.01 | 15.01 | 15.01 | 15.01 | 15.01 | 15.01 | 15.01 | 15.01 | 15.01 | 180.12
2016 | 15.01 | 15.01 | 15.01 | 15.01 | 15.01 | 15.01 | 15.01 | 15.01 | 15.01 | 15.01 | 15.01 | 15.01 | 180.12
2017 | 15.01 | 15.01 | 15.01 | 15.01 | 15.01 | 15.01 | 15.01 | 15.01 | 15.01 | 15.01 | 15.01 | 15.01 | 180.12
2018 | 15.01 | 15.01 | 15.01 | 15.01 | 15.01 | 15.01 | 15.01 | 15.01 | 15.01 | 15.01 | 15.01 | 15.01 | 180.12
2019 | 15.01 | 15.01 | 15.01 | 15.01 | 15.01 | 15.01 | 15.01 | 15.01 | 15.01 | 15.01 | 15.01 | 15.01 | 180.12
2020 | 15.01 | 15.01 | 15.01 | 15.01 | 15.01 | 15.01 | 15.01 | 15.01 | 15.01 | 15.01 | 15.01 | 15.01 | 180.12
2021 | 15.01 | 15.01 | 15.01 | 15.01 | 15.01 | 15.01 | 15.01 | 15.01 | 15.01 | 15.01 | 15.01 | 15.01 | 180.12
2022 | 15.01 | 15.01 | 15.01 | 15.01 | 15.01 | 15.01 | 15.01 | 15.01 | 15.01 | 15.01 | 15.01 | 15.01 | 180.12
2023 | 15.01 | 15.01 | 15.01 | 15.01 | 15.01 | 15.01 | 15.01 | 15.01 | 15.01 | 15.01 | 15.01 | 15.01 | 180.12
2024 | 15.01 | 15.01 | 15.01 | 15.01 | 15.01 | 15.01 | 15.01 | 15.01 | 15.01 | 15.01 | 15.01 | 15.01 | 180.12
2025 | 15.01 | 15.01 | 15.01 | 15.01 | 15.01 | 15.01 | 15.01 | 15.01 | 15.01 | 15.01 | 15.01 | 15.01 | 180.12
2026 | 15.01 | 15.01 | 15.01 | 15.01 | 15.01 | 15.01 | 15.01 | 15.01 | 15.01 | 15.01 | 15.01 | 15.01 | 180.12
2027 | 15.01 | 15.01 | 15.01 | 15.01 | 15.01 | 15.01 | 15.01 | 15.01 | 15.01 | 15.01 | 15.01 | 15.01 | 180.12
2028 | 15.01 | 15.01 | 15.01 | 15.01 | 15.01 | 15.01 | 15.01 | 15.01 | 15.01 | 15.01 | 15.01 | 15.01 | 180.12
2029 | 15.01 | 15.01 | 15.01 | 15.01 | 15.01 | 15.01 | 15.01 | 15.01 | 15.01 | 15.01 | 15.01 | 15.01 | 180.12
2030 | 15.01 | 15.01 | 15.01 | 15.01 | 15.01 | 15.01 | 15.01 | 15.01 | 15.01 | 15.01 | 15.01 | 15.01 | 180.12
2031 | 15.01 | 15.01 | 15.01 | 15.01 | 15.01 | 15.01 | 15.01 | 15.01 | 15.01 | 15.01 | 15.01 | 15.01 | 180.12
2032 | 15.01 | 15.01 | 15.01 | 15.01 | 15.01 | 15.01 | 15.01 | 15.01 | 15.01 | 15.01 | 15.01 | 15.01 | 180.12
2033 | 15.01 | 15.01 | 15.01 | 15.01 | 15.01 | 15.01 | 15.01 | 15.01 | 15.01 | 15.01 | 15.01 | 15.01 | 180.12
2034 | 15.01 | 15.01 | 15.01 | 15.01 | 15.01 | 15.01 | 15.01 | 15.01 | 15.01 | 15.01 | 15.01 | 15.01 | 180.12
2035 | 15.01 | 15.01 | 15.01 | 15.01 | 15.01 | 15.01 | 15.01 | 15.01 | 15.01 | 15.01 | 15.01 | 15.01 | 180.12
2036 | 15.01 | 15.01 | 15.01 | 15.01 | 15.01 | 15.01 | 15.01 | 15.01 | 15.01 | 15.01 | 15.01 | 15.01 | 180.12
2037 | 15.01 | 15.01 | 15.01 | 15.01 | 15.01 | 15.01 | 15.01 | 15.01 | 15.01 | 15.01 | 15.01 | 15.01 | 180.12
2038 | 15.01 | 15.01 | 15.01 | 15.01 | 15.01 | 15.01 | 15.01 | 15.01 | 15.01 | 15.01 | 15.01 | 15.01 | 180.12
2039 | 15.01 | 15.01 | 15.01 | 15.01 | 15.01 | 15.01 | 15.01 | 15.01 | 15.01 | 15.01 | 15.01 | 15.01 | 180.12
2040 | 15.01 | 15.01 | 15.01 | 15.01 | 15.01 | 15.01 | 15.01 | 15.01 | 15.01 | 15.01 | 15.01 | 15.01 | 180.12
2041
2042
2043
2044
2045
560 - MT DORA FR DEMANDS | Coincident MW OCT: Coincident MW
YEAR | JAN | FEB | MAR | APR | MAY | JUN | JUL | AUG | SEP | OCT | NOV | DEC | SUM
2010 | 24.772 | 18.261 | 16.991 | 13.434 | 19.401 | 21.941 | 21.301 | 21.354 | 20.204 | 18.04 | 13.224 | 20.6 | 229.523
2011 | 23 | 22 | 16 | 12 | 18 | 18 | 20 | 20 | 20 | 18 | 13 | 16 | 216
2012 | 19 | 18 | 15 | 16 | 18 | 19 | 20 | 20 | 20 | 18 | 13 | 16 | 212
2013 | 23.59 | 18.77 | 14.01 | 16.62 | 18.38 | 18.55 | 19.79 | 20.01 | 19.87 | 17.86 | 13.35 | 16.32 | 217.12
2014 | 23.63 | 18.8 | 14.03 | 16.65 | 18.41 | 18.57 | 19.82 | 20.04 | 19.9 | 17.89 | 13.37 | 16.35 | 217.46
2015 | 23.67 | 18.83 | 14.05 | 16.67 | 18.44 | 18.6 | 19.85 | 20.07 | 19.93 | 17.92 | 13.39 | 16.37 | 217.79
2016 | 23.7 | 18.86 | 14.07 | 16.7 | 18.47 | 18.63 | 19.88 | 20.1 | 19.96 | 17.94 | 13.41 | 16.4 | 218.12
2017 | 0 | 0 | 0 | 0 | 0 | 0 | 0 | 0 | 0 | 0 | 0 | 0 | 0
2018 | 0 | 0 | 0 | 0 | 0 | 0 | 0 | 0 | 0 | 0 | 0 | 0 | 0
2019 | 0 | 0 | 0 | 0 | 0 | 0 | 0 | 0 | 0 | 0 | 0 | 0 | 0
2020 | 0 | 0 | 0 | 0 | 0 | 0 | 0 | 0 | 0 | 0 | 0 | 0 | 0
2021 | 0 | 0 | 0 | 0 | 0 | 0 | 0 | 0 | 0 | 0 | 0 | 0 | 0
2022 | 0 | 0 | 0 | 0 | 0 | 0 | 0 | 0 | 0 | 0 | 0 | 0 | 0
2023 | 0 | 0 | 0 | 0 | 0 | 0 | 0 | 0 | 0 | 0 | 0 | 0 | 0
2024 | 0 | 0 | 0 | 0 | 0 | 0 | 0 | 0 | 0 | 0 | 0 | 0 | 0
2025 | 0 | 0 | 0 | 0 | 0 | 0 | 0 | 0 | 0 | 0 | 0 | 0 | 0
2026 | 0 | 0 | 0 | 0 | 0 | 0 | 0 | 0 | 0 | 0 | 0 | 0 | 0
2027 | 0 | 0 | 0 | 0 | 0 | 0 | 0 | 0 | 0 | 0 | 0 | 0 | 0
2028 | 0 | 0 | 0 | 0 | 0 | 0 | 0 | 0 | 0 | 0 | 0 | 0 | 0
2029 | 0 | 0 | 0 | 0 | 0 | 0 | 0 | 0 | 0 | 0 | 0 | 0 | 0
2030 | 0 | 0 | 0 | 0 | 0 | 0 | 0 | 0 | 0 | 0 | 0 | 0 | 0
2031 | 0 | 0 | 0 | 0 | 0 | 0 | 0 | 0 | 0 | 0 | 0 | 0 | 0
2032 | 0 | 0 | 0 | 0 | 0 | 0 | 0 | 0 | 0 | 0 | 0 | 0 | 0
2033 | 0 | 0 | 0 | 0 | 0 | 0 | 0 | 0 | 0 | 0 | 0 | 0 | 0
2034 | 0 | 0 | 0 | 0 | 0 | 0 | 0 | 0 | 0 | 0 | 0 | 0 | 0
2035 | 0 | 0 | 0 | 0 | 0 | 0 | 0 | 0 | 0 | 0 | 0 | 0 | 0
2036 | 0 | 0 | 0 | 0 | 0 | 0 | 0 | 0 | 0 | 0 | 0 | 0 | 0
2037 | 0 | 0 | 0 | 0 | 0 | 0 | 0 | 0 | 0 | 0 | 0 | 0 | 0
2038 | 0 | 0 | 0 | 0 | 0 | 0 | 0 | 0 | 0 | 0 | 0 | 0 | 0
2039 | 0 | 0 | 0 | 0 | 0 | 0 | 0 | 0 | 0 | 0 | 0 | 0 | 0
2040 | 0 | 0 | 0 | 0 | 0 | 0 | 0 | 0 | 0 | 0 | 0 | 0 | 0
2041
2042
2043
2044
2045
493 & 495 OLD QUINCY & BARTOW FR DEMANDS
570 NSB PEAKING PR DEMANDS | MAY: Both ended in 2010!!; Coincident MW OCT: Coincident MW
YEAR | JAN | FEB | MAR | APR | MAY | JUN | JUL | AUG | SEP | OCT | NOV | DEC | SUM
2010 | 103.997 | 80.315 | 76.342 | 50.72 | 72.62 | 85.36 | 80.107 | 83.788 | 78.636 | 67.674 | 53.004 | 86.5 | 919.063
2011 | 0 | 0 | 0 | 0 | 0 | 0 | 0 | 0 | 0 | 0 | 0 | 0 | 0
2012 | [12 empty] | 0
2013 | 0 | 16.01 | 0 | 0 | 5 | 15.01 | 18.01 | 19.01 | 9.01 | 0 | 0 | 0 | 82.05
2014 | 21.02 | 17.01 | 0 | 0 | 0 | 0 | 0 | 0 | 0 | 0 | 0 | 0 | 38.03
2015 | [12 empty] | 0
2016 | [12 empty] | 0
2017
2018
2019
2020
2021
2022
2023
2024
2025
2026
2027
2028
2029
2030
2031
2032
2033
2034
2035
2036
2037
2038
2039
2040
2041
2042
2043
2044
2045
39/39.4 FMPA PR & Losses Service DEMANDS | Both ended in 2010!! MAY: ended in 2010
YEAR | JAN | FEB | MAR | APR | MAY | JUN | JUL | AUG | SEP | OCT | NOV | DEC | SUM
2010 | 106.8 | 106.4 | 55.4 | 5.8 | 104 | 80.9 | 105 | 100.0838 | 65.6196 | 47.0268 | 32.4104 | 49.4233 | 858.8639
2011
2012
2013
2014
2015
2016
2017
2018
2019
2020
2021
2022
2023
2024
2025
2026
2027
2028
2029
2030
2031
2032
2033
2034
2035
2036
2037
2038
2039
2040
2041
2042
2043
2044
2045
CHATTAHOOCHIE STANDBY GENERATOR…REDUCES LOAD WHEN WE CALL ON IT.
YEAR | JAN | FEB | MAR | APR | MAY | JUN | JUL | AUG | SEP | OCT | NOV | DEC | AVG
2010 | bar: JAN to DEC
2011 | bar: JAN to DEC
2012 | bar: JAN to DEC
2013 | bar: JAN to DEC
2014 | bar: JAN to DEC
2015 | bar: JAN to DEC
2016 | bar: JAN to DEC
2017 | bar: JAN to DEC
2018 | bar: JAN to DEC
2019 | bar: JAN to DEC
2020 | bar: JAN to DEC
2021 | bar: JAN to DEC
2022 | bar: JAN to DEC
2023 | bar: JAN to DEC
2024 | bar: JAN to DEC
2025 | bar: JAN to DEC
2026 | bar: JAN to DEC
2027 | bar: JAN to DEC
2028 | bar: JAN to DEC
2029 | bar: JAN to DEC
2030 | bar: JAN to DEC
2031 | bar: JAN to DEC
2032 | bar: JAN to DEC
2033 | bar: JAN to DEC
2034 | bar: JAN to DEC
2035 | bar: JAN to DEC
2036 | bar: JAN to DEC
2037 | bar: JAN to DEC
2038 | bar: JAN to DEC
2039 | bar: JAN to DEC
2040 | bar: JAN to DEC
2041
2042
2043
2044
2045
SALEFILE Input Area
| First Row #--> |  | 4 | 164 |  |  |  | 7 | 47
|  |  | Sys Pre | Total |  |  |  | Sys | Whole
Col Letter | JAN: Year; FEB: M; MAR: DLC Fcst; APR: WHOL F; MAY: Year; AUG: Act; SEP: Act
B | 2012 | 1 | 8729 | 1023 | 2000 | Jan | Q | 9293 | 1724
C | 2012 | 2 | 8540 | 1020 | 2000 | Feb | R | 8127 | 1531
D | 2012 | 3 | 6670 | 960 | 2000 | Mar | S | 5912 | 611
E | 2012 | 4 | 7409 | 934 | 2000 | Apr | T | 5913 | 621
F | 2012 | 5 | 8367 | 1003 | 2000 | May | U | 8151 | 1207
G | 2012 | 6 | 8749 | 1090 | 2000 | Jun | V | 8139 | 1161
H | 2012 | 7 | 8927 | 1105 | 2000 | Jul | W | 8344 | 1254
I | 2012 | 8 | 8956 | 1092 | 2000 | Aug | X | 8484 | 1315
J | 2012 | 9 | 8558 | 1084 | 2000 | Sep | Y | 7998 | 1190
K | 2012 | 10 | 8011 | 1005 | 2000 | Oct | Z | 7683 | 1087
L | 2012 | 11 | 5820 | 932 | 2000 | Nov | AA | 7589 | 1413
M | 2012 | 12 | 6718 | 960 | 2000 | Dec | AB | 9187 | 1812
B | 2013 | 1 | 6377 | 897 | 2001 | Jan | Q | 9839 | 1980
C | 2013 | 2 | 7977 | 902 | 2001 | Feb | R | 7735 | 1250
D | 2013 | 3 | 7812 | 917 | 2001 | Mar | S | 6271 | 967
E | 2013 | 4 | 7263 | 891 | 2001 | Apr | T | 7157 | 1062
F | 2013 | 5 | 8071 | 925 | 2001 | May | U | 7752 | 839
G | 2013 | 6 | 8634 | 941 | 2001 | Jun | V | 8269 | 1003
H | 2013 | 7 | 9275 | 944 | 2001 | Jul | W | 8163 | 1017
I | 2013 | 8 | 9415 | 945 | 2001 | Aug | X | 8471 | 1113
J | 2013 | 9 | 8733 | 924 | 2001 | Sep | Y | 7930 | 858
K | 2013 | 10 | 8063 | 904 | 2001 | Oct | Z | 6909 | 951
L | 2013 | 11 | 6633 | 878 | 2001 | Nov | AA | 5386 | 365
M | 2013 | 12 | 8190 | 893 | 2001 | Dec | AB | 6465 | 581
B | 2014 | 1 | 9973 | 895 | 2002 | Jan | Q | 9721 | 1619
C | 2014 | 2 | 8454 | 872 | 2002 | Feb | R | 8941 | 1404
D | 2014 | 3 | 7479 | 895 | 2002 | Mar | S | 8345 | 1132
E | 2014 | 4 | 7537 | 770 | 2002 | Apr | T | 7208 | 663
F | 2014 | 5 | 8467 | 801 | 2002 | May | U | 8127 | 1019
G | 2014 | 6 | 9021 | 804 | 2002 | Jun | V | 8076 | 746
H | 2014 | 7 | 9327 | 804 | 2002 | Jul | W | 9034 | 1199
I | 2014 | 8 | 9509 | 804 | 2002 | Aug | X | 8372 | 924
J | 2014 | 9 | 8778 | 791 | 2002 | Sep | Y | 8362 | 974
K | 2014 | 10 | 8192 | 782 | 2002 | Oct | Z | 7920 | 986
L | 2014 | 11 | 6697 | 754 | 2002 | Nov | AA | 6978 | 806
M | 2014 | 12 | 8764 | 1371 | 2002 | Dec | AB | 7828 | 1056
B | 2015 | 1 | 10257 | 1376 | 2003 | Jan | Q | 10507 | 1533
C | 2015 | 2 | 9127 | 1356 | 2003 | Feb | R | 6508 | 651
D | 2015 | 3 | 8188 | 1397 | 2003 | Mar | S | 7178 | 726
E | 2015 | 4 | 7781 | 770 | 2003 | Apr | T | 7209 | 710
F | 2015 | 5 | 8694 | 804 | 2003 | May | U | 8037 | 709
G | 2015 | 6 | 9246 | 806 | 2003 | Jun | V | 8287 | 728
H | 2015 | 7 | 9562 | 806 | 2003 | Jul | W | 8476 | 883
I | 2015 | 8 | 9750 | 806 | 2003 | Aug | X | 8254 | 791
J | 2015 | 9 | 8984 | 791 | 2003 | Sep | Y | 7982 | 703
K | 2015 | 10 | 8472 | 783 | 2003 | Oct | Z | 7383 | 536
L | 2015 | 11 | 6902 | 756 | 2003 | Nov | AA | 6887 | 544
M | 2015 | 12 | 8879 | 1374 | 2003 | Dec | AB | 8172 | 1195
B | 2016 | 1 | 10511 | 1378 | 2004 | Jan | Q | 8748 | 1163
C | 2016 | 2 | 9338 | 1357 | 2004 | Feb | R | 7791 | 890
D | 2016 | 3 | 8445 | 1399 | 2004 | Mar | S | 6017 | 552
E | 2016 | 4 | 8037 | 770 | 2004 | Apr | T | 6760 | 549
F | 2016 | 5 | 9013 | 806 | 2004 | May | U | 8446 | 837
G | 2016 | 6 | 9319 | 659 | 2004 | Jun | V | 9125 | 1067
H | 2016 | 7 | 9641 | 658 | 2004 | Jul | W | 9058 | 1078
I | 2016 | 8 | 9865 | 658 | 2004 | Aug | X | 8842 | 1002
J | 2016 | 9 | 9037 | 642 | 2004 | Sep | Y | 8628 | 959
K | 2016 | 10 | 8597 | 634 | 2004 | Oct | Z | 8324 | 820
L | 2016 | 11 | 6955 | 608 | 2004 | Nov | AA | 7313 | 752
M | 2016 | 12 | 8842 | 1227 | 2004 | Dec | AB | 8303 | 1067
B | 2017 | 1 | 10473 | 1088 | 2005 | Jan | Q | 10226 | 1600
C | 2017 | 2 | 9281 | 1086 | 2005 | Feb | R | 7398 | 950
D | 2017 | 3 | 8212 | 1084 | 2005 | Mar | S | 7610 | 948
E | 2017 | 4 | 8011 | 484 | 2005 | Apr | T | 7012 | 689
F | 2017 | 5 | 9017 | 486 | 2005 | May | U | 8478 | 1025
G | 2017 | 6 | 9476 | 589 | 2005 | Jun | V | 8927 | 1032
H | 2017 | 7 | 9806 | 588 | 2005 | Jul | W | 9671 | 1267
I | 2017 | 8 | 10064 | 587 | 2005 | Aug | X | 9686 | 1117
J | 2017 | 9 | 9192 | 587 | 2005 | Sep | Y | 9095 | 1140
K | 2017 | 10 | 8728 | 485 | 2005 | Oct | Z | 8301 | 866
L | 2017 | 11 | 7039 | 481 | 2005 | Nov | AA | 6424 | 667
M | 2017 | 12 | 8822 | 1086 | 2005 | Dec | AB | 7772 | 1166
B | 2018 | 1 | 10742 | 1088 | 2006 | Jan | Q | 7870 | 990
C | 2018 | 2 | 9370 | 1086 | 2006 | Feb | R | 10095 | 1467
D | 2018 | 3 | 8309 | 1085 | 2006 | Mar | S | 6441 | 507
E | 2018 | 4 | 8277 | 484 | 2006 | Apr | T | 7837 | 654
F | 2018 | 5 | 9344 | 486 | 2006 | May | U | 8382 | 914
G | 2018 | 6 | 9706 | 589 | 2006 | Jun | V | 9349 | 1148
H | 2018 | 7 | 9950 | 588 | 2006 | Jul | W | 9462 | 1204
I | 2018 | 8 | 10213 | 587 | 2006 | Aug | X | 9689 | 1257
J | 2018 | 9 | 9311 | 587 | 2006 | Sep | Y | 8794 | 954
K | 2018 | 10 | 8863 | 485 | 2006 | Oct | Z | 8286 | 801
L | 2018 | 11 | 7109 | 481 | 2006 | Nov | AA | 6415 | 625
M | 2018 | 12 | 8890 | 1086 | 2006 | Dec | AB | 6793 | 999
B | 2019 | 1 | 10895 | 1088 | 2007 | Jan | Q | 8803 | 1312
C | 2019 | 2 | 9493 | 1086 | 2007 | Feb | R | 9097 | 1575
D | 2019 | 3 | 8442 | 1085 | 2007 | Mar | S | 6990 | 936
E | 2019 | 4 | 8456 | 484 | 2007 | Apr | T | 7474 | 863
F | 2019 | 5 | 9705 | 487 | 2007 | May | U | 8123 | 974
G | 2019 | 6 | 10127 | 839 | 2007 | Jun | V | 9398 | 1273
H | 2019 | 7 | 10375 | 838 | 2007 | Jul | W | 9842 | 1378
I | 2019 | 8 | 10643 | 837 | 2007 | Aug | X | 10405 | 1544
J | 2019 | 9 | 9714 | 837 | 2007 | Sep | Y | 9443 | 1219
K | 2019 | 10 | 9279 | 736 | 2007 | Oct | Z | 8618 | 1010
L | 2019 | 11 | 7465 | 731 | 2007 | Nov | AA | 6812 | 941
M | 2019 | 12 | 9240 | 1336 | 2007 | Dec | AB | 7162 | 1011
B | 2020 | 1 | 11264 | 1338 | 2008 | Jan | Q | 10210 | 1828
C | 2020 | 2 | 9834 | 1336 | 2008 | Feb | R | 8223 | 1427
D | 2020 | 3 | 8790 | 1335 | 2008 | Mar | S | 6794 | 1054
E | 2020 | 4 | 8852 | 734 | 2008 | Apr | T | 7620 | 1316
F | 2020 | 5 | 10114 | 737 | 2008 | May | U | 9298 | 1578
G | 2020 | 6 | 10270 | 839 | 2008 | Jun | V | 9898 | 1584
H | 2020 | 7 | 10523 | 838 | 2008 | Jul | W | 10017 | 1559
I | 2020 | 8 | 10796 | 837 | 2008 | Aug | X | 10036 | 1512
J | 2020 | 9 | 9839 | 837 | 2008 | Sep | Y | 9501 | 1503
K | 2020 | 10 | 9419 | 736 | 2008 | Oct | Z | 8059 | 1084
L | 2020 | 11 | 7545 | 731 | 2008 | Nov | AA | 7446 | 1231
M | 2020 | 12 | 9316 | 1336 | 2008 | Dec | AB | 8133 | 1408
B | 2021 | 1 | 11367 | 1338 | 2009 | Jan | Q | 11195 | 2229
C | 2021 | 2 | 9906 | 1336 | 2009 | Feb | R | 11313 | 2228
D | 2021 | 3 | 8869 | 1335 | 2009 | Mar | S | 7829 | 1219
E | 2021 | 4 | 8974 | 734 | 2009 | Apr | T | 6818 | 706
F | 2021 | 5 | 10246 | 737 | 2009 | May | U | 8736 | 1157
G | 2021 | 6 | 10288 | 739 | 2009 | Jun | V | 10247 | 1618
H | 2021 | 7 | 10543 | 738 | 2009 | Jul | W | 9294 | 1153
I | 2021 | 8 | 10823 | 737 | 2009 | Aug | X | 9591 | 1428
J | 2021 | 9 | 9840 | 737 | 2009 | Sep | Y | 8392 | 978
K | 2021 | 10 | 9535 | 736 | 2009 | Oct | Z | 8949 | 1027
L | 2021 | 11 | 7604 | 731 | 2009 | Nov | AA | 6236 | 552
M | 2021 | 12 | 9372 | 1336 | 2009 | Dec | AB | 7154 | 958
B | 2022 | 1 | 11466 | 1339 | 2010 | Jan | Q | 11644 | 2174
C | 2022 | 2 | 9976 | 1336 | 2010 | Feb | R | 8746 | 1268
D | 2022 | 3 | 8945 | 1335 | 2010 | Mar | S | 8276 | 1039
E | 2022 | 4 | 9091 | 734 | 2010 | Apr | T | 6183 | 422
F | 2022 | 5 | 10374 | 737 | 2010 | May | U | 8585 | 1043
G | 2022 | 6 | 10403 | 739 | 2010 | Jun | V | 9516 | 1143
H | 2022 | 7 | 10662 | 738 | 2010 | Jul | W | 9600 | 1272
I | 2022 | 8 | 10948 | 738 | 2010 | Aug | X | 9467 | 1165
J | 2022 | 9 | 9937 | 737 | 2010 | Sep | Y | 8844 | 966
K | 2022 | 10 | 9646 | 736 | 2010 | Oct | Z | 7753 | 764
L | 2022 | 11 | 7661 | 731 | 2010 | Nov | AA | 6180 | 433
M | 2022 | 12 | 9426 | 1336 | 2010 | Dec | AB | 10381 | 1625
B | 2023 | 1 | 11561 | 1339 | 2011 | Jan | Q | 9586 | 1007
C | 2023 | 2 | 10042 | 1336 | 2011 | Feb | R | 7395 | 703
D | 2023 | 3 | 9020 | 1335 | 2011 | Mar | S | 6133 | 659
E | 2023 | 4 | 9201 | 734 | 2011 | Apr | T | 8187 | 831
F | 2023 | 5 | 10493 | 737 | 2011 | May | U | 8443 | 888
G | 2023 | 6 | 10511 | 740 | 2011 | Jun | V | 9277 | 934
H | 2023 | 7 | 10771 | 738 | 2011 | Jul | W | 8917 | 879
I | 2023 | 8 | 11063 | 738 | 2011 | Aug | X | 9196 | 903
J | 2023 | 9 | 10029 | 737 | 2011 | Sep | Y | 8207 | 755
K | 2023 | 10 | 9751 | 736 | 2011 | Oct | Z | 7176 | 728
L | 2023 | 11 | 7714 | 732 | 2011 | Nov | AA | 5854 | 354
M | 2023 | 12 | 9478 | 1337 | 2011 | Dec | AB | 5043 | 150
B | 2024 | 1 | 11650 | 1339 | 2012 | Jan | Q | 8722 | 905
C | 2024 | 2 | 10104 | 1336 | 2012 | Feb | R | 8519 | 887
D | 2024 | 3 | 9088 | 1335 | 2012 | Mar | S | 6135 | 315
E | 2024 | 4 | 9306 | 734 | 2012 | Apr | T | 7004 | 419
F | 2024 | 5 | 10609 | 737 | 2012 | May | U | 7942 | 454
G | 2024 | 6 | 10614 | 740 | 2012 | Jun | V | 8185 | 402
H | 2024 | 7 | 10877 | 738 | 2012 | Jul | W | 9026 | 1080
I | 2024 | 8 | 11175 | 738 | 2012 | Aug | X | 8850 | 861
J | 2024 | 9 | 10115 | 737 | 2012 | Sep | Y | 8108 | 510
K | 2024 | 10 | 9851 | 736 | 2012 | Oct | Z | 7790 | 660
L | 2024 | 11 | 7763 | 732 | 2012 | Nov | AA | 5749 | 737
M | 2024 | 12 | 9525 | 1337 | 2012 | Dec | AB | 6555 | 673
B | 2025 | 1 | 11736 | 1339 | 2013 | Jan | Q | 5877 | 396
C | 2025 | 2 | 10165 | 1337 | 2013 | Feb | R | 8032 | 832
D | 2025 | 3 | 9155 | 1335 | 2013 | Mar | S | 7856 | 837
E | 2025 | 4 | 9408 | 734 | 2013 | Apr | T | 7153 | 657
F | 2025 | 5 | 10721 | 737 | 2013 | May | U | 7863 | 593
G | 2025 | 6 | 10713 | 740 | 2013 | Jun | V | 8514 | 0
H | 2025 | 7 | 10980 | 738 | 2013 | Jul | W | 0 | 0
I | 2025 | 8 | 11282 | 738 | 2013 | Aug | X | 0 | 0
J | 2025 | 9 | 10201 | 737 | 2013 | Sep | Y | 0 | 0
K | 2025 | 10 | 9948 | 736 | 2013 | Oct | Z | 0 | 0
L | 2025 | 11 | 7812 | 732 | 2013 | Nov | AA | 0 | 0
M | 2025 | 12 | 9571 | 1337 | 2013 | Dec | AB | 0 | 0
B | 2026 | 1 | 11817 | 1339 | 2014 | Jan | Q | 0 | 0
C | 2026 | 2 | 10222 | 1337 | 2014 | Feb | R | 0 | 0
D | 2026 | 3 | 9220 | 1335 | 2014 | Mar | S | 0 | 0
E | 2026 | 4 | 9504 | 734 | 2014 | Apr | T | 0 | 0
F | 2026 | 5 | 10825 | 737 | 2014 | May | U | 0 | 0
G | 2026 | 6 | 10807 | 740 | 2014 | Jun | V | 0 | 0
H | 2026 | 7 | 11076 | 739 | 2014 | Jul | W | 0 | 0
I | 2026 | 8 | 11382 | 738 | 2014 | Aug | X | 0 | 0
J | 2026 | 9 | 10280 | 737 | 2014 | Sep | Y | 0 | 0
K | 2026 | 10 | 10040 | 736 | 2014 | Oct | Z | 0 | 0
L | 2026 | 11 | 7858 | 732 | 2014 | Nov | AA | 0 | 0
M | 2026 | 12 | 9615 | 1337 | 2014 | Dec | AB | 0 | 0
B | 2027 | 1 | 11894 | 1339 | 2015 | Jan | Q | 0 | 0
C | 2027 | 2 | 10277 | 1337 | 2015 | Feb | R | 0 | 0
D | 2027 | 3 | 9280 | 1335 | 2015 | Mar | S | 0 | 0
E | 2027 | 4 | 9599 | 735 | 2015 | Apr | T | 0 | 0
F | 2027 | 5 | 10928 | 737 | 2015 | May | U | 0 | 0
G | 2027 | 6 | 10898 | 740 | 2015 | Jun | V | 0 | 0
H | 2027 | 7 | 11170 | 739 | 2015 | Jul | W | 0 | 0
I | 2027 | 8 | 11482 | 738 | 2015 | Aug | X | 0 | 0
J | 2027 | 9 | 10358 | 737 | 2015 | Sep | Y | 0 | 0
K | 2027 | 10 | 10130 | 736 | 2015 | Oct | Z | 0 | 0
L | 2027 | 11 | 7903 | 732 | 2015 | Nov | AA | 0 | 0
M | 2027 | 12 | 9657 | 1337 | 2015 | Dec | AB | 0 | 0
B | JAN: 2028; FEB: 1; MAR: 11972; APR: 1340
C | JAN: 2028; FEB: 2; MAR: 10330; APR: 1337
D | JAN: 2028; FEB: 3; MAR: 9337; APR: 1335
E | JAN: 2028; FEB: 4; MAR: 9688; APR: 735
F | JAN: 2028; FEB: 5; MAR: 11027; APR: 737
G | JAN: 2028; FEB: 6; MAR: 10986; APR: 740
H | JAN: 2028; FEB: 7; MAR: 11261; APR: 739
I | JAN: 2028; FEB: 8; MAR: 11577; APR: 738
J | JAN: 2028; FEB: 9; MAR: 10434; APR: 737
K | JAN: 2028; FEB: 10; MAR: 10217; APR: 736
L | JAN: 2028; FEB: 11; MAR: 7945; APR: 732
M | JAN: 2028; FEB: 12; MAR: 9699; APR: 1337
B | JAN: 2029; FEB: 1; MAR: 12048; APR: 1340
C | JAN: 2029; FEB: 2; MAR: 10383; APR: 1337
D | JAN: 2029; FEB: 3; MAR: 9396; APR: 1335
E | JAN: 2029; FEB: 4; MAR: 9779; APR: 735
F | JAN: 2029; FEB: 5; MAR: 11125; APR: 737
G | JAN: 2029; FEB: 6; MAR: 11075; APR: 740
H | JAN: 2029; FEB: 7; MAR: 11352; APR: 739
I | JAN: 2029; FEB: 8; MAR: 11673; APR: 738
J | JAN: 2029; FEB: 9; MAR: 10509; APR: 737
K | JAN: 2029; FEB: 10; MAR: 10303; APR: 737
L | JAN: 2029; FEB: 11; MAR: 7988; APR: 732
M | JAN: 2029; FEB: 12; MAR: 9740; APR: 1337
B | JAN: 2030; FEB: 1; MAR: 12119; APR: 1340
C | JAN: 2030; FEB: 2; MAR: 10433; APR: 1337
D | JAN: 2030; FEB: 3; MAR: 9453; APR: 1336
E | JAN: 2030; FEB: 4; MAR: 9863; APR: 735
F | JAN: 2030; FEB: 5; MAR: 11217; APR: 737
G | JAN: 2030; FEB: 6; MAR: 11156; APR: 740
H | JAN: 2030; FEB: 7; MAR: 11436; APR: 739
I | JAN: 2030; FEB: 8; MAR: 11762; APR: 739
J | JAN: 2030; FEB: 9; MAR: 10579; APR: 738
K | JAN: 2030; FEB: 10; MAR: 10383; APR: 737
L | JAN: 2030; FEB: 11; MAR: 8029; APR: 732
M | JAN: 2030; FEB: 12; MAR: 9780; APR: 1338
B | JAN: 2031; FEB: 1; MAR: 12173; APR: 1340
C | JAN: 2031; FEB: 2; MAR: 10464; APR: 1337
D | JAN: 2031; FEB: 3; MAR: 9490; APR: 1336
E | JAN: 2031; FEB: 4; MAR: 9927; APR: 735
F | JAN: 2031; FEB: 5; MAR: 11289; APR: 737
G | JAN: 2031; FEB: 6; MAR: 11220; APR: 740
H | JAN: 2031; FEB: 7; MAR: 11501; APR: 739
I | JAN: 2031; FEB: 8; MAR: 11832; APR: 739
J | JAN: 2031; FEB: 9; MAR: 10631; APR: 738
K | JAN: 2031; FEB: 10; MAR: 10447; APR: 737
L | JAN: 2031; FEB: 11; MAR: 8051; APR: 732
M | JAN: 2031; FEB: 12; MAR: 9801; APR: 1338
B | JAN: 2032; FEB: 1; MAR: 12225; APR: 1340
C | JAN: 2032; FEB: 2; MAR: 10496; APR: 1337
D | JAN: 2032; FEB: 3; MAR: 9525; APR: 1336
E | JAN: 2032; FEB: 4; MAR: 9990; APR: 735
F | JAN: 2032; FEB: 5; MAR: 11357; APR: 737
G | JAN: 2032; FEB: 6; MAR: 11282; APR: 740
H | JAN: 2032; FEB: 7; MAR: 11564; APR: 739
I | JAN: 2032; FEB: 8; MAR: 11901; APR: 739
J | JAN: 2032; FEB: 9; MAR: 10681; APR: 738
K | JAN: 2032; FEB: 10; MAR: 10508; APR: 737
L | JAN: 2032; FEB: 11; MAR: 8075; APR: 732
M | JAN: 2032; FEB: 12; MAR: 9825; APR: 1338
B | JAN: 2033; FEB: 1; MAR: 12290; APR: 1340
C | JAN: 2033; FEB: 2; MAR: 10541; APR: 1337
D | JAN: 2033; FEB: 3; MAR: 9575; APR: 1336
E | JAN: 2033; FEB: 4; MAR: 10067; APR: 735
F | JAN: 2033; FEB: 5; MAR: 11441; APR: 737
G | JAN: 2033; FEB: 6; MAR: 11358; APR: 741
H | JAN: 2033; FEB: 7; MAR: 11642; APR: 739
I | JAN: 2033; FEB: 8; MAR: 11982; APR: 739
J | JAN: 2033; FEB: 9; MAR: 10745; APR: 738
K | JAN: 2033; FEB: 10; MAR: 10582; APR: 737
L | JAN: 2033; FEB: 11; MAR: 8112; APR: 732
M | JAN: 2033; FEB: 12; MAR: 9860; APR: 1338
B | JAN: 2034; FEB: 1; MAR: 12354; APR: 1341
C | JAN: 2034; FEB: 2; MAR: 10585; APR: 1337
D | JAN: 2034; FEB: 3; MAR: 9624; APR: 1336
E | JAN: 2034; FEB: 4; MAR: 10142; APR: 735
F | JAN: 2034; FEB: 5; MAR: 11522; APR: 737
G | JAN: 2034; FEB: 6; MAR: 11431; APR: 741
H | JAN: 2034; FEB: 7; MAR: 11718; APR: 739
I | JAN: 2034; FEB: 8; MAR: 12063; APR: 739
J | JAN: 2034; FEB: 9; MAR: 10808; APR: 738
K | JAN: 2034; FEB: 10; MAR: 10654; APR: 737
L | JAN: 2034; FEB: 11; MAR: 8149; APR: 733
M | JAN: 2034; FEB: 12; MAR: 9895; APR: 1338
B | JAN: 2035; FEB: 1; MAR: 12416; APR: 1341
C | JAN: 2035; FEB: 2; MAR: 10628; APR: 1337
D | JAN: 2035; FEB: 3; MAR: 9671; APR: 1336
E | JAN: 2035; FEB: 4; MAR: 10215; APR: 735
F | JAN: 2035; FEB: 5; MAR: 11602; APR: 738
G | JAN: 2035; FEB: 6; MAR: 11503; APR: 741
H | JAN: 2035; FEB: 7; MAR: 11792; APR: 739
I | JAN: 2035; FEB: 8; MAR: 12140; APR: 739
J | JAN: 2035; FEB: 9; MAR: 10869; APR: 738
K | JAN: 2035; FEB: 10; MAR: 10724; APR: 737
L | JAN: 2035; FEB: 11; MAR: 8184; APR: 733
M | JAN: 2035; FEB: 12; MAR: 9929; APR: 1338
B | JAN: 2036; FEB: 1; MAR: 12477; APR: 1341
C | JAN: 2036; FEB: 2; MAR: 10671; APR: 1337
D | JAN: 2036; FEB: 3; MAR: 9717; APR: 1336
E | JAN: 2036; FEB: 4; MAR: 10286; APR: 735
F | JAN: 2036; FEB: 5; MAR: 11679; APR: 738
G | JAN: 2036; FEB: 6; MAR: 11572; APR: 741
H | JAN: 2036; FEB: 7; MAR: 11863; APR: 739
I | JAN: 2036; FEB: 8; MAR: 12216; APR: 739
J | JAN: 2036; FEB: 9; MAR: 10929; APR: 738
K | JAN: 2036; FEB: 10; MAR: 10795; APR: 737
L | JAN: 2036; FEB: 11; MAR: 8221; APR: 733
M | JAN: 2036; FEB: 12; MAR: 9964; APR: 1338
B | JAN: 2037; FEB: 1; MAR: 12539; APR: 1341
C | JAN: 2037; FEB: 2; MAR: 10715; APR: 1337
D | JAN: 2037; FEB: 3; MAR: 9762; APR: 1336
E | JAN: 2037; FEB: 4; MAR: 10362; APR: 735
F | JAN: 2037; FEB: 5; MAR: 11762; APR: 738
G | JAN: 2037; FEB: 6; MAR: 11648; APR: 741
H | JAN: 2037; FEB: 7; MAR: 11943; APR: 740
I | JAN: 2037; FEB: 8; MAR: 12299; APR: 739
J | JAN: 2037; FEB: 9; MAR: 10995; APR: 738
K | JAN: 2037; FEB: 10; MAR: 10871; APR: 737
L | JAN: 2037; FEB: 11; MAR: 8261; APR: 733
M | JAN: 2037; FEB: 12; MAR: 10004; APR: 1339
B | JAN: 2038; FEB: 1; MAR: 12608; APR: 1341
C | JAN: 2038; FEB: 2; MAR: 10765; APR: 1337
D | JAN: 2038; FEB: 3; MAR: 9811; APR: 1336
E | JAN: 2038; FEB: 4; MAR: 10442; APR: 735
F | JAN: 2038; FEB: 5; MAR: 11849; APR: 738
G | JAN: 2038; FEB: 6; MAR: 11728; APR: 741
H | JAN: 2038; FEB: 7; MAR: 12025; APR: 740
I | JAN: 2038; FEB: 8; MAR: 12385; APR: 739
J | JAN: 2038; FEB: 9; MAR: 11063; APR: 738
K | JAN: 2038; FEB: 10; MAR: 10949; APR: 737
L | JAN: 2038; FEB: 11; MAR: 8301; APR: 733
M | JAN: 2038; FEB: 12; MAR: 10043; APR: 1339
B | JAN: 2039; FEB: 1; MAR: 12676; APR: 1341
C | JAN: 2039; FEB: 2; MAR: 10812; APR: 1337
D | JAN: 2039; FEB: 3; MAR: 9863; APR: 1336
E | JAN: 2039; FEB: 4; MAR: 10520; APR: 735
F | JAN: 2039; FEB: 5; MAR: 11933; APR: 738
G | JAN: 2039; FEB: 6; MAR: 11803; APR: 741
H | JAN: 2039; FEB: 7; MAR: 12103; APR: 740
I | JAN: 2039; FEB: 8; MAR: 12468; APR: 739
J | JAN: 2039; FEB: 9; MAR: 11129; APR: 738
K | JAN: 2039; FEB: 10; MAR: 11024; APR: 737
L | JAN: 2039; FEB: 11; MAR: 8341; APR: 733
M | JAN: 2039; FEB: 12; MAR: 10082; APR: 1339
B | JAN: 2040; FEB: 1; MAR: 12744; APR: 1341
C | JAN: 2040; FEB: 2; MAR: 10862; APR: 1337
D | JAN: 2040; FEB: 3; MAR: 9913; APR: 1336
E | JAN: 2040; FEB: 4; MAR: 10599; APR: 735
F | JAN: 2040; FEB: 5; MAR: 12019; APR: 738
G | JAN: 2040; FEB: 6; MAR: 11882; APR: 741
H | JAN: 2040; FEB: 7; MAR: 12184; APR: 740
I | JAN: 2040; FEB: 8; MAR: 12550; APR: 739
J | JAN: 2040; FEB: 9; MAR: 11195; APR: 738
K | JAN: 2040; FEB: 10; MAR: 11099; APR: 737
L | JAN: 2040; FEB: 11; MAR: 8381; APR: 733
M | JAN: 2040; FEB: 12; MAR: 10121; APR: 1339
B | JAN: 2041; FEB: 1; MAR: 0; APR: 0
C | JAN: 2041; FEB: 2; MAR: 0; APR: 0
Note on A400: ot05219: Median Case using data from 1991-2011.
Note on AE566: ot05219: C.F. Mining SS Generator (+55MW).
Note on AI565: ot05219: Buckeye SS increase (+10MW) and UCF SS Gen (+5MW).

## FALL13 vs TYSP13
C O M P O N E N T S O F W I N T E R P E A K C O I N C I D E N T D E M A N D | [18 empty] | 10/23/2013
| Yellow Cols are NOT comparable | [22 empty] | FALL 2013
FALL 2013 | [18 empty] | FALL 2013
|  |  |  | Cum'l | Total | [8 empty] | Total |  |  |  |  | Winter Reserve Margin Review | [5 empty] | System Wtr/Sum Ratio |  | Total DLC Capability |  |  | Winter Firm Peak Demand |  |  | Summer Firm Peak Demand
|  |  |  | (from '13) | Retail |  | WHOLESALE | [6 empty] | System |  |  | Total |  | TYSP13 |  | @20%
| Firm | Retail | Total | Non-Disp. | before |  | Total | Muni |  | Non- |  |  | Co | before | Total | LM, VR | System |  | Available |  | Excess |  | WPK |  | Before | After | Winter | Summer |  | Retail | Wholesale | System | Retail | Wholesale | System
Year | Retail | IS/CS | Retail | DSM | DLC |  | SECI | FR | PR | Firm | TOTAL |  | Use | DLC | IS/CS | & SBG | Firm | Year | Capacity | RM | Reserv | SYS REQ | LF | Year | DLC | DLC | MW | MW |  | MW | MW | MW | MW | MW | MW
2013 | 5248 | 232 | 5480 | 0 | 5480 |  | 600 | 45.63 | 236.09 | 15.01 | 896.73 |  | 0 | 6376.73 | -247.01 | -823 | 5306.72 | 2013 | 13281 | 150.3% | 6912.936 | 40270133 | 72.09% | 2013 | -32.27% | -39.2% | -1070.01 | -687.01 |  | 4430 | 876.72 | 5306.72 | 7803 | 924.85 | 8727.85
2014 | 8887 | 232 | 9119 | -65.5756 | 9053.4244 |  | 650 | 45.86 | 199.07 | 0 | 894.93 |  | 25 | 9973.3544 | -232 | -871 | 8870.3544 | 2014 | 12297 | 38.63% | 1652.5747 | 39801314 | 45.56% | 2014 | 4.885% | 0.6635% | -1103 | -697 |  | 7980.4244 | 889.93 | 8870.3544 | 8012.9107 | 798.98 | 8811.8907
2015 | 8754 | 233 | 8987 | -131.1023 | 8855.8977 |  | 1150 | 46 | 180.05 | 0 | 1376.05 |  | 25 | 10256.9477 | -233 | -891 | 9132.9477 | 2015 | 12284 | 34.5% | 1324.4627 | 40489597 | 45.06% | 2015 | 5.202% | 1.008% | -1124 | -708 |  | 7761.8977 | 1371.05 | 9132.9477 | 8240.742 | 801.06 | 9041.802
2016 | 9055 | 233 | 9288 | -180.451 | 9107.549 |  | 1150 | 46.22 | 182.05 | 0 | 1378.27 |  | 25 | 10510.819 | -233 | -908 | 9369.819 | 2016 | 12314 | 31.42% | 1070.2171 | 41098360 | 44.51% | 2016 | 6.549% | 2.416% | -1141 | -716 |  | 7996.549 | 1373.27 | 9369.819 | 8495.5357 | 653.23 | 9148.7657
2017 | 9355 | 233 | 9588 | -227.5122 | 9360.4878 |  | 1000 | 22.61 | 65.05 | 0 | 1087.66 |  | 25 | 10473.1478 | -233 | -942 | 9298.1478 | 2017 | 12961 | 39.39% | 1803.2227 | 41375353 | 45.1% | 2017 | 4.065% | -0.09511% | -1175 | -757 |  | 8215.4878 | 1082.66 | 9298.1478 | 8724.8194 | 582.18 | 9306.9994
2018 | 9653 | 240 | 9893 | -263.711 | 9629.289 |  | 1000 | 22.8 | 65.05 | 0 | 1087.85 |  | 25 | 10742.139 | -240 | -958 | 9544.139 | 2018 | 12961 | 35.8% | 1508.0332 | 41994588 | 44.63% | 2018 | 5.18% | 1.113% | -1198 | -774 |  | 8461.289 | 1082.85 | 9544.139 | 8856.8944 | 582.22 | 9439.1144
2019 | 9797 | 283 | 10080 | -298.1396 | 9781.8604 |  | 1000 | 23 | 65.05 | 0 | 1088.05 |  | 25 | 10894.9104 | -283 | -973 | 9638.9104 | 2019 | 13366 | 38.67% | 1799.3076 | 43012927 | 45.07% | 2019 | 2.364% | -1.777% | -1256 | -830 |  | 8555.8604 | 1083.05 | 9638.9104 | 8981.0635 | 832.27 | 9813.3335
2020 | 9935 | 304 | 10239 | -338.0428 | 9900.9572 |  | 1250 | 23.19 | 65.05 | 0 | 1338.24 |  | 25 | 11264.1972 | -304 | -989 | 9971.1972 | 2020 | 13366 | 34.05% | 1400.5634 | 43997632 | 44.47% | 2020 | 4.337% | 0.365% | -1293 | -861 |  | 8637.9572 | 1333.24 | 9971.1972 | 9102.5205 | 832.41 | 9934.9305
2021 | 10071 | 305 | 10376 | -372.3509 | 10003.6491 |  | 1250 | 23.29 | 65.05 | 0 | 1338.34 |  | 25 | 11366.9891 | -305 | -1003 | 10058.9891 | 2021 | 13693 | 36.13% | 1622.2131 | 44418922 | 44.61% | 2021 | 5.024% | 1.073% | -1308 | -871 |  | 8725.6491 | 1333.34 | 10058.9891 | 9219.7527 | 732.45 | 9952.2027
2022 | 10202 | 305 | 10507 | -404.7705 | 10102.2295 |  | 1250 | 23.48 | 65.05 | 0 | 1338.53 |  | 25 | 11465.7595 | -305 | -1017 | 10143.7595 | 2022 | 13693 | 34.99% | 1520.4886 | 44869748 | 44.67% | 2022 | 4.734% | 0.7673% | -1322 | -881 |  | 8810.2295 | 1333.53 | 10143.7595 | 9333.9246 | 732.59 | 10066.5146
2023 | 10327 | 305 | 10632 | -435.304 | 10196.696 |  | 1250 | 23.67 | 65.05 | 0 | 1338.72 |  | 25 | 11560.416 | -305 | -1031 | 10224.416 | 2023 | 13693 | 33.92% | 1423.7008 | 45458815 | 44.89% | 2023 | 4.501% | 0.5109% | -1336 | -890 |  | 8890.696 | 1333.72 | 10224.416 | 9439.7106 | 732.73 | 10172.4406
2024 | 10447 | 304 | 10751 | -465.4396 | 10285.5604 |  | 1250 | 23.77 | 65.05 | 0 | 1338.82 |  | 25 | 11649.3804 | -304 | -1047 | 10298.3804 | 2024 | 13693 | 32.96% | 1334.9435 | 46001731 | 44.96% | 2024 | 4.248% | 0.2111% | -1351 | -898 |  | 8964.5604 | 1333.82 | 10298.3804 | 9543.8268 | 732.86 | 10276.6868
2025 | 10562 | 305 | 10867 | -495.3647 | 10371.6353 |  | 1250 | 23.95 | 65.05 | 0 | 1339 |  | 25 | 11735.6353 | -305 | -1061 | 10369.6353 | 2025 | 13693 | 32.05% | 1249.4376 | 46377403 | 45.11% | 2025 | 4.019% | -0.04391% | -1366 | -908 |  | 9035.6353 | 1334 | 10369.6353 | 9641.1904 | 733 | 10374.1904
2026 | 10672 | 305 | 10977 | -523.9994 | 10453.0006 |  | 1250 | 24.14 | 65.05 | 0 | 1339.19 |  | 25 | 11817.1906 | -305 | -1075 | 10437.1906 | 2026 | 13693 | 31.19% | 1168.3712 | 46949423 | 45.35% | 2026 | 3.821% | -0.2591% | -1380 | -918 |  | 9103.0006 | 1334.19 | 10437.1906 | 9731.1487 | 733.15 | 10464.2987
2027 | 10777 | 305 | 11082 | -551.6128 | 10530.3872 |  | 1250 | 24.33 | 65.05 | 0 | 1339.38 |  | 25 | 11894.7672 | -305 | -1089 | 10500.7672 | 2027 | 13693 | 30.4% | 1092.0794 | 47342233 | 45.43% | 2027 | 3.596% | -0.5127% | -1394 | -927 |  | 9166.3872 | 1334.38 | 10500.7672 | 9821.5977 | 733.28 | 10554.8777
2028 | 10881 | 304 | 11185 | -578.3612 | 10606.6388 |  | 1250 | 24.52 | 65.05 | 0 | 1339.57 |  | 25 | 11971.2088 | -304 | -1104 | 10563.2088 | 2028 | 13693 | 29.63% | 1017.1494 | 47849837 | 45.5% | 2028 | 3.398% | -0.7477% | -1408 | -935 |  | 9228.6388 | 1334.57 | 10563.2088 | 9909.4565 | 733.33 | 10642.7865
2029 | 10982 | 305 | 11287 | -604.4282 | 10682.5718 |  | 1250 | 24.71 | 65.05 | 0 | 1339.76 |  | 25 | 12047.3318 | -305 | -1118 | 10624.3318 | 2029 | 13693 | 28.88% | 943.8019 | 48232387 | 45.7% | 2029 | 3.205% | -0.9678% | -1423 | -945 |  | 9289.5718 | 1334.76 | 10624.3318 | 9994.6884 | 733.47 | 10728.1584
2030 | 11079 | 305 | 11384 | -629.7629 | 10754.2371 |  | 1250 | 24.81 | 65.05 | 0 | 1339.86 |  | 25 | 12119.0971 | -305 | -1131 | 10683.0971 | 2030 | 13693 | 28.17% | 873.2835 | 48576796 | 45.76% | 2030 | 3.037% | -1.155% | -1436 | -954 |  | 9348.2371 | 1334.86 | 10683.0971 | 10074.3012 | 733.6 | 10807.9012
Yellow Cols are NOT comparable
TYSP 2013 | [28 empty] | '2013-'18 | 13.82% | 4.314% | 12.46% | 2.566% | -8.84% | 1.579%
| Regressed |  |  |  | Total | Cum'l | [7 empty] | Total |  |  |  |  | Summer Reserve Margin Review
| Firm |  | Potential |  | Retail | (from '13) | WHOLESALE | [6 empty] | System |  |  | Total |  | TYSP13 |  | @20%
| Retail | Retail | Total | Non-Disp. | before | Non-Disp. | Total | Muni |  | Non- |  |  | Co | before | Total | LM, VR | System |  | Available |  | Excess |  | SPK |  | Wtr/Summer
Year | Unadj. | IS/CS | Retail | DSM | DLC | DSM | SECI | FR | PR | Firm | TOTAL |  | Use | DLC | IS/CS | & SBG | Firm | Year | Capacity | RM | Reserv | SYS REQ | LF |  | Ratio
2013 | 9911 | 234 | 10145 | -951 | 9194 |  | 600 | 46 | 247.608 | 15 | 908.608 |  | 25 | 10127.608 | -249 | -892 | 8986.608 | 2013 | 11903 | 36.38% | 1429.58 | 40270133 | 48.83%
2014 | 10060 | 236 | 10296 | -1017 | 9279 | -66 | 650 | 46 | 230.608 | 15 | 941.608 |  | 25 | 10245.608 | -251 | -905 | 9089.608 | 2014 | 10960 | 24.38% | 385.7311 | 39801314 | 47.78% |  | 1.0488
2015 | 10248 | 239 | 10487 | -1074 | 9413 | -123 | 1150 | 47 | 232.608 | 15 | 1444.608 |  | 25 | 10882.608 | -254 | -919 | 9709.608 | 2015 | 11000 | 21.66% | 149.8376 | 40489597 | 47.41% |  | 1.052
2016 | 10441 | 238 | 10679 | -1124 | 9555 | -173 | 1150 | 47 | 234.608 | 15 | 1446.608 |  | 25 | 11026.608 | -253 | -932 | 9841.608 | 2016 | 11415 | 24.77% | 436.4812 | 41098360 | 47.43% |  | 1.0655
2017 | 10633 | 247 | 10880 | -1171 | 9709 | -220 | 1250 | 23 | 106 | 15 | 1394 |  | 25 | 11128 | -262 | -956 | 9910 | 2017 | 11415 | 22.65% | 246.6007 | 41375353 | 46.93% |  | 1.0407
2018 | 10832 | 249 | 11081 | -1207 | 9874 | -256 | 1250 | 23 | 106 | 15 | 1394 |  | 25 | 11293 | -264 | -993 | 10036 | 2018 | 11975 | 26.87% | 648.0627 | 41994588 | 46.94% |  | 1.0518
2019 | 11034 | 263 | 11297 | -1241 | 10056 | -290 | 1250 | 23 | 106 | 15 | 1394 |  | 25 | 11475 | -278 | -1009 | 10188 | 2019 | 11975 | 22.03% | 198.9998 | 43012927 | 46.13% |  | 1.0236
2020 | 11235 | 277 | 11512 | -1281 | 10231 | -330 | 1250 | 23 | 106 | 15 | 1394 |  | 25 | 11650 | -292 | -1023 | 10335 | 2020 | 12185 | 22.65% | 263.0834 | 43997632 | 46.4% |  | 1.0434
2021 | 11435 | 285 | 11720 | -1316 | 10404 | -365 | 1250 | 23 | 106 | 15 | 1394 |  | 25 | 11823 | -300 | -1038 | 10485 | 2021 | 12185 | 22.44% | 242.3567 | 44418922 | 46.85% |  | 1.0502
2022 | 11631 | 285 | 11916 | -1348 | 10568 | -397 | 1250 | 23 | 106 | 15 | 1394 |  | 25 | 11987 | -300 | -1052 | 10635 | 2022 | 12371 | 22.89% | 291.1825 | 44869748 | 46.79% |  | 1.0473
2023 | 11825 | 285 | 12110 | -1378 | 10732 | -427 | 1250 | 23 | 106 | 15 | 1394 |  | 25 | 12151 | -300 | -1066 | 10785 | 2023 | 12371 | 21.61% | 164.0712 | 45458815 | 46.91% |  | 1.045
2024 | 12016 | 284 | 12300 | -1409 | 10891 | -458 | 1250 | 23 | 106 | 15 | 1394 |  | 25 | 12310 | -299 | -1080 | 10931 | 2024 | 12371 | 20.38% | 38.9759 | 46001731 | 46.86% |  | 1.0425
2025 | 12205 | 270 | 12475 | -1438 | 11037 | -487 | 1250 | 23 | 106 | 15 | 1394 |  | 25 | 12456 | -285 | -1095 | 11076 | 2025 | 12371 | 19.25% | -78.0285 | 46377403 | 46.93% |  | 1.0402
2026 | 12392 | 255 | 12647 | -1467 | 11180 | -516 | 1250 | 25 | 106 | 15 | 1396 |  | 25 | 12601 | -270 | -1109 | 11222 | 2026 | 12371 | 18.22% | -186.1584 | 46949423 | 47.09% |  | 1.0382
2027 | 12578 | 255 | 12833 | -1495 | 11338 | -544 | 1250 | 25 | 106 | 15 | 1396 |  | 25 | 12759 | -270 | -1123 | 11366 | 2027 | 12371 | 17.21% | -294.8532 | 47342233 | 47.07% |  | 1.036
2028 | 12763 | 255 | 13018 | -1521 | 11497 | -570 | 1250 | 25 | 106 | 15 | 1396 |  | 25 | 12918 | -270 | -1137 | 11511 | 2028 | 12371 | 16.24% | -400.3438 | 47849837 | 47.05% |  | 1.034
2029 | 12946 | 255 | 13201 | -1548 | 11653 | -597 | 1250 | 25 | 106 | 15 | 1396 |  | 25 | 13074 | -270 | -1152 | 11652 | 2029 | 12371 | 15.31% | -502.7901 | 48232387 | 47.17% |  | 1.0321
2030 | 13128 | 255 | 13383 | -1573 | 11810 | -622 | 1250 | 25 | 106 | 15 | 1396 |  | 25 | 13231 | -270 | -1166 | 11795 | 2030 | 12371 | 14.46% | -598.4815 | 48576796 | 47.15% |  | 1.0304
FALL 2013 vs TYSP 2013
| Regressed |  |  |  | Total | [8 empty] | Total
| Firm |  | Potential |  | Retail | Chg in Cuml | WHOLESALE | [6 empty] | System |  |  | Total
| Retail | Retail | Total | Non-Disp. | before | Non-Disp. | Total | Muni |  | Non- |  |  | Co | before | Total | LM, VR | System
Year | Unadj. | IS/CS | Retail | DSM | DLC | DSM | SECI | FR | PR | Firm | TOTAL |  | Use | DLC | IS/CS | & SBG | Firm
2013 | -4663 | -2 | -4665 | 951 | -3714 |  | 0 | -0.37 | -11.518 | 0.01 | -11.878 |  | -25 | -3750.878 | 1.99 | 69 | -3679.888
2014 | -1173 | -4 | -1177 | 951.4244 | -225.5756 | -0.42441 | 0 | -0.14 | -31.538 | -15 | -46.678 |  | 0 | -272.2536 | 19 | 34 | -219.2536
2015 | -1494 | -6 | -1500 | 942.8977 | -557.1023 | 8.1023 | 0 | -1 | -52.558 | -15 | -68.558 |  | 0 | -625.6603 | 21 | 28 | -576.6603
2016 | -1386 | -5 | -1391 | 943.549 | -447.451 | 7.451 | 0 | -0.78 | -52.558 | -15 | -68.338 |  | 0 | -515.789 | 20 | 24 | -471.789
2017 | -1278 | -14 | -1292 | 943.4878 | -348.5122 | 7.5122 | -250 | -0.39 | -40.95 | -15 | -306.34 |  | 0 | -654.8522 | 29 | 14 | -611.8522
2018 | -1179 | -9 | -1188 | 943.289 | -244.711 | 7.711 | -250 | -0.2 | -40.95 | -15 | -306.15 |  | 0 | -550.861 | 24 | 35 | -491.861
2019 | -1237 | 20 | -1217 | 942.8604 | -274.1396 | 8.1396 | -250 | 0 | -40.95 | -15 | -305.95 |  | 0 | -580.0896 | -5 | 36 | -549.0896
2020 | -1300 | 27 | -1273 | 942.9572 | -330.0428 | 8.0428 | 0 | 0.19 | -40.95 | -15 | -55.76 |  | 0 | -385.8028 | -12 | 34 | -363.8028
2021 | -1364 | 20 | -1344 | 943.6491 | -400.3509 | 7.3509 | 0 | 0.29 | -40.95 | -15 | -55.66 |  | 0 | -456.0109 | -5 | 35 | -426.0109
2022 | -1429 | 20 | -1409 | 943.2295 | -465.7705 | 7.7705 | 0 | 0.48 | -40.95 | -15 | -55.47 |  | 0 | -521.2405 | -5 | 35 | -491.2405
2023 | -1498 | 20 | -1478 | 942.696 | -535.304 | 8.304 | 0 | 0.67 | -40.95 | -15 | -55.28 |  | 0 | -590.584 | -5 | 35 | -560.584
2024 | -1569 | 20 | -1549 | 943.5604 | -605.4396 | 7.4396 | 0 | 0.77 | -40.95 | -15 | -55.18 |  | 0 | -660.6196 | -5 | 33 | -632.6196
2025 | -1643 | 35 | -1608 | 942.6353 | -665.3647 | 8.3647 | 0 | 0.95 | -40.95 | -15 | -55 |  | 0 | -720.3647 | -20 | 34 | -706.3647
2026 | -1720 | 50 | -1670 | 943.0006 | -726.9994 | 7.9994 | 0 | -0.86 | -40.95 | -15 | -56.81 |  | 0 | -783.8094 | -35 | 34 | -784.8094
2027 | -1801 | 50 | -1751 | 943.3872 | -807.6128 | 7.6128 | 0 | -0.67 | -40.95 | -15 | -56.62 |  | 0 | -864.2328 | -35 | 34 | -865.2328
2028 | -1882 | 49 | -1833 | 942.6388 | -890.3612 | 8.3612 | 0 | -0.48 | -40.95 | -15 | -56.43 |  | 0 | -946.7912 | -34 | 33 | -947.7912
2029 | -1964 | 50 | -1914 | 943.5718 | -970.4282 | 7.4282 | 0 | -0.29 | -40.95 | -15 | -56.24 |  | 0 | -1026.6682 | -35 | 34 | -1027.6682
2030 | -2049 | 50 | -1999 | 943.2371 | -1055.7629 | 7.7629 | 0 | -0.19 | -40.95 | -15 | -56.14 |  | 0 | -1111.9029 | -35 | 35 | -1111.9029
C O M P O N E N T S O F S U M M E R C O I N C I D E N T P E A K D E M A N D
FALL 2013
| Regressed |  |  | Cum'l | Total | [8 empty] | Total
| Firm |  | Potential | (from '13) | Retail |  | WHOLESALE | [6 empty] | System |  |  | Total
| Retail | Retail | Total | Non-Disp. | before |  | Total | Muni |  | Non- |  |  | Co | before | Total | LM, VR | System
Year | Unadj. | IS/CS | Retail | DSM | DLC |  | SECI | FR | PR | Firm | TOTAL |  | Use | DLC | IS/CS | & SBG | Firm
2013 | 8211 | 234 | 8445 | 0 | 8445 |  | 600 | 41.75 | 288.1 | 15.01 | 944.86 |  | 25 | 9414.86 | -249.01 | -438 | 8727.85
2014 | 8476 | 249 | 8725 | -45.0893 | 8679.9107 |  | 550 | 41.93 | 212.05 | 0 | 803.98 |  | 25 | 9508.8907 | -249 | -448 | 8811.8907
2015 | 8744 | 251 | 8995 | -76.258 | 8918.742 |  | 550 | 42.01 | 214.05 | 0 | 806.06 |  | 25 | 9749.802 | -251 | -457 | 9041.802
2016 | 9036 | 250 | 9286 | -104.4643 | 9181.5357 |  | 400 | 42.18 | 216.05 | 0 | 658.23 |  | 25 | 9864.7657 | -250 | -466 | 9148.7657
2017 | 9330 | 251 | 9581 | -129.1806 | 9451.8194 |  | 500 | 22.13 | 65.05 | 0 | 587.18 |  | 25 | 10063.9994 | -251 | -506 | 9306.9994
2018 | 9494 | 258 | 9752 | -151.1056 | 9600.8944 |  | 500 | 22.17 | 65.05 | 0 | 587.22 |  | 25 | 10213.1144 | -258 | -516 | 9439.1144
2019 | 9648 | 305 | 9953 | -171.9365 | 9781.0635 |  | 750 | 22.22 | 65.05 | 0 | 837.27 |  | 25 | 10643.3335 | -305 | -525 | 9813.3335
2020 | 9800 | 327 | 10127 | -193.4795 | 9933.5205 |  | 750 | 22.36 | 65.05 | 0 | 837.41 |  | 25 | 10795.9305 | -327 | -534 | 9934.9305
2021 | 9946 | 328 | 10274 | -213.2473 | 10060.7527 |  | 650 | 22.4 | 65.05 | 0 | 737.45 |  | 25 | 10823.2027 | -328 | -543 | 9952.2027
2022 | 10089 | 328 | 10417 | -232.0754 | 10184.9246 |  | 650 | 22.54 | 65.05 | 0 | 737.59 |  | 25 | 10947.5146 | -328 | -553 | 10066.5146
2023 | 10222 | 328 | 10550 | -250.2894 | 10299.7106 |  | 650 | 22.68 | 65.05 | 0 | 737.73 |  | 25 | 11062.4406 | -328 | -562 | 10172.4406
2024 | 10353 | 327 | 10680 | -268.1732 | 10411.8268 |  | 650 | 22.81 | 65.05 | 0 | 737.86 |  | 25 | 11174.6868 | -327 | -571 | 10276.6868
2025 | 10477 | 328 | 10805 | -285.8096 | 10519.1904 |  | 650 | 22.95 | 65.05 | 0 | 738 |  | 25 | 11282.1904 | -328 | -580 | 10374.1904
2026 | 10594 | 328 | 10922 | -302.8513 | 10619.1487 |  | 650 | 23.1 | 65.05 | 0 | 738.15 |  | 25 | 11382.2987 | -328 | -590 | 10464.2987
2027 | 10710 | 328 | 11038 | -319.4023 | 10718.5977 |  | 650 | 23.23 | 65.05 | 0 | 738.28 |  | 25 | 11481.8777 | -328 | -599 | 10554.8777
2028 | 10823 | 327 | 11150 | -335.5435 | 10814.4565 |  | 650 | 23.28 | 65.05 | 0 | 738.33 |  | 25 | 11577.7865 | -327 | -608 | 10642.7865
2029 | 10933 | 328 | 11261 | -351.3116 | 10909.6884 |  | 650 | 23.42 | 65.05 | 0 | 738.47 |  | 25 | 11673.1584 | -328 | -617 | 10728.1584
2030 | 11037 | 328 | 11365 | -366.6988 | 10998.3012 |  | 650 | 23.55 | 65.05 | 0 | 738.6 |  | 25 | 11761.9012 | -328 | -626 | 10807.9012
TYSP 2013
| Regressed |  |  |  | Total | Cum'l | [7 empty] | Total
| Firm |  | Potential |  | Retail | (from '13) | WHOLESALE | [6 empty] | System |  |  | Total
| Retail | Retail | Total | Non-Disp. | before | Non-Disp. | Total | Muni |  | Non- |  |  | Co | before | Total | LM, VR | System
Year | Unadj. | IS/CS | Retail | DSM | DLC | DSM | SECI | FR | PR | Firm | TOTAL |  | Use | DLC | IS/CS | & SBG | Firm
#REF! | 8726 | 242 | 8968 | -524 | 8444 | 0 | 531 | 226.702 | 391.7319 | 11.914 | 1161.3479 | 0 | 25 | 9630.3479 | -253.914 | -401.25 | 8975.1839
#REF! | 8834 | 248 | 9082 | -566 | 8516 | 0 | 643 | 43 | 255.6481 | 15.3265 | 956.9746 | 0 | 25 | 9497.9746 | -263.3265 | -418.25 | 8816.3981
#REF! | 8885 | 255 | 9140 | -629 | 8511 |  | 775 | 42 | 260.622 | 15 | 1092.622 |  | 25 | 9628.622 | -270 | -437 | 8921.622
2013 | 9125 | 251 | 9376 | -669 | 8707 |  | 600 | 41 | 280.608 | 15 | 936.608 |  | 25 | 9668.608 | -266 | -438 | 8964.608
2014 | 9299 | 254 | 9553 | -707 | 8846 | -38 | 550 | 41 | 264.608 | 15 | 870.608 |  | 25 | 9741.608 | -269 | -447 | 9025.608
2015 | 9495 | 257 | 9752 | -738 | 9014 | -69 | 550 | 41 | 266.608 | 15 | 872.608 |  | 25 | 9911.608 | -272 | -455 | 9184.608
2016 | 9684 | 256 | 9940 | -766 | 9174 | -97 | 650 | 43 | 268.608 | 15 | 976.608 |  | 25 | 10175.608 | -271 | -463 | 9441.608
2017 | 9880 | 266 | 10146 | -791 | 9355 | -122 | 750 | 23 | 106 | 15 | 894 |  | 25 | 10274 | -281 | -489 | 9504
2018 | 10080 | 268 | 10348 | -813 | 9535 | -144 | 750 | 23 | 106 | 15 | 894 |  | 25 | 10454 | -283 | -497 | 9674
2019 | 10281 | 283 | 10564 | -833 | 9731 | -164 | 750 | 23 | 106 | 15 | 894 |  | 25 | 10650 | -298 | -506 | 9846
2020 | 10482 | 298 | 10780 | -855 | 9925 | -186 | 750 | 23 | 106 | 15 | 894 |  | 25 | 10844 | -313 | -514 | 10017
2021 | 10679 | 306 | 10985 | -875 | 10110 | -206 | 650 | 23 | 106 | 15 | 794 |  | 25 | 10929 | -321 | -522 | 10086
2022 | 10872 | 306 | 11178 | -893 | 10285 | -224 | 650 | 23 | 106 | 15 | 794 |  | 25 | 11104 | -321 | -531 | 10252
2023 | 11064 | 306 | 11370 | -912 | 10458 | -243 | 650 | 23 | 106 | 15 | 794 |  | 25 | 11277 | -321 | -539 | 10417
2024 | 11253 | 305 | 11558 | -930 | 10628 | -261 | 650 | 23 | 106 | 15 | 794 |  | 25 | 11447 | -320 | -547 | 10580
2025 | 11440 | 291 | 11731 | -947 | 10784 | -278 | 650 | 23 | 106 | 15 | 794 |  | 25 | 11603 | -306 | -555 | 10742
2026 | 11627 | 275 | 11902 | -964 | 10938 | -295 | 650 | 23 | 106 | 15 | 794 |  | 25 | 11757 | -290 | -564 | 10903
2027 | 11811 | 275 | 12086 | -981 | 11105 | -312 | 650 | 23 | 106 | 15 | 794 |  | 25 | 11924 | -290 | -572 | 11062
2028 | 11995 | 275 | 12270 | -997 | 11273 | -328 | 650 | 23 | 106 | 15 | 794 |  | 25 | 12092 | -290 | -580 | 11222
2029 | 12176 | 275 | 12451 | -1013 | 11438 | -344 | 650 | 23 | 106 | 15 | 794 |  | 25 | 12257 | -290 | -588 | 11379
2030 | 12356 | 275 | 12631 | -1028 | 11603 | -359 | 650 | 23 | 106 | 15 | 794 |  | 25 | 12422 | -290 | -597 | 11535
FALL 2013 vs TYSP 2013
| Regressed |  |  |  | Total | [8 empty] | Total
| Firm |  | Potential |  | Retail | Chg in Cuml | WHOLESALE | [6 empty] | System |  |  | Total
| Retail | Retail | Total | Non-Disp. | before | Non-Disp. | Total | Muni |  | Non- |  |  | Co | before | Total | LM, VR | System
Year | Unadj. | IS/CS | Retail | DSM | DLC | DSM | SECI | FR | PR | Firm | TOTAL |  | Use | DLC | IS/CS | & SBG | Firm
2013 | -914 | -17 | -931 | 669 | -262 |  | 0 | 0.75 | 7.492 | 0.01 | 8.252 |  | 0 | -253.748 | 16.99 | 0 | -236.758
2014 | -823 | -5 | -828 | 661.9107 | -166.0893 | 7.0893 | 0 | 0.93 | -52.558 | -15 | -66.628 |  | 0 | -232.7173 | 20 | -1 | -213.7173
2015 | -751 | -6 | -757 | 661.742 | -95.258 | 7.258 | 0 | 1.01 | -52.558 | -15 | -66.548 |  | 0 | -161.806 | 21 | -2 | -142.806
2016 | -648 | -6 | -654 | 661.5357 | 7.5357 | 7.4643 | -250 | -0.82 | -52.558 | -15 | -318.378 |  | 0 | -310.8423 | 21 | -3 | -292.8423
2017 | -550 | -15 | -565 | 661.8194 | 96.8194 | 7.1806 | -250 | -0.87 | -40.95 | -15 | -306.82 |  | 0 | -210.0006 | 30 | -17 | -197.0006
2018 | -586 | -10 | -596 | 661.8944 | 65.8944 | 7.1056 | -250 | -0.83 | -40.95 | -15 | -306.78 |  | 0 | -240.8856 | 25 | -19 | -234.8856
2019 | -633 | 22 | -611 | 661.0635 | 50.0635 | 7.9365 | 0 | -0.78 | -40.95 | -15 | -56.73 |  | 0 | -6.6665 | -7 | -19 | -32.6665
2020 | -682 | 29 | -653 | 661.5205 | 8.5205 | 7.4795 | 0 | -0.64 | -40.95 | -15 | -56.59 |  | 0 | -48.0695 | -14 | -20 | -82.0695
2021 | -733 | 22 | -711 | 661.7527 | -49.2473 | 7.2473 | 0 | -0.6 | -40.95 | -15 | -56.55 |  | 0 | -105.7973 | -7 | -21 | -133.7973
2022 | -783 | 22 | -761 | 660.9246 | -100.0754 | 8.0754 | 0 | -0.46 | -40.95 | -15 | -56.41 |  | 0 | -156.4854 | -7 | -22 | -185.4854
2023 | -842 | 22 | -820 | 661.7106 | -158.2894 | 7.2894 | 0 | -0.32 | -40.95 | -15 | -56.27 |  | 0 | -214.5594 | -7 | -23 | -244.5594
2024 | -900 | 22 | -878 | 661.8268 | -216.1732 | 7.1732 | 0 | -0.19 | -40.95 | -15 | -56.14 |  | 0 | -272.3132 | -7 | -24 | -303.3132
2025 | -963 | 37 | -926 | 661.1904 | -264.8096 | 7.8096 | 0 | -0.05 | -40.95 | -15 | -56 |  | 0 | -320.8096 | -22 | -25 | -367.8096
2026 | -1033 | 53 | -980 | 661.1487 | -318.8513 | 7.8513 | 0 | 0.1 | -40.95 | -15 | -55.85 |  | 0 | -374.7013 | -38 | -26 | -438.7013
2027 | -1101 | 53 | -1048 | 661.5977 | -386.4023 | 7.4023 | 0 | 0.23 | -40.95 | -15 | -55.72 |  | 0 | -442.1223 | -38 | -27 | -507.1223
2028 | -1172 | 52 | -1120 | 661.4565 | -458.5435 | 7.5435 | 0 | 0.28 | -40.95 | -15 | -55.67 |  | 0 | -514.2135 | -37 | -28 | -579.2135
2029 | -1243 | 53 | -1190 | 661.6884 | -528.3116 | 7.3116 | 0 | 0.42 | -40.95 | -15 | -55.53 |  | 0 | -583.8416 | -38 | -29 | -650.8416
2030 | -1319 | 53 | -1266 | 661.3012 | -604.6988 | 7.6988 | 0 | 0.55 | -40.95 | -15 | -55.4 |  | 0 | -660.0988 | -38 | -29 | -727.0988
Note on H7: ot05219: SECI total excluding IS contracts.
Note on H31: ot05219: SECI total excluding IS contracts.
Note on H55: ot05219: SECI total excluding IS contracts.
Note on H82: ot05219: SECI total excluding IS contracts.
Note on H106: ot05219: SECI total excluding IS contracts.
Note on H133: ot05219: SECI total excluding IS contracts.
Note on Q7: ot05219: Includes Chattahoochie generator.
Note on Q82: ot05219: Includes Chattahoochie generator.

## SEP12 vs TYSP12 (hidden)
C O M P O N E N T S O F W I N T E R P E A K C O I N C I D E N T D E M A N D | [18 empty] | 10/23/2013
FALL 2013
| Regressed |  |  |  | Total | [8 empty] | Total |  |  |  |  | Winter Reserve Margin Review
| Firm |  | Potential |  | Retail |  | WHOLESALE | [6 empty] | System |  |  | Total |  | TYSP13
| Retail | Retail | Total | Non-Disp. | before |  | Total | Muni |  | Non- |  |  | Co | before | Total | LM, VR | System |  | Available |  |  | WPK
Year | Unadj. | IS/CS | Retail | DSM | DLC |  | SECI | FR | PR | Firm | TOTAL |  | Use | DLC | IS/CS | & SBG | Firm | Year | Capacity | RM | SYS REQ | LF
2009 | #VALUE! | #VALUE! | #VALUE! | #VALUE! | #VALUE! | #VALUE! | #VALUE! | #VALUE! | #VALUE! | #VALUE! | #VALUE! | #VALUE! | #VALUE! | #VALUE! | #VALUE! | #VALUE! | #VALUE! | 2009 | #VALUE! | #VALUE! | #VALUE! | #VALUE!
2010 | #VALUE! | #VALUE! | #VALUE! | #VALUE! | #VALUE! | #VALUE! | #VALUE! | #VALUE! | #VALUE! | #VALUE! | #VALUE! | #VALUE! | #VALUE! | #VALUE! | #VALUE! | #VALUE! | #VALUE! | 2010 | #VALUE! | #VALUE! | #VALUE! | #VALUE!
2011 | #VALUE! | #VALUE! | #VALUE! | #VALUE! | #VALUE! | #VALUE! | #VALUE! | #VALUE! | #VALUE! | #VALUE! | #VALUE! | #VALUE! | #VALUE! | #VALUE! | #VALUE! | #VALUE! | #VALUE! | 2011 | #VALUE! | #VALUE! | #VALUE! | #VALUE!
2012 | #VALUE! | #VALUE! | #VALUE! | #VALUE! | #VALUE! | #VALUE! | #VALUE! | #VALUE! | #VALUE! | #VALUE! | #VALUE! | #VALUE! | #VALUE! | #VALUE! | #VALUE! | #VALUE! | #VALUE! | 2012 | #VALUE! | #VALUE! | #VALUE! | #VALUE!
2013 | 5248 | 232 | 5480 | 0 | 5480 | 0 | 600 | 45.63 | 236.09 | 15.01 | 896.73 | 0 | 0 | 6376.73 | -247.01 | -823 | 5306.72 | 2013 | 13281 | 150.3% | 40270133 | 72.09%
2014 | 8887 | 232 | 9119 | -65.5756 | 9053.4244 | 0 | 650 | 45.86 | 199.07 | 0 | 894.93 | 0 | 25 | 9973.3544 | -232 | -871 | 8870.3544 | 2014 | 12297 | 38.63% | 39801314 | 45.56%
2015 | 8754 | 233 | 8987 | -131.1023 | 8855.8977 | 0 | 1150 | 46 | 180.05 | 0 | 1376.05 | 0 | 25 | 10256.9477 | -233 | -891 | 9132.9477 | 2015 | 12284 | 34.5% | 40489597 | 45.06%
2016 | 9055 | 233 | 9288 | -180.451 | 9107.549 | 0 | 1150 | 46.22 | 182.05 | 0 | 1378.27 | 0 | 25 | 10510.819 | -233 | -908 | 9369.819 | 2016 | 12314 | 31.42% | 41098360 | 44.51%
2017 | 9355 | 233 | 9588 | -227.5122 | 9360.4878 | 0 | 1000 | 22.61 | 65.05 | 0 | 1087.66 | 0 | 25 | 10473.1478 | -233 | -942 | 9298.1478 | 2017 | 12961 | 39.39% | 41375353 | 45.1%
2018 | 9653 | 240 | 9893 | -263.711 | 9629.289 | 0 | 1000 | 22.8 | 65.05 | 0 | 1087.85 | 0 | 25 | 10742.139 | -240 | -958 | 9544.139 | 2018 | 12961 | 35.8% | 41994588 | 44.63%
2019 | 9797 | 283 | 10080 | -298.1396 | 9781.8604 | 0 | 1000 | 23 | 65.05 | 0 | 1088.05 | 0 | 25 | 10894.9104 | -283 | -973 | 9638.9104 | 2019 | 13366 | 38.67% | 43012927 | 45.07%
2020 | 9935 | 304 | 10239 | -338.0428 | 9900.9572 | 0 | 1250 | 23.19 | 65.05 | 0 | 1338.24 | 0 | 25 | 11264.1972 | -304 | -989 | 9971.1972 | 2020 | 13366 | 34.05% | 43997632 | 44.59%
2021 | 10071 | 305 | 10376 | -372.3509 | 10003.6491 | 0 | 1250 | 23.29 | 65.05 | 0 | 1338.34 | 0 | 25 | 11366.9891 | -305 | -1003 | 10058.9891 | 2021 | 13693 | 36.13% | 44418922 | 44.61%
2022 | 10202 | 305 | 10507 | -404.7705 | 10102.2295 | 0 | 1250 | 23.48 | 65.05 | 0 | 1338.53 | 0 | 25 | 11465.7595 | -305 | -1017 | 10143.7595 | 2022 | 13693 | 34.99% | 44869748 | 44.67%
2023 | 10327 | 305 | 10632 | -435.304 | 10196.696 | 0 | 1250 | 23.67 | 65.05 | 0 | 1338.72 | 0 | 25 | 11560.416 | -305 | -1031 | 10224.416 | 2023 | 13693 | 33.92% | 45458815 | 44.89%
2024 | 10447 | 304 | 10751 | -465.4396 | 10285.5604 | 0 | 1250 | 23.77 | 65.05 | 0 | 1338.82 | 0 | 25 | 11649.3804 | -304 | -1047 | 10298.3804 | 2024 | 13693 | 32.96% | 46001731 | 45.08%
2025 | 10562 | 305 | 10867 | -495.3647 | 10371.6353 | 0 | 1250 | 23.95 | 65.05 | 0 | 1339 | 0 | 25 | 11735.6353 | -305 | -1061 | 10369.6353 | 2025 | 13693 | 32.05% | 46377403 | 45.11%
2026 | 10672 | 305 | 10977 | -523.9994 | 10453.0006 | 0 | 1250 | 24.14 | 65.05 | 0 | 1339.19 | 0 | 25 | 11817.1906 | -305 | -1075 | 10437.1906 | 2026 | 13693 | 31.19% | 46949423 | 45.35%
2027 | 10777 | 305 | 11082 | -551.6128 | 10530.3872 | 0 | 1250 | 24.33 | 65.05 | 0 | 1339.38 | 0 | 25 | 11894.7672 | -305 | -1089 | 10500.7672
2028 | 10881 | 304 | 11185 | -578.3612 | 10606.6388 | 0 | 1250 | 24.52 | 65.05 | 0 | 1339.57 | 0 | 25 | 11971.2088 | -304 | -1104 | 10563.2088
2029 | 10982 | 305 | 11287 | -604.4282 | 10682.5718 | 0 | 1250 | 24.71 | 65.05 | 0 | 1339.76 | 0 | 25 | 12047.3318 | -305 | -1118 | 10624.3318
2030 | 11079 | 305 | 11384 | -629.7629 | 10754.2371 | 0 | 1250 | 24.81 | 65.05 | 0 | 1339.86 | 0 | 25 | 12119.0971 | -305 | -1131 | 10683.0971
TYSP 2013
| Regressed |  |  |  | Total | [8 empty] | Total |  |  |  |  | Summer Reserve Margin Review
| Firm |  | Potential |  | Retail |  | WHOLESALE | [6 empty] | System |  |  | Total |  | TYSP13
| Retail | Retail | Total | Non-Disp. | before |  | Total | Muni |  | Non- |  |  | Co | before | Total | LM, VR | System |  | Available |  |  | SPK
Year | Unadj. | IS/CS | Retail | DSM | DLC |  | SECI | FR | PR | Firm | TOTAL |  | Use | DLC | IS/CS | & SBG | Firm | Year | Capacity | RM | SYS REQ | LF
2009 | 9474 | 230 | 9704 | -669 | 9035 |  | 1471 | 241.4 | 511.4541 | 15.506 | 2239.3601 |  | 25 | 11299.3601 | -245.506 | -904.25 | 10149.6041 | 2009 | #VALUE! | #VALUE! | #VALUE! | #VALUE!
2010 | 9575 | 252 | 9827 | -728.4683 | 9098.5317 |  | 1587 | 264.549 | 323.4541 | 0.043 | 2175.0461 |  | 0 | 11273.5778 | -252.043 | -918.25 | 10103.2848 | 2010 | #VALUE! | #VALUE! | #VALUE! | #VALUE!
2011 | 9627 | 248 | 9875 | -811.777 | 9063.223 |  | 1348 | 40.2 | 221.6481 | 15.3265 | 1625.1746 |  | 25 | 10713.3975 | -263.3265 | -872.25 | 9577.8211 | 2011 | #VALUE! | #VALUE! | #VALUE! | #VALUE!
2012 | 9784 | 237 | 10021 | -887 | 9134 |  | 1113 | 40 | 223.622 | 15 | 1391.622 |  | 25 | 10550.622 | -252 | -857 | 9441.622 | 2012 | #VALUE! | #VALUE! | #VALUE! | #VALUE!
2013 | 9880 | 221 | 10101 | -956 | 9145 |  | 988 | 22 | 167.622 | 15 | 1192.622 |  | 25 | 10362.622 | -236 | -871 | 9255.622 | 2013 | 11903 | 36.38% | 40270133 | 44.24%
2014 | 10046 | 206 | 10252 | -1021 | 9231 |  | 650 | 22 | 117.622 | 15 | 804.622 |  | 25 | 10060.622 | -221 | -886 | 8953.622 | 2014 | 10960 | 24.38% | 39801314 | 45.04%
2015 | 10271 | 217 | 10488 | -1079 | 9409 |  | 1150 | 22 | 117.622 | 15 | 1304.622 |  | 25 | 10738.622 | -232 | -903 | 9603.622 | 2015 | 11000 | 21.66% | 40489597 | 42.92%
2016 | 10493 | 218 | 10711 | -1128 | 9583 |  | 1150 | 23 | 117.622 | 15 | 1305.622 |  | 25 | 10913.622 | -233 | -919 | 9761.622 | 2016 | 11415 | 24.77% | 41098360 | 42.87%
2017 | 10695 | 227 | 10922 | -1175 | 9747 |  | 1000 | 23 | 117.622 | 15 | 1155.622 |  | 25 | 10927.622 | -242 | -1004 | 9681.622 | 2017 | 11415 | 22.65% | 41375353 | 43.1%
2018 | 10894 | 231 | 11125 | -1211 | 9914 |  | 1000 | 23 | 117.622 | 15 | 1155.622 |  | 25 | 11094.622 | -246 | -1020 | 9828.622 | 2018 | 11975 | 26.87% | 41994588 | 43.09%
2019 | 11086 | 245 | 11331 | -1246 | 10085 |  | 1250 | 23 | 117.622 | 15 | 1405.622 |  | 25 | 11515.622 | -260 | -1036 | 10219.622 | 2019 | 11975 | 22.03% | 43012927 | 42.52%
2020 | 11278 | 259 | 11537 | -1286 | 10251 |  | 1250 | 23 | 117.622 | 15 | 1405.622 |  | 25 | 11681.622 | -274 | -1052 | 10355.622 | 2020 | 12185 | 22.65% | 43997632 | 42.88%
2021 | 11470 | 267 | 11737 | -1320 | 10417 |  | 1250 | 23 | 117.622 | 15 | 1405.622 |  | 25 | 11847.622 | -282 | -1068 | 10497.622 | 2021 | 12185 | 22.44% | 44418922 | 42.68%
2022 | 11663 | 267 | 11930 | -1352 | 10578 |  | 1100 | 23 | 117.622 | 15 | 1255.622 |  | 25 | 11858.622 | -282 | -1085 | 10491.622 | 2022 | 12371 | 22.89% | 44869748 | 43.08%
2023 | 11855 | 262 | 12117 | -1383 | 10734 |  | 950 | 23 | 117.622 | 15 | 1105.622 |  | 25 | 11864.622 | -277 | -1101 | 10486.622 | 2023 | 12371 | 21.61% | 45458815 | 43.62%
2024 | 12048 | 262 | 12310 | -1413 | 10897 |  | 950 | 23 | 117.622 | 15 | 1105.622 |  | 25 | 12027.622 | -277 | -1117 | 10633.622 | 2024 | 12371 | 20.38% | 46001731 | 43.54%
2025 | 12238 | 248 | 12486 | -1443 | 11043 |  | 750 | 25 | 117.622 | 15 | 907.622 |  | 25 | 11975.622 | -263 | -1133 | 10579.622 | 2025 | 12371 | 19.25% | 46377403 | 44.09%
2026 | 12427 | 233 | 12660 | -1472 | 11188 |  | 750 | 25 | 117.622 | 15 | 907.622 |  | 25 | 12120.622 | -248 | -1149 | 10723.622
2027 | 12614 | 230 | 12844 | -1499 | 11345 |  | 750 | 25 | 117.622 | 15 | 907.622 |  | 25 | 12277.622 | -245 | -1166 | 10866.622
2028 | 12799 | 226 | 13025 | -1526 | 11499 |  | 750 | 25 | 117.622 | 15 | 907.622 |  | 25 | 12431.622 | -241 | -1182 | 11008.622
2029 | 12981 | 226 | 13207 | -1552 | 11655 |  | 750 | 25 | 117.622 | 15 | 907.622 |  | 25 | 12587.622 | -241 | -1198 | 11148.622
2030 | 13161 | 226 | 13387 | -1577 | 11810 |  | 750 | 25 | 117.622 | 15 | 907.622 |  | 25 | 12742.622 | -241 | -1214 | 11287.622
FALL 2013 vs TYSP 2013
| Regressed |  |  |  | Total | [8 empty] | Total
| Firm |  | Potential |  | Retail |  | WHOLESALE | [6 empty] | System |  |  | Total
| Retail | Retail | Total | Non-Disp. | before |  | Total | Muni |  | Non- |  |  | Co | before | Total | LM, VR | System
Year | Unadj. | IS/CS | Retail | DSM | DLC |  | SECI | FR | PR | Firm | TOTAL |  | Use | DLC | IS/CS | & SBG | Firm
2009 | #VALUE! | #VALUE! | #VALUE! | #VALUE! | #VALUE! |  | #VALUE! | #VALUE! | #VALUE! | #VALUE! | #VALUE! |  | #VALUE! | #VALUE! | #VALUE! | #VALUE! | #VALUE!
2010 | #VALUE! | #VALUE! | #VALUE! | #VALUE! | #VALUE! |  | #VALUE! | #VALUE! | #VALUE! | #VALUE! | #VALUE! |  | #VALUE! | #VALUE! | #VALUE! | #VALUE! | #VALUE!
2011 | #VALUE! | #VALUE! | #VALUE! | #VALUE! | #VALUE! |  | #VALUE! | #VALUE! | #VALUE! | #VALUE! | #VALUE! |  | #VALUE! | #VALUE! | #VALUE! | #VALUE! | #VALUE!
2012 | #VALUE! | #VALUE! | #VALUE! | #VALUE! | #VALUE! |  | #VALUE! | #VALUE! | #VALUE! | #VALUE! | #VALUE! |  | #VALUE! | #VALUE! | #VALUE! | #VALUE! | #VALUE!
2013 | -4632 | 11 | -4621 | 956 | -3665 |  | -388 | 23.63 | 68.468 | 0.01 | -295.892 |  | -25 | -3985.892 | -11.01 | 48 | -3948.902
2014 | -1159 | 26 | -1133 | 955.4244 | -177.5756 |  | 0 | 23.86 | 81.448 | -15 | 90.308 |  | 0 | -87.2676 | -11 | 15 | -83.2676
2015 | -1517 | 16 | -1501 | 947.8977 | -553.1023 |  | 0 | 24 | 62.428 | -15 | 71.428 |  | 0 | -481.6742 | -1 | 12 | -470.6742
2016 | -1438 | 15 | -1423 | 947.549 | -475.451 |  | 0 | 23.22 | 64.428 | -15 | 72.648 |  | 0 | -402.8029 | 0 | 11 | -391.8029
2017 | -1340 | 6 | -1334 | 947.4878 | -386.5122 |  | 0 | -0.39 | -52.572 | -15 | -67.962 |  | 0 | -454.4742 | 9 | 62 | -383.4742
2018 | -1241 | 9 | -1232 | 947.289 | -284.711 |  | 0 | -0.2 | -52.572 | -15 | -67.772 |  | 0 | -352.483 | 6 | 62 | -284.483
2019 | -1289 | 38 | -1251 | 947.8604 | -303.1396 |  | -250 | 0 | -52.572 | -15 | -317.572 |  | 0 | -620.7116 | -23 | 63 | -580.7116
2020 | -1343 | 45 | -1298 | 947.9572 | -350.0428 |  | 0 | 0.19 | -52.572 | -15 | -67.382 |  | 0 | -417.4248 | -30 | 63 | -384.4248
2021 | -1399 | 38 | -1361 | 947.6491 | -413.3509 |  | 0 | 0.29 | -52.572 | -15 | -67.282 |  | 0 | -480.6329 | -23 | 65 | -438.6329
2022 | -1461 | 38 | -1423 | 947.2295 | -475.7705 |  | 150 | 0.48 | -52.572 | -15 | 82.908 |  | 0 | -392.8625 | -23 | 68 | -347.8625
2023 | -1528 | 43 | -1485 | 947.696 | -537.304 |  | 300 | 0.67 | -52.572 | -15 | 233.098 |  | 0 | -304.206 | -28 | 70 | -262.206
2024 | -1601 | 42 | -1559 | 947.5604 | -611.4396 |  | 300 | 0.77 | -52.572 | -15 | 233.198 |  | 0 | -378.2416 | -27 | 70 | -335.2416
2025 | -1676 | 57 | -1619 | 947.6353 | -671.3647 |  | 500 | -1.05 | -52.572 | -15 | 431.378 |  | 0 | -239.9867 | -42 | 72 | -209.9867
2026 | -1755 | 72 | -1683 | 948.0006 | -734.9994 |  | 500 | -0.86 | -52.572 | -15 | 431.568 |  | 0 | -303.4313 | -57 | 74 | -286.4313
2027 | -1837 | 75 | -1762 | 947.3872 | -814.6128 |  | 500 | -0.67 | -52.572 | -15 | 431.758 |  | 0 | -382.8548 | -60 | 77 | -365.8548
2028 | -1918 | 78 | -1840 | 947.6388 | -892.3612 |  | 500 | -0.48 | -52.572 | -15 | 431.948 |  | 0 | -460.4132 | -63 | 78 | -445.4132
2029 | -1999 | 79 | -1920 | 947.5718 | -972.4282 |  | 500 | -0.29 | -52.572 | -15 | 432.138 |  | 0 | -540.2902 | -64 | 80 | -524.2902
2030 | -2082 | 79 | -2003 | 947.2371 | -1055.7629 |  | 500 | -0.19 | -52.572 | -15 | 432.238 |  | 0 | -623.5249 | -64 | 83 | -604.5249
C O M P O N E N T S O F S U M M E R C O I N C I D E N T P E A K D E M A N D
FALL 2013
| Regressed |  |  |  | Total | [8 empty] | Total
| Firm |  | Potential |  | Retail |  | WHOLESALE | [6 empty] | System |  |  | Total
| Retail | Retail | Total | Non-Disp. | before |  | Total | Muni |  | Non- |  |  | Co | before | Total | LM, VR | System
Year | Unadj. | IS/CS | Retail | DSM | DLC |  | SECI | FR | PR | Firm | TOTAL |  | Use | DLC | IS/CS | & SBG | Firm
2009 | #VALUE! | #VALUE! | #VALUE! | #VALUE! | #VALUE! |  | #VALUE! | #VALUE! | #VALUE! | #VALUE! | #VALUE! |  | #VALUE! | #VALUE! | #VALUE! | #VALUE! | #VALUE!
2010 | #VALUE! | #VALUE! | #VALUE! | #VALUE! | #VALUE! |  | #VALUE! | #VALUE! | #VALUE! | #VALUE! | #VALUE! |  | #VALUE! | #VALUE! | #VALUE! | #VALUE! | #VALUE!
2011 | #VALUE! | #VALUE! | #VALUE! | #VALUE! | #VALUE! |  | #VALUE! | #VALUE! | #VALUE! | #VALUE! | #VALUE! |  | #VALUE! | #VALUE! | #VALUE! | #VALUE! | #VALUE!
2012 | #VALUE! | #VALUE! | #VALUE! | #VALUE! | #VALUE! |  | #VALUE! | #VALUE! | #VALUE! | #VALUE! | #VALUE! |  | #VALUE! | #VALUE! | #VALUE! | #VALUE! | #VALUE!
2013 | 8211 | 234 | 8445 | 0 | 8445 |  | 600 | 41.75 | 288.1 | 15.01 | 944.86 |  | 25 | 9414.86 | -249.01 | -438 | 8727.85
2014 | 8476 | 249 | 8725 | -45.0893 | 8679.9107 |  | 550 | 41.93 | 212.05 | 0 | 803.98 |  | 25 | 9508.8907 | -249 | -448 | 8811.8907
2015 | 8744 | 251 | 8995 | -76.258 | 8918.742 |  | 550 | 42.01 | 214.05 | 0 | 806.06 |  | 25 | 9749.802 | -251 | -457 | 9041.802
2016 | 9036 | 250 | 9286 | -104.4643 | 9181.5357 |  | 400 | 42.18 | 216.05 | 0 | 658.23 |  | 25 | 9864.7657 | -250 | -466 | 9148.7657
2017 | 9330 | 251 | 9581 | -129.1806 | 9451.8194 |  | 500 | 22.13 | 65.05 | 0 | 587.18 |  | 25 | 10063.9994 | -251 | -506 | 9306.9994
2018 | 9494 | 258 | 9752 | -151.1056 | 9600.8944 |  | 500 | 22.17 | 65.05 | 0 | 587.22 |  | 25 | 10213.1144 | -258 | -516 | 9439.1144
2019 | 9648 | 305 | 9953 | -171.9365 | 9781.0635 |  | 750 | 22.22 | 65.05 | 0 | 837.27 |  | 25 | 10643.3335 | -305 | -525 | 9813.3335
2020 | 9800 | 327 | 10127 | -193.4795 | 9933.5205 |  | 750 | 22.36 | 65.05 | 0 | 837.41 |  | 25 | 10795.9305 | -327 | -534 | 9934.9305
2021 | 9946 | 328 | 10274 | -213.2473 | 10060.7527 |  | 650 | 22.4 | 65.05 | 0 | 737.45 |  | 25 | 10823.2027 | -328 | -543 | 9952.2027
2022 | 10089 | 328 | 10417 | -232.0754 | 10184.9246 |  | 650 | 22.54 | 65.05 | 0 | 737.59 |  | 25 | 10947.5146 | -328 | -553 | 10066.5146
2023 | 10222 | 328 | 10550 | -250.2894 | 10299.7106 |  | 650 | 22.68 | 65.05 | 0 | 737.73 |  | 25 | 11062.4406 | -328 | -562 | 10172.4406
2024 | 10353 | 327 | 10680 | -268.1732 | 10411.8268 |  | 650 | 22.81 | 65.05 | 0 | 737.86 |  | 25 | 11174.6868 | -327 | -571 | 10276.6868
2025 | 10477 | 328 | 10805 | -285.8096 | 10519.1904 |  | 650 | 22.95 | 65.05 | 0 | 738 |  | 25 | 11282.1904 | -328 | -580 | 10374.1904
2026 | 10594 | 328 | 10922 | -302.8513 | 10619.1487 |  | 650 | 23.1 | 65.05 | 0 | 738.15 |  | 25 | 11382.2987 | -328 | -590 | 10464.2987
2027 | 10710 | 328 | 11038 | -319.4023 | 10718.5977 |  | 650 | 23.23 | 65.05 | 0 | 738.28 |  | 25 | 11481.8777 | -328 | -599 | 10554.8777
2028 | 10823 | 327 | 11150 | -335.5435 | 10814.4565 |  | 650 | 23.28 | 65.05 | 0 | 738.33 |  | 25 | 11577.7865 | -327 | -608 | 10642.7865
2029 | 10933 | 328 | 11261 | -351.3116 | 10909.6884 |  | 650 | 23.42 | 65.05 | 0 | 738.47 |  | 25 | 11673.1584 | -328 | -617 | 10728.1584
2030 | 11037 | 328 | 11365 | -366.6988 | 10998.3012 |  | 650 | 23.55 | 65.05 | 0 | 738.6 |  | 25 | 11761.9012 | -328 | -626 | 10807.9012
TYSP 2013
| Regressed |  |  |  | Total | [8 empty] | Total
| Firm |  | Potential |  | Retail |  | WHOLESALE | [6 empty] | System |  |  | Total
| Retail | Retail | Total | Non-Disp. | before |  | Total | Muni |  | Non- |  |  | Co | before | Total | LM, VR | System
Year | Unadj. | IS/CS | Retail | DSM | DLC |  | SECI | FR | PR | Firm | TOTAL |  | Use | DLC | IS/CS | & SBG | Firm
2009 | 8863.3877 | 245 | 9108.3877 | -489 | 8619.3877 |  | 693 | 219.9 | 506.0541 | 16.1439 | 1435.098 |  | 25 | 10079.4857 | -261.1439 | -395.25 | 9423.0917
2010 | 8726 | 242 | 8968 | -532.3972 | 8435.6028 |  | 531 | 226.551 | 391.7319 | 11.914 | 1161.1969 |  | 0 | 9596.7997 | -253.914 | -405.25 | 8937.6357
2011 | 8834 | 248 | 9082 | -619.4103 | 8462.5897 |  | 634 | 43.2 | 255.6481 | 15.3265 | 948.1746 |  | 25 | 9435.7643 | -263.3265 | -425.25 | 8747.1878
2012 | 8885 | 255 | 9140 | -629 | 8511 |  | 775 | 42 | 260.622 | 15 | 1092.622 |  | 25 | 9628.622 | -270 | -437 | 8921.622
2013 | 9019 | 237 | 9256 | -670 | 8586 |  | 600 | 21 | 167.622 | 15 | 803.622 |  | 25 | 9414.622 | -252 | -446 | 8716.622
2014 | 9221 | 221 | 9442 | -708 | 8734 |  | 550 | 22 | 117.622 | 15 | 704.622 |  | 25 | 9463.622 | -236 | -455 | 8772.622
2015 | 9453 | 233 | 9686 | -739 | 8947 |  | 550 | 22 | 117.622 | 15 | 704.622 |  | 25 | 9676.622 | -248 | -465 | 8963.622
2016 | 9654 | 234 | 9888 | -767 | 9121 |  | 400 | 22 | 117.622 | 15 | 554.622 |  | 25 | 9700.622 | -249 | -474 | 8977.622
2017 | 9854 | 243 | 10097 | -792 | 9305 |  | 500 | 23 | 117.622 | 15 | 655.622 |  | 25 | 9985.622 | -258 | -518 | 9209.622
2018 | 10045 | 247 | 10292 | -814 | 9478 |  | 500 | 23 | 117.622 | 15 | 655.622 |  | 25 | 10158.622 | -262 | -527 | 9369.622
2019 | 10235 | 263 | 10498 | -834 | 9664 |  | 750 | 23 | 117.622 | 15 | 905.622 |  | 25 | 10594.622 | -278 | -536 | 9780.622
2020 | 10425 | 278 | 10703 | -856 | 9847 |  | 750 | 23 | 117.622 | 15 | 905.622 |  | 25 | 10777.622 | -293 | -546 | 9938.622
2021 | 10615 | 286 | 10901 | -876 | 10025 |  | 500 | 23 | 117.622 | 15 | 655.622 |  | 25 | 10705.622 | -301 | -555 | 9849.622
2022 | 10805 | 286 | 11091 | -895 | 10196 |  | 350 | 23 | 117.622 | 15 | 505.622 |  | 25 | 10726.622 | -301 | -564 | 9861.622
2023 | 10996 | 281 | 11277 | -913 | 10364 |  | 350 | 23 | 117.622 | 15 | 505.622 |  | 25 | 10894.622 | -296 | -573 | 10025.622
2024 | 11185 | 281 | 11466 | -931 | 10535 |  | 350 | 23 | 117.622 | 15 | 505.622 |  | 25 | 11065.622 | -296 | -582 | 10187.622
2025 | 11372 | 266 | 11638 | -948 | 10690 |  | 150 | 23 | 117.622 | 15 | 305.622 |  | 25 | 11020.622 | -281 | -592 | 10147.622
2026 | 11558 | 250 | 11808 | -965 | 10843 |  | 150 | 23 | 117.622 | 15 | 305.622 |  | 25 | 11173.622 | -265 | -601 | 10307.622
2027 | 11741 | 246 | 11987 | -982 | 11005 |  | 150 | 23 | 117.622 | 15 | 305.622 |  | 25 | 11335.622 | -261 | -610 | 10464.622
2028 | 11922 | 242 | 12164 | -998 | 11166 |  | 150 | 23 | 117.622 | 15 | 305.622 |  | 25 | 11496.622 | -257 | -619 | 10620.622
2029 | 12101 | 242 | 12343 | -1014 | 11329 |  | 150 | 23 | 117.622 | 15 | 305.622 |  | 25 | 11659.622 | -257 | -628 | 10774.622
2030 | 12277 | 242 | 12519 | -1029 | 11490 |  | 150 | 23 | 117.622 | 15 | 305.622 |  | 25 | 11820.622 | -257 | -638 | 10925.622
FALL 2013 vs TYSP 2013
| Regressed |  |  |  | Total | [8 empty] | Total
| Firm |  | Potential |  | Retail |  | WHOLESALE | [6 empty] | System |  |  | Total
| Retail | Retail | Total | Non-Disp. | before |  | Total | Muni |  | Non- |  |  | Co | before | Total | LM, VR | System
Year | Unadj. | IS/CS | Retail | DSM | DLC |  | SECI | FR | PR | Firm | TOTAL |  | Use | DLC | IS/CS | & SBG | Firm
2009 | #VALUE! | #VALUE! | #VALUE! | #VALUE! | #VALUE! |  | #VALUE! | #VALUE! | #VALUE! | #VALUE! | #VALUE! |  | #VALUE! | #VALUE! | #VALUE! | #VALUE! | #VALUE!
2010 | #VALUE! | #VALUE! | #VALUE! | #VALUE! | #VALUE! |  | #VALUE! | #VALUE! | #VALUE! | #VALUE! | #VALUE! |  | #VALUE! | #VALUE! | #VALUE! | #VALUE! | #VALUE!
2011 | #VALUE! | #VALUE! | #VALUE! | #VALUE! | #VALUE! |  | #VALUE! | #VALUE! | #VALUE! | #VALUE! | #VALUE! |  | #VALUE! | #VALUE! | #VALUE! | #VALUE! | #VALUE!
2012 | #VALUE! | #VALUE! | #VALUE! | #VALUE! | #VALUE! |  | #VALUE! | #VALUE! | #VALUE! | #VALUE! | #VALUE! |  | #VALUE! | #VALUE! | #VALUE! | #VALUE! | #VALUE!
2013 | -808 | -3 | -811 | 670 | -141 |  | 0 | 20.75 | 120.478 | 0.01 | 141.238 |  | 0 | 0.23802 | 2.99 | 8 | 11.228
2014 | -745 | 28 | -717 | 662.9107 | -54.0893 |  | 0 | 19.93 | 94.428 | -15 | 99.358 |  | 0 | 45.2688 | -13 | 7 | 39.2688
2015 | -709 | 18 | -691 | 662.742 | -28.258 |  | 0 | 20.01 | 96.428 | -15 | 101.438 |  | 0 | 73.18 | -3 | 8 | 78.18
2016 | -618 | 16 | -602 | 662.5357 | 60.5357 |  | 0 | 20.18 | 98.428 | -15 | 103.608 |  | 0 | 164.1437 | -1 | 8 | 171.1437
2017 | -524 | 8 | -516 | 662.8194 | 146.8194 |  | 0 | -0.87 | -52.572 | -15 | -68.442 |  | 0 | 78.3774 | 7 | 12 | 97.3774
2018 | -551 | 11 | -540 | 662.8944 | 122.8944 |  | 0 | -0.83 | -52.572 | -15 | -68.402 |  | 0 | 54.4924 | 4 | 11 | 69.4924
2019 | -587 | 42 | -545 | 662.0635 | 117.0635 |  | 0 | -0.78 | -52.572 | -15 | -68.352 |  | 0 | 48.7115 | -27 | 11 | 32.7115
2020 | -625 | 49 | -576 | 662.5205 | 86.5205 |  | 0 | -0.64 | -52.572 | -15 | -68.212 |  | 0 | 18.3085 | -34 | 12 | -3.6915
2021 | -669 | 42 | -627 | 662.7527 | 35.7527 |  | 150 | -0.6 | -52.572 | -15 | 81.828 |  | 0 | 117.5808 | -27 | 12 | 102.5808
2022 | -716 | 42 | -674 | 662.9246 | -11.0754 |  | 300 | -0.46 | -52.572 | -15 | 231.968 |  | 0 | 220.8926 | -27 | 11 | 204.8926
2023 | -774 | 47 | -727 | 662.7106 | -64.2894 |  | 300 | -0.32 | -52.572 | -15 | 232.108 |  | 0 | 167.8187 | -32 | 11 | 146.8187
2024 | -832 | 46 | -786 | 662.8268 | -123.1732 |  | 300 | -0.19 | -52.572 | -15 | 232.238 |  | 0 | 109.0648 | -31 | 11 | 89.0648
2025 | -895 | 62 | -833 | 662.1904 | -170.8096 |  | 500 | -0.05 | -52.572 | -15 | 432.378 |  | 0 | 261.5685 | -47 | 12 | 226.5685
2026 | -964 | 78 | -886 | 662.1487 | -223.8513 |  | 500 | 0.1 | -52.572 | -15 | 432.528 |  | 0 | 208.6767 | -63 | 11 | 156.6767
2027 | -1031 | 82 | -949 | 662.5977 | -286.4023 |  | 500 | 0.23 | -52.572 | -15 | 432.658 |  | 0 | 146.2557 | -67 | 11 | 90.2557
2028 | -1099 | 85 | -1014 | 662.4565 | -351.5435 |  | 500 | 0.28 | -52.572 | -15 | 432.708 |  | 0 | 81.1645 | -70 | 11 | 22.1645
2029 | -1168 | 86 | -1082 | 662.6884 | -419.3116 |  | 500 | 0.42 | -52.572 | -15 | 432.848 |  | 0 | 13.5365 | -71 | 11 | -46.4635
2030 | -1240 | 86 | -1154 | 662.3012 | -491.6988 |  | 500 | 0.55 | -52.572 | -15 | 432.978 |  | 0 | -58.7208 | -71 | 12 | -117.7208
Note on H7: ot05219: SECI total excluding IS contracts.
Note on H35: ot05219: SECI total excluding IS contracts.
Note on H63: ot05219: SECI total excluding IS contracts.
Note on H94: ot05219: SECI total excluding IS contracts.
Note on H122: ot05219: SECI total excluding IS contracts.
Note on H150: ot05219: SECI total excluding IS contracts.
Note on Q7: ot05219: Included Chattahoochie generator.
Note on Q94: ot05219: Included Chattahoochie generator.

## Fall13 vs Spr13
C O M P O N E N T S O F W I N T E R P E A K C O I N C I D E N T D E M A N D | [18 empty] | 10/23/2013
0
FALL 2013
[5 empty] | Total | [8 empty] | Total |  |  |  |  | Winter Reserve Margin Review |  |  |  |  | System Wtr/Sum Ratio |  | Total DLC Capability |  |  | Winter Firm Peak Demand |  |  | Summer Firm Peak Demand
| Regressed |  | Potential |  | Retail |  | WHOLESALE | [6 empty] | System |  |  | Total |  | TYSP13
| Firm | Retail | Total | Non-Disp. | before |  | Total | Muni |  | Non- |  |  | Co | before | Total | LM, VR | System |  | Available |  |  | WPK |  | Before | After | Winter | Summer |  | Retail | Wholesale | System | Retail | Wholesale | System
Year | Retail | IS/CS | Retail | DSM | DLC |  | SECI | FR | PR | Firm | TOTAL |  | Use | DLC | IS/CS | & SBG | Firm | Year | Capacity | RM | SYS REQ | LF | Year | DLC | DLC | MW | MW |  | MW | MW | MW | MW | MW | MW
2009 | #VALUE! | #VALUE! | #VALUE! | #VALUE! | #VALUE! | #VALUE! | #VALUE! | #VALUE! | #VALUE! | #VALUE! | #VALUE! | #VALUE! | #VALUE! | #VALUE! | #VALUE! | #VALUE! | #VALUE! | 2009 | #VALUE! | #VALUE! | #VALUE! | #VALUE! | 2009 | #VALUE! | #VALUE! | #VALUE! | #REF! |  | #VALUE! | #VALUE! | #VALUE! | #REF! | #REF! | #REF!
2013 | 5248 | 232 | 5480 | 0 | 5480 |  | 600 | 45.63 | 236.09 | 15.01 | 896.73 | 0 | 0 | 6376.73 | -247.01 | -823 | 5306.72 | 2013 | 13281 | 150.3% | 40270133 | 72.09% | 2013 | -32.27% | -39.2% | -1070.01 | -687.01 |  | 4430 | 876.72 | 5306.72 | 7803 | 924.85 | 8727.85
2014 | 8887 | 232 | 9119 | -65.5756 | 9053.4244 |  | 650 | 45.86 | 199.07 | 0 | 894.93 | 0 | 25 | 9973.3544 | -232 | -871 | 8870.3544 | 2014 | 12297 | 38.63% | 39801314 | 45.56% | 2014 | 4.885% | 0.6635% | -1103 | -697 |  | 7980.4244 | 889.93 | 8870.3544 | 8012.9107 | 798.98 | 8811.8907
2015 | 8754 | 233 | 8987 | -131.1023 | 8855.8977 |  | 1150 | 46 | 180.05 | 0 | 1376.05 | 0 | 25 | 10256.9477 | -233 | -891 | 9132.9477 | 2015 | 12284 | 34.5% | 40489597 | 45.06% | 2015 | 5.202% | 1.008% | -1124 | -708 |  | 7761.8977 | 1371.05 | 9132.9477 | 8240.742 | 801.06 | 9041.802
2016 | 9055 | 233 | 9288 | -180.451 | 9107.549 |  | 1150 | 46.22 | 182.05 | 0 | 1378.27 | 0 | 25 | 10510.819 | -233 | -908 | 9369.819 | 2016 | 12314 | 31.42% | 41098360 | 44.51% | 2016 | 6.549% | 2.416% | -1141 | -716 |  | 7996.549 | 1373.27 | 9369.819 | 8495.5357 | 653.23 | 9148.7657
2017 | 9355 | 233 | 9588 | -227.5122 | 9360.4878 |  | 1000 | 22.61 | 65.05 | 0 | 1087.66 | 0 | 25 | 10473.1478 | -233 | -942 | 9298.1478 | 2017 | 12961 | 39.39% | 41375353 | 45.1% | 2017 | 4.065% | -0.09511% | -1175 | -757 |  | 8215.4878 | 1082.66 | 9298.1478 | 8724.8194 | 582.18 | 9306.9994
2018 | 9653 | 240 | 9893 | -263.711 | 9629.289 |  | 1000 | 22.8 | 65.05 | 0 | 1087.85 | 0 | 25 | 10742.139 | -240 | -958 | 9544.139 | 2018 | 12961 | 35.8% | 41994588 | 44.63% | 2018 | 5.18% | 1.113% | -1198 | -774 |  | 8461.289 | 1082.85 | 9544.139 | 8856.8944 | 582.22 | 9439.1144
2019 | 9797 | 283 | 10080 | -298.1396 | 9781.8604 |  | 1000 | 23 | 65.05 | 0 | 1088.05 | 0 | 25 | 10894.9104 | -283 | -973 | 9638.9104 | 2019 | 13366 | 38.67% | 43012927 | 45.07% | 2019 | 2.364% | -1.777% | -1256 | -830 |  | 8555.8604 | 1083.05 | 9638.9104 | 8981.0635 | 832.27 | 9813.3335
2020 | 9935 | 304 | 10239 | -338.0428 | 9900.9572 |  | 1250 | 23.19 | 65.05 | 0 | 1338.24 | 0 | 25 | 11264.1972 | -304 | -989 | 9971.1972 | 2020 | 13366 | 34.05% | 43997632 | 44.47% | 2020 | 4.337% | 0.365% | -1293 | -861 |  | 8637.9572 | 1333.24 | 9971.1972 | 9102.5205 | 832.41 | 9934.9305
2021 | 10071 | 305 | 10376 | -372.3509 | 10003.6491 |  | 1250 | 23.29 | 65.05 | 0 | 1338.34 | 0 | 25 | 11366.9891 | -305 | -1003 | 10058.9891 | 2021 | 13693 | 36.13% | 44418922 | 44.61% | 2021 | 5.024% | 1.073% | -1308 | -871 |  | 8725.6491 | 1333.34 | 10058.9891 | 9219.7527 | 732.45 | 9952.2027
2022 | 10202 | 305 | 10507 | -404.7705 | 10102.2295 |  | 1250 | 23.48 | 65.05 | 0 | 1338.53 | 0 | 25 | 11465.7595 | -305 | -1017 | 10143.7595 | 2022 | 13693 | 34.99% | 44869748 | 44.67% | 2022 | 4.734% | 0.7673% | -1322 | -881 |  | 8810.2295 | 1333.53 | 10143.7595 | 9333.9246 | 732.59 | 10066.5146
2023 | 10327 | 305 | 10632 | -435.304 | 10196.696 |  | 1250 | 23.67 | 65.05 | 0 | 1338.72 | 0 | 25 | 11560.416 | -305 | -1031 | 10224.416 | 2023 | 13693 | 33.92% | 45458815 | 44.89% | 2023 | 4.501% | 0.5109% | -1336 | -890 |  | 8890.696 | 1333.72 | 10224.416 | 9439.7106 | 732.73 | 10172.4406
2024 | 10447 | 304 | 10751 | -465.4396 | 10285.5604 |  | 1250 | 23.77 | 65.05 | 0 | 1338.82 | 0 | 25 | 11649.3804 | -304 | -1047 | 10298.3804 | 2024 | 13693 | 32.96% | 46001731 | 44.96% | 2024 | 4.248% | 0.2111% | -1351 | -898 |  | 8964.5604 | 1333.82 | 10298.3804 | 9543.8268 | 732.86 | 10276.6868
2025 | 10562 | 305 | 10867 | -495.3647 | 10371.6353 |  | 1250 | 23.95 | 65.05 | 0 | 1339 | 0 | 25 | 11735.6353 | -305 | -1061 | 10369.6353 | 2025 | 13693 | 32.05% | 46377403 | 45.11% | 2025 | 4.019% | -0.04391% | -1366 | -908 |  | 9035.6353 | 1334 | 10369.6353 | 9641.1904 | 733 | 10374.1904
2026 | 10672 | 305 | 10977 | -523.9994 | 10453.0006 |  | 1250 | 24.14 | 65.05 | 0 | 1339.19 | 0 | 25 | 11817.1906 | -305 | -1075 | 10437.1906 | 2026 | 13693 | 31.19% | 46949423 | 45.35% | 2026 | 3.821% | -0.2591% | -1380 | -918 |  | 9103.0006 | 1334.19 | 10437.1906 | 9731.1487 | 733.15 | 10464.2987
2027 | 10777 | 305 | 11082 | -551.6128 | 10530.3872 |  | 1250 | 24.33 | 65.05 | 0 | 1339.38 | 0 | 25 | 11894.7672 | -305 | -1089 | 10500.7672 | [5 empty] | 2027 | 3.596% | -0.5127% | -1394 | -927 |  | 9166.3872 | 1334.38 | 10500.7672 | 9821.5977 | 733.28 | 10554.8777
2028 | 10881 | 304 | 11185 | -578.3612 | 10606.6388 |  | 1250 | 24.52 | 65.05 | 0 | 1339.57 | 0 | 25 | 11971.2088 | -304 | -1104 | 10563.2088 | [5 empty] | 2028 | 3.398% | -0.7477% | -1408 | -935 |  | 9228.6388 | 1334.57 | 10563.2088 | 9909.4565 | 733.33 | 10642.7865
2029 | 10982 | 305 | 11287 | -604.4282 | 10682.5718 |  | 1250 | 24.71 | 65.05 | 0 | 1339.76 | 0 | 25 | 12047.3318 | -305 | -1118 | 10624.3318 | [5 empty] | 2029 | 3.205% | -0.9678% | -1423 | -945 |  | 9289.5718 | 1334.76 | 10624.3318 | 9994.6884 | 733.47 | 10728.1584
2030 | 11079 | 305 | 11384 | -629.7629 | 10754.2371 |  | 1250 | 24.81 | 65.05 | 0 | 1339.86 | 0 | 25 | 12119.0971 | -305 | -1131 | 10683.0971 | [5 empty] | 2030 | 3.037% | -1.155% | -1436 | -954 |  | 9348.2371 | 1334.86 | 10683.0971 | 10074.3012 | 733.6 | 10807.9012
Cols B, D & E are NOT Comprarable!!
SPRING 2013 | [27 empty] | '09-'19 | #VALUE! | #VALUE! | #VALUE! | #REF! | #REF! | #REF!
| Regressed |  |  |  | Total | [8 empty] | Total |  |  |  |  | Summer Reserve Margin Review
| Firm |  | Potential |  | Retail |  | WHOLESALE | [6 empty] | System |  |  | Total |  | TYSP13
| Retail | Retail | Total | Non-Disp. | before |  | Total | Muni |  | Non- |  |  | Co | before | Total | LM, VR | System |  | Available |  |  | SPK
Year | Unadj. | IS/CS | Retail | DSM | DLC |  | SECI | FR | PR | Firm | TOTAL |  | Use | DLC | IS/CS | & SBG | Firm | Year | Capacity | RM | SYS REQ | LF
2009 | 9474 | 230 | 9704 | -670 | 9034 |  | 1471 | 241.4 | 511.4541 | 15.506 | 2239.3601 |  | 25 | 11298.3601 | -245.506 | -1018.25 | 10034.6041 | 2009 | #VALUE! | #VALUE! | #VALUE! | #VALUE!
2013 | 9911 | 234 | 10145 | -959.6259 | 9185.3741 |  | 600 | 45.635 | 236.083 | 15.011 | 896.729 |  | 25 | 10107.1031 | -249.011 | -869 | 8989.0921 | 2013 | 11903 | 36.38% | 40270133 | 48.83%
2014 | 10060 | 236 | 10296 | -1025.2015 | 9270.7985 |  | 650 | 45.86 | 178.047 | 15.011 | 888.918 |  | 25 | 10184.7165 | -251.011 | -883 | 9050.7055 | 2014 | 10960 | 24.38% | 39801314 | 47.78%
2015 | 10248 | 239 | 10487 | -1082.7282 | 9404.2718 |  | 1150 | 45.994 | 180.047 | 15.011 | 1391.052 |  | 25 | 10820.3238 | -254.011 | -897 | 9669.3128 | 2015 | 11000 | 21.66% | 40489597 | 47.41%
2016 | 10441 | 238 | 10679 | -1132.0769 | 9546.9231 |  | 1150 | 46.219 | 182.047 | 15.011 | 1393.277 |  | 25 | 10965.2001 | -253.011 | -910 | 9802.1891 | 2016 | 11415 | 24.77% | 41098360 | 47.43%
2017 | 10633 | 247 | 10880 | -1179.1381 | 9700.8619 |  | 1250 | 22.617 | 65.047 | 15.011 | 1352.675 |  | 25 | 11078.5369 | -262.011 | -942 | 9874.5259 | 2017 | 11415 | 22.65% | 41375353 | 46.93%
2018 | 10832 | 249 | 11081 | -1215.3369 | 9865.6631 |  | 1250 | 22.807 | 65.047 | 15.011 | 1352.865 |  | 25 | 11243.5281 | -264.011 | -957 | 10022.5171 | 2018 | 11975 | 26.87% | 41994588 | 46.94%
2019 | 11034 | 263 | 11297 | -1249.7656 | 10047.2344 |  | 1250 | 22.997 | 65.047 | 15.011 | 1353.055 |  | 25 | 11425.2894 | -278.011 | -972 | 10175.2784 | 2019 | 11975 | 22.03% | 43012927 | 46.13%
2020 | 11235 | 277 | 11512 | -1289.6687 | 10222.3313 |  | 1250 | 23.186 | 65.047 | 15.011 | 1353.244 |  | 25 | 11600.5753 | -292.011 | -986 | 10322.5643 | 2020 | 12185 | 22.65% | 43997632 | 46.4%
2021 | 11435 | 285 | 11720 | -1323.9644 | 10396.0356 |  | 1250 | 23.285 | 65.047 | 15.011 | 1353.343 |  | 25 | 11774.3786 | -300.011 | -1001 | 10473.3676 | 2021 | 12185 | 22.44% | 44418922 | 46.85%
2022 | 11631 | 285 | 11916 | -1356.3717 | 10559.6283 |  | 1250 | 23.474 | 65.047 | 15.011 | 1353.532 |  | 25 | 11938.1603 | -300.011 | -1015 | 10623.1493 | 2022 | 12371 | 22.89% | 44869748 | 46.79%
2023 | 11825 | 285 | 12110 | -1386.8928 | 10723.1072 |  | 1250 | 23.664 | 65.047 | 15.011 | 1353.722 |  | 25 | 12101.8292 | -300.011 | -1029 | 10772.8182 | 2023 | 12371 | 21.61% | 45458815 | 46.91%
2024 | 12016 | 284 | 12300 | -1417.016 | 10882.984 |  | 1250 | 23.763 | 65.047 | 15.011 | 1353.821 |  | 25 | 12261.805 | -299.011 | -1043 | 10919.794 | 2024 | 12371 | 20.38% | 46001731 | 46.86%
2025 | 12205 | 270 | 12475 | -1446.9287 | 11028.0713 |  | 1100 | 23.952 | 65.047 | 15.011 | 1204.01 |  | 25 | 12257.0813 | -285.011 | -1058 | 10914.0703 | 2025 | 12371 | 19.25% | 46377403 | 46.93%
2026 | 12392 | 255 | 12647 | -1475.551 | 11171.449 |  | 950 | 24.142 | 65.047 | 15.011 | 1054.2 |  | 25 | 12250.649 | -270.011 | -1072 | 10908.638
2027 | 12578 | 255 | 12833 | -1503.152 | 11329.848 |  | 950 | 24.33 | 65.047 | 15.011 | 1054.388 |  | 25 | 12409.236 | -270.011 | -1086 | 11053.225
2028 | 12763 | 255 | 13018 | -1529.888 | 11488.112 |  | 950 | 24.52 | 65.047 | 15.011 | 1054.578 |  | 25 | 12567.69 | -270.011 | -1100 | 11197.679
2029 | 12946 | 255 | 13201 | -1555.9426 | 11645.0574 |  | 950 | 24.71 | 65.047 | 15.011 | 1054.768 |  | 25 | 12724.8254 | -270.011 | -1115 | 11339.8144
2030 | 13128 | 255 | 13383 | -1581.2649 | 11801.7351 |  | 950 | 24.808 | 65.047 | 15.011 | 1054.866 |  | 25 | 12881.6011 | -270.011 | -1129 | 11482.5901
FALL 2013 vs SPRING 2013
[5 empty] | Total | [8 empty] | Total
| Regressed |  | Potential |  | Retail |  | WHOLESALE | [6 empty] | System |  |  | Total
| Firm | Retail | Total | Non-Disp. | before |  | Total | Muni |  | Non- |  |  | Co | before | Total | LM, VR | System
Year | Retail | IS/CS | Retail | DSM | DLC |  | SECI | FR | PR | Firm | TOTAL |  | Use | DLC | IS/CS | & SBG | Firm
2009 | #VALUE! | #VALUE! | #VALUE! | #VALUE! | #VALUE! |  | #VALUE! | #VALUE! | #VALUE! | #VALUE! | #VALUE! |  | #VALUE! | #VALUE! | #VALUE! | #VALUE! | #VALUE!
2013 | -4663 | -2 | -4665 | 959.6259 | -3705.3741 |  | 0 | -0.005 | 0.007 | -0.001 | 0.001 |  | -25 | -3730.3731 | 2.001 | 46 | -3682.3721
2014 | -1173 | -4 | -1177 | 959.6259 | -217.3741 |  | 0 | 0 | 21.023 | -15.011 | 6.012 |  | 0 | -211.3621 | 19.011 | 12 | -180.3511
2015 | -1494 | -6 | -1500 | 951.6259 | -548.3741 |  | 0 | 0.006 | 0.003 | -15.011 | -15.002 |  | 0 | -563.3761 | 21.011 | 6 | -536.3651
2016 | -1386 | -5 | -1391 | 951.6259 | -439.3741 |  | 0 | 0.001 | 0.003 | -15.011 | -15.007 |  | 0 | -454.3811 | 20.011 | 2 | -432.3701
2017 | -1278 | -14 | -1292 | 951.6259 | -340.3741 |  | -250 | -0.007 | 0.003 | -15.011 | -265.015 |  | 0 | -605.3891 | 29.011 | 0 | -576.3781
2018 | -1179 | -9 | -1188 | 951.6259 | -236.3741 |  | -250 | -0.007 | 0.003 | -15.011 | -265.015 |  | 0 | -501.3891 | 24.011 | -1 | -478.3781
2019 | -1237 | 20 | -1217 | 951.6259 | -265.3741 |  | -250 | 0.003 | 0.003 | -15.011 | -265.005 |  | 0 | -530.3791 | -4.989 | -1 | -536.3681
2020 | -1300 | 27 | -1273 | 951.6259 | -321.3741 |  | 0 | 0.004 | 0.003 | -15.011 | -15.004 |  | 0 | -336.3781 | -11.989 | -3 | -351.3671
2021 | -1364 | 20 | -1344 | 951.6135 | -392.3865 |  | 0 | 0.005 | 0.003 | -15.011 | -15.003 |  | 0 | -407.3895 | -4.989 | -2 | -414.3785
2022 | -1429 | 20 | -1409 | 951.6011 | -457.3989 |  | 0 | 0.006 | 0.003 | -15.011 | -15.002 |  | 0 | -472.4009 | -4.989 | -2 | -479.3899
2023 | -1498 | 20 | -1478 | 951.5888 | -526.4112 |  | 0 | 0.006 | 0.003 | -15.011 | -15.002 |  | 0 | -541.4132 | -4.989 | -2 | -548.4022
2024 | -1569 | 20 | -1549 | 951.5764 | -597.4236 |  | 0 | 0.007 | 0.003 | -15.011 | -15.001 |  | 0 | -612.4246 | -4.989 | -4 | -621.4136
2025 | -1643 | 35 | -1608 | 951.564 | -656.436 |  | 150 | -0.002 | 0.003 | -15.011 | 134.99 |  | 0 | -521.446 | -19.989 | -3 | -544.435
2026 | -1720 | 50 | -1670 | 951.5516 | -718.4484 |  | 300 | -0.002 | 0.003 | -15.011 | 284.99 |  | 0 | -433.4584 | -34.989 | -3 | -471.4474
2027 | -1801 | 50 | -1751 | 951.5392 | -799.4608 |  | 300 | 0 | 0.003 | -15.011 | 284.992 |  | 0 | -514.4688 | -34.989 | -3 | -552.4578
2028 | -1882 | 49 | -1833 | 951.5268 | -881.4732 |  | 300 | 0 | 0.003 | -15.011 | 284.992 |  | 0 | -596.4812 | -33.989 | -4 | -634.4702
2029 | -1964 | 50 | -1914 | 951.5144 | -962.4856 |  | 300 | 0 | 0.003 | -15.011 | 284.992 |  | 0 | -677.4936 | -34.989 | -3 | -715.4826
2030 | -2049 | 50 | -1999 | 951.502 | -1047.498 |  | 300 | 0.002 | 0.003 | -15.011 | 284.994 |  | 0 | -762.504 | -34.989 | -2 | -799.493
C O M P O N E N T S O F S U M M E R C O I N C I D E N T P E A K D E M A N D
FALL 2013
[5 empty] | Total | [8 empty] | Total
| Regressed |  | Potential |  | Retail |  | WHOLESALE | [6 empty] | System |  |  | Total
| Firm | Retail | Total | Non-Disp. | before |  | Total | Muni |  | Non- |  |  | Co | before | Total | LM, VR | System
Year | Retail | IS/CS | Retail | DSM | DLC |  | SECI | FR | PR | Firm | TOTAL |  | Use | DLC | IS/CS | & SBG | Firm
2009 | #VALUE! | #VALUE! | #VALUE! | #VALUE! | #VALUE! |  | #VALUE! | #VALUE! | #VALUE! | #VALUE! | #VALUE! |  | #VALUE! | #VALUE! | #VALUE! | #VALUE! | #VALUE!
2013 | 8211 | 234 | 8445 | 0 | 8445 |  | 600 | 41.75 | 288.1 | 15.01 | 944.86 |  | 25 | 9414.86 | -249.01 | -438 | 8727.85
2014 | 8476 | 249 | 8725 | -45.0893 | 8679.9107 |  | 550 | 41.93 | 212.05 | 0 | 803.98 |  | 25 | 9508.8907 | -249 | -448 | 8811.8907
2015 | 8744 | 251 | 8995 | -76.258 | 8918.742 |  | 550 | 42.01 | 214.05 | 0 | 806.06 |  | 25 | 9749.802 | -251 | -457 | 9041.802
2016 | 9036 | 250 | 9286 | -104.4643 | 9181.5357 |  | 400 | 42.18 | 216.05 | 0 | 658.23 |  | 25 | 9864.7657 | -250 | -466 | 9148.7657
2017 | 9330 | 251 | 9581 | -129.1806 | 9451.8194 |  | 500 | 22.13 | 65.05 | 0 | 587.18 |  | 25 | 10063.9994 | -251 | -506 | 9306.9994
2018 | 9494 | 258 | 9752 | -151.1056 | 9600.8944 |  | 500 | 22.17 | 65.05 | 0 | 587.22 |  | 25 | 10213.1144 | -258 | -516 | 9439.1144
2019 | 9648 | 305 | 9953 | -171.9365 | 9781.0635 |  | 750 | 22.22 | 65.05 | 0 | 837.27 |  | 25 | 10643.3335 | -305 | -525 | 9813.3335
2020 | 9800 | 327 | 10127 | -193.4795 | 9933.5205 |  | 750 | 22.36 | 65.05 | 0 | 837.41 |  | 25 | 10795.9305 | -327 | -534 | 9934.9305
2021 | 9946 | 328 | 10274 | -213.2473 | 10060.7527 |  | 650 | 22.4 | 65.05 | 0 | 737.45 |  | 25 | 10823.2027 | -328 | -543 | 9952.2027
2022 | 10089 | 328 | 10417 | -232.0754 | 10184.9246 |  | 650 | 22.54 | 65.05 | 0 | 737.59 |  | 25 | 10947.5146 | -328 | -553 | 10066.5146
2023 | 10222 | 328 | 10550 | -250.2894 | 10299.7106 |  | 650 | 22.68 | 65.05 | 0 | 737.73 |  | 25 | 11062.4406 | -328 | -562 | 10172.4406
2024 | 10353 | 327 | 10680 | -268.1732 | 10411.8268 |  | 650 | 22.81 | 65.05 | 0 | 737.86 |  | 25 | 11174.6868 | -327 | -571 | 10276.6868
2025 | 10477 | 328 | 10805 | -285.8096 | 10519.1904 |  | 650 | 22.95 | 65.05 | 0 | 738 |  | 25 | 11282.1904 | -328 | -580 | 10374.1904
2026 | 10594 | 328 | 10922 | -302.8513 | 10619.1487 |  | 650 | 23.1 | 65.05 | 0 | 738.15 |  | 25 | 11382.2987 | -328 | -590 | 10464.2987
2027 | 10710 | 328 | 11038 | -319.4023 | 10718.5977 |  | 650 | 23.23 | 65.05 | 0 | 738.28 |  | 25 | 11481.8777 | -328 | -599 | 10554.8777
2028 | 10823 | 327 | 11150 | -335.5435 | 10814.4565 |  | 650 | 23.28 | 65.05 | 0 | 738.33 |  | 25 | 11577.7865 | -327 | -608 | 10642.7865
2029 | 10933 | 328 | 11261 | -351.3116 | 10909.6884 |  | 650 | 23.42 | 65.05 | 0 | 738.47 |  | 25 | 11673.1584 | -328 | -617 | 10728.1584
2030 | 11037 | 328 | 11365 | -366.6988 | 10998.3012 |  | 650 | 23.55 | 65.05 | 0 | 738.6 |  | 25 | 11761.9012 | -328 | -626 | 10807.9012
Cols B, D & E are NOT Comprarable!!
SPRING 2013
| Regressed |  |  |  | Total | [8 empty] | Total
| Firm |  | Potential |  | Retail |  | WHOLESALE | [6 empty] | System |  |  | Total
| Retail | Retail | Total | Non-Disp. | before |  | Total | Muni |  | Non- |  |  | Co | before | Total | LM, VR | System
Year | Unadj. | IS/CS | Retail | DSM | DLC |  | SECI | FR | PR | Firm | TOTAL |  | Use | DLC | IS/CS | & SBG | Firm
2009 | 8864.3877 | 245 | 9109.3877 | -488 | 8621.3877 |  | 693 | 219.9 | 506.0541 | 16.1439 | 1435.098 |  | 0 | 10056.4857 | -261.1439 | -382.25 | 9413.0917
2013 | 9125 | 251 | 9376 | -678.4808 | 8697.5192 |  | 600 | 41.746 | 269.083 | 15.011 | 925.84 |  | 25 | 9648.3592 | -266.011 | -439 | 8943.3482
2014 | 9299 | 254 | 9553 | -715.5701 | 8837.4299 |  | 550 | 41.929 | 212.047 | 15.011 | 818.987 |  | 25 | 9681.4169 | -269.011 | -448 | 8964.4059
2015 | 9495 | 257 | 9752 | -746.7388 | 9005.2612 |  | 550 | 42.006 | 214.047 | 15.011 | 821.064 |  | 25 | 9851.3252 | -272.011 | -456 | 9123.3142
2016 | 9684 | 256 | 9940 | -774.9452 | 9165.0548 |  | 650 | 42.174 | 216.047 | 15.011 | 923.232 |  | 25 | 10113.2868 | -271.011 | -464 | 9378.2758
2017 | 9880 | 266 | 10146 | -799.6614 | 9346.3386 |  | 750 | 22.125 | 65.047 | 15.011 | 852.183 |  | 25 | 10223.5216 | -281.011 | -503 | 9439.5106
2018 | 10080 | 268 | 10348 | -821.5864 | 9526.4136 |  | 750 | 22.172 | 65.047 | 15.011 | 852.23 |  | 25 | 10403.6436 | -283.011 | -511 | 9609.6326
2019 | 10281 | 283 | 10564 | -842.4173 | 9721.5827 |  | 750 | 22.218 | 65.047 | 15.011 | 852.276 |  | 25 | 10598.8587 | -298.011 | -519 | 9781.8477
2020 | 10482 | 298 | 10780 | -863.9507 | 9916.0493 |  | 750 | 22.355 | 65.047 | 15.011 | 852.413 |  | 25 | 10793.4623 | -313.011 | -527 | 9953.4513
2021 | 10679 | 306 | 10985 | -883.7019 | 10101.2981 |  | 650 | 22.402 | 65.047 | 15.011 | 752.46 |  | 25 | 10878.7581 | -321.011 | -535 | 10022.7471
2022 | 10872 | 306 | 11178 | -902.5135 | 10275.4865 |  | 650 | 22.54 | 65.047 | 15.011 | 752.598 |  | 25 | 11053.0845 | -321.011 | -544 | 10188.0735
2023 | 11064 | 306 | 11370 | -920.711 | 10449.289 |  | 650 | 22.678 | 65.047 | 15.011 | 752.736 |  | 25 | 11227.025 | -321.011 | -552 | 10354.014
2024 | 11253 | 305 | 11558 | -938.5783 | 10619.4217 |  | 500 | 22.816 | 65.047 | 15.011 | 602.874 |  | 25 | 11247.2957 | -320.011 | -560 | 10367.2847
2025 | 11440 | 291 | 11731 | -956.1981 | 10774.8019 |  | 500 | 22.954 | 65.047 | 15.011 | 603.012 |  | 25 | 11402.8139 | -306.011 | -568 | 10528.8029
2026 | 11627 | 275 | 11902 | -973.2234 | 10928.7766 |  | 350 | 23.091 | 65.047 | 15.011 | 453.149 |  | 25 | 11406.9256 | -290.011 | -577 | 10539.9146
2027 | 11811 | 275 | 12086 | -989.7579 | 11096.2421 |  | 350 | 23.229 | 65.047 | 15.011 | 453.287 |  | 25 | 11574.5291 | -290.011 | -585 | 10699.5181
2028 | 11995 | 275 | 12270 | -1005.8825 | 11264.1175 |  | 350 | 23.276 | 65.047 | 15.011 | 453.334 |  | 25 | 11742.4515 | -290.011 | -593 | 10859.4405
2029 | 12176 | 275 | 12451 | -1021.6341 | 11429.3659 |  | 350 | 23.414 | 65.047 | 15.011 | 453.472 |  | 25 | 11907.8379 | -290.011 | -601 | 11016.8269
2030 | 12356 | 275 | 12631 | -1037.0048 | 11593.9952 |  | 350 | 23.552 | 65.047 | 15.011 | 453.61 |  | 25 | 12072.6052 | -290.011 | -610 | 11172.5942
FALL 2013 vs SPRING 2013
[5 empty] | Total | [8 empty] | Total
| Regressed |  | Potential |  | Retail |  | WHOLESALE | [6 empty] | System |  |  | Total
| Firm | Retail | Total | Non-Disp. | before |  | Total | Muni |  | Non- |  |  | Co | before | Total | LM, VR | System
Year | Retail | IS/CS | Retail | DSM | DLC |  | SECI | FR | PR | Firm | TOTAL |  | Use | DLC | IS/CS | & SBG | Firm
2009 | #VALUE! | #VALUE! | #VALUE! | #VALUE! | #VALUE! |  | #VALUE! | #VALUE! | #VALUE! | #VALUE! | #VALUE! |  | #VALUE! | #VALUE! | #VALUE! | #VALUE! | #VALUE!
2013 | -914 | -17 | -931 | 678.4808 | -252.5192 |  | 0 | 0.004 | 19.017 | -0.001 | 19.02 |  | 0 | -233.4992 | 17.001 | 1 | -215.4982
2014 | -823 | -5 | -828 | 670.4808 | -157.5192 |  | 0 | 0.001 | 0.003 | -15.011 | -15.007 |  | 0 | -172.5262 | 20.011 | 0 | -152.5152
2015 | -751 | -6 | -757 | 670.4808 | -86.5192 |  | 0 | 0.004 | 0.003 | -15.011 | -15.004 |  | 0 | -101.5232 | 21.011 | -1 | -81.5122
2016 | -648 | -6 | -654 | 670.4808 | 16.4808 |  | -250 | 0.006 | 0.003 | -15.011 | -265.002 |  | 0 | -248.5212 | 21.011 | -2 | -229.5102
2017 | -550 | -15 | -565 | 670.4808 | 105.4808 |  | -250 | 0.005 | 0.003 | -15.011 | -265.003 |  | 0 | -159.5222 | 30.011 | -3 | -132.5112
2018 | -586 | -10 | -596 | 670.4808 | 74.4808 |  | -250 | -0.002 | 0.003 | -15.011 | -265.01 |  | 0 | -190.5292 | 25.011 | -5 | -170.5182
2019 | -633 | 22 | -611 | 670.4808 | 59.4808 |  | 0 | 0.002 | 0.003 | -15.011 | -15.006 |  | 0 | 44.4748 | -6.989 | -6 | 31.4858
2020 | -682 | 29 | -653 | 670.4712 | 17.4712 |  | 0 | 0.005 | 0.003 | -15.011 | -15.003 |  | 0 | 2.4682 | -13.989 | -7 | -18.5208
2021 | -733 | 22 | -711 | 670.4547 | -40.5453 |  | 0 | -0.002 | 0.003 | -15.011 | -15.01 |  | 0 | -55.5553 | -6.989 | -8 | -70.5443
2022 | -783 | 22 | -761 | 670.4381 | -90.5619 |  | 0 | 0 | 0.003 | -15.011 | -15.008 |  | 0 | -105.5699 | -6.989 | -9 | -121.5589
2023 | -842 | 22 | -820 | 670.4216 | -149.5784 |  | 0 | 0.002 | 0.003 | -15.011 | -15.006 |  | 0 | -164.5844 | -6.989 | -10 | -181.5734
2024 | -900 | 22 | -878 | 670.4051 | -207.5949 |  | 150 | -0.006 | 0.003 | -15.011 | 134.986 |  | 0 | -72.6089 | -6.989 | -11 | -90.5979
2025 | -963 | 37 | -926 | 670.3886 | -255.6114 |  | 150 | -0.004 | 0.003 | -15.011 | 134.988 |  | 0 | -120.6234 | -21.989 | -12 | -154.6124
2026 | -1033 | 53 | -980 | 670.3721 | -309.6279 |  | 300 | 0.009 | 0.003 | -15.011 | 285.001 |  | 0 | -24.6269 | -37.989 | -13 | -75.6159
2027 | -1101 | 53 | -1048 | 670.3555 | -377.6445 |  | 300 | 0.001 | 0.003 | -15.011 | 284.993 |  | 0 | -92.6515 | -37.989 | -14 | -144.6405
2028 | -1172 | 52 | -1120 | 670.339 | -449.661 |  | 300 | 0.004 | 0.003 | -15.011 | 284.996 |  | 0 | -164.665 | -36.989 | -15 | -216.654
2029 | -1243 | 53 | -1190 | 670.3225 | -519.6775 |  | 300 | 0.006 | 0.003 | -15.011 | 284.998 |  | 0 | -234.6795 | -37.989 | -16 | -288.6685
2030 | -1319 | 53 | -1266 | 670.306 | -595.694 |  | 300 | -0.002 | 0.003 | -15.011 | 284.99 |  | 0 | -310.704 | -37.989 | -16 | -364.693
Note on H7: ot05219: SECI total excluding IS contracts.
Note on H32: ot05219: SECI total excluding IS contracts.
Note on H57: ot05219: SECI total excluding IS contracts.
Note on H85: ot05219: SECI total excluding IS contracts.
Note on H110: ot05219: SECI total excluding IS contracts.
Note on H135: ot05219: SECI total excluding IS contracts.
Note on Q7: ot05219: Included Chattahoochie generator.
Note on Q85: ot05219: Included Chattahoochie generator.

## By Load Area (hidden)
May 2011 CASE - WINTER PEAK DEMAND BY LOAD AREA
Total System Demand before DLC - Percent of Load by Area
| Total |  |  | Retail |  |  |  |  | Total system | [10 empty] | winter |  |  | summer
| system | Total |  | less | SECI | SECI Contracts |  | Other | by load area |  | Demand by Load Area |  |  | Winter |  | Summer |  |  |  | seci-fpc | seci-fpc |  | seci-fpc | seci-fpc
| before dlc | wholesale | IS/CS | is/cs | SUPPL | Interm | Pking/FR | wholesale | before dlc |  | from multi-area model |  | Year | Other | Suncoast | Other | Suncoast |  |  | other | SunCoast | % | other | SunCoast | %
Suncoast | [12 empty] | 2001 | #VALUE! | #VALUE! | #VALUE! | #VALUE! |  | 2001 | 1111.6994 | 825.7 | 42.62% | 955.4034 | 610.9737 | 39.01%
2001 | 10257.05 | #VALUE! | #VALUE! | #VALUE! | #VALUE! | #VALUE! | #VALUE! | #VALUE! |  |  |  |  | 2002 | #VALUE! | #VALUE! | #VALUE! | #VALUE! | #VALUE! | 2002 | 1150.7343 | 848.3 | 42.44% | 988.9503 | 627.6965 | 38.83%
Other |  |  | #VALUE! | #VALUE! | #VALUE! | #VALUE! | #VALUE! | #VALUE! | #VALUE! | #VALUE! | 4870 | 63.03% | 2003 | #VALUE! | #VALUE! | #VALUE! | #VALUE! |  | 2003 | 1189.6697 | 871 | 42.27% | 1022.4117 | 644.4933 | 38.66%
Suncoast |  |  |  | #VALUE! | #VALUE! |  |  |  | #VALUE! | #VALUE! | 2855.9 | 36.97% | 2004 | #VALUE! | #VALUE! | #VALUE! | #VALUE! |  | 2004 | 1229.0034 | 893.7 | 42.1% | 1056.2154 | 661.2901 | 38.5%
[13 empty] | 2005 | #VALUE! | #VALUE! | #VALUE! | #VALUE! |  | 2005 | 1267.0425 | 916.4 | 41.97% | 1088.9065 | 678.0869 | 38.38%
2002 | 10511.27 | #VALUE! | #VALUE! | #VALUE! | #VALUE! | #VALUE! | #VALUE! | #VALUE! |  |  |  |  | 2006 | #VALUE! | #VALUE! | #VALUE! | #VALUE! | #VALUE! | 2006 | 1303.9863 | 939 | 41.86% | 1120.6563 | 694.8097 | 38.27%
Other |  |  | #VALUE! | #VALUE! | #VALUE! | #VALUE! | #VALUE! | #VALUE! | #VALUE! | #VALUE! | 4980.9 | 63.34% | 2007 | #VALUE! | #VALUE! | #VALUE! | #VALUE! |  | 2007 | 1341.6272 | 961.7 | 41.75% | 1153.0052 | 711.6064 | 38.16%
Suncoast |  |  |  | #VALUE! | #VALUE! |  |  | 0 | #VALUE! | #VALUE! | 2883.3 | 36.66% | 2008 | #VALUE! | #VALUE! | #VALUE! | #VALUE! |  | 2008 | 1380.9608 | 984.4 | 41.62% | 1186.8088 | 728.4032 | 38.03%
[13 empty] | 2009 | #VALUE! | #VALUE! | #VALUE! | #VALUE! |  | 2009 | 1418.8008 | 1007.1 | 41.51% | 1219.3288 | 745.2 | 37.93%
2003 | 10472.66 | #VALUE! | #VALUE! | #VALUE! | #VALUE! | #VALUE! | #VALUE! | #VALUE! |  |  |  |  | 2010 | #VALUE! | #VALUE! | #VALUE! | #VALUE! | #VALUE! | 2010 | 1458.0349 | 1029.8 | 41.39% | 1253.0469 | 761.9968 | 37.82%
Other |  |  | #VALUE! | #VALUE! | #VALUE! | #VALUE! | #VALUE! | #VALUE! | #VALUE! | #VALUE! | 5090.8 | 63.64% | 2011 | #VALUE! | #VALUE! | #VALUE! | #VALUE! |  | 2011 | 1457.0073 | 1028.7775 | 41.39% | 1252.0193 | 760.9742 | 37.8%
Suncoast |  |  |  | #VALUE! | #VALUE! |  |  | 0 | #VALUE! | #VALUE! | 2908.7 | 36.36% | 2012 | #VALUE! | #VALUE! | #VALUE! | #VALUE! |  | 2012 | 1456.008 | 1027.7785 | 41.38% | 1251.0201 | 759.9756 | 37.79%
[13 empty] | 2013 | #VALUE! | #VALUE! | #VALUE! | #VALUE! |  | 2013 | 1455.0087 | 1026.7794 | 41.37% | 1250.0209 | 758.9769 | 37.78%
2004 | 10741.85 | #VALUE! | #VALUE! | #VALUE! | #VALUE! | #VALUE! | #VALUE! | #VALUE! |  |  |  |  | 2014 | #VALUE! | #VALUE! | #VALUE! | #VALUE! | #VALUE! | 2014 | 1454.0094 | 1025.7804 | 41.37% | 1249.0217 | 757.9782 | 37.77%
Other |  |  | #VALUE! | #VALUE! | #VALUE! | #VALUE! | #VALUE! | #VALUE! | #VALUE! | #VALUE! | 5199.5 | 63.94% | 2015 | #VALUE! | #VALUE! | #VALUE! | #VALUE! |  | 2015 | 1453.0101 | 1024.7814 | 41.36% | 1248.0225 | 756.9795 | 37.75%
Suncoast |  |  |  | #VALUE! | #VALUE! |  |  | 0 | #VALUE! | #VALUE! | 2932 | 36.06% | 2016 | #VALUE! | #VALUE! | #VALUE! | #VALUE! |  | 2016 | 1452.0107 | 1023.7823 | 41.35% | 1247.0233 | 755.9808 | 37.74%
[13 empty] | 2017 | #VALUE! | #VALUE! | #VALUE! | #VALUE! |  | 2017 | 1451.0114 | 1022.7833 | 41.34% | 1246.0241 | 754.9822 | 37.73%
2005 | 10895.05 | #VALUE! | #VALUE! | #VALUE! | #VALUE! | #VALUE! | #VALUE! | #VALUE! |  |  |  |  | 2018 | #VALUE! | #VALUE! | #VALUE! | #VALUE! | #VALUE! | 2018 | 1450.0121 | 1021.7843 | 41.34% | 1245.0249 | 753.9835 | 37.72%
Other |  |  | #VALUE! | #VALUE! | #VALUE! | #VALUE! | #VALUE! | #VALUE! | #VALUE! | #VALUE! | 5307.3 | 64.25% | 2019 | #VALUE! | #VALUE! | #VALUE! | #VALUE! |  | 2019 | 1449.0128 | 1020.7853 | 41.33% | 1244.0257 | 752.9848 | 37.71%
Suncoast |  |  |  | #VALUE! | #VALUE! |  |  | 0 | #VALUE! | #VALUE! | 2953.3 | 35.75% | 2020 | #VALUE! | #VALUE! | #VALUE! | #VALUE! |  | 2020 | 1448.0135 | 1019.7862 | 41.32% | 1243.0265 | 751.9861 | 37.69%
[13 empty] | 2021 | #VALUE! | #VALUE! | #VALUE! | #VALUE! |  | 2021 | 1447.0142 | 1018.7872 | 41.32% | 1242.0273 | 750.9875 | 37.68%
2006 | 11264.24 | #VALUE! | #VALUE! | #VALUE! | #VALUE! | #VALUE! | #VALUE! | #VALUE! |  |  |  |  | 2022 | #VALUE! | #VALUE! | #VALUE! | #VALUE! | #VALUE! | 2022 | 1446.0149 | 1017.7882 | 41.31% | 1241.0281 | 749.9888 | 37.67%
Other |  |  | #VALUE! | #VALUE! | #VALUE! | #VALUE! | #VALUE! | #VALUE! | #VALUE! | #VALUE! | 5415.4 | 64.56% | 2023 | #VALUE! | #VALUE! | #VALUE! | #VALUE! |  | 2023 | 1445.0156 | 1016.7892 | 41.3% | 1240.0289 | 748.9901 | 37.66%
Suncoast |  |  |  | #VALUE! | #VALUE! |  |  | 0 | #VALUE! | #VALUE! | 2973.3 | 35.44% | [6 empty] | 2024 | 1444.0163 | 1015.7902 | 41.3% | 1239.0297 | 747.9914 | 37.64%
[19 empty] | 2025 | 1443.017 | 1014.7912 | 41.29% | 1238.0305 | 746.9928 | 37.63%
2007 | 11367.34 | #VALUE! | #VALUE! | #VALUE! | #VALUE! | #VALUE! | #VALUE! | #VALUE! | [9 empty] | #VALUE!
Other |  |  | #VALUE! | #VALUE! | #VALUE! | #VALUE! | #VALUE! | #VALUE! | #VALUE! | #VALUE! | 5525.7 | 64.86%
Suncoast |  |  |  | #VALUE! | #VALUE! |  |  | 0 | #VALUE! | #VALUE! | 2993.2 | 35.14%
2008 | 11465.53 | #VALUE! | #VALUE! | #VALUE! | #VALUE! | #VALUE! | #VALUE! | #VALUE! | [9 empty] | #VALUE!
Other |  |  | #VALUE! | #VALUE! | #VALUE! | #VALUE! | #VALUE! | #VALUE! | #VALUE! | #VALUE! | 5637.8 | 65.17%
Suncoast |  |  |  | #VALUE! | #VALUE! |  |  | 0 | #VALUE! | #VALUE! | 3012.6 | 34.83%
2009 | 11560.72 | #VALUE! | #VALUE! | #VALUE! | #VALUE! | #VALUE! | #VALUE! | #VALUE! | [9 empty] | #VALUE!
Other |  |  | #VALUE! | #VALUE! | #VALUE! | #VALUE! | #VALUE! | #VALUE! | #VALUE! | #VALUE! | 5751.5 | 65.49%
Suncoast |  |  |  | #VALUE! | #VALUE! |  |  | 0 | #VALUE! | #VALUE! | 3031.4 | 34.51%
2010 | 11649.82 | #VALUE! | #VALUE! | #VALUE! | #VALUE! | 0.043 | 450 | #VALUE! | [9 empty] | #VALUE!
Other |  |  | #VALUE! | #VALUE! | #VALUE! | 0.043 | 450 | #VALUE! | #VALUE! | #VALUE! | 5866.8 | 65.8%
Suncoast |  |  |  | #VALUE! | #VALUE! |  |  | 0 | #VALUE! | #VALUE! | 3049.6 | 34.2%
2011 | 11736 | #VALUE! | #VALUE! | #VALUE! | #VALUE! | 22 | 300 | #VALUE!
Other |  |  | #VALUE! | #VALUE! | #VALUE! | 22 | 300 | #VALUE! | #VALUE! | #VALUE! | 5984.4114 | 66.11%
Suncoast |  |  |  | #VALUE! | #VALUE! |  |  | 0 | #VALUE! | #VALUE! | 3067.9093 | 33.89%
2012 | 11817.19 | #VALUE! | #VALUE! | #VALUE! | #VALUE! | 16 | 425 | #VALUE!
Other |  |  | #VALUE! | #VALUE! | #VALUE! | 16 | 425 | #VALUE! | #VALUE! | #VALUE! | 6104.3806 | 66.42%
Suncoast |  |  |  | #VALUE! | #VALUE! |  |  | 0 | #VALUE! | #VALUE! | 3086.3285 | 33.58%
2013 | 11894.38 | #VALUE! | #VALUE! | #VALUE! | #VALUE! | 15.01 | 300 | #VALUE!
Other |  |  | #VALUE! | #VALUE! | #VALUE! | 15.01 | 300 | #VALUE! | #VALUE! | #VALUE! | 6226.7548 | 66.73%
Suncoast |  |  |  | #VALUE! | #VALUE! |  |  | 0 | #VALUE! | #VALUE! | 3104.8582 | 33.27%
2014 | 11971.57 | #VALUE! | #VALUE! | #VALUE! | #VALUE! | 250 | 300 | #VALUE!
Other |  |  | #VALUE! | #VALUE! | #VALUE! | 250 | 300 | #VALUE! | #VALUE! | #VALUE! | 6351.5822 | 67.03%
Suncoast |  |  |  | #VALUE! | #VALUE! |  |  | 0 | #VALUE! | #VALUE! | 3123.4993 | 32.97%
2015 | 12047.76 | #VALUE! | #VALUE! | #VALUE! | #VALUE! | 750 | 300 | #VALUE!
Other |  |  | #VALUE! | #VALUE! | #VALUE! | 750 | 300 | #VALUE! | #VALUE! | #VALUE! | 6478.912 | 67.34%
Suncoast |  |  |  | #VALUE! | #VALUE! |  |  | 0 | #VALUE! | #VALUE! | 3142.2522 | 32.66%
2016 | 12118.86 | #VALUE! | #VALUE! | #VALUE! | #VALUE! | 750 | 250 | #VALUE!
Other |  |  | #VALUE! | #VALUE! | #VALUE! | 750 | 250 | #VALUE! | #VALUE! | #VALUE! | 6608.7944 | 67.64%
Suncoast |  |  |  | #VALUE! | #VALUE! |  |  | 0 | #VALUE! | #VALUE! | 3161.1178 | 32.36%
2017 | 12173.02 | #VALUE! | #VALUE! | #VALUE! | #VALUE! | 600 | 200 | #VALUE!
Other |  |  | #VALUE! | #VALUE! | #VALUE! | 600 | 200 | #VALUE! | #VALUE! | #VALUE! | 6741.2805 | 67.95%
Suncoast |  |  |  | #VALUE! | #VALUE! |  |  | 0 | #VALUE! | #VALUE! | 3180.0966 | 32.05%
2018 | 12225.17 | #VALUE! | #VALUE! | #VALUE! | #VALUE! | 600 | 250 | #VALUE!
Other |  |  | #VALUE! | #VALUE! | #VALUE! | 600 | 250 | #VALUE! | #VALUE! | #VALUE! | 6876.4226 | 68.25%
Suncoast |  |  |  | #VALUE! | #VALUE! |  |  | 0 | #VALUE! | #VALUE! | 3199.1893 | 31.75%
2019 | 12290.33 | #VALUE! | #VALUE! | #VALUE! | #VALUE! | 600 | 250 | #VALUE!
Other |  |  | #VALUE! | #VALUE! | #VALUE! | 600 | 250 | #VALUE! | #VALUE! | #VALUE! | 7014.2738 | 68.55%
Suncoast |  |  |  | #VALUE! | #VALUE! |  |  | 0 | #VALUE! | #VALUE! | 3218.3967 | 31.45%
2020 | 12353.5 | #VALUE! | #VALUE! | #VALUE! | #VALUE! | 600 | 500 | #VALUE!
Other |  |  | #VALUE! | #VALUE! | #VALUE! | 600 | 500 | #VALUE! | #VALUE! | #VALUE! | 7154.8886 | 68.85%
Suncoast |  |  |  | #VALUE! | #VALUE! |  |  | 0 | #VALUE! | #VALUE! | 3237.7194 | 31.15%
2021 | 12415.66 | #VALUE! | #VALUE! | #VALUE! | #VALUE! | 600 | 500 | #VALUE!
Other |  |  | #VALUE! | #VALUE! | #VALUE! | 600 | 500 | #VALUE! | #VALUE! | #VALUE! | 7298.3222 | 69.14%
Suncoast |  |  |  | #VALUE! | #VALUE! |  |  | 0 | #VALUE! | #VALUE! | 3257.1581 | 30.86%
2022 | 12476.83 | #VALUE! | #VALUE! | #VALUE! | #VALUE! | 600 | 500 | #VALUE!
Other |  |  | #VALUE! | #VALUE! | #VALUE! | 600 | 500 | #VALUE! | #VALUE! | #VALUE! | 7444.6313 | 69.44%
Suncoast |  |  |  | #VALUE! | #VALUE! |  |  | 0 | #VALUE! | #VALUE! | 3276.7135 | 30.56%
2023 | 12538.99 | #VALUE! | #VALUE! | #VALUE! | #VALUE! | 600 | 500 | #VALUE!
Other |  |  | #VALUE! | #VALUE! | #VALUE! | 600 | 500 | #VALUE! | #VALUE! | #VALUE! | 7593.8734 | 69.73%
Suncoast |  |  |  | #VALUE! | #VALUE! |  |  | 0 | #VALUE! | #VALUE! | 3296.3863 | 30.27%
May 2011 CASE - SUMMER PEAK DEMAND BY LOAD AREA
| Total |  |  | Retail |  |  |  |  | Total system
| system | Total |  | less | SECI | SECI |  | Other | by load area |  | Demand by Load Area
| before dlc | wholesale | IS/CS | is/cs | SUPPL | Interm | Pking/FR | wholesale | before dlc |  | from multi-area model
2001 | 9750.06 | #VALUE! | #VALUE! | #VALUE! | #VALUE! | #VALUE! | #VALUE! | #VALUE!
Other |  |  | #VALUE! | #VALUE! | #VALUE! | #VALUE! | #VALUE! | #VALUE! | #VALUE! | #VALUE! | 4175.4395 | 63.2%
Suncoast |  |  |  | #VALUE! | #VALUE! |  |  |  | #VALUE! | #VALUE! | 2430.7641 | 36.8%
2002 | 9865.23 | #VALUE! | #VALUE! | #VALUE! | #VALUE! | #VALUE! | #VALUE! | #VALUE!
Other |  |  | #VALUE! | #VALUE! | #VALUE! | #VALUE! | #VALUE! | #VALUE! | #VALUE! | #VALUE! | 4270.5229 | 63.51%
Suncoast |  |  |  | #VALUE! | #VALUE! |  |  | 0 | #VALUE! | #VALUE! | 2454.0853 | 36.49%
2003 | 10064.18 | #VALUE! | #VALUE! | #VALUE! | #VALUE! | #VALUE! | #VALUE! | #VALUE!
Other |  |  | #VALUE! | #VALUE! | #VALUE! | #VALUE! | #VALUE! | #VALUE! | #VALUE! | #VALUE! | 4364.7489 | 63.81%
Suncoast |  |  |  | #VALUE! | #VALUE! |  |  | 0 | #VALUE! | #VALUE! | 2475.7042 | 36.19%
2004 | 10213.22 | #VALUE! | #VALUE! | #VALUE! | #VALUE! | #VALUE! | #VALUE! | #VALUE!
Other |  |  | #VALUE! | #VALUE! | #VALUE! | #VALUE! | #VALUE! | #VALUE! | #VALUE! | #VALUE! | 4457.9461 | 64.11%
Suncoast |  |  |  | #VALUE! | #VALUE! |  |  | 0 | #VALUE! | #VALUE! | 2495.5357 | 35.89%
2005 | 10643.27 | #VALUE! | #VALUE! | #VALUE! | #VALUE! | #VALUE! | #VALUE! | #VALUE!
Other |  |  | #VALUE! | #VALUE! | #VALUE! | #VALUE! | #VALUE! | #VALUE! | #VALUE! | #VALUE! | 4550.3716 | 64.42%
Suncoast |  |  |  | #VALUE! | #VALUE! |  |  | 0 | #VALUE! | #VALUE! | 2513.6649 | 35.58%
2006 | 10796.41 | #VALUE! | #VALUE! | #VALUE! | #VALUE! | #VALUE! | #VALUE! | #VALUE!
Other |  |  | #VALUE! | #VALUE! | #VALUE! | #VALUE! | #VALUE! | #VALUE! | #VALUE! | #VALUE! | 4643.0544 | 64.72%
Suncoast |  |  |  | #VALUE! | #VALUE! |  |  | 0 | #VALUE! | #VALUE! | 2530.6877 | 35.28%
2007 | 10823.45 | #VALUE! | #VALUE! | #VALUE! | #VALUE! | #VALUE! | #VALUE! | #VALUE!
Other |  |  | #VALUE! | #VALUE! | #VALUE! | #VALUE! | #VALUE! | #VALUE! | #VALUE! | #VALUE! | 4737.6234 | 65.03%
Suncoast |  |  |  | #VALUE! | #VALUE! |  |  | 0 | #VALUE! | #VALUE! | 2547.6253 | 34.97%
2008 | 10947.59 | #VALUE! | #VALUE! | #VALUE! | #VALUE! | #VALUE! | #VALUE! | #VALUE!
Other |  |  | #VALUE! | #VALUE! | #VALUE! | #VALUE! | #VALUE! | #VALUE! | #VALUE! | #VALUE! | 4833.7357 | 65.34%
Suncoast |  |  |  | #VALUE! | #VALUE! |  |  | 0 | #VALUE! | #VALUE! | 2564.1374 | 34.66%
2009 | 11062.73 | #VALUE! | #VALUE! | #VALUE! | #VALUE! | #VALUE! | #VALUE! | #VALUE!
Other |  |  | #VALUE! | #VALUE! | #VALUE! | #VALUE! | #VALUE! | #VALUE! | #VALUE! | #VALUE! | 4931.2197 | 65.65%
Suncoast |  |  |  | #VALUE! | #VALUE! |  |  | 0 | #VALUE! | #VALUE! | 2580.1388 | 34.35%
2010 | 11174.86 | #VALUE! | #VALUE! | #VALUE! | #VALUE! | 11.914 | 400 | #VALUE!
Other |  |  | #VALUE! | #VALUE! | #VALUE! | 11.914 | 400 | #VALUE! | #VALUE! | #VALUE! | 5030.0756 | 65.96%
Suncoast |  |  |  | #VALUE! | #VALUE! |  |  | 0 | #VALUE! | #VALUE! | 2595.6295 | 34.04%
2011 | 11282 | #VALUE! | #VALUE! | #VALUE! | #VALUE! | 15 | 300 | #VALUE!
Other |  |  | #VALUE! | #VALUE! | #VALUE! | 15 | 300 | #VALUE! | #VALUE! | #VALUE! | 5130.9133 | 66.27%
Suncoast |  |  |  | #VALUE! | #VALUE! |  |  | 0 | #VALUE! | #VALUE! | 2611.2132 | 33.73%
2012 | 11382.15 | #VALUE! | #VALUE! | #VALUE! | #VALUE! | 15 | 475 | #VALUE!
Other |  |  | #VALUE! | #VALUE! | #VALUE! | 15 | 475 | #VALUE! | #VALUE! | #VALUE! | 5233.7724 | 66.58%
Suncoast |  |  |  | #VALUE! | #VALUE! |  |  | 0 | #VALUE! | #VALUE! | 2626.8904 | 33.42%
2013 | 11482.28 | #VALUE! | #VALUE! | #VALUE! | #VALUE! | 15.01 | 300 | #VALUE!
Other |  |  | #VALUE! | #VALUE! | #VALUE! | 15.01 | 300 | #VALUE! | #VALUE! | #VALUE! | 5338.6935 | 66.89%
Suncoast |  |  |  | #VALUE! | #VALUE! |  |  | 0 | #VALUE! | #VALUE! | 2642.6618 | 33.11%
2014 | 11577.33 | #VALUE! | #VALUE! | #VALUE! | #VALUE! | 150 | 300 | #VALUE!
Other |  |  | #VALUE! | #VALUE! | #VALUE! | 150 | 300 | #VALUE! | #VALUE! | #VALUE! | 5445.718 | 67.2%
Suncoast |  |  |  | #VALUE! | #VALUE! |  |  | 0 | #VALUE! | #VALUE! | 2658.5279 | 32.8%
2015 | 11673.47 | #VALUE! | #VALUE! | #VALUE! | #VALUE! | 150 | 300 | #VALUE!
Other |  |  | #VALUE! | #VALUE! | #VALUE! | 150 | 300 | #VALUE! | #VALUE! | #VALUE! | 5554.888 | 67.5%
Suncoast |  |  |  | #VALUE! | #VALUE! |  |  | 0 | #VALUE! | #VALUE! | 2674.4893 | 32.5%
2016 | 11761.6 | #VALUE! | #VALUE! | #VALUE! | #VALUE! | 0 | 250 | #VALUE!
Other |  |  | #VALUE! | #VALUE! | #VALUE! | 0 | 250 | #VALUE! | #VALUE! | #VALUE! | 5666.2466 | 67.8%
Suncoast |  |  |  | #VALUE! | #VALUE! |  |  | 0 | #VALUE! | #VALUE! | 2690.5464 | 32.2%
2017 | 11831.59 | #VALUE! | #VALUE! | #VALUE! | #VALUE! | 100 | 200 | #VALUE!
Other |  |  | #VALUE! | #VALUE! | #VALUE! | 100 | 200 | #VALUE! | #VALUE! | #VALUE! | 5779.8375 | 68.11%
Suncoast |  |  |  | #VALUE! | #VALUE! |  |  | 0 | #VALUE! | #VALUE! | 2706.7 | 31.89%
2018 | 11900.7 | #VALUE! | #VALUE! | #VALUE! | #VALUE! | 100 | 250 | #VALUE!
Other |  |  | #VALUE! | #VALUE! | #VALUE! | 100 | 250 | #VALUE! | #VALUE! | #VALUE! | 5895.7056 | 68.41%
Suncoast |  |  |  | #VALUE! | #VALUE! |  |  | 0 | #VALUE! | #VALUE! | 2722.9506 | 31.59%
2019 | 11981.79 | #VALUE! | #VALUE! | #VALUE! | #VALUE! | 100 | 500 | #VALUE!
Other |  |  | #VALUE! | #VALUE! | #VALUE! | 100 | 500 | #VALUE! | #VALUE! | #VALUE! | 6013.8965 | 68.71%
Suncoast |  |  |  | #VALUE! | #VALUE! |  |  | 0 | #VALUE! | #VALUE! | 2739.2987 | 31.29%
2020 | 12062.89 | #VALUE! | #VALUE! | #VALUE! | #VALUE! | 100 | 500 | #VALUE!
Other |  |  | #VALUE! | #VALUE! | #VALUE! | 100 | 500 | #VALUE! | #VALUE! | #VALUE! | 6134.4567 | 69%
Suncoast |  |  |  | #VALUE! | #VALUE! |  |  | 0 | #VALUE! | #VALUE! | 2755.745 | 31%
2021 | 12139.99 | #VALUE! | #VALUE! | #VALUE! | #VALUE! | 0 | 500 | #VALUE!
Other |  |  | #VALUE! | #VALUE! | #VALUE! | 0 | 500 | #VALUE! | #VALUE! | #VALUE! | 6257.4338 | 69.3%
Suncoast |  |  |  | #VALUE! | #VALUE! |  |  | 0 | #VALUE! | #VALUE! | 2772.29 | 30.7%
2022 | 12216.1 | #VALUE! | #VALUE! | #VALUE! | #VALUE! | 0 | 500 | #VALUE!
Other |  |  | #VALUE! | #VALUE! | #VALUE! | 0 | 500 | #VALUE! | #VALUE! | #VALUE! | 6382.8762 | 69.59%
Suncoast |  |  |  | #VALUE! | #VALUE! |  |  | 0 | #VALUE! | #VALUE! | 2788.9343 | 30.41%
2023 | 12299.19 | #VALUE! | #VALUE! | #VALUE! | #VALUE! | 0 | 500 | #VALUE!
Other |  |  | #VALUE! | #VALUE! | #VALUE! | 0 | 500 | #VALUE! | #VALUE! | #VALUE! | 6510.8334 | 69.88%
Suncoast |  |  |  | #VALUE! | #VALUE! |  |  | 0 | #VALUE! | #VALUE! | 2805.6786 | 30.12%

## Assumptions
Assumptions: FALL 2013 FOF/GFF FORECAST | [7 empty] | Created: | 10/23/2013
For the most part, the FRU monthly models are all structurely the same. Each is based on # of customers and temperature @ peak.
The customer data uses EDB adjusted figures and applies an adjustment for the Time-Share chang-out to maintain consistency. The
latest customer forecast has been used. A correction for SS Rate in each month was applied to account for those who are away.
Separate models with normal weather (30 year average of Winter/Summer design temperature) for each month are assumed.
The unavailability of hourly wholesale load and IS/CS loads prior to 1980 limits the number of observations in these models.
Indicator, or "Dummy" variables are used in years when the hour of peak did not occur in a typical hour or weekday.
Dummy variables are also used in years when a recession held down peak.
The 30 year normal temperatures are:
Month | Time | Peak Hr | 2-Hr | 24-Hr | 2-Hr/24-Hr
Jan (Winter) | (Morning) | 33.5 | 32.5 | 40.4 | 35.1
Feb | (Morning) | 40.3 | 38.9 | 47 | 41.5
Mar | (Morning) | 44.7 | 42.8 | 49.6 | 45.1
Apr | (Afternoon) | 83.8 |  |  |  | 85.4
May | (Afternoon) | 89.2 |  |  |  | 89.9
Jun | (Afternoon) | 90.5 |  |  |  | 91.2
Jul | (Afternoon) | 91.8 |  |  |  | 91.8 | 5-Hr Average
Aug (Summer) | (Afternoon) | 91.6 |  |  |  | 92.4
Sep | (Afternoon) | 89.3 |  |  |  | 90
Oct | (Afternoon) | 85.4 |  |  |  | 86.6
Nov | (Afternoon) | 78.5 | 79.7 | 75.4111 | 78.2 | 81.1
Dec | (Morning) | 41.9 | 38.6 | 43.6 | 40.2
Retail Assumptions:
DSM values have been incorporated as assumed in the July 16, 2013 files. Voltage Reduction: 1.25% of Retail MW pre-DLC.
30 Year Normal Weather Winter/Summer Design @ time of System coincident peak (Tampa, Orlando, Tallahassee).
Incorporates Retail Forecast developed in Sept 2013.
Econ scenario: Moody's Analytics JUL 2013 Forecast for Florida economy.
Demographic Data: UF-BEBR March 2013 Popul Projection by County. 2010 Census data has been incorporated.
Self Service generation at Buckeye (10 MW), UCF (5.5) are incorporated (2012) and Pacific Pride (8 MW; 2013) into this forecast.
Wholesale Assumptions:
Incorporates all known contract info as of 10/02/13
Assumes the end of SECI Supplemental contract 12/31/13. This contract is partially replaced by one Winter only seasonal contract (100MW in Jan-Mar, Dec 2014; 600MW 2015-2030).
A summer Sale of 100 MW in the months of June-Sept 2017-2020 has been added.
SECI Interruptible contract (15 MW) terminates on 12/31/13;
SECI "restructured '95" Interm goes from 150 MW in 2011 to 2013 to 200 MW 6/2016 up to 500 in 1/19. Stays at this level thru 2030.
SECI CC Option 250 MW from 6/16 - 5/19 is dropped.
Assumes Palatka Replacement sale 150MW to SECI 1/12-12/13.
Assumes a Base 250MW sale from 1/14-5/16. It drops to 50MW in 6/16-12/18.
TAL contract terminated after Dec'12.
Assumes GRU sale of 50 MW Base sale from 1/11-12/13.
Assumes HST base 35 MW until 1/13 when it drops to 25 MW and Intermediate contract begins again at 15 MW.
Assumes Reedy Creek…Restructured (Gas tolling) to 60 MW for 1/13-12/16.
Assumes Reedy Creek (BASE Sale). Restructured (1/25/12) to various MW for 1/13-12/16.
Assumes Chattahoochee, Williston and SEPA support contracts continue to 2030. Mt Dora ends on 12/16.
Assumes Winter Park Base Sale (40MW) ends on 12/2013.
Assumes NSB contract 25MW until 2030. An NSB Seasonal Peaking contract of 20MW (MAX) will apply in 8 months of 2013-2014.
Minimum load projection updated in May 2012.
Prepared by: |  | Ed Lynch
Date Prepared: |  | 10/23/2013
Concurring Manager: |  | Jse Merino
Date Approved: |  | 10/23/2013

## SMC (hidden)
Total System Firm Winter MW |  |  |  |  | Total System Firm Summer MW
| 1 | 2 | 1-2 | vs. |  | 1 | 2 | 1-2 | vs.
Year | SEP'11 | TYSP'11 | Diff | MPlan | Year | SEP'11 | TYSP'11 | Diff | MPlan
2011 |  | 9577.8211 |  |  | 2011 | #VALUE! | 8747.1878 | #VALUE! | #VALUE!
2012 | #VALUE! | 9441.622 | #VALUE! | #VALUE! | 2012 | #VALUE! | 8921.622 | #VALUE! | #VALUE!
2013 | 5306.72 | 9255.622 | -3948.902 | -3679.888 | 2013 | 8727.85 | 8716.622 | 11.228 | -236.758
2014 | 8870.3544 | 8953.622 | -83.2676 | -219.2536 | 2014 | 8811.8907 | 8772.622 | 39.2688 | -213.7173
2015 | 9132.9477 | 9603.622 | -470.6742 | -576.6603 | 2015 | 9041.802 | 8963.622 | 78.18 | -142.806
2016 | 9369.819 | 9761.622 | -391.8029 | -471.789 | 2016 | 9148.7657 | 8977.622 | 171.1437 | -292.8423
2017 | 9298.1478 | 9681.622 | -383.4742 | -611.8522 | 2017 | 9306.9994 | 9209.622 | 97.3774 | -197.0006
2018 | 9544.139 | 9828.622 | -284.483 | -491.861 | 2018 | 9439.1144 | 9369.622 | 69.4924 | -234.8856
2019 | 9638.9104 | 10219.622 | -580.7116 | -549.0896 | 2019 | 9813.3335 | 9780.622 | 32.7115 | -32.6665
2020 | 9971.1972 | 10355.622 | -384.4248 | -363.8028 | 2020 | 9934.9305 | 9938.622 | -3.6915 | -82.0695
2021 | 10058.9891 | 10497.622 | -438.6329 | -426.0109 | 2021 | 9952.2027 | 9849.622 | 102.5808 | -133.7973
2022 | 10143.7595 | 10491.622 | -347.8625 | -491.2405 | 2022 | 10066.5146 | 9861.622 | 204.8926 | -185.4854
2023 | 10224.416 | 10486.622 | -262.206 | -560.584 | 2023 | 10172.4406 | 10025.622 | 146.8187 | -244.5594
2024 | 10298.3804 | 10633.622 | -335.2416 | -632.6196 | 2024 | 10276.6868 | 10187.622 | 89.0648 | -303.3132
2025 | 10369.6353 | 10579.622 | -209.9867 | -706.3647 | 2025 | 10374.1904 | 10147.622 | 226.5685 | -367.8096
2026 | 10437.1906 | 10723.622 | -286.4313 | -784.8094 | 2026 | 10464.2987 | 10307.622 | 156.6767 | -438.7013
2027 | 10500.7672 | 10866.622 | -365.8548 | -865.2328 | 2027 | 10554.8777 | 10464.622 | 90.2557 | -507.1223
2028 | 10563.2088 | 11008.622 | -445.4132 | -947.7912 | 2028 | 10642.7865 | 10620.622 | 22.1645 | -579.2135
2029 | 10624.3318 | 11148.622 | -524.2902 | -1027.6682 | 2029 | 10728.1584 | 10774.622 | -46.4635 | -650.8416
2030 | 10683.0971 | 11287.622 | -604.5249 | -1111.9029 | 2030 | 10807.9012 | 10925.622 | -117.7208 | -727.0988
Total Wholesale Winter MW |  |  |  |  | Total Wholesale Summer MW
| 1 | 2 | 1-2 | vs. |  | 1 | 2 | 1-2 | vs.
Year | SEP'11 | TYSP'11 | Diff | MPlan | Year | SEP'11 | TYSP'11 | Diff | MPlan
2011 |  |  |  |  | 2011 | #VALUE! | 948.1746 | #VALUE! | #VALUE!
2012 | #VALUE! | #VALUE! | #VALUE! | #VALUE! | 2012 | #VALUE! | 1092.622 | #VALUE! | #VALUE!
2013 | 896.73 | #VALUE! | #VALUE! | -11.878 | 2013 | 944.86 | 803.622 | 141.238 | 8.252
2014 | 894.93 | 908.608 | -13.678 | -46.678 | 2014 | 803.98 | 704.622 | 99.358 | -66.628
2015 | 1376.05 | 941.608 | 434.442 | -68.558 | 2015 | 806.06 | 704.622 | 101.438 | -66.548
2016 | 1378.27 | 1444.608 | -66.338 | -68.338 | 2016 | 658.23 | 554.622 | 103.608 | -318.378
2017 | 1087.66 | 1446.608 | -358.948 | -306.34 | 2017 | 587.18 | 655.622 | -68.442 | -306.82
2018 | 1087.85 | 1394 | -306.15 | -306.15 | 2018 | 587.22 | 655.622 | -68.402 | -306.78
2019 | 1088.05 | 1394 | -305.95 | -305.95 | 2019 | 837.27 | 905.622 | -68.352 | -56.73
2020 | 1338.24 | 1394 | -55.76 | -55.76 | 2020 | 837.41 | 905.622 | -68.212 | -56.59
2021 | 1338.34 | 1394 | -55.66 | -55.66 | 2021 | 737.45 | 655.622 | 81.828 | -56.55
2022 | 1338.53 | 1394 | -55.47 | -55.47 | 2022 | 737.59 | 505.622 | 231.968 | -56.41
2023 | 1338.72 | 1394 | -55.28 | -55.28 | 2023 | 737.73 | 505.622 | 232.108 | -56.27
2024 | 1338.82 | 1394 | -55.18 | -55.18 | 2024 | 737.86 | 505.622 | 232.238 | -56.14
2025 | 1339 | 1394 | -55 | -55 | 2025 | 738 | 305.622 | 432.378 | -56
2026 | 1339.19 | 1394 | -54.81 | -56.81 | 2026 | 738.15 | 305.622 | 432.528 | -55.85
2027 | 1339.38 | 1396 | -56.62 | -56.62 | 2027 | 738.28 | 305.622 | 432.658 | -55.72
2028 | 1339.57 | 1396 | -56.43 | -56.43 | 2028 | 738.33 | 305.622 | 432.708 | -55.67
2029 | 1339.76 | 1396 | -56.24 | -56.24 | 2029 | 738.47 | 305.622 | 432.848 | -55.53
2030 | 1339.86 | 1396 | -56.14 | -56.14 | 2030 | 738.6 | 305.622 | 432.978 | -55.4
Total FIRM Retail Winter MW |  |  |  |  | Total FIRM Retail Summer MW
| 1 | 2 | 1-2 | vs. |  | 1 | 2 | 1-2 | vs.
Year | SEP'11 | TYSP'11 | Diff | MPlan | Year | SEP'11 | TYSP'11 | Diff | MPlan
2011 |  |  |  |  | 2011 | #VALUE! | 7789.0133 | #VALUE! | #VALUE!
2012 | #VALUE! | 8040 | #VALUE! | #VALUE! | 2012 | #VALUE! | 7819 | #VALUE! | #VALUE!
2013 | 4424.99 | 8053 | -3628.01 | -3643.01 | 2013 | 7772.99 | 7903 | -130.01 | -71.4335
2014 | 7965.4244 | 8139 | -173.5756 | -172.5756 | 2014 | 7997.9107 | 8058 | -60.0893 | -17.0893
2015 | 7746.8977 | 8289 | -542.1023 | -508.1023 | 2015 | 8225.742 | 8249 | -23.258 | 68.742
2016 | 7981.549 | 8446 | -464.451 | -403.451 | 2016 | 8480.5357 | 8413 | 67.5357 | 167.5357
2017 | 8200.4878 | 8516 | -315.5122 | -305.5122 | 2017 | 8709.8194 | 8544 | 165.8194 | 247.8194
2018 | 8446.289 | 8663 | -216.711 | -185.711 | 2018 | 8841.8944 | 8704 | 137.8944 | 205.8944
2019 | 8540.8604 | 8804 | -263.1396 | -243.1396 | 2019 | 8966.0635 | 8865 | 101.0635 | 186.0635
2020 | 8622.9572 | 8940 | -317.0428 | -308.0428 | 2020 | 9087.5205 | 9023 | 64.5205 | 121.5205
2021 | 8710.6491 | 9082 | -371.3509 | -370.3509 | 2021 | 9204.7527 | 9184 | 20.7527 | 68.7527
2022 | 8795.2295 | 9226 | -430.7705 | -435.7705 | 2022 | 9318.9246 | 9346 | -27.0754 | 20.9246
2023 | 8875.696 | 9371 | -495.304 | -505.304 | 2023 | 9424.7106 | 9510 | -85.2894 | -32.2894
2024 | 8949.5604 | 9518 | -568.4396 | -577.4396 | 2024 | 9528.8268 | 9672 | -143.1732 | -92.1732
2025 | 9020.6353 | 9662 | -641.3647 | -651.3647 | 2025 | 9626.1904 | 9832 | -205.8096 | -156.8096
2026 | 9088.0006 | 9806 | -717.9994 | -727.9994 | 2026 | 9716.1487 | 9992 | -275.8513 | -215.8513
2027 | 9151.3872 | 9949 | -797.6128 | -808.6128 | 2027 | 9806.5977 | 10149 | -342.4023 | -285.4023
2028 | 9213.6388 | 10091 | -877.3612 | -891.3612 | 2028 | 9894.4565 | 10305 | -410.5435 | -371.5435
2029 | 9274.5718 | 10231 | -956.4282 | -971.4282 | 2029 | 9979.6884 | 10459 | -479.3116 | -446.3116
2030 | 9333.2371 | 10370 | -1036.7629 | -1055.7629 | 2030 | 10059.3012 | 10610 | -550.6988 | -523.6988

## Freq Bias (hidden)
| Retail Load | SEC Supl | SEC CC | FR Cust | NF | Company | BRTW | QCY | RCID | WPK | Total
2012 | #VALUE! | 0 |  | #VALUE! | #VALUE! | #VALUE! |  |  |  |  | #VALUE!
not updated
Peak - 2/6/09 HE 08:00
| Peak 2009 Load derived from RA Reports SysTransLoad = Total Gen - Total Tie + WDRF = 11269 - (-942) + 24 = | [10 empty] | 12235