## MCC SCHEDULE (hidden)
SCHEDULE E - 1A
FLORIDA POWER & LIGHT COMPANY
FUEL & PURCHASED POWER COST RECOVERY CLAUSE CALCULATION
CALCULATION OF THE MIDCOURSE CORRECTION
AND REVISED FUEL FACTOR
FOR THE PERIOD JANUARY 2009 - DECEMBER 2009
50% Recovery in 2008/2009
|  |  | Dollars | MWH | ¢/KWH
| 1 | Final True-Up (over)/under for
|  | January 2007 - December 2007 | 121036106
| 2 | Estimated/Actual True-Up (over)/under for | 625117310.27
January 2008 - December 2008
| 3 | Total Net True-Up (over)/under | 373076708.135 | 102754568.563 | 0.36308
| 4 | Revenue Tax Factor |  |  | 1.0007
| 5 | Midcourse Correction
Adjusted for Taxes
| 6 | Proposed Fuel Factor |  |  | 2.802
January 2009 - December 2009
| 7 | REVISED FUEL FACTOR |  |  | 2.802
FOR JANUARY 2009 - DECEMBER 2009

## E1
OPC 006701 |  |  |  |  | SCHEDULE E1
FPL RC-16 | FLORIDA POWER & LIGHT COMPANY
FUEL AND PURCHASED POWER
COST RECOVERY CLAUSE CALCULATION
ESTIMATED FOR THE PERIOD: JANUARY 2018 - DECEMBER 2018
|  | (a) |  | (b) |  | (c)
|  | - | - | - | - | -
|  | DOLLARS |  | MWH |  | ¢/KWH
|  | - | - | - | - | -
1 | Fuel Cost of System Net Generation (E3) | 3051224275.1475 |  | 114933626.8525 |  | 2.6548
2 | Cedar Bay – Rail Coal Cars Lease per Docket No. 150075-EI | 1357080 |  |  |  | 0
3 | Fuel Related Transactions (E2) | 0 |  | 0 |  | 0
3a | Levelization Adjustment | 0 |  | 0 |  | 0
4 | Incremental Hedging Costs (E2) | 0 |  | 0 |  | 0
3c | Reactor Vessel Head Project (E2) | 0 |  | 0
3 | Fuel Cost of Sales to CKW (E2) | 0 |  | 0 |  | 0
|  | - |  | - |  | -
4 | TOTAL COST OF GENERATED POWER | 3052581355.1475 |  | 114933626.8525 |  | 2.656
5 | Fuel Cost of Purchased Power (Exclusive of | 88397181.42 |  | 3223877 |  | 2.742
Economy) (E7)
6 | Energy Cost of Economy Purchases (E9) | 28049545.3333 |  | 950880 |  | 2.9499
7 | Energy Cost of Economy Purchases (Non-Florida) (E9) | 0 |  | 0 |  | 0
9 |  | 0 |  | 0 |  | 0
10 |  | 0 |  | 0 |  | 0
11 |  | 0 |  | 0 |  | 0
11 | Okeelanta/Osceola Settlement (E2) | 0 |  | 0 |  | 0
11b |  | 0 |  | 0 |  | 0
7 | Payments to Qualifying Facilities (E8) | 34218980.71 |  | 1093725 |  | 3.1287
|  | - |  | - |  | -
8 | TOTAL COST OF PURCHASED POWER | 150665707.4633 |  | 5268482 |  | 2.8598
-
9 | TOTAL AVAILABLE KWH (LINE 4 + LINE 8) |  |  | 120202108.8525
=
10 | Fuel Cost of Economy Sales (E6) | -41974848.1625 |  | -1506600 |  | 2.7861
11 | Gain from Off-System Sales (E6) | -13419650 |  | N/A |  | N/A
12 | Fuel Cost of Unit Power Sales (SL2 Partpts) (E6) | -4109711.2645 |  | -578769 |  | 0.7101
|  | - |  | - |  | -
14 | TOTAL FUEL COST AND GAINS OF POWER SALES | -59504209.427 |  | -2085369 |  | 2.8534
13 | Incremental Personnel, Software, and Hardware Costs | 473512.02 |  | N/A |  | N/A
| Variable Power Plant O&M Costs over 514,000 MW Threshold | 1498826 |  | N/A |  | N/A
17 | Dodd Frank Fees | 4500 |  | N/A |  | N/A
15 | Net Inadvertent Interchange | 0 |  | 0
|  | - |  | - |  | -
16 | TOTAL FUEL & NET POWER TRANSACTIONS | 3145719691 |  | 118116739.8525 |  | 2.6632
| (LINE 4 + 8 + 14 + 15) | = |  | = |  | =
17 | Net Unbilled Sales | -100856517.6708 | ** | -3787000.8234 |  | -0.08857
18 | Company Use | 9437159.073 | ** | 354350.2196 |  | 0.0082875
19 | T & D Losses | 204471779.915 | ** | 7677588.0904 |  | 0.17956
|  | - |  | - |  | -
20 | SYSTEM MWH SALES (Excl sales to CKW) | 3145719691 |  | 113871802.366 |  | 2.7625
21 | Wholesale MWH Sales (Excl sales to CKW) | 166107526.2795 |  | 6012926.1896 |  | 2.7625
22 | Jurisdictional MWH Sales | 2979612164.7205 |  | 107858876.1763 |  | 2.7625
23 | Jurisdictional Loss Multiplier | - |  | - |  | 1.0015
24 | Jurisdictional MWH Sales Adjusted for | 2984210035.1911 |  | 107858876.1763 |  | 2.7668
Line Losses
25
Net True-up
| under/ (over) recovery (E1-B) |  |  | 107858876.1763 |  | 0
26 | TOTAL JURISDICTIONAL FUEL COST | 2984210035.1911 |  | 107858876.1763 |  | 2.7668
27 | Revenue Tax Factor |  |  |  |  | 1.0007
28 | Fuel Factor Adjusted for Taxes | 2986358666.4164 |  | 107858876.1763 |  | 2.7688
29 | GPIF *** | 23303114 |  | 107858876.1763 |  | 0.0216
33a | Jurisdictionalized Incentive Mechanism - FPL Portion | 12349600 |  | 107858876.1763 |  | 0.0114
30 | Fuel Factor including GPIF (Line 29 + Line 30) | 3022011380.4164 |  | 107858876.1763 |  | 2.8018
31 | FUEL FACTOR ROUNDED TO NEAREST .001 CENTS/KWH |  |  |  |  | 2.802
36 | MIDCOURSE CORRECTION adjusted for taxes
37 | MIDCOURSE CORRECTION FACTOR ROUNDED TO NEAREST .001 CENTS/KWH
** For Informational Purposes Only
*** Calculation Based on Jurisdictional KWH Sales
Note on C12: FPL_User: Update based on MBC E3
Note on C29: FPL_User: Update based on UI -MBC - Fuel E1- Estimate $ - Annual
Note on C56: Ila: Update this box after the projection filing in August.
Note on C89: FPL_User: Update with 2015 E1-B Over/Under Recovery
Note on E78: FPL_User: Update with Rosemary file when new sales forecast provided

## E1-A (hidden)
SCHEDULE E - 1A
FLORIDA POWER AND LIGHT COMPANY
CALCULATION OF TOTAL TRUE-UP
(PROJECTED PERIOD)
FOR THE PERIOD: JANUARY 2013 - DECEMBER 2013
1. Actual/Estimated over/(under) recovery |  | 99203728.3447
(January 2012 - December 2012)
2. Final over/(under) recovery | -51121025
(January 2011 - December 2011)
3. Total over/(under) recovery to be included |  | 48082703.3447
in the January 2013 - December 2013 projected period
(Schedule E1, Line 26)
107858876.1763
4. TOTAL JURISDICTIONAL SALES (MWH)
(Projected period)
5. True-Up Factor (Lines 3/4) c/kWh: |  | 0.04458

## E1b (hidden)
CALCULATION OF ACTUAL TRUE-UP AMOUNT
FLORIDA POWER & LIGHT COMPANY
FOR THE PERIOD JANUARY THROUGH DECEMBER 2013
[5 empty] | (1) | (2) | (3) | (4) | (5) | (6) | -7 | -8 | -9 | -10 | -11 | -12 | -13
LINE |  |  |  |  | ESTIMATE | ESTIMATE | ESTIMATE | ESTIMATE | ESTIMATE | ESTIMATE | ESTIMATE | ESTIMATE | ESTIMATE | ESTIMATE | ESTIMATE | ESTIMATE | TOTAL
NO. |  |  |  |  | JAN | FEB | MAR | APR | MAY | JUN | JUL | AUG | SEP | OCT | NOV | DEC | PERIOD
A |  |  | Fuel Costs & Net Power Transactions
| 1 | a | Fuel Cost of System Net Generation |  | 223010214 | 192514700 | 211669034 | 214452956.28 | 242763091.656 | 254521806.28 | 283423341.656 | 286751931.656 | 287623106.28 | 262660394.156 | 213216725 | 211839448 | 2884446748.964 | 2884096598.964 | December 3, 2012 fuel curve
|  | b | Incremental Hedging Costs |  | 0 | 0 | 0 | 0 | 0 | 0 | 0 | 0 | 0 | 0 | 0 | 0 | 0 | 350150
|  | c | Nuclear Fuel Disposal Costs |  | 1828714.6827 | 1651745.556 | 1922853.0936 | 2221055.2806 | 2350681.3341 | 2274853.206 | 2350681.3341 | 2350681.3341 | 1714888.6917 | 1894974.7611 | 1824443.2821 | 2400252.8013 | 24785825.3574
|  | d | Scherer Coal Cars Depreciation & Return |  | 0 | 0 | 0 | 0 | 0 | 0 | 0 | 0 | 0 | 0 | 0 | 0 | 0
|  | e | Adjustment for West County 1 & 2 |  | 0 | 0 | 0 | 0 | 0 | 0 | 0 | 0 | 0 | 0 | 0 | 0 | 0
|  | e | DOE D&D Fund Payment |  | 0 | 0 | 0 | 0 | 0 | 0 | 0 | 0 | 0 | 0 | 0 | 0 | 0
| 2 | a | Fuel Cost of Power Sold (Per A6) |  | -3339943.8907 | -2366972.576 | -1338863.8907 | -1096233.3875 | -1093096.9892 | -1175923.3875 | -1321376.9892 | -2093886.9892 | -936055.6468 | -1417853.7695 | -2280603.4705 | -2231443.8907 | -20692254.8776
|  | b | Gains from Off-System Sales |  | -888156.3643 | -641975.8404 | -232510.4229 | -192428.3938 | -132845.6729 | -207652.1222 | -179359.2464 | -276415.46 | -117118.6513 | -215229.6557 | -510214.6818 | -644209.616 | -4238116.1278
| 3 | a | Fuel Cost of Purchased Power (Per A7) |  | 13244661.8262 | 10153704.3346 | 12860711.6864 | 13055055.9741 | 17778662.0415 | 16552796.0224 | 19498272.8986 | 19538399.9331 | 20254344.4793 | 19378906.7689 | 13329264.9926 | 11186503.0096 | 186831283.9675
|  | b | Energy Payments to Qualifying Facilities (Per A8) |  | 11500528.3864 | 9984527.8401 | 11627529.7973 | 5533529.2712 | 13488533.0826 | 11817531.1266 | 14231533.8884 | 16060539.3929 | 16229540.0732 | 12395535.8871 | 9378530.5306 | 11098529.1486 | 143346388.4251
|  | c | Blank Line | [13 empty] | 0
| 4 |  | Energy Cost of Economy Purchases (Per A9) |  | 16794 | 348000 | 1350422 | 4296600 | 6104025 | 2225800 | 3679200 | 12227259 | 9682750 | 1553050 | 416727 | 163300 | 42063927
| 5 |  | Total Fuel Costs & Net Power Transactions |  | 245372812.6403 | 211643729.3143 | 237859176.2637 | 238270535.0246 | 281259050.4521 | 286009211.1254 | 321682293.5416 | 334558508.8669 | 334451455.2261 | 296249778.1479 | 235374872.653 | 233812379.4529 | 3256543802.7086
| 6 |  | Adjustments to Fuel Cost
|  | a | Sales to Fla Keys Elect Coop (FKEC) & City of Key West (CKW) |  | -598528.1016 | -601103.8008 | -605453.3771 | -678374.7768 | -700160.8992 | -762406.9632 | 0 | 0 | 0 | 0 | 0 | 0 | -3946027.9187
|  | b | Energy Imbalance Fuel Revenues |  | 0 | 0 | 0 | 0 | 0 | 0 | 0 | 0 | 0 | 0 | 0 | 0 | 0
|  | c | Inventory Adjustments |  | 0 | 0 | 0 | 0 | 0 | 0 | 0 | 0 | 0 | 0 | 0 | 0 | 0 |  | Updated 12-07-12
|  | d | Non Recoverable Oil/Tank Bottoms - Docket No. 13092 |  | 0 | 0 | 0 | 0 | 0 | 0 | 0 | 0 | 0 | 0 | 0 | 0 | 0 |  | (Under)/Over Recovery Position
| 7 |  | Adjusted Total Fuel Costs & Net Power Transactions |  | 244774284.5387 | 211042625.5135 | 237253722.8866 | 237592160.2478 | 280558889.5529 | 285246804.1622 | 321682293.5416 | 334558508.8669 | 334451455.2261 | 296249778.1479 | 235374872.653 | 233812379.4529 | 3252597774.7899 |  | Fuel Forecast dated December 3, 2012
Variance
B |  |  | kWh Sales | [16 empty] | EMT | RA | from EMT
| 1 |  | Jurisdictional kWh Sales |  | 8541259173.5293 | 7431425020.6951 | 7360646914.952 | 7413497610.1081 | 8430092140.6162 | 9175627827.947 | 10036965069.0716 | 9999783485.1115 | 9622718209.4476 | 9034821363.666 | 8137848725.7665 | 8015758756.0247 | 103200444296.936 | Oct 2011 Forecast | Deferred 2012 True-Up | 20910539 | 20910542.7344 | 3.7344
| 2 |  | Sale for Resale (excluding FKEC & CKW) |  | 143150759.0739 | 155248869.8119 | 136540138.4738 | 160501471.8258 | 171498448.5305 | 189974953.5506 | 195687252.2837 | 209871937.0562 | 215144799.2955 | 194155417.0114 | 186935064.4487 | 141108664.7028 | 2099817776.0648 | Oct 2011 Forecast | 2013 True-Up (w/interest) | -46493257 | -46813229.4581 | -319972.4581
| 3 |  | Sub-Total Sales (excluding FKEC & CKW) |  | 8684409932.6032 | 7586673890.507 | 7497187053.4259 | 7573999081.9339 | 8601590589.1467 | 9365602781.4976 | 10232652321.3553 | 10209655422.1678 | 9837863008.7431 | 9228976780.6774 | 8324783790.2152 | 8156867420.7276 | 105300262073.001 |  | Net Recovery Position | -25582718 | -25902686.7237 | -319968.7237
[19 empty] | % Net Recovery Position | 0.81% | -0.8241%
| 4 |  | Jurisdictional % of Total Sales (B1/B3) |  | 98.35% | 97.95% | 98.18% | 97.88% | 98.01% | 97.97% | 98.09% | 97.94% | 97.81% | 97.9% | 97.75% | 98.27% | 98.01%
C |  |  | True-up Calculation
| 1 |  | Juris Fuel Revenues (Net of Revenue Taxes) |  | 265015148.948 | 230579609.9548 | 228383532.0868 | 230023364.6413 | 261565897.8262 | 270486130.5894 | 295877284.3995 | 294781217.4096 | 283665800.6439 | 266335330.6224 | 239893689.5032 | 236294628.5868 | 3102901635.2119
| 2 |  | Fuel Adjustment Revenues Not Applicable to Period
|  | a | Prior Period True-up (Collected)/Refunded This Period |  | 4007108 | 4007108 | 4007108 | 4007108 | 4007108 | 4007108 | 4007108 | 4007108 | 4007108 | 4007108 | 4007108 | 4007108 | 48085296
|  | b | GPIF, Net of Revenue Taxes (a) |  | -641530.43 | -641530.43 | -641530.43 | -641530.43 | -641530.43 | -641530.43 | -641530.43 | -641530.43 | -641530.43 | -641530.43 | -641530.43 | -641530.43 | -7698365.16
|  | c | Drilled Hole Refund (b) |  | 0 | 0 | 0 | 0 | 0 | 0 | 0 | 0 | 0 | 0 | 0 | 0 | 0
| 3 |  | Jurisdictional Fuel Revenues Applicable to Period |  | 268380726.518 | 233945187.5248 | 231749109.6568 | 233388942.2113 | 264931475.3962 | 273851708.1594 | 299242861.9695 | 298146794.9796 | 287031378.2139 | 269700908.1924 | 243259267.0732 | 239660206.1568 | 3143288566.0519
| 4 | a | Adjusted Total Fuel Costs & Net Power Transactions (Line A-7) |  | 244774284.5387 | 211042625.5135 | 237253722.8866 | 237592160.2478 | 280558889.5529 | 285246804.1622 | 321682293.5416 | 334558508.8669 | 334451455.2261 | 296249778.1479 | 235374872.653 | 233812379.4529 | 3252597774.7899
|  | b | Nuclear Fuel Expense - 100% Retail |  | 0 | 0 | 0 | 0 | 0 | 0 | 0 | 0 | 0 | 0 | 0 | 0 | 0
|  | c | RTP Incremental Fuel -100% Retail |  | 0 | 0 | 0 | 0 | 0 | 0 | 0 | 0 | 0 | 0 | 0 | 0 | 0
|  | d | D&D Fund Payments -100% Retail |  | 0 | 0 | 0 | 0 | 0 | 0 | 0 | 0 | 0 | 0 | 0 | 0 | 0
|  | e | Adj Total Fuel Costs & Net Power Transactions - Excluding 100% Retail Items (C4a-C4b-C4c-C4d) |  | 244774284.5387 | 211042625.5135 | 237253722.8866 | 237592160.2478 | 280558889.5529 | 285246804.1622 | 321682293.5416 | 334558508.8669 | 334451455.2261 | 296249778.1479 | 235374872.653 | 233812379.4529 | 3252597774.7899
| 5 |  | Jurisdictional Sales % of Total kWh Sales (Line B-6) |  | 98.35% | 97.95% | 98.18% | 97.88% | 98.01% | 97.97% | 98.09% | 97.94% | 97.81% | 97.9% | 97.75% | 98.27% | 98.01% | -25582718 | Gerry Yupp 2013 Estimate | 0.00010179
| 6 |  | Jurisdictional Total Fuel Costs & Net Power Transactions (Line C4e x C5 x 1.00056) +(Lines C4b,c,d) |  | 240934522.16 | 206891422.27 | 233121486.21 | 232745692.45 | 275187828.15 | 279687135.64 | 315786085.41 | 327946679.07 | 327402284.12 | 290252307.9 | 230275855.29 | 229953677.3 | 3190184975.97 | 319968.7237 | Variance from EMT | -1.251%
| 7 |  | True-up Provision for the Month - Over/(Under) Recovery (Line C3 - Line C6) |  | 27446204.358 | 27053765.2548 | -1372376.5532 | 643249.7613 | -10256352.7538 | -5835427.4806 | -16543223.4405 | -29799884.0904 | -40370905.9061 | -20551399.7076 | 12983411.7832 | 9706528.8568 | -46896409.9181 | -46813229.4581 | 2012 over/(under) recovery
| 8 |  | Interest Provision for the Month |  | 10759.36 | 13859.07 | 15038.44 | 14457.7 | 13284.76 | 11679.87 | 9655.74 | 6034.11 | 823.89 | -3770.62 | -4809.68 | -3832.18 | 83180.46
| 9 | a | True-up & Interest Provision Beg. of Period - Over/(Under) Recovery |  | 48085296 | 71535151.718 | 94595668.0428 | 89231221.9297 | 85881821.3909 | 71631645.3972 | 61800789.7865 | 41260114.0861 | 7459156.1057 | -36918033.9104 | -61480312.238 | -52508818.1348 | 48085296
|  | b | Deferred True-up Beginning of Period - Over/(Under) Recovery |  | 20910542.7344 | 20910542.7344 | 20910542.7344 | 20910542.7344 | 20910542.7344 | 20910542.7344 | 20910542.7344 | 20910542.7344 | 20910542.7344 | 20910542.7344 | 20910542.7344 | 20910542.7344 | 20910542.7344 | Deferred 2012 True-Up
| 10 | a | Prior Period True-up Collected/(Refunded) This Period |  | -4007108 | -4007108 | -4007108 | -4007108 | -4007108 | -4007108 | -4007108 | -4007108 | -4007108 | -4007108 | -4007108 | -4007108 | -48085296
|  | b | Prior Period True-up Collected/(Refunded) This Period |  | AUG: 0; SEP: 0; OCT: 0; NOV: 0; DEC: 0 | 0
| 11 |  | End of Period Net True-up Amount Over/(Under) Recovery (Lines C7 through C10) |  | 92445694.4524 | 115506210.7773 | 110141764.6641 | 106792364.1254 | 92542188.1316 | 82711332.521 | 62170656.8205 | 28369698.8401 | -16007491.176 | -40569769.5036 | -31598275.4004 | -25902686.7237 | -25902686.7237 | -0.8241% |  | % Net (Under)/Over Recovery - 2012-13
D |  |  | Interest Provision
| 1 |  | Beginning True-up Amount (Lines C9a + C9b) |  | 68995838.7344 | 92445694.4524 | 115506210.7773 | 110141764.6641 | 106792364.1254 | 92542188.1316 | 82711332.521 | 62170656.8205 | 28369698.8401 | -16007491.176 | -40569769.5036 | -31598275.4004
| 2 |  | Ending True-up Amount Before Interest (C7+C9a+C9b+C10) |  | 92434935.0924 | 115492351.7073 | 110126726.2241 | 106777906.4254 | 92528903.3716 | 82699652.651 | 62161001.0805 | 28363664.7301 | -16008315.066 | -40565998.8836 | -31593465.7204 | -25898854.5437
| 3 |  | Total of Beginning & Ending True-up Amount |  | 161430773.8269 | 207938046.1597 | 225632937.0013 | 216919671.0895 | 199321267.497 | 175241840.7826 | 144872333.6015 | 90534321.5506 | 12361383.7741 | -56573490.0596 | -72163235.224 | -57497129.9441
| 4 |  | Average True-up Amount (50% of Line D3) |  | 80715387 | 103969023 | 112816469 | 108459836 | 99660634 | 87620920 | 72436167 | 45267161 | 6180692 | -28286745 | -36081618 | -28748565
| 5 |  | Interest Rate - First Day Reporting Business Month |  | 0.16% | 0.16% | 0.16% | 0.16% | 0.16% | 0.16% | 0.16% | 0.16% | 0.16% | 0.16% | 0.16% | 0.16%
| 6 |  | Interest Rate - First Day Subsequent Business Month |  | 0.16% | 0.16% | 0.16% | 0.16% | 0.16% | 0.16% | 0.16% | 0.16% | 0.16% | 0.16% | 0.16% | 0.16%
| 7 |  | Total (Line D5 + Line D6) |  | 0.32% | 0.32% | 0.32% | 0.32% | 0.32% | 0.32% | 0.32% | 0.32% | 0.32% | 0.32% | 0.32% | 0.32%
| 8 |  | Average Interest Rate (50% of Line D7) |  | 0.16% | 0.16% | 0.16% | 0.16% | 0.16% | 0.16% | 0.16% | 0.16% | 0.16% | 0.16% | 0.16% | 0.16%
| 9 |  | Monthly Average Interest Rate (Line D8 / 12) |  | 0.01333% | 0.01333% | 0.01333% | 0.01333% | 0.01333% | 0.01333% | 0.01333% | 0.01333% | 0.01333% | 0.01333% | 0.01333% | 0.01333%
| 10 |  | Interest Provision (Line D4 x Line D9) |  | 10759.3611 | 13859.0708 | 15038.4353 | 14457.6961 | 13284.7625 | 11679.8686 | 9655.7411 | 6034.1126 | 823.8862 | -3770.6231 | -4809.6797 | -3832.1837 | 83180.4478
|  |  | REVENUE TAX FACTOR |  | 99.93% | 99.93% | 99.93% | 99.93% | 99.93% | 99.93% | 99.93% | 99.93% | 99.93% | 99.93% | 99.93% | 99.93%
|  |  | Monthly entry Over/(under) |  | 23449855.718 | 23060516.3248 | -5364446.1132 | -3349400.5387 | -14250175.9938 | -9830855.6106 | -20540675.7005 | -33800957.9804 | -44377190.0161 | -24562278.3276 | 8971494.1032 | 5695588.6768 | -94898525.4581
|  |  |  | NOTES | JAN: (a) Generation Performance Incentive Factor is (($5,383,572) x 99.9280%) - See Order No. PSC-08-0825-PCO-EI.; JUL: (a) Generation Performance Incentive Factor is (($5,383,572) x 99.9280%) - See Order No. PSC-08-0825-PCO-EI. | -46813229.4581
[5 empty] | (b) Per Commission Order No. PSC-09-0024-FOF-EI, this amount represents the difference between the approved | [5 empty] | (b) Per Commission Order No. PSC-09-0024-FOF-EI, this amount represents the difference between the approved
[5 empty] | refund amount and the actual refund applied to customers' bills. | [5 empty] | refund amount and the actual refund applied to customers' bills.
|  |  | FINAL TRUE-UP - CURRENT YEAR |  | JUL: 0; AUG: 0; SEP: 0; OCT: 0; NOV: 0; DEC: 0
|  |  | EST/ACT TRUE-UP CURRENT YEAR |  | 48085296 | 48085296 | 48085296 | 48085296 | 48085296 | 48085296 | 48085296 | 48085296 | 48085296 | 48085296 | 48085296 | 48085296
|  |  | DEFFERED TRUE-UP - CURRENT YEAR |  | 0 | 0 | 0 | 0 | 0 | 0 | 0 | 0 | 0 | 0 | 0 | 0
|  |  | GPIF |  | -7703912 | -7703912 | -7703912 | -7703912 | -7703912 | -7703912 | -7703912 | -7703912 | -7703912 | -7703912 | -7703912 | -7703912
|  |  | REG ASSESSEMENT FEE |  | 0.072% | 0.072% | 0.072% | 0.072% | 0.072% | 0.072% | 0.072% | 0.072% | 0.072% | 0.072% | 0.072% | 0.072%
|  |  | LINE LOSS FACTOR |  | 0.081% | 0.081% | 0.081% | 0.081% | 0.081% | 0.081% | 0.081% | 0.081% | 0.081% | 0.081% | 0.081% | 0.081%
|  |  | INTEREST RATE - LAST DAY OF MONTH | 0.3% | 0.3% | 0.3% | 0.3% | 0.3% | 0.3% | 0.3% | 0.3% | 0.3% | 0.3% | 0.3% | 0.3% | 0.3%
|  |  | LINE LOSS FACTOR |  | 1.0008 | 1.0008 | 1.0008 | 1.0008 | 1.0008 | 1.0008 | 1.0008 | 1.0008 | 1.0008 | 1.0008 | 1.0008 | 1.0008
|  |  |  | Fuel Factor | 3.105 | 3.105 | 3.105 | 3.105 | 3.105 | 2.95 | 2.95 | 2.95 | 2.95 | 2.95 | 2.95 | 2.95 | 3.679
|  |  |  | Kwh Billed - Retail | 8541259173.5293 | 7431425020.6951 | 7360646914.952 | 7413497610.1081 | 8430092140.6162 | 9175627827.947 | 10036965069.0716 | 9999783485.1115 | 9622718209.4476 | 9034821363.666 | 8137848725.7665 | 8015758756.0247 | 103200444296.936
|  |  |  | Revenues | 265206097.3381 | 230745746.8926 | 228548086.7093 | 230189100.7939 | 261754360.9661 | 270681020.9244 | 296090469.5376 | 294993612.8108 | 283870187.1787 | 266527230.2281 | 240066537.4101 | 236464883.3027 | 3105137334.0925
[5 empty] | 99.93% | 99.93% | 99.93% | 99.93% | 99.93% | 99.93% | 99.93% | 99.93% | 99.93% | 99.93% | 99.93% | 99.93% | 99.93%
|  |  |  | Net of Revenue Taxes | 265015148.948 | 230579609.9548 | 228383532.0868 | 230023364.6413 | 261565897.8262 | 270486130.5894 | 295877284.3995 | 294781217.4096 | 283665800.6439 | 266335330.6224 | 239893689.5032 | 236294628.5868 | 3102901635.2119
[5 empty] | 265015148.948 | 230579609.9548 | 228383532.0868 | 230023364.6413 | 261565897.8262 | 270486130.5894 | 295877284.3995 | 294781217.4096 | 283665800.6439 | 266335330.6224 | 239893689.5032 | 236294628.5868 | 3102901635.2119
|  |  |  | Jurisdictional kWh Sales | 8541259173.5293 | 7431425020.6951 | 7360646914.952 | 7413497610.1081 | 8430092140.6162 | 9175627827.947 | 10036965069.0716 | 9999783485.1115 | 9622718209.4476 | 9034821363.666 | 8137848725.7665 | 8015758756.0247 | 103200444.2969 | March 3, 2011 Forecast
|  |  |  | Sale for Resale (excluding FKEC & CKW) | 143150759.0739 | 155248869.8119 | 136540138.4738 | 160501471.8258 | 171498448.5305 | 189974953.5506 | 195687252.2837 | 209871937.0562 | 215144799.2955 | 194155417.0114 | 186935064.4487 | 141108664.7028 | 2099817776.0648
|  |  |  | Sub-Total Sales (excluding FKEC & CKW) | 8684409932.6032 | 7586673890.507 | 7497187053.4259 | 7573999081.9339 | 8601590589.1467 | 9365602781.4976 | 10232652321.3553 | 10209655422.1678 | 9837863008.7431 | 9228976780.6774 | 8324783790.2152 | 8156867420.7276 | 2203018220.3618
Note on D29: When entering kWh sales, the RTP (Real Time Pricing) sales need to be at CBL (Customer Base Line).
Note on E101: When entering kWh sales, the RTP (Real Time Pricing) sales need to be at CBL (Customer Base Line).
Note on F29: Finance Forecast September 2011
Note on F30: Finance Forecast September 2011
Note on F44: The RTP incremental fuel cost are assumed to equal the RTP incremental fuel revnues. These costs are being manually maintained outside of CIS II, until they are included in CIS II revenues.
Note on F62: This is the 30 day Commercial Paper Rate published in the Wall Street Journal on the first of every month. Dave W. clips this information out of the Wall Street and provides you with a copy
Note on G29: Finance Forecast September 2011
Note on G30: Finance Forecast September 2011
Note on G44: The RTP incremental fuel cost are assumed to equal the RTP incremental fuel revnues. These costs are being manually maintained outside of CIS II, until they are included in CIS II revenues.
Note on G62: This is the 30 day Commercial Paper Rate published in the Wall Street Journal on the first of every month. Dave W. clips this information out of the Wall Street and provides you with a copy
Note on H29: Finance Forecast September 2011
Note on H30: Finance Forecast September 2011
Note on H44: The RTP incremental fuel cost are assumed to equal the RTP incremental fuel revnues. These costs are being manually maintained outside of CIS II, until they are included in CIS II revenues.
Note on H62: This is the 30 day Commercial Paper Rate published in the Wall Street Journal on the first of every month. Dave W. clips this information out of the Wall Street and provides you with a copy
Note on I29: Finance Forecast September 2011
Note on I30: Finance Forecast September 2011
Note on I44: The RTP incremental fuel cost are assumed to equal the RTP incremental fuel revnues. These costs are being manually maintained outside of CIS II, until they are included in CIS II revenues.
Note on I62: This is the 30 day Commercial Paper Rate published in the Wall Street Journal on the first of every month. Dave W. clips this information out of the Wall Street and provides you with a copy
Note on J24: David Wasielewski:
Note on J29: Finance Forecast September 2011
Note on J30: Finance Forecast September 2011
Note on J44: The RTP incremental fuel cost are assumed to equal the RTP incremental fuel revnues. These costs are being manually maintained outside of CIS II, until they are included in CIS II revenues.
Note on J62: This is the 30 day Commercial Paper Rate published in the Wall Street Journal on the first of every month. Dave W. clips this information out of the Wall Street and provides you with a copy
Note on K29: Finance Forecast September 2011
Note on K30: Finance Forecast September 2011
Note on K44: The RTP incremental fuel cost are assumed to equal the RTP incremental fuel revnues. These costs are being manually maintained outside of CIS II, until they are included in CIS II revenues.
Note on K62: This is the 30 day Commercial Paper Rate published in the Wall Street Journal on the first of every month. Dave W. clips this information out of the Wall Street and provides you with a copy
Note on L29: Finance Forecast September 2011
Note on L30: Finance Forecast September 2011
Note on L44: The RTP incremental fuel cost are assumed to equal the RTP incremental fuel revnues. These costs are being manually maintained outside of CIS II, until they are included in CIS II revenues.
Note on L62: This is the 30 day Commercial Paper Rate published in the Wall Street Journal on the first of every month. Dave W. clips this information out of the Wall Street and provides you with a copy
Note on M29: Finance Forecast September 2011
Note on M30: Finance Forecast September 2011
Note on M44: The RTP incremental fuel cost are assumed to equal the RTP incremental fuel revnues. These costs are being manually maintained outside of CIS II, until they are included in CIS II revenues.
Note on M62: This is the 30 day Commercial Paper Rate published in the Wall Street Journal on the first of every month. Dave W. clips this information out of the Wall Street and provides you with a copy
Note on N29: Finance Forecast September 2011
Note on N30: Finance Forecast September 2011
Note on N44: The RTP incremental fuel cost are assumed to equal the RTP incremental fuel revnues. These costs are being manually maintained outside of CIS II, until they are included in CIS II revenues.
Note on N62: This is the 30 day Commercial Paper Rate published in the Wall Street Journal on the first of every month. Dave W. clips this information out of the Wall Street and provides you with a copy
Note on O29: Finance Forecast September 2011
Note on O30: Finance Forecast September 2011
Note on O44: The RTP incremental fuel cost are assumed to equal the RTP incremental fuel revnues. These costs are being manually maintained outside of CIS II, until they are included in CIS II revenues.
Note on O62: This is the 30 day Commercial Paper Rate published in the Wall Street Journal on the first of every month. Dave W. clips this information out of the Wall Street and provides you with a copy
Note on P29: Finance Forecast September 2011
Note on P30: Finance Forecast September 2011
Note on P44: The RTP incremental fuel cost are assumed to equal the RTP incremental fuel revnues. These costs are being manually maintained outside of CIS II, until they are included in CIS II revenues.
Note on P62: This is the 30 day Commercial Paper Rate published in the Wall Street Journal on the first of every month. Dave W. clips this information out of the Wall Street and provides you with a copy
Note on Q29: Finance Forecast September 2011
Note on Q30: Finance Forecast September 2011
Note on Q44: The RTP incremental fuel cost are assumed to equal the RTP incremental fuel revnues. These costs are being manually maintained outside of CIS II, until they are included in CIS II revenues.
Note on Q62: This is the 30 day Commercial Paper Rate published in the Wall Street Journal on the first of every month. Dave W. clips this information out of the Wall Street and provides you with a copy

## 2012 E1b approved (hidden)
CALCULATION OF ACTUAL TRUE-UP AMOUNT
FLORIDA POWER & LIGHT COMPANY
FOR THE PERIOD JANUARY 2012 THROUGH DECEMBER 2012
[5 empty] | (1) | (2) | (3) | (4) | (5) | (6) | -7 | -8 | -9 | -10 | -11 | -12 | -13
LINE |  |  |  |  | ACTUAL | ACTUAL | ACTUAL | ACTUAL | ACTUAL | ACTUAL | ACTUAL | ESTIMATED | ESTIMATED | ESTIMATED | ESTIMATED | ESTIMATED | TOTAL
NO. |  |  |  |  | JAN | FEB | MAR | APR | MAY | JUN | JUL | AUG | SEP | OCT | NOV | DEC | PERIOD
A |  |  | Fuel Costs & Net Power Transactions
| 1 | a | Fuel Cost of System Net Generation |  | 237588651.32 | 223690078.38 | 248031014.11 | 243673297.52 | 279307522.91 | 305420730.86 | 338696681.28 | 353290109.5 | 299221470 | 277260937 | 235212575 | 240136627 | 3281529694.88
|  | b | Nuclear Fuel Disposal Costs |  | 1533571.11 | 1331149.81 | 1025643.69 | 986906.03 | 1231818.82 | 1465162.07 | 1379200.36 | 1358654.6438 | 1611874.1786 | 1665601.9467 | 1272158.6307 | 1733216.7194 | 16594958.0092
|  | c | Scherer Coal Cars Depreciation & Return |  | -47584.6226 | 0 | 0 | 0 | 0 | 0 | 0 | 0 | 0 | 0 | 0 | 0 | -47584.6226
| 2 | a | Fuel Cost of Power Sold (Per A6) |  | -1280730 | -1239704.39 | -385357.12 | -330142.48 | -334746.93 | -907993.82 | -665513.97 | -2297827.8332 | -1201397.0492 | -1629130.8332 | -2066955.1678 | -2308784.1629 | -14648283.7564
|  | b | Gains from Off-System Sales |  | -661721.39 | -656059.45 | -169879.03 | -232884.3 | -82452.48 | -222303.41 | -134689.57 | -280100 | -119900 | -220200 | -513400 | -657300 | -3950889.63
| 3 | a | Fuel Cost of Purchased Power (Per A7) |  | 6158434.29 | 2629789.7 | 12566896.32 | 23732423.19 | 21448225.54 | 18503612.16 | 27438159.11 | 25867050.5916 | 21212532.7112 | 19774283.9064 | 12807971.3074 | 12578476.842 | 204717855.6686
|  | b | Energy Payments to Qualifying Facilities (Per A8) |  | 7741501.54 | 3950202.22 | 9383764.54 | 6093902.87 | 9058931.46 | 9876551.96 | 13928524.73 | 18571111.23 | 16260210.79 | 14844281.3 | 12191134.11 | 11627271.1 | 133527387.85
| 4 |  | Energy Cost of Economy Purchases (Per A9) |  | -306696 | 465870.46 | 1978339.14 | 4745049.62 | 4951402.97 | 1480551.29 | 3800890.22 | 8314400 | 5129400 | 1473150 | 376600 | 137500 | 32546457.7
| 5 |  | Total Fuel Costs & Net Power Transactions |  | 250725426.2474 | 230171326.73 | 272430421.65 | 278668552.45 | 315580702.29 | 335616311.11 | 384443252.16 | 404823398.1322 | 342114190.6306 | 313168923.3199 | 259280083.8803 | 263247007.4985 | 3650269596.0988
| 6 |  | Adjustments to Fuel Cost
|  | a | Sales to City of Key West (CKW) |  | -670275.3213 | -630501.6712 | -579078.8559 | -615288.2714 | -651162.9847 | -735091.8617 | -805703.3275 | -921230.7552 | -945281.8746 | -854907.9714 | -812271.8961 | -697304.3062 | -8918099.0974
|  | b | Energy Imbalance Fuel Revenues |  | 19818.93 | -2925.85 | -24903.53 | -39132.87 | -37542.78 | -71123.05 | 1283800.36 | 0 | 0 | 0 | 0 | 0 | 1127991.21
|  | c | Inventory Adjustments |  | -53797.68 | 11077.53 | 205134.3 | 71451.56 | -191197.51 | -331618.16 | 103354.1 | 0 | 0 | 0 | 0 | 0 | -185595.86
|  | d | Non Recoverable Oil/Tank Bottoms |  | -64361.6 | -102828.4 | 74075.3 | 0 | -16447.05 | 0 | 549227.15 | 0 | 0 | 0 | 0 | 0 | 439665.4
| 7 |  | Adjusted Total Fuel Costs & Net Power Transactions |  | 249956810.576 | 229446148.3388 | 272105648.8641 | 278085582.8686 | 314684351.9653 | 334478478.0383 | 385573930.4425 | 403902167.377 | 341168908.756 | 312314015.3485 | 258467811.9842 | 262549703.1924 | 3642733557.7514
B |  |  | kWh Sales
| 1 |  | Jurisdictional kWh Sales |  | 7840404689 | 6965004441 | 7465369459 | 8057607586 | 8207468174 | 9555068717 | 9956736569 | 9896118254.9315 | 9513044325.9196 | 8905221051.7121 | 7980791177.7627 | 7822284715.2688 | 102165119160.595
| 2 |  | Sale for Resale (excluding CKW) |  | 141688445 | 145961604 | 143638859 | 162448949 | 157386681 | 185257965 | 184819920 | 207650703.3128 | 212816529.1437 | 191906909.5903 | 184834293.7564 | 139877435.809 | 2058288294.6123
| 3 |  | Sub-Total Sales (excluding CKW) |  | 7982093134 | 7110966045 | 7609008318 | 8220056535 | 8364854855 | 9740326682 | 10141556489 | 10103768958.2443 | 9725860855.0633 | 9097127961.3024 | 8165625471.519 | 7962162151.0779 | 104223407455.207
| 4 |  | Jurisdictional % of Total Sales (B1/B3) |  | 98.22% | 97.95% | 98.11% | 98.02% | 98.12% | 98.1% | 98.18% | 97.94% | 97.81% | 97.89% | 97.74% | 98.24% | 98.03%
C |  |  | True-up Calculation
| 1 |  | Juris Fuel Revenues (Net of Revenue Taxes) |  | 284993002.16 | 250837228.67 | 269729571.74 | 290359370.04 | 297287802.58 | 349928235.39 | 366419367.9 | 363816054.3017 | 349732911.622 | 327387193.8731 | 293401905.8485 | 287574651.7394 | 3731467295.8647
| 2 |  | Fuel Adjustment Revenues Not Applicable to Period
|  | a | Prior Period True-up (Collected)/Refunded This Period |  | -4316700.5 | -4316700.5 | -4316700.5 | -4316700.5 | -4316700.5 | -4316700.5 | -4316700.5 | -4316700.5 | -4316700.5 | -4316700.5 | -4316700.5 | -4316700.5 | -51800406
|  | b | GPIF, Net of Revenue Taxes (a) |  | -547226.46 | -547226.46 | -547226.46 | -547226.46 | -547226.46 | -547226.46 | -547226.46 | -547226.46 | -547226.46 | -547226.46 | -547226.46 | -547226.46 | -6566717.52
| 3 |  | Jurisdictional Fuel Revenues Applicable to Period |  | 280129075.2 | 245973301.71 | 264865644.78 | 285495443.08 | 292423875.62 | 345064308.43 | 361555440.94 | 358952127.3417 | 344868984.662 | 322523266.9131 | 288537978.8885 | 282710724.7794 | 3673100172.3447
| 4 | a | Adjusted Total Fuel Costs & Net Power Transactions (Line A-7) |  | 249956810.576 | 229446148.3388 | 272105648.8641 | 278085582.8686 | 314684351.9653 | 334478478.0383 | 385573930.4425 | 403902167.377 | 341168908.756 | 312314015.3485 | 258467811.9842 | 262549703.1924 | 3642733557.7514
|  | b | Nuclear Fuel Expense - 100% Retail |  | 0 | 0 | 0 | 0 | 0 | 0 | 0 | 0 | 0 | 0 | 0 | 0 | 0
|  | c | RTP Incremental Fuel -100% Retail |  | 0 | 0 | 0 | 0 | 0 | 0 | 0 | 0 | 0 | 0 | 0 | 0 | 0
|  | d | D&D Fund Payments -100% Retail |  | 0 | 0 | 0 | 0 | 0 | 0 | 0 | 0 | 0 | 0 | 0 | 0 | 0
|  | e | Adj Total Fuel Costs & Net Power Transactions - Excluding 100% Retail Items (C4a-C4b-C4c-C4d) |  | 249956810.576 | 229446148.3388 | 272105648.8641 | 278085582.8686 | 314684351.9653 | 334478478.0383 | 385573930.4425 | 403902167.377 | 341168908.756 | 312314015.3485 | 258467811.9842 | 262549703.1924 | 3642733557.7514
| 5 |  | Jurisdictional Sales % of Total kWh Sales (Line B-4) |  | 98.22% | 97.95% | 98.11% | 98.02% | 98.12% | 98.1% | 98.18% | 97.94% | 97.81% | 97.89% | 97.74% | 98.24% | 98.03%
| 6 |  | Jurisdictional Total Fuel Costs & Net Power Transactions (Line C4e x C5 x 1.00085(b)) +(Lines C4b,c,d) |  | 245728569.12 | 224927493.86 | 267195898.11 | 272821617.97 | 309025951.92 | 328395697.01 | 378868996.28 | 395937511.88 | 333987269.36 | 305985524.31 | 252831936.76 | 258156529.21 | 3573862995.79
| 7 |  | True-up Provision for the Month - Over/(Under) Recovery (Line C3 - Line C6) |  | 34400506.08 | 21045807.85 | -2330253.33 | 12673825.11 | -16602076.3 | 16668611.42 | -17313555.34 | -36985384.5383 | 10881715.302 | 16537742.6031 | 35706042.1285 | 24554195.5694 | 99237176.5547
| 8 |  | Interest Provision for the Month |  | -5222.68 | -4936.4 | -3153.63 | -2482.67 | -2711.62 | -2076.56 | -1842.65 | -5064.8 | -6157.33 | -3904.79 | -100.46 | 4205.38 | -33448.21
| 9 | a | True-up & Interest Provision Beg. of Period - Over/(Under) Recovery |  | -51800406 | -13088422.1 | 12269149.85 | 14252443.39 | 31240486.33 | 18952398.91 | 39935634.27 | 26936936.78 | -5736812.0583 | 9455446.4137 | 30305984.7268 | 70328626.8954 | -51800406
|  | b | Deferred True-up Beginning of Period - Over/(Under) Recovery |  | -51121025 | -51121025 | -51121025 | -51121025 | -51121025 | -51121025 | -51121025 | -51121025 | -51121025 | -51121025 | -51121025 | -51121025 | -51121025
| 10 | a | Prior Period True-up Collected/(Refunded) This Period |  | 4316700.5 | 4316700.5 | 4316700.5 | 4316700.5 | 4316700.5 | 4316700.5 | 4316700.5 | 4316700.5 | 4316700.5 | 4316700.5 | 4316700.5 | 4316700.5 | 51800406
|  | b | Prior Period True-up Collected/(Refunded) This Period | [13 empty] | 0
| 11 |  | End of Period Net True-up Amount Over/(Under) Recovery (Lines C7 through C10) |  | -64209447.1 | -38851875.15 | -36868581.61 | -19880538.67 | -32168626.09 | -11185390.73 | -24184088.22 | -56857837.0583 | -41665578.5863 | -20815040.2732 | 19207601.8954 | 48082703.3447 | 48082703.3447
D |  |  | Interest Provision
| 1 |  | Beginning True-up Amount (Lines C9a + C9b) |  | -102921431 | -64209447.1 | -38851875.15 | -36868581.61 | -19880538.67 | -32168626.09 | -11185390.73 | -24184088.22 | -56857837.0583 | -41665578.5863 | -20815040.2732 | 19207601.8954 | -430400832.5924
| 2 |  | Ending True-up Amount Before Interest (C7+C9a+C9b+C10) |  | -64204224.42 | -38846938.75 | -36865427.98 | -19878056 | -32165914.47 | -11183314.17 | -24182245.57 | -56852772.2583 | -41659421.2563 | -20811135.4832 | 19207702.3554 | 48078497.9647 | -279363250.0376
| 3 |  | Total of Beginning & Ending True-up Amount |  | -167125655.42 | -103056385.85 | -75717303.13 | -56746637.61 | -52046453.14 | -43351940.26 | -35367636.3 | -81036860.4783 | -98517258.3146 | -62476714.0694 | -1607337.9178 | 67286099.8601 | -709764082.63
| 4 |  | Average True-up Amount (50% of Line D3) |  | -83562828 | -51528193 | -37858652 | -28373319 | -26023227 | -21675970 | -17683818 | -40518430 | -49258629 | -31238357 | -803669 | 33643050 | -354882042
| 5 |  | Interest Rate - First Day Reporting Business Month |  | 0.03% | 0.12% | 0.11% | 0.09% | 0.12% | 0.13% | 0.1% | 0.15% | 0.15% | 0.15% | 0.15% | 0.15%
| 6 |  | Interest Rate - First Day Subsequent Business Month |  | 0.12% | 0.11% | 0.09% | 0.12% | 0.13% | 0.1% | 0.15% | 0.15% | 0.15% | 0.15% | 0.15% | 0.15%
| 7 |  | Total (Line D5 + Line D6) |  | 0.15% | 0.23% | 0.2% | 0.21% | 0.25% | 0.23% | 0.25% | 0.3% | 0.3% | 0.3% | 0.3% | 0.3%
| 8 |  | Average Interest Rate (50% of Line D7) |  | 0.075% | 0.115% | 0.1% | 0.105% | 0.125% | 0.115% | 0.125% | 0.15% | 0.15% | 0.15% | 0.15% | 0.15%
| 9 |  | Monthly Average Interest Rate (Line D8 / 12) |  | 0.00625% | 0.00958% | 0.00833% | 0.00875% | 0.01042% | 0.00958% | 0.01042% | 0.0125% | 0.0125% | 0.0125% | 0.0125% | 0.0125%
| 10 |  | Interest Provision (Line D4 x Line D9) |  | -5222.6767 | -4936.4009 | -3153.6257 | -2482.6654 | -2711.6203 | -2076.5579 | -1842.6538 | -5064.8038 | -6157.3286 | -3904.7946 | -100.4586 | 4205.3813 | -33448.2052
|  |  | REVENUE TAX FACTOR |  | 99.93% | 99.93% | 99.93% | 99.93% | 99.93% | 99.93% | 99.93% | 99.93% | 99.93% | 99.93% | 99.93% | 99.93%
|  |  | Monthly entry Over/(under) |  | 38711983.9 | 25357571.95 | 1983293.54 | 16988042.94 | -12288087.42 | 20983235.36 | -12998697.49 | -32673748.8383 | 15192258.472 | 20850538.3131 | 40022642.1685 | 28875101.4494 | 151004134.3447
NOTES |  |  |  | NOTES: | JAN: (a) Generation Performance Incentive Factor is (($6,571,449/12) x 99.9280%) - See Order No. PSC-11-0094-FOF-EI.; JUL: (a) Generation Performance Incentive Factor is (($6,571,449/12) x 99.9280%) - See Order No. PSC-11-0094-FOF-EI.
|  |  | RAF for Month |  | 0 | 0 | 0 | 0 | 0 | 0 | 0 | 0 | 0 | 0 | 13829.4734 | 34619.5464
|  |  | RAF Balance | 0 | 0 | 0 | 0 | 0 | 0 | 0 | 0 | 0 | 0 | 0 | 13829.4734 | 48449.0198
|  |  | Nuclear Fuel Repair Costs |  | 0 | 0 | 0 | 0 | 0 | 0 | 0 | 0 | 0 | 0 | 0 | 0
|  |  | Scherer Fuel Additives |  | 0 | 0 | 0 | 0 | 0 | 0 | 0 | 0 | 0 | 0 | 0 | 0
|  |  | Total added to line A 1 a |  | 0 | 0 | 0 | 0 | 0 | 0 | 0 | 0 | 0 | 0 | 0 | 0
17805.25
14791.51
|  |  |  | 2011 | 2012 | 2012 | 2012 | 2012 | 2012 | 2012 | 2012 | 2012 | 2012 | 2012 | 2012 | 2012 | 3013.74
| ACCOUNT | SIGN | DESCRIPTION | DEC | JAN | FEB | MAR | APR | MAY | JUN | JUL | AUG | SEP | OCT | NOV | DEC
| 5011440 | 1 | RECOVERABLE FUEL COAL ADDITIVES
| 5011800 | 1 | FUEL OIL RECOVERABLE-ADJUSTMENTS
| 5011100 | 1 | FUEL-RECOVERABLE FUEL,OIL
| 5011600 | 1 | RECOVERABLE FUEL, DISTILLATE(GENERATION)
| 5011420 | 1 | RECOVERABLE FUEL, PETCOKE (GENERATION)
| 5471200 | 1 | FUEL-RECOVERABLE FUEL,GAS
| 5471100 | 1 | FUEL-RECOVERABLE FUEL,OIL
| 5011200 | 1 | FUEL-RECOVERABLE FUEL GAS
| 5011400 | 1 | RECOVERABLE FUEL,COAL(GENERATION)
| 5180000 | 1 | NUCLEAR FUEL EXPENSE
| 5181100 | 1 | NUC FUEL EXP-RECOV BURNUP CHG-LEASD FUEL
| 5181200 | 1 | NUC FUEL EXP-RECOV FINANCING CST-LEASED
| 5181300 | 1 | NUC FUEL EXP-RECOV OTH ADMIN FEES-LEASED
| 5181800 | 1 | NUCLEAR PLANTS RECOVERABLE ADJUSTMENTS
| UNUC.00000084.01.01.01 | 1 | (518A) Nuc Fuel Exp-A04 |  | 0 | 0 | 0 | 394760.3 | 2593048.72 | 4026471.5 | 0 | 0 | 0 | 0 | 0 | 0
| UNUC.00000085.01.01.01 | 1 | (518A) Nuc Fuel Exp-A04 |  | 3366081.06 | 3123825.04 | 3329887.23 | 3228623.36 | 3092116.28 | 3181831.43 | 0 | 0 | 0 | 0 | 0 | 0
| UNUC.00000086.01.01.01 | 1 | (518A) Nuc Fuel Exp-A04 |  | 2165683.82 | 1603660.1 | 0 | 0 | 0 | 0 | 0 | 0 | 0 | 0 | 0 | 0
127 | UNUC.00000087.01.01.01 | 1 | (518A) Nuc Fuel Exp-A04 |  | 3167211.68 | 2963201.39 | 3164530.68 | 3067844.23 | 3107583.24 | 3078702.89 | 0 | 0 | 0 | 0 | 0 | 0
| UCOR.00000320.01.01.01 | 1 | Oil - Recov. Fuel, Riviera |  | 0 | 0 | 0 | 0 | 0 | 0 | 0 | 0 | 0 | 0 | 0 | 0
| UCOR.00000320.01.01.02 | 1 | Oil - Recov. Fuel, Sanford 907 |  | 0 | 0 | 0 | 0 | 0 | 0 | 0 | 0 | 0 | 0 | 0 | 0
| UCOR.00000320.01.01.03 | 1 | Oil - Recov. Fuel, Ft. Laud. CC |  | 0 | 2136.8 | -2120.8 | 0 | 0 | 0 | 0 | 0 | 0 | 0 | 0 | 0
| UCOR.00000320.01.01.04 | 1 | Oil - Recov. Fuel, Pt. Everg. 920 |  | 0 | 0 | 0 | 0 | 0 | 0 | 0 | 0 | 0 | 0 | 0 | 0
| UCOR.00000320.01.01.05 | 1 | Oil - Recov. Fuel, Pt. Everg. 924 |  | 17388.24 | 0 | 1601882.57 | 793583.74 | 32907.88 | 602238.03 | 0 | 0 | 0 | 0 | 0 | 0
| UCOR.00000320.01.01.06 | 1 | Oil - Recov. Fuel, Cape Canaveral |  | 0 | 0 | 0 | 0 | 0 | 0 | 0 | 0 | 0 | 0 | 0 | 0
| UCOR.00000320.01.01.07 | 1 | Oil - Recov. Fuel, PTN Fossil |  | 35366.16 | 17084.33 | 20363.46 | 418580.86 | 32931.32 | 807378.72 | 0 | 0 | 0 | 0 | 0 | 0
| UCOR.00000320.01.01.08 | 1 | Oil - Recov. Fuel, Manatee 917 |  | 0 | 0 | 5850.7 | 613696.3 | 154047.33 | 16776267.97 | 0 | 0 | 0 | 0 | 0 | 0
| UCOR.00000320.01.01.09 | 1 | Oil - Recov. Fuel, Martin 918 |  | 637.12 | 394.8 | 1505.18 | 699284.35 | 3790208.71 | 319110.78 | 0 | 0 | 0 | 0 | 0 | 0
| UCOR.00000320.01.02.01 | 1 | Gas - Recov. Fuel, Cutler |  | 0 | 0 | 0 | 0 | 0 | 0 | 0 | 0 | 0 | 0 | 0 | 0
| UCOR.00000320.01.02.02 | 1 | Gas - Recov. Fuel, Riviera |  | 0 | 0 | 0 | 0 | 0 | 0 | 0 | 0 | 0 | 0 | 0 | 0
| UCOR.00000320.01.02.03 | 1 | Gas - Recov. Fuel, Sanford 907 |  | 0 | 0 | 0 | 0 | 0 | 0 | 0 | 0 | 0 | 0 | 0 | 0
| UCOR.00000320.01.02.04 | 1 | Gas - Recov. Fuel, Pt. Everg. 920 |  | 0 | 0 | 0 | 0 | 0 | 0 | 0 | 0 | 0 | 0 | 0 | 0
| UCOR.00000320.01.02.05 | 1 | Gas - Recov. Fuel, Pt. Everg. 924 |  | 377243.39 | 0 | 5178564.46 | 7027551.29 | 7020231.91 | 7581253.9 | 0 | 0 | 0 | 0 | 0 | 0
| UCOR.00000320.01.02.06 | 1 | Gas - Recov. Fuel, Cape Canaveral |  | 0 | 0 | 0 | 0 | 0 | 0 | 0 | 0 | 0 | 0 | 0 | 0
| UCOR.00000320.01.02.07 | 1 | Gas - Recov. Fuel, PTN Fossil |  | 178542.36 | 412532.04 | 2814319.36 | 3276220.11 | 2514891.41 | 3385132.04 | 0 | 0 | 0 | 0 | 0 | 0
| UCOR.00000320.01.02.08 | 1 | Gas - Recov. Fuel, Manatee 917 |  | 283507.39 | 30104.03 | 7799013.24 | 7235819.95 | 5896518.23 | 12100300.51 | 0 | 0 | 0 | 0 | 0 | 0
| UCOR.00000320.01.02.09 | 1 | Gas - Recov. Fuel, Martin 918 |  | 1255857.73 | 824983.82 | 9749190.96 | 9231970.9 | 16939977.22 | 16072856.49 | 0 | 0 | 0 | 0 | 0 | 0
| UCOR.00000320.01.02.10 | 1 | Gas - Recov. Fuel, SJRPP |  | 47229.87 | 33057.36 | 33057.36 | 40957.38 | 42396.36 | 67079.61 | 0 | 0 | 0 | 0 | 0 | 0
| UCOR.00000320.01.03.01 | 1 | Coal - Recov. Fuel, SJRPP |  | 2109552.65 | 2409039.44 | 2409039.44 | 4088607.93 | 3931045.94 | 4692299.74 | 0 | 0 | 0 | 0 | 0 | 0
| UCOR.00000320.01.03.02 | 1 | Coal - Recov. Fuel, Scherer |  | 6354353.12 | 6415653.06 | 506428.02 | 820040.16 | 6547135.98 | 10013095.1 | 0 | 0 | 0 | 0 | 0 | 0
| UCOR.00000320.01.04.01 | 1 | Distill. - Recov. Fuel, Pt. Everg. 920 |  | 0 | 0 | 0 | 0 | 0 | 0 | 0 | 0 | 0 | 0 | 0 | 0
| UCOR.00000320.01.04.02 | 1 | Distill. - Recov. Fuel, Pt. Everg. 924 |  | 0 | 0 | 0 | 0 | 0 | 0 | 0 | 0 | 0 | 0 | 0 | 0
| UCOR.00000320.01.04.03 | 1 | Distill. - Recov. Fuel, SJRPP |  | 0 | 0 | 0 | 0 | 0 | 0 | 0 | 0 | 0 | 0 | 0 | 0
| UCOR.00000320.01.04.04 | 1 | Distill. - Recov. Fuel, Scherer |  | 8615.39 | 4584.79 | 18820.29 | 52271.07 | 252779.03 | -98152.71 | 0 | 0 | 0 | 0 | 0 | 0
| UCOR.00000320.01.05.01 | 1 | Oil Adjust. - Recov. Fuel, Sanford 907 |  | 0 | 0 | 0 | 0 | 0 | 0 | 0 | 0 | 0 | 0 | 0 | 0
| UCOR.00000320.01.06.01 | 1 | Oil - Recov. Fuel, Putnam |  | 0 | 2453.13 | 0 | 0 | 13216.56 | 0 | 0 | 0 | 0 | 0 | 0 | 0
| UCOR.00000320.01.06.02 | 1 | Oil - Recov. Fuel, Sanford 916 |  | 0 | 0 | 0 | 0 | 0 | 0 | 0 | 0 | 0 | 0 | 0 | 0
| UCOR.00000320.01.06.03 | 1 | Oil - Recov. Fuel, Ft. Laud CC |  | 0 | 0 | 0 | 0 | 0 | 0 | 0 | 0 | 0 | 0 | 0 | 0
| UCOR.00000320.01.06.04 | 1 | Oil - Recov. Fuel, Ft. Laud GT |  | 2622.73 | 2260.97 | 0 | 2713.17 | 3165.36 | 452.19 | 0 | 0 | 0 | 0 | 0 | 0
| UCOR.00000320.01.06.05 | 1 | Oil - Recov. Fuel, FT Myers CC 909 |  | 0 | 0 | -336.85 | 0 | 0 | 0 | 0 | 0 | 0 | 0 | 0 | 0
| UCOR.00000320.01.06.06 | 1 | Oil - Recov. Fuel, FT Myers CC 919 |  | 0 | 25366.16 | 10988.1 | 104971.47 | 45939.62 | 25366.16 | 0 | 0 | 0 | 0 | 0 | 0
| UCOR.00000320.01.06.07 | 1 | Oil - Recov. Fuel, FT Myers CC 922 |  | 17066.63 | 64175.2 | 15663.89 | 330695.18 | 16949.74 | 11806.37 | 0 | 0 | 0 | 0 | 0 | 0
| UCOR.00000320.01.06.08 | 1 | Oil - Recov. Fuel, Pt. Everg. 912 |  | 0 | 0 | 0 | 0 | 0 | 0 | 0 | 0 | 0 | 0 | 0 | 0
| UCOR.00000320.01.06.09 | 1 | Oil - Recov. Fuel, PTN Unit 5 |  | 100950.49 | 95092.62 | 147129.96 | 159626.73 | 116083.29 | 100169.43 | 0 | 0 | 0 | 0 | 0 | 0
| UCOR.00000320.01.06.10 | 1 | Oil - Recov. Fuel, Martin 952 |  | 53639.17 | 97479.84 | 62641.39 | 38356.01 | 52569.69 | 57586.28 | 0 | 0 | 0 | 0 | 0 | 0
| UCOR.00000320.01.06.11 | 1 | Oil - Recov. Fuel, Martin 928 |  | 0 | 0 | 0 | 0 | 0 | 0 | 0 | 0 | 0 | 0 | 0 | 0
| UCOR.00000320.01.06.12 | 1 | Oil - Recov. Fuel, West County |  | 0 | 381314.34 | 0 | 769150.28 | 2570690.03 | 287963.76 | 0 | 0 | 0 | 0 | 0 | 0
| UCOR.00000320.01.06.13 | 1 | Oil - Recov. Fuel, Pt. Everg. GT 923 |  | 2901.77 | 1406.92 | 967.26 | 0 | 4623.27 | 0 | 0 | 0 | 0 | 0 | 0 | 0
| UCOR.00000320.01.07.01 | 1 | Gas - Recov. Fuel, Putnam |  | 804991.73 | 1250929.99 | 3292386.49 | 4185437.19 | 6035290.92 | 4008138.73 | 0 | 0 | 0 | 0 | 0 | 0
| UCOR.00000320.01.07.02 | 1 | Gas - Recov. Fuel, Sanford 916 |  | 30540660.56 | 30491844.24 | 19538966.83 | 18208808.36 | 23798094.01 | 34243319.25 | 0 | 0 | 0 | 0 | 0 | 0
| UCOR.00000320.01.07.03 | 1 | Gas - Recov. Fuel, Sanford 903 |  | 0 | 0 | 0 | 0 | 0 | 0 | 0 | 0 | 0 | 0 | 0 | 0
| UCOR.00000320.01.07.04 | 1 | Gas - Recov. Fuel, Ft. Laud CC |  | 14221149.3 | 12244629.24 | 9548136.15 | 14169306.67 | 13850967.29 | 9087554.91 | 0 | 0 | 0 | 0 | 0 | 0
| UCOR.00000320.01.07.05 | 1 | Gas - Recov. Fuel, Ft. Laud GT |  | 4401.38 | 125437.63 | 80174.49 | 705967.22 | 277044.52 | 277669.83 | 0 | 0 | 0 | 0 | 0 | 0
| UCOR.00000320.01.07.06 | 1 | Gas - Recov. Fuel, FT Myers CC 909 |  | 0 | 0 | 0 | 0 | 0 | 0 | 0 | 0 | 0 | 0 | 0 | 0
| UCOR.00000320.01.07.07 | 1 | Gas - Recov. Fuel, FT Myers CC 919 |  | 23884.13 | 556093.35 | 474100.7 | 2469666.19 | 1552176.27 | 768950.97 | 0 | 0 | 0 | 0 | 0 | 0
| UCOR.00000320.01.07.08 | 1 | Gas - Recov. Fuel, Pt. Everg. 912 |  | 0 | -427.7 | 0 | 0 | 0 | 0 | 0 | 0 | 0 | 0 | 0 | 0
| UCOR.00000320.01.07.09 | 1 | Gas - Recov. Fuel, Cape Canaveral |  | -555.64 | 0 | 0 | 0 | 0 | 0 | 0 | 0 | 0 | 0 | 0 | 0
| UCOR.00000320.01.07.10 | 1 | Gas - Recov. Fuel, PTN Fossil |  | 0 | 0 | 0 | 0 | 0 | 0 | 0 | 0 | 0 | 0 | 0 | 0
| UCOR.00000320.01.07.11 | 1 | Gas - Recov. Fuel, PTN Unit 5 |  | 19506181.44 | 18182722.85 | 20153330.95 | 21040677.78 | 20344123.99 | 18965778.94 | 0 | 0 | 0 | 0 | 0 | 0
| UCOR.00000320.01.07.12 | 1 | Gas - Recov. Fuel, Manatee 981 |  | 17384073.22 | 18629708.23 | 19362688.06 | 21017639.29 | 21145013.48 | 20134290.36 | 0 | 0 | 0 | 0 | 0 | 0
| UCOR.00000320.01.07.13 | 1 | Gas - Recov. Fuel, Martin 952 |  | 19343155.28 | 16693965.52 | 21087095.39 | 19586993.11 | 20309216 | 21215613.3 | 0 | 0 | 0 | 0 | 0 | 0
| UCOR.00000320.01.07.14 | 1 | Gas - Recov. Fuel, Martin 928 |  | 12219570.03 | 14160105.28 | 16973136.65 | 13713051.51 | 17730854.27 | 14553585.85 | 0 | 0 | 0 | 0 | 0 | 0
| UCOR.00000320.01.07.15 | 1 | Gas - Recov. Fuel, West County |  | 75301759.84 | 66309116.69 | 72860997.6 | 64735178.77 | 67854859.36 | 71860653.04 | 0 | 0 | 0 | 0 | 0 | 0
| UCOR.00000320.01.07.16 | 1 | Gas - Recov. Fuel, Pt. Everg. GT 923 |  | 3452.17 | 767.52 | 175371.81 | 1061.72 | 4025.19 | 100138.98 | 0 | 0 | 0 | 0 | 0 | 0
| UCOR.00000320.01.07.17 | 1 | Gas - Recov. Fuel, Ft. Myers CC 911 |  | 28553913.43 | 26417601.84 | 27449549.03 | 21444184.94 | 27684873.45 | 26986703.44 | 0 | 0 | 0 | 0 | 0 | 0
122 | UCOR.00000323.01.02.01 | 1 | 0 |  | 137563.68 | 117777.52 | 167694.06 | 0 | -50072.96 | 129123.07 | 338696681.28 | 353290109.5 | 299221470 | 277260937 | 235212575 | 240136627 | 616826.53
[5 empty] | 237588651.32 | 223690078.38 | 248031014.11 | 243673297.52 | 279307522.91 | 305420730.86 | 338696681.28 | 353290109.5 | 299221470 | 277260937 | 235212575 | 240136627
112 | 9262260 | 1 | PENSIONS & WELFARE-FUEL CLAUSE RECOVERY |  | 0 | 0 | 0 | 0 | 0 | 0 | 0 | 0 | 0 | 0 | 0 | 0
115 | 5011150 | 1 | INCREMENTAL HEDGING COSTS |  | 0 | 0 | 0 | 0 | 0 | 0 | 0 | 0 | 0 | 0 | 0 | 0
[5 empty] | 0 | 0 | 0 | 0 | 0 | 0 | 0 | 0 | 0 | 0 | 0 | 0
| 5181510 | 1 | NUC FUEL EXP-DSPL CST-CURR-ST LUCIE #1
| 5181520 | 1 | NUC FUEL EXP-DSPL CST-CURR-ST LUCIE #2
| 5181530 | 1 | NUC FUEL EXP-DSPL CST-CURR-TURKEY PT #3
| 5181540 | 1 | NUC FUEL EXP-DSPL CST-CURR-TURKEY PT #4
| UNUC.00000580.01.01.01 | 1 | (518B) NuFuel Exp-DSPL-Fuel |  | -1693.13 | 0 | 0 | -3746.17 | 270641.4 | 499148.72 | 0 | 0 | 0 | 0 | 0 | 0
| UNUC.00000581.01.01.01 | 1 | (518B) NuFuel Exp-DSPL-Fuel |  | 528138.56 | 495510.02 | 526119.14 | 508956.13 | 478971.89 | 490373.63 | 0 | 0 | 0 | 0 | 0 | 0
| UNUC.00000582.01.01.01 | 1 | (518B) NuFuel Exp-DSPL-Fuel |  | 503498.03 | 366861.3 | 0 | -1291.17 | 0 | 0 | 0 | 0 | 0 | 0 | 0 | 0
114 | UNUC.00000583.01.01.01 | 1 | (518B) NuFuel Exp-DSPL-Fuel |  | 503627.65 | 468778.49 | 499524.55 | 482987.24 | 482205.53 | 475639.72 | 1379200.36 | 1358654.6438 | 1611874.1786 | 1665601.9467 | 1272158.6307 | 1733216.7194
[5 empty] | 1533571.11 | 1331149.81 | 1025643.69 | 986906.03 | 1231818.82 | 1465162.07 | 1379200.36 | 1358654.6438 | 1611874.1786 | 1665601.9467 | 1272158.6307 | 1733216.7194
191 | MAN400R | 1 | Flagami Refund |  | 0 | 0 | 0 | 0 | 0 | 0 | 0 | 0 | 0 | 0 | 0 | 0
[5 empty] | 0 | 0 | 0 | 0 | 0 | 0 | 0 | 0 | 0 | 0 | 0 | 0
152 | 5181110 | 1 | NUC FUEL EXP-RECOV BURNUP CHG-FPSC-AFUDC |  | 0 | 0 | 0 | 0 | 0 | 0 | 0 | 0 | 0 | 0 | 0 | 0
151 | 5181650 | 1 | NUC FUEL EXP-D & D FUND-FPSC |  | 0 | 0 | 0 | 0 | 0 | 0 | 0 | 0 | 0 | 0 | 0 | 0
[5 empty] | 0 | 0 | 0 | 0 | 0 | 0 | 0 | 0 | 0 | 0 | 0 | 0
| 4471100 | 1 | SALES FOR RESALE-RECOV INTCHG PWR SALES
| 6350000864 | 1 | Sls for Resale-Recov Intchg Pwr-A04 Fuel |  | -1280730 | -1239704.39 | -385357.12 | -330142.48 | -334746.93 | -907993.82 | -665513.97 | -2297827.8332 | -1201397.0492 | -1629130.8332 | -2066955.1678 | -2308784.1629
119 | XXX | 1 | ROUNDING |  | 0 | 0 | 0 | 0 | 0 | 0 | 0 | 0 | 0 | 0 | 0 | 0
[5 empty] | -1280730 | -1239704.39 | -385357.12 | -330142.48 | -334746.93 | -907993.82 | -665513.97 | -2297827.8332 | -1201397.0492 | -1629130.8332 | -2066955.1678 | -2308784.1629
| 4471160 | 1 | REVENUES-GAIN ON NON-BROKER SALES
| 6350000865 | 1 | Sls for Resale-Non-Broker Sales-A04 Fuel |  | -661721.39 | -656059.45 | -169879.03 | -232884.3 | -82452.48 | -222303.41 | -134689.57 | -280100 | -119900 | -220200 | -513400 | -657300
120 | XXX | 1 | #VALUE! |  | 0 | 0 | 0 | 0 | 0 | 0 | 0 | 0 | 0 | 0 | 0 | 0
[5 empty] | -661721.39 | -656059.45 | -169879.03 | -232884.3 | -82452.48 | -222303.41 | -134689.57 | -280100 | -119900 | -220200 | -513400 | -657300
| 5551200 | 1 | RECOVERABLE INTERCHANGE POWER-PSL
| 5551400 | 1 | PURCH PWR-UNIT PWR PURCH-SOUTHERN CO-EGY
| 5551410 | 1 | PURCHASE POWER - PPA - ENERGY
| 5551420 | 1 | PURCH PWR-SJRPP ENERGY EXPENSE
| 5551430 | 1 | PUR PWR-PPA-L/T CONTR-MIN PYMT-FUEL
| 5651400 | 1 | TRANSMSN OF ELECTRICITY-OTHERS-FCRC A7
| UCOR.00000301.01.04.01 | 1 | FERC 555 |  | 3421990.49 | 229890.3 | 5836570.21 | 8040124.2 | 7203376.85 | 6218705.96 | 0 | 0 | 0 | 0 | 0 | 0
| UCOR.00000305.01.08.01 | 1 | FERC 555 |  | 2589810.52 | 2255069.86 | 6029423.57 | 14884533.21 | 13271396.41 | 11083431.77 | 0 | 0 | 0 | 0 | 0 | 0
| UCOR.00000305.01.08.02 | 1 | FERC 565 |  | 146633.28 | 144829.54 | 700902.54 | 807765.78 | 973452.28 | 1201474.43 | 27438159.11 | 25867050.5916 | 21212532.7112 | 19774283.9064 | 12807971.3074 | 12578476.842
| ADJ | 1 | MANUAL ADJ |  |  |  | 0 |  | 0 | 0 | 0 | 0 | 0 |  | 0 | 0
| ADJ | 1 | ROUNDING |  |  |  |  | 0 | 0 | 0 | 0 | 0 | 0 | 0 | 0 | 0
123 |  |  |  |  | 6158434.29 | 2629789.7 | 12566896.32 | 23732423.19 | 21448225.54 | 18503612.16 | 27438159.11 | 25867050.5916 | 21212532.7112 | 19774283.9064 | 12807971.3074 | 12578476.842
| 5551600 | 1 | PURCH PWR-RECOVERABLE EXP-QUALIFY FACIL
| UCOR.00000301.01.02.01 | 1 | FERC 555 |  | 7741500.54 | 3950202.22 | 9383764.54 | 6093902.87 | 9058931.46 | 9876551.96 | 13928524.73 | 18571111.23 | 16260210.79 | 14844281.3 | 12191134.11 | 11627271.1
121 | XXX | 1 | ROUNDING |  | 1 | 0 | 0 | 0 | 0 | 0 | 0 | 0 | 0 | 0 | 0 | 0
[5 empty] | 7741501.54 | 3950202.22 | 9383764.54 | 6093902.87 | 9058931.46 | 9876551.96 | 13928524.73 | 18571111.23 | 16260210.79 | 14844281.3 | 12191134.11 | 11627271.1
| 5551100 | 1 | PURCH PWR-RECOVERABLE INTRCHG-LOC 54
| 5651300 | 1 | TRANS OF ELECTRICITY BY OTHERS-FCRC
| 5651310 | 1 | TRANS ELEC BY OTH-FUEL REC-L/T CNT-FUEL
| UCOR.00000305.01.09.02 | 1 | FERC 565 |  | 0 | 1140 | -12225.61 | 22314.35 | 771.53 | 12123.35 | 0 | 0 | 0 | 0 | 0 | 0
| UCOR.00000305.01.09.01 | 1 | FERC 555 |  | -306696 | 464730.46 | 1990564.75 | 4722735.27 | 4950631.44 | 1468427.94 | 3800890.22 | 8314400 | 5129400 | 1473150 | 376600 | 137500
| ADJ | 1 | MANUAL ADJ |  | 0 | 0 | 0 | 0 | 0 | 0 | 0 | 0 | 0 | 0 | 0 | 0
124 | ADJ | 1 | ROUNDING |  | 0 | 0 |  | 0 | 0 | 0 | 0 | 0 | 0 | 0 | 0 | 0
[5 empty] | -306696 | 465870.46 | 1978339.14 | 4745049.62 | 4951402.97 | 1480551.29 | 3800890.22 | 8314400 | 5129400 | 1473150 | 376600 | 137500
| RRT9002 | -1 | #VALUE! |  | -1254801.2863 | -1132965.3224 | -1153201.2559 | -1413821.0099 | -1234557.6661 | -1398968.2524 | 0 | 0 | 0 | 0 | 0 | 0
| RRT9102 | -1 | #VALUE! |  | -472601.1009 | -453166.8457 | -404509.642 | -463065.3436 | -625451.3194 | -688413.1217 | 0 | 0 | 0 | 0 | 0 | 0
| RRD9002 | -1 | #VALUE! |  | 0 | 0 | 0 | 0 | 0 | 0 | 0 | 0 | 0 | 0 | 0 | 0
129 | RRD9102 | -1 | #VALUE! |  | 0 | 0 | 0 | 0 | 0 | 0 | -2279651.8833 | 0 | 0 | 0 | 0 | 0
[5 empty] | -1727402.3872 | -1586132.1681 | -1557710.8979 | -1876886.3535 | -1860008.9855 | -2087381.3741 | -2279651.8833 | 0 | 0 | 0 | 0 | 0
| RRT9003 | -1 | #VALUE! |  | -455688.3858 | -414431.6127 | -422609.178 | -454071.3063 | -318716.2248 | -397008.8892 | 0 | 0 | 0 | 0 | 0 | 0
| RRT9103 | -1 | #VALUE! |  | -214586.9355 | -216070.0585 | -156469.6779 | -161216.9651 | -332446.7599 | -338082.9725 | -805703.3275 | -921230.7552 | -945281.8746 | -854907.9714 | -812271.8961 | -697304.3062
| RRD9003 | -1 | #VALUE! |  | 0 | 0 | 0 | 0 | 0 | 0 | 0 | 0 | 0 | 0 | 0 | 0
129 | RRD9103 | -1 | #VALUE! |  | 0 | 0 | 0 | 0 | 0 | 0 | 0 | 0 | 0 | 0 | 0 | 0
[5 empty] | -670275.3213 | -630501.6712 | -579078.8559 | -615288.2714 | -651162.9847 | -735091.8617 | -805703.3275 | -921230.7552 | -945281.8746 | -854907.9714 | -812271.8961 | -697304.3062
| MAN400W | -1 | Adjustments to Fuel Revenues to agree to Wholesale Log |  | 0 | 0 | 0 | 0 | 0 | 0 | 0 | 0 | 0 | 0 | 0 | 0
| 4562250 | 1 | ENERGY IMBALANCE SERVICE
| 4562300 | 1 | ENERGY IMBALANCE PENALTY REVENUE
| 4562310 | 1 | ENERGY IMBALANCE PENALTY REVENUE REFUND
| 6350000933 | 1 | Energy Imbal Service Revs-04 Fuel-SysOps |  | 31470.47 | 8568.38 | -13340.79 | -23802.43 | -20641.83 | -44780.34 | 0 | 0 | 0 | 0 | 0 | 0
| 6350000934 | 1 | Energy Imbal Penalty Rev-A04 Fuel-SysOps |  | -12517.06 | -12419 | -12476.29 | -16570.06 | -18226.99 | -28327.05 | 0 | 0 | 0 | 0 | 0 | 0
116 | 6350000935 | 1 | EnergyImbal PenaltyRevRef-A04Fuel-SysOps |  | 865.52 | 924.77 | 913.55 | 1239.62 | 1326.04 | 1984.34 | 1283800.36 | 0 | 0 | 0 | 0 | 0
[5 empty] | 19818.93 | -2925.85 | -24903.53 | -39132.87 | -37542.78 | -71123.05 | 1283800.36 | 0 | 0 | 0 | 0 | 0
| 5011300 | 1 | OIL, RECOV TEMPERATURE & CALIBRATION ADJ
| 5471300 | 1 | OIL, RECOV TEMPERATUE & CALIBRATION ADJ
| 5011430 | 1 | RECOVERABLE FUEL COAL ADJUSTMENTS
| 5011500 | 1 | RECOVERABLE FUEL,COAL (INVENTORY ADJ)
| UCOR.00000321.01.01.01 | 1 | Oil - Recov. Temp. Adj. Riviera |  | 0 | 0 | 0 | 0 | 0 | 0 | 0 | 0 | 0 | 0 | 0 | 0
| UCOR.00000321.01.01.02 | 1 | Oil - Recov. Temp. Adj. Sanford 907 |  | -2736.78 | 1164.55 | 1467.51 | -372.92 | -2511.07 | -2414.05 | 0 | 0 | 0 | 0 | 0 | 0
| UCOR.00000321.01.02.01 | 1 | Oil - Recov. Fuel Inv. Adj., Putnam |  | 0 | 0 | 0 | 0 | 0 | 0 | 0 | 0 | 0 | 0 | 0 | 0
| UCOR.00000321.01.01.03 | 1 | Oil - Recov. Temp. Adj., Ft. Laud CC |  | 0 | 0 | 0 | 0 | 0 | 0 | 0 | 0 | 0 | 0 | 0 | 0
| UCOR.00000321.01.01.04 | 1 | Oil - Recov. Temp. Adj. Pt. Everg. 920 |  | 0 | 0 | 0 | 0 | 0 | 0 | 0 | 0 | 0 | 0 | 0 | 0
| UCOR.00000321.01.01.05 | 1 | Oil - Recov. Temp. Adj. Pt. Everg. 924 |  | 0 | 0 | 0 | 0 | 0 | 0 | 0 | 0 | 0 | 0 | 0 | 0
| UCOR.00000321.01.01.06 | 1 | Oil - Recov. Temp. Adj. Cape Canaveral |  | 0 | 0 | 0 | 0 | 0 | 0 | 0 | 0 | 0 | 0 | 0 | 0
| UCOR.00000321.01.01.07 | 1 | Oil - Recov. Temp. Adj., PTN Fossil |  | -38878.83 | -17004.5 | -6466.5 | -64280.35 | -24638.68 | -300534.93 | 0 | 0 | 0 | 0 | 0 | 0
| UCOR.00000321.01.01.08 | 1 | Oil - Recov. Temp. Adj., PTN Unit 5 |  | 0 | 0 | 0 | 0 | 0 | 0 | 0 | 0 | 0 | 0 | 0 | 0
| UCOR.00000321.01.01.09 | 1 | Oil - Recov. Temp. Adj., Manatee 917 |  | 20689.07 | -74684.42 | 56916.74 | 31269.69 | -221.73 | -81630.17 | 0 | 0 | 0 | 0 | 0 | 0
| UCOR.00000321.01.01.10 | 1 | Oil - Recov. Temp. Adj., Martin 918 |  | 128746.64 | 212448.46 | 150054.91 | -78075.08 | -119918.29 | 18592.86 | 0 | 0 | 0 | 0 | 0 | 0
| UCOR.00000321.01.01.11 | 1 | Oil - Recov. Temp. Adj. Martin 928 |  | 0 | 0 | 0 | 0 | 0 | 0 | 0 | 0 | 0 | 0 | 0 | 0
| UCOR.00000321.01.01.12 | 1 | Oil - Recov. Temp. Adj. Pt. Everg. 9 |  | -88.96 | -78455.78 | 69296.5 | 93339.63 | 58563.05 | 48568.26 | 0 | 0 | 0 | 0 | 0 | 0
| UCOR.00000321.01.03.01 | 1 | Oil - Recov. Temp. Adj., Sanford 903 |  | 0 | 0 | 0 | 0 | 0 | 0 | 0 | 0 | 0 | 0 | 0 | 0
| UCOR.00000321.01.03.02 | 1 | Oil - Recov. Temp. Adj., Ft. Laud CC |  | 878 | 8011.73 | -3292.5 | 8340.98 | 4828.99 | 10755.47 | 0 | 0 | 0 | 0 | 0 | 0
| UCOR.00000321.01.03.03 | 1 | Oil - Recov. Temp. Adj., Ft. Laud GT |  | -2622.73 | -994.83 | 2260.97 | 90.44 | -83138.6 | -813.95 | 0 | 0 | 0 | 0 | 0 | 0
| UCOR.00000321.01.03.04 | 1 | Oil - Recov. Temp. Adj., FT Myers CC 92 |  | -124609.78 | -16832.84 | -54472.95 | 115725.78 | -5844.74 | 8767.1 | 0 | 0 | 0 | 0 | 0 | 0
| UCOR.00000321.01.03.05 | 1 | Oil - Recov. Temp. Adj., Pt. Everg. 912 |  | 87.93 | 0 | 1318.99 | -2813.84 | 2531.79 | 660.59 | 0 | 0 | 0 | 0 | 0 | 0
| UCOR.00000321.01.03.06 | 1 | Oil - Recov. Temp. Adj., PTN Unit 5 |  | -21576.46 | -14254.13 | -21966.98 | -44031.59 | -12008.62 | -21966.98 | 0 | 0 | 0 | 0 | 0 | 0
| UCOR.00000321.01.03.07 | 1 | Oil - Recov. Temp. Adj., Martin 952 |  | -20506.12 | -13030.98 | 16391.16 | -2194.76 | -4389.51 | -9092.57 | 0 | 0 | 0 | 0 | 0 | 0
| UCOR.00000321.01.03.08 | 1 | Oil - Recov. Temp. Adj., Martin 928 |  | 0 | 0 | 0 | 0 | 0 | 0 | 0 | 0 | 0 | 0 | 0 | 0
117 | UCOR.00000321.01.03.09 | 1 | Oil - Recov. Temp. Adj., West County |  | 5405.07 | 5276.37 | -2316.46 | 15491.44 | -8037.45 | 1549.58 | 0 | 0 | 0 | 0 | 0 | 0
117 | UCOR.00000321.01.03.10 | 1 | 0 |  | 1415.27 | -566.1 | -849.17 | 0 | 0 | 0 | 0 | 0 | 0 | 0 | 0 | 0
117 | UCOR.00000321.01.03.11 | 1 | Oil - Recov. Temp. Adj., Putnam 547a |  | 0 | 0 | -3207.92 | -1037.86 | 3587.35 | -4059.37 | 0 | 0 | 0 | 0 | 0 | 0
117 | UCOR.00000321.01.04.01 | 1 | 0 |  | 0 | 0 | 0 | 0 | 0 | 0 | 0 | 0 | 0 | 0 | 0 | 0
117 | UCOR.00000321.01.04.02 | 1 | 0 |  | 0 | 0 | 0 | 0 | 0 | 0 | 0 | 0 | 0 | 0 | 0 | 0
117 | UCOR.00000321.01.04.03 | 1 | 0 |  | 0 | 0 | 0 | 0 | 0 | 0 | 0 | 0 | 0 | 0 | 0 | 0
117 | UCOR.00000321.01.04.04 | 1 | 0 |  | 0 | 0 | 0 | 0 | 0 | 0 | 103354.1 | 0 | 0 | 0 | 0 | 0
[5 empty] | -53797.68 | 11077.53 | 205134.3 | 71451.56 | -191197.51 | -331618.16 | 103354.1 | 0 | 0 | 0 | 0 | 0
| 5011110 | 1 | FUEL OIL RECOVERABLE ADJUSTMENTS
| 5471110 | 1 | FUEL OIL RECOVERABLE ADJUSTMENTS
| UCOR.00000322.01.01.01 | 1 | Oil - Recov. Fuel Adj., Riviera |  | 0 | 0 | 0 | 0 | 0 | 0 | 0 | 0 | 0 | 0 | 0 | 0
| UCOR.00000322.01.01.02 | 1 | Oil - Recov. Fuel Adj., Sanford 907 |  | -58160.61 | 0 | 0 | 0 | 0 | 0 | 0 | 0 | 0 | 0 | 0 | 0
| UCOR.00000322.01.01.03 | 1 | Oil - Recov. Fuel Adj., FT Myers CC 922 |  | 0 | 0 | 0 | 0 | 0 | 0 | 0 | 0 | 0 | 0 | 0 | 0
| UCOR.00000322.01.01.04 | 1 | Oil - Recov. Fuel Adj., Pt Everg. 920 |  | 0 | 0 | 0 | 0 | 0 | 0 | 0 | 0 | 0 | 0 | 0 | 0
| UCOR.00000322.01.01.05 | 1 | Oil - Recov. Fuel Adj., Pt Everg. 924 |  | 0 | 0 | 0 | 0 | 0 | 0 | 0 | 0 | 0 | 0 | 0 | 0
| UCOR.00000322.01.01.06 | 1 | Oil - Recov. Fuel Adj., Pt Everg. 912 |  | 0 | 0 | 0 | 0 | 0 | 0 | 0 | 0 | 0 | 0 | 0 | 0
| UCOR.00000322.01.01.07 | 1 | Oil - Recov. Fuel Adj., Cape Canaveral |  | 0 | -102828.4 | 0 | 0 | 0 | 0 | 0 | 0 | 0 | 0 | 0 | 0
| UCOR.00000322.01.01.08 | 1 | Oil - Recov. Fuel Adj., PTN Fossil |  | 0 | 0 | 0 | 0 | 0 | 0 | 0 | 0 | 0 | 0 | 0 | 0
| UCOR.00000322.01.01.09 | 1 | Oil - Recov. Fuel Adj., Manatee 917 |  | 0 | 0 | 0 | 0 | 0 | 0 | 0 | 0 | 0 | 0 | 0 | 0
| UCOR.00000322.01.01.10 | 1 | Oil - Recov. Fuel Adj., Martin 918 |  | 0 | 0 | -102386.98 | 0 | -16447.05 | 0 | 0 | 0 | 0 | 0 | 0 | 0
| UCOR.00000322.01.02.01 | 1 | Oil - Recov. Fuel Adj., Putnam |  | 0 | 0 | 0 | 0 | 0 | 0 | 0 | 0 | 0 | 0 | 0 | 0
| UCOR.00000322.01.02.02 | 1 | Oil - Recov. Fuel Adj., Sanford 916 |  | 0 | 0 | 0 | 0 | 0 | 0 | 0 | 0 | 0 | 0 | 0 | 0
| UCOR.00000322.01.02.03 | 1 | Oil - Recov. Fuel Adj., Ft. Laud CC |  | 0 | 0 | 0 | 0 | 0 | 0 | 0 | 0 | 0 | 0 | 0 | 0
| UCOR.00000322.01.02.04 | 1 | Oil - Recov. Fuel Adj., Ft. Laud. GT |  | -6200.99 | 0 | 1068.02 | 0 | 0 | 0 | 0 | 0 | 0 | 0 | 0 | 0
| UCOR.00000322.01.02.05 | 1 | Oil - Recov. Fuel Adj., FT Myers CC |  | 0 | 0 | 0 | 0 | 0 | 0 | 0 | 0 | 0 | 0 | 0 | 0
| UCOR.00000322.01.02.06 | 1 | Oil - Recov. Fuel Adj., FT Myers CC 919 |  | 0 | 0 | -470.57 | 0 | 0 | 0 | 0 | 0 | 0 | 0 | 0 | 0
| UCOR.00000322.01.02.07 | 1 | Oil - Recov. Fuel Adj., FT Myers CC |  | 0 | 0 | 0 | 0 | 0 | 0 | 0 | 0 | 0 | 0 | 0 | 0
| UCOR.00000322.01.02.08 | 1 | Oil - Recov. Fuel Adj., Pt. Everg. 912 |  | 0 | 0 | 175864.83 | 0 | 0 | 0 | 0 | 0 | 0 | 0 | 0 | 0
| UCOR.00000322.01.02.09 | 1 | Oil - Recov. Fuel Adj., PTN Unit 5 |  | 0 | 0 | 0 | 0 | 0 | 0 | 0 | 0 | 0 | 0 | 0 | 0
| UCOR.00000322.01.02.10 | 1 | Oil - Recov. Fuel Adj., Martin 952 |  | 0 | 0 | 0 | 0 | 0 | 0 | 0 | 0 | 0 | 0 | 0 | 0
| UCOR.00000322.01.02.11 | 1 | Oil - Recov. Fuel Adj., Martin 928 |  | 0 | 0 | 0 | 0 | 0 | 0 | 0 | 0 | 0 | 0 | 0 | 0
118 | UCOR.00000322.01.02.12 | 1 | Oil - Recov. Fuel Adj., West County |  | 0 | 0 | 0 | 0 | 0 | 0 | 549227.15 | 0 | 0 | 0 | 0 | 0
[5 empty] | -64361.6 | -102828.4 | 74075.3 | 0 | -16447.05 | 0 | 549227.15 | 0 | 0 | 0 | 0 | 0
| 5181660 | 1 | NUC FUEL EXP-D & D FUND-FERC
126 |  |  |  |  | 0 | 0 | 0 | 0 | 0 | 0 | 0 | 0 | 0 | 0 | 0 | 0
|  |  | COSTS - 100% WHOLESALE |  | 0 | 0 | 0 | 0 | 0 | 0 | 0 | 0 | 0 | 0 | 0 | 0
| 5011410 | 1 | SJRPP/SCHERER COAL CARS DEPR EXPENSE | NOV: 0; DEC: 0
| UCOR.00000323.01.01.01 | 1 | Coal Car Depreciation, SJRPP | NOV: 0; DEC: 0
125 | UCOR.00000323.01.01.02 | 1 | Coal Car Depreciation, Scherer | NOV: 0; DEC: 0
[5 empty] | 0 | 0 | 0 | 0 | 0 | 0 | 0 | 0 | 0 | 0 | 0 | 0
| KWH4000 | 1 | Generation - Retail |  | 7840404689 | 6965004441 | 7465369459 | 8057607586 | 8207468174 | 9555068717 | 9956736569 | 9896118254.9315 | 9513044325.9196 | 8905221051.7121 | 7980791177.7627 | 7822284715.2688
RATE CODES EXCLUDING 810 (CKW)
| KWH4840 | 1 | Generation - Revenue code - 840 |  | 85559116 | 89991825 | 86884248 | 97530348 | 95089768 | 109264155 | 0 | 0 | 0 | 0 | 0 | 0
| KWH4940 | 1 | Generation - Revenue code - 940 |  | 56129329 | 55969779 | 56754611 | 64918601 | 62296913 | 75993810 | 184819920 | 207650703.3128 | 212816529.1437 | 191906909.5903 | 184834293.7564 | 139877435.809
[5 empty] | 141688445 | 145961604 | 143638859 | 162448949 | 157386681 | 185257965 | 184819920 | 207650703.3128 | 212816529.1437 | 191906909.5903 | 184834293.7564 | 139877435.809
| 4404000 | 1 | Retail Fuel Revenues |  | 285198344.97 | 251017961.6 | 269923916.96 | 290568579.42 | 297502004.02 | 350180365.25 | 366683379.93 | 0 | 0 | 0 | 0 | 0
| 4400180 | -1 | RESIDENTIAL SALES-FUEL REVENUE REFUND |  | 0 | 0 | 0 | 0 | 0 | 0 | 0 | 0 | 0 | 0 | 0 | 0
| 4400980 | -1 | RESIDNTL SALES PUB AUTH-FUEL REVNU REFND |  | 0 | 0 | 0 | 0 | 0 | 0 | 0 | 0 | 0 | 0 | 0 | 0
| 4421180 | -1 | COMMERCIAL_SALES-FUEL_REVENUE_REFUND |  | 0 | 0 | 0 | 0 | 0 | 0 | 0 | 0 | 0 | 0 | 0 | 0
| 4421980 | -1 | COMMERCL SALES PUB AUTH-FUEL REVNU REFUN |  | 0 | 0 | 0 | 0 | 0 | 0 | 0 | 0 | 0 | 0 | 0 | 0
| 4422180 | -1 | INDUSTRIAL_SALES-FUEL_REVENUE_REFUND |  | 0 | 0 | 0 | 0 | 0 | 0 | 0 | 0 | 0 | 0 | 0 | 0
| 4422980 | -1 | INDUSTRL SALES PUB AUTH-FUEL REVNU REFUN |  | 0 | 0 | 0 | 0 | 0 | 0 | 0 | 0 | 0 | 0 | 0 | 0
| 4440180 | -1 | PUBLIC STREET/HWY LIGHT-FUEL REVNU REFND |  | 0 | 0 | 0 | 0 | 0 | 0 | 0 | 0 | 0 | 0 | 0 | 0
| 4450180 | -1 | OTHER SALES TO PUB AUTH-FUEL REVNU REFUN |  | 0 | 0 | 0 | 0 | 0 | 0 | 0 | 0 | 0 | 0 | 0 | 0
| 4460180 | -1 | SALE TO RAILROAD/RAILWY-FUEL REVNU REFUN |  | 0 | 0 | 0 | 0 | 0 | 0 | 0 | 0 | 0 | 0 | 0 | 0
| MAN4001 | 1 | Final True-up (for Current Year - 2) |  | -45498494 | -45498494 | -45498494 | -45498494 | -45498494 | -45498494 | -45498494 | -45498494 | -45498494 | -45498494 | -45498494 | -45498494
| MAN4002 | 1 | Est. Actual True-up (for Current Year - 1) |  | -6301912 | -6301912 | -6301912 | -6301912 | -6301912 | -6301912 | -6301912 | -6301912 | -6301912 | -6301912 | -6301912 | -6301912
| MAN400B | 1 | Deferred True-up (for Current Year - 1) |  | -51121025 | -51121025 | -51121025 | -51121025 | -51121025 | -51121025 | -51121025 | -51121025 | -51121025 | -51121025 | -51121025 | -51121025
| MAN4004 | 1 | Prior Period True-up Refund - One Time |  | 0 | 0 | 0 | 0 | 0 | 0 | 0 | 0 | 0 | 0 | 0 | 0
| GLB4END | 1 | End of Period GL Balance | DEC: 0
| XXX |  | Rounding |  | 0 | 0 | 0 | -13.51 | 0 | 0 | 0 | 0 | 0 | 0 | 0 | 0
| MAN400G | 1 | General Performance Incentive Amount (GPIF) |  | -6571449 | -6571449 | -6571449 | -6571449 | -6571449 | -6571449 | -6571449 | -6571449 | -6571449 | -6571449 | -6571449 | -6571449
| MAN4019 | 1 | Revenue Adjustments |  | 0 | 0 | 0 | 0 | 0 | 0 | 0 | 0 | 0 | 0 | 0 | 0
| XAN4200 | 1 | Regulatory Assessment Fee Rate |  | 0.072% | 0.072% | 0.072% | 0.072% | 0.072% | 0.072% | 0.072% | 0.072% | 0.072% | 0.072% | 0.072% | 0.072%
| MAN4150 | 1 | Line Loss Factor |  | 0.085% | 0.085% | 0.085% | 0.085% | 0.085% | 0.085% | 0.085% | 0.085% | 0.085% | 0.085% | 0.085% | 0.085%
| XAN4100 | 1 | Interest Rate - Last Day of the Month | 0.03% | 0.12% | 0.11% | 0.09% | 0.12% | 0.13% | 0.1% | 0.15% | 0.15% | 0.15% | 0.15% | 0.15% | 0.15%
A-Schedule Inputs
|  |  | Line Loss Factor |  | 1.0009 | 1.0009 | 1.0009 | 1.0009 | 1.0009 | 1.0009 | 1.0009 | 1.0009 | 1.0009 | 1.0009 | 1.0009 | 1.0009
|  |  | Adj to Rate Code 810 | JAN: -16560000
| KWH4810 | 1 | Generation - Revenue code - 810 |  | 32670000 | 16110000 | 15975000 | 17100000 | 17235000 | 20115000 | 21060000 | 0 | 0 | 0 | 0 | 16560000 | 156825000
|  |  | Fuel Factor | JUL: 3.679; AUG: 3.679; SEP: 3.679; OCT: 3.679; NOV: 3.679; DEC: 3.679
|  |  | Kwh Billed - Retail | JUL: 9956736569; AUG: 9896118254.9315; SEP: 9513044325.9196; OCT: 8905221051.7121; NOV: 7980791177.7627; DEC: 7822284715.2688
|  |  | Revenues | JUL: 366308338.3735; AUG: 364078190.5989; SEP: 349984900.7506; OCT: 327623082.4925; NOV: 293613307.4299; DEC: 287781854.6747
|  |  | Reciprocal of RAF (1 -.0720%) | JUL: 99.93%; AUG: 99.93%; SEP: 99.93%; OCT: 99.93%; NOV: 99.93%; DEC: 99.93%
|  |  | Net of Revenue Taxes | JUL: 366044596.3699; AUG: 363816054.3017; SEP: 349732911.622; OCT: 327387193.8731; NOV: 293401905.8485; DEC: 287574651.7394
Note on D29: When entering kWh sales, the RTP (Real Time Pricing) sales need to be at CBL (Customer Base Line).
Note on F43: The RTP incremental fuel cost are assumed to equal the RTP incremental fuel revnues. These costs are being manually maintained outside of CIS II, until they are included in CIS II revenues.
Note on F69: This is the 30 day Commercial Paper Rate published in the Wall Street Journal on the first of every month. Dave W. clips this information out of the Wall Street and provides you with a copy
Note on G43: The RTP incremental fuel cost are assumed to equal the RTP incremental fuel revnues. These costs are being manually maintained outside of CIS II, until they are included in CIS II revenues.
Note on G69: This is the 30 day Commercial Paper Rate published in the Wall Street Journal on the first of every month. Dave W. clips this information out of the Wall Street and provides you with a copy
Note on H43: The RTP incremental fuel cost are assumed to equal the RTP incremental fuel revnues. These costs are being manually maintained outside of CIS II, until they are included in CIS II revenues.
Note on H69: This is the 30 day Commercial Paper Rate published in the Wall Street Journal on the first of every month. Dave W. clips this information out of the Wall Street and provides you with a copy
Note on I43: The RTP incremental fuel cost are assumed to equal the RTP incremental fuel revnues. These costs are being manually maintained outside of CIS II, until they are included in CIS II revenues.
Note on J25: David Wasielewski:
Note on J43: The RTP incremental fuel cost are assumed to equal the RTP incremental fuel revnues. These costs are being manually maintained outside of CIS II, until they are included in CIS II revenues.
Note on J69: This is the 30 day Commercial Paper Rate published in the Wall Street Journal on the first of every month. Dave W. clips this information out of the Wall Street and provides you with a copy
Note on K43: The RTP incremental fuel cost are assumed to equal the RTP incremental fuel revnues. These costs are being manually maintained outside of CIS II, until they are included in CIS II revenues.
Note on K69: This is the 30 day Commercial Paper Rate published in the Wall Street Journal on the first of every month. Dave W. clips this information out of the Wall Street and provides you with a copy

## E-1C (hidden)
SCHEDULE E - 1C
CALCULATION OF GENERATING PERFORMANCE
INCENTIVE FACTOR AND TRUE - UP FACTOR
FLORIDA POWER AND LIGHT COMPANY
FOR THE PERIOD: JANUARY 2013 - DECEMBER 2013
1. TOTAL AMOUNT OF ADJUSTMENTS: | 23303114
A. GENERATING PERFORMANCE INCENTIVE REWARD (PENALTY) | 23303114
B. TRUE-UP (OVER)/UNDER RECOVERED | 0
2. TOTAL JURISDICTIONAL SALES (MWH) | 107858876.1763
3. ADJUSTMENT FACTORS c/kWh: | 0.0216
A. GENERATING PERFORMANCE INCENTIVE FACTOR | 0.0216
B. TRUE-UP FACTOR | 0

## E1-D
OPC 006702 | [8 empty] | SCHEDULE E-1D | [10 empty] | SCHEDULE E - 1D
FPL RC-16 | [8 empty] | Page 1 of 2 | [10 empty] | Page 2 of 2
FLORIDA POWER & LIGHT COMPANY | [14 empty] | FLORIDA POWER & LIGHT COMPANY
DEVELOPMENT OF SEASONALLY DIFFERENTIATED TIME OF USE MULTIPLIERS | [14 empty] | DEVELOPMENT OF TIME OF USE MULTIPLIERS FOR SEASONAL DEMAND TIME OF USE RIDER
FOR THE PERIOD JANUARY 2018 - DECEMBER 2018 | [14 empty] | FOR THE PERIOD JANUARY 2018 - DECEMBER 2018
| JANUARY - DECEMBER | [10 empty] | ON-PEAK PERIOD |  |  | OFF-PEAK PERIOD |  |  | TOTAL
| ON-PEAK PERIOD |  |  | OFF-PEAK PERIOD |  |  | TOTAL PERIOD
[13 empty] | Average |  |  | Average |  |  | Average
|  |  | Average |  |  | Average |  |  | Average |  | System MWH | Marginal | Marginal | System MWH | Marginal | Marginal | System MWH | Marginal | Marginal
| System MWH | Marginal | Marginal | System MWH | Marginal | Marginal | System MWH | Marginal | Marginal | Mo/Yr | Requirements | Cost | Cost (¢/kWh) | Requirements | Cost | Cost (¢/kWh) | Requirements | Cost | Cost (¢/kWh)
Mo/Yr | Requirements | Cost | Cost (¢/kWh) | Requirements | Cost | Cost (¢/kWh) | Requirements | Cost | Cost (¢/kWh) | 2018-06-01 | 1231881.07 | 7269682.1601 | 5.9013 | 9852793.82 | 29483383.2532 | 2.9924 | 11084674.89 | 36753065.4133 | 3.3157
2018-01-01 | 2392523.79 | 7389114.6827 | 3.0884 | 6492973.44 | 15136732.7374 | 2.3312 | 8885497.23 | 22525847.4201 | 2.5351 | 2018-07-01 | 1380162.95 | 8767129.6434 | 6.3522 | 10457575.82 | 31084881.9143 | 2.9725 | 11837738.77 | 39852011.5577 | 3.3665
2018-02-01 | 2021196.57 | 7202912.9516 | 3.5637 | 6011447.91 | 19452317.488 | 3.2359 | 8032644.48 | 26655230.4395 | 3.3184 | 2018-08-01 | 1450698.89 | 9001712.7602 | 6.2051 | 10551121.23 | 31549165.5061 | 2.9901 | 12001820.12 | 40550878.2663 | 3.3787
2018-03-01 | 2206183.55 | 6873841.1851 | 3.1157 | 6843752.08 | 20478988.2884 | 2.9924 | 9049935.63 | 27352829.4735 | 3.0224 | 2018-09-01 | 1219023.04 | 8907035.6464 | 7.3067 | 9844110 | 33484665.5884 | 3.4015 | 11063133.04 | 42391701.2348 | 3.8318
2018-04-01 | 3105260.76 | 13847589.9752 | 4.4594 | 6230086.8 | 15447470.8887 | 2.4795 | 9335347.56 | 29295060.8639 | 3.1381 | TOTAL | 5281765.95 | 33945560.21 | 6.4269 | 40705600.87 | 125602096.262 | 3.0856 | 45987366.82 | 159547656.472 | 3.4694
2018-05-01 | 3649174.54 | 18363492.4707 | 5.0322 | 6947516.58 | 17894202.243 | 2.5756 | 10596691.12 | 36257694.7137 | 3.4216
2018-06-01 | 3566720.24 | 17539412.8306 | 4.9175 | 7517954.65 | 19939838.5545 | 2.6523 | 11084674.89 | 37479251.3851 | 3.3812
2018-07-01 | 3953645.32 | 20404463.9779 | 5.1609 | 7884093.45 | 20399340.9358 | 2.5874 | 11837738.77 | 40803804.9138 | 3.4469
2018-08-01 | 4165817.32 | 20598437.1686 | 4.9446 | 7836002.8 | 20763889.8329 | 2.6498 | 12001820.12 | 41362327.0014 | 3.4463
2018-09-01 | 3500122.03 | 21163740.641 | 6.0466 | 7563011.01 | 22338949.6537 | 2.9537 | 11063133.04 | 43502690.2947 | 3.9322
2018-10-01 | 3574714.67 | 21031445.205 | 5.8834 | 6804735.07 | 20464423.3945 | 3.0074 | 10379449.74 | 41495868.5995 | 3.9979
2018-11-01 | 2199982.82 | 8011937.4336 | 3.6418 | 6441674.12 | 22120010.2906 | 3.4339 | 8641656.94 | 30131947.7242 | 3.4868
2018-12-01 | 2172168 | 8432782.8519 | 3.8822 | 6680026.12 | 20723922.8395 | 3.1024 | 8852194.12 | 29156705.6914 | 3.2937
TOTAL | 36507509.61 | 170859171.3737 | 4.6801 | 83253274.03 | 235160087.1471 | 2.8246 | 119760783.64 | 406019258.5208 | 3.3903
[10 empty] | MARGINAL FUEL COST |  |  | ON-PEAK |  |  | OFF-PEAK |  |  | AVERAGE
MARGINAL FUEL COST |  |  | ON-PEAK |  |  | OFF-PEAK |  |  | AVERAGE | WEIGHTING MULTIPLIER |  |  | 1.852 |  |  | 0.889 |  |  | 1
WEIGHTING MULTIPLIER |  |  | 1.38 |  |  | 0.833 |  |  | 1

## RS-1 inverted rate computation
OPC 006703
FPL RC-16
2018 | Jan-Dec
|  | RS-1 standard | proposed inverted fuel factors | target fuel revenues | rounded
| First 1000 kWh | 38407469653 | 0.024805 | 952687495.5839 | 2.48 | 67.15%
| All additional kWh | 18791231036 | 0.034805 | 654024006.7661 | 3.48
|  | 57198700689 |  | 1606711502.35
| avg fuel factor | 2.802
| RS-1 loss mult | 1.0025
| average fuel Factor | 2.809
| target fuel revenues | 1606711502.354
|  | OPC 006702 |  | -0.0040102 | Difference
FPL RC-16
Note on G10: FPL_User: Goal Seek - Equal Target Fuel revenues by changing cell E4

## RTR-1 Calculation (hidden)
Calculation of RTR-1 FCR TOU Rates
JANUARY 2013 - DECEMBER 2013
RS-1
|  | RST-1 | Avg | RTR-1
| Time of Use | ¢/kWh | ¢/kWh | ¢/kWh
| [A] | [B] | [C] | [B] - [C]
Fuel Factor | On-Peak Summer | #REF! | 2.809 | #REF!
Fuel Factor | Off-Peak Summer | #REF! | 2.809 | #REF!
Fuel Factor | On-Peak Winter | #REF! | 2.809 | #REF!
Fuel Factor | Off-Peak Winter | #REF! | 2.809 | #REF!

## RTR-1
OPC 006704
FPL RC-16
Calculation of RTR-1 FCR TOU Rates
|  |  |  | Avg | RS-1 |  | RS-1
|  | Avg | TOU | TOU | Loss | RST-1 | Avg | RTR-1
| Time of Use | ¢/kWh | Multiplier | Factors | Mult | ¢/kWh | ¢/kWh | ¢/kWh
| [A] |  |  |  |  | [B] | [C] | [B] - [C]
Fuel Factor | On-Peak | 2.8018 | 1.38 | 3.866 | 1.0025 | 3.8758 | 2.8089 | 1.0669
Fuel Factor | Off-Peak | 2.8018 | 0.833 | 2.334 | 1.0025 | 2.3399 | 2.8089 | -0.46899

## E1-E Page 1 of 3
OPC 006705
FPL RC-16
[5 empty] | SCHEDULE E - 1E |  |  |  |  | SCHEDULE E - 1E
Page 1 of 3
Page 2 of 2
FLORIDA POWER & LIGHT COMPANY
FLORIDA POWER & LIGHT COMPANY
FUEL RECOVERY FACTORS - BY RATE GROUP
(ADJUSTED FOR LINE/TRANSFORMATION LOSSES) | [5 empty] | DETERMINATION OF SEASONAL DEMAND TIME OF USE RIDER (SDTR)
FUEL RECOVERY FACTORS
FOR THE PERIOD JANUARY 2018 - DECEMBER 2018
JANUARY - DECEMBER
ON PEAK: JANUARY 2012 THROUGH DECEMBER 2012 - WEEKDAYS 3:00 PM TO 6:00 PM
(1) | (2) |  | (3) | (4) | (5) | OFF PEAK: ALL OTHER HOURS
| RATE |  | AVERAGE | FUEL RECOVERY | FUEL RECOVERY
GROUP | SCHEDULE |  | FACTOR | LOSS MULTIPLIER | FACTOR
A | RS-1 first 1,000 kWh |  | 2.802 | 1.0025 | 2.48 | (1) | (2) | (3) | (4) | (5)
| all additional kWh |  | 2.802 | 1.0025 | 3.48 |  |  |  |  | SDTR
[7 empty] | OTHERWISE APPLICABLE | AVERAGE | FUEL RECOVERY | FUEL RECOVERY
A | GS-1, SL-2, GSCU-1, WIES-1 |  | 2.802 | 1.0025 | 2.809 | GROUP | RATE SCHEDULE | FACTOR | LOSS MULTIPLIER | FACTOR
A-1* | SL-1, OL-1, PL-1 |  | 2.579 | 1.0025 | 2.586 | B | GSD(T)-1 ON-PEAK | #REF! | #REF! | #REF!
[7 empty] | OFF-PEAK | #REF! | #REF! | #REF!
B | GSD-1 |  | 2.802 | 1.0025 | 2.809
[6 empty] | C | GSLD(T)-1 ON-PEAK | #REF! | #REF! | #REF!
C | GSLD-1 & CS-1 |  | 2.802 | 1.0017 | 2.807 |  | OFF-PEAK | #REF! | #REF! | #REF!
D | GSLD-2, CS-2, OS-2, MET |  | 2.802 | 0.9948 | 2.787 | D | GSLD(T)-2 ON-PEAK | #REF! | #REF! | #REF! | 2.789
[7 empty] | OFF-PEAK | #REF! | #REF! | #REF!
E | GSLD-3, CS-3 |  | 2.802 | 0.97228 | 2.724
Note: All other months served under the otherwise applicable rate schedule.
| * | WEIGHTED AVERAGE 16% ON-PEAK AND 84% OFF-PEAK
See Schedule E-1E, Page 1 of 2.

## Energy Losses by Rate Class (hidden)
Florida Power & Light Company
2012 Actual Energy Losses by Rate Class
Fuel
|  | Voltage | Delivered |  | Delivered |  |  | Cost
Line | Rate | Level | MWH | Expansion | Energy at | Delivered |  | Recovery
No | Class | (Note 1) | Sales | Factor | Generation | Efficiency | Losses | Multiplier
1 | RS-1 | S | 53349936.0577 | 1.0611 | 56607900.0832 | 0.94245 | 3257964.0255 | 1.0022
2
3 | CILC-1D | P | 1038022.9564 | 1.0288 | 1067965.5518 | 0.97196 | 29942.5954
4 | CILC-1D | S | 1793677.1065 | 1.0611 | 1903213.0483 | 0.94245 | 109535.9417
5 | CILC-1D Total |  | 2831700.063 | 1.0493 | 2971178.6001 | 0.95306 | 139478.5371 | 0.99105
6
7 | CILC-1G | P | 1709.5281 | 1.0288 | 1758.8408 | 0.97196 | 49.3127
8 | CILC-1G | S | 186256.2198 | 1.0611 | 197630.4802 | 0.94245 | 11374.2604
9 | CILC-1G Total |  | 187965.7479 | 1.0608 | 199389.321 | 0.94271 | 11423.5731 | 1.0019
10
11 | CILC-1T | T | 1351139.7588 | 1.0183 | 1375869.093 | 0.98203 | 24729.3342 | 0.96181
12
13 | GS-1 | S | 5789275.1403 | 1.0611 | 6142813.5235 | 0.94245 | 353538.3833 | 1.0022
14
15 | GSCU-1 | S | 28068.8614 | 1.0611 | 29782.9654 | 0.94245 | 1714.104 | 1.0022
16
17 | GSD-1 | P | 82036.4712 | 1.0288 | 84402.8783 | 0.97196 | 2366.4071
18 | GSD-1 | S | 24467756.7094 | 1.0611 | 25961949.1496 | 0.94245 | 1494192.4402
19 | GSD-1 Total |  | 24549793.1806 | 1.061 | 26046352.0279 | 0.94254 | 1496558.8473 | 1.0021
20
21 | GSLD-1 | P | 399378.206 | 1.0288 | 410898.5871 | 0.97196 | 11520.3811
22 | GSLD-1 | S | 10195060.7116 | 1.0611 | 10817650.793 | 0.94245 | 622590.0815
23 | GSLD-1 Total |  | 10594438.9176 | 1.0599 | 11228549.3801 | 0.94353 | 634110.4625 | 1.0011
24
25 | GSLD-2 | P | 835163.7493 | 1.0288 | 859254.71 | 0.97196 | 24090.9607
26 | GSLD-2 | S | 1621170.8828 | 1.0611 | 1720172.2463 | 0.94245 | 99001.3636
27 | GSLD-2 Total |  | 2456334.6321 | 1.0501 | 2579426.9563 | 0.95228 | 123092.3242 | 0.99185
28
29 | GSLD-3 | T | 167209.271 | 1.0183 | 170269.6309 | 0.98203 | 3060.3599 | 0.96181
30
31 | MET | P | 80521.3836 | 1.0288 | 82844.0868 | 0.97196 | 2322.7032 | 0.97177
32
33 | OL-1 | S | 100354.7889 | 1.0611 | 106483.2365 | 0.94245 | 6128.4477 | 1.0022
34
35 | OS-2 | P | 11791.4262 | 1.0288 | 12131.5592 | 0.97196 | 340.133
36 | OS-2 | S | 0 | 1.0611 | 0 | 0 | 0
37 | OS-2 Total |  | 11791.4262 | 1.0288 | 12131.5592 | 0.97196 | 340.133 | 0.97177
38
39 | SL-1 | S | 509869.2014 | 1.0611 | 541005.7995 | 0.94245 | 31136.5981 | 1.0022
40
41 | SL-2 | S | 31400.6247 | 1.0611 | 33318.1922 | 0.94245 | 1917.5675 | 1.0022
42
43 | SST-1D | P | 9896.2337 | 1.0288 | 10181.6984 | 0.97196 | 285.4647
44 | SST-1D | S | 0 | 1.0611 | 0 | 0 | 0
45 | SST-1D Total |  | 9896.2337 | 1.0288 | 10181.6984 | 0.97196 | 285.4647 | 0.97177
46
47 | SST-1T | T | 78233.8542 | 1.0183 | 79665.735 | 0.98203 | 1431.8808 | 0.96181
48
49 | Total FPSC |  | 102127929.143 | 1.0596 | 108217161.8892 | 0.94373 | 6089232.7462 | 1.0008
50
| FKEC | T | 241012.8397 | 1.0183 | 245423.9948 | 0.98203 | 4411.1551 | 0.96181
| KWEST | T | 0 | 1.0183 | 0 | 0 | 0 | 0
| MDWSCM | T | 824722.9748 | 1.0183 | 839817.5273 | 0.98203 | 15094.5525 | 0.96181
| LCEC | T | 1176454.4635 | 1.0183 | 1197986.6073 | 0.98203 | 21532.1438 | 0.96181
| WAUCHULA | T | 0 | 1.0183 | 0 | 0 | 0 | 0
51 | Total FERC Sales |  | 2242190.278 | 1.0183 | 2283228.1294 | 0.98203 | 41037.8514 | 0.96181
52
53 | Total Company |  | 104370119.421 | 1.0587 | 110500390.0186 | 0.94452 | 6130270.5976 | 1
54
55 | Company Use |  | 139733 | 1.0611 | 148266.189 | 0.94245 | 8533.189 | 1.0022
56
57 | Total FPL |  | 104509852.421 | 1.0587 | 110648656.2076 | 0.94452 | 6138803.7866 | 1
58
59 | Summary of Sales by Voltage:
60
61 | Transmission |  | 3838773.162 | 1.0183 | 3909032.5883 | 0.98203 | 70259.4263
62
63 | Primary |  | 2458519.9546 | 1.0288 | 2529437.9124 | 0.97196 | 70917.9579
64
65 | Secondary |  | 98072826.3045 | 1.0611 | 104061919.5179 | 0.94245 | 5989093.2134
66
67 | Total |  | 104370119.421 | 1.0587 | 110500390.0186 | 0.94452 | 6130270.5976
68
69
70 | Note 1:
71 | T = Transmission Voltage
72 | P = Primary Voltage
73 | S = Secondary Voltage
2011 Actual Energy Losses by Rate Class
Fuel
|  |  | Delivered |  | Delivered |  |  | Cost
| Rate Class Groups |  | MWH | Expansion | Energy at | Delivered |  | Recovery
|  |  | Sales | Factor | Generation | Efficiency | Losses | Multiplier
| CILC-1D / CILC-1G |  | 3110786.8507 | 1.0512 | 3270024.9043 | 0.9513 | 159238.0536 | 0.99165
| GSD-1 / HLFT-1 / SDTR-1 |  | 24426581.338 | 1.0623 | 25947815.2327 | 0.94137 | 1521233.8947 | 1.0021
| GSD-1 / HLFT-1 / SDTR-1 / CILC-1G |  | 24603935.2169 | 1.0623 | 26136209.3421 | 0.94137 | 1532274.1252 | 1.0021
| GSLD-1 / CS-1 / HLFT-2 / SDTR-2 |  | 10761089.6027 | 1.0612 | 11419694.3001 | 0.94233 | 658604.6975 | 1.0011
| GSLDT-2 / CS-2 / HLFT-3 / SDTR-3 |  | 2373022.008 | 1.0509 | 2493855.665 | 0.95155 | 120833.657 | 0.99139
| GSLDT-2 / CS-2 / HLFT-3 / SDTR-3 / OS-2 / MET |  | 2467933.5685 | 1.0501 | 2591572.9754 | 0.95229 | 123639.4069 | 0.99062
| GSLD-3 / CS-3 |  | 213905.7206 | 1.019 | 217975.6275 | 0.98133 | 4069.9069 | 0.96131
| GSLD-3 / CS-3 / CILC-1T |  | 1573008.8976 | 1.019 | 1602937.9698 | 0.98133 | 29929.0722 | 0.96131
| OL-1 / SL-1 |  | 608735.5834 | 1.0624 | 646707.158 | 0.94128 | 37971.5746 | 1.0022
| SL-2 / GSCU-1 |  | 66598.3486 | 1.0624 | 70752.6057 | 0.94128 | 4154.2572 | 1.0022
| Total Company |  | 105721575.812 | 1.06 | 112069550.3598 | 0.94336 | 6347974.5478 | 1

## E2 (1) (hidden)
|  |  |  | FLORIDA POWER & LIGHT COMPANY |  |  |  | SCHEDULE E2
|  |  |  | FUEL & PURCHASED POWER COST RECOVERY CLAUSE CALCULATION |  |  |  | Page 1 of 2
FOR THE PERIOD JANUARY 2013 - DECEMBER 2013
|  | (a) | (b) | (c) | (d) | (e) | (f) | (g)
LINE |  | JANUARY | FEBRUARY | MARCH | APRIL | MAY | JUNE | 6 MONTH
NO. |  | ESTIMATED | ESTIMATED | ESTIMATED | ESTIMATED | ESTIMATED | ESTIMATED | SUB-TOTAL
1 | FUEL COST OF SYSTEM GENERATION | 220073941 | 191301380 | 208965902 | 210949470 | 238217867.5 | 248780445 | 1318289005.5
2 | NUCLEAR FUEL DISPOSAL | 1828714.6827 | 1651745.556 | 1922853.0936 | 2221055.2806 | 2350681.3341 | 2274853.206 | 12249903.153 |  | JUNE 2010 - OCT 2010 | NOV 2010 - DEC 2010
1b | COAL CAR INVESTMENT
1c | NUCLEAR
1c | NUCLEAR SLEEVING
1c | ADJUSTMENT FOR WEST COUNTY 1 & 2
1d | DOE DECONTAMINATION AND
DECOMMISSIONING COSTS
1f
1c | INCREMENTAL HEDGING COSTS
1h | REACTOR VESSEL HEAD PROJECT | 0 | 0 | 0 | 0 | 0 | 0 | 0
1h | REACTOR VESSEL HEAD PROJECT | 0 | 0 | 0 | 0 | 0 | 0 | 0
3 | FUEL COST OF POWER SOLD | -3339943.8907 | -2366972.576 | -1338863.8907 | -1096233.3875 | -1093096.9892 | -1175923.3875 | -10411034.1218
4 | GAIN ON ECONOMY SALES | -888156.3643 | -641975.8404 | -232510.4229 | -192428.3938 | -132845.6729 | -207652.1222 | -2295568.8166
5 | FUEL COST OF PURCHASED POWER | 13244661.8262 | 10153704.3346 | 12860711.6864 | 13055055.9741 | 17778662.0415 | 16552796.0224 | 83645591.8853
3a | MISSION SETTLEMENT | 0 | 0 | 0 | 0 | 0 | 0 | 0
3b | OKEELANTA/OSCEOLA SETTLEMENT | 0 | 0 | 0 | 0 | 0 | 0 | 0 | Y
6 | QUALIFYING FACILITIES | 11500528.3864 | 9984527.8401 | 11627529.7973 | 5533529.2712 | 13488533.0826 | 11817531.1266 | 63952179.5043
7 | ENERGY COST OF ECONOMY PURCHASES | 16794 | 348000 | 1350422 | 4296600 | 6104025 | 2225800 | 14341641
8 | FUEL COST OF SALES TO CKW | 0 | 0 | 0 | 0 | 0 | 0 | 0
|  | ------------------------------------ | -------------------------------------------------- | -------------------------------------------------- | -------------------------------------------------- | -------------------------------------------------- | -------------------------------------------------- | --------------------------------------------------
9 | TOTAL FUEL & NET POWER TRANSACTIONS | 242436539.6403 | 210430409.3143 | 235156044.2637 | 234767048.7446 | 276713826.2961 | 280267849.8454 | 1479771718.1043
(SUM OF LINES 1 THRU 8)
10 | SYSTEM KWH SOLD (MWH) | 9028040.0879 | 7968366.6881 | 7867611.2793 | 7946460.4007 | 8995452.5918 | 9810213.2413 | 51616144.2891
| (Excl sales to CKW) | ------------------------------------ | ------------------------------------ | ------------------------------------ | ------------------------------------ | ------------------------------------ | ------------------------------------ | ------------------------------------
11 | COST PER KWH SOLD (¢/KWH) | 2.6854 | 2.6408 | 2.9889 | 2.9544 | 3.0762 | 2.8569 | 2.8669
12 | JURISDICTIONAL LOSS MULTIPLIER | 1.0015 | 1.0015 | 1.0015 | 1.0015 | 1.0015 | 1.0015 | 1.0015
13 | JURISDICTIONAL COST (¢/KWH) | 2.6895 | 2.6449 | 2.9935 | 2.9589 | 3.0809 | 2.8613 | 2.8713
14 | TRUE-UP (¢/KWH) | -0.0451 | -0.0527 | -0.053 | -0.0528 | -0.0466 | -0.0427 | -0.0484
15 | TOTAL | 2.6444 | 2.5922 | 2.9405 | 2.9061 | 3.0343 | 2.8186 | 2.8229
16 | REVENUE TAX FACTOR 0.00072 | 0.0019 | 0.0019 | 0.0021 | 0.0021 | 0.0022 | 0.002 | 0.002
- | bar: JANUARY to JUNE
17 | RECOVERY FACTOR ADJUSTED FOR TAXES | 2.6463 | 2.5941 | 2.9426 | 2.9082 | 3.0365 | 2.8206 | 2.8249
18 | GPIF (¢/KWH) | 0.0219 | 0.0255 | 0.0257 | 0.0256 | 0.0226 | 0.0207 | 0.0235
13a | JURISDICTIONALIZED SAVINGS-WCEC 1&2 | 0.0278 | 0.0325 | 0.0327 | 0.0326 | 0.0287 | 0 | 0.0249
19 | RECOVERY FACTOR including GPIF | 2.696 | 2.6521 | 3.001 | 2.9664 | 3.0878 | 2.8413 | 2.8733
20 | RECOVERY FACTOR ROUNDED | 2.696 | 2.652 | 3.001 | 2.966 | 3.088 | 2.841 | 2.873
TO NEAREST .001 ¢/KWH
|  | -------------------------------------------------- | -------------------------------------------------- | ESTIMATED | -------------------------------------------------- | -------------------------------------------------- | -------------------------------------------------- | 6 MONTH
|  | JANUARY | FEBRUARY | MARCH | APRIL | MAY | JUNE | SUB-TOTAL
| 12 MONTH TRUE-UP AMOUNT (under)/over | JANUARY: 48082703.3447; FEBRUARY: UNDER-RECOVERY
| 12 MONTH GPIF REWARD/PENALTY | JANUARY: 23303114; FEBRUARY: REWARD
| JURISDICTIONAL SALES (MWH) | 8883883.497 | 7610103.687 | 7560080.742 | 7587378.644 | 8602783.205 | 9382320.915 | 49626550.69
| MONTHLY TRUE-UP AMOUNT $ | 4006891.9454 | 4006891.9454 | 4006891.9454 | 4006891.9454 | 4006891.9454 | 4006891.9454 | 24041351.6724
| MONTHLY GPIF AMOUNT $ | 1941926.1667 | 1941926.1667 | 1941926.1667 | 1941926.1667 | 1941926.1667 | 1941926.1667 | 11651557
| SYSTEM KWH SOLD (MWH) | 9028040.0879 | 7968366.6881 | 7867611.2793 | 7946460.4007 | 8995452.5918 | 9810213.2413 | 51616144.2891
| SALES TO FKEC / CKW (MWH)**NEGATIVE | [6 empty] | 0
| SYSTEM SALES EXCL FKEC /CKW (MWH) | 9028040.0879 | 7968366.6881 | 7867611.2793 | 7946460.4007 | 8995452.5918 | 9810213.2413 | 51616144.2891
| SALES TO FKEC/CKW (KWH) | 0 | 0 | 0 | 0 | 0 | 0 | 0
| COST PER KWH | 3.5774 | 3.5774 | 3.5774 | 3.5774 | 3.5774 | 3.5774
| FKEC FUEL REVENUES | 0 | 0 | 0 | 0 | 0 | 0 | 0
| WHOLESALE SALES(MWH) | 144156.5909 | 358263.0011 | 307530.5373 | 359081.7567 | 392669.3868 | 427892.3263 | 1989593.5991
| WHOLESALE SALES EXCL FKEC/CKW (MWH) | 144156.5909 | 358263.0011 | 307530.5373 | 359081.7567 | 392669.3868 | 427892.3263 | 1989593.5991
|  | 8883883.497 | 7610103.687 | 7560080.742 | 7587378.644 | 8602783.205 | 9382320.915 | 49626550.69
Note on C71: FPL_User: from FKEC-CKW Sales J14
Note on D71: FPL_User: from FKEC-CKW Sales J14
Note on E71: FPL_User: from FKEC-CKW Sales J14
Note on F71: FPL_User: from FKEC-CKW Sales J14
Note on G71: FPL_User: from FKEC-CKW Sales J14
Note on H71: FPL_User: from FKEC-CKW Sales J14

## E2 (2) (hidden)
|  |  |  | FLORIDA POWER & LIGHT COMPANY |  |  |  | SCHEDULE E2
|  |  |  | FUEL & PURCHASED POWER COST RECOVERY CLAUSE CALCULATION |  |  |  | Page 2 of 2
FOR THE PERIOD JANUARY 2013 - DECEMBER 2013
|  | (h) | (i) | (j) | (k) | (l) | (m) | (n)
LINE |  | JULY | AUGUST | SEPTEMBER | OCTOBER | NOVEMBER | DECEMBER | 12 MONTH
NO. |  | ESTIMATED | ESTIMATED | ESTIMATED | ESTIMATED | ESTIMATED | ESTIMATED | PERIOD
1 | FUEL COST OF SYSTEM GENERATION | 275371926.5 | 280921396.5 | 281678045 | 257990749 | 211279300 | 210625378 | 2836155800.5
2 | NUCLEAR FUEL DISPOSAL | 2350681.3341 | 2350681.3341 | 1714888.6917 | 1894974.7611 | 1824443.2821 | 2400252.8013 | 24785825.3574 |  |  | JUNE 2010 - OCT 2010 | [5 empty] | NOV 2010 - DEC 2010
1b | COAL CAR INVESTMENT | [11 empty] | 1a | NUCLEAR FUEL DISPOSAL | 1951000 | 1888000 | 1921000 | 1364000 | 1331000 | 1472000 | 9927000 | 1a
1c | NUCLEAR | [11 empty] | 1b COAL CAR INVESTMENT |  | 52984 | 52724 | 52466 | 52207 | 51949 | 51687 | 314017 | 1b
1c | NUCLEAR SLEEVING
1c | ADJUSTMENT FOR WEST COUNTY 1 & 2
1d | DOE DECONTAMINATION AND
DECOMMISSIONING COSTS
1f
1c | INCREMENTAL HEDGING COSTS
1h | REACTOR VESSEL HEAD PROJECT | 0 | 0 | 0 | 0 | 0 | 0 | 0
1h | REACTOR VESSEL HEAD PROJECT | 0 | 0 | 0 | 0 | 0 | 0 | 0 |  | 2860941625.8574
3 | FUEL COST OF POWER SOLD | -1321376.9892 | -2093886.9892 | -936055.6468 | -1417853.7695 | -2280603.4705 | -2231443.8907 | -20692254.8776
4 | GAIN ON ECONOMY SALES | -179359.2464 | -276415.46 | -117118.6513 | -215229.6557 | -510214.6818 | -644209.616 | -4238116.1278
5 | FUEL COST OF PURCHASED POWER | 19498272.8986 | 19538399.9331 | 20254344.4793 | 19378906.7689 | 13329264.9926 | 11186503.0096 | 186831283.9675 | [6 empty] | - | - | - | - | - | - | - | -
3a | MISSION SETTLEMENT | 0 | 0 | 0 | 0 | 0 | 0 | 0
3b | OKEELANTA/OSCEOLA SETTLEMENT | 0 | 0 | 0 | 0 | 0 | 0 | 0
6 | QUALIFYING FACILITIES | 14231533.8884 | 16060539.3929 | 16229540.0732 | 12395535.8871 | 9378530.5306 | 11098529.1486 | 143346388.4251 | [6 empty] | 2003984 | 1940724 | 1973466 | 1416207 | 1382949 | 1523687 | 10241017
7 | ENERGY COST OF ECONOMY PURCHASES | 3679200 | 12227259 | 9682750 | 1553050 | 416727 | 163300 | 42063927
8 | FUEL COST OF SALES TO CKW | 0 | 0 | 0 | 0 | 0 | 0 | 0
|  | ------------------------------------ | -------------------------------------------------- | -------------------------------------------------- | -------------------------------------------------- | -------------------------------------------------- | -------------------------------------------------- | --------------------------------------------------
9 | TOTAL FUEL & NET POWER TRANSACTIONS | 313630878.3856 | 328727973.7109 | 328506393.9461 | 291580132.9919 | 233437447.653 | 232598309.4529 | 3208252854.2446
(SUM OF LINES 1 THRU 8)
10 | SYSTEM KWH SOLD (MWH) | 10711997.2664 | 10686872.513 | 10313244.3673 | 9715699.07 | 8804742.8325 | 8655077.8792 | 110503777.2174
| (Excl sales to CKW) | ------------------------------------ | ------------------------------------ | ------------------------------------ | ------------------------------------ | ------------------------------------ | ------------------------------------ | ------------------------------------ |  |  |  | * MONTHLY AND CUMULATIVE SIX MONTH ESTIMATED DATA
11 | COST PER KWH SOLD (¢/KWH) | 2.9278 | 3.076 | 3.1853 | 3.0011 | 2.6513 | 2.6874 | 2.9033
12 | JURISDICTIONAL LOSS MULTIPLIER | 1.0015 | 1.0015 | 1.0015 | 1.0015 | 1.0015 | 1.0015 | 1.0015
13 | JURISDICTIONAL COST (¢/KWH) | 2.9324 | 3.0807 | 3.1902 | 3.0058 | 2.6554 | 2.6916 | 2.9078
14 | TRUE-UP (¢/KWH) | -0.0393 | -0.0395 | -0.0411 | -0.0436 | -0.0483 | -0.0485 | -0.0456
15 | TOTAL | 2.8931 | 3.0412 | 3.1491 | 2.9622 | 2.6071 | 2.6431 | 2.8622
16 | REVENUE TAX FACTOR 0.00072 | 0.0021 | 0.0022 | 0.0023 | 0.0021 | 0.0019 | 0.0019 | 0.0021
- | bar: JULY to DECEMBER
17 | RECOVERY FACTOR ADJUSTED FOR TAXES | 2.8952 | 3.0434 | 3.1514 | 2.9643 | 2.609 | 2.645 | 2.8643
18 | GPIF (¢/KWH) | 0.019 | 0.0192 | 0.0199 | 0.0211 | 0.0234 | 0.0235 | 0.0221
13a | JURISDICTIONALIZED SAVINGS-WCEC 1&2 | 0 | 0 | 0 | 0 | 0 | 0 | 0.0249
19 | RECOVERY FACTOR including GPIF | 2.9142 | 3.0626 | 3.1713 | 2.9854 | 2.6324 | 2.6685 | 2.9113
20 | RECOVERY FACTOR ROUNDED | 2.914 | 3.063 | 3.171 | 2.985 | 2.632 | 2.669 | 2.911
TO NEAREST .001 ¢/KWH
|  | -------------------------------------------------- | -------------------------------------------------- | ESTIMATED | -------------------------------------------------- | -------------------------------------------------- | -------------------------------------------------- | 12 MONTH
|  | JULY | AUGUST | SEPTEMBER | OCTOBER | NOVEMBER | DECEMBER | PERIOD
| JURISDICTIONAL SALES (MWH) | 10203245.832 | 10139701.138 | 9754309.993 | 9198096.459 | 8300270.181 | 8268111.767 | 105490286.06 | 103200444.2969
| MONTHLY TRUE-UP AMOUNT $ | 4006891.9454 | 4006891.9454 | 4006891.9454 | 4006891.9454 | 4006891.9454 | 4006891.9454 | 48082703.3447
| MONTHLY GPIF AMOUNT $ | 1941926.1667 | 1941926.1667 | 1941926.1667 | 1941926.1667 | 1941926.1667 | 1941926.1667 | 23303114
| SYSTEM KWH SOLD (MWH) | 10711997.2664 | 10686872.513 | 10313244.3673 | 9715699.07 | 8804742.8325 | 8655077.8792 | 110503778.2174 | 105410567.6592
| SALES TO FKEC / CKW (MWH)**NEGATIVE | [6 empty] | 0 | -110305.5862
| SYSTEM SALES EXCL FKEC /CKW (MWH) | 10711997.2664 | 10686872.513 | 10313244.3673 | 9715699.07 | 8804742.8325 | 8655077.8792 | 110503778.2174 | 105300262.073
| SALES TO FKEC/CKW (KWH) | 0 | 0 | 0 | 0 | 0 | 0 | 0
| COST PER KWH | 3.5774 | 3.5774 | 3.5774 | 3.5774 | 3.5774 | 3.5774
| FKEC FUEL REVENUES | 0 | 0 | 0 | 0 | 0 | 0 | 0
| WHOLESALE SALES(MWH) | 508751.4344 | 547171.375 | 558934.3743 | 517602.611 | 504472.6515 | 386966.1122 | 5013492.1574 | 2210123.3623
| WHOLESALE SALES EXCL FKEC/CKW (MWH) | 508751.4344 | 547171.375 | 558934.3743 | 517602.611 | 504472.6515 | 386966.1122 | 5013492.1574 | 2099817.7761
|  | 10203245.832 | 10139701.138 | 9754309.993 | 9198096.459 | 8300270.181 | 8268111.767 | 105490286.06

## FKEC (hidden)
FLORIDA POWER & LIGHT COMPANY
Calculation of FERC , FKEC and CKW Fuel Factors
FOR THE PERIOD JANUARY 2013 - DECEMBER 2013
| (A) | (B) | (C) | (D) | (E) | (F)
|  | FERC | FERC |  |  | FERC
| FPSC | ADJUSTMENTS | TOTAL | NUCLEAR | CKW | EXCL CKW
|  |  | (A-B) |  | (C-D) | (C less col E lines 18 & 21)
1. Total Fuel Cost System Generation (E3) | 2836155800.5 |  | 2836155800.5 | 212252600 | 2623903200.5 | 2836155800.5 | OK | JUNE 2010 - OCT 2010 | NOV 2010 - DEC 2010
1a. Adjustment for WCEC 1 & 2 | 0 |  | 0 |  | 0 | 0
2. Power Sold (E6,E6a) | -20692254.8776 | 0 | -20692254.8776 | -4340024.8776 | -16352230 | -20692254.8776 | OK
2a. Revenues from Off-System Sales | -4238116.1278 | -4238116.1278 | 0 |  | 0 | 0
3. Purchased Power (E7) | 186831283.9675 |  | 186831283.9675 | 4230559.5861 | 182600724.3814 | 186831283.9675 | OK
3a. Mission Settlement (E2) | 0 | 0 | 0 |  | 0 | 0
3b. Okeelanta/Osceola Settlement (E2) | 0 | 0 | 0 |  | 0 | 0
3c Economy Purchases (E9) | 42063927 |  | 42063927 |  | 42063927 | 42063927
4a Payments to Q.F.'s (E8) | 143346388.4251 |  | 143346388.4251 |  | 143346388.4251 | 143346388.4251
5. Nuclear Disposal Costs (E2) | 24785825.3574 |  | 24785825.3574 | 24785825.3574 | 0 | 24785825.3574
5a. DOE Decontamination/Decommissioning | 0 |  | 0 | 0 | 0 | 0 | OK
5b Nuclear | 0 | 0 | 0 |  | 0 | 0 | OK
5c Nuclear Sleeving | 0 | 0 | 0 |  | 0 | 0
5e Last Core | 0 | 0 | 0 |  | 0 | 0
5f Nuclear Spent Fuel Disposal | 0 | 0 | 0 |  | 0 | 0
5g Security Costs | 0 | 0 | 0 |  | 0 | 0
5h Incremental Hedging Costs | 0 | 0 | 0 |  | 0 | 0
6. Coal Car Investment | 0 | 0 | 0 |  | 0 | 0 | OK
6a Gas Pipeline Enhancements | 0 | 0 | 0 |  | 0 | 0 | OK
6b Martin Gas Pipeline | 0 | 0 | 0 |  | 0 | 0 | OK
6c CKW Revenues | [5 empty] | 0
7. Net Fuel Cost (Lines 1 thru 6) | 3208252854.2446 | -4238116.1278 | 3212490970.3725 | 236928960.066 | 2975562010.3065 | 3212490970.3725
MWH
8. System | 3208252854.2446 | ERROR | 102655546.2 | 26472098 | 76183448.2 | 102655546.2 | OK
9. Fuel Cost of Economy Sales (E6) |  | 3145719691 | -413400 |  |  |  | OK
9a. Gain on Economy Sales (E6a) |  |  | 0 |  |  |  | OK
9b. Fuel Cost of Unit Power Sales (SL2 Partcpts) (E6) |  |  | -563880.7673 |  |  |  | OK
9c. Fuel Cost of Other Power Sales (E6) |  |  | 0
9d. TOTAL Interchange Out |  |  | -977280.7673 | -563880.7673 | -413400 | -977280.7673
10. Interchange Loss Factor |  |  | 1.019 | 1.019 | 1.019 | 1.019
11. Adjusted Interchange Out (Line 9d * 10) |  |  | -995849.1019 | -574594.5019 | -421254.6 | -995849.1019
12. Purchased Power (E7) |  |  | 5264131.6693 | 538022.6693 | 4726109 | 5264131.6693 | OK
12a Economy Purchases - (Florida) (E9) |  |  | 1060000 |  | 1060000 | 1060000 | OK
12b Economy Purchases - (Non-Florida) (E9) |  |  | 0 |  | 0 | 0 | OK
12c Payments to Q.F.'s (E8) |  |  | 3209622.4 |  | 3209622.4 | 3209622.4 | OK
12d CKW Generation | [5 empty] | 0
13. Net Generation (MWH) (Line 8 + 11 + 12) |  |  | 111193451.1674 | 26435526.1674 | 84757925 | 111193451.1674
14. Net Fuel Cost/Net Generation |  |  | 2.8891 | 0.89625 | 3.5107 | 2.8891
(Item 7/Item 13/10)
15. Loss factor |  |  | 1.019 | 1.019 | 1.019 | 1.019
16. Cost per KWH Delivered-Actual(Item 14 * Item 15) |  |  | 2.944 | 0.91328 | 3.5774 | 2.944
17. Sales to CKW |  |  |  |  | 0
18. Fuel Revenue Required(Item 16 * Item 17/100) |  |  |  |  | 0
19. Sales to CKW (MWH) |  |  |  |  | 0
20. Loss Factor |  |  |  |  | 1.019
21. Generation for CKW (line 19 * line 20) |  |  |  |  | 0
Note on A27: Scherer Unit 4 and SJRPP Coal Cars
Note on A28: Lauderdale Plant Gas Pipeline
Note on C27: Total Depreciation and ROI (line10)
Note on C28: Total Depreciation and ROI (line10)
Note on C29: Total Depreciation and ROI (line10)
Note on D12: 80% of gain
Note on D27: Return on Investment (line9)
Note on D28: Return on Investment (line9)
Note on D29: Return on Investment (line9)
Note on E27: Depreciation/Amortization expense (line 3)
Note on E28: Depreciation/Amortization expense (line 3)
Note on E29: Depreciation/Amortization expense (line 3)
Note on E36: C and OS mwh's
Note on E41: from Don McInnis report - System Average Transmission Loss Percentage - Line 13a. - system average transmission loss expansion factor including GSU losses
Note on E43: Total mwh's

## FKEC-CKW SALES (hidden)
Year | Period | Florida Keys_Billed Sales | Key West_Billed Sales | Lee County_Billed Sales | Seminole Sales | Metro Dade Billed Sales | Wauchula | Total Wholesale Billed Sales | CKW Sales | Total Wholesale | Total Wholesale minus CKW | CKW Sales | Total Wholesale | Total Wholesale minus CKW
2008 | 1 | 54256.151 | 16065 |  |  | 655.962 |  | 70977.113
2008 | 2 | 51438.02 | 18675 |  |  | 619.117 |  | 70732.137
2008 | 3 | 53909.591 | 21230 |  |  | 295.189 |  | 75434.78
2008 | 4 | 58070.208 | 25200 |  |  | 659.911 |  | 83930.119
2008 | 5 | 57682.352 | 24595 |  |  | 642.321 |  | 82919.673
2008 | 6 | 67919.681 | 25695 |  |  | 601.435 |  | 94216.116
2008 | 7 | 71794.6 | 23085 |  |  | 615.667 |  | 95495.267
2008 | 8 | 73957.002 | 23040 |  |  | 643.124 |  | 97640.126
2008 | 9 | 73492.165 | 23130 |  |  | 597.289 |  | 97219.454
2008 | 10 | 62794.548 | 21330 |  |  | 589.969 |  | 84714.517
2008 | 11 | 57611.893 | 19440 |  |  | 506.467 |  | 77558.36
2008 | 12 | 45201.201 | 16605 |  |  | 531.902 |  | 62338.103
2009 | 1 | 47513.018 | 16200 |  | 3250 | 656.681 |  | 67619.699
2009 | 2 | 48532.176 | 16245 |  | 0 | 611.02 |  | 65388.196
2009 | 3 | 44843.899 | 15795 |  | 10550 | 417.039 |  | 71605.938
2009 | 4 | 51885.582 | 17100 |  | 19400 | 611.953 |  | 88997.535
2009 | 5 | 57070.319 | 17465 |  | 14850 | 553.962 |  | 89939.281
2009 | 6 | 64566.029 | 20115 |  | 18150 | 608.645 |  | 103439.674
2009 | 7 | 67422.286 | 21060 |  | 21525 | 503.778 |  | 110511.064
2009 | 8 | 75359.653 | 22185 |  | 29850 | 593.649 |  | 127988.302
2009 | 9 | 74640.708 | 22770 |  | 30150 | 525.669 |  | 128086.377
2009 | 10 | 65199.352 | 21060 |  | 31425 | 539.79 |  | 118224.142
2009 | 11 | 52843.7891 | 22014 |  | 0 | 428.5286 |  | 75286.3177
2009 | 12 | 49184.963 | 18396 |  | 0 | 541.1122 |  | 68122.0752
2010 | 1 | 52145.927 | 16110 |  | 4950 | 430.147 |  | 73636.074 | 68255.927 | 73636.074 | 5380.147
2010 | 2 | 56593.035 | 16200 | 109394.3 | 0 | 436.297 |  | 182623.632 | 72793.035 | 182623.632 | 109830.597
2010 | 3 | 46078.829 | 15480 | 85973.099 | 0 | 253.868 |  | 147785.796 | 61558.829 | 147785.796 | 86226.967
2010 | 4 | 54352.3082 | 20538 | 89324.2039 | 0 | 477.5806 |  | 164692.0926 | 74890.3082 | 164692.0926 | 89801.7845
2010 | 5 | 60240.4458 | 20787 | 89887.4594 | 0 | 562.683 |  | 171477.5883 | 81027.4458 | 171477.5883 | 90450.1424
2010 | 6 | 66218.8492 | 21717 | 103950.3705 | 0 | 568.6404 |  | 192454.8601 | 87935.8492 | 192454.8601 | 104519.0109
2010 | 7 | 68903.2819 | 21996 | 107920.671 | 0 | 514.932 |  | 199334.8849 | 90899.2819 | 199334.8849 | 108435.603
2010 | 8 | 70099.5422 | 23472 | 115941.08 | 0 | 559.3472 |  | 210071.9694 | 93571.5422 | 210071.9694 | 116500.4272
2010 | 9 | 67952.8911 | 24048 | 120743.6752 | 0 | 546.3954 |  | 213290.9617 | 92000.8911 | 213290.9617 | 121290.0706
2010 | 10 | 61012.3916 | 22194 | 110070.1674 | 0 | 544.576 |  | 193821.135 | 83206.3916 | 193821.135 | 110614.7434
2010 | 11 | 53153.1151 | 22014 | 101068.6793 | 0 | 429.9705 |  | 176665.7649 | 75167.1151 | 176665.7649 | 101498.6498
2010 | 12 | 49548.6753 | 18396 | 82236.3366 | 0 | 551.753 |  | 150732.7649 | 67944.6753 | 150732.7649 | 82788.0896
2011 | 1 | 50114.637 | 18045 | 101294.148 | 0 | 692.068 |  | 170145.853 | 68159.637 | 170145.853 | 101986.216
2011 | 2 | 52660.5068 | 16839 | 88128.3865 | 0 | 549.2328 |  | 158177.1261 | 69499.5068 | 158177.1261 | 88677.6193
2011 | 3 | 46955.1277 | 17131.5862 | 83756.0817 | 0 | 408.9634 |  | 148251.759 | 64086.7139 | 148251.759 | 84165.0451
2011 | 4 | 51406.654 | 19548 | 87866.0176 | 0 | 530.927 |  | 159351.5986 | 70954.654 | 159351.5986 | 88396.9446
2011 | 5 | 53245.5701 | 19914 | 87561.0683 | 0 | 612.0808 |  | 161332.7192 | 73159.5701 | 161332.7192 | 88173.1491
2011 | 6 | 61856.3323 | 21384 | 104103.3624 | 0 | 607.6562 |  | 187951.3509 | 21384 | 187951.3509 | 166567.3509
2011 | 7 | 65111.9886 | 21681 | 112132.3505 | 0 | 532.6544 |  | 199457.9935 | 21681 | 199457.9935 | 177776.9935
2011 | 8 | 69177.1851 | 22752 | 119871.9776 | 0 | 582.5614 |  | 212383.7242 | 22752 | 212383.7242 | 189631.7242
2011 | 9 | 69175.3213 | 23346 | 121339.577 | 0 | 566.1136 |  | 214427.0119 | 23346 | 214427.0119 | 191081.0119
2011 | 10 | 65010.0527 | 21114 | 110650.116 | 0 | 557.804 |  | 197331.9727 | 21114 | 197331.9727 | 176217.9727
2011 | 11 | 59823.6954 | 19395 | 106885.592 | 0 | 493.1158 |  | 186597.4032 | 19395 | 186597.4032 | 167202.4032
2011 | 12 | 50808.7437 | 16560 | 79069.6287 | 0 | 510.1778 |  | 146948.5502 | 16560 | 146948.5502 | 130388.5502 | 492092.0819 | 2142357.0625 | 1650264.9806
2013 | 1 | 56015.3908 | 16731 | 81715.5713 | 0 | 607.5907 | 4812.2063 | 159881.7591 | 16731 | 159881.7591 | 143150.7591
2013 | 2 | 55730.7003 | 16803 | 94175.4929 | 0 | 574.5802 | 4768.0964 | 172051.8698 | 16803 | 172051.8698 | 155248.8698
2013 | 3 | 52183.2577 | 16924.5862 | 79205.7646 | 0 | 337.8303 | 4813.2858 | 153464.7247 | 16924.5862 | 153464.7247 | 136540.1385
2013 | 4 | 62601.2797 | 18963 | 92402.9452 | 0 | 640.98 | 4856.267 | 179464.4718 | 18963 | 179464.4718 | 160501.4718
2013 | 5 | 62763.6254 | 19572 | 103002.5494 | 0 | 618.6385 | 5113.6352 | 191070.4485 | 19572 | 191070.4485 | 171498.4485
2013 | 6 | 72735.8169 | 21312 | 110608.4332 | 0 | 656.0738 | 5974.6296 | 211286.9536 | 21312 | 211286.9536 | 189974.9536
2013 | 7 | 74565.5391 | 0 | 114219.33 | 0 | 553.003 | 6349.3802 | 195687.2523 | 0 | 195687.2523 | 195687.2523
2013 | 8 | 80295.871 | 0 | 122614.4647 | 0 | 600.1275 | 6361.4739 | 209871.9371 | 0 | 209871.9371 | 209871.9371
2013 | 9 | 79599.4915 | 0 | 128546.3009 | 0 | 566.6927 | 6432.3142 | 215144.7993 | 0 | 215144.7993 | 215144.7993
2013 | 10 | 69996.1927 | 0 | 117424.8677 | 0 | 559.9601 | 6174.3965 | 194155.417 | 0 | 194155.417 | 194155.417
2013 | 11 | 67502.1335 | 0 | 113310.1738 | 0 | 519.3662 | 5603.391 | 186935.0644 | 0 | 186935.0644 | 186935.0644
2013 | 12 | 52113.2691 | 0 | 84052.8315 | 0 | 0 | 4942.5642 | 141108.6647 | 0 | 141108.6647 | 141108.6647
|  | 786102.5678 | 110305.5862 | 1241278.7251 | 0 | 6234.843 | 66201.6402 | 2210123.3623 | 110305.5862 | 2210123.3623 | 2099817.7761
2013 | 1 | 50276.6644 | 19116 | 86957.1573 | 0 | 622.878 |  | 156972.6997 | 69392.6644 | 156972.6997 | 87580.0354
2013 | 2 | 50680.7276 | 17334 | 91157.939 | 0 | 591.0681 |  | 159763.7346 | 68014.7276 | 159763.7346 | 91749.007
2013 | 3 | 52688.9649 | 17320.5862 | 84759.8779 | 0 | 393.744 |  | 155163.1731 | 70009.5511 | 155163.1731 | 85153.6219
2013 | 4 | 56383.5487 | 20538 | 92028.5617 | 0 | 554.9032 |  | 169505.0136 | 76921.5487 | 169505.0136 | 92583.4649
2013 | 5 | 62289.6068 | 20787 | 92608.8702 | 0 | 591.2174 |  | 176276.6944 | 83076.6068 | 176276.6944 | 93200.0876
2013 | 6 | 68282.831 | 21717 | 107097.5451 | 0 | 589.3836 |  | 197686.7597
2013 | 7 | 70984.3387 | 0 | 111188.0503 | 0 | 542.3437 |  | 182714.7327
2013 | 8 | 72194.3536 | 0 | 119451.2838 | 0 | 590.4243 |  | 192236.0617
2013 | 9 | 70060.521 | 0 | 124399.2804 | 0 | 555.0962 |  | 195014.8976
2013 | 10 | 63138.5869 | 0 | 113402.6249 | 0 | 556.6354 |  | 177097.8472
2013 | 11 | 55285.656 | 0 | 104128.6094 | 0 | 450.5843 |  | 159864.8497
2013 | 12 | 51683.8398 | 0 | 84726.1031 | 0 | 543.4219 |  | 136953.3648
2014 | 1 | 50939.4546 | 0 | 88261.5885 | 0 | 616.2613 |  | 139817.3043
2014 | 2 | 51336.3776 | 0 | 292022.0107 | 0 | 585.4583 |  | 343943.8466
2014 | 3 | 53337.6386 | 0 | 271525.9923 | 0 | 413.455 |  | 325277.086
2014 | 4 | 57027.7697 | 0 | 294811.0255 | 0 | 533.9017 |  | 352372.6969
2014 | 5 | 62923.357 | 0 | 296670.027 | 0 | 580.9967 |  | 360174.3807
2014 | 6 | 68904.8794 | 0 | 343084.1103 | 0 | 586.9733 |  | 412575.963
2014 | 7 | 71593.1247 | 0 | 356187.9322 | 67200 | 527.6791 |  | 495508.736
2014 | 8 | 72793.2706 | 0 | 382658.9788 | 73600 | 579.8844 |  | 529632.1338
2014 | 9 | 70651.9522 | 0 | 398509.7522 | 67200 | 546.6577 |  | 536908.3621
2014 | 10 | 63717.277 | 0 | 363282.2625 | 70400 | 549.9687 |  | 497949.5082
2014 | 11 | 55863.1106 | 0 | 333573.2023 | 73600 | 439.4078 |  | 463475.7207
2014 | 12 | 52261.4386 | 0 | 271417.7961 | 64000 | 545.7259 |  | 388224.9606

## Sales by Class (ST) (hidden)
2008 MONTHLY FORECAST OF
BILLED SALES, CUSTOMERS AND USE BY CLASS | [13 empty] | 2010-04-01
| January | February | March | April | May | June | July | August | September | October | November | December | Total
SYSTEM SALES (mWh)
Residential | 4234067.543 | 3604218.083 | 3598528.147 | 3779246.62 | 4283254.511 | 5282804.838 | 5301896 | 5331470.605 | 5632132.752 | 4805005 | 3672851.443 | 3703339.319 | 53228814.861
Commercial | 3783449.121 | 3491303.985 | 3442605.194 | 3509770.796 | 3717189.961 | 4108255.094 | 4103113 | 4016555.765 | 4261070.784 | 3926048 | 3580327.432 | 3621740.122 | 45561429.254
Industrial | 332838.068 | 317151.713 | 282856.576 | 296408.241 | 292755.945 | 323010.781 | 308290 | 280429.545 | 300915.848 | 288124 | 275330.606 | 289108.894 | 3587220.217
Street & Highway | 36110.541 | 31206.653 | 37033.506 | 32584.449 | 34399.456 | 35669.651 | 34633 | 35471.712 | 35448.928 | 37889 | 36155.987 | 36251.615 | 422854.498
Other | 5750.311 | 3526.284 | 3601.882 | 3497.641 | 3486.656 | 3342.081 | 2394 | 2229.47 | 2461.709 | 2465 | 2280.208 | 2358.617 | 37393.859
Railroads & Railways | 7557.55 | 6694.8 | 6300 | 6711.25 | 6382.95 | 6832.35 | 7157.85 | 6761.65 | 6862.8 | 6662 | 6729.8 | 6442.1 | 81095.1
TOTAL JURISDICTIONAL
SALES | 8399773.134 | 7454101.518 | 7370925.305 | 7628218.997 | 8337469.479 | 9759914.795 | 9757483.85 | 9672918.747 | 10238892.821 | 9066193 | 7573675.476 | 7659240.667 | 102918807.789
Resale | 70977.113 | 70732.137 | 75434.78 | 83930.119 | 82919.673 | 94216.116 | 95495 | 97640.126 | 97219.454 | 84715 | 77558.36 | 62338.103 | 993175.981
TOTAL SALES | 8470750.247 | 7524833.655 | 7446360.085 | 7712149.116 | 8420389.152 | 9854130.911 | 9852978.85 | 9770558.873 | 10336112.275 | 9150908 | 7651233.836 | 7721578.77 | 103911983.77
CUSTOMERS
Residential | 3995414 | 4001651 | 4003023 | 4001785 | 3996910 | 3996829 | 3991810 | 3989187 | 3985030 | 3983523 | 3981138 | 3980785 | 3992257.0833
Commercial | 498674 | 499460 | 499080 | 499289 | 500326 | 500723 | 501265 | 501848 | 501941 | 502471 | 502192 | 501710 | 500748.25
Industrial | 15142 | 14695 | 14221 | 13923 | 13597 | 13372 | 13155 | 12920 | 12797 | 12548 | 12249 | 11902 | 13376.75
Street & Highway | 3073 | 3083 | 3095 | 3095 | 3099 | 3107 | 3113 | 3132 | 3141 | 3150 | 3155 | 3170 | 3117.75
Other | 207 | 207 | 206 | 205 | 205 | 204 | 204 | 204 | 201 | 199 | 199 | 199 | 203.3333
Railroads & Railways | 23 | 23 | 23 | 23 | 23 | 23 | 23 | 23 | 23 | 23 | 23 | 23 | 23
TOTAL JURISDICTIONAL
CUSTOMERS | 4512533 | 4519119 | 4519648 | 4518320 | 4514160 | 4514258 | 4509570 | 4507314 | 4503133 | 4501914 | 4498956 | 4497789 | 4509726.1667
Resale | 4 | 4 | 4 | 4 | 4 | 4 | 4 | 4 | 4 | 4 | 4 | 4 | 4
TOTAL CUSTOMERS | 4512537 | 4519123 | 4519652 | 4518324 | 4514164 | 4514262 | 4509574 | 4507318 | 4503137 | 4501918 | 4498960 | 4497793 | 4509730.1667
USE PER CUSTOMER
Residential | 1059.7319 | 900.6828 | 898.9527 | 944.3902 | 1071.6415 | 1321.749 | 1328.1935 | 1336.4805 | 1413.3225 | 1206.22 | 922.5632 | 930.3038 | 13333.0128
Commercial | 7587.019 | 6990.1573 | 6897.9025 | 7029.5376 | 7429.5359 | 8204.6463 | 8185.5166 | 8003.5305 | 8489.1865 | 7813.4818 | 7129.3996 | 7218.792 | 90986.6969
Industrial | 21981.1166 | 21582.2874 | 19890.0623 | 21289.1073 | 21530.9219 | 24155.7569 | 23435.1957 | 21705.0731 | 23514.5619 | 22961.7469 | 22477.8028 | 24290.7826 | 268168.2933
Street & Highway | 11750.9082 | 10122.1709 | 11965.5916 | 10528.0934 | 11100.1794 | 11480.4155 | 11125.2811 | 11325.5785 | 11285.8733 | 12028.254 | 11459.9008 | 11435.8407 | 135628.0965
Other | 27779.2802 | 17035.1884 | 17484.8641 | 17061.6634 | 17008.078 | 16382.75 | 11735.2941 | 10928.7745 | 12247.3085 | 12386.9347 | 11458.3317 | 11852.3467 | 183904.2246
Railroads & Railways | 328589.1304 | 291078.2609 | 273913.0435 | 291793.4783 | 277519.5652 | 297058.6957 | 311210.8696 | 293984.7826 | 298382.6087 | 289652.1739 | 292600 | 280091.3043 | 3525873.913
TOTAL JURISDICTIONAL
USE PER CUSTOMER | 1861.432 | 1649.459 | 1630.8627 | 1688.2866 | 1846.9592 | 2162.0197 | 2163.7282 | 2146.0495 | 2273.7265 | 2013.853 | 1683.4296 | 1702.8902 | 22821.5204
Resale | 17744278.25 | 17683034.25 | 18858695 | 20982529.75 | 20729918.25 | 23554029 | 23873750 | 24410031.5 | 24304863.5 | 21178750 | 19389590 | 15584525.75 | 248293995.25
TOTAL USE PER CUSTOMER | 1877.1592 | 1665.1093 | 1647.5516 | 1706.8606 | 1865.3264 | 2182.8886 | 2184.9024 | 2167.7101 | 2295.3138 | 2032.6687 | 1700.6672 | 1716.7484 | 23041.7298
2009 MONTHLY FORECAST OF
BILLED SALES, CUSTOMERS AND USE BY CLASS | [13 empty] | 2010-04-01
(ASSUMING 20 Year Normals for CDH & HDH)
| January | February | March | April | May | June | July | August | September | October | November | December | Total
SYSTEM SALES (mWh)
Residential | 3931714.527 | 3843118.9 | 3354308.166 | 3695347.112 | 4232803.776 | 4857369.046 | 5575985.621 | 5525885.19 | 5490522.178 | 5140396.815 | 4356808.532 | 3945267.976 | 53949527.839 |  | 1.354%
Commercial | 3616795.458 | 3244004.159 | 3225893.502 | 3434498.544 | 3668648.872 | 3921149.599 | 4116634.573 | 4037452.744 | 4187546.25 | 4035129.782 | 3776580.596 | 3760378.763 | 45024712.842 |  | -1.178%
Industrial | 289843.822 | 271299.561 | 254511.335 | 264216.01 | 282419.925 | 283242.132 | 257991.496 | 269213.113 | 272856.646 | 260115.5 | 250100.205 | 289045.858 | 3244855.603 |  | -9.544%
Street & Highway | 33389.082 | 37059.945 | 35879.707 | 32106.958 | 37151.982 | 35411.127 | 36043.607 | 34779.289 | 36042.717 | 34862.544 | 33717.419 | 35254.039 | 421698.416 |  | -0.2734%
Other | 2724.324 | 2337.509 | 2223.086 | 2111.444 | 2171.497 | 4868.527 | 4809.192 | 2934.606 | 2247.267 | 2406.175 | 2485.932 | 2525.954 | 33845.513 |  | -9.489%
Railroads & Railways | 6947.75 | 6121.85 | 6439.3 | 6235.95 | 6382.95 | 6609.75 | 7192.85 | 6833.75 | 6932.8 | 7126.35 | 6592.6 | 6512.45 | 79928.35 |  | -1.439%
TOTAL JURISDICTIONAL
SALES | 7881414.963 | 7403941.924 | 6879255.096 | 7434516.018 | 8229579.002 | 9108650.181 | 9998657.339 | 9877098.692 | 9996147.858 | 9480037.166 | 8426285.284 | 8038985.04 | 102754568.563 |  | -0.1596%
Resale | 67619.699 | 65388.196 | 71605.938 | 88997.535 | 89939.281 | 103439.674 | 110511.064 | 127988.302 | 128086.377 | 118224.142 | 103069.236 | 80051.517 | 1154920.961 |  | 16.29%
TOTAL SALES | 7949034.662 | 7469330.12 | 6950861.034 | 7523513.553 | 8319518.283 | 9212089.855 | 10109168.403 | 10005086.994 | 10124234.235 | 9598261.308 | 8529354.52 | 8119036.557 | 103909489.524 |  | -0.0024% | 0
CUSTOMERS
Residential | 3981732 | 3986717 | 3987693 | 3987872 | 3984699 | 3984326 | 3984488 | 3984668 | 3981876 | 3980940 | 3984445 | 3984423 | 3984489.9167 |  | -0.1946%
Commercial | 501254 | 501487 | 501087 | 500729 | 500715 | 500178 | 500612 | 501173 | 501060 | 501374 | 501505 | 501482 | 501054.6667 |  | 0.06119%
Industrial | 11378 | 11053 | 10780 | 10435 | 10248 | 9981 | 9861 | 9683 | 9548 | 9455 | 9367 | 9214 | 10083.5833 |  | -24.62%
Street & Highway | 3191 | 3202 | 3203 | 3206 | 3212 | 3210 | 3210 | 3214 | 3219 | 3228 | 3247 | 3259 | 3216.75 |  | 3.175%
Other | 198 | 197 | 196 | 195 | 195 | 195 | 195 | 195 | 193 | 191 | 191 | 191 | 194.3333 |  | -4.426%
Railroads & Railways | 23 | 23 | 23 | 23 | 23 | 23 | 23 | 23 | 23 | 23 | 23 | 23 | 23 |  | 0%
TOTAL JURISDICTIONAL
CUSTOMERS | 4497776 | 4502679 | 4502982 | 4502460 | 4499092 | 4497913 | 4498389 | 4498956 | 4495919 | 4495211 | 4498778 | 4498592 | 4499062.25 |  | -0.2365%
Resale | 5 | 5 | 5 | 5 | 5 | 5 | 4 | 4 | 4 | 4 | 4 | 4 | 4.5 |  | 12.5%
TOTAL CUSTOMERS | 4497781 | 4502684 | 4502987 | 4502465 | 4499097 | 4497918 | 4498393 | 4498960 | 4495923 | 4495215 | 4498782 | 4498596 | 4499066.75 |  | -0.2365%
USE PER CUSTOMER
Residential | 987.4383 | 963.9809 | 841.1651 | 926.6464 | 1062.2644 | 1219.1194 | 1399.4234 | 1386.7869 | 1378.8782 | 1291.252 | 1093.4543 | 990.173 | 13539.8831 |  | 1.552%
Commercial | 7215.4945 | 6468.7702 | 6437.7912 | 6858.9967 | 7326.8204 | 7839.5083 | 8223.2039 | 8056.0061 | 8357.3749 | 8048.1433 | 7530.4944 | 7498.5319 | 89859.8812 |  | -1.238%
Industrial | 25474.0571 | 24545.3326 | 23609.5858 | 25320.1735 | 27558.5407 | 28378.1317 | 26162.8127 | 27802.6555 | 28577.3613 | 27510.8937 | 26700.1393 | 31370.2906 | 321795.883 |  | 20%
Street & Highway | 10463.5168 | 11573.9991 | 11201.9067 | 10014.6469 | 11566.6196 | 11031.5037 | 11228.538 | 10821.1851 | 11196.8677 | 10800.0446 | 10384.1759 | 10817.4406 | 131094.5569 |  | -3.343%
Other | 13759.2121 | 11865.5279 | 11342.2755 | 10827.9179 | 11135.8821 | 24966.8051 | 24662.5231 | 15049.2615 | 11643.8705 | 12597.7749 | 13015.3508 | 13224.8901 | 174162.1595 |  | -5.297%
Railroads & Railways | 302076.087 | 266167.3913 | 279969.5652 | 271128.2609 | 277519.5652 | 287380.4348 | 312732.6087 | 297119.5652 | 301426.087 | 309841.3043 | 286634.7826 | 283150 | 3475145.6522 |  | -1.439%
TOTAL JURISDICTIONAL
USE PER CUSTOMER | 1752.2916 | 1644.3415 | 1527.711 | 1651.212 | 1829.1644 | 2025.0837 | 2222.7196 | 2195.4202 | 2223.3826 | 2108.9193 | 1873.0165 | 1787.0003 | 22839.108 |  | 0.07707%
Resale | 13523939.8 | 13077639.2 | 14321187.6 | 17799507 | 17987856.2 | 20687934.8 | 27627766 | 31997075.5 | 32021594.25 | 29556035.5 | 25767309 | 20012879.25 | 256649102.4444 |  | 3.365%
TOTAL USE PER CUSTOMER | 1767.3236 | 1658.8617 | 1543.6112 | 1670.9766 | 1849.1529 | 2048.0787 | 2247.2844 | 2223.8666 | 2251.87 | 2135.2174 | 1895.9253 | 1804.7934 | 23095.7875 |  | 0.2346%
2010 MONTHLY FORECAST OF
BILLED SALES, CUSTOMERS AND USE BY CLASS | [13 empty] | 2010-04-01
(ASSUMING 20 Year Normals for CDH & HDH)
| January | February | March | April | May | June | July | August | September | October | November | December | Total
SYSTEM SALES (mWh)
Residential | 5216442.793 | 3987392.083 | 3850643.333 | 3480583.1206 | 4196100.2366 | 4945681.0427 | 5413068.1136 | 5502204.164 | 5690218.2916 | 4724674.1 | 4164400.5999 | 3777371.699 | 54948779.577 |  | 1.852%
Commercial | 3588072.011 | 3201547.929 | 3072576.762 | 3081326.9819 | 3627932.6941 | 3922755.5055 | 4072755.3232 | 3919543.7508 | 4202717.1991 | 3715070.8057 | 3616998.0928 | 3681015.2908 | 43702312.346 |  | -2.937%
Industrial | 267623.468 | 258540.012 | 235312.607 | 273679.035 | 276228.6657 | 277901.3383 | 279302.3509 | 280524.1934 | 281557.3974 | 282371.6586 | 283011.7645 | 283880.2976 | 3279932.7882 |  | 1.081%
Street & Highway | 35893.149 | 34964.943 | 35849.668 | 31611.363 | 36361.3047 | 34551.8734 | 35053.1544 | 33681.7576 | 34759.0996 | 33448.2707 | 32092.9352 | 33369.854 | 411637.3727 |  | -2.386%
Other | 2099.683 | 2095.401 | 2158.579 | 2755.1525 | 3154.3371 | 3421.9658 | 3344.1512 | 2774.8027 | 2402.0481 | 2348.2812 | 2380.6843 | 2367.7179 | 31302.8039 |  | -7.513%
Railroads & Railways | 6842.15 | 6651.05 | 5934.6 | 6352.7333 | 6409.55 | 6728.5167 | 6878.7833 | 6986.4667 | 6964.3 | 6883.9167 | 6743.8 | 6649.0667 | 80024.9333 |  | 0.1208%
TOTAL JURISDICTIONAL
SALES | 9116973.254 | 7491191.418 | 7202475.549 | 6876308.3864 | 8146186.7881 | 9191040.2424 | 9810401.8767 | 9745715.1351 | 10218618.3358 | 8764797.0329 | 8105627.8767 | 7784653.926 | 102453989.8212 |  | -0.2925%
Resale | 73636.074 | 182623.632 | 147785.796 | 164692.0926 | 171477.5883 | 192454.8601 | 199334.8849 | 210071.9694 | 213290.9617 | 193821.135 | 176665.7649 | 150732.7649 | 2076587.5238 |  | 79.8%
TOTAL SALES | 9190609.328 | 7673815.05 | 7350261.345 | 7041000.479 | 8317664.3764 | 9383495.1025 | 10009736.7616 | 9955787.1045 | 10431909.2976 | 8958618.1679 | 8282293.6416 | 7935386.6909 | 104530577.345 |  | 0.5977% | 0
CUSTOMERS
Residential | 3988092 | 3996803 | 4002154 | 4002170.8508 | 3999700.3518 | 3999151.6227 | 3999920.7534 | 4000802.1171 | 3998839.6295 | 3998796.4875 | 4002225.7989 | 4002614.6958 | 3999272.609 |  | 0.371%
Commercial | 501516 | 501369 | 502122 | 502087.4305 | 502092.3867 | 502040.9781 | 502098.3475 | 502171.1492 | 502170.792 | 502218.971 | 502356.877 | 502479.0227 | 502060.2462 |  | 0.2007%
Industrial | 9041 | 8993 | 8936 | 9044.764 | 9116.08 | 9194.7139 | 9272.6097 | 9356.4328 | 9441.0977 | 9524.5561 | 9611.3566 | 9702.7113 | 9269.5268 |  | -8.073%
Street & Highway | 3262 | 3275 | 3281 | 3265.039 | 3251.7249 | 3239.7961 | 3229.1237 | 3219.5911 | 3211.0922 | 3203.5309 | 3196.8201 | 3190.8808 | 3235.4666 |  | 0.5818%
Other | 191 | 191 | 191 | 194.8006 | 194.3461 | 193.8926 | 193.4401 | 192.9887 | 192.5384 | 192.0891 | 191.6409 | 191.1937 | 192.4942 |  | -0.9464%
Railroads & Railways | 23 | 23 | 23 | 23 | 23 | 23 | 23 | 23 | 23 | 23 | 23 | 23 | 23 |  | 0%
TOTAL JURISDICTIONAL
CUSTOMERS | 4502125 | 4510654 | 4516707 | 4516785.8849 | 4514377.8895 | 4513844.0033 | 4514737.2745 | 4515765.2789 | 4513878.1498 | 4513958.6346 | 4517605.4935 | 4518201.5043 | 4514053.3428 |  | 0.3332%
Resale | 5 | 5 | 5 | 4 | 4 | 4 | 4 | 4 | 4 | 4 | 4 | 4 | 4.25 |  | -5.556%
TOTAL CUSTOMERS | 4502130 | 4510659 | 4516712 | 4516789.8849 | 4514381.8895 | 4513848.0033 | 4514741.2745 | 4515769.2789 | 4513882.1498 | 4513962.6346 | 4517609.4935 | 4518205.5043 | 4514057.5928 |  | 0.3332% | 0
USE PER CUSTOMER
Residential | 1308.0046 | 997.6454 | 962.1427 | 869.6738 | 1049.1036 | 1236.6826 | 1353.2938 | 1375.2753 | 1422.9674 | 1181.524 | 1040.5212 | 943.726 | 13739.6934 |  | 1.476%
Commercial | 7154.4517 | 6385.6121 | 6119.1837 | 6137.0327 | 7225.6278 | 7813.6162 | 8111.4693 | 7805.195 | 8369.0993 | 7397.3128 | 7200.0569 | 7325.7094 | 87045.9525 |  | -3.131%
Industrial | 29601.0915 | 28749.0284 | 26333.1028 | 30258.2838 | 30301.2552 | 30224.0332 | 30121.2236 | 29981.9601 | 29822.5278 | 29646.7002 | 29445.5586 | 29257.832 | 353840.3683 |  | 9.958%
Street & Highway | 11003.4178 | 10676.3185 | 10926.4456 | 9681.7719 | 11182.1588 | 10664.8296 | 10855.3147 | 10461.5017 | 10824.697 | 10441.0639 | 10039.0181 | 10457.8817 | 127226.588 |  | -2.951%
Other | 10993.1047 | 10970.6859 | 11301.4607 | 14143.4468 | 16230.5161 | 17648.7727 | 17287.7854 | 14378.056 | 12475.6842 | 12224.9586 | 12422.6349 | 12383.8727 | 162616.8885 |  | -6.629%
Railroads & Railways | 297484.7826 | 289176.087 | 258026.087 | 276205.7971 | 278676.087 | 292544.2029 | 299077.5362 | 303759.4203 | 302795.6522 | 299300.7246 | 293208.6957 | 289089.8551 | 3479344.9275 |  | 0.1208%
TOTAL JURISDICTIONAL
USE PER CUSTOMER | 2025.0378 | 1660.7772 | 1594.6298 | 1522.3897 | 1804.4982 | 2036.1892 | 2172.9729 | 2158.1536 | 2263.8224 | 1941.7096 | 1794.231 | 1722.9541 | 22696.6724 |  | -0.6236%
Resale | 14727214.8 | 36524726.4 | 29557159.2 | 41173023.1606 | 42869397.0648 | 48113715.0232 | 49833721.2231 | 52517992.3527 | 53322740.4297 | 48455283.7445 | 44166441.2239 | 37683191.2276 | 488608829.1295 |  | 90.38%
TOTAL USE PER CUSTOMER | 2041.3914 | 1701.2625 | 1627.3478 | 1558.8506 | 1842.4813 | 2078.8239 | 2217.123 | 2204.6713 | 2311.0726 | 1984.6461 | 1833.3355 | 1756.3138 | 23156.6778 |  | 0.2636%
2013 MONTHLY FORECAST OF
BILLED SALES, CUSTOMERS AND USE BY CLASS | [13 empty] | 2010-10-01
(ASSUMING 20 Year Normals for CDH & HDH)
| January | February | March | April | May | June | July | August | September | October | November | December | Total
SYSTEM SALES (mWh)
Residential | 4330423.6249 | 3694690.3971 | 3584624.5081 | 3604442.5298 | 4236449.522 | 4844586.2595 | 5448371.8161 | 5479363.246 | 5229873.2668 | 4729752.6413 | 4033786.6281 | 3839641.1133 | 53056005.5531 |  | -4.178%
Commercial | 3910206.4344 | 3439780.288 | 3477868.8706 | 3509592.5687 | 3893043.888 | 4028303.327 | 4286078.0585 | 4217632.0869 | 4091200.8777 | 4005504.6788 | 3805377.0854 | 3878055.0855 | 46542643.2497 |  | 0.4312%
Industrial | 252262.5186 | 249859.5793 | 250547.8159 | 251929.5897 | 252647.3731 | 254064.9906 | 252849.3856 | 253172.7375 | 252399.3258 | 250619.1071 | 249796.0074 | 250542.8634 | 3020691.294 |  | -1.378%
Street & Highway | 38882.0053 | 37570.5646 | 38064.7743 | 37987.8008 | 38111.2561 | 38313.3575 | 39113.3752 | 39101.3144 | 38659.7458 | 38524.8314 | 38827.7043 | 37651.3066 | 460808.0363 |  | 2.666%
Other | 2000.0381 | 2146.9931 | 2328.3389 | 2162.2515 | 2156.1405 | 2429.573 | 2456.9944 | 2307.4829 | 2536.9006 | 2479.8935 | 2412.157 | 2181.393 | 27598.1566 |  | -0.2949%
Railroads & Railways | 7484.5522 | 7377.1986 | 7212.6072 | 7382.8696 | 7683.9609 | 7930.3203 | 8095.4391 | 8206.6174 | 8048.0928 | 7940.2116 | 7649.1435 | 7686.9942 | 92698.0072 |  | 11.41%
TOTAL JURISDICTIONAL
SALES | 8541259.1735 | 7431425.0207 | 7360646.915 | 7413497.6101 | 8430092.1406 | 9175627.8279 | 10036965.0691 | 9999783.4851 | 9622718.2094 | 9034821.3637 | 8137848.7258 | 8015758.756 | 103200444.2969 |  | -2.036%
Resale | 159881.7591 | 172051.8698 | 153464.7247 | 179464.4718 | 191070.4485 | 211286.9536 | 195687.2523 | 209871.9371 | 215144.7993 | 194155.417 | 186935.0644 | 141108.6647 | 2210123.3623 |  | 4.333%
TOTAL SALES | 8701140.9326 | 7603476.8905 | 7514111.6396 | 7592962.0819 | 8621162.5891 | 9386914.7815 | 10232652.3214 | 10209655.4222 | 9837863.0087 | 9228976.7807 | 8324783.7902 | 8156867.4207 | 105410567.6592 |  | -1.903% | 0
CUSTOMERS
Residential | 4063667.7067 | 4069091.1085 | 4075031.7667 | 4078625.5998 | 4080871.0661 | 4083092.6244 | 4086436.4095 | 4091498.9773 | 4093361.4886 | 4095740.7551 | 4099186.414 | 4103158.567 | 4084980.207 |  | 0.5415%
Commercial | 522853.2527 | 523636.3966 | 524432.3887 | 525217.0069 | 526025.0258 | 526833.3091 | 527649.5029 | 528449.2133 | 529244.465 | 530043.3726 | 530835.6814 | 531630.4501 | 527237.5054 |  | 1.769%
Industrial | 8988.5658 | 9002.9781 | 9037.5045 | 9072.3531 | 9108.0269 | 9144.7204 | 9190.6165 | 9237.6033 | 9280.0064 | 9304.9092 | 9349.1129 | 9372.2558 | 9174.0544 |  | 1.523%
Street & Highway | 3502.785 | 3509.654 | 3516.5164 | 3523.3722 | 3530.2212 | 3537.0637 | 3543.8995 | 3550.7287 | 3557.5513 | 3564.3673 | 3571.1766 | 3577.9794 | 3540.4429 |  | 2.304%
Other | 187 | 187 | 187 | 187 | 187 | 187 | 187 | 187 | 187 | 186 | 186 | 186 | 186.75 |  | -0.4396%
Railroads & Railways | 26 | 26 | 26 | 26 | 26 | 26 | 26 | 26 | 26 | 26 | 26 | 26 | 26 |  | 11.51%
TOTAL JURISDICTIONAL
CUSTOMERS | 4599225.3102 | 4605453.1372 | 4612231.1764 | 4616651.3319 | 4619747.34 | 4622820.7176 | 4627033.4285 | 4632949.5226 | 4635656.5113 | 4638865.4041 | 4643154.3849 | 4647951.2523 | 4625144.9598 |  | 0.682%
Resale | 5 | 5 | 5 | 5 | 5 | 4 | 4 | 4 | 4 | 4 | 3 | 3 | 4.25 |  | 17.65%
TOTAL CUSTOMERS | 4599230.3102 | 4605458.1372 | 4612236.1764 | 4616656.3319 | 4619752.34 | 4622824.7176 | 4627037.4285 | 4632953.5226 | 4635660.5113 | 4638869.4041 | 4643157.3849 | 4647954.2523 | 4625149.2098 |  | 0.6821% | 0
USE PER CUSTOMER
Residential | 1065.6441 | 907.9891 | 879.6556 | 883.7395 | 1038.1238 | 1186.4992 | 1333.2819 | 1339.2068 | 1277.6475 | 1154.7979 | 984.0457 | 935.7769 | 12988.0692 |  | -4.694%
Commercial | 7478.5925 | 6569.0244 | 6631.6821 | 6682.1762 | 7400.872 | 7646.2579 | 8122.9643 | 7981.1493 | 7730.2667 | 7556.9376 | 7168.6535 | 7294.6444 | 88276.4272 |  | -1.314%
Industrial | 28064.8241 | 27752.992 | 27723.1192 | 27768.9358 | 27738.9797 | 27782.6965 | 27511.6892 | 27406.7557 | 27198.1843 | 26934.0735 | 26718.6855 | 26732.3972 | 329264.5933 |  | -2.858%
Street & Highway | 11100.3117 | 10704.9197 | 10824.5689 | 10781.66 | 10795.7132 | 10831.9671 | 11036.8183 | 11012.1943 | 10866.9539 | 10808.3226 | 10872.5242 | 10523.0641 | 130155.4757 |  | 0.3539%
Other | 10695.391 | 11481.2466 | 12451.01 | 11562.8422 | 11530.1632 | 12992.3688 | 13139.0077 | 12339.4809 | 13566.3136 | 13332.761 | 12968.5861 | 11727.9191 | 147781.2937 |  | 0.1453%
Railroads & Railways | 287867.3913 | 283738.4058 | 277407.971 | 283956.5217 | 295536.9565 | 305012.3188 | 311363.0435 | 315639.1304 | 309542.029 | 305392.7536 | 294197.8261 | 295653.6232 | 3565307.971 |  | -0.09446%
TOTAL JURISDICTIONAL
USE PER CUSTOMER | 1857.1082 | 1613.6143 | 1595.8972 | 1605.8171 | 1824.7951 | 1984.8548 | 2169.2009 | 2158.4054 | 2075.8048 | 1947.636 | 1752.6552 | 1724.5789 | 22312.9102 |  | -2.7%
Resale | 31976351.8148 | 34410373.9624 | 30692944.9361 | 35892894.3652 | 38214089.7061 | 52821738.3876 | 48921813.0709 | 52467984.2641 | 53786199.8239 | 48538854.2529 | 62311688.1496 | 47036221.5676 | 520029026.4169 |  | -11.32%
TOTAL USE PER CUSTOMER | 1891.8689 | 1650.9708 | 1629.1689 | 1644.6886 | 1866.1525 | 2030.5582 | 2211.4911 | 2203.7034 | 2122.2139 | 1989.4884 | 1792.9144 | 1754.9371 | 22790.7388 |  | -2.567%
Note on O5: Anita: Actual Thru December

## Nuclear fuel disposal (hidden)
| 2013-01-01 | 2013-02-01 | 2013-03-01 | 2013-04-01 | 2013-05-01 | 2013-06-01 | 2013-07-01 | 2013-08-01 | 2013-09-01 | 2013-10-01 | 2013-11-01 | 2013-12-01
Nuc Gen | 1953129 | 1764120 | 2053672 | 2372162 | 2510607 | 2429620 | 2510607 | 2510607 | 1831559 | 2023897 | 1948567 | 2563551 | 26472098
Cost | 0.9363 | 0.9363 | 0.9363 | 0.9363 | 0.9363 | 0.9363 | 0.9363 | 0.9363 | 0.9363 | 0.9363 | 0.9363 | 0.9363 | 0.9363
$ | 1828714.6827 | 1651745.556 | 1922853.0936 | 2221055.2806 | 2350681.3341 | 2274853.206 | 2350681.3341 | 2350681.3341 | 1714888.6917 | 1894974.7611 | 1824443.2821 | 2400252.8013 | 24785825.3574

## WC1 (hidden)
Total Fuel Costs ($)
|  | Case Without WC1 and WC2 | Case With WC1, Without WC2 | Savings
2009 | 6 | 464737000 | 454200000 | 10537000
2009 | 7 | 529729000 | 517528000 | 12201000
2009 | 8 | 536498000 | 522642000 | 13856000
2009 | 9 | 506811000 | 493615000 | 13196000
2009 | 10 | 454025000 | 442390000 | 11635000
2009 | 11 | 362202000 | 354137000 | 8065000
2009 | 12 | 342244000 | 336891000 | 5353000
2010 | 1 | 377039000 | 366715000 | 10324000
2010 | 2 | 333522000 | 325724000 | 7798000
2010 | 3 | 396092000 | 381350000 | 14742000
2010 | 4 | 411507000 | 395765000 | 15742000
2010 | 5 | 453744000 | 439833000 | 13911000
Total: |  | 5168150000 | 5030790000 | 137360000
|  |  | WC 1 Savings for 2009 | 74843000

## WC2 (hidden)
Total Fuel Costs ($)
|  | Case With WC1 and WC2 | Case Without WC2 | Savings
2009 | 11 | 348840000 | 354137000 | 5297000
2009 | 12 | 333205000 | 336891000 | 3686000
2010 | 1 | 359020000 | 366715000 | 7695000
2010 | 2 | 320154000 | 325724000 | 5570000
2010 | 3 | 370730000 | 381350000 | 10620000
2010 | 4 | 382834000 | 395765000 | 12931000
2010 | 5 | 429055000 | 439833000 | 10778000
2010 | 6 | 497049000 | 509626000 | 12577000
2010 | 7 | 571514000 | 587230000 | 15716000
2010 | 8 | 580600000 | 597060000 | 16460000
2010 | 9 | 549984000 | 565220000 | 15236000
2010 | 10 | 513732000 | 532629000 | 18897000
Total: |  | 5256717000 | 5392180000 | 135463000
|  |  | WC 2 Savings for 2009 | 8983000

## E3 Jan- Jun (hidden)
Generating System Comparative Data by Fuel Type
|  | 1/1/2013 | 2/1/2013 | 3/1/2013 | 4/1/2013 | 5/1/2013 | 6/1/2013
Fuel Cost of System Net Generation ($)
1 | Heavy Oil | 4805400 | 0 | 883100 | 2429200 | 3627600 | 245400 | 11990700
2 | Light Oil | 203700 | 0 | 0 | 0 | 0 | 0 | 203700
3 | Coal | 11675200 | 11684600 | 12014600 | 11436200 | 13954600 | 14773200 | 75538400
4 | Gas | 188225141 | 165919880 | 180049802 | 177885770 | 200278267.5 | 214061145 | 1126420005.5
5 | Nuclear | 15164500 | 13696900 | 16018400 | 19198300 | 20357400 | 19700700 | 104136200
6 | Total | 220073941 | 191301380 | 208965902 | 210949470 | 238217867.5 | 248780445 | 1318289005.5
System Net Generation (MWH)
7 | Heavy Oil | 26861 | 0 | 5066 | 13204 | 19016 | 1104 | 65251
8 | Light Oil | 423 | 0 | 0 | 0 | 0 | 0 | 423
9 | Coal | 399451 | 411226 | 437494 | 405762 | 482637 | 513864 | 2650434
10 | Gas | 5431400.4 | 4823112.2 | 5203048.3 | 5087969.2 | 5852237 | 6464420.6 | 32862187.7
11 | Nuclear | 1953129 | 1764120 | 2053672 | 2372162 | 2510607 | 2429620 | 13083310
12 | Solar | 16935 | 17192 | 22278 | 22413 | 21493 | 18333 | 118644
13 | Total | 7828199.4 | 7015650.2 | 7721558.3 | 7901510.2 | 8885990 | 9427341.6 | 48780249.7
Units of Fuel Burned
14 | Heavy Oil (BBLS) | 45917 | 0 | 8499 | 23418 | 35089 | 2396 | 115319
15 | Light Oil (BBLS) | 1504 | 0 | 0 | 0 | 0 | 0 | 1504
16 | Coal (TONS) | 222698 | 228370 | 245105 | 230234 | 265715 | 282206 | 1474328
17 | Gas (MCF) | 38638377.7 | 33643169.4 | 36378225.8 | 35875853.9 | 41321550.7 | 44998196.3 | 230855373.8
18 | Nuclear (MBTU) | 20705218 | 18701487 | 21789086 | 25779072 | 27297265 | 26416707 | 140688835
BTU Burned (MMBTU)
19 | Heavy Oil | 293869 | 0 | 54396 | 149877 | 224565 | 15334 | 738041
20 | Light Oil | 8765 | 0 | 0 | 0 | 0 | 0 | 8765
21 | Coal | 4172614 | 4251951 | 4493453 | 4232538 | 4973355 | 5275658 | 27399569
22 | Gas | 38638377.7 | 33643169.4 | 36378225.8 | 35875853.9 | 41321550.7 | 44998196.3 | 230855373.8
23 | Nuclear | 20705218 | 18701487 | 21789086 | 25779072 | 27297265 | 26416707 | 140688835
24 | Total | 63818843.7 | 56596607.4 | 62715160.8 | 66037340.9 | 73816735.7 | 76705895.3 | 399690583.8
Generation Mix (%MWH)
25 | Heavy Oil | 0.3431% | 0% | 0.06561% | 0.1671% | 0.214% | 0.01171%
26 | Light Oil | 0.005404% | 0% | 0% | 0% | 0% | 0%
27 | Coal | 5.103% | 5.862% | 5.666% | 5.135% | 5.431% | 5.451%
28 | Gas | 69.38% | 68.75% | 67.38% | 64.39% | 65.86% | 68.57%
29 | Nuclear | 24.95% | 25.15% | 26.6% | 30.02% | 28.25% | 25.77%
30 | Solar | 0.2163% | 0.2451% | 0.2885% | 0.2837% | 0.2419% | 0.1945%
31 | Total | 100% | 100% | 100% | 100% | 100% | 100%
Fuel Cost per Unit
32 | Heavy Oil ($/BBL) | 104.654 | 0 | 103.9063 | 103.7322 | 103.3828 | 102.4207
33 | Light Oil ($/BBL) | 135.4388 | 0 | 0 | 0 | 0 | 0
34 | Coal ($/ton) | 52.4262 | 51.1652 | 49.0182 | 49.6721 | 52.5172 | 52.349
35 | Gas ($/MCF) | 4.8715 | 4.9318 | 4.9494 | 4.9584 | 4.8468 | 4.7571
36 | Nuclear ($/MBTU) | 0.7324 | 0.7324 | 0.73516 | 0.74472 | 0.74577 | 0.74577
Fuel Cost per MMBTU ($/MMBTU)
37 | Heavy Oil | 16.3522 | 0 | 16.2346 | 16.208 | 16.1539 | 16.0037
38 | Light Oil | 23.2402 | 0 | 0 | 0 | 0 | 0
39 | Coal | 2.7981 | 2.7481 | 2.6738 | 2.702 | 2.8059 | 2.8003
40 | Gas | 4.8715 | 4.9318 | 4.9494 | 4.9584 | 4.8468 | 4.7571
41 | Nuclear | 0.7324 | 0.7324 | 0.73516 | 0.74472 | 0.74577 | 0.74577
BTU burned per KWH (BTU/KWH)
42 | Heavy Oil | 10940.3596 | 0 | 10737.4655 | 11350.8785 | 11809.2659 | 13889.4928
43 | Light Oil | 20721.0402 | 0 | 0 | 0 | 0 | 0
44 | Coal | 10445.872 | 10339.694 | 10270.8906 | 10431.0852 | 10304.5457 | 10266.6425
45 | Gas | 7113.8887 | 6975.4068 | 6991.714 | 7051.1146 | 7060.8129 | 6960.9017
46 | Nuclear | 10601.0499 | 10601.0288 | 10609.8179 | 10867.332 | 10872.775 | 10872.7731
Generated Fuel Cost per KWH (cents/KWH)
47 | Heavy Oil | 17.8899 | 0 | 17.4319 | 18.3975 | 19.0766 | 22.2283
48 | Light Oil | 48.156 | 0 | 0 | 0 | 0 | 0
49 | Coal | 2.9228 | 2.8414 | 2.7462 | 2.8185 | 2.8913 | 2.8749
50 | Gas | 3.4655 | 3.4401 | 3.4605 | 3.4962 | 3.4223 | 3.3114
51 | Nuclear | 0.77642 | 0.77642 | 0.77999 | 0.80932 | 0.81086 | 0.81086
52 | Total | 2.8113 | 2.7268 | 2.7063 | 2.6697 | 2.6808 | 2.6389

## E3 Jul -Dec (hidden)
Generating System Comparative Data by Fuel Type
|  | 7/1/2013 | 8/1/2013 | 9/1/2013 | 10/1/2013 | 11/1/2013 | 12/1/2013 | Total
Fuel Cost of System Net Generation ($)
1 | Heavy Oil | 2893400 | 14657130 | 24135000 | 11299600 | 1164200 | 0 | 66140030 | 66140030
2 | Light Oil | 0 | 0 | 407800 | 0 | 0 | 0 | 611500 | 611500
3 | Coal | 15547900 | 16286500 | 15683500 | 15337400 | 14199600 | 14454700 | 167048000 | 167048000
4 | Gas | 236573226.5 | 229620366.5 | 226387745 | 214850549 | 180430000 | 175821778 | 2390103670.5 | 2390103670.5
5 | Nuclear | 20357400 | 20357400 | 15064000 | 16503200 | 15485500 | 20348900 | 212252600 | 212252600
6 | Total | 275371926.5 | 280921396.5 | 281678045 | 257990749 | 211279300 | 210625378 | 2836155800.5 | 2836155800.5
System Net Generation (MWH)
7 | Heavy Oil | 16976 | 80275 | 139777 | 63627 | 6101 | 0 | 372007 | 372007
8 | Light Oil | 0 | 0 | 915 | 0 | 0 | 0 | 1338 | 1338
9 | Coal | 531048 | 561442 | 538789 | 525793 | 498610 | 509328 | 5815444 | 5815444
10 | Gas | 7126214.4 | 6818404.4 | 6726725.9 | 6275614.4 | 5138324.3 | 4821357.1 | 69768828.2 | 69768828.2
11 | Nuclear | 2510607 | 2510607 | 1831559 | 2023897 | 1948567 | 2563551 | 26472098 | 26472098
12 | Solar | 19402 | 19036 | 17308 | 18044 | 16268 | 17129 | 225831 | 225831
13 | Total | 10204247.4 | 9989764.4 | 9255073.9 | 8906975.4 | 7607870.3 | 7911365.1 | 102655546.2 | 102655546.2
Units of Fuel Burned
14 | Heavy Oil (BBLS) | 27747 | 143656 | 235345 | 111687 | 11537 | 0 | 645291 | 645291
15 | Light Oil (BBLS) | 0 | 0 | 3037 | 0 | 0 | 0 | 4541 | 4541
16 | Coal (TONS) | 289411 | 305932 | 292942 | 288651 | 275507 | 280609 | 3207380 | 3207380
17 | Gas (MCF) | 50125046.5 | 48114907 | 47604589 | 44218738.6 | 35547699.7 | 33160077.5 | 489626432.1 | 489626432.1
18 | Nuclear (MBTU) | 27297265 | 27297265 | 20016367 | 22005325 | 20667498 | 27285728 | 285258283 | 285258283
BTU Burned (MMBTU)
19 | Heavy Oil | 177583 | 919396 | 1506212 | 714796 | 73837 | 0 | 4129865 | 4129865
20 | Light Oil | 0 | 0 | 17702 | 0 | 0 | 0 | 26467 | 26467
21 | Coal | 5444996 | 5739999 | 5508199 | 5402201 | 5107152 | 5211095 | 59813211 | 59813211
22 | Gas | 50125046.5 | 48114907 | 47604589 | 44218738.6 | 35547699.7 | 33160077.5 | 489626432.1 | 489626432.1
23 | Nuclear | 27297265 | 27297265 | 20016367 | 22005325 | 20667498 | 27285728 | 285258283 | 285258283
24 | Total | 83044890.5 | 82071567 | 74653069 | 72341060.6 | 61396186.7 | 65656900.5 | 838854258.1 | 838854258.1
Generation Mix (%MWH)
25 | Heavy Oil | 0.1664% | 0.8036% | 1.51% | 0.7144% | 0.08019% | 0% | 0.3624%
26 | Light Oil | 0% | 0% | 0.009886% | 0% | 0% | 0% | 0.001303%
27 | Coal | 5.204% | 5.62% | 5.822% | 5.903% | 6.554% | 6.438% | 5.665%
28 | Gas | 69.84% | 68.25% | 72.68% | 70.46% | 67.54% | 60.94% | 67.96%
29 | Nuclear | 24.6% | 25.13% | 19.79% | 22.72% | 25.61% | 32.4% | 25.79%
30 | Solar | 0.1901% | 0.1906% | 0.187% | 0.2026% | 0.2138% | 0.2165% | 0.22%
31 | Total | 100% | 100% | 100% | 100% | 100% | 100% | 100%
Fuel Cost per Unit
32 | Heavy Oil ($/BBL) | 104.2779 | 102.0294 | 102.5516 | 101.172 | 100.9101 | 0 | 102.4964
33 | Light Oil ($/BBL) | 0 | 0 | 134.2772 | 0 | 0 | 0 | 134.662
34 | Coal ($/ton) | 53.7226 | 53.2357 | 53.5379 | 53.1348 | 51.5399 | 51.5119 | 52.0824
35 | Gas ($/MCF) | 4.7197 | 4.7723 | 4.7556 | 4.8588 | 5.0757 | 5.3022 | 4.8815
36 | Nuclear ($/MBTU) | 0.74577 | 0.74577 | 0.75258 | 0.74996 | 0.74927 | 0.74577 | 0.74407
Fuel Cost per MMBTU ($/MMBTU)
37 | Heavy Oil | 16.2932 | 15.9421 | 16.0236 | 15.8081 | 15.7672 | 0 | 16.0151
38 | Light Oil | 0 | 0 | 23.0369 | 0 | 0 | 0 | 23.1042
39 | Coal | 2.8554 | 2.8374 | 2.8473 | 2.8391 | 2.7803 | 2.7738 | 2.7928
40 | Gas | 4.7197 | 4.7723 | 4.7556 | 4.8588 | 5.0757 | 5.3022 | 4.8815
41 | Nuclear | 0.74577 | 0.74577 | 0.75258 | 0.74996 | 0.74927 | 0.74577 | 0.74407
BTU burned per KWH (BTU/KWH)
42 | Heavy Oil | 10460.827 | 11453.08 | 10775.8215 | 11234.1616 | 12102.4422 | 0 | 11101.5787
43 | Light Oil | 0 | 0 | 19346.4481 | 0 | 0 | 0 | 19781.0164
44 | Coal | 10253.3029 | 10223.6723 | 10223.2952 | 10274.3874 | 10242.7789 | 10231.3146 | 10285.2355
45 | Gas | 7033.8954 | 7056.6227 | 7076.9331 | 7046.121 | 6918.1503 | 6877.7477 | 7017.8394
46 | Nuclear | 10872.775 | 10872.775 | 10928.5953 | 10872.7495 | 10606.5113 | 10643.7235 | 10775.8094
Generated Fuel Cost per KWH (cents/KWH)
47 | Heavy Oil | 17.0441 | 18.2586 | 17.2668 | 17.7591 | 19.0821 | 0 | 17.7792
48 | Light Oil | 0 | 0 | 44.5683 | 0 | 0 | 0 | 45.7025
49 | Coal | 2.9278 | 2.9008 | 2.9109 | 2.917 | 2.8478 | 2.838 | 2.8725
50 | Gas | 3.3198 | 3.3677 | 3.3655 | 3.4236 | 3.5115 | 3.6467 | 3.4257
51 | Nuclear | 0.81086 | 0.81086 | 0.82247 | 0.81542 | 0.79471 | 0.79378 | 0.8018
52 | Total | 2.6986 | 2.8121 | 3.0435 | 2.8965 | 2.7771 | 2.6623 | 2.7628

## E4_2013_1 (hidden)
| Company: | Florida Power & Light | [8 empty] | Schedule E4
Page:
| Period: | 2013-01-01 |  |  | ----------------------------------------------------------------------------------------------------------------
[5 empty] | Estimated For The Period of : |  |  | 2013-01-01 | Thru | 2013-01-31
----------------------------------------------------------------------------------------------------------------
| -------------- | -------------- | -------------- | -------------- | -------------- | -------------- | -------------- | -------------- | -------------- | -------------- | -------------- | -------------- | -------------- | --------------
| (A) | (B) | (C) | (D) | (E) | (F) | (G) | (H) | (I) | (J) | (K) | (L) | (M) | (N)
| Plant | Net | Net | Capac | Equiv | Net | Avg Net | Fuel | Fuel | Fuel Heat | Fuel | As Burned | Fuel Cost | Cost of
| Unit | Capb | Gen | FAC | Avail FAC | Out FAC | Heat Rate | Type | Burned | Value | Burned | Fuel Cost | per KWH | Fuel
|  | (MW) | (MWH) | (%) | (%) | (%) | (BTU/KWH) |  | (Units) | (BTU/Unit) | (MMBTU) | ($) | (C/KWH) | ($/Unit)
| -------------- | -------------- | -------------- | -------------- | -------------- | -------------- | -------------- | -------------- | -------------- | -------------- | -------------- | -------------- | --------------
1 | TURKEY POINT 1 | 380 | 4764 | 4.9696 |  | 38.1172 | 11112.8114 | Heavy Oil BBLS -> | 7685 | 6400000 | 49184 | 790300 | 16.589 | 102.8367
2 |  |  | 9286.1 |  |  |  |  | Gas MMCF -> | 106951.5 | 1000000 | 106951.5 | 524528.8227 | 5.6485 | 4.9044
3 | TURKEY POINT 3 | 842.5 | 611148 | 97.4998 |  | 97.4998 | 10779.9306 | Nuclear Othr -> | 6588134 | 1000000 | 6588134 | 4830200 | 0.79035 | 0.73317
4 | TURKEY POINT 4 | 719.5 | 0 | 0 |  |  |  | Nuclear Othr -> | 0 |  | 0 | 0
5 | TURKEY POINT 5 | 1114 | 420393.5 | 50.7221 |  | 84.8028 | 7012.2647 | Gas MMCF -> | 2947907.6 | 1000000 | 2947907.6 | 14501069.3231 | 3.4494 | 4.9191
6 | LAUDERDALE 4 | 447 | 0 | 30.978 |  | 77.8637 | 8307.0965 | Light Oil BBLS -> | 0 |  | 0 | 0
7 |  |  | 103023.6 |  |  |  |  | Gas MMCF -> | 855822.2 | 1000000 | 855822.2 | 4206807.3629 | 4.0833 | 4.9155
8 | LAUDERDALE 5 | 447 | 0 | 34.9727 |  | 80.0606 | 8228.5569 | Light Oil BBLS -> | 0 |  | 0 | 0
9 |  |  | 116308.5 |  |  |  |  | Gas MMCF -> | 957046.9 | 1000000 | 957046.9 | 4701995.3984 | 4.0427 | 4.913
10 | ST LUCIE 1 | 997 | 723218 | 97.4992 |  | 97.4992 | 10549.0599 | Nuclear Othr -> | 7629271 | 1000000 | 7629271 | 5527100 | 0.76424 | 0.72446
11 | ST LUCIE 2 | 853 | 618763 | 97.4993 |  | 97.4993 | 10485.1494 | Nuclear Othr -> | 6487813 | 1000000 | 6487813 | 4807200 | 0.7769 | 0.74096
12 | CCEC | 1355 | 0 | 0 |  |  |  | Light Oil BBLS -> | 0 |  | 0 | 0
13 |  |  | 0 |  |  |  |  | Gas MMCF -> | 0 |  | 0 | 0
14 | CAPE CANAVERAL 2 | 380 | 0 | 0 |  |  |  | Heavy Oil BBLS -> | 0 |  | 0 | 0
15 |  |  | 0 |  |  |  |  | Gas MMCF -> | 0 |  | 0 | 0
16 | FORT MYERS 2 | 1440 | 512862.2 | 47.8702 |  | 85.001 | 7149.6055 | Gas MMCF -> | 3666762.4 | 1000000 | 3666762.4 | 17973024.3049 | 3.5045 | 4.9016
17 | FORT MYERS 3A_B | 328 | 0 | 11.7312 |  | 94.8701 | 13805.7845 | Light Oil BBLS -> | 0 |  | 0 | 0
18 |  |  | 14314.4 |  |  |  |  | Gas MMCF -> | 197616.8 | 1000000 | 197616.8 | 971612.7252 | 6.7877 | 4.9167
19 | SANFORD 4 | 955 | 367787.4 | 51.7631 |  | 86.9339 | 7163.785 | Gas MMCF -> | 2634747.8 | 1000000 | 2634747.8 | 12905214.8826 | 3.5089 | 4.8981
20 | SANFORD 5 | 952 | 336104.6 | 47.453 |  | 88.0425 | 7199.2449 | Gas MMCF -> | 2419695.2 | 1000000 | 2419695.2 | 11855243.4968 | 3.5272 | 4.8995
21 | PUTNAM 1 | 248 | 0 | 18.5012 |  | 65.2366 | 9727.3047 | Light Oil BBLS -> | 0 |  | 0 | 0
22 |  |  | 34138 |  |  |  |  | Gas MMCF -> | 332061.6 | 1000000 | 332061.6 | 1630843.4625 | 4.7772 | 4.9113
23 | PUTNAM 2 | 248 | 0 | 12.5976 |  | 61.2587 | 9951.9446 | Light Oil BBLS -> | 0 |  | 0 | 0
24 |  |  | 23244.7 |  |  |  |  | Gas MMCF -> | 231323.2 | 1000000 | 231323.2 | 1136395.7645 | 4.8888 | 4.9126
25 | MANATEE 1 | 798 | 0 | 0 |  |  |  | Heavy Oil BBLS -> | 0 |  | 0 | 0
26 |  |  | 0 |  |  |  |  | Gas MMCF -> | 0 |  | 0 | 0
27 | MANATEE 2 | 798 | 15056 | 5.7112 |  | 48.2855 | 11079.4208 | Heavy Oil BBLS -> | 27489 | 6400087.3077 | 175932 | 2836300 | 18.8383 | 103.1795
28 |  |  | 18852.1 |  |  |  |  | Gas MMCF -> | 199749.9 | 1000000 | 199749.9 | 983121.4933 | 5.2149 | 4.9218
29 | MANATEE 3 | 1117 | 500200 | 60.1891 |  | 88.4993 | 6897.9468 | Gas MMCF -> | 3450354.2 | 1000000 | 3450354.2 | 16836267.9273 | 3.3659 | 4.8796
30 | MARTIN 1 | 808 | 2161 | 1.6645 |  | 42.7023 | 11056.5661 | Heavy Oil BBLS -> | 3332 | 6399459.7839 | 21323 | 365600 | 16.9181 | 109.7239
31 |  |  | 7846.3 |  |  |  |  | Gas MMCF -> | 89309.3 | 1000000 | 89309.3 | 439198.384 | 5.5975 | 4.9177
32 | MARTIN 2 | 808 | 4880 | 3.6092 |  | 46.2978 | 10834.3089 | Heavy Oil BBLS -> | 7411 | 6399946.0262 | 47430 | 813200 | 16.6639 | 109.7288
33 |  |  | 16817.5 |  |  |  |  | Gas MMCF -> | 187642.9 | 1000000 | 187642.9 | 923279.5518 | 5.49 | 4.9204
34 | MARTIN 3 | 462 | 130111.4 | 37.8529 |  | 83.8171 | 7456.295 | Gas MMCF -> | 970146.1 | 1000000 | 970146.1 | 4750943.8233 | 3.6514 | 4.8971
35 | MARTIN 4 | 462 | 147568.1 | 42.9316 |  | 85.1763 | 7407.7307 | Gas MMCF -> | 1093144.8 | 1000000 | 1093144.8 | 5353302.8618 | 3.6277 | 4.8972
36 | MARTIN 8 | 1112 | 489994.4 | 59.2261 |  | 89.3797 | 6774.8789 | Gas MMCF -> | 3319649.7 | 1000000 | 3319649.7 | 16291862.2453 | 3.3249 | 4.9077
37 | FORT MYERS 1-12 | 627 | 423 | 0.090678 |  | 33.7321 | 20721.0402 | Light Oil BBLS -> | 1504 | 5827792.5532 | 8765 | 203700 | 48.156 | 135.4388
38 | LAUDERDALE 1-24 | 766 | 0 | 0 |  |  |  | Light Oil BBLS -> | 0 |  | 0 | 0
39 |  |  | 0 |  |  |  |  | Gas MMCF -> | 0 |  | 0 | 0
40 | EVERGLADES 1-12 | 383 | 0 | 0 |  |  |  | Light Oil BBLS -> | 0 |  | 0 | 0
41 |  |  | 0 |  |  |  |  | Gas MMCF -> | 0 |  | 0 | 0
42 | ST JOHNS 1O | 124 | 40578 | 43.9841 |  | 43.9841 | 10827.0491 | Coal TONS -> | 17532 | 25059320.1004 | 439340 | 1796800 | 4.428 | 102.4869
43 | ST JOHNS 2O | 124 | 44377 | 48.102 |  | 48.102 | 10671.6768 | Coal TONS -> | 18898 | 25059635.9403 | 473577 | 1936800 | 4.3644 | 102.487
44 | SCHERER 4 | 635 | 314496 | 66.5685 |  | 66.5685 | 10364.8282 | Coal TONS -> | 186268 | 17500037.5803 | 3259697 | 7941600 | 2.5252 | 42.6353
45 | WCEC_01 | 1335 | 622497.6 | 62.6734 |  | 81.3769 | 6870.5793 | Gas MMCF -> | 4276915.6 | 1000000 | 4276915.6 | 20631146.0129 | 3.3143 | 4.8238
46 | WCEC_02 | 1335 | 735156.8 | 74.0159 |  | 81.9462 | 6868.0226 | Gas MMCF -> | 5049068.5 | 1000000 | 5049068.5 | 24349681.4847 | 3.3122 | 4.8226
47 | WCEC_03 | 1335 | 837458.2 | 84.3158 |  | 85.2323 | 6749.5456 | Gas MMCF -> | 5652461.5 | 1000000 | 5652461.5 | 27259601.6718 | 3.255 | 4.8226
48 | DESOTO | 25 | 3170 |  |  |  |  | SOLAR
49 | SPACE COAST | 10 | 1200 |  |  |  |  | SOLAR
50
51 | TOTAL | 24735 | 7828199.4 |  |  |  | 8152.4295 | Gas MMCF -> | 38638377.7 |  | 63818843.7 | 220073941 | 2.8113
52 |  | ======= | ======= |  |  |  | ======= | Nuclear Othr -> | 20705218 |  | ======= | ======= | =======
53 | [7 empty] | Coal TONS -> | 222698
54 |  | PeriodHours --> |  | 744 |  |  |  | Heavy Oil BBLS -> | 45917
[8 empty] | Light Oil BBLS -> | 1504

## E4_2013_2 (hidden)
| Company: | Florida Power & Light | [8 empty] | Schedule E4
Page:
| Period: | 2013-02-01 |  |  | ----------------------------------------------------------------------------------------------------------------
[5 empty] | Estimated For The Period of : |  |  | 2013-02-01 | Thru | 2013-02-28
----------------------------------------------------------------------------------------------------------------
| -------------- | -------------- | -------------- | -------------- | -------------- | -------------- | -------------- | -------------- | -------------- | -------------- | -------------- | -------------- | -------------- | --------------
| (A) | (B) | (C) | (D) | (E) | (F) | (G) | (H) | (I) | (J) | (K) | (L) | (M) | (N)
| Plant | Net | Net | Capac | Equiv | Net | Avg Net | Fuel | Fuel | Fuel Heat | Fuel | As Burned | Fuel Cost | Cost of
| Unit | Capb | Gen | FAC | Avail FAC | Out FAC | Heat Rate | Type | Burned | Value | Burned | Fuel Cost | per KWH | Fuel
|  | (MW) | (MWH) | (%) | (%) | (%) | (BTU/KWH) |  | (Units) | (BTU/Unit) | (MMBTU) | ($) | (C/KWH) | ($/Unit)
| -------------- | -------------- | -------------- | -------------- | -------------- | -------------- | -------------- | -------------- | -------------- | -------------- | -------------- | -------------- | --------------
1 | TURKEY POINT 1 | 380 | 0 | 0.20089 |  | 22.5 | 13637.4269 | Heavy Oil BBLS -> | 0 |  | 0 | 0
2 |  |  | 513.4 |  |  |  |  | Gas MMCF -> | 6996.2 | 1000000 | 6996.2 | 34341.0694 | 6.689 | 4.9085
3 | TURKEY POINT 3 | 842.5 | 552006 | 97.5 |  | 97.5 | 10779.91 | Nuclear Othr -> | 5950575 | 1000000 | 5950575 | 4362700 | 0.79034 | 0.73316
4 | TURKEY POINT 4 | 719.5 | 0 | 0 |  |  |  | Nuclear Othr -> | 0 |  | 0 | 0
5 | TURKEY POINT 5 | 1114 | 370960 | 49.5533 |  | 93.2768 | 6988.3006 | Gas MMCF -> | 2592380.6 | 1000000 | 2592380.6 | 12960659.6389 | 3.4938 | 4.9995
6 | LAUDERDALE 4 | 447 | 0 | 15.1596 |  | 86.3326 | 8068.7134 | Light Oil BBLS -> | 0 |  | 0 | 0
7 |  |  | 45537.1 |  |  |  |  | Gas MMCF -> | 367425.4 | 1000000 | 367425.4 | 1828076.4737 | 4.0145 | 4.9754
8 | LAUDERDALE 5 | 447 | 0 | 23.5688 |  | 85.6122 | 8070.681 | Light Oil BBLS -> | 0 |  | 0 | 0
9 |  |  | 70797.2 |  |  |  |  | Gas MMCF -> | 571380.7 | 1000000 | 571380.7 | 2842120.5609 | 4.0145 | 4.9741
10 | ST LUCIE 1 | 997 | 653231 | 97.4993 |  | 97.4993 | 10549.047 | Nuclear Othr -> | 6890955 | 1000000 | 6890955 | 4992200 | 0.76423 | 0.72446
11 | ST LUCIE 2 | 853 | 558883 | 97.4994 |  | 97.4994 | 10485.1418 | Nuclear Othr -> | 5859957 | 1000000 | 5859957 | 4342000 | 0.77691 | 0.74096
12 | CCEC | 1355 | 0 | 0 |  |  |  | Light Oil BBLS -> | 0 |  | 0 | 0
13 |  |  | 0 |  |  |  |  | Gas MMCF -> | 0 |  | 0 | 0
14 | CAPE CANAVERAL 2 | 380 | 0 | 0 |  |  |  | Heavy Oil BBLS -> | 0 |  | 0 | 0
15 |  |  | 0 |  |  |  |  | Gas MMCF -> | 0 |  | 0 | 0
16 | FORT MYERS 2 | 1440 | 460478.5 | 47.5858 |  | 91.8898 | 7108.6914 | Gas MMCF -> | 3273396.6 | 1000000 | 3273396.6 | 16249995.3654 | 3.5289 | 4.9643
17 | FORT MYERS 3A_B | 328 | 0 | 1.1288 |  | 94.8171 | 13813.5048 | Light Oil BBLS -> | 0 |  | 0 | 0
18 |  |  | 1244.7 |  |  |  |  | Gas MMCF -> | 17184.1 | 1000000 | 17184.1 | 85434.8203 | 6.8639 | 4.9717
19 | SANFORD 4 | 955 | 249434.6 | 38.8672 |  | 92.6197 | 7131.1008 | Gas MMCF -> | 1778739.1 | 1000000 | 1778739.1 | 8824155.8564 | 3.5377 | 4.9609
20 | SANFORD 5 | 952 | 222109.2 | 34.7184 |  | 84.5318 | 7270.7499 | Gas MMCF -> | 1614899.1 | 1000000 | 1614899.1 | 8010719.0187 | 3.6067 | 4.9605
21 | PUTNAM 1 | 248 | 0 | 1.9087 |  | 47.506 | 10608.6136 | Light Oil BBLS -> | 0 |  | 0 | 0
22 |  |  | 3182 |  |  |  |  | Gas MMCF -> | 33746.9 | 1000000 | 33746.9 | 167622.3426 | 5.2678 | 4.967
23 | PUTNAM 2 | 248 | 0 | 4.1169 |  | 89.243 | 8882.0872 | Light Oil BBLS -> | 0 |  | 0 | 0
24 |  |  | 6861.9 |  |  |  |  | Gas MMCF -> | 60940.7 | 1000000 | 60940.7 | 302507.8936 | 4.4085 | 4.964
25 | MANATEE 1 | 798 | 0 | 0 |  |  |  | Heavy Oil BBLS -> | 0 |  | 0 | 0
26 |  |  | 0 |  |  |  |  | Gas MMCF -> | 0 |  | 0 | 0
27 | MANATEE 2 | 798 | 0 | 0 |  |  |  | Heavy Oil BBLS -> | 0 |  | 0 | 0
28 |  |  | 0 |  |  |  |  | Gas MMCF -> | 0 |  | 0 | 0
29 | MANATEE 3 | 1117 | 326136.9 | 43.4487 |  | 74.6739 | 7132.4785 | Gas MMCF -> | 2326158.5 | 1000000 | 2326158.5 | 11586499.1889 | 3.5526 | 4.981
30 | MARTIN 1 | 808 | 0 | 0 |  |  |  | Heavy Oil BBLS -> | 0 |  | 0 | 0
31 |  |  | 0 |  |  |  |  | Gas MMCF -> | 0 |  | 0 | 0
32 | MARTIN 2 | 808 | 0 | 0 |  |  |  | Heavy Oil BBLS -> | 0 |  | 0 | 0
33 |  |  | 0 |  |  |  |  | Gas MMCF -> | 0 |  | 0 | 0
34 | MARTIN 3 | 462 | 84024.6 | 27.064 |  | 88.2865 | 7370.2514 | Gas MMCF -> | 619278 | 1000000 | 619278 | 3070940.5148 | 3.6548 | 4.9589
35 | MARTIN 4 | 462 | 110101.2 | 35.4634 |  | 90.9595 | 7311.4141 | Gas MMCF -> | 804994.5 | 1000000 | 804994.5 | 3991811.4344 | 3.6256 | 4.9588
36 | MARTIN 8 | 1112 | 550514.6 | 73.6708 |  | 93.7628 | 6734.614 | Gas MMCF -> | 3707506.6 | 1000000 | 3707506.6 | 18419412.9777 | 3.3459 | 4.9681
37 | FORT MYERS 1-12 | 627 | 0 | 0 |  |  |  | Light Oil BBLS -> | 0 |  | 0 | 0
38 | LAUDERDALE 1-24 | 766 | 0 | 0 |  |  |  | Light Oil BBLS -> | 0 |  | 0 | 0
39 |  |  | 0 |  |  |  |  | Gas MMCF -> | 0 |  | 0 | 0
40 | EVERGLADES 1-12 | 383 | 0 | 0 |  |  |  | Light Oil BBLS -> | 0 |  | 0 | 0
41 |  |  | 0 |  |  |  |  | Gas MMCF -> | 0 |  | 0 | 0
42 | ST JOHNS 1O | 124 | 37371 | 44.8469 |  | 44.8469 | 10769.7886 | Coal TONS -> | 16060 | 25060273.9726 | 402468 | 1602900 | 4.2892 | 99.807
43 | ST JOHNS 2O | 124 | 42086 | 50.5052 |  | 50.5052 | 10559.0828 | Coal TONS -> | 17733 | 25059493.5995 | 444380 | 1769800 | 4.2052 | 99.8026
44 | SCHERER 4 | 635 | 331769 | 77.7484 |  | 77.7484 | 10263.5034 | Coal TONS -> | 194577 | 17500028.2664 | 3405103 | 8311900 | 2.5053 | 42.7178
45 | WCEC_01 | 1335 | 747724.9 | 83.3473 |  | 84.3515 | 6841.1943 | Gas MMCF -> | 5115331.4 | 1000000 | 5115331.4 | 25028834.3722 | 3.3473 | 4.8929
46 | WCEC_02 | 1335 | 776091.8 | 86.5092 |  | 86.5092 | 6846.1753 | Gas MMCF -> | 5313255.5 | 1000000 | 5313255.5 | 25949953.409 | 3.3437 | 4.884
47 | WCEC_03 | 1335 | 809683.6 | 90.2536 |  | 90.2536 | 6718.1292 | Gas MMCF -> | 5439555.5 | 1000000 | 5439555.5 | 26566795.0631 | 3.2811 | 4.884
48 | DESOTO | 25 | 3619 |  |  |  |  | SOLAR
49 | SPACE COAST | 10 | 1289 |  |  |  |  | SOLAR
50
51 | TOTAL | 24735 | 7015650.2 |  |  |  | 8067.1935 | Gas MMCF -> | 33643169.4 |  | 56596607.4 | 191301380 | 2.7268
52 |  | ======= | ======= |  |  |  | ======= | Nuclear Othr -> | 18701487 |  | ======= | ======= | =======
53 | [7 empty] | Coal TONS -> | 228370
54 |  | PeriodHours --> |  | 672 |  |  |  | Heavy Oil BBLS -> | 0
[8 empty] | Light Oil BBLS -> | 0

## E4_2013_3 (hidden)
| Company: | Florida Power & Light | [8 empty] | Schedule E4
Page:
| Period: | 2013-03-01 |  |  | ----------------------------------------------------------------------------------------------------------------
[5 empty] | Estimated For The Period of : |  |  | 2013-03-01 | Thru | 2013-03-31
----------------------------------------------------------------------------------------------------------------
| -------------- | -------------- | -------------- | -------------- | -------------- | -------------- | -------------- | -------------- | -------------- | -------------- | -------------- | -------------- | -------------- | --------------
| (A) | (B) | (C) | (D) | (E) | (F) | (G) | (H) | (I) | (J) | (K) | (L) | (M) | (N)
| Plant | Net | Net | Capac | Equiv | Net | Avg Net | Fuel | Fuel | Fuel Heat | Fuel | As Burned | Fuel Cost | Cost of
| Unit | Capb | Gen | FAC | Avail FAC | Out FAC | Heat Rate | Type | Burned | Value | Burned | Fuel Cost | per KWH | Fuel
|  | (MW) | (MWH) | (%) | (%) | (%) | (BTU/KWH) |  | (Units) | (BTU/Unit) | (MMBTU) | ($) | (C/KWH) | ($/Unit)
| -------------- | -------------- | -------------- | -------------- | -------------- | -------------- | -------------- | -------------- | -------------- | -------------- | -------------- | -------------- | --------------
1 | TURKEY POINT 1 | 380 | 2228 | 1.979 |  | 42.0677 | 10803.3959 | Heavy Oil BBLS -> | 3541 | 6400734.2559 | 22665 | 364200 | 16.3465 | 102.8523
2 |  |  | 3368.2 |  |  |  |  | Gas MMCF -> | 37780.9 | 1000000 | 37780.9 | 187796.9066 | 5.5756 | 4.9707
3 | TURKEY POINT 3 | 842.5 | 611148 | 97.4998 |  | 97.4998 | 10779.9306 | Nuclear Othr -> | 6588134 | 1000000 | 6588134 | 4830200 | 0.79035 | 0.73317
4 | TURKEY POINT 4 | 842.5 | 100543 | 16.0402 |  | 29.2497 | 10780.1339 | Nuclear Othr -> | 1083868 | 1000000 | 1083868 | 853900 | 0.84929 | 0.78783
5 | TURKEY POINT 5 | 1114 | 465473.7 | 56.1613 |  | 93.8967 | 6961.7014 | Gas MMCF -> | 3240492.3 | 1000000 | 3240492.3 | 16263556.1187 | 3.494 | 5.0189
6 | LAUDERDALE 4 | 447 | 0 | 15.6488 |  | 90.9588 | 8071.2872 | Light Oil BBLS -> | 0 |  | 0 | 0
7 |  |  | 52042.9 |  |  |  |  | Gas MMCF -> | 420054.2 | 1000000 | 420054.2 | 2097140.0558 | 4.0296 | 4.9925
8 | LAUDERDALE 5 | 447 | 0 | 17.5035 |  | 91.0671 | 8086.238 | Light Oil BBLS -> | 0 |  | 0 | 0
9 |  |  | 58211.9 |  |  |  |  | Gas MMCF -> | 470707.9 | 1000000 | 470707.9 | 2350328.2693 | 4.0375 | 4.9932
10 | ST LUCIE 1 | 997 | 723218 | 97.4992 |  | 97.4992 | 10549.0599 | Nuclear Othr -> | 7629271 | 1000000 | 7629271 | 5527100 | 0.76424 | 0.72446
11 | ST LUCIE 2 | 853 | 618763 | 97.4993 |  | 97.4993 | 10485.1494 | Nuclear Othr -> | 6487813 | 1000000 | 6487813 | 4807200 | 0.7769 | 0.74096
12 | CCEC | 1355 | 0 | 0 |  |  |  | Light Oil BBLS -> | 0 |  | 0 | 0
13 |  |  | 0 |  |  |  |  | Gas MMCF -> | 0 |  | 0 | 0
14 | CAPE CANAVERAL 2 | 380 | 0 | 0 |  |  |  | Heavy Oil BBLS -> | 0 |  | 0 | 0
15 |  |  | 0 |  |  |  |  | Gas MMCF -> | 0 |  | 0 | 0
16 | FORT MYERS 2 | 1440 | 681495.4 | 63.6103 |  | 92.4337 | 7069.7995 | Gas MMCF -> | 4818033.8 | 1000000 | 4818033.8 | 24007917.4815 | 3.5228 | 4.9829
17 | FORT MYERS 3A_B | 328 | 0 | 5.355 |  | 94.8606 | 13700.0306 | Light Oil BBLS -> | 0 |  | 0 | 0
18 |  |  | 6534.8 |  |  |  |  | Gas MMCF -> | 89516.4 | 1000000 | 89516.4 | 446905.4712 | 6.8389 | 4.9924
19 | SANFORD 4 | 955 | 0 | 0 |  |  |  | Gas MMCF -> | 0 |  | 0 | 0
20 | SANFORD 5 | 952 | 290747.7 | 41.0493 |  | 93.683 | 7190.6537 | Gas MMCF -> | 2090661.5 | 1000000 | 2090661.5 | 10405995.1817 | 3.579 | 4.9774
21 | PUTNAM 1 | 248 | 0 | 3.803 |  | 44.2099 | 10889.4114 | Light Oil BBLS -> | 0 |  | 0 | 0
22 |  |  | 7017.2 |  |  |  |  | Gas MMCF -> | 76411.3 | 1000000 | 76411.3 | 381487.6921 | 5.4365 | 4.9926
23 | PUTNAM 2 | 248 | 0 | 7.799 |  | 84.093 | 9028.0056 | Light Oil BBLS -> | 0 |  | 0 | 0
24 |  |  | 14389.8 |  |  |  |  | Gas MMCF -> | 129914.1 | 1000000 | 129914.1 | 648380.0029 | 4.5058 | 4.9908
25 | MANATEE 1 | 798 | 0 | 0 |  |  |  | Heavy Oil BBLS -> | 0 |  | 0 | 0
26 |  |  | 0 |  |  |  |  | Gas MMCF -> | 0 |  | 0 | 0
27 | MANATEE 2 | 798 | 2105 | 0.59103 |  | 54.9655 | 11131.6614 | Heavy Oil BBLS -> | 3848 | 6399168.3992 | 24624 | 397000 | 18.8599 | 103.1705
28 |  |  | 1403.6 |  |  |  |  | Gas MMCF -> | 14437 | 1000000 | 14437 | 72089.6183 | 5.1361 | 4.9934
29 | MANATEE 3 | 1117 | 503533.3 | 60.5901 |  | 83.6346 | 6934.7133 | Gas MMCF -> | 3491857.3 | 1000000 | 3491857.3 | 17302622.0261 | 3.4362 | 4.9551
30 | MARTIN 1 | 808 | 0 | 0 |  |  |  | Heavy Oil BBLS -> | 0 |  | 0 | 0
31 |  |  | 0 |  |  |  |  | Gas MMCF -> | 0 |  | 0 | 0
32 | MARTIN 2 | 808 | 733 | 0.47376 |  | 44.0594 | 11455.7584 | Heavy Oil BBLS -> | 1110 | 6402702.7027 | 7107 | 121900 | 16.6303 | 109.8198
33 |  |  | 2115.1 |  |  |  |  | Gas MMCF -> | 25519.2 | 1000000 | 25519.2 | 127564.4336 | 6.0311 | 4.9988
34 | MARTIN 3 | 462 | 114144.2 | 33.2077 |  | 91.5055 | 7378.1539 | Gas MMCF -> | 842172.3 | 1000000 | 842172.3 | 4191780.6964 | 3.6724 | 4.9773
35 | MARTIN 4 | 462 | 149240.4 | 43.4181 |  | 92.5588 | 7324.1155 | Gas MMCF -> | 1093051.1 | 1000000 | 1093051.1 | 5440463.3031 | 3.6454 | 4.9773
36 | MARTIN 8 | 1112 | 555256.1 | 67.1143 |  | 79.1331 | 6836.3653 | Gas MMCF -> | 3795926.3 | 1000000 | 3795926.3 | 18901657.6185 | 3.4041 | 4.9795
37 | FORT MYERS 1-12 | 627 | 0 | 0 |  |  |  | Light Oil BBLS -> | 0 |  | 0 | 0
38 | LAUDERDALE 1-24 | 766 | 0 | 0 |  |  |  | Light Oil BBLS -> | 0 |  | 0 | 0
39 |  |  | 0 |  |  |  |  | Gas MMCF -> | 0 |  | 0 | 0
40 | EVERGLADES 1-12 | 383 | 0 | 0 |  |  |  | Light Oil BBLS -> | 0 |  | 0 | 0
41 |  |  | 0 |  |  |  |  | Gas MMCF -> | 0 |  | 0 | 0
42 | ST JOHNS 1O | 124 | 12268 | 13.2967 |  | 51.5247 | 10517.0783 | Coal TONS -> | 5148 | 25060800.3108 | 129013 | 513800 | 4.1881 | 99.8057
43 | ST JOHNS 2O | 124 | 53003 | 57.451 |  | 57.451 | 10331.2139 | Coal TONS -> | 21851 | 25059539.6092 | 547576 | 2180800 | 4.1145 | 99.8032
44 | SCHERER 4 | 635 | 372223 | 78.7871 |  | 78.7871 | 10254.2649 | Coal TONS -> | 218106 | 17500041.2643 | 3816864 | 9320000 | 2.5039 | 42.7315
45 | WCEC_01 | 1335 | 543401.8 | 54.7099 |  | 75.518 | 6893.7157 | Gas MMCF -> | 3746052.7 | 1000000 | 3746052.7 | 18409665.7499 | 3.3879 | 4.9144
46 | WCEC_02 | 2670 | 866689.3 | 87.2588 |  | 87.2588 | 6843.0671 | Gas MMCF -> | 5930811 | 1000000 | 5930811 | 29078703.6521 | 3.3551 | 4.903
47 | WCEC_03 | 2670 | 903608.9 | 90.9759 |  | 90.9759 | 6711.7813 | Gas MMCF -> | 6064826.5 | 1000000 | 6064826.5 | 29735747.7223 | 3.2908 | 4.903
48 | DESOTO | 25 | 4945 |  |  |  |  | SOLAR
49 | SPACE COAST | 10 | 1707 |  |  |  |  | SOLAR
50
51 | TOTAL | 27528 | 7721558.3 |  |  |  | 8122.086 | Gas MMCF -> | 36378225.8 |  | 62715160.8 | 208965902 | 2.7063
52 |  | ======= | ======= |  |  |  | ======= | Nuclear Othr -> | 21789086 |  | ======= | ======= | =======
53 | [7 empty] | Coal TONS -> | 245105
54 |  | PeriodHours --> |  | 744 |  |  |  | Heavy Oil BBLS -> | 8499
[8 empty] | Light Oil BBLS -> | 0

## E4_2013_4 (hidden)
| Company: | Florida Power & Light | [8 empty] | Schedule E4
Page:
| Period: | 2013-04-01 |  |  | ----------------------------------------------------------------------------------------------------------------
[5 empty] | Estimated For The Period of : |  |  | 2013-04-01 | Thru | 2013-04-30
----------------------------------------------------------------------------------------------------------------
| -------------- | -------------- | -------------- | -------------- | -------------- | -------------- | -------------- | -------------- | -------------- | -------------- | -------------- | -------------- | -------------- | --------------
| (A) | (B) | (C) | (D) | (E) | (F) | (G) | (H) | (I) | (J) | (K) | (L) | (M) | (N)
| Plant | Net | Net | Capac | Equiv | Net | Avg Net | Fuel | Fuel | Fuel Heat | Fuel | As Burned | Fuel Cost | Cost of
| Unit | Capb | Gen | FAC | Avail FAC | Out FAC | Heat Rate | Type | Burned | Value | Burned | Fuel Cost | per KWH | Fuel
|  | (MW) | (MWH) | (%) | (%) | (%) | (BTU/KWH) |  | (Units) | (BTU/Unit) | (MMBTU) | ($) | (C/KWH) | ($/Unit)
| -------------- | -------------- | -------------- | -------------- | -------------- | -------------- | -------------- | -------------- | -------------- | -------------- | -------------- | -------------- | --------------
1 | TURKEY POINT 1 | 756 | 0 | 0 |  |  |  | Heavy Oil BBLS -> | 0 |  | 0 | 0
2 |  |  | 0 |  |  |  |  | Gas MMCF -> | 0 |  | 0 | 0
3 | TURKEY POINT 3 | 1637 | 574585 | 97.4997 |  | 97.4997 | 11097.0596 | Nuclear Othr -> | 6376204 | 1000000 | 6376204 | 4674800 | 0.8136 | 0.73316
4 | TURKEY POINT 4 | 1637 | 517127 | 87.7496 |  | 87.7496 | 11097.0402 | Nuclear Othr -> | 5738569 | 1000000 | 5738569 | 4520700 | 0.8742 | 0.78777
5 | TURKEY POINT 5 | 2106 | 656674.6 | 86.6142 |  | 88.835 | 6928.1866 | Gas MMCF -> | 4549561.1 | 1000000 | 4549561.1 | 22874030.5069 | 3.4833 | 5.0277
6 | LAUDERDALE 4 | 876 | 0 | 6.9289 |  | 86.014 | 8233.0328 | Light Oil BBLS -> | 0 |  | 0 | 0
7 |  |  | 21851.7 |  |  |  |  | Gas MMCF -> | 179900.1 | 1000000 | 179900.1 | 900427.6053 | 4.1206 | 5.0052
8 | LAUDERDALE 5 | 876 | 0 | 18.3419 |  | 92.3508 | 8187.8706 | Light Oil BBLS -> | 0 |  | 0 | 0
9 |  |  | 57842.9 |  |  |  |  | Gas MMCF -> | 473611.7 | 1000000 | 473611.7 | 2370572.6609 | 4.0983 | 5.0053
10 | ST LUCIE 1 | 1966 | 690070 | 97.5004 |  | 97.5004 | 10701.8559 | Nuclear Othr -> | 7385019 | 1000000 | 7385019 | 5350100 | 0.7753 | 0.72445
11 | ST LUCIE 2 | 1682 | 590380 | 97.4997 |  | 97.4997 | 10635.9955 | Nuclear Othr -> | 6279280 | 1000000 | 6279280 | 4652700 | 0.78809 | 0.74096
12 | CCEC | 2420 | 0 | 0 |  |  |  | Light Oil BBLS -> | 0 |  | 0 | 0
13 |  |  | 0 |  |  |  |  | Gas MMCF -> | 0 |  | 0 | 0
14 | CAPE CANAVERAL 2 | 756 | 0 | 0 |  |  |  | Heavy Oil BBLS -> | 0 |  | 0 | 0
15 |  |  | 0 |  |  |  |  | Gas MMCF -> | 0 |  | 0 | 0
16 | FORT MYERS 2 | 2698 | 512322.7 | 52.7471 |  | 94.238 | 7173.8418 | Gas MMCF -> | 3675316.6 | 1000000 | 3675316.6 | 18340700.9585 | 3.5799 | 4.9902
17 | FORT MYERS 3A_B | 592 | 0 | 7.6408 |  | 94.8509 | 14375.3378 | Light Oil BBLS -> | 0 |  | 0 | 0
18 |  |  | 8142.1 |  |  |  |  | Gas MMCF -> | 117044 | 1000000 | 117044 | 585964.5503 | 7.1967 | 5.0064
19 | SANFORD 4 | 1810 | 0 | 0 |  |  |  | Gas MMCF -> | 0 |  | 0 | 0
20 | SANFORD 5 | 1802 | 342415.5 | 52.7832 |  | 94.537 | 7213.4924 | Gas MMCF -> | 2470008.5 | 1000000 | 2470008.5 | 12303728.4503 | 3.5932 | 4.9812
21 | PUTNAM 1 | 478 | 0 | 5.8728 |  | 47.5107 | 10857.3125 | Light Oil BBLS -> | 0 |  | 0 | 0
22 |  |  | 10106.4 |  |  |  |  | Gas MMCF -> | 109724.3 | 1000000 | 109724.3 | 549341.6185 | 5.4356 | 5.0066
23 | PUTNAM 2 | 478 | 0 | 11.7079 |  | 94.7158 | 8998.4613 | Light Oil BBLS -> | 0 |  | 0 | 0
24 |  |  | 20147.3 |  |  |  |  | Gas MMCF -> | 181292.3 | 1000000 | 181292.3 | 907629.0569 | 4.505 | 5.0064
25 | MANATEE 1 | 1576 | 0 | 0 |  |  |  | Heavy Oil BBLS -> | 0 |  | 0 | 0
26 |  |  | 0 |  |  |  |  | Gas MMCF -> | 0 |  | 0 | 0
27 | MANATEE 2 | 1576 | 9822 | 3.1014 |  | 55.8249 | 11302.9098 | Heavy Oil BBLS -> | 18389 | 6400021.7521 | 117690 | 1883600 | 19.1774 | 102.4308
28 |  |  | 7774.8 |  |  |  |  | Gas MMCF -> | 81195.9 | 1000000 | 81195.9 | 406428.6798 | 5.2275 | 5.0055
29 | MANATEE 3 | 2116 | 681590.5 | 89.4757 |  | 89.4757 | 6880.6423 | Gas MMCF -> | 4689777 | 1000000 | 4689777 | 23268007.3956 | 3.4138 | 4.9614
30 | MARTIN 1 | 1604 | 1098 | 0.63349 |  | 57.0137 | 11031.4379 | Heavy Oil BBLS -> | 1646 | 6401579.5869 | 10537 | 178600 | 16.2659 | 108.5055
31 |  |  | 2560.9 |  |  |  |  | Gas MMCF -> | 29816 | 1000000 | 29816 | 149264.0155 | 5.8286 | 5.0062
32 | MARTIN 2 | 1604 | 2284 | 1.3184 |  | 59.3282 | 10862.078 | Heavy Oil BBLS -> | 3383 | 6399645.2852 | 21650 | 367000 | 16.0683 | 108.4836
33 |  |  | 5329.6 |  |  |  |  | Gas MMCF -> | 61042.9 | 1000000 | 61042.9 | 305556.3661 | 5.7332 | 5.0056
34 | MARTIN 3 | 862 | 87174 | 28.0913 |  | 94.0733 | 7462.15 | Gas MMCF -> | 650498.6 | 1000000 | 650498.6 | 3240368.4359 | 3.7171 | 4.9814
35 | MARTIN 4 | 862 | 53304.1 | 17.1771 |  | 57.5233 | 7950.0976 | Gas MMCF -> | 423772.9 | 1000000 | 423772.9 | 2111023.5096 | 3.9603 | 4.9815
36 | MARTIN 8 | 2104 | 520869.5 | 67.7739 |  | 89.5361 | 6998.6237 | Gas MMCF -> | 3592720 | 1000000 | 3592720 | 17926958.6073 | 3.4417 | 4.9898
37 | FORT MYERS 1-12 | 1104 | 0 | 0 |  |  |  | Light Oil BBLS -> | 0 |  | 0 | 0
38 | LAUDERDALE 1-24 | 1368 | 0 | 0 |  |  |  | Light Oil BBLS -> | 0 |  | 0 | 0
39 |  |  | 0 |  |  |  |  | Gas MMCF -> | 0 |  | 0 | 0
40 | EVERGLADES 1-12 | 684 | 0 | 0 |  |  |  | Light Oil BBLS -> | 0 |  | 0 | 0
41 |  |  | 0 |  |  |  |  | Gas MMCF -> | 0 |  | 0 | 0
42 | ST JOHNS 1O | 248 | 19410 | 21.7406 |  | 38.3657 | 11208.1917 | Coal TONS -> | 8681 | 25060707.2918 | 217552 | 885500 | 4.5621 | 102.0044
43 | ST JOHNS 2O | 248 | 42488 | 47.5896 |  | 47.5896 | 10750.6355 | Coal TONS -> | 18227 | 25060295.1665 | 456774 | 1859100 | 4.3756 | 101.997
44 | SCHERER 4 | 1258 | 343864 | 75.9283 |  | 75.9283 | 10347.7305 | Coal TONS -> | 203326 | 17500034.4275 | 3558212 | 8691600 | 2.5276 | 42.7471
45 | WCEC_01 | 2438 | 596642.5 | 67.9794 |  | 74.3848 | 6975.5666 | Gas MMCF -> | 4161916.5 | 1000000 | 4161916.5 | 20436745.6884 | 3.4253 | 4.9104
46 | WCEC_02 | 2438 | 746194.7 | 85.0189 |  | 85.0189 | 6925.0088 | Gas MMCF -> | 5167401 | 1000000 | 5167401 | 25374048.2109 | 3.4005 | 4.9104
47 | WCEC_03 | 2438 | 772070.4 | 87.9671 |  | 87.9671 | 6814.478 | Gas MMCF -> | 5261254.5 | 1000000 | 5261254.5 | 25834973.6831 | 3.3462 | 4.9104
48 | DESOTO | 25 | 5527 |  |  |  |  | SOLAR
49 | SPACE COAST | 10 | 1841 |  |  |  |  | SOLAR
50
51 | TOTAL | 47098 | 7901510.2 |  |  |  | 8357.5594 | Gas MMCF -> | 35875853.9 |  | 66037340.9 | 210949470 | 2.6697
52 |  | ======= | ======= |  |  |  | ======= | Nuclear Othr -> | 25779072 |  | ======= | ======= | =======
53 | [7 empty] | Coal TONS -> | 230234
54 |  | PeriodHours --> |  | 720 |  |  |  | Heavy Oil BBLS -> | 23418
[8 empty] | Light Oil BBLS -> | 0

## E4_2013_5 (hidden)
| Company: | Florida Power & Light | [8 empty] | Schedule E4
Page:
| Period: | 2013-05-01 |  |  | ----------------------------------------------------------------------------------------------------------------
[5 empty] | Estimated For The Period of : |  |  | 2013-05-01 | Thru | 2013-05-31
----------------------------------------------------------------------------------------------------------------
| -------------- | -------------- | -------------- | -------------- | -------------- | -------------- | -------------- | -------------- | -------------- | -------------- | -------------- | -------------- | -------------- | --------------
| (A) | (B) | (C) | (D) | (E) | (F) | (G) | (H) | (I) | (J) | (K) | (L) | (M) | (N)
| Plant | Net | Net | Capac | Equiv | Net | Avg Net | Fuel | Fuel | Fuel Heat | Fuel | As Burned | Fuel Cost | Cost of
| Unit | Capb | Gen | FAC | Avail FAC | Out FAC | Heat Rate | Type | Burned | Value | Burned | Fuel Cost | per KWH | Fuel
|  | (MW) | (MWH) | (%) | (%) | (%) | (BTU/KWH) |  | (Units) | (BTU/Unit) | (MMBTU) | ($) | (C/KWH) | ($/Unit)
| -------------- | -------------- | -------------- | -------------- | -------------- | -------------- | -------------- | -------------- | -------------- | -------------- | -------------- | -------------- | --------------
1 | TURKEY POINT 1 | 756 | 0 | 0 |  |  |  | Heavy Oil BBLS -> | 0 |  | 0 | 0
2 |  |  | 0 |  |  |  |  | Gas MMCF -> | 0 |  | 0 | 0
3 | TURKEY POINT 3 | 1637 | 593738 | 97.4997 |  | 97.4997 | 11097.0613 | Nuclear Othr -> | 6588747 | 1000000 | 6588747 | 4830600 | 0.81359 | 0.73316
4 | TURKEY POINT 4 | 1637 | 593738 | 97.4997 |  | 97.4997 | 11097.0613 | Nuclear Othr -> | 6588747 | 1000000 | 6588747 | 5190500 | 0.87421 | 0.78778
5 | TURKEY POINT 5 | 2106 | 714488.5 | 91.1997 |  | 91.1997 | 6900.0627 | Gas MMCF -> | 4930013.5 | 1000000 | 4930013.5 | 24244913.8757 | 3.3933 | 4.9178
6 | LAUDERDALE 4 | 876 | 0 | 21.6217 |  | 94.6266 | 8192.8497 | Light Oil BBLS -> | 0 |  | 0 | 0
7 |  |  | 70459.5 |  |  |  |  | Gas MMCF -> | 577260.5 | 1000000 | 577260.5 | 2826983.9561 | 4.0122 | 4.8972
8 | LAUDERDALE 5 | 876 | 0 | 25.0611 |  | 94.6469 | 8190.5911 | Light Oil BBLS -> | 0 |  | 0 | 0
9 |  |  | 81667.5 |  |  |  |  | Gas MMCF -> | 668901.4 | 1000000 | 668901.4 | 3281881.3086 | 4.0186 | 4.9064
10 | ST LUCIE 1 | 1966 | 713072 | 97.5005 |  | 97.5005 | 10701.8408 | Nuclear Othr -> | 7631183 | 1000000 | 7631183 | 5528500 | 0.77531 | 0.72446
11 | ST LUCIE 2 | 1682 | 610059 | 97.4996 |  | 97.4996 | 10635.9991 | Nuclear Othr -> | 6488588 | 1000000 | 6488588 | 4807800 | 0.78809 | 0.74096
12 | CCEC | 2420 | 0 | 0 |  |  |  | Light Oil BBLS -> | 0 |  | 0 | 0
13 |  |  | 0 |  |  |  |  | Gas MMCF -> | 0 |  | 0 | 0
14 | CAPE CANAVERAL 2 | 756 | 0 | 0 |  |  |  | Heavy Oil BBLS -> | 0 |  | 0 | 0
15 |  |  | 0 |  |  |  |  | Gas MMCF -> | 0 |  | 0 | 0
16 | FORT MYERS 2 | 2698 | 516359 | 51.4478 |  | 94.9806 | 7179.1486 | Gas MMCF -> | 3707018.9 | 1000000 | 3707018.9 | 18054578.9604 | 3.4965 | 4.8704
17 | FORT MYERS 3A_B | 592 | 0 | 10.9634 |  | 94.846 | 14380.053 | Light Oil BBLS -> | 0 |  | 0 | 0
18 |  |  | 12072.8 |  |  |  |  | Gas MMCF -> | 173596.3 | 1000000 | 173596.3 | 848923.5992 | 7.0317 | 4.8902
19 | SANFORD 4 | 1810 | 275831.9 | 40.966 |  | 99.6035 | 7146.5892 | Gas MMCF -> | 1971258.6 | 1000000 | 1971258.6 | 9587103.9663 | 3.4757 | 4.8634
20 | SANFORD 5 | 1802 | 203689.4 | 30.3857 |  | 72.9258 | 7612.7921 | Gas MMCF -> | 1550641.9 | 1000000 | 1550641.9 | 7538115.4724 | 3.7008 | 4.8613
21 | PUTNAM 1 | 478 | 0 | 15.8372 |  | 95.0229 | 8969.7809 | Light Oil BBLS -> | 0 |  | 0 | 0
22 |  |  | 28161.8 |  |  |  |  | Gas MMCF -> | 252598.4 | 1000000 | 252598.4 | 1235347.1597 | 4.3866 | 4.8906
23 | PUTNAM 2 | 478 | 0 | 13.4105 |  | 95.0229 | 8993.6677 | Light Oil BBLS -> | 0 |  | 0 | 0
24 |  |  | 23846.7 |  |  |  |  | Gas MMCF -> | 214463.8 | 1000000 | 214463.8 | 1048844.8284 | 4.3983 | 4.8905
25 | MANATEE 1 | 1576 | 0 | 0 |  |  |  | Heavy Oil BBLS -> | 0 |  | 0 | 0
26 |  |  | 0 |  |  |  |  | Gas MMCF -> | 0 |  | 0 | 0
27 | MANATEE 2 | 1576 | 15272 | 5.171 |  | 52.7015 | 11471.4342 | Heavy Oil BBLS -> | 29570 | 6399932.3639 | 189246 | 3028900 | 19.833 | 102.4315
28 |  |  | 15045.1 |  |  |  |  | Gas MMCF -> | 158522.9 | 1000000 | 158522.9 | 780815.0022 | 5.1898 | 4.9256
29 | MANATEE 3 | 2116 | 726951.4 | 92.352 |  | 92.352 | 6855.3768 | Gas MMCF -> | 4983524.1 | 1000000 | 4983524.1 | 24350814.4335 | 3.3497 | 4.8863
30 | MARTIN 1 | 1604 | 0 | 0 |  |  |  | Heavy Oil BBLS -> | 0 |  | 0 | 0
31 |  |  | 0 |  |  |  |  | Gas MMCF -> | 0 |  | 0 | 0
32 | MARTIN 2 | 1604 | 3744 | 2.1266 |  | 63.2868 | 10711.0883 | Heavy Oil BBLS -> | 5519 | 6399528.9002 | 35319 | 598700 | 15.9909 | 108.4798
33 |  |  | 8945 |  |  |  |  | Gas MMCF -> | 100593.8 | 1000000 | 100593.8 | 500425.1583 | 5.5945 | 4.9747
34 | MARTIN 3 | 862 | 111947.9 | 34.911 |  | 94.7948 | 7482.3533 | Gas MMCF -> | 837627.7 | 1000000 | 837627.7 | 4071534.2676 | 3.637 | 4.8608
35 | MARTIN 4 | 862 | 71684.8 | 22.3549 |  | 62.2922 | 7867.5297 | Gas MMCF -> | 563976.5 | 1000000 | 563976.5 | 2741579.4009 | 3.8245 | 4.8612
36 | MARTIN 8 | 2104 | 557215.1 | 70.3189 |  | 95.1223 | 6977.9324 | Gas MMCF -> | 3840497.1 | 1000000 | 3840497.1 | 18712646.2622 | 3.3582 | 4.8725
37 | FORT MYERS 1-12 | 1104 | 0 | 0 |  |  |  | Light Oil BBLS -> | 0 |  | 0 | 0
38 | LAUDERDALE 1-24 | 1368 | 0 | 0 |  |  |  | Light Oil BBLS -> | 0 |  | 0 | 0
39 |  |  | 0 |  |  |  |  | Gas MMCF -> | 0 |  | 0 | 0
40 | EVERGLADES 1-12 | 684 | 0 | 0 |  |  |  | Light Oil BBLS -> | 0 |  | 0 | 0
41 |  |  | 0 |  |  |  |  | Gas MMCF -> | 0 |  | 0 | 0
42 | ST JOHNS 1O | 248 | 56604 | 61.3554 |  | 61.3554 | 10348.1733 | Coal TONS -> | 23374 | 25059810.0453 | 585748 | 2410200 | 4.258 | 103.1146
43 | ST JOHNS 2O | 248 | 47602 | 51.5966 |  | 66.6457 | 10211.6762 | Coal TONS -> | 19397 | 25059906.1711 | 486087 | 2000100 | 4.2017 | 103.1139
44 | SCHERER 4 | 1258 | 378431 | 80.8653 |  | 80.8653 | 10309.7508 | Coal TONS -> | 222944 | 17500000 | 3901520 | 9544300 | 2.5221 | 42.8103
45 | WCEC_01 | 2438 | 799258.4 | 88.1273 |  | 88.1273 | 6904.1248 | Gas MMCF -> | 5518177.3 | 1000000 | 5518177.3 | 26465036.9839 | 3.3112 | 4.796
46 | WCEC_02 | 2438 | 812448.8 | 89.5816 |  | 89.5816 | 6897.7436 | Gas MMCF -> | 5604058.5 | 1000000 | 5604058.5 | 26839318.1134 | 3.3035 | 4.7893
47 | WCEC_03 | 2438 | 835838.4 | 92.1606 |  | 92.1606 | 6782.1982 | Gas MMCF -> | 5668819.5 | 1000000 | 5668819.5 | 27149404.7512 | 3.2482 | 4.7893
48 | DESOTO | 25 | 5900 |  |  |  |  | SOLAR
49 | SPACE COAST | 10 | 1918 |  |  |  |  | SOLAR
50
51 | TOTAL | 47098 | 8885990 |  |  |  | 8307.0919 | Gas MMCF -> | 41321550.7 |  | 73816735.7 | 238217867.5 | 2.6808
52 |  | ======= | ======= |  |  |  | ======= | Nuclear Othr -> | 27297265 |  | ======= | ======= | =======
53 | [7 empty] | Coal TONS -> | 265715
54 |  | PeriodHours --> |  | 744 |  |  |  | Heavy Oil BBLS -> | 35089
[8 empty] | Light Oil BBLS -> | 0

## E4_2013_6 (hidden)
| Company: | Florida Power & Light | [8 empty] | Schedule E4
Page:
| Period: | 2013-06-01 |  |  | ----------------------------------------------------------------------------------------------------------------
[5 empty] | Estimated For The Period of : |  |  | 2013-06-01 | Thru | 2013-06-30
----------------------------------------------------------------------------------------------------------------
| -------------- | -------------- | -------------- | -------------- | -------------- | -------------- | -------------- | -------------- | -------------- | -------------- | -------------- | -------------- | -------------- | --------------
| (A) | (B) | (C) | (D) | (E) | (F) | (G) | (H) | (I) | (J) | (K) | (L) | (M) | (N)
| Plant | Net | Net | Capac | Equiv | Net | Avg Net | Fuel | Fuel | Fuel Heat | Fuel | As Burned | Fuel Cost | Cost of
| Unit | Capb | Gen | FAC | Avail FAC | Out FAC | Heat Rate | Type | Burned | Value | Burned | Fuel Cost | per KWH | Fuel
|  | (MW) | (MWH) | (%) | (%) | (%) | (BTU/KWH) |  | (Units) | (BTU/Unit) | (MMBTU) | ($) | (C/KWH) | ($/Unit)
| -------------- | -------------- | -------------- | -------------- | -------------- | -------------- | -------------- | -------------- | -------------- | -------------- | -------------- | -------------- | --------------
1 | TURKEY POINT 1 | 756 | 0 | 0 |  |  |  | Heavy Oil BBLS -> | 0 |  | 0 | 0
2 |  |  | 0 |  |  |  |  | Gas MMCF -> | 0 |  | 0 | 0
3 | TURKEY POINT 3 | 1637 | 574585 | 97.4997 |  | 97.4997 | 11097.0596 | Nuclear Othr -> | 6376204 | 1000000 | 6376204 | 4674800 | 0.8136 | 0.73316
4 | TURKEY POINT 4 | 1637 | 574585 | 97.4997 |  | 97.4997 | 11097.0596 | Nuclear Othr -> | 6376204 | 1000000 | 6376204 | 5023100 | 0.87421 | 0.78779
5 | TURKEY POINT 5 | 2106 | 706508.7 | 93.1872 |  | 94.3668 | 6886.9312 | Gas MMCF -> | 4865672.9 | 1000000 | 4865672.9 | 23437592.827 | 3.3174 | 4.8169
6 | LAUDERDALE 4 | 876 | 0 | 19.0566 |  | 94.626 | 8208.5628 | Light Oil BBLS -> | 0 |  | 0 | 0
7 |  |  | 60097.8 |  |  |  |  | Gas MMCF -> | 493310.7 | 1000000 | 493310.7 | 2407567.1043 | 4.0061 | 4.8804
8 | LAUDERDALE 5 | 876 | 0 | 21.9527 |  | 94.6463 | 8197.8911 | Light Oil BBLS -> | 0 |  | 0 | 0
9 |  |  | 69230.7 |  |  |  |  | Gas MMCF -> | 567540.7 | 1000000 | 567540.7 | 2769882.9058 | 4.0009 | 4.8805
10 | ST LUCIE 1 | 1966 | 690070 | 97.5004 |  | 97.5004 | 10701.8559 | Nuclear Othr -> | 7385019 | 1000000 | 7385019 | 5350100 | 0.7753 | 0.72445
11 | ST LUCIE 2 | 1682 | 590380 | 97.4997 |  | 97.4997 | 10635.9955 | Nuclear Othr -> | 6279280 | 1000000 | 6279280 | 4652700 | 0.78809 | 0.74096
12 | CCEC | 2420 | 0 | 74.2492 |  | 99.9242 | 6565.8405 | Light Oil BBLS -> | 0 |  | 0 | 0
13 |  |  | 646859.4 |  |  |  |  | Gas MMCF -> | 4247174 | 1000000 | 4247174 | 19891690.6149 | 3.0751 | 4.6835
14 | CAPE CANAVERAL 2 | 756 | 0 | 0 |  |  |  | Heavy Oil BBLS -> | 0 |  | 0 | 0
15 |  |  | 0 |  |  |  |  | Gas MMCF -> | 0 |  | 0 | 0
16 | FORT MYERS 2 | 2698 | 479188.1 | 49.3357 |  | 94.9779 | 7180.2236 | Gas MMCF -> | 3440677.8 | 1000000 | 3440677.8 | 16396040.9493 | 3.4216 | 4.7654
17 | FORT MYERS 3A_B | 592 | 0 | 2.2391 |  | 94.8331 | 14369.2372 | Light Oil BBLS -> | 0 |  | 0 | 0
18 |  |  | 2386.5 |  |  |  |  | Gas MMCF -> | 34285.3 | 1000000 | 34285.3 | 167336.0987 | 7.0118 | 4.8807
19 | SANFORD 4 | 1810 | 382814.7 | 58.7498 |  | 99.9997 | 7155.825 | Gas MMCF -> | 2739349.8 | 1000000 | 2739349.8 | 13044932.2874 | 3.4076 | 4.7621
20 | SANFORD 5 | 1802 | 233396.8 | 35.9781 |  | 92.1858 | 7320.1712 | Gas MMCF -> | 1708505.8 | 1000000 | 1708505.8 | 8141047.7018 | 3.4881 | 4.765
21 | PUTNAM 1 | 478 | 0 | 8.4467 |  | 95.0248 | 8978.4658 | Light Oil BBLS -> | 0 |  | 0 | 0
22 |  |  | 14535.1 |  |  |  |  | Gas MMCF -> | 130502.4 | 1000000 | 130502.4 | 636985.6786 | 4.3824 | 4.881
23 | PUTNAM 2 | 478 | 0 | 3.1671 |  | 95.0139 | 8997.0642 | Light Oil BBLS -> | 0 |  | 0 | 0
24 |  |  | 5450.7 |  |  |  |  | Gas MMCF -> | 49034.6 | 1000000 | 49034.6 | 239429.1596 | 4.3926 | 4.8829
25 | MANATEE 1 | 1576 | 0 | 0 |  |  |  | Heavy Oil BBLS -> | 0 |  | 0 | 0
26 |  |  | 0 |  |  |  |  | Gas MMCF -> | 0 |  | 0 | 0
27 | MANATEE 2 | 1576 | 1104 | 0.429 |  | 38.6104 | 12191.4544 | Heavy Oil BBLS -> | 2396 | 6399833.0551 | 15334 | 245400 | 22.2283 | 102.4207
28 |  |  | 1330.4 |  |  |  |  | Gas MMCF -> | 14340.5 | 1000000 | 14340.5 | 69227.6148 | 5.2035 | 4.8274
29 | MANATEE 3 | 2116 | 719791.9 | 94.4905 |  | 94.4905 | 6849.2757 | Gas MMCF -> | 4930047.7 | 1000000 | 4930047.7 | 23579187.8265 | 3.2758 | 4.7828
30 | MARTIN 1 | 1604 | 0 | 0 |  |  |  | Heavy Oil BBLS -> | 0 |  | 0 | 0
31 |  |  | 0 |  |  |  |  | Gas MMCF -> | 0 |  | 0 | 0
32 | MARTIN 2 | 1604 | 0 | 0 |  |  |  | Heavy Oil BBLS -> | 0 |  | 0 | 0
33 |  |  | 0 |  |  |  |  | Gas MMCF -> | 0 |  | 0 | 0
34 | MARTIN 3 | 862 | 101325.1 | 32.6518 |  | 94.7955 | 7481.8455 | Gas MMCF -> | 758098.2 | 1000000 | 758098.2 | 3605545.3175 | 3.5584 | 4.756
35 | MARTIN 4 | 862 | 104565.9 | 33.6959 |  | 94.7696 | 7460.5939 | Gas MMCF -> | 780117.6 | 1000000 | 780117.6 | 3710315.8717 | 3.5483 | 4.7561
36 | MARTIN 8 | 2104 | 530781.1 | 69.317 |  | 95.6096 | 6988.2417 | Gas MMCF -> | 3669069 | 1000000 | 3669069 | 17488579.5496 | 3.2949 | 4.7665
37 | FORT MYERS 1-12 | 1104 | 0 | 0 |  |  |  | Light Oil BBLS -> | 0 |  | 0 | 0
38 | LAUDERDALE 1-24 | 1368 | 0 | 0 |  |  |  | Light Oil BBLS -> | 0 |  | 0 | 0
39 |  |  | 0 |  |  |  |  | Gas MMCF -> | 0 |  | 0 | 0
40 | EVERGLADES 1-12 | 684 | 0 | 0 |  |  |  | Light Oil BBLS -> | 0 |  | 0 | 0
41 |  |  | 0 |  |  |  |  | Gas MMCF -> | 0 |  | 0 | 0
42 | ST JOHNS 1O | 248 | 50501 | 56.5647 |  | 56.5647 | 10448.1693 | Coal TONS -> | 21055 | 25060223.2249 | 527643 | 2171100 | 4.2991 | 103.1156
43 | ST JOHNS 2O | 248 | 57568 | 64.4803 |  | 64.4803 | 10241.8531 | Coal TONS -> | 23528 | 25059673.5804 | 589604 | 2426100 | 4.2143 | 103.1154
44 | SCHERER 4 | 1258 | 405795 | 89.603 |  | 89.603 | 10247.5887 | Coal TONS -> | 237623 | 17500035.7709 | 4158411 | 10176000 | 2.5077 | 42.8241
45 | WCEC_01 | 2438 | 793243.7 | 90.3795 |  | 90.3795 | 6887.6322 | Gas MMCF -> | 5463567 | 1000000 | 5463567 | 26295835.1013 | 3.315 | 4.8129
46 | WCEC_02 | 2438 | 805040.2 | 91.7236 |  | 91.7236 | 6893.4376 | Gas MMCF -> | 5549492.8 | 1000000 | 5549492.8 | 26151767.3504 | 3.2485 | 4.7125
47 | WCEC_03 | 2438 | 819366.8 | 93.3559 |  | 93.3559 | 6782.5721 | Gas MMCF -> | 5557409.5 | 1000000 | 5557409.5 | 26028181.0409 | 3.1766 | 4.6835
48 | DESOTO | 25 | 5168 |  |  |  |  | SOLAR
49 | SPACE COAST | 10 | 1672 |  |  |  |  | SOLAR
50
51 | TOTAL | 47098 | 9427341.6 |  |  |  | 8136.535 | Gas MMCF -> | 44998196.3 |  | 76705895.3 | 248780445 | 2.6389
52 |  | ======= | ======= |  |  |  | ======= | Nuclear Othr -> | 26416707 |  | ======= | ======= | =======
53 | [7 empty] | Coal TONS -> | 282206
54 |  | PeriodHours --> |  | 720 |  |  |  | Heavy Oil BBLS -> | 2396
[8 empty] | Light Oil BBLS -> | 0

## E4_2013_7 (hidden)
| Company: | Florida Power & Light | [8 empty] | Schedule E4
Page:
| Period: | 2013-07-01 |  |  | ----------------------------------------------------------------------------------------------------------------
[5 empty] | Estimated For The Period of : |  |  | 2013-07-01 | Thru | 2013-07-31
----------------------------------------------------------------------------------------------------------------
| -------------- | -------------- | -------------- | -------------- | -------------- | -------------- | -------------- | -------------- | -------------- | -------------- | -------------- | -------------- | -------------- | --------------
| (A) | (B) | (C) | (D) | (E) | (F) | (G) | (H) | (I) | (J) | (K) | (L) | (M) | (N)
| Plant | Net | Net | Capac | Equiv | Net | Avg Net | Fuel | Fuel | Fuel Heat | Fuel | As Burned | Fuel Cost | Cost of
| Unit | Capb | Gen | FAC | Avail FAC | Out FAC | Heat Rate | Type | Burned | Value | Burned | Fuel Cost | per KWH | Fuel
|  | (MW) | (MWH) | (%) | (%) | (%) | (BTU/KWH) |  | (Units) | (BTU/Unit) | (MMBTU) | ($) | (C/KWH) | ($/Unit)
| -------------- | -------------- | -------------- | -------------- | -------------- | -------------- | -------------- | -------------- | -------------- | -------------- | -------------- | -------------- | --------------
1 | TURKEY POINT 1 | 756 | 0 | 0 |  |  |  | Heavy Oil BBLS -> | 0 |  | 0 | 0
2 |  |  | 0 |  |  |  |  | Gas MMCF -> | 0 |  | 0 | 0
3 | TURKEY POINT 3 | 1637 | 593738 | 97.4997 |  | 97.4997 | 11097.0613 | Nuclear Othr -> | 6588747 | 1000000 | 6588747 | 4830600 | 0.81359 | 0.73316
4 | TURKEY POINT 4 | 1637 | 593738 | 97.4997 |  | 97.4997 | 11097.0613 | Nuclear Othr -> | 6588747 | 1000000 | 6588747 | 5190500 | 0.87421 | 0.78778
5 | TURKEY POINT 5 | 2106 | 582790.1 | 74.3894 |  | 80.095 | 6994.154 | Gas MMCF -> | 4076123.6 | 1000000 | 4076123.6 | 19441657.4909 | 3.336 | 4.7696
6 | LAUDERDALE 4 | 876 | 0 | 29.5073 |  | 94.6268 | 8179.3752 | Light Oil BBLS -> | 0 |  | 0 | 0
7 |  |  | 96156.4 |  |  |  |  | Gas MMCF -> | 786496.3 | 1000000 | 786496.3 | 3803975.3367 | 3.956 | 4.8366
8 | LAUDERDALE 5 | 876 | 0 | 32.185 |  | 94.6469 | 8175.9215 | Light Oil BBLS -> | 0 |  | 0 | 0
9 |  |  | 104882.7 |  |  |  |  | Gas MMCF -> | 857507.7 | 1000000 | 857507.7 | 4169675.4347 | 3.9756 | 4.8626
10 | ST LUCIE 1 | 1966 | 713072 | 97.5005 |  | 97.5005 | 10701.8408 | Nuclear Othr -> | 7631183 | 1000000 | 7631183 | 5528500 | 0.77531 | 0.72446
11 | ST LUCIE 2 | 1682 | 610059 | 97.4996 |  | 97.4996 | 10635.9991 | Nuclear Othr -> | 6488588 | 1000000 | 6488588 | 4807800 | 0.78809 | 0.74096
12 | CCEC | 2420 | 0 | 74.406 |  | 99.9244 | 6565.7156 | Light Oil BBLS -> | 0 |  | 0 | 0
13 |  |  | 669833.9 |  |  |  |  | Gas MMCF -> | 4397933.5 | 1000000 | 4397933.5 | 20358552.0494 | 3.0393 | 4.6291
14 | CAPE CANAVERAL 2 | 756 | 0 | 0 |  |  |  | Heavy Oil BBLS -> | 0 |  | 0 | 0
15 |  |  | 0 |  |  |  |  | Gas MMCF -> | 0 |  | 0 | 0
16 | FORT MYERS 2 | 2698 | 556079.4 | 55.4053 |  | 94.9806 | 7169.7133 | Gas MMCF -> | 3986927.8 | 1000000 | 3986927.8 | 18785784.4786 | 3.3783 | 4.7118
17 | FORT MYERS 3A_B | 592 | 0 | 17.7201 |  | 94.8474 | 14370.1825 | Light Oil BBLS -> | 0 |  | 0 | 0
18 |  |  | 19512.9 |  |  |  |  | Gas MMCF -> | 280391.8 | 1000000 | 280391.8 | 1353408.2488 | 6.936 | 4.8268
19 | SANFORD 4 | 1810 | 470059.3 | 69.8121 |  | 99.6933 | 7112.4986 | Gas MMCF -> | 3343294.6 | 1000000 | 3343294.6 | 15747281.4542 | 3.3501 | 4.7101
20 | SANFORD 5 | 1802 | 347105.5 | 51.7801 |  | 94.8877 | 7219.7779 | Gas MMCF -> | 2506022.3 | 1000000 | 2506022.3 | 11807707.5906 | 3.4018 | 4.7117
21 | PUTNAM 1 | 478 | 0 | 22.4789 |  | 95.0242 | 8978.5344 | Light Oil BBLS -> | 0 |  | 0 | 0
22 |  |  | 39971.6 |  |  |  |  | Gas MMCF -> | 358881.7 | 1000000 | 358881.7 | 1732870.0046 | 4.3353 | 4.8285
23 | PUTNAM 2 | 478 | 0 | 13.8576 |  | 61.0062 | 10046.102 | Light Oil BBLS -> | 0 |  | 0 | 0
24 |  |  | 24641.6 |  |  |  |  | Gas MMCF -> | 247546.9 | 1000000 | 247546.9 | 1194419.7454 | 4.8472 | 4.825
25 | MANATEE 1 | 1576 | 0 | 0 |  |  |  | Heavy Oil BBLS -> | 0 |  | 0 | 0
26 |  |  | 0 |  |  |  |  | Gas MMCF -> | 0 |  | 0 | 0
27 | MANATEE 2 | 1576 | 7436 | 2.114 |  | 65.5351 | 10984.3473 | Heavy Oil BBLS -> | 13285 | 6400000 | 85024 | 1350900 | 18.167 | 101.6861
28 |  |  | 4957.6 |  |  |  |  | Gas MMCF -> | 51116.8 | 1000000 | 51116.8 | 251052.2307 | 5.064 | 4.9113
29 | MANATEE 3 | 2116 | 738546.4 | 93.8251 |  | 93.8251 | 6850.3181 | Gas MMCF -> | 5059275.5 | 1000000 | 5059275.5 | 23938134.3804 | 3.2412 | 4.7315
30 | MARTIN 1 | 1604 | 0 | 0 |  |  |  | Heavy Oil BBLS -> | 0 |  | 0 | 0
31 |  |  | 0 |  |  |  |  | Gas MMCF -> | 0 |  | 0 | 0
32 | MARTIN 2 | 1604 | 9540 | 6.0413 |  | 45.4016 | 11390.951 | Heavy Oil BBLS -> | 14462 | 6400152.1228 | 92559 | 1542500 | 16.1688 | 106.6588
33 |  |  | 26508.6 |  |  |  |  | Gas MMCF -> | 318062.6 | 1000000 | 318062.6 | 1542605.3748 | 5.8193 | 4.85
34 | MARTIN 3 | 862 | 119710.7 | 37.3319 |  | 94.795 | 7467.9726 | Gas MMCF -> | 893991.5 | 1000000 | 893991.5 | 4204340.6175 | 3.5121 | 4.7029
35 | MARTIN 4 | 862 | 122946.7 | 38.3411 |  | 94.7699 | 7440.4129 | Gas MMCF -> | 914769.7 | 1000000 | 914769.7 | 4302005.5406 | 3.4991 | 4.7028
36 | MARTIN 8 | 2104 | 720566.5 | 91.2637 |  | 94.3058 | 6930.0934 | Gas MMCF -> | 4950235.8 | 1000000 | 4950235.8 | 23327166.1203 | 3.2373 | 4.7123
37 | FORT MYERS 1-12 | 1104 | 0 | 0 |  |  |  | Light Oil BBLS -> | 0 |  | 0 | 0
38 | LAUDERDALE 1-24 | 1368 | 0 | 0 |  |  |  | Light Oil BBLS -> | 0 |  | 0 | 0
39 |  |  | 0 |  |  |  |  | Gas MMCF -> | 0 |  | 0 | 0
40 | EVERGLADES 1-12 | 684 | 0 | 0 |  |  |  | Light Oil BBLS -> | 0 |  | 0 | 0
41 |  |  | 0 |  |  |  |  | Gas MMCF -> | 0 |  | 0 | 0
42 | ST JOHNS 1O | 248 | 59274 | 64.2484 |  | 64.2484 | 10285.9649 | Coal TONS -> | 24329 | 25059805.1708 | 609680 | 2563500 | 4.3248 | 105.3681
43 | ST JOHNS 2O | 248 | 64127 | 69.5088 |  | 69.5088 | 10150.8904 | Coal TONS -> | 25975 | 25060134.7449 | 650937 | 2736900 | 4.2679 | 105.3667
44 | SCHERER 4 | 1258 | 407647 | 87.1083 |  | 87.1083 | 10264.7346 | Coal TONS -> | 239107 | 17500027.1845 | 4184379 | 10247500 | 2.5138 | 42.8574
45 | WCEC_01 | 2438 | 820607.8 | 90.4812 |  | 90.4812 | 6889.1735 | Gas MMCF -> | 5653304.1 | 1000000 | 5653304.1 | 27168554.6303 | 3.3108 | 4.8058
46 | WCEC_02 | 2438 | 829472.7 | 91.4587 |  | 91.4587 | 6892.7486 | Gas MMCF -> | 5717342.8 | 1000000 | 5717342.8 | 26938518.0217 | 3.2477 | 4.7117
47 | WCEC_03 | 2438 | 844376 | 93.1019 |  | 93.1019 | 6781.1352 | Gas MMCF -> | 5725821.5 | 1000000 | 5725821.5 | 26505517.7499 | 3.1391 | 4.6291
48 | DESOTO | 25 | 5118 |  |  |  |  | SOLAR
49 | SPACE COAST | 10 | 1772 |  |  |  |  | SOLAR
50
51 | TOTAL | 47098 | 10204247.4 |  |  |  | 8138.2671 | Gas MMCF -> | 50125046.5 |  | 83044890.5 | 275371926.5 | 2.6986
52 |  | ======= | ======= |  |  |  | ======= | Nuclear Othr -> | 27297265 |  | ======= | ======= | =======
53 | [7 empty] | Coal TONS -> | 289411
54 |  | PeriodHours --> |  | 744 |  |  |  | Heavy Oil BBLS -> | 27747
[8 empty] | Light Oil BBLS -> | 0

## E4_2013_8 (hidden)
| Company: | Florida Power & Light | [8 empty] | Schedule E4
Page:
| Period: | 2013-08-01 |  |  | ----------------------------------------------------------------------------------------------------------------
[5 empty] | Estimated For The Period of : |  |  | 2013-08-01 | Thru | 2013-08-31
----------------------------------------------------------------------------------------------------------------
| -------------- | -------------- | -------------- | -------------- | -------------- | -------------- | -------------- | -------------- | -------------- | -------------- | -------------- | -------------- | -------------- | --------------
| (A) | (B) | (C) | (D) | (E) | (F) | (G) | (H) | (I) | (J) | (K) | (L) | (M) | (N)
| Plant | Net | Net | Capac | Equiv | Net | Avg Net | Fuel | Fuel | Fuel Heat | Fuel | As Burned | Fuel Cost | Cost of
| Unit | Capb | Gen | FAC | Avail FAC | Out FAC | Heat Rate | Type | Burned | Value | Burned | Fuel Cost | per KWH | Fuel
|  | (MW) | (MWH) | (%) | (%) | (%) | (BTU/KWH) |  | (Units) | (BTU/Unit) | (MMBTU) | ($) | (C/KWH) | ($/Unit)
| -------------- | -------------- | -------------- | -------------- | -------------- | -------------- | -------------- | -------------- | -------------- | -------------- | -------------- | -------------- | --------------
1 | TURKEY POINT 1 | 756 | 0 | 0 |  |  |  | Heavy Oil BBLS -> | 0 |  | 0 | 0
2 |  |  | 0 |  |  |  |  | Gas MMCF -> | 0 |  | 0 | 0
3 | TURKEY POINT 3 | 1637 | 593738 | 97.4997 |  | 97.4997 | 11097.0613 | Nuclear Othr -> | 6588747 | 1000000 | 6588747 | 4830600 | 0.81359 | 0.73316
4 | TURKEY POINT 4 | 1637 | 593738 | 97.4997 |  | 97.4997 | 11097.0613 | Nuclear Othr -> | 6588747 | 1000000 | 6588747 | 5190500 | 0.87421 | 0.78778
5 | TURKEY POINT 5 | 2106 | 637379.3 | 81.3572 |  | 89.1454 | 6932.431 | Gas MMCF -> | 4418580.2 | 1000000 | 4418580.2 | 21239152.34 | 3.3323 | 4.8068
6 | LAUDERDALE 4 | 876 | 0 | 27.5995 |  | 94.6268 | 8186.9378 | Light Oil BBLS -> | 0 |  | 0 | 0
7 |  |  | 89939.4 |  |  |  |  | Gas MMCF -> | 736325.9 | 1000000 | 736325.9 | 3596380.3637 | 3.9987 | 4.8842
8 | LAUDERDALE 5 | 876 | 0 | 32.2989 |  | 94.2367 | 8157.4397 | Light Oil BBLS -> | 0 |  | 0 | 0
9 |  |  | 105254 |  |  |  |  | Gas MMCF -> | 858595.1 | 1000000 | 858595.1 | 4193825.8432 | 3.9845 | 4.8845
10 | ST LUCIE 1 | 1966 | 713072 | 97.5005 |  | 97.5005 | 10701.8408 | Nuclear Othr -> | 7631183 | 1000000 | 7631183 | 5528500 | 0.77531 | 0.72446
11 | ST LUCIE 2 | 1682 | 610059 | 97.4996 |  | 97.4996 | 10635.9991 | Nuclear Othr -> | 6488588 | 1000000 | 6488588 | 4807800 | 0.78809 | 0.74096
12 | CCEC | 2420 | 0 | 77.3647 |  | 99.9294 | 6565.7532 | Light Oil BBLS -> | 0 |  | 0 | 0
13 |  |  | 696468.8 |  |  |  |  | Gas MMCF -> | 4572837.5 | 1000000 | 4572837.5 | 21435408.1341 | 3.0777 | 4.6876
14 | CAPE CANAVERAL 2 | 756 | 0 | 0 |  |  |  | Heavy Oil BBLS -> | 0 |  | 0 | 0
15 |  |  | 0 |  |  |  |  | Gas MMCF -> | 0 |  | 0 | 0
16 | FORT MYERS 2 | 2698 | 470233.2 | 46.8519 |  | 94.9804 | 7182.7566 | Gas MMCF -> | 3377562.4 | 1000000 | 3377562.4 | 16113160.6017 | 3.4266 | 4.7706
17 | FORT MYERS 3A_B | 592 | 0 | 23.9674 |  | 94.8498 | 14372.627 | Light Oil BBLS -> | 0 |  | 0 | 0
18 |  |  | 26391.6 |  |  |  |  | Gas MMCF -> | 379308.5 | 1000000 | 379308.5 | 1853044.8564 | 7.0213 | 4.8853
19 | SANFORD 4 | 1810 | 322179.7 | 47.8493 |  | 99.9997 | 7188.2773 | Gas MMCF -> | 2315912.8 | 1000000 | 2315912.8 | 11045739.2731 | 3.4284 | 4.7695
20 | SANFORD 5 | 1802 | 298373.2 | 44.5103 |  | 94.8872 | 7251.9204 | Gas MMCF -> | 2163770.6 | 1000000 | 2163770.6 | 10319452.1272 | 3.4586 | 4.7692
21 | PUTNAM 1 | 478 | 0 | 24.9055 |  | 95.0241 | 8974.326 | Light Oil BBLS -> | 0 |  | 0 | 0
22 |  |  | 44286.7 |  |  |  |  | Gas MMCF -> | 397437.1 | 1000000 | 397437.1 | 1941289.5239 | 4.3835 | 4.8845
23 | PUTNAM 2 | 478 | 0 | 12.3886 |  | 47.5111 | 10878.1152 | Light Oil BBLS -> | 0 |  | 0 | 0
24 |  |  | 22029.8 |  |  |  |  | Gas MMCF -> | 239634.2 | 1000000 | 239634.2 | 1170030.7328 | 5.3111 | 4.8826
25 | MANATEE 1 | 1576 | 35272 | 10.4687 |  | 59.0053 | 11187.666 | Heavy Oil BBLS -> | 64746 | 6400040.1569 | 414377 | 6581665.6279 | 18.6597 | 101.6536
26 |  |  | 26103.5 |  |  |  |  | Gas MMCF -> | 272266.9 | 1000000 | 272266.9 | 1333832.4428 | 5.1098 | 4.899
27 | MANATEE 2 | 1576 | 38040 | 11.1656 |  | 64.9003 | 11048.1203 | Heavy Oil BBLS -> | 68628 | 6399953.3718 | 439216 | 6976255.6701 | 18.3393 | 101.6532
28 |  |  | 27421.9 |  |  |  |  | Gas MMCF -> | 284005.8 | 1000000 | 284005.8 | 1394023.5424 | 5.0836 | 4.9084
29 | MANATEE 3 | 2116 | 746967.3 | 94.8949 |  | 94.8949 | 6849.2049 | Gas MMCF -> | 5116131.1 | 1000000 | 5116131.1 | 24494542.786 | 3.2792 | 4.7877
30 | MARTIN 1 | 1604 | 0 | 0 |  |  |  | Heavy Oil BBLS -> | 0 |  | 0 | 0
31 |  |  | 0 |  |  |  |  | Gas MMCF -> | 0 |  | 0 | 0
32 | MARTIN 2 | 1604 | 6963 | 3.89 |  | 60.2946 | 10814.743 | Heavy Oil BBLS -> | 10282 | 6399824.9368 | 65803 | 1099208.702 | 15.7864 | 106.9061
33 |  |  | 16247.9 |  |  |  |  | Gas MMCF -> | 185218.4 | 1000000 | 185218.4 | 903564.5524 | 5.5611 | 4.8784
34 | MARTIN 3 | 862 | 105410.8 | 32.8724 |  | 94.7949 | 7488.502 | Gas MMCF -> | 789363.4 | 1000000 | 789363.4 | 3758768.1847 | 3.5658 | 4.7618
35 | MARTIN 4 | 862 | 110692.9 | 34.5196 |  | 94.7697 | 7462.7615 | Gas MMCF -> | 826068.3 | 1000000 | 826068.3 | 3933637.721 | 3.5536 | 4.7619
36 | MARTIN 8 | 2104 | 559291.6 | 70.6601 |  | 95.7579 | 6974.2337 | Gas MMCF -> | 3857087.3 | 1000000 | 3857087.3 | 18400597.1881 | 3.29 | 4.7706
37 | FORT MYERS 1-12 | 1104 | 0 | 0 |  |  |  | Light Oil BBLS -> | 0 |  | 0 | 0
38 | LAUDERDALE 1-24 | 1368 | 0 | 0 |  |  |  | Light Oil BBLS -> | 0 |  | 0 | 0
39 |  |  | 0 |  |  |  |  | Gas MMCF -> | 0 |  | 0 | 0
40 | EVERGLADES 1-12 | 684 | 0 | 0 |  |  |  | Light Oil BBLS -> | 0 |  | 0 | 0
41 |  |  | 0 |  |  |  |  | Gas MMCF -> | 0 |  | 0 | 0
42 | ST JOHNS 1O | 248 | 60327 | 65.3898 |  | 65.3898 | 10267.0988 | Coal TONS -> | 24716 | 25059597.0222 | 619373 | 2581600 | 4.2793 | 104.4506
43 | ST JOHNS 2O | 248 | 65293 | 70.7726 |  | 70.7726 | 10120.8111 | Coal TONS -> | 26369 | 25060032.6141 | 660808 | 2754300 | 4.2184 | 104.4522
44 | SCHERER 4 | 1258 | 435822 | 93.1289 |  | 93.1289 | 10233.1393 | Coal TONS -> | 254847 | 17499982.3423 | 4459818 | 10950600 | 2.5126 | 42.9693
45 | WCEC_01 | 2438 | 830058.1 | 91.5233 |  | 91.5233 | 6890.9558 | Gas MMCF -> | 5719893.9 | 1000000 | 5719893.9 | 27556736.4721 | 3.3199 | 4.8177
46 | WCEC_02 | 2438 | 843322.6 | 92.9858 |  | 92.9858 | 6897.9144 | Gas MMCF -> | 5817163.6 | 1000000 | 5817163.6 | 27806867.5828 | 3.2973 | 4.7801
47 | WCEC_03 | 2438 | 852838.1 | 94.0351 |  | 94.0351 | 6786.4518 | Gas MMCF -> | 5787744 | 1000000 | 5787744 | 27130312.2316 | 3.1812 | 4.6875
48 | DESOTO | 25 | 4866 |  |  |  |  | SOLAR
49 | SPACE COAST | 10 | 1684 |  |  |  |  | SOLAR
50
51 | TOTAL | 47098 | 9989764.4 |  |  |  | 8215.5658 | Gas MMCF -> | 48114907 |  | 82071567 | 280921396.5 | 2.8121
52 |  | ======= | ======= |  |  |  | ======= | Nuclear Othr -> | 27297265 |  | ======= | ======= | =======
53 | [7 empty] | Coal TONS -> | 305932
54 |  | PeriodHours --> |  | 744 |  |  |  | Heavy Oil BBLS -> | 143656
[8 empty] | Light Oil BBLS -> | 0

## E4_2013_9 (hidden)
| Company: | Florida Power & Light | [8 empty] | Schedule E4
Page:
| Period: | 2013-09-01 |  |  | ----------------------------------------------------------------------------------------------------------------
[5 empty] | Estimated For The Period of : |  |  | 2013-09-01 | Thru | 2013-09-30
----------------------------------------------------------------------------------------------------------------
| -------------- | -------------- | -------------- | -------------- | -------------- | -------------- | -------------- | -------------- | -------------- | -------------- | -------------- | -------------- | -------------- | --------------
| (A) | (B) | (C) | (D) | (E) | (F) | (G) | (H) | (I) | (J) | (K) | (L) | (M) | (N)
| Plant | Net | Net | Capac | Equiv | Net | Avg Net | Fuel | Fuel | Fuel Heat | Fuel | As Burned | Fuel Cost | Cost of
| Unit | Capb | Gen | FAC | Avail FAC | Out FAC | Heat Rate | Type | Burned | Value | Burned | Fuel Cost | per KWH | Fuel
|  | (MW) | (MWH) | (%) | (%) | (%) | (BTU/KWH) |  | (Units) | (BTU/Unit) | (MMBTU) | ($) | (C/KWH) | ($/Unit)
| -------------- | -------------- | -------------- | -------------- | -------------- | -------------- | -------------- | -------------- | -------------- | -------------- | -------------- | -------------- | --------------
1 | TURKEY POINT 1 | 756 | 9814 | 6.07 |  | 91.0494 | 10118.0993 | Heavy Oil BBLS -> | 14715 | 6400203.8736 | 94179 | 1573600 | 16.0342 | 106.9385
2 |  |  | 6706.9 |  |  |  |  | Gas MMCF -> | 72973.9 | 1000000 | 72973.9 | 354619.0643 | 5.2874 | 4.8595
3 | TURKEY POINT 3 | 1637 | 574585 | 97.4997 |  | 97.4997 | 11097.0596 | Nuclear Othr -> | 6376204 | 1000000 | 6376204 | 4674800 | 0.8136 | 0.73316
4 | TURKEY POINT 4 | 1637 | 574585 | 97.4997 |  | 97.4997 | 11097.0596 | Nuclear Othr -> | 6376204 | 1000000 | 6376204 | 5023100 | 0.87421 | 0.78779
5 | TURKEY POINT 5 | 2106 | 711791.2 | 93.884 |  | 93.884 | 6882.9165 | Gas MMCF -> | 4899199.2 | 1000000 | 4899199.2 | 23558794.8559 | 3.3098 | 4.8087
6 | LAUDERDALE 4 | 876 | 0 | 33.2509 |  | 94.627 | 8195.0505 | Light Oil BBLS -> | 0 |  | 0 | 0
7 |  |  | 104860.2 |  |  |  |  | Gas MMCF -> | 859333.3 | 1000000 | 859333.3 | 4180003.2077 | 3.9863 | 4.8642
8 | LAUDERDALE 5 | 876 | 0 | 36.8071 |  | 94.6469 | 8167.409 | Light Oil BBLS -> | 0 |  | 0 | 0
9 |  |  | 116075.8 |  |  |  |  | Gas MMCF -> | 948032.3 | 1000000 | 948032.3 | 4611789.7683 | 3.9731 | 4.8646
10 | ST LUCIE 1 | 1966 | 92009 | 12.9999 |  | 97.4992 | 10702.102 | Nuclear Othr -> | 984679 | 1000000 | 984679 | 713400 | 0.77536 | 0.7245
11 | ST LUCIE 2 | 1682 | 590380 | 97.4997 |  | 97.4997 | 10635.9955 | Nuclear Othr -> | 6279280 | 1000000 | 6279280 | 4652700 | 0.78809 | 0.74096
12 | CCEC | 2420 | 0 | 75.0685 |  | 99.9064 | 6565.7136 | Light Oil BBLS -> | 0 |  | 0 | 0
13 |  |  | 653997.8 |  |  |  |  | Gas MMCF -> | 4293957 | 1000000 | 4293957 | 20043178.6205 | 3.0647 | 4.6678
14 | CAPE CANAVERAL 2 | 756 | 0 | 0 |  |  |  | Heavy Oil BBLS -> | 0 |  | 0 | 0
15 |  |  | 0 |  |  |  |  | Gas MMCF -> | 0 |  | 0 | 0
16 | FORT MYERS 2 | 2698 | 37157.4 | 3.8256 |  | 94.9797 | 7224.749 | Gas MMCF -> | 268449.9 | 1000000 | 268449.9 | 1275323.6643 | 3.4322 | 4.7507
17 | FORT MYERS 3A_B | 592 | 0 | 25.1614 |  | 94.8493 | 14352.4168 | Light Oil BBLS -> | 0 |  | 0 | 0
18 |  |  | 26812.7 |  |  |  |  | Gas MMCF -> | 384817.7 | 1000000 | 384817.7 | 1872385.2941 | 6.9832 | 4.8656
19 | SANFORD 4 | 1810 | 409964.4 | 62.9165 |  | 99.9998 | 7144.4029 | Gas MMCF -> | 2928948.5 | 1000000 | 2928948.5 | 13912826.8261 | 3.3937 | 4.7501
20 | SANFORD 5 | 1802 | 346250.4 | 53.3743 |  | 94.8877 | 7213.909 | Gas MMCF -> | 2497817.1 | 1000000 | 2497817.1 | 11866141.32 | 3.427 | 4.7506
21 | PUTNAM 1 | 478 | 0 | 31.0152 |  | 95.0254 | 8965.5618 | Light Oil BBLS -> | 0 |  | 0 | 0
22 |  |  | 53371.2 |  |  |  |  | Gas MMCF -> | 478501.1 | 1000000 | 478501.1 | 2327891.5727 | 4.3617 | 4.865
23 | PUTNAM 2 | 478 | 0 | 16.8933 |  | 64.6978 | 9872.2394 | Light Oil BBLS -> | 0 |  | 0 | 0
24 |  |  | 29070.3 |  |  |  |  | Gas MMCF -> | 286986.2 | 1000000 | 286986.2 | 1395835.0799 | 4.8016 | 4.8638
25 | MANATEE 1 | 1576 | 52240 | 15.3844 |  | 71.4631 | 10717.8897 | Heavy Oil BBLS -> | 89638 | 6399997.7688 | 573683 | 9114600 | 17.4475 | 101.6823
26 |  |  | 35044.9 |  |  |  |  | Gas MMCF -> | 361828.3 | 1000000 | 361828.3 | 1768910.5436 | 5.0476 | 4.8888
27 | MANATEE 2 | 1576 | 61249 | 18.2835 |  | 75.6557 | 10820.9634 | Heavy Oil BBLS -> | 106747 | 6400001.8736 | 683181 | 10854200 | 17.7214 | 101.6815
28 |  |  | 42484.9 |  |  |  |  | Gas MMCF -> | 439310.7 | 1000000 | 439310.7 | 2152050.9582 | 5.0654 | 4.8987
29 | MANATEE 3 | 2116 | 721209.1 | 94.6765 |  | 94.6765 | 6849.0435 | Gas MMCF -> | 4939585.9 | 1000000 | 4939585.9 | 23549088.2488 | 3.2652 | 4.7674
30 | MARTIN 1 | 1604 | 0 | 0 |  |  |  | Heavy Oil BBLS -> | 0 |  | 0 | 0
31 |  |  | 0 |  |  |  |  | Gas MMCF -> | 0 |  | 0 | 0
32 | MARTIN 2 | 1604 | 16474 | 9.5099 |  | 65.2108 | 10695.5239 | Heavy Oil BBLS -> | 24245 | 6400041.2456 | 155169 | 2592600 | 15.7375 | 106.9334
33 |  |  | 38440.4 |  |  |  |  | Gas MMCF -> | 432164.6 | 1000000 | 432164.6 | 2101667.4843 | 5.4673 | 4.8631
34 | MARTIN 3 | 862 | 135236.3 | 43.5795 |  | 94.7954 | 7438.2487 | Gas MMCF -> | 1005919.3 | 1000000 | 1005919.3 | 4770209.6662 | 3.5273 | 4.7421
35 | MARTIN 4 | 862 | 147454.5 | 47.5168 |  | 94.7703 | 7401.4404 | Gas MMCF -> | 1091372.5 | 1000000 | 1091372.5 | 5175397.1896 | 3.5098 | 4.7421
36 | MARTIN 8 | 2104 | 701287.2 | 91.8279 |  | 94.9944 | 6931.4685 | Gas MMCF -> | 4821125 | 1000000 | 4821125 | 22867534.7018 | 3.2608 | 4.7432
37 | FORT MYERS 1-12 | 1104 | 915 | 0.22997 |  | 41.3949 | 19367.6149 | Light Oil BBLS -> | 3037 | 5828778.3997 | 17702 | 407800 | 44.5683 | 134.2772
38 | LAUDERDALE 1-24 | 1368 | 0 | 0 |  |  |  | Light Oil BBLS -> | 0 |  | 0 | 0
39 |  |  | 0 |  |  |  |  | Gas MMCF -> | 0 |  | 0 | 0
40 | EVERGLADES 1-12 | 684 | 0 | 0 |  |  |  | Light Oil BBLS -> | 0 |  | 0 | 0
41 |  |  | 0 |  |  |  |  | Gas MMCF -> | 0 |  | 0 | 0
42 | ST JOHNS 1O | 248 | 60287 | 67.5246 |  | 67.5246 | 10229.1577 | Coal TONS -> | 24608 | 25059939.857 | 616675 | 2570400 | 4.2636 | 104.4538
43 | ST JOHNS 2O | 248 | 64147 | 71.8481 |  | 71.8481 | 10112.0569 | Coal TONS -> | 25884 | 25059805.2851 | 648648 | 2703600 | 4.2147 | 104.4506
44 | SCHERER 4 | 1258 | 414355 | 91.4931 |  | 91.4931 | 10239.7346 | Coal TONS -> | 242450 | 17500004.1246 | 4242876 | 10409500 | 2.5122 | 42.9346
45 | WCEC_01 | 2438 | 796507.7 | 90.7514 |  | 90.7514 | 6888.2847 | Gas MMCF -> | 5486567.3 | 1000000 | 5486567.3 | 26284893.1388 | 3.3 | 4.7908
46 | WCEC_02 | 2438 | 805069.8 | 91.7269 |  | 91.7269 | 6893.7631 | Gas MMCF -> | 5549955.7 | 1000000 | 5549955.7 | 26376974.1629 | 3.2764 | 4.7526
47 | WCEC_03 | 2438 | 819421.8 | 93.3622 |  | 93.3622 | 6782.5245 | Gas MMCF -> | 5557743.5 | 1000000 | 5557743.5 | 25942229.632 | 3.1659 | 4.6678
48 | DESOTO | 25 | 4327 |  |  |  |  | SOLAR
49 | SPACE COAST | 10 | 1492 |  |  |  |  | SOLAR
50
51 | TOTAL | 47098 | 9255073.9 |  |  |  | 8066.1775 | Gas MMCF -> | 47604589 |  | 74653069 | 281678045 | 3.0435
52 |  | ======= | ======= |  |  |  | ======= | Nuclear Othr -> | 20016367 |  | ======= | ======= | =======
53 | [7 empty] | Coal TONS -> | 292942
54 |  | PeriodHours --> |  | 720 |  |  |  | Heavy Oil BBLS -> | 235345
[8 empty] | Light Oil BBLS -> | 3037

## E4_2013_10 (hidden)
| Company: | Florida Power & Light | [8 empty] | Schedule E4
Page:
| Period: | 2013-10-01 |  |  | ----------------------------------------------------------------------------------------------------------------
[5 empty] | Estimated For The Period of : |  |  | 2013-10-01 | Thru | 2013-10-31
----------------------------------------------------------------------------------------------------------------
| -------------- | -------------- | -------------- | -------------- | -------------- | -------------- | -------------- | -------------- | -------------- | -------------- | -------------- | -------------- | -------------- | --------------
| (A) | (B) | (C) | (D) | (E) | (F) | (G) | (H) | (I) | (J) | (K) | (L) | (M) | (N)
| Plant | Net | Net | Capac | Equiv | Net | Avg Net | Fuel | Fuel | Fuel Heat | Fuel | As Burned | Fuel Cost | Cost of
| Unit | Capb | Gen | FAC | Avail FAC | Out FAC | Heat Rate | Type | Burned | Value | Burned | Fuel Cost | per KWH | Fuel
|  | (MW) | (MWH) | (%) | (%) | (%) | (BTU/KWH) |  | (Units) | (BTU/Unit) | (MMBTU) | ($) | (C/KWH) | ($/Unit)
| -------------- | -------------- | -------------- | -------------- | -------------- | -------------- | -------------- | -------------- | -------------- | -------------- | -------------- | -------------- | --------------
1 | TURKEY POINT 1 | 756 | 1075 | 0.76094 |  | 70.7672 | 10371.028 | Heavy Oil BBLS -> | 1630 | 6400613.4969 | 10433 | 174800 | 16.2605 | 107.2393
2 |  |  | 1065.8 |  |  |  |  | Gas MMCF -> | 11762.1 | 1000000 | 11762.1 | 58494.001 | 5.4883 | 4.9731
3 | TURKEY POINT 3 | 1637 | 383057 | 62.9029 |  | 97.4995 | 11097.0041 | Nuclear Othr -> | 4250775 | 1000000 | 4250775 | 3116500 | 0.81359 | 0.73316
4 | TURKEY POINT 4 | 1637 | 593738 | 97.4997 |  | 97.4997 | 11097.0613 | Nuclear Othr -> | 6588747 | 1000000 | 6588747 | 5190500 | 0.87421 | 0.78778
5 | TURKEY POINT 5 | 2106 | 672768.7 | 85.8745 |  | 93.4073 | 6904.774 | Gas MMCF -> | 4645310.7 | 1000000 | 4645310.7 | 22780611.8857 | 3.3861 | 4.904
6 | LAUDERDALE 4 | 876 | 0 | 31.7063 |  | 93.9821 | 8172.0156 | Light Oil BBLS -> | 0 |  | 0 | 0
7 |  |  | 103322.6 |  |  |  |  | Gas MMCF -> | 844349.2 | 1000000 | 844349.2 | 4194496.1673 | 4.0596 | 4.9677
8 | LAUDERDALE 5 | 876 | 0 | 33.9483 |  | 93.8942 | 8173.0484 | Light Oil BBLS -> | 0 |  | 0 | 0
9 |  |  | 110628.1 |  |  |  |  | Gas MMCF -> | 904168.8 | 1000000 | 904168.8 | 4492015.2774 | 4.0605 | 4.9681
10 | ST LUCIE 1 | 1966 | 437043 | 59.7582 |  | 97.5003 | 10701.9538 | Nuclear Othr -> | 4677215 | 1000000 | 4677215 | 3388400 | 0.7753 | 0.72445
11 | ST LUCIE 2 | 1682 | 610059 | 97.4996 |  | 97.4996 | 10635.9991 | Nuclear Othr -> | 6488588 | 1000000 | 6488588 | 4807800 | 0.78809 | 0.74096
12 | CCEC | 2420 | 0 | 74.7994 |  | 99.9116 | 6565.7421 | Light Oil BBLS -> | 0 |  | 0 | 0
13 |  |  | 673374 |  |  |  |  | Gas MMCF -> | 4421200.5 | 1000000 | 4421200.5 | 21164708.1165 | 3.1431 | 4.7871
14 | CAPE CANAVERAL 2 | 756 | 0 | 0 |  |  |  | Heavy Oil BBLS -> | 0 |  | 0 | 0
15 |  |  | 0 |  |  |  |  | Gas MMCF -> | 0 |  | 0 | 0
16 | FORT MYERS 2 | 2698 | 0 | 0 |  |  |  | Gas MMCF -> | 0 |  | 0 | 0
17 | FORT MYERS 3A_B | 592 | 0 | 20.6526 |  | 94.849 | 14357.1083 | Light Oil BBLS -> | 0 |  | 0 | 0
18 |  |  | 22741.7 |  |  |  |  | Gas MMCF -> | 326495.5 | 1000000 | 326495.5 | 1624794.2433 | 7.1446 | 4.9765
19 | SANFORD 4 | 1810 | 375574.4 | 55.7794 |  | 99.9997 | 7165.0194 | Gas MMCF -> | 2690994.9 | 1000000 | 2690994.9 | 13095649.7767 | 3.4868 | 4.8665
20 | SANFORD 5 | 1802 | 252420.3 | 37.6553 |  | 73.3391 | 7583.575 | Gas MMCF -> | 1914246.5 | 1000000 | 1914246.5 | 9309433.5013 | 3.6881 | 4.8632
21 | PUTNAM 1 | 478 | 0 | 24.6502 |  | 95.0246 | 8977.0715 | Light Oil BBLS -> | 0 |  | 0 | 0
22 |  |  | 43832.5 |  |  |  |  | Gas MMCF -> | 393483.9 | 1000000 | 393483.9 | 1956576.7693 | 4.4638 | 4.9724
23 | PUTNAM 2 | 478 | 0 | 22.9901 |  | 95.0256 | 8989.9462 | Light Oil BBLS -> | 0 |  | 0 | 0
24 |  |  | 40880.1 |  |  |  |  | Gas MMCF -> | 367509.3 | 1000000 | 367509.3 | 1830198.3931 | 4.477 | 4.98
25 | MANATEE 1 | 1576 | 35744 | 10.6028 |  | 59.761 | 11108.7016 | Heavy Oil BBLS -> | 64846 | 6400009.2527 | 415015 | 6525800 | 18.2571 | 100.6354
26 |  |  | 26418.3 |  |  |  |  | Gas MMCF -> | 275513.5 | 1000000 | 275513.5 | 1372038.8823 | 5.1935 | 4.9799
27 | MANATEE 2 | 1576 | 21720 | 6.2099 |  | 82.5032 | 10797.1269 | Heavy Oil BBLS -> | 37735 | 6399973.4994 | 241503 | 3797500 | 17.4839 | 100.636
28 |  |  | 14687.1 |  |  |  |  | Gas MMCF -> | 151587.8 | 1000000 | 151587.8 | 759119.4431 | 5.1686 | 5.0078
29 | MANATEE 3 | 2116 | 735418.4 | 93.4277 |  | 93.4277 | 6849.7127 | Gas MMCF -> | 5037401.7 | 1000000 | 5037401.7 | 24575702.5008 | 3.3417 | 4.8786
30 | MARTIN 1 | 1604 | 0 | 0 |  |  |  | Heavy Oil BBLS -> | 0 |  | 0 | 0
31 |  |  | 0 |  |  |  |  | Gas MMCF -> | 0 |  | 0 | 0
32 | MARTIN 2 | 1604 | 5088 | 2.8422 |  | 66.0809 | 10676.5729 | Heavy Oil BBLS -> | 7476 | 6399812.7341 | 47845 | 801500 | 15.7528 | 107.2097
33 |  |  | 11871.8 |  |  |  |  | Gas MMCF -> | 133219.6 | 1000000 | 133219.6 | 662702.7964 | 5.5822 | 4.9745
34 | MARTIN 3 | 862 | 69456.7 | 21.6601 |  | 94.7946 | 7468.1669 | Gas MMCF -> | 518709.7 | 1000000 | 518709.7 | 2521976.6874 | 3.631 | 4.862
35 | MARTIN 4 | 862 | 138609.5 | 43.2256 |  | 94.5878 | 7413.9847 | Gas MMCF -> | 1027645.1 | 1000000 | 1027645.1 | 4996422.9658 | 3.6047 | 4.862
36 | MARTIN 8 | 2104 | 510576.9 | 64.4396 |  | 95.8861 | 6991.9363 | Gas MMCF -> | 3526460.3 | 1000000 | 3526460.3 | 17185429.5849 | 3.3659 | 4.8733
37 | FORT MYERS 1-12 | 1104 | 0 | 0 |  |  |  | Light Oil BBLS -> | 0 |  | 0 | 0
38 | LAUDERDALE 1-24 | 1368 | 0 | 0 |  |  |  | Light Oil BBLS -> | 0 |  | 0 | 0
39 |  |  | 0 |  |  |  |  | Gas MMCF -> | 0 |  | 0 | 0
40 | EVERGLADES 1-12 | 684 | 0 | 0 |  |  |  | Light Oil BBLS -> | 0 |  | 0 | 0
41 |  |  | 0 |  |  |  |  | Gas MMCF -> | 0 |  | 0 | 0
42 | ST JOHNS 1O | 248 | 53393 | 57.8748 |  | 57.8748 | 10424.5313 | Coal TONS -> | 22211 | 25059520.0576 | 556597 | 2368500 | 4.436 | 106.6364
43 | ST JOHNS 2O | 248 | 59127 | 64.0891 |  | 64.0891 | 10254.6595 | Coal TONS -> | 24195 | 25059640.4216 | 606318 | 2580100 | 4.3637 | 106.6377
44 | SCHERER 4 | 1258 | 413273 | 88.3105 |  | 88.3105 | 10257.8568 | Coal TONS -> | 242245 | 17499993.8079 | 4239286 | 10388800 | 2.5138 | 42.8855
45 | WCEC_01 | 2438 | 815489.1 | 89.9168 |  | 89.9168 | 6890.0658 | Gas MMCF -> | 5618766.6 | 1000000 | 5618766.6 | 27495127.3161 | 3.3716 | 4.8934
46 | WCEC_02 | 2438 | 825530.3 | 91.0241 |  | 91.0241 | 6893.1196 | Gas MMCF -> | 5690477.4 | 1000000 | 5690477.4 | 27395587.4388 | 3.3185 | 4.8143
47 | WCEC_03 | 2438 | 843380.1 | 92.9922 |  | 92.9922 | 6781.5635 | Gas MMCF -> | 5719435.5 | 1000000 | 5719435.5 | 27379463.2528 | 3.2464 | 4.7871
48 | DESOTO | 25 | 4176 |  |  |  |  | SOLAR
49 | SPACE COAST | 10 | 1436 |  |  |  |  | SOLAR
50
51 | TOTAL | 47098 | 8906975.4 |  |  |  | 8121.8435 | Gas MMCF -> | 44218738.6 |  | 72341060.6 | 257990749 | 2.8965
52 |  | ======= | ======= |  |  |  | ======= | Nuclear Othr -> | 22005325 |  | ======= | ======= | =======
53 | [7 empty] | Coal TONS -> | 288651
54 |  | PeriodHours --> |  | 744 |  |  |  | Heavy Oil BBLS -> | 111687
[8 empty] | Light Oil BBLS -> | 0

## E4_2013_11 (hidden)
| Company: | Florida Power & Light | [8 empty] | Schedule E4
Page:
| Period: | 2013-11-01 |  |  | ----------------------------------------------------------------------------------------------------------------
[5 empty] | Estimated For The Period of : |  |  | 2013-11-01 | Thru | 2013-11-30
----------------------------------------------------------------------------------------------------------------
| -------------- | -------------- | -------------- | -------------- | -------------- | -------------- | -------------- | -------------- | -------------- | -------------- | -------------- | -------------- | -------------- | --------------
| (A) | (B) | (C) | (D) | (E) | (F) | (G) | (H) | (I) | (J) | (K) | (L) | (M) | (N)
| Plant | Net | Net | Capac | Equiv | Net | Avg Net | Fuel | Fuel | Fuel Heat | Fuel | As Burned | Fuel Cost | Cost of
| Unit | Capb | Gen | FAC | Avail FAC | Out FAC | Heat Rate | Type | Burned | Value | Burned | Fuel Cost | per KWH | Fuel
|  | (MW) | (MWH) | (%) | (%) | (%) | (BTU/KWH) |  | (Units) | (BTU/Unit) | (MMBTU) | ($) | (C/KWH) | ($/Unit)
| -------------- | -------------- | -------------- | -------------- | -------------- | -------------- | -------------- | -------------- | -------------- | -------------- | -------------- | -------------- | --------------
1 | TURKEY POINT 1 | 760 | 0 | 0 |  |  |  | Heavy Oil BBLS -> | 0 |  | 0 | 0
2 |  |  | 0 |  |  |  |  | Gas MMCF -> | 0 |  | 0 | 0
3 | TURKEY POINT 3 | 1685 | 59144 | 9.7499 |  | 97.4992 | 10780.0923 | Nuclear Othr -> | 637567 | 1000000 | 637567 | 467400 | 0.79027 | 0.7331
4 | TURKEY POINT 4 | 1685 | 591434 | 97.4998 |  | 97.4998 | 10779.9247 | Nuclear Othr -> | 6375615 | 1000000 | 6375615 | 5022600 | 0.84922 | 0.78778
5 | TURKEY POINT 5 | 2228 | 391106.2 | 48.7615 |  | 94.8872 | 6990.5857 | Gas MMCF -> | 2734060.9 | 1000000 | 2734060.9 | 14072615.5875 | 3.5982 | 5.1471
6 | LAUDERDALE 4 | 894 | 0 | 11.6347 |  | 92.0545 | 8131.9001 | Light Oil BBLS -> | 0 |  | 0 | 0
7 |  |  | 37446 |  |  |  |  | Gas MMCF -> | 304499.6 | 1000000 | 304499.6 | 1559893.5259 | 4.1657 | 5.1228
8 | LAUDERDALE 5 | 894 | 0 | 10.0637 |  | 91.7198 | 8079.9037 | Light Oil BBLS -> | 0 |  | 0 | 0
9 |  |  | 32389.6 |  |  |  |  | Gas MMCF -> | 261700.4 | 1000000 | 261700.4 | 1340750.7117 | 4.1394 | 5.1232
10 | ST LUCIE 1 | 1994 | 699889 | 97.4993 |  | 97.4993 | 10549.0513 | Nuclear Othr -> | 7383166 | 1000000 | 7383166 | 5348800 | 0.76424 | 0.72446
11 | ST LUCIE 2 | 1704 | 598100 | 97.4993 |  | 97.4993 | 10485.1179 | Nuclear Othr -> | 6271150 | 1000000 | 6271150 | 4646700 | 0.77691 | 0.74096
12 | CCEC | 2710 | 0 | 54.184 |  | 94.4612 | 6534.2752 | Light Oil BBLS -> | 0 |  | 0 | 0
13 |  |  | 528619 |  |  |  |  | Gas MMCF -> | 3454142.8 | 1000000 | 3454142.8 | 17364867.4508 | 3.2849 | 5.0273
14 | CAPE CANAVERAL 2 | 760 | 0 | 0 |  |  |  | Heavy Oil BBLS -> | 0 |  | 0 | 0
15 |  |  | 0 |  |  |  |  | Gas MMCF -> | 0 |  | 0 | 0
16 | FORT MYERS 2 | 2880 | 272393.6 | 26.2726 |  | 94.5812 | 7097.6453 | Gas MMCF -> | 1933356.4 | 1000000 | 1933356.4 | 9882461.0692 | 3.628 | 5.1116
17 | FORT MYERS 3A_B | 656 | 0 | 2.5025 |  | 94.8331 | 13757.3604 | Light Oil BBLS -> | 0 |  | 0 | 0
18 |  |  | 2955.6 |  |  |  |  | Gas MMCF -> | 40653.4 | 1000000 | 40653.4 | 208333.2993 | 7.0488 | 5.1246
19 | SANFORD 4 | 1910 | 297785.5 | 43.3079 |  | 94.7771 | 7175.2472 | Gas MMCF -> | 2136680.9 | 1000000 | 2136680.9 | 10914200.1713 | 3.6651 | 5.108
20 | SANFORD 5 | 1904 | 205958.9 | 30.0477 |  | 76.4465 | 7456.9307 | Gas MMCF -> | 1535822.5 | 1000000 | 1535822.5 | 7843792.558 | 3.8084 | 5.1072
21 | PUTNAM 1 | 496 | 0 | 4.2232 |  | 95.0227 | 8888.0785 | Light Oil BBLS -> | 0 |  | 0 | 0
22 |  |  | 7541.2 |  |  |  |  | Gas MMCF -> | 67025.2 | 1000000 | 67025.2 | 343433.1341 | 4.5541 | 5.1239
23 | PUTNAM 2 | 496 | 0 | 2.1113 |  | 95.0101 | 8906.366 | Light Oil BBLS -> | 0 |  | 0 | 0
24 |  |  | 3770.6 |  |  |  |  | Gas MMCF -> | 33577.6 | 1000000 | 33577.6 | 172198.6429 | 4.5669 | 5.1284
25 | MANATEE 1 | 1596 | 4567 | 1.8449 |  | 39.0683 | 11239.434 | Heavy Oil BBLS -> | 8524 | 6400281.558 | 54556 | 860200 | 18.8351 | 100.9151
26 |  |  | 6033.7 |  |  |  |  | Gas MMCF -> | 64582.8 | 1000000 | 64582.8 | 330349.1005 | 5.4751 | 5.1151
27 | MANATEE 2 | 1596 | 1534 | 0.51552 |  | 46.3972 | 11553.6799 | Heavy Oil BBLS -> | 3013 | 6399269.8307 | 19281 | 304000 | 19.8175 | 100.8961
28 |  |  | 1428.7 |  |  |  |  | Gas MMCF -> | 14941.4 | 1000000 | 14941.4 | 76566.5981 | 5.3592 | 5.1245
29 | MANATEE 3 | 2234 | 506782.7 | 63.0138 |  | 94.1285 | 6874.9581 | Gas MMCF -> | 3484105.8 | 1000000 | 3484105.8 | 17810001.916 | 3.5143 | 5.1118
30 | MARTIN 1 | 1616 | 0 | 0 |  |  |  | Heavy Oil BBLS -> | 0 |  | 0 | 0
31 |  |  | 0 |  |  |  |  | Gas MMCF -> | 0 |  | 0 | 0
32 | MARTIN 2 | 1616 | 0 | 0 |  |  |  | Heavy Oil BBLS -> | 0 |  | 0 | 0
33 |  |  | 0 |  |  |  |  | Gas MMCF -> | 0 |  | 0 | 0
34 | MARTIN 3 | 924 | 0 | 0 |  |  |  | Gas MMCF -> | 0 |  | 0 | 0
35 | MARTIN 4 | 924 | 76621.8 | 23.0342 |  | 94.7693 | 7361.8068 | Gas MMCF -> | 564069.3 | 1000000 | 564069.3 | 2879353.7895 | 3.7579 | 5.1046
36 | MARTIN 8 | 2224 | 665272.3 | 82.3763 |  | 94.7459 | 6779.7252 | Gas MMCF -> | 4471483.1 | 1000000 | 4471483.1 | 22837969.3321 | 3.4329 | 5.1075
37 | FORT MYERS 1-12 | 1254 | 0 | 0 |  |  |  | Light Oil BBLS -> | 0 |  | 0 | 0
38 | LAUDERDALE 1-24 | 1532 | 0 | 0 |  |  |  | Light Oil BBLS -> | 0 |  | 0 | 0
39 |  |  | 0 |  |  |  |  | Gas MMCF -> | 0 |  | 0 | 0
40 | EVERGLADES 1-12 | 766 | 0 | 0 |  |  |  | Light Oil BBLS -> | 0 |  | 0 | 0
41 |  |  | 0 |  |  |  |  | Gas MMCF -> | 0 |  | 0 | 0
42 | ST JOHNS 1O | 248 | 41771 | 46.7854 |  | 46.7854 | 10678.0464 | Coal TONS -> | 17798 | 25060287.6728 | 446023 | 1880600 | 4.5022 | 105.6636
43 | ST JOHNS 2O | 248 | 48201 | 53.9875 |  | 53.9875 | 10400.7054 | Coal TONS -> | 20005 | 25059435.1412 | 501314 | 2113700 | 4.3852 | 105.6586
44 | SCHERER 4 | 1270 | 408638 | 89.3784 |  | 89.3784 | 10179.7043 | Coal TONS -> | 237704 | 17499978.9654 | 4159815 | 10205300 | 2.4974 | 42.9328
45 | WCEC_01 | 2670 | 842078.9 | 87.6069 |  | 88.7159 | 6822.8834 | Gas MMCF -> | 5745400 | 1000000 | 5745400 | 29047552.0711 | 3.4495 | 5.0558
46 | WCEC_02 | 2670 | 872089.4 | 90.7292 |  | 90.7292 | 6835.7736 | Gas MMCF -> | 5961403.8 | 1000000 | 5961403.8 | 29970001.4036 | 3.4366 | 5.0273
47 | WCEC_03 | 2670 | 399517.6 | 41.5644 |  | 69.5962 | 6858.7645 | Gas MMCF -> | 2740193.8 | 1000000 | 2740193.8 | 13775659.6383 | 3.4481 | 5.0273
48 | DESOTO | 25 | 3573 |  |  |  |  | SOLAR
49 | SPACE COAST | 10 | 1228 |  |  |  |  | SOLAR
50
51 | TOTAL | 49714 | 7607870.3 |  |  |  | 8070.0885 | Gas MMCF -> | 35547699.7 |  | 61396186.7 | 211279300 | 2.7771
52 |  | ======= | ======= |  |  |  | ======= | Nuclear Othr -> | 20667498 |  | ======= | ======= | =======
53 | [7 empty] | Coal TONS -> | 275507
54 |  | PeriodHours --> |  | 720 |  |  |  | Heavy Oil BBLS -> | 11537
[8 empty] | Light Oil BBLS -> | 0

## E4_2013_12 (hidden)
| Company: | Florida Power & Light | [8 empty] | Schedule E4
Page:
| Period: | 2013-12-01 |  |  | ----------------------------------------------------------------------------------------------------------------
[5 empty] | Estimated For The Period of : |  |  | 2013-12-01 | Thru | 2013-12-31
----------------------------------------------------------------------------------------------------------------
| -------------- | -------------- | -------------- | -------------- | -------------- | -------------- | -------------- | -------------- | -------------- | -------------- | -------------- | -------------- | -------------- | --------------
| (A) | (B) | (C) | (D) | (E) | (F) | (G) | (H) | (I) | (J) | (K) | (L) | (M) | (N)
| Plant | Net | Net | Capac | Equiv | Net | Avg Net | Fuel | Fuel | Fuel Heat | Fuel | As Burned | Fuel Cost | Cost of
| Unit | Capb | Gen | FAC | Avail FAC | Out FAC | Heat Rate | Type | Burned | Value | Burned | Fuel Cost | per KWH | Fuel
|  | (MW) | (MWH) | (%) | (%) | (%) | (BTU/KWH) |  | (Units) | (BTU/Unit) | (MMBTU) | ($) | (C/KWH) | ($/Unit)
| -------------- | -------------- | -------------- | -------------- | -------------- | -------------- | -------------- | -------------- | -------------- | -------------- | -------------- | -------------- | --------------
1 | TURKEY POINT 1 | 760 | 0 | 0 |  |  |  | Heavy Oil BBLS -> | 0 |  | 0 | 0
2 |  |  | 0 |  |  |  |  | Gas MMCF -> | 0 |  | 0 | 0
3 | TURKEY POINT 3 | 1685 | 611148 | 97.4998 |  | 97.4998 | 10779.9306 | Nuclear Othr -> | 6588134 | 1000000 | 6588134 | 4830200 | 0.79035 | 0.73317
4 | TURKEY POINT 4 | 1685 | 611148 | 97.4998 |  | 97.4998 | 10779.9306 | Nuclear Othr -> | 6588134 | 1000000 | 6588134 | 5190000 | 0.84922 | 0.78778
5 | TURKEY POINT 5 | 2228 | 390063.1 | 47.0627 |  | 92.1438 | 6968.2923 | Gas MMCF -> | 2718073.3 | 1000000 | 2718073.3 | 14608467.999 | 3.7452 | 5.3746
6 | LAUDERDALE 4 | 894 | 0 | 0 |  |  |  | Light Oil BBLS -> | 0 |  | 0 | 0
7 |  |  | 0 |  |  |  |  | Gas MMCF -> | 0 |  | 0 | 0
8 | LAUDERDALE 5 | 894 | 0 | 2.7603 |  | 78.9881 | 8262.2004 | Light Oil BBLS -> | 0 |  | 0 | 0
9 |  |  | 9180.3 |  |  |  |  | Gas MMCF -> | 75847.1 | 1000000 | 75847.1 | 406244.8039 | 4.4252 | 5.3561
10 | ST LUCIE 1 | 1994 | 723218 | 97.4992 |  | 97.4992 | 10549.0599 | Nuclear Othr -> | 7629271 | 1000000 | 7629271 | 5527100 | 0.76424 | 0.72446
11 | ST LUCIE 2 | 1704 | 618037 | 97.4992 |  | 97.4992 | 10485.1303 | Nuclear Othr -> | 6480189 | 1000000 | 6480189 | 4801600 | 0.77691 | 0.74097
12 | CCEC | 2710 | 0 | 67.7582 |  | 94.0524 | 6534.0588 | Light Oil BBLS -> | 0 |  | 0 | 0
13 |  |  | 683084.3 |  |  |  |  | Gas MMCF -> | 4463311.5 | 1000000 | 4463311.5 | 23460561.3828 | 3.4345 | 5.2563
14 | CAPE CANAVERAL 2 | 760 | 0 | 0 |  |  |  | Heavy Oil BBLS -> | 0 |  | 0 | 0
15 |  |  | 0 |  |  |  |  | Gas MMCF -> | 0 |  | 0 | 0
16 | FORT MYERS 2 | 2880 | 377842.7 | 35.2675 |  | 91.7449 | 7103.8 | Gas MMCF -> | 2684114.6 | 1000000 | 2684114.6 | 14343352.8587 | 3.7961 | 5.3438
17 | FORT MYERS 3A_B | 656 | 0 | 0 |  |  |  | Light Oil BBLS -> | 0 |  | 0 | 0
18 |  |  | 0 |  |  |  |  | Gas MMCF -> | 0 |  | 0 | 0
19 | SANFORD 4 | 1910 | 311558.8 | 43.8493 |  | 93.2111 | 7131.1634 | Gas MMCF -> | 2221771.1 | 1000000 | 2221771.1 | 11864922.5821 | 3.8082 | 5.3403
20 | SANFORD 5 | 1904 | 135451.7 | 19.1237 |  | 92.9938 | 7168.6514 | Gas MMCF -> | 971000.7 | 1000000 | 971000.7 | 5186834.7937 | 3.8293 | 5.3417
21 | PUTNAM 1 | 496 | 0 | 0 |  |  |  | Light Oil BBLS -> | 0 |  | 0 | 0
22 |  |  | 0 |  |  |  |  | Gas MMCF -> | 0 |  | 0 | 0
23 | PUTNAM 2 | 496 | 0 | 0 |  |  |  | Light Oil BBLS -> | 0 |  | 0 | 0
24 |  |  | 0 |  |  |  |  | Gas MMCF -> | 0 |  | 0 | 0
25 | MANATEE 1 | 1596 | 0 | 0 |  |  |  | Heavy Oil BBLS -> | 0 |  | 0 | 0
26 |  |  | 0 |  |  |  |  | Gas MMCF -> | 0 |  | 0 | 0
27 | MANATEE 2 | 1596 | 0 | 0 |  |  |  | Heavy Oil BBLS -> | 0 |  | 0 | 0
28 |  |  | 0 |  |  |  |  | Gas MMCF -> | 0 |  | 0 | 0
29 | MANATEE 3 | 2234 | 464373.5 | 55.878 |  | 93.2135 | 6874.0947 | Gas MMCF -> | 3192144.5 | 1000000 | 3192144.5 | 17053657.2396 | 3.6724 | 5.3424
30 | MARTIN 1 | 1616 | 0 | 0 |  |  |  | Heavy Oil BBLS -> | 0 |  | 0 | 0
31 |  |  | 0 |  |  |  |  | Gas MMCF -> | 0 |  | 0 | 0
32 | MARTIN 2 | 1616 | 0 | 0 |  |  |  | Heavy Oil BBLS -> | 0 |  | 0 | 0
33 |  |  | 0 |  |  |  |  | Gas MMCF -> | 0 |  | 0 | 0
34 | MARTIN 3 | 924 | 10682 | 3.1074 |  | 85.6261 | 7535.9985 | Gas MMCF -> | 80492.2 | 1000000 | 80492.2 | 429669.7409 | 4.0224 | 5.338
35 | MARTIN 4 | 924 | 23290.4 | 6.7757 |  | 91.6568 | 7349.4633 | Gas MMCF -> | 171169.5 | 1000000 | 171169.5 | 913830.8224 | 3.9236 | 5.3387
36 | MARTIN 8 | 2224 | 420812.9 | 50.0906 |  | 81.0161 | 6961.3031 | Gas MMCF -> | 2884858.8 | 1000000 | 2884858.8 | 15426206.9237 | 3.6658 | 5.3473
37 | FORT MYERS 1-12 | 1254 | 0 | 0 |  |  |  | Light Oil BBLS -> | 0 |  | 0 | 0
38 | LAUDERDALE 1-24 | 1532 | 0 | 0 |  |  |  | Light Oil BBLS -> | 0 |  | 0 | 0
39 |  |  | 0 |  |  |  |  | Gas MMCF -> | 0 |  | 0 | 0
40 | EVERGLADES 1-12 | 766 | 0 | 0 |  |  |  | Light Oil BBLS -> | 0 |  | 0 | 0
41 |  |  | 0 |  |  |  |  | Gas MMCF -> | 0 |  | 0 | 0
42 | ST JOHNS 1O | 248 | 42368 | 45.9244 |  | 45.9244 | 10716.4133 | Coal TONS -> | 18118 | 25059830.0033 | 454034 | 1870400 | 4.4147 | 103.2344
43 | ST JOHNS 2O | 248 | 52934 | 57.3762 |  | 57.3762 | 10236.8466 | Coal TONS -> | 21623 | 25059797.4379 | 541868 | 2232200 | 4.2169 | 103.2327
44 | SCHERER 4 | 1270 | 414026 | 87.6355 |  | 87.6355 | 10181.0084 | Coal TONS -> | 240868 | 17500012.455 | 4215193 | 10352100 | 2.5004 | 42.9783
45 | WCEC_01 | 2670 | 693476.6 | 69.8197 |  | 86.0031 | 6820.1627 | Gas MMCF -> | 4729627.4 | 1000000 | 4729627.4 | 24991053.7314 | 3.6037 | 5.2839
46 | WCEC_02 | 2670 | 801543 | 80.6998 |  | 88.1655 | 6829.0747 | Gas MMCF -> | 5473797.5 | 1000000 | 5473797.5 | 28772060.6283 | 3.5896 | 5.2563
47 | WCEC_03 | 2670 | 512794.8 | 51.6284 |  | 77.2868 | 6813.3968 | Gas MMCF -> | 3493869.3 | 1000000 | 3493869.3 | 18364914.4934 | 3.5813 | 5.2563
48 | DESOTO | 25 | 3245 |  |  |  |  | SOLAR
49 | SPACE COAST | 10 | 1087 |  |  |  |  | SOLAR
50
51 | TOTAL | 49714 | 7911365.1 |  |  |  | 8299.0609 | Gas MMCF -> | 33160077.5 |  | 65656900.5 | 210625378 | 2.6623
52 |  | ======= | ======= |  |  |  | ======= | Nuclear Othr -> | 27285728 |  | ======= | ======= | =======
53 | [7 empty] | Coal TONS -> | 280609
54 |  | PeriodHours --> |  | 744 |  |  |  | Heavy Oil BBLS -> | 0
[8 empty] | Light Oil BBLS -> | 0

## E5 Jan-Jun (hidden)
Schedule: E5
| Company: | Florida Power & Light | [6 empty] | Page : 1
-------------------------------
System Generated Fuel Cost
Inventory Analysis
Estimated For the Period of : January 2012 thru June 2012
-------------------------------------------------------------------------------------------------
|  |  | January | February | March | April | May | June
|  |  | 2012 | 2012 | 2012 | 2012 | 2012 | 2012
|  |  | -------------- | ------------- | ------------- | ------------- | ------------- | ------------
Heavy Oil
---------------------------------------------
1 | Purchases:
2 | Units (BBLS) |  | 0 | 0 | 0 | 71073 | 267676 | 218290
3 | Unit Cost ($/BBLS) |  | 0 | 0 | 0 | 105.666 | 106.7148 | 106.5326
4 | Amount ($) |  | 0 | 0 | 0 | 7510000 | 28565000 | 23255000
5
6 | Burned:
7 | Units (BBLS) |  | 24438 | 991 | 14811 | 26300 | 17676 | 18290
8 | Unit Cost ($/BBLS) |  | 108.2699 | 105.9536 | 107.3054 | 104.6882 | 89.0077 | 85.3753
9 | Amount ($) |  | 2645900 | 105000 | 1589300 | 2753300 | 1573300 | 1561515
10
11 | Ending Inventory:
12 | Units (BBLS) |  | 2951029 | 2950038 | 2935227 | 2980000 | 3230000 | 3430000
13 | Unit Cost ($/BBLS) |  | 111.0125 | 111.0142 | 111.033 | 110.9604 | 110.6396 | 110.3959
14 | Amount ($) |  | 327601000 | 327496000 | 325907000 | 330662000 | 357366000 | 378658000
15
16 | Light Oil
17 | ---------------------------------------------
18
19 | Purchases:
20 | Units (BBLS) |  | 315 | 0 | 683 | 0 | 0 | 0
21 | Unit Cost ($/BBLS) |  | 139.6825 | 0 | 139.0922 | 0 | 0 | 0
22 | Amount ($) |  | 44000 | 0 | 95000 | 0 | 0 | 0
23
24 | Burned:
25 | Units (BBLS) |  | 315 | 0 | 683 | 0 | 0 | 0
26 | Unit Cost ($/BBLS) |  | 140.6349 | 0 | 139.2387 | 0 | 0 | 0
27 | Amount ($) |  | 44300 | 0 | 95100 | 0 | 0 | 0
28
29 | Ending Inventory:
30 | Units (BBLS) |  | 793000 | 793000 | 793000 | 793000 | 793000 | 793000
31 | Unit Cost ($/BBLS) |  | 139.5095 | 139.5095 | 139.5095 | 139.5095 | 139.5095 | 139.5095
32 | Amount ($) |  | 110631000 | 110631000 | 110631000 | 110631000 | 110631000 | 110631000
33
34 | Coal - SJRPP
35 | ---------------------------------------------
36
37 | Purchases:
38 | Units (Tons) |  | 39658 | 35714 | 27508 | 53948 | 54004 | 54671
39 | Unit Cost ($/Tons) |  | 102.7788 | 102.4808 | 101.7886 | 101.7276 | 101.1592 | 101.0774
40 | Amount ($) |  | 4076000 | 3660000 | 2800000 | 5488000 | 5463000 | 5526000
41
42 | Burned:
43 | Units (Tons) |  | 39658 | 35714 | 27508 | 53948 | 54004 | 54671
44 | Unit Cost ($/Tons) |  | 102.7788 | 102.4808 | 101.7886 | 101.7276 | 101.1592 | 101.0774
45 | Amount ($) |  | 4076000 | 3660000 | 2800000 | 5488000 | 5463000 | 5526000
46
47 | Ending Inventory:
48 | Units (Tons) |  | 91000 | 91000 | 91000 | 91000 | 91000 | 91000
49 | Unit Cost ($/Tons) |  | 104.978 | 104.978 | 104.978 | 104.978 | 104.978 | 104.978
50 | Amount ($) |  | 9553000 | 9553000 | 9553000 | 9553000 | 9553000 | 9553000
51
52 | Coal - SCHERER
53 | ---------------------------------------------
54
55 | Purchases:
56 | Units (MBTU) |  | 3425502.5 | 3771285 | 135625 | 0 | 663565 | 3982580
57 | Unit Cost ($/MBTU) |  | 2.3494 | 2.3544 | 2.3594 | 0 | 2.369 | 2.3743
58 | Amount ($) |  | 8048000 | 8879000 | 320000 | 0 | 1572000 | 9456000
59
60 | Burned:
61 | Units (MBTU) |  | 3425502.5 | 3771285 | 135625 | 0 | 663565 | 3982580
62 | Unit Cost ($/MBTU) |  | 2.3494 | 2.3544 | 2.3594 | 0 | 2.369 | 2.3743
63 | Amount ($) |  | 8048000 | 8879000 | 320000 | 0 | 1572000 | 9456000
64
65 | Ending Inventory:
66 | Units (MBTU) |  | 5035416 | 5035416 | 5035415 | 5035415 | 5035415 | 5035417
67 | Unit Cost ($/MBTU) |  | 2.3181 | 2.3181 | 2.3181 | 2.3181 | 2.3181 | 2.3181
68 | Amount ($) |  | 11672571.4286 | 11672571.4286 | 11672571.4286 | 11672571.4286 | 11672571.4286 | 11672571.4286
69
70 | Gas
71 | ---------------------------------------------
72
73 | Burned:
74 | Units (MCF) |  | 40286674 | 37515738 | 44522757 | 40814365 | 47416071 | 48708137
75 | Unit Cost ($/MCF) |  | 5.6223 | 5.6339 | 5.4738 | 5.6403 | 5.4726 | 5.4101
76 | Amount ($) |  | 226502347 | 211360412 | 243708652 | 230204745 | 259491029.5 | 263516520
77
78 | Nuclear
79 | ---------------------------------------------
80
81 | Burned:
82 | Units (MBTU) |  | 16868134 | 10777111 | 11520361 | 18423531 | 19033711 | 18419719
83 | Unit Cost ($/MBTU) |  | 0.69841 | 0.70865 | 0.70864 | 0.70731 | 0.70731 | 0.70731
84 | Amount ($) |  | 11780800 | 7637200 | 8163800 | 13031100 | 13462700 | 13028400

## E5 Jul-Dec (hidden)
Schedule: E5
| Company: | Florida Power & Light | [6 empty] | Page : 2
-------------------------------
System Generated Fuel Cost
Inventory Analysis
Estimated For the Period of : July 2012 thru December 2012
-------------------------------------------------------------------------------------------------
|  |  | July | August | September | October | November | December
|  |  | 2012 | 2012 | 2012 | 2012 | 2012 | 2012 | Total
|  |  | -------------- | ------------- | ------------- | ------------- | ------------- | ------------ | -------------
Heavy Oil
---------------------------------------------
1 | Purchases:
2 | Units (BBLS) |  | 91901 | 322616 | 65266 | 6380 | 0 | 0 | 1043202
3 | Unit Cost ($/BBLS) |  | 102.2745 | 102.3254 | 101.842 | 146.6677 | 0 | 0 | 104.7961
4 | Amount ($) |  | 9399128 | 33011800 | 6646822 | 935740 | 0 | 0 | 109323490
5
6 | Burned:
7 | Units (BBLS) |  | 91901 | 322616 | 65266 | 11061 | 0 | 0 | 593350
8 | Unit Cost ($/BBLS) |  | 102.2767 | 102.3278 | 101.8512 | 84.571 | 0 | 0 | 101.4968
9 | Amount ($) |  | 9399328 | 33012600 | 6647422 | 935440 | 0 | 0 | 60223105
10
11 | Ending Inventory:
12 | Units (BBLS) |  | 3430000 | 3430000 | 3430000 | 3425319 | 3425319 | 3425319 | 3425319
13 | Unit Cost ($/BBLS) |  | 110.3959 | 110.3959 | 110.3959 | 110.409 | 110.409 | 110.409 | 110.409
14 | Amount ($) |  | 378658000 | 378658000 | 378658000 | 378186000 | 378186000 | 378186000 | 378186000
15
16 | Light Oil
17 | ---------------------------------------------
18
19 | Purchases:
20 | Units (BBLS) |  | 0 | 0 | 0 | 0 | 0 | 0 | 998
21 | Unit Cost ($/BBLS) |  | 0 | 0 | 0 | 0 | 0 | 0 | 139.2786
22 | Amount ($) |  | 0 | 0 | 0 | 0 | 0 | 0 | 139000
23
24 | Burned:
25 | Units (BBLS) |  | 0 | 0 | 0 | 0 | 0 | 0 | 998
26 | Unit Cost ($/BBLS) |  | 0 | 0 | 0 | 0 | 0 | 0 | 139.6794
27 | Amount ($) |  | 0 | 0 | 0 | 0 | 0 | 0 | 139400
28
29 | Ending Inventory:
30 | Units (BBLS) |  | 793000 | 793000 | 793000 | 793000 | 793000 | 793000 | 793000
31 | Unit Cost ($/BBLS) |  | 139.5095 | 139.5095 | 139.5095 | 139.5095 | 139.5095 | 139.5095 | 139.5095
32 | Amount ($) |  | 110631000 | 110631000 | 110631000 | 110631000 | 110631000 | 110631000 | 110631000
33
34 | Coal - SJRPP
35 | ---------------------------------------------
36
37 | Purchases:
38 | Units (Tons) |  | 57560 | 56388 | 52050 | 50637 | 44779 | 45498 | 572415
39 | Unit Cost ($/Tons) |  | 101.911 | 102.1494 | 102.1902 | 102.3362 | 102.4587 | 102.6858 | 102.0239
40 | Amount ($) |  | 5866000 | 5760000 | 5319000 | 5182000 | 4588000 | 4672000 | 58400000
41
42 | Burned:
43 | Units (Tons) |  | 57560 | 56388 | 52050 | 50637 | 44779 | 45498 | 572415
44 | Unit Cost ($/Tons) |  | 101.911 | 102.1494 | 102.1902 | 102.3362 | 102.4587 | 102.6858 | 102.0239
45 | Amount ($) |  | 5866000 | 5760000 | 5319000 | 5182000 | 4588000 | 4672000 | 58400000
46
47 | Ending Inventory:
48 | Units (Tons) |  | 91000 | 91000 | 91000 | 91000 | 91000 | 91000 | 91000
49 | Unit Cost ($/Tons) |  | 104.978 | 104.978 | 104.978 | 104.978 | 104.978 | 104.978 | 104.978
50 | Amount ($) |  | 9553000 | 9553000 | 9553000 | 9553000 | 9553000 | 9553000 | 9553000
51
52 | Coal - SCHERER
53 | ---------------------------------------------
54
55 | Purchases:
56 | Units (MBTU) |  | 4029707.5 | 4343657.5 | 4066877.5 | 4061837.5 | 4164055 | 4703002.5 | 37347695
57 | Unit Cost ($/MBTU) |  | 2.3791 | 2.3842 | 2.3891 | 2.394 | 2.3991 | 2.404 | 2.3818
58 | Amount ($) |  | 9587000 | 10356000 | 9716000 | 9724000 | 9990000 | 11306000 | 88954000
59
60 | Burned:
61 | Units (MBTU) |  | 4029690 | 4343675 | 4066877.5 | 4061820 | 4164055 | 4703002.5 | 37347677.5
62 | Unit Cost ($/MBTU) |  | 2.3791 | 2.3842 | 2.3891 | 2.394 | 2.3991 | 2.404 | 2.3818
63 | Amount ($) |  | 9587000 | 10356000 | 9716000 | 9724000 | 9990000 | 11306000 | 88954000
64
65 | Ending Inventory:
66 | Units (MBTU) |  | 5035418 | 5035416 | 5035418 | 5035416 | 5035413 | 5035408 | 5035408
67 | Unit Cost ($/MBTU) |  | 2.3181 | 2.3181 | 2.3181 | 2.3181 | 2.3181 | 2.3181 | 2.3181
68 | Amount ($) |  | 11672571.4286 | 11672571.4286 | 11672571.4286 | 11672571.4286 | 11672571.4286 | 11672571.4286 | 11672571.4286
69
70 | Gas
71 | ---------------------------------------------
72
73 | Burned:
74 | Units (MCF) |  | 53960624 | 53564217 | 49680866 | 45717129 | 35064751 | 36547284 | 533798613
75 | Unit Cost ($/MCF) |  | 5.3555 | 5.3765 | 5.4263 | 5.5967 | 5.9274 | 6.0243 | 5.555
76 | Amount ($) |  | 288984379.5 | 287990394.5 | 269584520 | 255865512 | 207844175 | 220173022 | 2965225708.5
77
78 | Nuclear
79 | ---------------------------------------------
80
81 | Burned:
82 | Units (MBTU) |  | 19826860 | 19816342 | 19177108 | 20188511 | 20572795 | 20496348 | 215120531
83 | Unit Cost ($/MBTU) |  | 0.68702 | 0.6804 | 0.6804 | 0.68195 | 0.71209 | 0.71431 | 0.69875
84 | Amount ($) |  | 13621500 | 13483100 | 13048100 | 13767500 | 14649600 | 14640800 | 150314600

## E6 Jan-Jun (hidden)
Schedule: E6
Company: | Florida Power & Light
-----------------
P O W E R S OL D
Estimated for the Period of : January 2013 thru December 2013
-------------------------------------------------------------------------------------------------
(1) | (2) | (3) | (4) | (5) | (6) | (7A) | (7B) | (8) | (9) | (10)
|  | Type | Total | MWH | MWH From | Fuel | Total | Total $ For | Total | $ Gain
Month | Sold To | & | MWH | Wheeled From | Own | Cost | Cost | Fuel Adjustment | Cost $ | From Off System
|  | Schedule | Sold | Other Systems | Generation | (Cents / KWH) | (Cents / KWH) | (6) * (7A) | (6)*(7B) | Sales
------------- | ------------------------------ | ---------------- | ---------------- | -------------------- | ------------------ | ------------------- | ---------------- | ---------------- | --------------------- | ---------------------
January |  | OS | 85200 |  | 85200 | 3.4373 | 4.7455 | 2928560 | 4043160 | 888156.3643
2013 | St. Lucie Rel. |  | 53863.8538 |  | 53863.8538 | 0.76375 | 0.76375 | 411383.8907 | 411383.8907
Total |  |  | 139063.8538 |  | 139063.8538 | 2.4017 | 3.2032 | 3339943.8907 | 4454543.8907 | 888156.3643
| ------------------------------ | ---------------- | ---------------- | -------------------- | ------------------ | ------------------- | ---------------- | ---------------- | --------------------- | ---------------------
February |  | OS | 66100 |  | 66100 | 3.0188 | 4.253 | 1995400 | 2811200 | 641975.8404
2013 | St. Lucie Rel. |  | 48651.2267 |  | 48651.2267 | 0.76375 | 0.76375 | 371572.576 | 371572.576
Total |  |  | 114751.2267 |  | 114751.2267 | 2.0627 | 2.7736 | 2366972.576 | 3182772.576 | 641975.8404
| ------------------------------ | ---------------- | ---------------- | -------------------- | ------------------ | ------------------- | ---------------- | ---------------- | --------------------- | ---------------------
March |  | OS | 26400 |  | 26400 | 3.5132 | 4.7086 | 927480 | 1243080 | 232510.4229
2013 | St. Lucie Rel. |  | 53863.8538 |  | 53863.8538 | 0.76375 | 0.76375 | 411383.8907 | 411383.8907
Total |  |  | 80263.8538 |  | 80263.8538 | 1.6681 | 2.0613 | 1338863.8907 | 1654463.8907 | 232510.4229
| ------------------------------ | ---------------- | ---------------- | -------------------- | ------------------ | ------------------- | ---------------- | ---------------- | --------------------- | ---------------------
April |  | OS | 17400 |  | 17400 | 4.0116 | 5.38 | 698020 | 936120 | 192428.3938
2013 | St. Lucie Rel. |  | 51393.9909 |  | 51393.9909 | 0.77482 | 0.77482 | 398213.3875 | 398213.3875
Total |  |  | 68793.9909 |  | 68793.9909 | 1.5935 | 1.9396 | 1096233.3875 | 1334333.3875 | 192428.3938
| ------------------------------ | ---------------- | ---------------- | -------------------- | ------------------ | ------------------- | ---------------- | ---------------- | --------------------- | ---------------------
May |  | OS | 13100 |  | 13100 | 5.2031 | 6.4779 | 681610 | 848610 | 132845.6729
2013 | St. Lucie Rel. |  | 53107.101 |  | 53107.101 | 0.77482 | 0.77482 | 411486.9892 | 411486.9892
Total |  |  | 66207.101 |  | 66207.101 | 1.651 | 1.9033 | 1093096.9892 | 1260096.9892 | 132845.6729
| ------------------------------ | ---------------- | ---------------- | -------------------- | ------------------ | ------------------- | ---------------- | ---------------- | --------------------- | ---------------------
June |  | OS | 20900 |  | 20900 | 3.7211 | 5.078 | 777710 | 1061310 | 207652.1222
2013 | St. Lucie Rel. |  | 51393.9909 |  | 51393.9909 | 0.77482 | 0.77482 | 398213.3875 | 398213.3875
Total |  |  | 72293.9909 |  | 72293.9909 | 1.6266 | 2.0189 | 1175923.3875 | 1459523.3875 | 207652.1222
| ------------------------------ | ---------------- | ---------------- | -------------------- | ------------------ | ------------------- | ---------------- | ---------------- | --------------------- | ---------------------
|  |  | 229100 | 0 | 229100 |  |  | 8008780 | 10943480 | 2295568.8166
|  |  | 312274.0172 | 0 | 312274.0172 |  |  | 2402254.1218 | 2402254.1218 | 0

## E6 Jul-Dec (hidden)
Schedule: E6
Company: | Florida Power & Light
-------------------------------
P O W E R S OL D
Estimated for the Period of : January 2013 thru December 2013
-------------------------------------------------------------------------------------------------
(1) | (2) | (3) | (4) | (5) | (6) | (7A) | (7B) | (8) | (9) | (10)
|  | Type | Total | MWH | MWH From | Fuel | Total | Total $ For | Total | $ Gain
Month | Sold To | & | MWH | Wheeled From | Own | Cost | Cost | Fuel Adjustment | Cost $ | From Off System
|  | Schedule | Sold | Other Systems | Generation | (Cents / KWH) | (Cents / KWH) | (6) * (7A) | (6)*(7B) | Sales
------------- | ------------------------------ | ---------------- | ---------------- | -------------------- | ------------------ | ------------------- | ---------------- | ---------------- | --------------------- | ---------------------
July |  | OS | 16900 |  | 16900 | 5.384 | 6.768 | 909890 | 1143790 | 179359.2464
2013 | St. Lucie Rel. |  | 53107.101 |  | 53107.101 | 0.77482 | 0.77482 | 411486.9892 | 411486.9892
Total |  |  | 70007.101 |  | 70007.101 | 1.8875 | 2.2216 | 1321376.9892 | 1555276.9892 | 179359.2464
| ------------------------------ | ---------------- | ---------------- | -------------------- | ------------------ | ------------------- | ---------------- | ---------------- | --------------------- | ---------------------
August |  | OS | 24000 |  | 24000 | 7.01 | 8.5179 | 1682400 | 2044300 | 276415.46
2013 | St. Lucie Rel. |  | 53107.101 |  | 53107.101 | 0.77482 | 0.77482 | 411486.9892 | 411486.9892
Total |  |  | 77107.101 |  | 77107.101 | 2.7156 | 3.1849 | 2093886.9892 | 2455786.9892 | 276415.46
| ------------------------------ | ---------------- | ---------------- | -------------------- | ------------------ | ------------------- | ---------------- | ---------------- | --------------------- | ---------------------
September |  | OS | 12000 |  | 12000 | 7.358 | 8.6388 | 882960 | 1036660 | 117118.6513
2013 | St. Lucie Rel. |  | 6852.6003 |  | 6852.6003 | 0.77482 | 0.77482 | 53095.6468 | 53095.6468
Total |  |  | 18852.6003 |  | 18852.6003 | 4.9651 | 5.7804 | 936055.6468 | 1089755.6468 | 117118.6513
| ------------------------------ | ---------------- | ---------------- | -------------------- | ------------------ | ------------------- | ---------------- | ---------------- | --------------------- | ---------------------
October |  | OS | 23700 |  | 23700 | 4.9184 | 6.1264 | 1165650 | 1451950 | 215229.6557
2013 | St. Lucie Rel. |  | 32549.7802 |  | 32549.7802 | 0.77482 | 0.77482 | 252203.7695 | 252203.7695
Total |  |  | 56249.7802 |  | 56249.7802 | 2.5206 | 3.0296 | 1417853.7695 | 1704153.7695 | 215229.6557
| ------------------------------ | ---------------- | ---------------- | -------------------- | ------------------ | ------------------- | ---------------- | ---------------- | --------------------- | ---------------------
November |  | OS | 50500 |  | 50500 | 3.7277 | 5.0459 | 1882490 | 2548190 | 510214.6818
2013 | St. Lucie Rel. |  | 52126.3138 |  | 52126.3138 | 0.76375 | 0.76375 | 398113.4705 | 398113.4705
Total |  |  | 102626.3138 |  | 102626.3138 | 2.2222 | 2.8709 | 2280603.4705 | 2946303.4705 | 510214.6818
| ------------------------------ | ---------------- | ---------------- | -------------------- | ------------------ | ------------------- | ---------------- | ---------------- | --------------------- | ---------------------
December |  | OS | 57200 |  | 57200 | 3.1819 | 4.6012 | 1820060 | 2631860 | 644209.616
2013 | St. Lucie Rel. |  | 53863.8538 |  | 53863.8538 | 0.76375 | 0.76375 | 411383.8907 | 411383.8907
Total |  |  | 111063.8538 |  | 111063.8538 | 2.0092 | 2.7401 | 2231443.8907 | 3043243.8907 | 644209.616
| ------------------------------ | ---------------- | ---------------- | -------------------- | ------------------ | ------------------- | ---------------- | ---------------- | --------------------- | ---------------------
Period |  | OS | 413400 |  | 413400 | 3.9555 | 5.2734 | 16352230 | 21800230 | 4238116.1278
| St. Lucie Rel. |  | 563880.7673 |  | 563880.7673 | 0.76967 | 0.76967 | 4340024.8776 | 4340024.8776 | 0
Total |  |  | 977280.7673 |  | 977280.7673 | 2.1173 | 2.6748 | 20692254.8776 | 26140254.8776 | 4238116.1278
| ------------------------------ | ---------------- | ---------------- | -------------------- | ------------------ | ------------------- | ---------------- | ---------------- | --------------------- | ---------------------

## E7 Jan-Jun (hidden)
Company: | Florida Power & Light | [7 empty] | Schedule: E7
-----------------------------
Purchased Power
-------------------------
(Exclusive of Economy Energy Purchases)
-------------------------------------------------------------
Estimated for the Period of : January 2013 thru December 2013
-----------------------------------------------------------------------------------------------
(1) | (2) | (3) | (4) | (5) | (6) | (7) | (8A) | (8B) | (9)
------------ | -------------- | ------------- | ------------- | ------------- | ------------- | ------------- | ------------- | ------------- | -------------
|  | Type | Total | Mwh | Mwh | Mwh | Fuel | Total | Total $ For
Month | Purchase From | & | Mwh | For Other | For | For | Cost | Cost | Fuel Adj
|  | Schedule | Purchased | Utilities | Interruptible | Firm | (Cents/Kwh) | (Cents/Kwh) | (7) x (8A)
------------ | -------------- | ------------- | ------------- | ------------- | ------------- | ------------- | ------------- | ------------- | -------------
2013 | UPS |  | 189496 |  |  | 189496 | 3.6245 |  | 6868321.2057
January | St. Lucie Rel. |  | 46084.5414 |  |  | 46084.5414 | 0.77974 |  | 359340.6205
| SJRPP |  | 137788 |  |  | 137788 | 4.3669 |  | 6017000
Total |  |  | 373368.5414 |  |  | 373368.5414 | 3.5473 |  | 13244661.8262
| -------------- | ------------- | ------------- | ------------- | ------------- | ------------- | ------------- | ------------- | -------------
2013 | UPS |  | 115972 |  |  | 115972 | 3.72 |  | 4314138.7861
February | St. Lucie Rel. |  | 41624.7249 |  |  | 41624.7249 | 0.77974 |  | 324565.5485
| SJRPP |  | 131137 |  |  | 131137 | 4.2055 |  | 5515000
Total |  |  | 288733.7249 |  |  | 288733.7249 | 3.5166 |  | 10153704.3346
| -------------- | ------------- | ------------- | ------------- | ------------- | ------------- | ------------- | ------------- | -------------
2013 | UPS |  | 159896 |  |  | 159896 | 3.5663 |  | 5702371.0659
March | St. Lucie Rel. |  | 46084.5414 |  |  | 46084.5414 | 0.77974 |  | 359340.6205
| SJRPP |  | 165127 |  |  | 165127 | 4.1174 |  | 6799000
Total |  |  | 371107.5414 |  |  | 371107.5414 | 3.4655 |  | 12860711.6864
| -------------- | ------------- | ------------- | ------------- | ------------- | ------------- | ------------- | ------------- | -------------
2013 | UPS |  | 193304 |  |  | 193304 | 3.5774 |  | 6915244.6041
April | St. Lucie Rel. |  | 43970.0442 |  |  | 43970.0442 | 0.79102 |  | 347811.37
| SJRPP |  | 132361 |  |  | 132361 | 4.3759 |  | 5792000
Total |  |  | 369635.0442 |  |  | 369635.0442 | 3.5319 |  | 13055055.9741
| -------------- | ------------- | ------------- | ------------- | ------------- | ------------- | ------------- | ------------- | -------------
2013 | UPS |  | 267745 |  |  | 267745 | 3.5023 |  | 9377257.033
May | St. Lucie Rel. |  | 45435.703 |  |  | 45435.703 | 0.79102 |  | 359405.0085
| SJRPP |  | 190997 |  |  | 190997 | 4.2105 |  | 8042000
Total |  |  | 504177.703 |  |  | 504177.703 | 3.5263 |  | 17778662.0415
| -------------- | ------------- | ------------- | ------------- | ------------- | ------------- | ------------- | ------------- | -------------
2013 | UPS |  | 247623 |  |  | 247623 | 3.5049 |  | 8678984.6525
June | St. Lucie Rel. |  | 43970.0442 |  |  | 43970.0442 | 0.79102 |  | 347811.37
| SJRPP |  | 178130 |  |  | 178130 | 4.225 |  | 7526000
Total |  |  | 469723.0442 |  |  | 469723.0442 | 3.5239 |  | 16552796.0224
| -------------- | ------------- | ------------- | ------------- | ------------- | ------------- | ------------- | ------------- | -------------
| UPS |  | 1174036 |  |  | 1174036 | 3.5652 |  | 41856317.3473
Period | St. Lucie Rel. |  | 267169.5992 |  |  | 267169.5992 | 0.78537 |  | 2098274.538
Total | SJRPP |  | 935540 |  |  | 935540 | 4.2426 |  | 39691000
| PPAs |  | 0 |  |  | 0 | 0 |  | 0
Total |  |  | 2376745.5992 |  |  | 2376745.5992 | 3.5193 |  | 83645591.8853
| -------------- | ------------- | ------------- | ------------- | ------------- | ------------- | ------------- | ------------- | -------------

## E7 Jul-Dec (hidden)
Company: | Florida Power & Light | [7 empty] | Schedule: E7
-----------------------------
Purchased Power
-------------------------
(Exclusive of Economy Energy Purchases)
-------------------------------------------------------------
Estimated for the Period of : January 2013 thru December 2013
-----------------------------------------------------------------------------------------------
(1) | (2) | (3) | (4) | (5) | (6) | (7) | (8A) | (8B) | (9)
------------ | -------------- | ------------- | ------------- | ------------- | ------------- | ------------- | ------------- | ------------- | -------------
|  | Type | Total | Mwh | Mwh | Mwh | Fuel | Total | Total $ For
Month | Purchase From | & | Mwh | For Other | For | For | Cost | Cost | Fuel Adj
|  | Schedule | Purchased | Utilities | Interruptible | Firm | (Cents/Kwh) | (Cents/Kwh) | (7) x (8A)
------------ | -------------- | ------------- | ------------- | ------------- | ------------- | ------------- | ------------- | ------------- | -------------
2013 | UPS |  | 301171 |  |  | 301171 | 3.5205 |  | 10602867.8902
July | St. Lucie Rel. |  | 45435.703 |  |  | 45435.703 | 0.79102 |  | 359405.0085
| SJRPP |  | 199520 |  |  | 199520 | 4.2783 |  | 8536000
Total |  |  | 546126.703 |  |  | 546126.703 | 3.5703 |  | 19498272.8986
| -------------- | ------------- | ------------- | ------------- | ------------- | ------------- | ------------- | ------------- | -------------
2013 | UPS |  | 300605 |  |  | 300605 | 3.5252 |  | 10596994.9247
August | St. Lucie Rel. |  | 45435.703 |  |  | 45435.703 | 0.79102 |  | 359405.0085
| SJRPP |  | 202877 |  |  | 202877 | 4.2301 |  | 8582000
Total |  |  | 548917.703 |  |  | 548917.703 | 3.5594 |  | 19538399.9331
| -------------- | ------------- | ------------- | ------------- | ------------- | ------------- | ------------- | ------------- | -------------
2013 | UPS |  | 323527 |  |  | 323527 | 3.5442 |  | 11466533.1093
September | St. Lucie Rel. |  | 43970.0442 |  |  | 43970.0442 | 0.79102 |  | 347811.37
| SJRPP |  | 199712 |  |  | 199712 | 4.2261 |  | 8440000
Total |  |  | 567209.0442 |  |  | 567209.0442 | 3.5709 |  | 20254344.4793
| -------------- | ------------- | ------------- | ------------- | ------------- | ------------- | ------------- | ------------- | -------------
2013 | UPS |  | 309824 |  |  | 309824 | 3.5399 |  | 10967501.7604
October | St. Lucie Rel. |  | 45435.703 |  |  | 45435.703 | 0.79102 |  | 359405.0085
| SJRPP |  | 184154 |  |  | 184154 | 4.3724 |  | 8052000
Total |  |  | 539413.703 |  |  | 539413.703 | 3.5926 |  | 19378906.7689
| -------------- | ------------- | ------------- | ------------- | ------------- | ------------- | ------------- | ------------- | -------------
2013 | UPS |  | 176541 |  |  | 176541 | 3.6325 |  | 6412924.6897
November | St. Lucie Rel. |  | 44545.5305 |  |  | 44545.5305 | 0.77974 |  | 347340.3029
| SJRPP |  | 149398 |  |  | 149398 | 4.397 |  | 6569000
Total |  |  | 370484.5305 |  |  | 370484.5305 | 3.5978 |  | 13329264.9926
| -------------- | ------------- | ------------- | ------------- | ------------- | ------------- | ------------- | ------------- | -------------
2012 | UPS |  | 112516 |  |  | 112516 | 3.6738 |  | 4133584.6597
December | St. Lucie Rel. |  | 46030.3863 |  |  | 46030.3863 | 0.77974 |  | 358918.3499
| SJRPP |  | 156688 |  |  | 156688 | 4.2722 |  | 6694000
Total |  |  | 315234.3863 |  |  | 315234.3863 | 3.5486 |  | 11186503.0096
| -------------- | ------------- | ------------- | ------------- | ------------- | ------------- | ------------- | ------------- | -------------
| UPS |  | 2698220 |  |  | 2698220 | 3.5593 |  | 96036724.3814
Period | St. Lucie Rel. |  | 538022.6693 |  |  | 538022.6693 | 0.78632 |  | 4230559.5861
Total | SJRPP |  | 2027889 |  |  | 2027889 | 4.2687 |  | 86564000
Total |  |  | 5264131.6693 |  |  | 5264131.6693 | 3.5491 |  | 186831283.9675
| -------------- | ------------- | ------------- | ------------- | ------------- | ------------- | ------------- | ------------- | -------------

## E8 Jan-Jun (hidden)
Schedule: E8
Company: | Florida Power & Light
-----------------------------
Energy Payment to Qualifying Facilities
-------------------------------------------------------------
Estimated for the Period of : January 2013 thru December 2013
-----------------------------------------------------------------------------------------------
(1) | (2) | (3) | (4) | (5) | (6) | (7) | (8A) | (8B) | (9)
------------ | -------------- | ------------- | ------------- | ------------- | ------------- | ------------- | ------------- | ------------- | -------------
|  | Type | Total | Mwh | Mwh | Mwh | Fuel | Total | Total $ For
Month | Purchase From | & | Mwh | For Other | For | For | Cost | Cost | Fuel Adj
|  | Schedule | Purchased | Utilities | Interruptible | Firm | (Cents/Kwh) | (Cents/Kwh) | (7) x (8A)
------------ | -------------- | ------------- | ------------- | ------------- | ------------- | ------------- | ------------- | ------------- | -------------
2013 | Qual. Facilities |  | 268456.45 |  |  | 268456.45 | 4.2839 |  | 11500528.3864
January
Total |  |  | 268456.45 |  |  | 268456.45 | 4.2839 |  | 11500528.3864
| -------------- | ------------- | ------------- | ------------- | ------------- | ------------- | ------------- | ------------- | -------------
2013 | Qual. Facilities |  | 240980.45 |  |  | 240980.45 | 4.1433 |  | 9984527.8401
February
Total |  |  | 240980.45 |  |  | 240980.45 | 4.1433 |  | 9984527.8401
| -------------- | ------------- | ------------- | ------------- | ------------- | ------------- | ------------- | ------------- | -------------
2013 | Qual. Facilities |  | 271546.45 |  |  | 271546.45 | 4.282 |  | 11627529.7973
March
Total |  |  | 271546.45 |  |  | 271546.45 | 4.282 |  | 11627529.7973
| -------------- | ------------- | ------------- | ------------- | ------------- | ------------- | ------------- | ------------- | -------------
2013 | Qual. Facilities |  | 144938.45 |  |  | 144938.45 | 3.8178 |  | 5533529.2712
April
Total |  |  | 144938.45 |  |  | 144938.45 | 3.8178 |  | 5533529.2712
| -------------- | ------------- | ------------- | ------------- | ------------- | ------------- | ------------- | ------------- | -------------
2013 | Qual. Facilities |  | 299633.45 |  |  | 299633.45 | 4.5017 |  | 13488533.0826
May
Total |  |  | 299633.45 |  |  | 299633.45 | 4.5017 |  | 13488533.0826
| -------------- | ------------- | ------------- | ------------- | ------------- | ------------- | ------------- | ------------- | -------------
2013 | Qual. Facilities |  | 269514.45 |  |  | 269514.45 | 4.3847 |  | 11817531.1266
June
Total |  |  | 269514.45 |  |  | 269514.45 | 4.3847 |  | 11817531.1266
| -------------- | ------------- | ------------- | ------------- | ------------- | ------------- | ------------- | ------------- | -------------
| Qual. Facilities |  | 1495069.7 |  |  | 1495069.7 | 4.2775 |  | 63952179.5043
Period
Total
Total |  |  | 1495069.7 |  |  | 1495069.7 | 4.2775 |  | 63952179.5043
| -------------- | ------------- | ------------- | ------------- | ------------- | ------------- | ------------- | ------------- | -------------

## E8 Jul-Dec (hidden)
Schedule: E8
Company: | Florida Power & Light
-----------------------------
Energy Payment to Qualifying Facilities
-------------------------------------------------------------
Estimated for the Period of : January 2013 thru December 2013
-----------------------------------------------------------------------------------------------
(1) | (2) | (3) | (4) | (5) | (6) | (7) | (8A) | (8B) | (9)
------------ | -------------- | ------------- | ------------- | ------------- | ------------- | ------------- | ------------- | ------------- | -------------
|  | Type | Total | Mwh | Mwh | Mwh | Fuel | Total | Total $ For
Month | Purchase From | & | Mwh | For Other | For | For | Cost | Cost | Fuel Adj
|  | Schedule | Purchased | Utilities | Interruptible | Firm | (Cents/Kwh) | (Cents/Kwh) | (7) x (8A)
------------ | -------------- | ------------- | ------------- | ------------- | ------------- | ------------- | ------------- | ------------- | -------------
2013 | Qual. Facilities |  | 311014.45 |  |  | 311014.45 | 4.5758 |  | 14231533.8884
July
Total |  |  | 311014.45 |  |  | 311014.45 | 4.5758 |  | 14231533.8884
| -------------- | ------------- | ------------- | ------------- | ------------- | ------------- | ------------- | ------------- | -------------
2013 | Qual. Facilities |  | 333148.45 |  |  | 333148.45 | 4.8208 |  | 16060539.3929
August
Total |  |  | 333148.45 |  |  | 333148.45 | 4.8208 |  | 16060539.3929
| -------------- | ------------- | ------------- | ------------- | ------------- | ------------- | ------------- | ------------- | -------------
2013 | Qual. Facilities |  | 333088.45 |  |  | 333088.45 | 4.8724 |  | 16229540.0732
September
Total |  |  | 333088.45 |  |  | 333088.45 | 4.8724 |  | 16229540.0732
| -------------- | ------------- | ------------- | ------------- | ------------- | ------------- | ------------- | ------------- | -------------
2013 | Qual. Facilities |  | 259600.45 |  |  | 259600.45 | 4.7749 |  | 12395535.8871
October
Total |  |  | 259600.45 |  |  | 259600.45 | 4.7749 |  | 12395535.8871
| -------------- | ------------- | ------------- | ------------- | ------------- | ------------- | ------------- | ------------- | -------------
2013 | Qual. Facilities |  | 220004.45 |  |  | 220004.45 | 4.2629 |  | 9378530.5306
November
Total |  |  | 220004.45 |  |  | 220004.45 | 4.2629 |  | 9378530.5306
| -------------- | ------------- | ------------- | ------------- | ------------- | ------------- | ------------- | ------------- | -------------
2013 | Qual. Facilities |  | 257696.45 |  |  | 257696.45 | 4.3068 |  | 11098529.1486
December
Total |  |  | 257696.45 |  |  | 257696.45 | 4.3068 |  | 11098529.1486
| -------------- | ------------- | ------------- | ------------- | ------------- | ------------- | ------------- | ------------- | -------------
| Qual. Facilities |  | 3209622.4 |  |  | 3209622.4 | 4.4661 |  | 143346388.4251
Period
Total
Total |  |  | 3209622.4 |  |  | 3209622.4 | 4.4661 |  | 143346388.4251
| -------------- | ------------- | ------------- | ------------- | ------------- | ------------- | ------------- | ------------- | -------------

## E9 Jan-Jun (hidden)
Schedule: E9
Company: | Florida Power & Light
-------------------------------
Economy Energy Purchases
------------------------
Estimated for the Period of : January 2013 thru December 2013
-------------------------------------------------------------------------------------------------
(1) | (2) | (3) | (4) | (5) | (6) | (7A) | (7B) | (8)
|  | Type | Total | Transaction | Total $ For | Cost If | Cost If | Fuel
Month | Purchase From | & | MWH | Cost | Fuel ADJ | Generated | Generated | Savings
|  | Schedule | Purchased | (Cents/KWH) | (4) * (5) | (Cents / KWH) | ($) | (7B) - (6)
------------- | ------------------------------ | ---------------- | ---------------- | -------------------- | ------------------ | ------------------- | ---------------- | ----------------
2013
January | Economy | -- | 600 | 2.799 | 16794 | 4.16 | 24960 | 8166
| ------------------------------ | ---------------- | ---------------- | -------------------- | ------------------ | ------------------- | ---------------- | ----------------
2013
February | Economy | -- | 14500 | 2.4 | 348000 | 3.32 | 481400 | 133400
| ------------------------------ | ---------------- | ---------------- | -------------------- | ------------------ | ------------------- | ---------------- | ----------------
2013
March | Economy | -- | 52000 | 2.597 | 1350422 | 4.0619 | 2112200 | 761778
| ------------------------------ | ---------------- | ---------------- | -------------------- | ------------------ | ------------------- | ---------------- | ----------------
2013
April | Economy | -- | 143300 | 2.9983 | 4296600 | 4.8566 | 6959540 | 2662940
| ------------------------------ | ---------------- | ---------------- | -------------------- | ------------------ | ------------------- | ---------------- | ----------------
2013
May | Economy | -- | 167600 | 3.642 | 6104025 | 6.108 | 10237060 | 4133035
| ------------------------------ | ---------------- | ---------------- | -------------------- | ------------------ | ------------------- | ---------------- | ----------------
2013
June | Economy | -- | 71800 | 3.1 | 2225800 | 3.91 | 2807380 | 581580
| ------------------------------ | ---------------- | ---------------- | -------------------- | ------------------ | ------------------- | ---------------- | ----------------
Period | Economy | -- | 449800 | 3.1884 | 14341641 | 5.0295 | 22622540 | 8280899
Total
| ------------------------------ | ---------------- | ---------------- | -------------------- | ------------------ | ------------------- | ---------------- | ----------------

## E9 Jul-Dec (hidden)
Schedule: E9
Company: | Florida Power & Light
-------------------------------
Economy Energy Purchases
------------------------
Estimated for the Period of : January 2013 thru December 2013
-------------------------------------------------------------------------------------------------
(1) | (2) | (3) | (4) | (5) | (6) | (7A) | (7B) | (8)
|  | Type | Total | Transaction | Total $ For | Cost If | Cost If | Fuel
Month | Purchase From | & | MWH | Cost | Fuel ADJ | Generated | Generated | Savings
|  | Schedule | Purchased | (Cents/KWH) | (4) * (5) | (Cents / KWH) | ($) | (7B) - (6)
------------- | ------------------------------ | ---------------- | ---------------- | -------------------- | ------------------ | ------------------- | ---------------- | ----------------
2013
July | Economy | -- | 87600 | 4.2 | 3679200 | 6.72 | 5886720 | 2207520
| ------------------------------ | ---------------- | ---------------- | -------------------- | ------------------ | ------------------- | ---------------- | ----------------
2013
August | Economy | -- | 259900 | 4.7046 | 12227259 | 8.4954 | 22079660 | 9852401
| ------------------------------ | ---------------- | ---------------- | -------------------- | ------------------ | ------------------- | ---------------- | ----------------
2013
September | Economy | -- | 195800 | 4.9452 | 9682750 | 9.5708 | 18739600 | 9056850
| ------------------------------ | ---------------- | ---------------- | -------------------- | ------------------ | ------------------- | ---------------- | ----------------
2013
October | Economy | -- | 43500 | 3.5702 | 1553050 | 6.2772 | 2730590 | 1177540
| ------------------------------ | ---------------- | ---------------- | -------------------- | ------------------ | ------------------- | ---------------- | ----------------
2013
November | Economy | -- | 16700 | 2.4954 | 416727 | 4.1041 | 685390 | 268663
| ------------------------------ | ---------------- | ---------------- | -------------------- | ------------------ | ------------------- | ---------------- | ----------------
2013
December | Economy | -- | 6700 | 2.4373 | 163300 | 3.3807 | 226510 | 63210
| ------------------------------ | ---------------- | ---------------- | -------------------- | ------------------ | ------------------- | ---------------- | ----------------
Period | Economy | -- | 1060000 | 3.9683 | 42063927 | 6.8841 | 72971010 | 30907083
Total
| ------------------------------ | ---------------- | ---------------- | -------------------- | ------------------ | ------------------- | ---------------- | ----------------

## E-10 (hidden)
COMPANY: FLORIDA POWER & LIGHT COMPANY | [6 empty] | SCHEDULE E10
|  | PROPOSED |  | DIFFERENCE |  | PROPOSED |  | DIFFERENCE
| OCT 12 | JAN 13 - MAY 13 | $ |  | % | JUN 13 - DEC 13 | $ |  | %
BASE | 43.26 | 52.44 | 9.18 |  | 21.22% | 54.3 | 1.86 |  | 3.547%
FUEL | 33.43 | 24.8 | -8.63 |  | -25.82% | 24.8 | 0 |  | 0%
CONSERVATION | 2.87 | 2.33 | -0.54 |  | -18.82% | 2.33 | 0 |  | 0%
CAPACITY PAYMENT | 9.69 | 7.98 | -1.71 |  | -17.65% | 7.98 | 0 |  | 0%
ENVIRONMENTAL | 1.92 | 2.29 | 0.37 |  | 19.27% | 2.29 | 0 |  | 0%
STORM RESTORATION SURCHARGE (1) | 1.21 | 1.21 | 0 |  | 0% | 1.21 | 0 |  | 0%
SUBTOTAL | 92.38 | 91.05 | -1.33 |  | -1.44% | 92.91 | 1.86 |  | 2.043%
GROSS RECEIPTS TAX | 2.37 | 2.33 | -0.04 |  | -1.688% | 2.38 | 0.05 |  | 2.146%
TOTAL | 94.75 | 93.38 | -1.37 |  | -1.446% | 95.29 | 1.91 |  | 2.045%
Notes (1) The Storm Surcharge is pending Commission approval.
Note on F22: Damaris Rodriguez: this will be changing in november 2010

## E10 (hidden)
ESTIMATED FOR THE PERIOD OF: JANUARY 2016 THROUGH DECEMBER 2016
|  | WITHOUT GAS RESERVES | WITH GAS RESERVES - $125 M
|  | PROPOSED | PROPOSED |  | DIFFERENCE
|  | JAN 16 - DEC 16 (1) | JAN 16 - DEC 16 (1) | $ |  | %
BASE |  | 54.87 | 54.87 | 0 |  | 0%
FUEL |  | 30.96 | 30.11 | -0.85 |  | -2.745%
CONSERVATION |  | 1.89 | 1.89 | 0 |  | 0%
CAPACITY PAYMENT |  | 6.35 | 6.35 | 0 |  | 0%
ENVIRONMENTAL |  | 2.06 | 2.06 | 0 |  | 0%
STORM RESTORATION SURCHARGE (2) |  | 1.16 | 1.16 | 0 |  | 0%
SUBTOTAL |  | 97.29 | 96.44 | -0.85 |  | -0.8737%
GROSS RECEIPTS TAX |  | 2.49 | 2.47 | -0.02 |  | -0.8032%
TOTAL |  | 99.78 | 98.91 | -0.87 |  | -0.8719%
(1) Based on 2015 Projection Filing without Gas Reserves.
(2) Based on 2015 Projection Filing with Gas Reserves .

## E1-E Page 2 - 3
OPC 006706
FPL RC-16 | [9 empty] | SCHEDULE E - 1E | SCHEDULE E - 1E |  |  |  |  | SCHEDULE E - 1E
[10 empty] | Page 2 of 2 | Page 2 of 3 |  |  |  |  | Page 3 of 3
FLORIDA POWER & LIGHT COMPANY | [11 empty] | FLORIDA POWER & LIGHT COMPANY
FLORIDA POWER & LIGHT COMPANY
SEASONALLY DIFFERENTIATED TIME OF USE FUEL RECOVERY FACTORS - BY RATE GROUP | [11 empty] | DETERMINATION OF SEASONAL DEMAND TIME OF USE RIDER (SDTR)
(ADJUSTED FOR LINE/TRANSFORMATION LOSSES) | [11 empty] | FUEL RECOVERY FACTORS
FOR THE PERIOD JANUARY 2018 - DECEMBER 2018 | [11 empty] | ON PEAK: JUNE 2018 THROUGH SEPTEMBER 2018 - WEEKDAYS 3:00 PM TO 6:00 PM
OFF PEAK: ALL OTHER HOURS
FUEL RECOVERY FACTORS
JANUARY - DECEMBER
ON PEAK: JANUARY 2012 THROUGH DECEMBER 2012 - WEEKDAYS 3:00 PM TO 6:00 PM
(1) | (2) |  | (3) | (4) | (5) | OFF PEAK: ALL OTHER HOURS | [5 empty] | (1) | (2) | (3) | (4) | (5)
| RATE |  | AVERAGE | FUEL RECOVERY | FUEL RECOVERY | [10 empty] | SDTR
GROUP | SCHEDULE |  | FACTOR | LOSS MULTIPLIER | FACTOR | [7 empty] | OTHERWISE APPLICABLE | AVERAGE | FUEL RECOVERY | FUEL RECOVERY
[12 empty] | GROUP | RATE SCHEDULE | FACTOR | LOSS MULTIPLIER | FACTOR
A | RS-1 first 1,000 kWh |  | #REF! | #REF! | #REF! | (1) | (2) | (3) | (4) | (5)
| all additional kWh |  | #REF! | #REF! | #REF! |  |  |  |  | SDTR |  | B | GSD(T)-1 ON-PEAK | #REF! | #REF! | #REF!
[7 empty] | OTHERWISE APPLICABLE | AVERAGE | FUEL RECOVERY | FUEL RECOVERY |  |  | OFF-PEAK | #REF! | #REF! | #REF!
A | GS-1, SL-2, GSCU-1, WIES-1 |  | #REF! | #REF! | #REF! | GROUP | RATE SCHEDULE | FACTOR | LOSS MULTIPLIER | FACTOR
[12 empty] | C | GSLD(T)-1 ON-PEAK | #REF! | #REF! | #REF!
A-1* | SL-1, OL-1, PL-1 |  | #REF! | #REF! | #REF! | B | GSD(T)-1 ON-PEAK | #REF! | #REF! | #REF! |  |  | OFF-PEAK | #REF! | #REF! | #REF!
[7 empty] | OFF-PEAK | #REF! | #REF! | #REF!
B | GSD-1 |  | #REF! | 0 | #REF! | [6 empty] | D | GSLD(T)-2 ON-PEAK | #REF! | #REF! | #REF!
[6 empty] | C | GSLD(T)-1 ON-PEAK | #REF! | #REF! | #REF! |  |  | OFF-PEAK | #REF! | #REF! | #REF!
C | GSLD-1 & CS-1 |  | #REF! | #REF! | #REF! |  | OFF-PEAK | #REF! | #REF! | #REF!
D | GSLD-2, CS-2, OS-2 |  | #REF! | #REF! | #REF! | D | GSLD(T)-2 ON-PEAK | #REF! | #REF! | #REF! |  |  | Note: All other months served under the otherwise applicable rate schedule.
| & MET | [5 empty] | OFF-PEAK | #REF! | #REF! | #REF! |  |  | See Schedule E-1E, Page 1 of 2.
E | GSLD-3 & CS-3 |  | #REF! | #REF! | #REF!
Note: All other months served under the otherwise applicable rate schedule.
[7 empty] | See Schedule E-1E, Page 1 of 2. |  |  |  |  | GROUP | RATE SCHEDULE | FACTOR | LOSS MULTIPLIER | FACTOR
A | GST-1 | ON-PEAK | 3.867 | 1.0025 | 3.877
|  | OFF PEAK | 2.334 | 1.0025 | 2.34 | [6 empty] | B | GSD(T)-1 ON-PEAK | 5.189 | 1.0025 | 5.202
[13 empty] | OFF-PEAK | 2.491 | 1.0025 | 2.497
B | GSDT-1, CILC-1(G), | ON-PEAK | 3.867 | 1.0025 | 3.877
| HLFT-1 (21-499 kW) | OFF PEAK | 2.334 | 1.0025 | 2.34 | [6 empty] | C | GSLD(T)-1 ON-PEAK | 5.189 | 1.0017 | 5.198
[13 empty] | OFF-PEAK | 2.491 | 1.0017 | 2.495
C | GSLDT-1, CST-1, | ON-PEAK | 3.867 | 1.0017 | 3.874
| HLFT-2 (500-1,999 kW) | OFF PEAK | 2.334 | 1.0017 | 2.338 | [6 empty] | D | GSLD(T)-2 ON-PEAK | 5.189 | 0.99534 | 5.165
[13 empty] | OFF-PEAK | 2.491 | 0.99534 | 2.479
D | GSLDT-2, CST-2, | ON-PEAK | 3.867 | 0.99534 | 3.849
| HLFT-3 (2,000+ kW) | OFF PEAK | 2.334 | 0.99534 | 2.323 | [7 empty] | Note: All other months served under the otherwise applicable rate schedule.
See Schedule E-1E, Page 1 of 3 and Page 2 of 3.
E | GSLDT-3,CST-3, | ON-PEAK | 3.867 | 0.97228 | 3.76
| CILC -1(T), ISST-1(T) | OFF PEAK | 2.334 | 0.97228 | 2.269
F | CILC -1(D), ISST-1(D) | ON-PEAK | 3.867 | 0.99448 | 3.846
|  | OFF PEAK | 2.334 | 0.99448 | 2.321
A | RTR | ON-PEAK |  |  | 1.067
|  | OFF PEAK |  |  | -0.469

## Lighting Rate Calc
OPC 006707
FPL RC-16
|  |  | Weighting Multiplier (E1-D) | % of Hours | Average Multiplier | Weighted Average Rates* | Average Factors
| On-Peak | Winter /Summer | 1.38 | 100% | 1.38 | 0.2208 | 0.61868
| Off - Peak | Winter /Summer | 0.833 | 100% | 0.833 | 0.69972 | 1.9606
[6 empty] | Average Lighting Factor (SL-1, OL-1, PL-1) | 2.579
| * | WEIGHTED AVERAGE 16% ON-PEAK AND 84% OFF-PEAK