## 2018 TRANS-SERV 12CP AT GEN
OPC 013082
FPL RC-16
RC2016 - DRY RUN - 2018 FORECASTED SEPARATION STUDY
TRANSMISSION SERVICE TO OTHERS - FORECAST
INPUT TO FPL101
2015-2019 FORECAST
TRANSMISSION SYSTEM (BASED ON 12CP):
2018 Firm Network Transmission Forecast (@ GEN) |  | 2022894.4339
÷ Transmission Voltage Level Factor |  | 1
÷ Transmission Line Loss Expansion Factor (2018) |  | 1.0219
Firm Network Transmission Forecast - 12 CP @ Meter |  | 1979503.7125 | A
Less: 2018 Forecast - Wholesale Customers - 12 CP @ Meter (FIRM)
BLOUNTSTOWN |  | 0 | A
FKEC |  | -132187 | A
LEE |  | -666727 | A
NEW SMYRNA BEACH |  | 0 | A
SEMINOLE |  | -195711 | A
WAUCHULA |  | 0 | A
WINTER PARK |  | -9786 | A
HOMESTEAD |  | -3914 | A
QUINCY |  | -3099 | A
2018 Net Firm Network Transmission Forecast - 12 CP @ Meter | Sum of A | 968079.7125
2018 Long-Term Point-to-Point (LFP) Transmission Forecast (@ GEN) |  | 251222.6667
÷ Transmission Voltage Level Factor |  | 1
÷ Transmission Line Loss Expansion Factor (2018) |  | 1.0219
2018 Net Firm LFP Transmission Forecast - 12 CP @ Meter |  | 245833.9857
TOTAL Transmission Forecast @ Meter | 2018 | 1213913.6982 | TRANS-SERV INPUT
x Transmission Line Loss Factor (2018 FCST) |  | 1.0219
TRANSMISSION SERVICES FORECAST - 12 CP @ GENERATION |  | 1240522.6864

## Ext Factors - Calc - 2018
OPC 013083
FPL RC-16
RC2016 - 2016 Prior, 2017 Test Year, 2018 Subsequent - AS FILED | Dec 2018
BLOUNTSTOWN
FPL101
12 CP @ Meter | 0
12 CP @ Meter Adjustment | 0
Load Control Impact on CP (ADJ_CP12) | 0
Firm Transmission Service for Others (Trans Service Peak Adj) | 0
12 CP @ Meter Adjusted | 0
Voltage Level % - Transm | 1
Loss Expansion Factor - Transm | 1.0224
Transmission 12CP at Generator | 0
FKEC
FPL101
12 CP @ Meter | 132187
12 CP @ Meter Adjustment | 0
Load Control Impact on CP (ADJ_CP12) | 0
Firm Transmission Service for Others (Trans Service Peak Adj) | 0
12 CP @ Meter Adjusted | 132276.0816
Voltage Level % - Transm | 1
Loss Expansion Factor - Transm | 1.0224
Transmission 12CP at Generator | 135233.7748
KWEST
FPL101
12 CP @ Meter | 0
12 CP @ Meter Adjustment | 0
Load Control Impact on CP (ADJ_CP12) | 0
Firm Transmission Service for Others (Trans Service Peak Adj) | 0
12 CP @ Meter Adjusted | 0
Voltage Level % - Transm | 1
Loss Expansion Factor - Transm | 1.0224
Transmission 12CP at Generator | 0
MDCSWM
FPL101
12 CP @ Meter | 0
12 CP @ Meter Adjustment | 0
Load Control Impact on CP (ADJ_CP12) | 0
Firm Transmission Service for Others (Trans Service Peak Adj) | 0
12 CP @ Meter Adjusted | 0
Voltage Level % - Transm | 1
Loss Expansion Factor - Transm | 1.0224
Transmission 12CP at Generator | 0
SEMINOLE
FPL101
12 CP @ Meter | 195711
12 CP @ Meter Adjustment | 0
Load Control Impact on CP (ADJ_CP12) | 0
Firm Transmission Service for Others (Trans Service Peak Adj) | 0
12 CP @ Meter Adjusted | 195771.8716
Voltage Level % - Transm | 1
Loss Expansion Factor - Transm | 1.0224
Transmission 12CP at Generator | 200149.3306
LCEC
FPL101
12 CP @ Meter | 666727
12 CP @ Meter Adjustment | 0
Load Control Impact on CP (ADJ_CP12) | 0
Firm Transmission Service for Others (Trans Service Peak Adj) | 0
12 CP @ Meter Adjusted | 666645.7298
Voltage Level % - Transm | 1
Loss Expansion Factor - Transm | 1.0224
Transmission 12CP at Generator | 681551.9283
WAUCHULA
FPL101
12 CP @ Meter | 0
12 CP @ Meter Adjustment | 0
Load Control Impact on CP (ADJ_CP12) | 0
Firm Transmission Service for Others (Trans Service Peak Adj) | 0
12 CP @ Meter Adjusted | 0
Voltage Level % - Transm | 1
Loss Expansion Factor - Transm | 1.0224
Transmission 12CP at Generator | 0
WINTER PARK
FPL101
12 CP @ Meter | 9786
12 CP @ Meter Adjustment | 0
Load Control Impact on CP (ADJ_CP12) | 0
Firm Transmission Service for Others (Trans Service Peak Adj) | 0
12 CP @ Meter Adjusted | 9770.5511
Voltage Level % - Transm | 1
Loss Expansion Factor - Transm | 1.0224
Transmission 12CP at Generator | 9989.0207
NEW SMRYNA BEACH
FPL101
12 CP @ Meter | 0
12 CP @ Meter Adjustment | 0
Load Control Impact on CP (ADJ_CP12) | 0
Firm Transmission Service for Others (Trans Service Peak Adj) | 0
12 CP @ Meter Adjusted | 0
Voltage Level % - Transm | 1
Loss Expansion Factor - Transm | 1.0224
Transmission 12CP at Generator | 0
HOMESTEAD
FPL101
12 CP @ Meter | 3914
12 CP @ Meter Adjustment | 0
Load Control Impact on CP (ADJ_CP12) | 0
Firm Transmission Service for Others (Trans Service Peak Adj) | 0
12 CP @ Meter Adjusted | 3907.9111
Voltage Level % - Transm | 1
Loss Expansion Factor - Transm | 1.0224
Transmission 12CP at Generator | 3995.292
QUINCY
FPL101
12 CP @ Meter | 3099
12 CP @ Meter Adjustment | 0
Load Control Impact on CP (ADJ_CP12) | 0
Firm Transmission Service for Others (Trans Service Peak Adj) | 0
12 CP @ Meter Adjusted | 3093.6695
Voltage Level % - Transm | 1
Loss Expansion Factor - Transm | 1.0224
Transmission 12CP at Generator | 3162.844
Rate Class Total
FPL101
12 CP @ Meter | 1011465.8147
12 CP @ Meter Adjustment | 0
Load Control Impact on CP (ADJ_CP12) | 0
Firm Transmission Service for Others (Trans Service Peak Adj) | 0
12 CP @ Meter Adjusted | 1011465.8147
Voltage Level % - Transm | 11
Loss Expansion Factor - Transm | 11.246
Transmission 12CP at Generator | 1034082.1903

## RC2016 Ext Factors Calc
OPC 013084
FPL RC-16
RC2016 - 2016 Prior, 2017 Test Year, 2018 Subsequent - AS FILED | Dec 2015 | Dec 2016 | Dec 2017 | Dec 2018 | 2018
per RM
BLOUNTSTOWN
FPL101
12 CP @ Meter | 6982.8764 | 8813.2655 | 0 | 0
12 CP @ Meter Adjustment | 0 | 0 | 0 | 0
Load Control Impact on CP (ADJ_CP12) | 0 | 0 | 0 | 0
Firm Transmission Service for Others (Trans Service Peak Adj) | 0 | 0 | 0 | 0
12 CP @ Meter Adjusted | 6982.8764 | 8813.2655 | 0 | 0
Voltage Level % - Transm | 1 | 1 | 1 | 1
Loss Expansion Factor - Transm | 1.024 | 1.0232 | 1.0267 | 1.0224
Transmission 12CP at Generator | 7150.6749 | 9017.557 | 0 | 0 | 0 | 0 | #DIV/0!
FKEC
FPL101
12 CP @ Meter | 127190.9888 | 129823.0219 | 130966.232 | 132276.0816
12 CP @ Meter Adjustment | 0 | 0 | 0 | 0
Load Control Impact on CP (ADJ_CP12) | 0 | 0 | 0 | 0
Firm Transmission Service for Others (Trans Service Peak Adj) | 0 | 0 | 0 | 0
12 CP @ Meter Adjusted | 127190.9888 | 129823.0219 | 130966.232 | 132276.0816
Voltage Level % - Transm | 1 | 1 | 1 | 1
Loss Expansion Factor - Transm | 1.024 | 1.0232 | 1.0267 | 1.0224
Transmission 12CP at Generator | 130247.3882 | 132832.3196 | 134464.34 | 135233.7748 | 135083.9 | 149.8748 | 0.1109%
KWEST
FPL101
12 CP @ Meter | 0 | 0 | 0 | 0
12 CP @ Meter Adjustment | 0 | 0 | 0 | 0
Load Control Impact on CP (ADJ_CP12) | 0 | 0 | 0 | 0
Firm Transmission Service for Others (Trans Service Peak Adj) | 0 | 0 | 0 | 0
12 CP @ Meter Adjusted | 0 | 0 | 0 | 0
Voltage Level % - Transm | 1 | 1 | 1 | 1
Loss Expansion Factor - Transm | 1.024 | 1.0232 | 1.0267 | 1.0224
Transmission 12CP at Generator | 0 | 0 | 0 | 0
MDCSWM
FPL101
12 CP @ Meter | 0 | 0 | 0 | 0
12 CP @ Meter Adjustment | 0 | 0 | 0 | 0
Load Control Impact on CP (ADJ_CP12) | 0 | 0 | 0 | 0
Firm Transmission Service for Others (Trans Service Peak Adj) | 0 | 0 | 0 | 0
12 CP @ Meter Adjusted | 0 | 0 | 0 | 0
Voltage Level % - Transm | 1 | 1 | 1 | 1
Loss Expansion Factor - Transm | 1.024 | 1.0232 | 1.0267 | 1.0224
Transmission 12CP at Generator | 0 | 0 | 0 | 0
SEMINOLE
FPL101
12 CP @ Meter | 176905.3584 | 195795.8481 | 195784.1643 | 195771.8716
12 CP @ Meter Adjustment | 0 | 0 | 0 | 0
Load Control Impact on CP (ADJ_CP12) | 0 | 0 | 0 | 0
Firm Transmission Service for Others (Trans Service Peak Adj) | 0 | 0 | 0 | 0
12 CP @ Meter Adjusted | 176905.3584 | 195795.8481 | 195784.1643 | 195771.8716
Voltage Level % - Transm | 1 | 1 | 1 | 1
Loss Expansion Factor - Transm | 1.024 | 1.0232 | 1.0267 | 1.0224
Transmission 12CP at Generator | 181156.3941 | 200334.3959 | 201013.5593 | 200149.3306 | 200000 | 149.3306 | 0.07467%
LCEC
FPL101
12 CP @ Meter | 695327.6234 | 661937.0649 | 664262.2318 | 666645.7298
12 CP @ Meter Adjustment | 0 | 0 | 0 | 0
Load Control Impact on CP (ADJ_CP12) | 0 | 0 | 0 | 0
Firm Transmission Service for Others (Trans Service Peak Adj) | 0 | 0 | 0 | 0
12 CP @ Meter Adjusted | 695327.6234 | 661937.0649 | 664262.2318 | 666645.7298
Voltage Level % - Transm | 1 | 1 | 1 | 1
Loss Expansion Factor - Transm | 1.024 | 1.0232 | 1.0267 | 1.0224
Transmission 12CP at Generator | 712036.3462 | 677280.7661 | 682004.676 | 681551.9283 | 681339.6894 | 212.2389 | 0.03115%
WAUCHULA
FPL101
12 CP @ Meter | 11582.059 | 12707.4134 | 0 | 0
12 CP @ Meter Adjustment | 0 | 0 | 0 | 0
Load Control Impact on CP (ADJ_CP12) | 0 | 0 | 0 | 0
Firm Transmission Service for Others (Trans Service Peak Adj) | 0 | 0 | 0 | 0
12 CP @ Meter Adjusted | 11582.059 | 12707.4134 | 0 | 0
Voltage Level % - Transm | 1 | 1 | 1 | 1
Loss Expansion Factor - Transm | 1.024 | 1.0232 | 1.0267 | 1.0224
Transmission 12CP at Generator | 11860.3759 | 13001.9712 | 0 | 0 | 0 | 0 | #DIV/0!
WINTER PARK
FPL101
12 CP @ Meter | 49896.0809 | 58648.7493 | 9772.4503 | 9770.5511
12 CP @ Meter Adjustment | 0 | 0 | 0 | 0
Load Control Impact on CP (ADJ_CP12) | 0 | 0 | 0 | 0
Firm Transmission Service for Others (Trans Service Peak Adj) | 0 | 0 | 0 | 0
12 CP @ Meter Adjusted | 49896.0809 | 58648.7493 | 9772.4503 | 9770.5511
Voltage Level % - Transm | 1 | 1 | 1 | 1
Loss Expansion Factor - Transm | 1.024 | 1.0232 | 1.0267 | 1.0224
Transmission 12CP at Generator | 51095.0838 | 60008.2273 | 10033.4725 | 9989.0207 | 10000 | -10.9793 | -0.1098%
NEW SMRYNA BEACH
FPL101
12 CP @ Meter | 28379.7977 | 31765.5485 | 7328.78 | 0
12 CP @ Meter Adjustment | 0 | 0 | 0 | 0
Load Control Impact on CP (ADJ_CP12) | 0 | 0 | 0 | 0
Firm Transmission Service for Others (Trans Service Peak Adj) | 0 | 0 | 0 | 0
12 CP @ Meter Adjusted | 28379.7977 | 31765.5485 | 7328.78 | 0
Voltage Level % - Transm | 1 | 1 | 1 | 1
Loss Expansion Factor - Transm | 1.024 | 1.0232 | 1.0267 | 1.0224
Transmission 12CP at Generator | 29061.7643 | 32501.8739 | 7524.5317 | 0 | 0 | 0 | #DIV/0!
HOMESTEAD
FPL101
12 CP @ Meter | 4096.4861 | 2932.0179 | 3419.9106 | 3907.9111
12 CP @ Meter Adjustment | 0 | 0 | 0 | 0
Load Control Impact on CP (ADJ_CP12) | 0 | 0 | 0 | 0
Firm Transmission Service for Others (Trans Service Peak Adj) | 0 | 0 | 0 | 0
12 CP @ Meter Adjusted | 4096.4861 | 2932.0179 | 3419.9106 | 3907.9111
Voltage Level % - Transm | 1 | 1 | 1 | 1
Loss Expansion Factor - Transm | 1.024 | 1.0232 | 1.0267 | 1.0224
Transmission 12CP at Generator | 4194.9246 | 2999.9821 | 3511.2564 | 3995.292 | 4000 | -4.708 | -0.1177%
QUINCY
FPL101
12 CP @ Meter | 0 | 3094.8496 | 3094.1286 | 3093.6695
12 CP @ Meter Adjustment | 0 | 0 | 0 | 0
Load Control Impact on CP (ADJ_CP12) | 0 | 0 | 0 | 0
Firm Transmission Service for Others (Trans Service Peak Adj) | 0 | 0 | 0 | 0
12 CP @ Meter Adjusted | 0 | 3094.8496 | 3094.1286 | 3093.6695
Voltage Level % - Transm | 1 | 1 | 1 | 1
Loss Expansion Factor - Transm | 1.024 | 1.0232 | 1.0267 | 1.0224
Transmission 12CP at Generator | 0 | 3166.5882 | 3176.7728 | 3162.844 | 3166.6667 | -3.8227 | -0.1207%
Rate Class Total
FPL101
12 CP @ Meter | 1100361.2707 | 1105517.7791 | 1014627.8976 | 1011465.8147
12 CP @ Meter Adjustment | 0 | 0 | 0 | 0
Load Control Impact on CP (ADJ_CP12) | 0 | 0 | 0 | 0
Firm Transmission Service for Others (Trans Service Peak Adj) | 0 | 0 | 0 | 0
12 CP @ Meter Adjusted | 1100361.2707 | 1105517.7791 | 1014627.8976 | 1011465.8147
Voltage Level % - Transm | 11 | 11 | 11 | 11
Loss Expansion Factor - Transm | 11.2643 | 11.255 | 11.2938 | 11.246
Transmission 12CP at Generator | 1126802.952 | 1131143.6813 | 1041728.6088 | 1034082.1903

## Summary 12CP
OPC 013085
FPL RC-16
Wholesale Peaks | [15 empty] | Year | 2015 | 2015 | 2015 | 2015 | 2015 | 2015 | 2015 | 2015 | 2015 | 2015 | 2015 | 2015 | TOTALS | 12CP | 2016 | 2016 | 2016 | 2016 | 2016 | 2016 | 2016 | 2016 | 2016 | 2016 | 2016 | 2016 | TOTALS | 12CP | 2017 | 2017 | 2017 | 2017 | 2017 | 2017 | 2017 | 2017 | 2017 | 2017 | 2017 | 2017 | TOTALS | 12CP | 2018 | 2018 | 2018 | 2018 | 2018 | 2018 | 2018 | 2018 | 2018 | 2018 | 2018 | 2018 | TOTALS | 12CP
Year | Period | Florida Keys | Key West | Lee County | Metro Dade | Seminole Agreement | New Smyrna Beach | Wauchula | Blountstown | Winter Park | Homestead | Quincy | Total Wholesale |  | Lee + Seminole - Key West | Period | 1 | 2 | 3 | 4 | 5 | 6 | 7 | 8 | 9 | 10 | 11 | 12 |  |  | 1 | 2 | 3 | 4 | 5 | 6 | 7 | 8 | 9 | 10 | 11 | 12 |  |  | 1 | 2 | 3 | 4 | 5 | 6 | 7 | 8 | 9 | 10 | 11 | 12 |  |  | 1 | 2 | 3 | 4 | 5 | 6 | 7 | 8 | 9 | 10 | 11 | 12
2008 | 1 | 106.7917 | 45 | [9 empty] | 151.7917 |  | 0
2008 | 2 | 117.3266 | 45 | [9 empty] | 162.3266 |  | 0
2008 | 3 | 109.6529 | 45 | [9 empty] | 154.6529 |  | 0
2008 | 4 | 130.9648 | 45 | [9 empty] | 175.9648 |  | 0
2008 | 5 | 141.7717 | 45 | [9 empty] | 186.7717 |  | 0
2008 | 6 | 142.3107 | 45 | [9 empty] | 187.3107 |  | 0
2008 | 7 | 157.7342 | 45 | [9 empty] | 202.7342 |  | 0
2008 | 8 | 156.5121 | 45 | [9 empty] | 201.5121 |  | 0
2008 | 9 | 145.2895 | 45 | [9 empty] | 190.2895 |  | 0
2008 | 10 | 133.5584 | 45 | [9 empty] | 178.5584 |  | 0
2008 | 11 | 118.6455 | 45 | [9 empty] | 163.6455 |  | 0
2008 | 12 | 114.1529 | 45 |  |  | 75 | [6 empty] | 234.1529 |  | 75
2009 | 1 | 107.3363 | 45 |  |  | 75 | [6 empty] | 227.3363 |  | 75
2009 | 2 | 117.925 | 45 |  |  | 75 | [6 empty] | 237.925 |  | 75
2009 | 3 | 110.2122 | 45 |  |  | 75 | [6 empty] | 230.2122 |  | 75
2009 | 4 | 131.6327 | 45 |  |  | 75 | [6 empty] | 251.6327 |  | 75
2009 | 5 | 142.4948 | 45 |  |  | 75 | [6 empty] | 262.4948 |  | 75
2009 | 6 | 143.0365 | 45 |  |  | 75 | [6 empty] | 263.0365 |  | 75
2009 | 7 | 158.5389 | 45 |  |  | 75 | [6 empty] | 278.5389 |  | 75
2009 | 8 | 157.3103 | 45 |  |  | 75 | [6 empty] | 277.3103 |  | 75
2009 | 9 | 146.0304 | 45 |  |  | 75 | [6 empty] | 266.0304 |  | 75
2009 | 10 | 134.2396 | 45 |  |  | 75 | [6 empty] | 254.2396 |  | 75
2009 | 11 | 119.2506 | 45 |  |  | 75 | [6 empty] | 239.2506 |  | 75
2009 | 12 | 114.7351 | 45 |  |  | 75 | [6 empty] | 234.7351 |  | 75
2010 | 1 | 107.8837 | 45 | 320.762 | 0.611 | 0 | [6 empty] | 474.2567 |  | 320.762
2010 | 2 | 118.5264 | 45 | 197.951 | 0 | 0 | [6 empty] | 361.4774 |  | 197.951
2010 | 3 | 110.7742 | 45 | 218.888 | 1.102 | 0 | [6 empty] | 375.7642 |  | 218.888
2010 | 4 | 132.3041 | 45 | 172.841 | 0.634 | 0 | [6 empty] | 350.7791 |  | 172.841
2010 | 5 | 143.2215 | 45 | 209.884 | 1.017 | 0 | [6 empty] | 399.1225 |  | 209.884
2010 | 6 | 143.766 | 45 | 233.482 | 0.403 | 0 | [6 empty] | 422.651 |  | 233.482
2010 | 7 | 159.3475 | 45 | 219.078 | 0.349 | 0 | [6 empty] | 423.7745 |  | 219.078
2010 | 8 | 158.1126 | 45 | 232.25 | 0.626 | 0 | [6 empty] | 435.9886 |  | 232.25
2010 | 9 | 146.7752 | 45 | 221.089 | 0.856 | 0 | [6 empty] | 413.7202 |  | 221.089
2010 | 10 | 134.9242 | 45 | 203.813 | 0.114 | 0 | [6 empty] | 383.8512 |  | 203.813
2010 | 11 | 119.8587 | 45 | 191.816 | 0.578 | 0 | [6 empty] | 357.2527 |  | 191.816
2010 | 12 | 115.3203 | 45 | 255.754 | 1.009 | 0 | [6 empty] | 417.0833 |  | 255.754
2011 | 1 | 108.4339 | 45 | 235.322 | 0.318 | 0 | [6 empty] | 389.0739 |  | 235.322
2011 | 2 | 119.1309 | 45 | 159.958 | 0.705 | 0 | [6 empty] | 324.7939 |  | 159.958
2011 | 3 | 111.3392 | 45 | 183.481 | 1.159 | 0 | [6 empty] | 340.9792 |  | 183.481
2011 | 4 | 132.9788 | 45 | 220.283 | 1.032 | 0 | [6 empty] | 399.2938 |  | 220.283
2011 | 5 | 143.9519 | 45 | 217.248 | 0.363 | 0 | [6 empty] | 406.5629 |  | 217.248
2011 | 6 | 135 | 45 | 221.021 | 0.547 | 0 | [6 empty] | 401.568 |  | 221.021
2011 | 7 | 144 | 45 | 224.388 | 0.815 | 0 | [6 empty] | 414.203 |  | 224.388
2011 | 8 | 146 | 45 | 234.479 | 0.997 | 0 | [6 empty] | 426.476 |  | 234.479
2011 | 9 | 133 | 45 | 218.943 | 0.976 | 0 | [6 empty] | 397.919 |  | 218.943
2011 | 10 | 113 | 45 | 199.83 | 0.778 | 0 |  | 11.157 |  |  |  |  | 369.765 |  | 199.83
2011 | 11 | 102 | 45 | 183.04 | 0.956 | 0 |  | 10.145 |  |  |  |  | 341.141 |  | 183.04
2011 | 12 | 96 | 45 | 157.739 | 0.906 | 0 |  | 8.484 |  |  |  |  | 308.129 |  | 157.739
2012 | 1 | 97 | 45 | 224.965 | 0.978 | 0 |  | 13 |  |  |  |  | 380.943 |  | 224.965
2012 | 2 | 110 | 45 | 178.631 | 0.92 | 0 |  | 10 |  |  |  |  | 344.551 |  | 178.631
2012 | 3 | 103 | 45 | 189.024 | 0.35 | 0 |  | 11 |  |  |  |  | 348.374 |  | 189.024
2012 | 4 | 117 | 45 | 205.486 | 0.57 | 0 |  | 11 |  |  |  |  | 379.056 |  | 205.486
2012 | 5 | 123 | 45 | 215.855 | 0.896 | 0 |  | 13 | 8 |  |  |  | 405.751 |  | 215.855
2012 | 6 | 122 | 45 | 206.019 | 0.898 | 0 |  | 12 | 8 |  |  |  | 393.917 |  | 206.019
2012 | 7 | 145 | 45 | 226.667 | 0.601 | 0 |  | 13 | 8 |  |  |  | 438.268 |  | 226.667
2012 | 8 | 143 | 45 | 223.403 | 0.363 | 0 |  | 13 | 6 |  |  |  | 430.766 |  | 223.403
2012 | 9 | 134 | 45 | 215.817 | 0.682 | 0 |  | 11 | 7 |  |  |  | 413.499 |  | 215.817
2012 | 10 | 125 | 45 | 211.904 | 0.301 | 0 |  | 11 | 6 |  |  |  | 399.205 |  | 211.904
2012 | 11 | 85 | 45 | 147.772 | 0.573 | 0 |  | 8 | 4 |  |  |  | 290.345 |  | 147.772
2012 | 12 | 99 | 45 | 174.495 | 0.66 | 0 |  | 9 | 5 |  |  |  | 333.155 |  | 174.495
2013 | 1 | 102 | 45 | 486.5553 | 0.77076 | 0 |  | 9 | 4 |  |  |  | 647.3261 |  | 486.5553
2013 | 2 | 111 | 45 | 598.0589 | 0.57388 | 0 |  | 10 | 4 |  |  |  | 768.6328 |  | 598.0589
2013 | 3 | 88 | 45 | 622.8159 | 0.83726 | 0 |  | 11 | 7 |  |  |  | 774.6531 |  | 622.8159
2013 | 4 | 120 | 45 | 591.6068 | 0.73949 | 0 |  | 10 | 4 |  |  |  | 771.3462 |  | 591.6068
2013 | 5 | 139 | 45 | 702.3392 | 0.78311 | 0 |  | 12 | 7 |  |  |  | 906.1223 |  | 702.3392
2013 | 6 | 137 | 0 | 750.9076 | 0.64614 | 0 |  | 12 | 8 |  |  |  | 908.5538 |  | 705.9076
2013 | 7 | 146 | 0 | 757.5603 | 0.59929 | 0 |  | 11 | 8 |  |  |  | 923.1596 |  | 712.5603
2013 | 8 | 139 | 0 | 771.5365 | 0.80066 | 0 |  | 13 | 6 |  |  |  | 930.3371 |  | 726.5365
2013 | 9 | 133 | 0 | 758.0166 | 0.91052 | 0 |  | 13 | 8 |  |  |  | 912.9271 |  | 713.0166
2013 | 10 | 129 | 0 | 711.1721 | 0.86879 | 0 |  | 11 | 5 |  |  |  | 857.0409 |  | 666.1721
2013 | 11 | 114 | 0 | 618.1399 | 1.11 | 0 |  | 10 | 5 |  |  |  | 748.2499 |  | 573.1399
2013 | 12 | 111 | 0 | 543.9102 | 0 | 0 | NEW | 9 | 4 |  |  |  | 667.9102 |  | 498.9102
2014 | 1 | 88 | 0 | 760 | 0 | 0 | 0 | 12 | 7 | 23 |  |  | 890 |  | 715
2014 | 2 | 111 | 0 | 556 | 0 | 0 | 30 | 9 | 4 | 22 |  |  | 732 |  | 511
2014 | 3 | 123 | 0 | 586 | 0 | 0 | 20 | 8 | 3 | 23 |  |  | 763 |  | 541
2014 | 4 | 129 | 0 | 711 | 0 | 0 | 10 | 12 | 7 | 23 |  |  | 892 |  | 666
2014 | 5 | 123 | 0 | 728 | 0 | 0 | 30 | 13 | 7 | 23 |  |  | 924 |  | 683
2014 | 6 | 140 | 0 | 781 | 0 | 200 | 35 | 13 | 7 | 22 |  |  | 1198 |  | 936
2014 | 7 | 151 | 0 | 725 | 0 | 200 | 35 | 13 | 8 | 23 |  |  | 1155 |  | 880
2014 | 8 | 146 | 0 | 829 | 0 | 200 | 35 | 14 | 8 | 23 |  |  | 1255 |  | 984
2014 | 9 | 128 | 0 | 701 | 0 | 200 | 25 | 12 | 7 | 23 |  |  | 1096 |  | 856
2014 | 10 | 137 | 0 | 760 | 0 | 200 | 20 | 12 | 7 | 22 |  |  | 1158 |  | 915
2014 | 11 | 115 | 0 | 598 | 0 | 0 | 20 | 9 | 4 | 23 |  |  | 769 |  | 553
2014 | 12 | 105 | 0 | 557 | 0 | 0 | 20 | 9 | 4 | 23 |  |  | 718 |  | 512
TOTALS |  | 1496 | 0 | 8292 | 0 | 1000 | 280 | 136 | 73 | 273 |  |  | 11550
12CP |  | 124.6667 | 0 | 691 | 0 | 83.3333 | 23.3333 | 11.3333 | 6.0833 | 22.75 |  |  | 962.5
2015 | 1 | 113 | 0 | 586 | 0 | 0 | 35 | 8 | 3 | 26 | 0 |  | 771 |  | 541 | Florida Keys | 113 | 116 | 120 | 151 | 138 | 146 | 152.804 | 149.0892 | 137.5233 | 131.4753 | 116.6131 | 111.1609 | 1582.6658 | 131.8888 | 111.3538 | 118.4845 | 112.4383 | 133.5263 | 141.9371 | 146.0753 | 158.2364 | 154.3583 | 142.402 | 136.1479 | 120.7871 | 115.1281 | 1590.8751 | 132.5729 | 112.4034 | 119.6012 | 113.4981 | 134.7849 | 143.275 | 147.4522 | 158.7389 | 155.8132 | 143.7442 | 137.4311 | 121.9256 | 116.2133 | 1604.8812 | 133.7401 | 113.4629 | 120.7286 | 114.5678 | 136.0553 | 144.6254 | 148.842 | 161.2338 | 157.2818 | 145.0991 | 138.7265 | 123.0748 | 117.3087 | 1621.0068 | 135.0839
2015 | 2 | 116 | 0 | 907 | 0 | 200 | 40 | 13 | 8 | 45 | 0 |  | 1329 |  | 1062 | Key West | 0 | 0 | 0 | 0 | 0 | 0 | 0 | 0 | 0 | 0 | 0 | 0 | 0 | 0 | 0 | 0 | 0 | 0 | 0 | 0 | 0 | 0 | 0 | 0 | 0 | 0 | 0 | 0 | 0 | 0 | 0 | 0 | 0 | 0 | 0 | 0 | 0 | 0 | 0 | 0 | 0 | 0 | 0 | 0 | 0 | 0 | 0 | 0 | 0 | 0 | 0 | 0 | 0 | 0 | 0 | 0
2015 | 3 | 120 | 0 | 688 | 0 | 200 | 20 | 10 | 4 | 36 | 0 |  | 1078 |  | 843 | Lee County | 586 | 907 | 688 | 787 | 761 | 836 | 746 | 768.4132 | 659.5085 | 681.2797 | 607.8598 | 615.8528 | 8643.914 | 720.3262 | 744.4238 | 668.2795 | 615.7715 | 600.1545 | 696.3141 | 765.8474 | 744.904 | 779.0424 | 668.9997 | 706.2704 | 580.9345 | 545.6727 | 8116.6146 | 676.3845 | 745.1679 | 668.9458 | 616.4491 | 603.9182 | 699.802 | 768.5324 | 749.124 | 783.4757 | 672.816 | 708.6691 | 582.1171 | 547.1802 | 8146.1974 | 678.8498 | 745.9119 | 669.6161 | 617.1278 | 607.7134 | 703.4335 | 771.2293 | 753.3707 | 787.9366 | 676.6561 | 711.0756 | 583.3077 | 548.6975 | 8176.0763 | 681.3397
2015 | 4 | 151 | 0 | 787 | 0 | 200 | 20 | 11 | 5 | 45 | 0 |  | 1219 |  | 942 | Metro Dade | 0 | 0 | 0 | 0 | 0 | 0 | 0 | 0 | 0 | 0 | 0 | 0 | 0 | 0 | 0 | 0 | 0 | 0 | 0 | 0 | 0 | 0 | 0 | 0 | 0 | 0 | 0 | 0 | 0 | 0 | 0 | 0 | 0 | 0 | 0 | 0 | 0 | 0 | 0 | 0 | 0 | 0 | 0 | 0 | 0 | 0 | 0 | 0 | 0 | 0 | 0 | 0 | 0 | 0 | 0 | 0
2015 | 5 | 138 | 0 | 761 | 0 | 200 | 25 | 12 | 7 | 54 | 0 |  | 1197 |  | 916 | Seminole Agreement | 0 | 200 | 200 | 200 | 200 | 200 | 200 | 200 | 200 | 200 | 200 | 200 | 2200 | 183.3333 | 200 | 200 | 200 | 200 | 200 | 200 | 200 | 200 | 200 | 200 | 200 | 200 | 2400 | 200 | 200 | 200 | 200 | 200 | 200 | 200 | 200 | 200 | 200 | 200 | 200 | 200 | 2400 | 200 | 200 | 200 | 200 | 200 | 200 | 200 | 200 | 200 | 200 | 200 | 200 | 200 | 2400 | 200
2015 | 6 | 146 | 0 | 836 | 0 | 200 | 40 | 13 | 8 | 60 | 0 |  | 1303 |  | 991 | New Smyrna Beach | 35 | 40 | 20 | 20 | 25 | 40 | 45 | 45 | 30 | 20 | 15 | 20 | 355 | 29.5833 | 40 | 40 | 25 | 20 | 30 | 40 | 45 | 45 | 35 | 25 | 20 | 25 | 390 | 32.5 | 45 | 0 | 0 | 0 | 0 | 0 | 0 | 45 | 0 | 0 | 0 | 0 | 90 | 7.5 | [12 empty] | 0 | 0
2015 | 7 | 152.804 | 0 | 746 | 0 | 200 | 45 | 12 | 7 | 55 | 0 |  | 1217.804 |  | 901 | Wauchula | 8 | 13 | 10 | 11 | 12 | 13 | 12 | 13 | 13 | 13 | 13 | 13 | 144 | 12 | 13 | 13 | 13 | 13 | 13 | 13 | 13 | 13 | 13 | 13 | 13 | 13 | 156 | 13 | [12 empty] | 0 | 0 | [12 empty] | 0 | 0
2015 | 8 | 149.0892 | 0 | 768.4132 | 0 | 200 | 45 | 13 | 9 | 60 | 25 |  | 1269.5025 |  | 923.4132 | Blountstown | 3 | 8 | 4 | 5 | 7 | 8 | 7 | 9 | 9 | 9 | 9 | 9 | 87 | 7.25 | 9 | 9 | 9 | 9 | 9 | 9 | 9 | 9 | 9 | 9 | 9 | 9 | 108 | 9 | 0 | 0 | 0 | 0 | [8 empty] | 0 | 0 | [12 empty] | 0 | 0
2015 | 9 | 137.5233 | 0 | 659.5085 | 0 | 200 | 30 | 13 | 9 | 60 | 21 |  | 1130.0318 |  | 814.5085 | Winter Park | 26 | 45 | 36 | 45 | 54 | 60 | 55 | 60 | 60 | 60 | 60 | 60 | 621 | 51.75 | 60 | 60 | 60 | 60 | 60 | 60 | 60 | 60 | 60 | 60 | 60 | 60 | 720 | 60 | 60 | 0 | 0 | 0 | 0 | 0 | 0 | 60 | 0 | 0 | 0 | 0 | 120 | 10 | 60 | 0 | 0 | 0 | 0 | 0 | 0 | 60 | 0 | 0 | 0 | 0 | 120 | 10
2015 | 10 | 131.4753 | 0 | 681.2797 | 0 | 200 | 20 | 13 | 9 | 60 | 8 |  | 1122.755 |  | 836.2797 | Homestead | 0 | 0 | 0 | 0 | 0 | 0 | 0 | 25 | 21 | 8 | 0 | 0 | 54 | 4.5 | 18 | 0 | 0 | 0 | 0 | 0 | 0 | 18 | 0 | 0 | 0 | 0 | 36 | 3 | 21 | 0 | 0 | 0 | 0 | 0 | 0 | 21 | 0 | 0 | 0 | 0 | 42 | 3.5 | 24 | 0 | 0 | 0 | 0 | 0 | 0 | 24 | 0 | 0 | 0 | 0 | 48 | 4
2015 | 11 | 116.6131 | 0 | 607.8598 | 0 | 200 | 15 | 13 | 9 | 60 | 0 |  | 1021.4729 |  | 762.8598 | Quincy | [12 empty] | 0 | 0 | 19 | 0 | 0 | 0 | 0 | 0 | 0 | 19 | 0 | 0 | 0 | 0 | 38 | 3.1667 | 19 | 0 | 0 | 0 | 0 | 0 | 0 | 19 | 0 | 0 | 0 | 0 | 38 | 3.1667 | 19 | 0 | 0 | 0 | 0 | 0 | 0 | 19 | 0 | 0 | 0 | 0 | 38 | 3.1667
2015 | 12 | 111.1609 | 0 | 615.8528 | 0 | 200 | 20 | 13 | 9 | 60 | 0 |  | 1029.0137 |  | 770.8528 | Total Wholesale | 771 | 1329 | 1078 | 1219 | 1197 | 1303 | 1217.804 | 1269.5025 | 1130.0318 | 1122.755 | 1021.4729 | 1029.0137 | 13687.5798 | 1140.6317 | 1214.7776 | 1108.764 | 1035.2097 | 1035.6809 | 1150.2513 | 1233.9227 | 1230.1404 | 1297.4006 | 1128.4017 | 1149.4183 | 1003.7216 | 967.8008 | 13555.4897 | 1129.6241 | 1202.5713 | 988.547 | 929.9472 | 938.7031 | 1043.077 | 1115.9846 | 1107.8629 | 1284.2889 | 1016.5602 | 1046.1002 | 904.0427 | 863.3935 | 12441.0785 | 1036.7565 | 1162.3748 | 990.3446 | 931.6956 | 943.7688 | 1048.0589 | 1120.0713 | 1114.6045 | 1248.2184 | 1021.7552 | 1049.8021 | 906.3825 | 866.0062 | 12403.0831 | 1033.5903
TOTALS |  | 1582.6658 | 0 | 8643.914 | 0 | 2200 | 355 | 144 | 87 | 621 | 54 | 0 | 13687.5798 |  |  |  | 771 | 1329 | 1078 | 1219 | 1197 | 1303 | 1217.804 | 1269.5025 | 1130.0318 | 1122.755 | 1021.4729 | 1029.0137 | 13687.5798 | 1140.6317 | 1214.7776 | 1108.764 | 1035.2097 | 1035.6809 | 1150.2513 | 1233.9227 | 1230.1404 | 1297.4006 | 1128.4017 | 1149.4183 | 1003.7216 | 967.8008 | 13555.4897 | 1129.6241 | 1202.5713 | 988.547 | 929.9472 | 938.7031 | 1043.077 | 1115.9846 | 1107.8629 | 1284.2889 | 1016.5602 | 1046.1002 | 904.0427 | 863.3935 | 12441.0785 | 1036.7565 | 1162.3748 | 990.3446 | 931.6956 | 943.7688 | 1048.0589 | 1120.0713 | 1114.6045 | 1248.2184 | 1021.7552 | 1049.8021 | 906.3825 | 866.0062 | 12403.0831 | 1033.5903
12CP |  | 131.8888 | 0 | 720.3262 | 0 | 183.3333 | 29.5833 | 12 | 7.25 | 51.75 | 4.5 | 0 | 1140.6317 | MW |  |  | 0 | 0 | 0 | 0 | 0 | 0 | 0 | 0 | 0 | 0 | 0 | 0 | 0 | 0 | 0 | 0 | 0 | 0 | 0 | 0 | 0 | 0 | 0 | 0 | 0 | 0 | 0 | 0 | 0 | 0 | 0 | 0 | 0 | 0 | 0 | 0 | 0 | 0 | 0 | 0 | 0 | 0 | 0 | 0 | 0 | 0 | 0 | 0 | 0 | 0 | 0 | 0 | 0 | 0 | 0 | 0
2016 | 1 | 111.3538 | 0 | 744.4238 | 0 | 200 | 40 | 13 | 9 | 60 | 18 | 19 | 1214.7776 |  | 899.4238 | ($000's)
2016 | 2 | 118.4845 | 0 | 668.2795 | 0 | 200 | 40 | 13 | 9 | 60 | 0 | 0 | 1108.764 |  | 823.2795 | Year | 2015 | 2015 | 2015 | 2015 | 2015 | 2015 | 2015 | 2015 | 2015 | 2015 | 2015 | 2015 | TOTALS | 12CP | 2016 | 2016 | 2016 | 2016 | 2016 | 2016 | 2016 | 2016 | 2016 | 2016 | 2016 | 2016 | TOTALS | 12CP | 2017 | 2017 | 2017 | 2017 | 2017 | 2017 | 2017 | 2017 | 2017 | 2017 | 2017 | 2017 | TOTALS | 12CP | 2018 | 2018 | 2018 | 2018 | 2018 | 2018 | 2018 | 2018 | 2018 | 2018 | 2018 | 2018 | TOTALS | 12CP
2016 | 3 | 112.4383 | 0 | 615.7715 | 0 | 200 | 25 | 13 | 9 | 60 | 0 | 0 | 1035.2097 |  | 770.7715 | Period | 1 | 2 | 3 | 4 | 5 | 6 | 7 | 8 | 9 | 10 | 11 | 12 |  |  | 1 | 2 | 3 | 4 | 5 | 6 | 7 | 8 | 9 | 10 | 11 | 12 |  |  | 1 | 2 | 3 | 4 | 5 | 6 | 7 | 8 | 9 | 10 | 11 | 12 |  |  | 1 | 2 | 3 | 4 | 5 | 6 | 7 | 8 | 9 | 10 | 11 | 12
2016 | 4 | 133.5263 | 0 | 600.1545 | 0 | 200 | 20 | 13 | 9 | 60 | 0 | 0 | 1035.6809 |  | 755.1545 | Florida Keys | 113000 | 116000 | 120000 | 151000 | 138000 | 146000 | 152803.9909 | 149089.2282 | 137523.2967 | 131475.2922 | 116613.096 | 111160.8902 | 1582665.7943 | 131888.8162 | 111353.8133 | 118484.4542 | 112438.2504 | 133526.3448 | 141937.141 | 146075.3472 | 158236.3794 | 154358.2781 | 142401.9885 | 136147.8618 | 120787.1116 | 115128.1316 | 1590875.102 | 132572.9252 | 112403.3928 | 119601.2445 | 113498.0515 | 134784.9143 | 143274.9876 | 147452.199 | 158738.9096 | 155813.2016 | 143744.2166 | 137431.1408 | 121925.6058 | 116213.2865 | 1604881.1506 | 133740.0959 | 113462.8653 | 120728.5613 | 114567.8418 | 136055.3467 | 144625.4442 | 148842.0284 | 161233.7613 | 157281.8388 | 145099.0959 | 138726.5155 | 123074.8311 | 117308.6696 | 1621006.7998 | 135083.9
2016 | 5 | 141.9371 | 0 | 696.3141 | 0 | 200 | 30 | 13 | 9 | 60 | 0 | 0 | 1150.2513 |  | 851.3141 | Key West | 0 | 0 | 0 | 0 | 0 | 0 | 0 | 0 | 0 | 0 | 0 | 0 | 0 | 0 | 0 | 0 | 0 | 0 | 0 | 0 | 0 | 0 | 0 | 0 | 0 | 0 | 0 | 0 | 0 | 0 | 0 | 0 | 0 | 0 | 0 | 0 | 0 | 0 | 0 | 0 | 0 | 0 | 0 | 0 | 0 | 0 | 0 | 0 | 0 | 0 | 0 | 0 | 0 | 0 | 0 | 0
2016 | 6 | 146.0753 | 0 | 765.8474 | 0 | 200 | 40 | 13 | 9 | 60 | 0 | 0 | 1233.9227 |  | 920.8474 | Lee County | 586000 | 907000 | 688000 | 787000 | 761000 | 836000 | 746000 | 768413.2219 | 659508.4951 | 681279.7334 | 607859.7717 | 615852.8135 | 8643914.0356 | 720326.1696 | 744423.7936 | 668279.5181 | 615771.4735 | 600154.5348 | 696314.1169 | 765847.3996 | 744904.029 | 779042.3534 | 668999.7159 | 706270.4348 | 580934.5024 | 545672.6857 | 8116614.5576 | 676384.5465 | 745167.8696 | 668945.8018 | 616449.1384 | 603918.2294 | 699801.9955 | 768532.4062 | 749123.9713 | 783475.677 | 672815.9549 | 708669.0584 | 582117.1219 | 547180.1642 | 8146197.3886 | 678849.7824 | 745911.9457 | 669616.0632 | 617127.7984 | 607713.4473 | 703433.5041 | 771229.2889 | 753370.7069 | 787936.5858 | 676656.0952 | 711075.631 | 583307.6918 | 548697.5149 | 8176076.2733 | 681339.6894
2016 | 7 | 158.2364 | 0 | 744.904 | 0 | 200 | 45 | 13 | 9 | 60 | 0 | 0 | 1230.1404 |  | 899.904 | Metro Dade | 0 | 0 | 0 | 0 | 0 | 0 | 0 | 0 | 0 | 0 | 0 | 0 | 0 | 0 | 0 | 0 | 0 | 0 | 0 | 0 | 0 | 0 | 0 | 0 | 0 | 0 | 0 | 0 | 0 | 0 | 0 | 0 | 0 | 0 | 0 | 0 | 0 | 0 | 0 | 0 | 0 | 0 | 0 | 0 | 0 | 0 | 0 | 0 | 0 | 0 | 0 | 0 | 0 | 0 | 0 | 0
2016 | 8 | 154.3583 | 0 | 779.0424 | 0 | 200 | 45 | 13 | 9 | 60 | 18 | 19 | 1297.4006 |  | 934.0424 | Seminole Agreement | 0 | 200000 | 200000 | 200000 | 200000 | 200000 | 200000 | 200000 | 200000 | 200000 | 200000 | 200000 | 2200000 | 183333.3333 | 200000 | 200000 | 200000 | 200000 | 200000 | 200000 | 200000 | 200000 | 200000 | 200000 | 200000 | 200000 | 2400000 | 200000 | 200000 | 200000 | 200000 | 200000 | 200000 | 200000 | 200000 | 200000 | 200000 | 200000 | 200000 | 200000 | 2400000 | 200000 | 200000 | 200000 | 200000 | 200000 | 200000 | 200000 | 200000 | 200000 | 200000 | 200000 | 200000 | 200000 | 2400000 | 200000
2016 | 9 | 142.402 | 0 | 668.9997 | 0 | 200 | 35 | 13 | 9 | 60 | 0 | 0 | 1128.4017 |  | 823.9997 | New Smyrna Beach | 35000 | 40000 | 20000 | 20000 | 25000 | 40000 | 45000 | 45000 | 30000 | 20000 | 15000 | 20000 | 355000 | 29583.3333 | 40000 | 40000 | 25000 | 20000 | 30000 | 40000 | 45000 | 45000 | 35000 | 25000 | 20000 | 25000 | 390000 | 32500 | 45000 | 0 | 0 | 0 | 0 | 0 | 0 | 45000 | 0 | 0 | 0 | 0 | 90000 | 7500 | 0 | 0 | 0 | 0 | 0 | 0 | 0 | 0 | 0 | 0 | 0 | 0 | 0 | 0
2016 | 10 | 136.1479 | 0 | 706.2704 | 0 | 200 | 25 | 13 | 9 | 60 | 0 | 0 | 1149.4183 |  | 861.2704 | Wauchula | 8000 | 13000 | 10000 | 11000 | 12000 | 13000 | 12000 | 13000 | 13000 | 13000 | 13000 | 13000 | 144000 | 12000 | 13000 | 13000 | 13000 | 13000 | 13000 | 13000 | 13000 | 13000 | 13000 | 13000 | 13000 | 13000 | 156000 | 13000 | 0 | 0 | 0 | 0 | 0 | 0 | 0 | 0 | 0 | 0 | 0 | 0 | 0 | 0 | 0 | 0 | 0 | 0 | 0 | 0 | 0 | 0 | 0 | 0 | 0 | 0 | 0 | 0
2016 | 11 | 120.7871 | 0 | 580.9345 | 0 | 200 | 20 | 13 | 9 | 60 | 0 | 0 | 1003.7216 |  | 735.9345 | Blountstown | 3000 | 8000 | 4000 | 5000 | 7000 | 8000 | 7000 | 9000 | 9000 | 9000 | 9000 | 9000 | 87000 | 7250 | 9000 | 9000 | 9000 | 9000 | 9000 | 9000 | 9000 | 9000 | 9000 | 9000 | 9000 | 9000 | 108000 | 9000 | 0 | 0 | 0 | 0 | 0 | 0 | 0 | 0 | 0 | 0 | 0 | 0 | 0 | 0 | 0 | 0 | 0 | 0 | 0 | 0 | 0 | 0 | 0 | 0 | 0 | 0 | 0 | 0
2016 | 12 | 115.1281 | 0 | 545.6727 | 0 | 200 | 25 | 13 | 9 | 60 | 0 | 0 | 967.8008 |  | 700.6727 | Winter Park | 26000 | 45000 | 36000 | 45000 | 54000 | 60000 | 55000 | 60000 | 60000 | 60000 | 60000 | 60000 | 621000 | 51750 | 60000 | 60000 | 60000 | 60000 | 60000 | 60000 | 60000 | 60000 | 60000 | 60000 | 60000 | 60000 | 720000 | 60000 | 60000 | 0 | 0 | 0 | 0 | 0 | 0 | 60000 | 0 | 0 | 0 | 0 | 120000 | 10000 | 60000 | 0 | 0 | 0 | 0 | 0 | 0 | 60000 | 0 | 0 | 0 | 0 | 120000 | 10000
TOTALS |  | 1590.8751 | 0 | 8116.6146 | 0 | 2400 | 390 | 156 | 108 | 720 | 36 | 38 | 13555.4897 |  |  | Homestead | 0 | 0 | 0 | 0 | 0 | 0 | 0 | 25000 | 21000 | 8000 | 0 | 0 | 54000 | 4500 | 18000 | 0 | 0 | 0 | 0 | 0 | 0 | 18000 | 0 | 0 | 0 | 0 | 36000 | 3000 | 21000 | 0 | 0 | 0 | 0 | 0 | 0 | 21000 | 0 | 0 | 0 | 0 | 42000 | 3500 | 24000 | 0 | 0 | 0 | 0 | 0 | 0 | 24000 | 0 | 0 | 0 | 0 | 48000 | 4000
12CP |  | 132.5729 | 0 | 676.3845 | 0 | 200 | 32.5 | 13 | 9 | 60 | 3 | 3.1667 | 1129.6241 | MW |  | Quincy | 0 | 0 | 0 | 0 | 0 | 0 | 0 | 0 | 0 | 0 | 0 | 0 | 0 | 0 | 19000 | 0 | 0 | 0 | 0 | 0 | 0 | 19000 | 0 | 0 | 0 | 0 | 38000 | 3166.6667 | 19000 | 0 | 0 | 0 | 0 | 0 | 0 | 19000 | 0 | 0 | 0 | 0 | 38000 | 3166.6667 | 19000 | 0 | 0 | 0 | 0 | 0 | 0 | 19000 | 0 | 0 | 0 | 0 | 38000 | 3166.6667
2017 | 1 | 112.4034 | 0 | 745.1679 | 0 | 200 | 45 |  | 0 | 60 | 21 | 19 | 1202.5713 |  | 900.1679 | Total Wholesale | 771000 | 1329000 | 1078000 | 1219000 | 1197000 | 1303000 | 1217803.9909 | 1269502.4501 | 1130031.7919 | 1122755.0256 | 1021472.8677 | 1029013.7038 | 13687579.8299 | 1140631.6525 | 1214777.6069 | 1108763.9723 | 1035209.724 | 1035680.8796 | 1150251.2579 | 1233922.7468 | 1230140.4084 | 1297400.6314 | 1128401.7044 | 1149418.2966 | 1003721.614 | 967800.8173 | 13555489.6596 | 1129624.1383 | 1202571.2624 | 988547.0463 | 929947.1899 | 938703.1438 | 1043076.9831 | 1115984.6051 | 1107862.8809 | 1284288.8787 | 1016560.1715 | 1046100.1991 | 904042.7277 | 863393.4507 | 12441078.5392 | 1036756.5449 | 1162374.8109 | 990344.6245 | 931695.6401 | 943768.794 | 1048058.9483 | 1120071.3173 | 1114604.4682 | 1248218.4246 | 1021755.1912 | 1049802.1464 | 906382.5229 | 866006.1845 | 12403083.0731 | 1033590.2561
2017 | 2 | 119.6012 | 0 | 668.9458 | 0 | 200 | 0 |  | 0 | 0 | 0 | 0 | 988.547 |  | 823.9458 |  | 0 | 0 | 0 | 0 | 0 | 0 | 0 | 0 | 0 | 0 | 0 | 0 | 0 | 0 | 0 | 0 | 0 | 0 | 0 | 0 | 0 | 0 | 0 | 0 | 0 | 0 | 0 | 0 | 0 | 0 | 0 | 0 | 0 | 0 | 0 | 0 | 0 | 0 | 0 | 0 | 0 | 0 | 0 | 0 | 0 | 0 | 0 | 0 | 0 | 0 | 0 | 0 | 0 | 0 | 0 | 0
2017 | 3 | 113.4981 | 0 | 616.4491 | 0 | 200 | 0 |  | 0 | 0 | 0 | 0 | 929.9472 |  | 771.4491
2017 | 4 | 134.7849 | 0 | 603.9182 | 0 | 200 | 0 |  | 0 | 0 | 0 | 0 | 938.7031 |  | 758.9182 | PASTED VALUES ($000s)
2017 | 5 | 143.275 | 0 | 699.802 | 0 | 200 | 0 |  |  | 0 | 0 | 0 | 1043.077 |  | 854.802 | Year | 2015 | 2015 | 2015 | 2015 | 2015 | 2015 | 2015 | 2015 | 2015 | 2015 | 2015 | 2015 | 2016 | 2016 | 2016 | 2016 | 2016 | 2016 | 2016 | 2016 | 2016 | 2016 | 2016 | 2016 | 2017 | 2017 | 2017 | 2017 | 2017 | 2017 | 2017 | 2017 | 2017 | 2017 | 2017 | 2017 | 2018 | 2018 | 2018 | 2018 | 2018 | 2018 | 2018 | 2018 | 2018 | 2018 | 2018 | 2018
2017 | 6 | 147.4522 | 0 | 768.5324 | 0 | 200 | 0 |  |  | 0 | 0 | 0 | 1115.9846 |  | 923.5324 | Period | 1 | 2 | 3 | 4 | 5 | 6 | 7 | 8 | 9 | 10 | 11 | 12 | 1 | 2 | 3 | 4 | 5 | 6 | 7 | 8 | 9 | 10 | 11 | 12 | 1 | 2 | 3 | 4 | 5 | 6 | 7 | 8 | 9 | 10 | 11 | 12 | 1 | 2 | 3 | 4 | 5 | 6 | 7 | 8 | 9 | 10 | 11 | 12
2017 | 7 | 158.7389 | 0 | 749.124 | 0 | 200 | 0 |  |  | 0 | 0 | 0 | 1107.8629 |  | 904.124 | Florida Keys | 113000 | 116000 | 120000 | 151000 | 138000 | 146000 | 152803.9909 | 149089.2282 | 137523.2967 | 131475.2922 | 116613.096 | 111160.8902 | 111353.8133 | 118484.4542 | 112438.2504 | 133526.3448 | 141937.141 | 146075.3472 | 158236.3794 | 154358.2781 | 142401.9885 | 136147.8618 | 120787.1116 | 115128.1316 | 112403.3928 | 119601.2445 | 113498.0515 | 134784.9143 | 143274.9876 | 147452.199 | 158738.9096 | 155813.2016 | 143744.2166 | 137431.1408 | 121925.6058 | 116213.2865 | 113462.8653 | 120728.5613 | 114567.8418 | 136055.3467 | 144625.4442 | 148842.0284 | 161233.7613 | 157281.8388 | 145099.0959 | 138726.5155 | 123074.8311 | 117308.6696
2017 | 8 | 155.8132 | 0 | 783.4757 | 0 | 200 | 45 |  |  | 60 | 21 | 19 | 1284.2889 |  | 938.4757 | Key West | 0 | 0 | 0 | 0 | 0 | 0 | 0 | 0 | 0 | 0 | 0 | 0 | 0 | 0 | 0 | 0 | 0 | 0 | 0 | 0 | 0 | 0 | 0 | 0 | 0 | 0 | 0 | 0 | 0 | 0 | 0 | 0 | 0 | 0 | 0 | 0 | 0 | 0 | 0 | 0 | 0 | 0 | 0 | 0 | 0 | 0 | 0 | 0
2017 | 9 | 143.7442 | 0 | 672.816 | 0 | 200 | 0 |  |  | 0 | 0 | 0 | 1016.5602 |  | 827.816 | Lee County | 586000 | 907000 | 688000 | 787000 | 761000 | 836000 | 746000 | 768413.2219 | 659508.4951 | 681279.7334 | 607859.7717 | 615852.8135 | 744423.7936 | 668279.5181 | 615771.4735 | 600154.5348 | 696314.1169 | 765847.3996 | 744904.029 | 779042.3534 | 668999.7159 | 706270.4348 | 580934.5024 | 545672.6857 | 745167.8696 | 668945.8018 | 616449.1384 | 603918.2294 | 699801.9955 | 768532.4062 | 749123.9713 | 783475.677 | 672815.9549 | 708669.0584 | 582117.1219 | 547180.1642 | 745911.9457 | 669616.0632 | 617127.7984 | 607713.4473 | 703433.5041 | 771229.2889 | 753370.7069 | 787936.5858 | 676656.0952 | 711075.631 | 583307.6918 | 548697.5149
2017 | 10 | 137.4311 | 0 | 708.6691 | 0 | 200 | 0 |  |  | 0 | 0 | 0 | 1046.1002 |  | 863.6691 | Metro Dade | 0 | 0 | 0 | 0 | 0 | 0 | 0 | 0 | 0 | 0 | 0 | 0 | 0 | 0 | 0 | 0 | 0 | 0 | 0 | 0 | 0 | 0 | 0 | 0 | 0 | 0 | 0 | 0 | 0 | 0 | 0 | 0 | 0 | 0 | 0 | 0 | 0 | 0 | 0 | 0 | 0 | 0 | 0 | 0 | 0 | 0 | 0 | 0
2017 | 11 | 121.9256 | 0 | 582.1171 | 0 | 200 | 0 |  |  | 0 | 0 | 0 | 904.0427 |  | 737.1171 | Seminole Agreement | 0 | 200000 | 200000 | 200000 | 200000 | 200000 | 200000 | 200000 | 200000 | 200000 | 200000 | 200000 | 200000 | 200000 | 200000 | 200000 | 200000 | 200000 | 200000 | 200000 | 200000 | 200000 | 200000 | 200000 | 200000 | 200000 | 200000 | 200000 | 200000 | 200000 | 200000 | 200000 | 200000 | 200000 | 200000 | 200000 | 200000 | 200000 | 200000 | 200000 | 200000 | 200000 | 200000 | 200000 | 200000 | 200000 | 200000 | 200000
2017 | 12 | 116.2133 | 0 | 547.1802 | 0 | 200 | 0 |  |  | 0 | 0 | 0 | 863.3935 |  | 702.1802 | New Smyrna Beach | 35000 | 40000 | 20000 | 20000 | 25000 | 40000 | 45000 | 45000 | 30000 | 20000 | 15000 | 20000 | 40000 | 40000 | 25000 | 20000 | 30000 | 40000 | 45000 | 45000 | 35000 | 25000 | 20000 | 25000 | 45000 | 0 | 0 | 0 | 0 | 0 | 0 | 45000 | 0 | 0 | 0 | 0 | 0 | 0 | 0 | 0 | 0 | 0 | 0 | 0 | 0 | 0 | 0 | 0
TOTALS |  | 1604.8812 | 0 | 8146.1974 | 0 | 2400 | 90 | 0 | 0 | 120 | 42 | 38 | 12441.0785 |  |  | Wauchula | 8000 | 13000 | 10000 | 11000 | 12000 | 13000 | 12000 | 13000 | 13000 | 13000 | 13000 | 13000 | 13000 | 13000 | 13000 | 13000 | 13000 | 13000 | 13000 | 13000 | 13000 | 13000 | 13000 | 13000 | 0 | 0 | 0 | 0 | 0 | 0 | 0 | 0 | 0 | 0 | 0 | 0 | 0 | 0 | 0 | 0 | 0 | 0 | 0 | 0 | 0 | 0 | 0 | 0
12CP |  | 133.7401 | 0 | 678.8498 | 0 | 200 | 7.5 | 0 | 0 | 10 | 3.5 | 3.1667 | 1036.7565 | MW |  | Blountstown | 3000 | 8000 | 4000 | 5000 | 7000 | 8000 | 7000 | 9000 | 9000 | 9000 | 9000 | 9000 | 9000 | 9000 | 9000 | 9000 | 9000 | 9000 | 9000 | 9000 | 9000 | 9000 | 9000 | 9000 | 0 | 0 | 0 | 0 | 0 | 0 | 0 | 0 | 0 | 0 | 0 | 0 | 0 | 0 | 0 | 0 | 0 | 0 | 0 | 0 | 0 | 0 | 0 | 0
2018 | 1 | 113.4629 | 0 | 745.9119 | 0 | 200 |  |  |  | 60 | 24 | 19 | 1162.3748 |  | 900.9119 | Winter Park | 26000 | 45000 | 36000 | 45000 | 54000 | 60000 | 55000 | 60000 | 60000 | 60000 | 60000 | 60000 | 60000 | 60000 | 60000 | 60000 | 60000 | 60000 | 60000 | 60000 | 60000 | 60000 | 60000 | 60000 | 60000 | 0 | 0 | 0 | 0 | 0 | 0 | 60000 | 0 | 0 | 0 | 0 | 60000 | 0 | 0 | 0 | 0 | 0 | 0 | 60000 | 0 | 0 | 0 | 0
2018 | 2 | 120.7286 | 0 | 669.6161 | 0 | 200 |  |  |  | 0 | 0 | 0 | 990.3446 |  | 824.6161 | Homestead | 0 | 0 | 0 | 0 | 0 | 0 | 0 | 25000 | 21000 | 8000 | 0 | 0 | 18000 | 0 | 0 | 0 | 0 | 0 | 0 | 18000 | 0 | 0 | 0 | 0 | 21000 | 0 | 0 | 0 | 0 | 0 | 0 | 21000 | 0 | 0 | 0 | 0 | 24000 | 0 | 0 | 0 | 0 | 0 | 0 | 24000 | 0 | 0 | 0 | 0
2018 | 3 | 114.5678 | 0 | 617.1278 | 0 | 200 |  |  |  | 0 | 0 | 0 | 931.6956 |  | 772.1278 | Quincy | 0 | 0 | 0 | 0 | 0 | 0 | 0 | 0 | 0 | 0 | 0 | 0 | 19000 | 0 | 0 | 0 | 0 | 0 | 0 | 19000 | 0 | 0 | 0 | 0 | 19000 | 0 | 0 | 0 | 0 | 0 | 0 | 19000 | 0 | 0 | 0 | 0 | 19000 | 0 | 0 | 0 | 0 | 0 | 0 | 19000 | 0 | 0 | 0 | 0
2018 | 4 | 136.0553 | 0 | 607.7134 | 0 | 200 |  |  |  | 0 | 0 | 0 | 943.7688 |  | 762.7134 | Total Wholesale | 771000 | 1329000 | 1078000 | 1219000 | 1197000 | 1303000 | 1217803.9909 | 1269502.4501 | 1130031.7919 | 1122755.0256 | 1021472.8677 | 1029013.7038 | 1214777.6069 | 1108763.9723 | 1035209.724 | 1035680.8796 | 1150251.2579 | 1233922.7468 | 1230140.4084 | 1297400.6314 | 1128401.7044 | 1149418.2966 | 1003721.614 | 967800.8173 | 1202571.2624 | 988547.0463 | 929947.1899 | 938703.1438 | 1043076.9831 | 1115984.6051 | 1107862.8809 | 1284288.8787 | 1016560.1715 | 1046100.1991 | 904042.7277 | 863393.4507 | 1162374.8109 | 990344.6245 | 931695.6401 | 943768.794 | 1048058.9483 | 1120071.3173 | 1114604.4682 | 1248218.4246 | 1021755.1912 | 1049802.1464 | 906382.5229 | 866006.1845
2018 | 5 | 144.6254 | 0 | 703.4335 | 0 | 200 |  |  |  | 0 | 0 | 0 | 1048.0589 |  | 858.4335 |  | 0 | 0 | 0 | 0 | 0 | 0 | 0 | 0 | 0 | 0 | 0 | 0 | 0 | 0 | 0 | 0 | 0 | 0 | 0 | 0 | 0 | 0 | 0 | 0 | 0 | 0 | 0 | 0 | 0 | 0 | 0 | 0 | 0 | 0 | 0 | 0 | 0 | 0 | 0 | 0 | 0 | 0 | 0 | 0 | 0 | 0 | 0 | 0
2018 | 6 | 148.842 | 0 | 771.2293 | 0 | 200 |  |  |  | 0 | 0 | 0 | 1120.0713 |  | 926.2293
2018 | 7 | 161.2338 | 0 | 753.3707 | 0 | 200 |  |  |  | 0 | 0 | 0 | 1114.6045 |  | 908.3707
2018 | 8 | 157.2818 | 0 | 787.9366 | 0 | 200 |  |  |  | 60 | 24 | 19 | 1248.2184 |  | 942.9366
2018 | 9 | 145.0991 | 0 | 676.6561 | 0 | 200 |  |  |  | 0 | 0 | 0 | 1021.7552 |  | 831.6561
2018 | 10 | 138.7265 | 0 | 711.0756 | 0 | 200 |  |  |  | 0 | 0 | 0 | 1049.8021 |  | 866.0756
2018 | 11 | 123.0748 | 0 | 583.3077 | 0 | 200 |  |  |  | 0 | 0 | 0 | 906.3825 |  | 738.3077
2018 | 12 | 117.3087 | 0 | 548.6975 | 0 | 200 |  |  |  | 0 | 0 | 0 | 866.0062 |  | 703.6975
TOTALS |  | 1621.0068 | 0 | 8176.0763 | 0 | 2400 | 0 | 0 | 0 | 120 | 48 | 38 | 12403.0831
12CP |  | 135.0839 | 0 | 681.3397 | 0 | 200 | 0 | 0 | 0 | 10 | 4 | 3.1667 | 1033.5903 | MW
2019 | 1 | 106.2498 | 0 | 818.2956 | 0 | 200 |  |  |  | 0 |  |  | 1124.5454 |  | 973.2956
2019 | 2 | 116.7313 | 0 | 698.5219 | 0 | 200 |  |  |  | 0 |  |  | 1015.2532 |  | 853.5219
2019 | 3 | 109.0965 | 0 | 639.02 | 0 | 200 |  |  |  | 0 |  |  | 948.1166 |  | 794.02
2019 | 4 | 130.3003 | 0 | 645.9004 | 0 | 200 |  |  |  | 0 |  |  | 976.2007 |  | 800.9004
2019 | 5 | 141.0523 | 0 | 730.7655 | 0 | 200 |  |  |  | 0 |  |  | 1071.8179 |  | 885.7655
2019 | 6 | 141.5886 | 0 | 762.8138 | 0 | 200 |  |  |  | 0 |  |  | 1104.4024 |  | 917.8138
2019 | 7 | 156.9335 | 0 | 790.7923 | 0 | 200 |  |  |  | 0 |  |  | 1147.7258 |  | 945.7923
2019 | 8 | 155.7179 | 0 | 793.4358 | 0 | 200 |  |  |  | 0 |  |  | 1149.1537 |  | 948.4358
2019 | 9 | 144.5522 | 0 | 765.6188 | 0 | 200 |  |  |  | 0 |  |  | 1110.171 |  | 920.6188
2019 | 10 | 132.8807 | 0 | 714.4475 | 0 | 200 |  |  |  | 0 |  |  | 1047.3282 |  | 869.4475
2019 | 11 | 118.0434 | 0 | 653.6183 | 0 | 200 |  |  |  | 0 |  |  | 971.6618 |  | 808.6183
2019 | 12 | 113.5737 | 0 | 637.6136 | 0 | 200 |  |  |  | 0 |  |  | 951.1873 |  | 792.6136
TOTALS |  | 1566.7203 | 0 | 8650.8437 | 0 | 2400 | 0 | 0 | 0 | 0 |  |  | 12617.564
12CP |  | 130.56 | 0 | 720.9036 | 0 | 200 | 0 | 0 | 0 | 0 |  |  | 1051.4637 | MW
2020 | 1 | 106.7917 | 0 | 825.8121 | 0 | 200 | [6 empty] | 1132.6038 |  | 980.8121
2020 | 2 | 117.3266 | 0 | 705.698 | 0 | 200 | [6 empty] | 1023.0246 |  | 860.698
2020 | 3 | 109.6529 | 0 | 645.6233 | 0 | 200 | [6 empty] | 955.2763 |  | 800.6233
2020 | 4 | 130.9648 | 0 | 651.4378 | 0 | 200 | [6 empty] | 982.4026 |  | 806.4378
2020 | 5 | 141.7717 | 0 | 733.929 | 0 | 200 | [6 empty] | 1075.7007 |  | 888.929
2020 | 6 | 142.3107 | 0 | 764.2517 | 0 | 200 | [6 empty] | 1106.5623 |  | 919.2517
2020 | 7 | 157.7342 | 0 | 790.9915 | 0 | 200 | [6 empty] | 1148.7257 |  | 945.9915
2020 | 8 | 156.5121 | 0 | 793.4096 | 0 | 200 | [6 empty] | 1149.9217 |  | 948.4096
2020 | 9 | 145.2895 | 0 | 766.6013 | 0 | 200 | [6 empty] | 1111.8907 |  | 921.6013
2020 | 10 | 133.5584 | 0 | 717.5529 | 0 | 200 | [6 empty] | 1051.1113 |  | 872.5529
2020 | 11 | 118.6455 | 0 | 659.7245 | 0 | 200 | [6 empty] | 978.3699 |  | 814.7245
2020 | 12 | 114.1529 | 0 | 644.5674 | 0 | 200 | [6 empty] | 958.7204 |  | 799.5674
2021 | 1 | 107.3363 | 0 | 833.3082 | 0 | 200 | [6 empty] | 1140.6445 |  | 988.3082
2021 | 2 | 117.925 | 0 | 712.3373 | 0 | 200 | [6 empty] | 1030.2623 |  | 867.3373
2021 | 3 | 110.2122 | 0 | 652.342 | 0 | 200 | [6 empty] | 962.5542 |  | 807.342
2021 | 4 | 131.6327 | 0 | 657.1872 | 0 | 200 | [6 empty] | 988.8199 |  | 812.1872
2021 | 5 | 142.4948 | 0 | 738.1844 | 0 | 200 | [6 empty] | 1080.6791 |  | 893.1844
2021 | 6 | 143.0365 | 0 | 767.047 | 0 | 0 | [6 empty] | 910.0835 |  | 722.047
2021 | 7 | 158.5389 | 0 | 793.1081 | 0 | 0 | [6 empty] | 951.647 |  | 748.1081
2021 | 8 | 157.3103 | 0 | 795.4213 | 0 | 0 | [6 empty] | 952.7316 |  | 750.4213
2021 | 9 | 146.0304 | 0 | 769.1189 | 0 | 0 | [6 empty] | 915.1493 |  | 724.1189
2021 | 10 | 134.2396 | 0 | 721.4441 | 0 | 0 | [6 empty] | 855.6837 |  | 676.4441
2021 | 11 | 119.2506 | 0 | 665.688 | 0 | 0 | [6 empty] | 784.9385 |  | 620.688
2021 | 12 | 114.7351 | 0 | 651.1213 | 0 | 0 | [6 empty] | 765.8565 |  | 606.1213
2022 | 1 | 107.8837 | 0 | 840.2346 | 0 | 0 | [6 empty] | 948.1183 |  | 795.2346
2022 | 2 | 118.5264 | 0 | 718.9583 | 0 | 0 | [6 empty] | 837.4847 |  | 673.9583
2022 | 3 | 110.7742 | 0 | 658.9306 | 0 | 0 | [6 empty] | 769.7048 |  | 613.9306
2022 | 4 | 132.3041 | 0 | 663.0921 | 0 | 0 | [6 empty] | 795.3962 |  | 618.0921
2022 | 5 | 143.2215 | 0 | 742.8709 | 0 | 0 | [6 empty] | 886.0924 |  | 697.8709
2022 | 6 | 143.766 | 0 | 771.414 | 0 | 0 | [6 empty] | 915.1799 |  | 726.414
2022 | 7 | 159.3475 | 0 | 797.0768 | 0 | 0 | [6 empty] | 956.4244 |  | 752.0768
2022 | 8 | 158.1126 | 0 | 799.3809 | 0 | 0 | [6 empty] | 957.4935 |  | 754.3809
2022 | 9 | 146.7752 | 0 | 773.6168 | 0 | 0 | [6 empty] | 920.392 |  | 728.6168
2022 | 10 | 134.9242 | 0 | 727.0347 | 0 | 0 | [6 empty] | 861.9589 |  | 682.0347
2022 | 11 | 119.8587 | 0 | 672.8542 | 0 | 0 | [6 empty] | 792.713 |  | 627.8542
2022 | 12 | 115.3203 | 0 | 658.5282 | 0 | 0 | [6 empty] | 773.8484 |  | 613.5282
2023 | 1 | 108.4339 | 0 | 847.9935 | 0 | 0 | [6 empty] | 956.4275 |  | 802.9935
2023 | 2 | 119.1309 | 0 | 726.4543 | 0 | 0 | [6 empty] | 845.5852 |  | 681.4543
2023 | 3 | 111.3392 | 0 | 666.7929 | 0 | 0 | [6 empty] | 778.1321 |  | 621.7929
2023 | 4 | 132.9788 | 0 | 670.6632 | 0 | 0 | [6 empty] | 803.642 |  | 625.6632
2023 | 5 | 143.9519 | 0 | 749.9502 | 0 | 0 | [6 empty] | 893.9021 |  | 704.9502
2023 | 6 | 144.4992 | 0 | 778.1523 | 0 | 0 | [6 empty] | 922.6515 |  | 733.1523
2023 | 7 | 160.1601 | 0 | 803.5777 | 0 | 0 | [6 empty] | 963.7378 |  | 758.5777
2023 | 8 | 158.9189 | 0 | 805.8115 | 0 | 0 | [6 empty] | 964.7304 |  | 760.8115
2023 | 9 | 147.5237 | 0 | 780.3078 | 0 | 0 | [6 empty] | 927.8315 |  | 735.3078
2023 | 10 | 135.6123 | 0 | 734.263 | 0 | 0 | [6 empty] | 869.8753 |  | 689.263
2023 | 11 | 120.47 | 0 | 680.9568 | 0 | 0 | [6 empty] | 801.4269 |  | 635.9568
2023 | 12 | 115.9084 | 0 | 666.5947 | 0 | 0 | [6 empty] | 782.5031 |  | 621.5947
2024 | 1 | 108.987 | 0 | 856.2036 | 0 | 0 | [6 empty] | 965.1906 |  | 811.2036
2024 | 2 | 119.7385 | 0 | 734.5969 | 0 | 0 | [6 empty] | 854.3354 |  | 689.5969
2024 | 3 | 111.907 | 0 | 674.8045 | 0 | 0 | [6 empty] | 786.7115 |  | 629.8045
2024 | 4 | 133.657 | 0 | 678.2797 | 0 | 0 | [6 empty] | 811.9367 |  | 633.2797
2024 | 5 | 144.6861 | 0 | 757.3101 | 0 | 0 | [6 empty] | 901.9962 |  | 712.3101
2024 | 6 | 145.2361 | 0 | 785.3035 | 0 | 0 | [6 empty] | 930.5396 |  | 740.3035
2024 | 7 | 160.9766 | 0 | 810.5738 | 0 | 0 | [6 empty] | 971.5504 |  | 765.5738
2024 | 8 | 159.7294 | 0 | 812.6587 | 0 | 0 | [6 empty] | 972.3881 |  | 767.6587
2024 | 9 | 148.2761 | 0 | 787.1849 | 0 | 0 | [6 empty] | 935.461 |  | 742.1849
2024 | 10 | 136.3039 | 0 | 741.3249 | 0 | 0 | [6 empty] | 877.6288 |  | 696.3249
2024 | 11 | 121.0844 | 0 | 688.506 | 0 | 0 | [6 empty] | 809.5905 |  | 643.506
2024 | 12 | 116.4995 | 0 | 674.1917 | 0 | 0 | [6 empty] | 790.6912 |  | 629.1917
2025 | 1 | 109.5428 | 0 | 864.0102 | 0 | 0 | [6 empty] | 973.553 |  | 819.0102
2025 | 2 | 120.3491 | 0 | 741.7602 | 0 | 0 | [6 empty] | 862.1093 |  | 696.7602
2025 | 3 | 112.4778 | 0 | 682.7602 | 0 | 0 | [6 empty] | 795.238 |  | 637.7602
2025 | 4 | 134.3386 | 0 | 686.0168 | 0 | 0 | [6 empty] | 820.3555 |  | 641.0168
2025 | 5 | 145.424 | 0 | 764.9776 | 0 | 0 | [6 empty] | 910.4016 |  | 719.9776
2025 | 6 | 145.9768 | 0 | 792.9534 | 0 | 0 | [6 empty] | 938.9302 |  | 747.9534
2025 | 7 | 161.7972 | 0 | 818.2395 | 0 | 0 | [6 empty] | 980.0367 |  | 773.2395
2025 | 8 | 160.544 | 0 | 820.3206 | 0 | 0 | [6 empty] | 980.8646 |  | 775.3206
2025 | 9 | 149.0323 | 0 | 794.9071 | 0 | 0 | [6 empty] | 943.9394 |  | 749.9071
2025 | 10 | 136.9991 | 0 | 749.0291 | 0 | 0 | [6 empty] | 886.0282 |  | 704.0291
2025 | 11 | 121.7019 | 0 | 696.2102 | 0 | 0 | [6 empty] | 817.9121 |  | 651.2102
2025 | 12 | 117.0937 | 0 | 681.4148 | 0 | 0 | [6 empty] | 798.5085 |  | 636.4148
2026 | 1 | 110.1015 | 0 | 871.1203 | 0 | 0 | [6 empty] | 981.2217 |  | 826.1203
2026 | 2 | 120.9629 | 0 | 748.7288 | 0 | 0 | [6 empty] | 869.6917 |  | 703.7288
2026 | 3 | 113.0514 | 0 | 690.4179 | 0 | 0 | [6 empty] | 803.4693 |  | 645.4179
2026 | 4 | 135.0238 | 0 | 693.8604 | 0 | 0 | [6 empty] | 828.8842 |  | 648.8604
2026 | 5 | 146.1656 | 0 | 773.0337 | 0 | 0 | [6 empty] | 919.1993 |  | 728.0337
2026 | 6 | 146.7213 | 0 | 801.1426 | 0 | 0 | [6 empty] | 947.8639 |  | 756.1426
2026 | 7 | 162.6221 | 0 | 826.4771 | 0 | 0 | [6 empty] | 989.0991 |  | 781.4771
2026 | 8 | 161.3628 | 0 | 828.5309 | 0 | 0 | [6 empty] | 989.8937 |  | 783.5309
2026 | 9 | 149.7924 | 0 | 803.2401 | 0 | 0 | [6 empty] | 953.0325 |  | 758.2401
2026 | 10 | 137.6978 | 0 | 757.6009 | 0 | 0 | [6 empty] | 895.2986 |  | 712.6009
2026 | 11 | 122.3226 | 0 | 705.3606 | 0 | 0 | [6 empty] | 827.6832 |  | 660.3606
2026 | 12 | 117.6909 | 0 | 690.6302 | 0 | 0 | [6 empty] | 808.321 |  | 645.6302
2027 | 1 | 110.663 | 0 | 880.5792 | 0 | 0 | [6 empty] | 991.2422 |  | 835.5792
2027 | 2 | 121.5798 | 0 | 757.8588 | 0 | 0 | [6 empty] | 879.4387 |  | 712.8588
2027 | 3 | 113.628 | 0 | 699.9769 | 0 | 0 | [6 empty] | 813.6048 |  | 654.9769
2027 | 4 | 135.7124 | 0 | 703.0556 | 0 | 0 | [6 empty] | 838.768 |  | 658.0556
2027 | 5 | 146.9111 | 0 | 782.0454 | 0 | 0 | [6 empty] | 928.9564 |  | 737.0454
2027 | 6 | 147.4696 | 0 | 809.9972 | 0 | 0 | [6 empty] | 957.4668 |  | 764.9972
2027 | 7 | 163.4511 | 0 | 835.1851 | 0 | 0 | [6 empty] | 998.6362 |  | 790.1851
2027 | 8 | 162.1858 | 0 | 837.0404 | 0 | 0 | [6 empty] | 999.2261 |  | 792.0404
2027 | 9 | 150.5563 | 0 | 811.6383 | 0 | 0 | [6 empty] | 962.1946 |  | 766.6383
2027 | 10 | 138.4 | 0 | 765.8353 | 0 | 0 | [6 empty] | 904.2353 |  | 720.8353
2027 | 11 | 122.9465 | 0 | 713.5056 | 0 | 0 | [6 empty] | 836.4521 |  | 668.5056
2027 | 12 | 118.2911 | 0 | 698.235 | 0 | 0 | [6 empty] | 816.5261 |  | 653.235
2028 | 1 | 111.2274 | 0 | 888.0076 | 0 | 0 | [6 empty] | 999.2349 |  | 843.0076
2028 | 2 | 122.1999 | 0 | 765.4186 | 0 | 0 | [6 empty] | 887.6185 |  | 720.4186
2028 | 3 | 114.2075 | 0 | 707.6778 | 0 | 0 | [6 empty] | 821.8852 |  | 662.6778
2028 | 4 | 136.4045 | 0 | 710.745 | 0 | 0 | [6 empty] | 847.1495 |  | 665.745
2028 | 5 | 147.6603 | 0 | 789.7926 | 0 | 0 | [6 empty] | 937.4529 |  | 744.7926
2028 | 6 | 148.2217 | 0 | 817.7593 | 0 | 0 | [6 empty] | 965.9809 |  | 772.7593
2028 | 7 | 164.2844 | 0 | 842.9529 | 0 | 0 | [6 empty] | 1007.2373 |  | 797.9529
2028 | 8 | 163.0129 | 0 | 844.8186 | 0 | 0 | [6 empty] | 1007.8315 |  | 799.8186
2028 | 9 | 151.3242 | 0 | 819.5234 | 0 | 0 | [6 empty] | 970.8476 |  | 774.5234
2028 | 10 | 139.1059 | 0 | 773.7202 | 0 | 0 | [6 empty] | 912.8261 |  | 728.7202
2028 | 11 | 123.5735 | 0 | 721.3827 | 0 | 0 | [6 empty] | 844.9562 |  | 676.3827
2028 | 12 | 118.8944 | 0 | 705.623 | 0 | 0 | [6 empty] | 824.5174 |  | 660.623
2029 | 1 | 111.7946 | 0 | 895.2315 | 0 | 0 | [6 empty] | 1007.0261 |  | 850.2315
2029 | 2 | 122.8231 | 0 | 771.9491 | 0 | 0 | [6 empty] | 894.7722 |  | 726.9491
2029 | 3 | 114.7899 | 0 | 715.0858 | 0 | 0 | [6 empty] | 829.8757 |  | 670.0858
2029 | 4 | 137.1002 | 0 | 718.0704 | 0 | 0 | [6 empty] | 855.1706 |  | 673.0704
2029 | 5 | 148.4134 | 0 | 797.075 | 0 | 0 | [6 empty] | 945.4884 |  | 752.075
2029 | 6 | 148.9776 | 0 | 824.9412 | 0 | 0 | [6 empty] | 973.9188 |  | 779.9412
2029 | 7 | 165.1219 | 0 | 850.0578 | 0 | 0 | [6 empty] | 1015.1797 |  | 805.0578
2029 | 8 | 163.8443 | 0 | 851.9202 | 0 | 0 | [6 empty] | 1015.7644 |  | 806.9202
2029 | 9 | 152.0959 | 0 | 826.7408 | 0 | 0 | [6 empty] | 978.8367 |  | 781.7408
2029 | 10 | 139.8153 | 0 | 780.9243 | 0 | 0 | [6 empty] | 920.7396 |  | 735.9243
2029 | 11 | 124.2037 | 0 | 728.5148 | 0 | 0 | [6 empty] | 852.7185 |  | 683.5148
2029 | 12 | 119.5007 | 0 | 712.2489 | 0 | 0 | [6 empty] | 831.7497 |  | 667.2489
2030 | 1 | 112.3648 | 0 | 901.688 | 0 | 0 | [6 empty] | 1014.0528 |  | 856.688
2030 | 2 | 123.4495 | 0 | 778.5354 | 0 | 0 | [6 empty] | 901.9849 |  | 733.5354
2030 | 3 | 115.3753 | 0 | 722.5714 | 0 | 0 | [6 empty] | 837.9468 |  | 677.5714
2030 | 4 | 137.7994 | 0 | 725.4713 | 0 | 0 | [6 empty] | 863.2707 |  | 680.4713
2030 | 5 | 149.1703 | 0 | 804.4247 | 0 | 0 | [6 empty] | 953.595 |  | 759.4247
2030 | 6 | 149.7374 | 0 | 832.1861 | 0 | 0 | [6 empty] | 981.9235 |  | 787.1861
2030 | 7 | 165.9637 | 0 | 857.2226 | 0 | 0 | [6 empty] | 1023.1863 |  | 812.2226
2030 | 8 | 164.6799 | 0 | 859.0814 | 0 | 0 | [6 empty] | 1023.7613 |  | 814.0814
2030 | 9 | 152.8716 | 0 | 834.0218 | 0 | 0 | [6 empty] | 986.8934
2030 | 10 | 140.5284 | 0 | 788.1955 | 0 | 0 | [6 empty] | 928.7239
2030 | 11 | 124.8372 | 0 | 735.7174 | 0 | 0 | [6 empty] | 860.5546
2030 | 12 | 120.1102 | 0 | 718.9371 | 0 | 0 | [6 empty] | 839.0473
2031 | 1 | 112.9378 | 0 | 908.191 | 0 | 0 | [6 empty] | 1021.1289
2031 | 2 | 124.0791 | 0 | 785.1778 | 0 | 0 | [6 empty] | 909.2569
2031 | 3 | 115.9638 | 0 | 730.1354 | 0 | 0 | [6 empty] | 846.0991
2031 | 4 | 138.5022 | 0 | 732.9486 | 0 | 0 | [6 empty] | 871.4507
2031 | 5 | 149.9311 | 0 | 811.8421 | 0 | 0 | [6 empty] | 961.7731
2031 | 6 | 150.501 | 0 | 839.4947 | 0 | 0 | [6 empty] | 989.9958
2031 | 7 | 166.8097 | 0 | 864.4478 | 0 | 0 | [6 empty] | 1031.2575
2031 | 8 | 165.5197 | 0 | 866.3029 | 0 | 0 | [6 empty] | 1031.8227
2031 | 9 | 153.6512 | 0 | 841.3668 | 0 | 0 | [6 empty] | 995.0181
2031 | 10 | 141.2451 | 0 | 795.5344 | 0 | 0 | [6 empty] | 936.7794
2031 | 11 | 125.4738 | 0 | 742.9912 | 0 | 0 | [6 empty] | 868.4651
2031 | 12 | 120.7228 | 0 | 725.688 | 0 | 0 | [6 empty] | 846.4108
2032 | 1 | 113.5138 | 0 | 914.741 | 0 | 0 | [6 empty] | 1028.2548
2032 | 2 | 124.7119 | 0 | 791.8769 | 0 | 0 | [6 empty] | 916.5888
2032 | 3 | 116.5552 | 0 | 737.7785 | 0 | 0 | [6 empty] | 854.3337
2032 | 4 | 139.2085 | 0 | 740.5028 | 0 | 0 | [6 empty] | 879.7114
2032 | 5 | 150.6957 | 0 | 819.3279 | 0 | 0 | [6 empty] | 970.0236
2032 | 6 | 151.2686 | 0 | 846.8675 | 0 | 0 | [6 empty] | 998.1361
2032 | 7 | 167.6601 | 0 | 871.7338 | 0 | 0 | [6 empty] | 1039.3939
2032 | 8 | 166.3639 | 0 | 873.5851 | 0 | 0 | [6 empty] | 1039.949
2032 | 9 | 154.4349 | 0 | 848.7766 | 0 | 0 | [6 empty] | 1003.2114
2032 | 10 | 141.9654 | 0 | 802.9416 | 0 | 0 | [6 empty] | 944.907
2032 | 11 | 126.1137 | 0 | 750.337 | 0 | 0 | [6 empty] | 876.4507
2032 | 12 | 121.3384 | 0 | 732.5024 | 0 | 0 | [6 empty] | 853.8408
2033 | 1 | 114.0927 | 0 | 921.3382 | 0 | 0 | [6 empty] | 1035.4309
2033 | 2 | 125.3479 | 0 | 798.6332 | 0 | 0 | [6 empty] | 923.9811
2033 | 3 | 117.1496 | 0 | 745.5017 | 0 | 0 | [6 empty] | 862.6513
2033 | 4 | 139.9185 | 0 | 748.135 | 0 | 0 | [6 empty] | 888.0535
2033 | 5 | 151.4643 | 0 | 826.8827 | 0 | 0 | [6 empty] | 978.3469
2033 | 6 | 152.0401 | 0 | 854.305 | 0 | 0 | [6 empty] | 1006.3451
2033 | 7 | 168.5148 | 0 | 879.0813 | 0 | 0 | [6 empty] | 1047.5961
2033 | 8 | 167.2124 | 0 | 880.9285 | 0 | 0 | [6 empty] | 1048.1409
2033 | 9 | 155.2225 | 0 | 856.2516 | 0 | 0 | [6 empty] | 1011.4741
2033 | 10 | 142.6894 | 0 | 810.4178 | 0 | 0 | [6 empty] | 953.1072
2033 | 11 | 126.7569 | 0 | 757.7553 | 0 | 0 | [6 empty] | 884.5123
2033 | 12 | 121.9573 | 0 | 739.3807 | 0 | 0 | [6 empty] | 861.3379
2034 | 1 | 114.6746 | 0 | 927.983 | 0 | 0 | [6 empty] | 1042.6576
2034 | 2 | 125.9872 | 0 | 805.4471 | 0 | 0 | [6 empty] | 931.4343
2034 | 3 | 117.7471 | 0 | 753.3057 | 0 | 0 | [6 empty] | 871.0527
2034 | 4 | 140.6321 | 0 | 755.8458 | 0 | 0 | [6 empty] | 896.4779
2034 | 5 | 152.2367 | 0 | 834.5072 | 0 | 0 | [6 empty] | 986.7439
2034 | 6 | 152.8155 | 0 | 861.8079 | 0 | 0 | [6 empty] | 1014.6234
2034 | 7 | 169.3739 | 0 | 886.4907 | 0 | 0 | [6 empty] | 1055.8646
2034 | 8 | 168.0651 | 0 | 888.3337 | 0 | 0 | [6 empty] | 1056.3988
2034 | 9 | 156.0141 | 0 | 863.7924 | 0 | 0 | [6 empty] | 1019.8065
2034 | 10 | 143.4171 | 0 | 817.9636 | 0 | 0 | [6 empty] | 961.3807
2034 | 11 | 127.4034 | 0 | 765.247 | 0 | 0 | [6 empty] | 892.6504
2034 | 12 | 122.5792 | 0 | 746.3236 | 0 | 0 | [6 empty] | 868.9028
2035 | 1 | 115.2595 | 0 | 934.6757 | 0 | 0 | [6 empty] | 1049.9351
2035 | 2 | 126.6297 | 0 | 812.3191 | 0 | 0 | [6 empty] | 938.9488
2035 | 3 | 118.3476 | 0 | 761.1913 | 0 | 0 | [6 empty] | 879.5389
2035 | 4 | 141.3493 | 0 | 763.636 | 0 | 0 | [6 empty] | 904.9854
2035 | 5 | 153.0131 | 0 | 842.202 | 0 | 0 | [6 empty] | 995.2151
2035 | 6 | 153.5948 | 0 | 869.3766 | 0 | 0 | [6 empty] | 1022.9715
2035 | 7 | 170.2374 | 0 | 893.9626 | 0 | 0 | [6 empty] | 1064.1999
2035 | 8 | 168.9223 | 0 | 895.8011 | 0 | 0 | [6 empty] | 1064.7233
2035 | 9 | 156.8098 | 0 | 871.3997 | 0 | 0 | [6 empty] | 1028.2095
2035 | 10 | 144.1486 | 0 | 825.5796 | 0 | 0 | [6 empty] | 969.7282
2035 | 11 | 128.0531 | 0 | 772.8128 | 0 | 0 | [6 empty] | 900.8659
2035 | 12 | 123.2044 | 0 | 753.3317 | 0 | 0 | [6 empty] | 876.5361
2036 | 1 | 115.8473 | 0 | 941.4166 | 0 | 0 | [6 empty] | 1057.2639
2036 | 2 | 127.2755 | 0 | 819.2498 | 0 | 0 | [6 empty] | 946.5253
2036 | 3 | 118.9511 | 0 | 769.1596 | 0 | 0 | [6 empty] | 888.1107
2036 | 4 | 142.0702 | 0 | 771.5066 | 0 | 0 | [6 empty] | 913.5768
2036 | 5 | 153.7935 | 0 | 849.9677 | 0 | 0 | [6 empty] | 1003.7612
2036 | 6 | 154.3782 | 0 | 877.0119 | 0 | 0 | [6 empty] | 1031.39
2036 | 7 | 171.1052 | 0 | 901.4974 | 0 | 0 | [6 empty] | 1072.6026
2036 | 8 | 169.7838 | 0 | 903.3312 | 0 | 0 | [6 empty] | 1073.115
2036 | 9 | 157.6095 | 0 | 879.0739 | 0 | 0 | [6 empty] | 1036.6834
2036 | 10 | 144.8837 | 0 | 833.2666 | 0 | 0 | [6 empty] | 978.1503
2036 | 11 | 128.7062 | 0 | 780.4534 | 0 | 0 | [6 empty] | 909.1596
2036 | 12 | 123.8327 | 0 | 760.4056 | 0 | 0 | [6 empty] | 884.2383
2037 | 1 | 116.4381 | 0 | 948.2062 | 0 | 0 | [6 empty] | 1064.6443
2037 | 2 | 127.9246 | 0 | 826.2396 | 0 | 0 | [6 empty] | 954.1642
2037 | 3 | 119.5578 | 0 | 777.2112 | 0 | 0 | [6 empty] | 896.769
2037 | 4 | 142.7948 | 0 | 779.4583 | 0 | 0 | [6 empty] | 922.253
2037 | 5 | 154.5778 | 0 | 857.8051 | 0 | 0 | [6 empty] | 1012.3829
2037 | 6 | 155.1655 | 0 | 884.7141 | 0 | 0 | [6 empty] | 1039.8796
2037 | 7 | 171.9775 | 0 | 909.0957 | 0 | 0 | [6 empty] | 1081.0732
2037 | 8 | 170.6497 | 0 | 910.9247 | 0 | 0 | [6 empty] | 1081.5744
2037 | 9 | 158.4133 | 0 | 886.8157 | 0 | 0 | [6 empty] | 1045.2291
2037 | 10 | 145.6226 | 0 | 841.0251 | 0 | 0 | [6 empty] | 986.6477
2037 | 11 | 129.3626 | 0 | 788.1695 | 0 | 0 | [6 empty] | 917.5321
2037 | 12 | 124.4643 | 0 | 767.5459 | 0 | 0 | [6 empty] | 892.0102
2038 | 1 | 117.0319 | 0 | 955.0448 | 0 | 0 | [6 empty] | 1072.0767
2038 | 2 | 128.5771 | 0 | 833.289 | 0 | 0 | [6 empty] | 961.8661
2038 | 3 | 120.1675 | 0 | 785.3472 | 0 | 0 | [6 empty] | 905.5147
2038 | 4 | 143.523 | 0 | 787.4919 | 0 | 0 | [6 empty] | 931.0149
2038 | 5 | 155.3662 | 0 | 865.7147 | 0 | 0 | [6 empty] | 1021.0809
2038 | 6 | 155.9568 | 0 | 892.4841 | 0 | 0 | [6 empty] | 1048.4409
2038 | 7 | 172.8543 | 0 | 916.7581 | 0 | 0 | [6 empty] | 1089.6124
2038 | 8 | 171.52 | 0 | 918.582 | 0 | 0 | [6 empty] | 1090.102
2038 | 9 | 159.2212 | 0 | 894.6257 | 0 | 0 | [6 empty] | 1053.847
2038 | 10 | 146.3653 | 0 | 848.8559 | 0 | 0 | [6 empty] | 995.2212
2038 | 11 | 130.0224 | 0 | 795.9619 | 0 | 0 | [6 empty] | 925.9842
2038 | 12 | 125.0991 | 0 | 774.7533 | 0 | 0 | [6 empty] | 899.8524
2039 | 1 | 117.6288 | 0 | 961.9326 | 0 | 0 | [6 empty] | 1079.5614
2039 | 2 | 129.2328 | 0 | 840.3986 | 0 | 0 | [6 empty] | 969.6314
2039 | 3 | 120.7804 | 0 | 793.5683 | 0 | 0 | [6 empty] | 914.3487
2039 | 4 | 144.255 | 0 | 795.6084 | 0 | 0 | [6 empty] | 939.8633
2039 | 5 | 156.1586 | 0 | 873.6972 | 0 | 0 | [6 empty] | 1029.8558
2039 | 6 | 156.7522 | 0 | 900.3222 | 0 | 0 | [6 empty] | 1057.0744
2039 | 7 | 173.7355 | 0 | 924.4851 | 0 | 0 | [6 empty] | 1098.2205
2039 | 8 | 172.3947 | 0 | 926.3036 | 0 | 0 | [6 empty] | 1098.6984
2039 | 9 | 160.0333 | 0 | 902.5045 | 0 | 0 | [6 empty] | 1062.5378
2039 | 10 | 147.1118 | 0 | 856.7596 | 0 | 0 | [6 empty] | 1003.8713
2039 | 11 | 130.6855 | 0 | 803.8313 | 0 | 0 | [6 empty] | 934.5168
2039 | 12 | 125.7371 | 0 | 782.0284 | 0 | 0 | [6 empty] | 907.7655
2040 | 1 | 118.2287 | 0 | 968.8702 | 0 | 0 | [6 empty] | 1087.0989
2040 | 2 | 129.8919 | 0 | 847.5688 | 0 | 0 | [6 empty] | 977.4607
2040 | 3 | 121.3964 | 0 | 801.8754 | 0 | 0 | [6 empty] | 923.2718
2040 | 4 | 144.9907 | 0 | 803.8085 | 0 | 0 | [6 empty] | 948.7991
2040 | 5 | 156.955 | 0 | 881.7534 | 0 | 0 | [6 empty] | 1038.7083
2040 | 6 | 157.5517 | 0 | 908.2292 | 0 | 0 | [6 empty] | 1065.7809
2040 | 7 | 174.6211 | 0 | 932.2772 | 0 | 0 | [6 empty] | 1106.8983
2040 | 8 | 173.2739 | 0 | 934.0902 | 0 | 0 | [6 empty] | 1107.3641
2040 | 9 | 160.8494 | 0 | 910.4527 | 0 | 0 | [6 empty] | 1071.3022
2040 | 10 | 147.862 | 0 | 864.7368 | 0 | 0 | [6 empty] | 1012.5989
2040 | 11 | 131.352 | 0 | 811.7785 | 0 | 0 | [6 empty] | 943.1305
2040 | 12 | 126.3783 | 0 | 789.3718 | 0 | 0 | [6 empty] | 915.7501
2041 | 1 | 118.8317 | 0 | 975.8577 | 0 | 0 | [6 empty] | 1094.6894
2041 | 2 | 130.5543 | 0 | 854.8003 | 0 | 0 | [6 empty] | 985.3546
2041 | 3 | 122.0155 | 0 | 810.2695 | 0 | 0 | [6 empty] | 932.285
2041 | 4 | 145.7301 | 0 | 812.0931 | 0 | 0 | [6 empty] | 957.8232
2041 | 5 | 157.7554 | 0 | 889.8838 | 0 | 0 | [6 empty] | 1047.6392
2041 | 6 | 158.3552 | 0 | 916.2056 | 0 | 0 | [6 empty] | 1074.5608
2041 | 7 | 175.5114 | 0 | 940.1349 | 0 | 0 | [6 empty] | 1115.6463
2041 | 8 | 174.1576 | 0 | 941.9422 | 0 | 0 | [6 empty] | 1116.0999
2041 | 9 | 161.6698 | 0 | 918.4709 | 0 | 0 | [6 empty] | 1080.1407
2041 | 10 | 148.6161 | 0 | 872.7884 | 0 | 0 | [6 empty] | 1021.4045
2041 | 11 | 132.0219 | 0 | 819.8043 | 0 | 0 | [6 empty] | 951.8262
2041 | 12 | 127.0229 | 0 | 796.7841 | 0 | 0 | [6 empty] | 923.807
2042 | 1 | 119.4377 | 0 | 982.8957 | 0 | 0 | [6 empty] | 1102.3334
2042 | 2 | 131.2202 | 0 | 862.0934 | 0 | 0 | [6 empty] | 993.3135
2042 | 3 | 122.6378 | 0 | 818.7515 | 0 | 0 | [6 empty] | 941.3893
2042 | 4 | 146.4733 | 0 | 820.4631 | 0 | 0 | [6 empty] | 966.9364
2042 | 5 | 158.56 | 0 | 898.0892 | 0 | 0 | [6 empty] | 1056.6492
2042 | 6 | 159.1628 | 0 | 924.2521 | 0 | 0 | [6 empty] | 1083.4149
2042 | 7 | 176.4061 | 0 | 948.0589 | 0 | 0 | [6 empty] | 1124.465
2042 | 8 | 175.0458 | 0 | 949.8602 | 0 | 0 | [6 empty] | 1124.9061
2042 | 9 | 162.4943 | 0 | 926.5597 | 0 | 0 | [6 empty] | 1089.054
2042 | 10 | 149.3741 | 0 | 880.9149 | 0 | 0 | [6 empty] | 1030.289
2042 | 11 | 132.6952 | 0 | 827.9095 | 0 | 0 | [6 empty] | 960.6047
2042 | 12 | 127.6707 | 0 | 804.266 | 0 | 0 | [6 empty] | 931.9367
2043 | 1 | 120.0468 | 0 | 989.9845 | 0 | 0 | [6 empty] | 1110.0313
2043 | 2 | 131.8894 | 0 | 869.4487 | 0 | 0 | [6 empty] | 1001.3381
2043 | 3 | 123.2632 | 0 | 827.3223 | 0 | 0 | [6 empty] | 950.5856
2043 | 4 | 147.2204 | 0 | 828.9193 | 0 | 0 | [6 empty] | 976.1397
2043 | 5 | 159.3686 | 0 | 906.3703 | 0 | 0 | [6 empty] | 1065.7389
2043 | 6 | 159.9745 | 0 | 932.3693 | 0 | 0 | [6 empty] | 1092.3438
2043 | 7 | 177.3054 | 0 | 956.0497 | 0 | 0 | [6 empty] | 1133.3551
2043 | 8 | 175.9386 | 0 | 957.8448 | 0 | 0 | [6 empty] | 1133.7834
2043 | 9 | 163.323 | 0 | 934.7197 | 0 | 0 | [6 empty] | 1098.0427
2043 | 10 | 150.1359 | 0 | 889.1171 | 0 | 0 | [6 empty] | 1039.253
2043 | 11 | 133.3719 | 0 | 836.0948 | 0 | 0 | [6 empty] | 969.4667
2043 | 12 | 128.3218 | 0 | 811.8182 | 0 | 0 | [6 empty] | 940.14
2044 | 1 | 120.6591 | 0 | 997.1243 | 0 | 0 | [6 empty] | 1117.7834
2044 | 2 | 132.562 | 0 | 876.8668 | 0 | 0 | [6 empty] | 1009.4288
2044 | 3 | 123.8919 | 0 | 835.9828 | 0 | 0 | [6 empty] | 959.8747
2044 | 4 | 147.9712 | 0 | 837.4628 | 0 | 0 | [6 empty] | 985.4339
2044 | 5 | 160.1814 | 0 | 914.7277 | 0 | 0 | [6 empty] | 1074.9091
2044 | 6 | 160.7904 | 0 | 940.5577 | 0 | 0 | [6 empty] | 1101.3481
2044 | 7 | 178.2093 | 0 | 964.1078 | 0 | 0 | [6 empty] | 1142.3171
2044 | 8 | 176.8359 | 0 | 965.8965 | 0 | 0 | [6 empty] | 1142.7324
2044 | 9 | 164.156 | 0 | 942.9516 | 0 | 0 | [6 empty] | 1107.1075
2044 | 10 | 150.9016 | 0 | 897.3957 | 0 | 0 | [6 empty] | 1048.2973
2044 | 11 | 134.0521 | 0 | 844.361 | 0 | 0 | [6 empty] | 978.4131
2044 | 12 | 128.9762 | 0 | 819.4413 | 0 | 0 | [6 empty] | 948.4176
2045 | 1 | 121.2744 | 0 | 1004.3157 | 0 | 0 | [6 empty] | 1125.5901
2045 | 2 | 133.2381 | 0 | 884.3482 | 0 | 0 | [6 empty] | 1017.5863
2045 | 3 | 124.5237 | 0 | 844.734 | 0 | 0 | [6 empty] | 969.2577
2045 | 4 | 148.7258 | 0 | 846.0942 | 0 | 0 | [6 empty] | 994.8201
2045 | 5 | 160.9983 | 0 | 923.1622 | 0 | 0 | [6 empty] | 1084.1605
2045 | 6 | 161.6104 | 0 | 948.8181 | 0 | 0 | [6 empty] | 1110.4285
2045 | 7 | 179.1178 | 0 | 972.2339 | 0 | 0 | [6 empty] | 1151.3517
2045 | 8 | 177.7377 | 0 | 974.0159 | 0 | 0 | [6 empty] | 1151.7537
2045 | 9 | 164.9932 | 0 | 951.256 | 0 | 0 | [6 empty] | 1116.2491
2045 | 10 | 151.6712 | 0 | 905.7513 | 0 | 0 | [6 empty] | 1057.4225
2045 | 11 | 134.7358 | 0 | 852.709 | 0 | 0 | [6 empty] | 987.4447
2045 | 12 | 129.634 | 0 | 827.136 | 0 | 0 | [6 empty] | 956.7701
2046 | 1 | 121.8929 | 0 | 1011.5589 | 0 | 0 | [6 empty] | 1133.4518
2046 | 2 | 133.9176 | 0 | 891.8934 | 0 | 0 | [6 empty] | 1025.811
2046 | 3 | 125.1588 | 0 | 853.5768 | 0 | 0 | [6 empty] | 978.7355
2046 | 4 | 149.4843 | 0 | 854.8147 | 0 | 0 | [6 empty] | 1004.299
2046 | 5 | 161.8194 | 0 | 931.6744 | 0 | 0 | [6 empty] | 1093.4938
2046 | 6 | 162.4346 | 0 | 957.151 | 0 | 0 | [6 empty] | 1119.5856
2046 | 7 | 180.0309 | 0 | 980.4284 | 0 | 0 | [6 empty] | 1160.4594
2046 | 8 | 178.6442 | 0 | 982.2036 | 0 | 0 | [6 empty] | 1160.8478
2046 | 9 | 165.8346 | 0 | 959.6335 | 0 | 0 | [6 empty] | 1125.4681
2046 | 10 | 152.4447 | 0 | 914.1847 | 0 | 0 | [6 empty] | 1066.6295
2046 | 11 | 135.4229 | 0 | 861.1394 | 0 | 0 | [6 empty] | 996.5624
2046 | 12 | 130.2951 | 0 | 834.903 | 0 | 0 | [6 empty] | 965.1981
2047 | 1 | 122.5146 | 0 | 1018.8543 | 0 | 0 | [6 empty] | 1141.3689
2047 | 2 | 134.6006 | 0 | 899.503 | 0 | 0 | [6 empty] | 1034.1036
2047 | 3 | 125.7971 | 0 | 862.5121 | 0 | 0 | [6 empty] | 988.3092
2047 | 4 | 150.2467 | 0 | 863.625 | 0 | 0 | [6 empty] | 1013.8717
2047 | 5 | 162.6447 | 0 | 940.2651 | 0 | 0 | [6 empty] | 1102.9099
2047 | 6 | 163.263 | 0 | 965.5571 | 0 | 0 | [6 empty] | 1128.8201
2047 | 7 | 180.9487 | 0 | 988.692 | 0 | 0 | [6 empty] | 1169.6408
2047 | 8 | 179.5553 | 0 | 990.46 | 0 | 0 | [6 empty] | 1170.0153
2047 | 9 | 166.6804 | 0 | 968.0848 | 0 | 0 | [6 empty] | 1134.7652
2047 | 10 | 153.2222 | 0 | 922.6967 | 0 | 0 | [6 empty] | 1075.9189
2047 | 11 | 136.1136 | 0 | 869.6533 | 0 | 0 | [6 empty] | 1005.7669
2047 | 12 | 130.9597 | 0 | 842.7429 | 0 | 0 | [6 empty] | 973.7025
2048 | 1 | 123.1394 | 0 | 1026.2024 | 0 | 0 | [6 empty] | 1149.3418
2048 | 2 | 135.287 | 0 | 907.1775 | 0 | 0 | [6 empty] | 1042.4646
2048 | 3 | 126.4387 | 0 | 871.541 | 0 | 0 | [6 empty] | 997.9796
2048 | 4 | 151.013 | 0 | 872.5261 | 0 | 0 | [6 empty] | 1023.5391
2048 | 5 | 163.4742 | 0 | 948.9351 | 0 | 0 | [6 empty] | 1112.4093
2048 | 6 | 164.0957 | 0 | 974.037 | 0 | 0 | [6 empty] | 1138.1327
2048 | 7 | 181.8712 | 0 | 997.0253 | 0 | 0 | [6 empty] | 1178.8965
2048 | 8 | 180.471 | 0 | 998.7859 | 0 | 0 | [6 empty] | 1179.2569
2048 | 9 | 167.5304 | 0 | 976.6105 | 0 | 0 | [6 empty] | 1144.141
2048 | 10 | 154.0036 | 0 | 931.2879 | 0 | 0 | [6 empty] | 1085.2915
2048 | 11 | 136.8078 | 0 | 878.2513 | 0 | 0 | [6 empty] | 1015.059
2048 | 12 | 131.6275 | 0 | 850.6564 | 0 | 0 | [6 empty] | 982.2839
2049 | 1 | 123.7674 | 0 | 1033.6035 | 0 | 0 | [6 empty] | 1157.3709
2049 | 2 | 135.977 | 0 | 914.9175 | 0 | 0 | [6 empty] | 1050.8945
2049 | 3 | 127.0835 | 0 | 880.6643 | 0 | 0 | [6 empty] | 1007.7479
2049 | 4 | 151.7831 | 0 | 881.519 | 0 | 0 | [6 empty] | 1033.3021
2049 | 5 | 164.3079 | 0 | 957.685 | 0 | 0 | [6 empty] | 1121.9929
2049 | 6 | 164.9326 | 0 | 982.5914 | 0 | 0 | [6 empty] | 1147.5239
2049 | 7 | 182.7984 | 0 | 1005.4288 | 0 | 0 | [6 empty] | 1188.2272
2049 | 8 | 181.3914 | 0 | 1007.1817 | 0 | 0 | [6 empty] | 1188.5732
2049 | 9 | 168.3848 | 0 | 985.2113 | 0 | 0 | [6 empty] | 1153.5962
2049 | 10 | 154.789 | 0 | 939.9591 | 0 | 0 | [6 empty] | 1094.7482
2049 | 11 | 137.5055 | 0 | 886.9343 | 0 | 0 | [6 empty] | 1024.4398
2049 | 12 | 132.2988 | 0 | 858.6442 | 0 | 0 | [6 empty] | 990.943
2050 | 1 | 124.3986 | 0 | 1041.0579 | 0 | 0 | [6 empty] | 1165.4566
2050 | 2 | 136.6705 | 0 | 922.7236 | 0 | 0 | [6 empty] | 1059.3941
2050 | 3 | 127.7316 | 0 | 889.8832 | 0 | 0 | [6 empty] | 1017.6149
2050 | 4 | 152.5572 | 0 | 890.6045 | 0 | 0 | [6 empty] | 1043.1617
2050 | 5 | 165.1459 | 0 | 966.5156 | 0 | 0 | [6 empty] | 1131.6615
2050 | 6 | 165.7737 | 0 | 991.2209 | 0 | 0 | [6 empty] | 1156.9946
2050 | 7 | 183.7303 | 0 | 1013.9031 | 0 | 0 | [6 empty] | 1197.6334
2050 | 8 | 182.3165 | 0 | 1015.6482 | 0 | 0 | [6 empty] | 1197.9647
2050 | 9 | 169.2436 | 0 | 993.8879 | 0 | 0 | [6 empty] | 1163.1315
2050 | 10 | 155.5785 | 0 | 948.7111 | 0 | 0 | [6 empty] | 1104.2895
2050 | 11 | 138.2068 | 0 | 895.7031 | 0 | 0 | [6 empty] | 1033.9099
2050 | 12 | 132.9736 | 0 | 866.707 | 0 | 0 | [6 empty] | 999.6806
2051 | 1 | 125.0331 | 0 | 1048.5661 | 0 | 0 | [6 empty] | 1173.5992
2051 | 2 | 137.3675 | 0 | 930.5962 | 0 | 0 | [6 empty] | 1067.9637
2051 | 3 | 128.3831 | 0 | 899.1986 | 0 | 0 | [6 empty] | 1027.5817
2051 | 4 | 153.3353 | 0 | 899.7837 | 0 | 0 | [6 empty] | 1053.119
2051 | 5 | 165.9881 | 0 | 975.4276 | 0 | 0 | [6 empty] | 1141.4157
2051 | 6 | 166.6192 | 0 | 999.9262 | 0 | 0 | [6 empty] | 1166.5454
2051 | 7 | 184.6669 | 0 | 1022.4489 | 0 | 0 | [6 empty] | 1207.1158
2051 | 8 | 183.2463 | 0 | 1024.1858 | 0 | 0 | [6 empty] | 1207.4321
2051 | 9 | 170.1068 | 0 | 1002.6409 | 0 | 0 | [6 empty] | 1172.7476
2051 | 10 | 156.3719 | 0 | 957.5445 | 0 | 0 | [6 empty] | 1113.9164
2051 | 11 | 138.9116 | 0 | 904.5587 | 0 | 0 | [6 empty] | 1043.4703
2051 | 12 | 133.6517 | 0 | 874.8455 | 0 | 0 | [6 empty] | 1008.4973
2052 | 1 | 125.6707 | 0 | 1056.1285 | 0 | 0 | [6 empty] | 1181.7992
2052 | 2 | 138.0681 | 0 | 938.536 | 0 | 0 | [6 empty] | 1076.6041
2052 | 3 | 129.0378 | 0 | 908.6115 | 0 | 0 | [6 empty] | 1037.6494
2052 | 4 | 154.1173 | 0 | 909.0575 | 0 | 0 | [6 empty] | 1063.1748
2052 | 5 | 166.8347 | 0 | 984.4218 | 0 | 0 | [6 empty] | 1151.2564
2052 | 6 | 167.4689 | 0 | 1008.7079 | 0 | 0 | [6 empty] | 1176.1769
2052 | 7 | 185.6083 | 0 | 1031.0667 | 0 | 0 | [6 empty] | 1216.675
2052 | 8 | 184.1809 | 0 | 1032.7951 | 0 | 0 | [6 empty] | 1216.976
2052 | 9 | 170.9743 | 0 | 1011.4709 | 0 | 0 | [6 empty] | 1182.4452
2052 | 10 | 157.1694 | 0 | 966.4602 | 0 | 0 | [6 empty] | 1123.6296
2052 | 11 | 139.6201 | 0 | 913.5018 | 0 | 0 | [6 empty] | 1053.1218
2052 | 12 | 134.3334 | 0 | 883.0605 | 0 | 0 | [6 empty] | 1017.3938
2053 | 1 | 126.3117 | 0 | 1063.7454 | 0 | 0 | [6 empty] | 1190.057
2053 | 2 | 138.7722 | 0 | 946.5436 | 0 | 0 | [6 empty] | 1085.3158
2053 | 3 | 129.6959 | 0 | 918.123 | 0 | 0 | [6 empty] | 1047.8189
2053 | 4 | 154.9033 | 0 | 918.4269 | 0 | 0 | [6 empty] | 1073.3302
2053 | 5 | 167.6855 | 0 | 993.4989 | 0 | 0 | [6 empty] | 1161.1844
2053 | 6 | 168.323 | 0 | 1017.5668 | 0 | 0 | [6 empty] | 1185.8898
2053 | 7 | 186.5545 | 0 | 1039.7571 | 0 | 0 | [6 empty] | 1226.3117
2053 | 8 | 185.1202 | 0 | 1041.4769 | 0 | 0 | [6 empty] | 1226.5971
2053 | 9 | 171.8463 | 0 | 1020.3788 | 0 | 0 | [6 empty] | 1192.225
2053 | 10 | 157.971 | 0 | 975.4589 | 0 | 0 | [6 empty] | 1133.4299
2053 | 11 | 140.3321 | 0 | 922.5333 | 0 | 0 | [6 empty] | 1062.8654
2053 | 12 | 135.0185 | 0 | 891.3526 | 0 | 0 | [6 empty] | 1026.371
2054 | 1 | 126.9559 | 0 | 1071.4172 | 0 | 0 | [6 empty] | 1198.373
2054 | 2 | 139.48 | 0 | 954.6194 | 0 | 0 | [6 empty] | 1094.0994
2054 | 3 | 130.3574 | 0 | 927.734 | 0 | 0 | [6 empty] | 1058.0914
2054 | 4 | 155.6933 | 0 | 927.8928 | 0 | 0 | [6 empty] | 1083.5861
2054 | 5 | 168.5407 | 0 | 1002.6597 | 0 | 0 | [6 empty] | 1171.2004
2054 | 6 | 169.1815 | 0 | 1026.5035 | 0 | 0 | [6 empty] | 1195.685
2054 | 7 | 187.5056 | 0 | 1048.5208 | 0 | 0 | [6 empty] | 1236.0264
2054 | 8 | 186.0643 | 0 | 1050.2316 | 0 | 0 | [6 empty] | 1236.2959
2054 | 9 | 172.7227 | 0 | 1029.365 | 0 | 0 | [6 empty] | 1202.0877
2054 | 10 | 158.7766 | 0 | 984.5414 | 0 | 0 | [6 empty] | 1143.318
2054 | 11 | 141.0478 | 0 | 931.6541 | 0 | 0 | [6 empty] | 1072.7019
2054 | 12 | 135.7071 | 0 | 899.7225 | 0 | 0 | [6 empty] | 1035.4296
2055 | 1 | 127.6033 | 0 | 1079.1443 | 0 | 0 | [6 empty] | 1206.7477
2055 | 2 | 140.1913 | 0 | 962.7642 | 0 | 0 | [6 empty] | 1102.9555
2055 | 3 | 131.0222 | 0 | 937.4456 | 0 | 0 | [6 empty] | 1068.4678
2055 | 4 | 156.4873 | 0 | 937.4563 | 0 | 0 | [6 empty] | 1093.9437
2055 | 5 | 169.4003 | 0 | 1011.905 | 0 | 0 | [6 empty] | 1181.3053
2055 | 6 | 170.0443 | 0 | 1035.5187 | 0 | 0 | [6 empty] | 1205.563
2055 | 7 | 188.4615 | 0 | 1057.3583 | 0 | 0 | [6 empty] | 1245.8198
2055 | 8 | 187.0132 | 0 | 1059.0599 | 0 | 0 | [6 empty] | 1246.0732
2055 | 9 | 173.6036 | 0 | 1038.4304 | 0 | 0 | [6 empty] | 1212.034
2055 | 10 | 159.5864 | 0 | 993.7084 | 0 | 0 | [6 empty] | 1153.2948
2055 | 11 | 141.7672 | 0 | 940.8651 | 0 | 0 | [6 empty] | 1082.6323
2055 | 12 | 136.3992 | 0 | 908.1711 | 0 | 0 | [6 empty] | 1044.5702
2056 | 1 | 128.2541 | 0 | 1086.9272 | 0 | 0 | [6 empty] | 1215.1813
2056 | 2 | 140.9063 | 0 | 970.9785 | 0 | 0 | [6 empty] | 1111.8848
2056 | 3 | 131.6904 | 0 | 947.2589 | 0 | 0 | [6 empty] | 1078.9493
2056 | 4 | 157.2854 | 0 | 947.1184 | 0 | 0 | [6 empty] | 1104.4038
2056 | 5 | 170.2642 | 0 | 1021.2355 | 0 | 0 | [6 empty] | 1191.4997
2056 | 6 | 170.9115 | 0 | 1044.613 | 0 | 0 | [6 empty] | 1215.5245
2056 | 7 | 189.4222 | 0 | 1066.2703 | 0 | 0 | [6 empty] | 1255.6926
2056 | 8 | 187.967 | 0 | 1067.9624 | 0 | 0 | [6 empty] | 1255.9295
2056 | 9 | 174.4889 | 0 | 1047.5757 | 0 | 0 | [6 empty] | 1222.0646
2056 | 10 | 160.4003 | 0 | 1002.9608 | 0 | 0 | [6 empty] | 1163.3611
2056 | 11 | 142.4902 | 0 | 950.1671 | 0 | 0 | [6 empty] | 1092.6573
2056 | 12 | 137.0948 | 0 | 916.6989 | 0 | 0 | [6 empty] | 1053.7937
2057 | 1 | 128.9082 | 0 | 1094.7663 | 0 | 0 | [6 empty] | 1223.6745
2057 | 2 | 141.6249 | 0 | 979.2628 | 0 | 0 | [6 empty] | 1120.8877
2057 | 3 | 132.362 | 0 | 957.1749 | 0 | 0 | [6 empty] | 1089.5369
2057 | 4 | 158.0876 | 0 | 956.8801 | 0 | 0 | [6 empty] | 1114.9676
2057 | 5 | 171.1326 | 0 | 1030.6521 | 0 | 0 | [6 empty] | 1201.7846
2057 | 6 | 171.7832 | 0 | 1053.7872 | 0 | 0 | [6 empty] | 1225.5704
2057 | 7 | 190.3879 | 0 | 1075.2575 | 0 | 0 | [6 empty] | 1265.6454
2057 | 8 | 188.9256 | 0 | 1076.9398 | 0 | 0 | [6 empty] | 1265.8654
2057 | 9 | 175.3788 | 0 | 1056.8015 | 0 | 0 | [6 empty] | 1232.1803
2057 | 10 | 161.2183 | 0 | 1012.2994 | 0 | 0 | [6 empty] | 1173.5177
2057 | 11 | 143.2169 | 0 | 959.5611 | 0 | 0 | [6 empty] | 1102.778
2057 | 12 | 137.794 | 0 | 925.3069 | 0 | 0 | [6 empty] | 1063.1009
2058 | 1 | 129.5656 | 0 | 1102.6618 | 0 | 0 | [6 empty] | 1232.2274
2058 | 2 | 142.3472 | 0 | 987.6178 | 0 | 0 | [6 empty] | 1129.965
2058 | 3 | 133.0371 | 0 | 967.1947 | 0 | 0 | [6 empty] | 1100.2318
2058 | 4 | 158.8938 | 0 | 966.7423 | 0 | 0 | [6 empty] | 1125.6362
2058 | 5 | 172.0054 | 0 | 1040.1555 | 0 | 0 | [6 empty] | 1212.1608
2058 | 6 | 172.6593 | 0 | 1063.042 | 0 | 0 | [6 empty] | 1235.7013
2058 | 7 | 191.3585 | 0 | 1084.3204 | 0 | 0 | [6 empty] | 1275.6789
2058 | 8 | 189.8892 | 0 | 1085.9926 | 0 | 0 | [6 empty] | 1275.8818
2058 | 9 | 176.2733 | 0 | 1066.1085 | 0 | 0 | [6 empty] | 1242.3818
2058 | 10 | 162.0405 | 0 | 1021.7249 | 0 | 0 | [6 empty] | 1183.7654
2058 | 11 | 143.9473 | 0 | 969.048 | 0 | 0 | [6 empty] | 1112.9953
2058 | 12 | 138.4967 | 0 | 933.9957 | 0 | 0 | [6 empty] | 1072.4924
2059 | 1 | 130.2264 | 0 | 1110.6143 | 0 | 0 | [6 empty] | 1240.8407
2059 | 2 | 143.0732 | 0 | 996.0441 | 0 | 0 | [6 empty] | 1139.1173
2059 | 3 | 133.7156 | 0 | 977.3194 | 0 | 0 | [6 empty] | 1111.035
2059 | 4 | 159.7042 | 0 | 976.7063 | 0 | 0 | [6 empty] | 1136.4104
2059 | 5 | 172.8826 | 0 | 1049.7465 | 0 | 0 | [6 empty] | 1222.6291
2059 | 6 | 173.5398 | 0 | 1072.3781 | 0 | 0 | [6 empty] | 1245.9179
2059 | 7 | 192.334 | 0 | 1093.4596 | 0 | 0 | [6 empty] | 1285.7937
2059 | 8 | 190.8576 | 0 | 1095.1215 | 0 | 0 | [6 empty] | 1285.9791
2059 | 9 | 177.1723 | 0 | 1075.4975 | 0 | 0 | [6 empty] | 1252.6698
2059 | 10 | 162.8669 | 0 | 1031.2382 | 0 | 0 | [6 empty] | 1194.1051
2059 | 11 | 144.6814 | 0 | 978.6287 | 0 | 0 | [6 empty] | 1123.3102
2059 | 12 | 139.2031 | 0 | 942.7661 | 0 | 0 | [6 empty] | 1081.9691
2060 | 1 | 130.8906 | 0 | 1118.6242 | 0 | 0 | [6 empty] | 1249.5147
2060 | 2 | 143.8029 | 0 | 1004.5423 | 0 | 0 | [6 empty] | 1148.3452
2060 | 3 | 134.3975 | 0 | 987.5501 | 0 | 0 | [6 empty] | 1121.9476
2060 | 4 | 160.5187 | 0 | 986.7729 | 0 | 0 | [6 empty] | 1147.2915
2060 | 5 | 173.7643 | 0 | 1059.4259 | 0 | 0 | [6 empty] | 1233.1902
2060 | 6 | 174.4249 | 0 | 1081.7961 | 0 | 0 | [6 empty] | 1256.221
2060 | 7 | 193.3145 | 0 | 1102.6759 | 0 | 0 | [6 empty] | 1295.9905
2060 | 8 | 191.831 | 0 | 1104.3272 | 0 | 0 | [6 empty] | 1296.1582
2060 | 9 | 178.0758 | 0 | 1084.9692 | 0 | 0 | [6 empty] | 1263.0451
2060 | 10 | 163.6975 | 0 | 1040.84 | 0 | 0 | [6 empty] | 1204.5376
2060 | 11 | 145.4193 | 0 | 988.3041 | 0 | 0 | [6 empty] | 1133.7234
2060 | 12 | 139.913 | 0 | 951.6188 | 0 | 0 | [6 empty] | 1091.5318
2061 | 1 | 131.5581 | 0 | 1126.6918 | 0 | 0 | [6 empty] | 1258.2499
2061 | 2 | 144.5362 | 0 | 1013.113 | 0 | 0 | [6 empty] | 1157.6493
2061 | 3 | 135.0829 | 0 | 997.8879 | 0 | 0 | [6 empty] | 1132.9708
2061 | 4 | 161.3373 | 0 | 996.9433 | 0 | 0 | [6 empty] | 1158.2806
2061 | 5 | 174.6505 | 0 | 1069.1946 | 0 | 0 | [6 empty] | 1243.8451
2061 | 6 | 175.3144 | 0 | 1091.2969 | 0 | 0 | [6 empty] | 1266.6114
2061 | 7 | 194.3 | 0 | 1111.9699 | 0 | 0 | [6 empty] | 1306.27
2061 | 8 | 192.8093 | 0 | 1113.6103 | 0 | 0 | [6 empty] | 1306.4196
2061 | 9 | 178.984 | 0 | 1094.5243 | 0 | 0 | [6 empty] | 1273.5084
2061 | 10 | 164.5324 | 0 | 1050.5313 | 0 | 0 | [6 empty] | 1215.0637
2061 | 11 | 146.1609 | 0 | 998.0752 | 0 | 0 | [6 empty] | 1144.2361
2061 | 12 | 140.6266 | 0 | 960.5547 | 0 | 0 | [6 empty] | 1101.1812
2062 | 1 | 132.2291 | 0 | 1134.8176 | 0 | 0 | [6 empty] | 1267.0466
2062 | 2 | 145.2734 | 0 | 1021.7569 | 0 | 0 | [6 empty] | 1167.0303
2062 | 3 | 135.7719 | 0 | 1008.3339 | 0 | 0 | [6 empty] | 1144.1058
2062 | 4 | 162.1601 | 0 | 1007.2184 | 0 | 0 | [6 empty] | 1169.3786
2062 | 5 | 175.5412 | 0 | 1079.0534 | 0 | 0 | [6 empty] | 1254.5946
2062 | 6 | 176.2085 | 0 | 1100.8811 | 0 | 0 | [6 empty] | 1277.0897
2062 | 7 | 195.2906 | 0 | 1121.3422 | 0 | 0 | [6 empty] | 1316.6328
2062 | 8 | 193.7926 | 0 | 1122.9713 | 0 | 0 | [6 empty] | 1316.764
2062 | 9 | 179.8968 | 0 | 1104.1636 | 0 | 0 | [6 empty] | 1284.0604
2062 | 10 | 165.3715 | 0 | 1060.3128 | 0 | 0 | [6 empty] | 1225.6843
2062 | 11 | 146.9064 | 0 | 1007.9429 | 0 | 0 | [6 empty] | 1154.8492
2062 | 12 | 141.3437 | 0 | 969.5744 | 0 | 0 | [6 empty] | 1110.9182
2063 | 1 | 132.9034 | 0 | 1143.002 | 0 | 0 | [6 empty] | 1275.9054
2063 | 2 | 146.0143 | 0 | 1030.4745 | 0 | 0 | [6 empty] | 1176.4887
2063 | 3 | 136.4643 | 0 | 1018.8893 | 0 | 0 | [6 empty] | 1155.3536
2063 | 4 | 162.9871 | 0 | 1017.5995 | 0 | 0 | [6 empty] | 1180.5867
2063 | 5 | 176.4365 | 0 | 1089.0031 | 0 | 0 | [6 empty] | 1265.4396
2063 | 6 | 177.1072 | 0 | 1110.5495 | 0 | 0 | [6 empty] | 1287.6567
2063 | 7 | 196.2861 | 0 | 1130.7936 | 0 | 0 | [6 empty] | 1327.0797
2063 | 8 | 194.781 | 0 | 1132.4111 | 0 | 0 | [6 empty] | 1327.1921
2063 | 9 | 180.8143 | 0 | 1113.8877 | 0 | 0 | [6 empty] | 1294.7021
2063 | 10 | 166.2149 | 0 | 1070.1853 | 0 | 0 | [6 empty] | 1236.4002
2063 | 11 | 147.6556 | 0 | 1017.9081 | 0 | 0 | [6 empty] | 1165.5637
2063 | 12 | 142.0646 | 0 | 978.6789 | 0 | 0 | [6 empty] | 1120.7435

## TRANSMISSION PEAKS - 2018
OPC 013086
FPL RC-16
FLORIDA POWER & LIGHT COMPANY
2018 TRANSMISSION SERVICES FORECAST (KW)
| 2018-01-01 | 2018-02-01 | 2018-03-01 | 2018-04-01 | 2018-05-01 | 2018-06-01 | 2018-07-01 | 2018-08-01 | 2018-09-01 | 2018-10-01 | 2018-11-01 | 2018-12-01 | TOTAL | AVERAGE
FIRM NETWORK
Blountstown | 0 | 0 | 0 | 0 | 0 | 0 | 0 | 0 | 0 | 0 | 0 | 0 | 0 | 0
Winter Park | 58910.162 | 58910.162 | 43167.2779 | 46480.4109 | 63874.3594 | 65530.9259 | 63046.0761 | 70500.6254 | 58910.162 | 59732.9431 | 42338.9946 | 42338.9946 | 673741.0938 | 56145.0911
LCEC | 537241.202 | 732363.226 | 657453.1794 | 605918.3096 | 596674.9606 | 690656.3614 | 757220.7058 | 739686.5066 | 773624.532 | 664365.3365 | 698159.6769 | 572712.5104 | 8026076.5072 | 668839.7089
FKEC | 114102.3922 | 111401.9296 | 118535.6517 | 112486.8353 | 133584.0419 | 141998.4725 | 146138.4668 | 158305.1167 | 154424.9767 | 142463.5208 | 136206.6917 | 120839.304 | 1590487.3998 | 132540.6167
Wauchula | 0 | 0 | 0 | 0 | 0 | 0 | 0 | 0 | 0 | 0 | 0 | 0 | 0 | 0
Vero Beach | 180000 | 157000 | 125000 | 129000 | 143000 | 157000 | 155000 | 166000 | 157000 | 148000 | 126000 | 142000 | 1785000 | 148750
FMPA | 427200 | 398200 | 348300 | 374200 | 422200 | 459200 | 475100 | 483200 | 440800 | 407300 | 364700 | 350000 | 4950400 | 412533.3333
SECI | 545059 | 434335 | 399322 | 378072 | 426788 | 458515 | 454939 | 453511 | 459480 | 399421 | 385009 | 416522 | 5210973 | 434247.75
Georgia Transmission Corp. | 18911 | 18911 | 18911 | 18911 | 18911 | 22891 | 22891 | 22891 | 22891 | 25884 | 25884 | 25884 | 263771 | 21980.9167
Lake Worth | 69796.943 | 68195.1773 | 71158.4439 | 74351.9644 | 82971.4664 | 87055.9691 | 90449.7103 | 90960.2732 | 87846.841 | 82540.9919 | 73761.3133 | 70077.252 | 949166.3459 | 79097.1955
Homestead | 23564.0648 | 5891.0162 | 0 | 2945.5081 | 11782.0324 | 19636.7207 | 24545.9008 | 23564.0648 | 20618.5567 | 7854.6883 | 0 | 0 | 140402.5528 | 11700.2127
New Smyrna Beach | 44182.6215 | 44182.6215 | 29455.081 | 19636.7207 | 29455.081 | 44182.6215 | 44182.6215 | 44182.6215 | 34364.2612 | 29455.081 | 19636.7207 | 29455.081 | 412371.134 | 34364.2612
Quincy | 18654.8846 | 23342.4742 | 21369.3667 | 19162.4448 | 22637.0545 | 27179.7349 | 26867.9823 | 18654.8846 | 24822.5037 | 21870.3976 | 25166.863 | 22615.5817 | 272344.1728 | 22695.3477
FNO TOTALS | 2037622.2702 | 2052732.6068 | 1832672.0006 | 1781165.1938 | 1951877.9962 | 2173846.806 | 2260381.4637 | 2271456.0927 | 2234782.8332 | 1988887.9592 | 1896863.2602 | 1792444.7238 | 24274733.2063 | 2022894.4339
LT POINT-TO-POINT
FMPA St Lucie Delivery Service | 37056 | 37056 | 37056 | 37056 | 37056 | 37056 | 37056 | 37056 | 37056 | 37056 | 37056 | 37056 | 444672 | 37056
OUC St Lucie Delivery Service | 62000 | 62000 | 62000 | 62000 | 62000 | 62000 | 62000 | 62000 | 62000 | 62000 | 62000 | 62000 | 744000 | 62000
Homestead | 40000 | 40000 | 40000 | 40000 | 40000 | 40000 | 40000 | 40000 | 40000 | 40000 | 40000 | 40000 | 480000 | 40000
OUC Port Charlotte | 3000 | 3000 | 3000 | 3000 | 3000 | 3000 | 3000 | 3000 | 3000 | 3000 | 3000 | 3000 | 36000 | 3000
Seminole | 150000 | 100000 | 100000 | 100000 | 100000 | 100000 | 100000 | 100000 | 100000 | 100000 | 100000 | 100000 | 1250000 | 104166.6667
TEC Oleander | 0 | 0 | 0 | 0 | 0 | 0 | 0 | 0 | 0 | 0 | 0 | 0 | 0 | 0
LES Sarasota | 5000 | 5000 | 5000 | 5000 | 5000 | 5000 | 5000 | 5000 | 5000 | 5000 | 5000 | 5000 | 60000 | 5000
0
0
0
0
LFP TOTALS | 297056 | 247056 | 247056 | 247056 | 247056 | 247056 | 247056 | 247056 | 247056 | 247056 | 247056 | 247056 | 3014672 | 251222.6667
TOTAL 2017 TRANS SERVICES FORECAST | 2334678.2702 | 2299788.6068 | 2079728.0006 | 2028221.1938 | 2198933.9962 | 2420902.806 | 2507437.4637 | 2518512.0927 | 2481838.8332 | 2235943.9592 | 2143919.2602 | 2039500.7238 | 27289405.2063 | 2274117.1005

## LLS Exec Summary - 2018
OPC 013087
FPL RC-16
Florida Power & Light Company
Loss Study - Summary of Loss Expansion Factors
RC2016 | [6 empty] | RC2016 - DRY RUN
|  |  | Demand Expansion Factor | [5 empty] | Demand Expansion Factor
| Voltage Level |  | 2018 FCST | 2017 FCST | Variance |  |  | Voltage Level | 2018 FCST | 2017 FCST | Variance
| Transmission |  | 1.0219 | 1.0242 | -0.0022638 | 1.0224 |  | Transmission | 1.0243 | 1.0242 | 6.748e-05
| Primary |  | 1.0349 | 1.0373 | -0.0024122 | 1.0354 |  | Primary | 1.0372 | 1.0373 | -9.11e-05
| Secondary |  | 1.0647 | 1.0741 | -0.0094753 | 1.0652 |  | Secondary | 1.0741 | 1.0741 | -2.796e-05
|  |  | Energy | Demand
| Transmission |  | 1.017 | 1.0224
| Primary |  | 1.0266 | 1.0353
| Secondary |  | 1.0487 | 1.0652
|  | Transmission | 1.0219
|  | Primary | 1.0349
|  | Secondary | 1.0647