## Exhibit DED-5
Exhibit DED-5 - Load Factor | [7 empty] | Witness: Dismukes
Docket No. 160021-EI
Exhibit DED-5
|  | Non-Weather Normalized |  |  | Weather-Normalized |  |  |  | Weather-Normalized and EE Removed
|  | NEL | Summer Peak | Load Factor | NEL | Summer Peak | Load Factor |  | NEL | Summer Peak | Load Factor
|  | -- (MWh) -- | -- (MW) -- | -- (%) -- | -- (MWh) -- | -- (MW) -- | -- (%) -- |  | (MWh) | (MW)
| 2008 | 111100357 | 21060 | 60.22% | 112298236.5279 | 21060 | 60.87% |  | 112298236.5279 | 21060 | 60.87% | Average (2008-2015): | 58.77% | -3.868%
| 2009 | 111237416 | 22351 | 56.81% | 109055354.5348 | 22351 | 55.7% |  | 109055354.5348 | 22351 | 55.7% |  |  | -2.112%
| 2010 | 114603532.5 | 22256 | 58.78% | 110704589.2056 | 22256 | 56.78% |  | 110704589.2056 | 22256 | 56.78%
| 2011 | 111542271.5 | 21619 | 58.9% | 109467257.4849 | 21619 | 57.8% |  | 109467257.4849 | 21619 | 57.8%
| 2012 | 110865505 | 21440 | 59.03% | 111635607.3277 | 21440 | 59.44% |  | 111635607.3277 | 21440 | 59.44%
| 2013 | 111655211 | 21576 | 59.08% | 111806187.278 | 21576 | 59.15% |  | 111806187.278 | 21576 | 59.15% | Average WN and EE (2008-2015): | 58.27% | -4.218%
| 2014 | 115963089 | 22935 | 57.72% | 116402558.8672 | 22935 | 57.94% |  | 116402558.8672 | 22935 | 57.94% |  |  | -4.648%
| 2015 | 119963512.7395 | 22959 | 59.65% | 117497861.3129 | 22959 | 58.42% |  | 117548491.6081 | 22959 | 58.45%
| 2016 | 119624759.6915 | 24169.6865 | 56.5% | 119624759.6915 | 24169.6865 | 56.5% |  | 119720989.9867 | 24169.6865 | 56.55%
| 2017 | 118831903.2927 | 24336.0406 | 55.74% | 118831903.2927 | 24336.0406 | 55.74% |  | 118975633.5879 | 24336.0406 | 55.81%
| 2018 | 119562964.2862 | 24606.279 | 55.47% | 119562964.2862 | 24606.279 | 55.47% |  | 119756194.5814 | 24606.279 | 55.56%
| 2019 | 120277084.0159 | 24893.0945 | 55.16% | 120277084.0159 | 24893.0945 | 55.16%
| 2020 | 121585152.666 | 25205.9285 | 55.06% | 121585152.666 | 25205.9285 | 55.06%
| 2021 | 121781986.7273 | 25316.4163 | 54.91% | 121781986.7273 | 25316.4163 | 54.91%
| 2022 | 121965696.0795 | 25540.1892 | 54.51% | 121965696.0795 | 25540.1892 | 54.51%
| 2023 | 122767655.4405 | 25832.9033 | 54.25% | 122767655.4405 | 25832.9033 | 54.25%
| 2024 | 123636564.4287 | 26180.2785 | 53.91% | 123636564.4287 | 26180.2785 | 53.91%
| 2025 | 124463005.3119 | 26572.456 | 53.47% | 124463005.3119 | 26572.456 | 53.47% | [6 empty] | -9.024%
| 2026 | 125830815.6531 | 27067.6001 | 53.07% | 125830815.6531 | 27067.6001 | 53.07% | [6 empty] | -7.362%
| 2027 | 127182784.3605 | 27665.2192 | 52.48% | 127182784.3605 | 27665.2192 | 52.48%
| 2028 | 128994833.7037 | 28224.7243 | 52.17% | 128994833.7037 | 28224.7243 | 52.17%
| 2029 | 130940144.3334 | 28804.8144 | 51.89% | 130940144.3334 | 28804.8144 | 51.89%
| 2030 | 133247203.4692 | 29397.6618 | 51.74% | 133247203.4692 | 29397.6618 | 51.74%
Source: Company's response to OPC First Production of Documents Request, POD OPC-2, "Peak and Energy Jan2016 TYSP LT Price True-Up.xlsx"; and Petition, Schedule F-7.
Prepared By: MD 6/19/2016
Checked By: JAM 6/30/3016

## WP - Sales
WP - Historic and Expected Monthly Sales
|  | Sales |  |  |  | Annual Sales |  |  | 2015 Annual Sales
|  | Retail | Wholesale | Total |  | Retail | Wholesale | Total | Retail | Wholesale | Total
| 2010-01-01 | 8657.0263 | 182.5951 | 8839.6213 | 2010 | 105003.3755 | 2145.3723 | 107148.7478
| 2010-02-01 | 6929.8034 | 146.9316 | 7076.735 | 2011 | 103557.6422 | 2163.9344 | 105721.5766
| 2010-03-01 | 7427.2715 | 157.0228 | 7584.2943 | 2012 | 102127.9296 | 2242.1903 | 104370.1198
| 2010-04-01 | 7481.0708 | 153.4127 | 7634.4835 | 2013 | 103058.5886 | 2152.879 | 105211.4677
| 2010-05-01 | 9040.8495 | 199.3635 | 9240.2131 | 2014 | 104431.0971 | 5599.4763 | 110030.5735
| 2010-06-01 | 10695.6233 | 208.9652 | 10904.5885 | 2015 | 107852.7438 | 6413.7941 | 114266.538 | 107852.7438 | 6413.7941 | 114266.538
| 2010-07-01 | 10234.3379 | 207.5818 | 10441.9197 | 2016 | 107428.7681 | 6535.6426 | 113964.4107 | 107852.7438 | 6413.7941 | 114266.538
| 2010-08-01 | 10687.4278 | 207.4257 | 10894.8534 | 2017 | 107261.2829 | 5947.8728 | 113209.1556 | 107852.7438 | 6413.7941 | 114266.538 | -0.1559% | -0.5484% | -0.6627%
| 2010-09-01 | 10143.338 | 192.5308 | 10335.8689 | 2018 | 107887.8881 | 6017.9977 | 113905.8858 | 107852.7438 | 6413.7941 | 114266.538 | 0.5842% |  | 0.6154%
| 2010-10-01 | 8235.7918 | 170.634 | 8406.4257 | 2019 | 108496.6111 | 6089.5124 | 114586.1236 | 107852.7438 | 6413.7941 | 114266.538
| 2010-11-01 | 7502.4435 | 147.6643 | 7650.1077 | 2020 | 109670.1955 | 6161.5681 | 115831.7636 | 107852.7438 | 6413.7941 | 114266.538
| 2010-12-01 | 7968.3917 | 171.2449 | 8139.6366
| 2011-01-01 | 7428.0316 | 153.2919 | 7581.3234
| 2011-02-01 | 6668.7384 | 132.0643 | 6800.8027
| 2011-03-01 | 7482.3961 | 174.2843 | 7656.6803
| 2011-04-01 | 9030.3844 | 168.1095 | 9198.4939
| 2011-05-01 | 8843.0496 | 215.0469 | 9058.0965
| 2011-06-01 | 10107.1823 | 202.1818 | 10309.3642
| 2011-07-01 | 10831.5873 | 216.1438 | 11047.7311
| 2011-08-01 | 10352.3191 | 214.7134 | 10567.0325
| 2011-09-01 | 9673.442 | 197.241 | 9870.683
| 2011-10-01 | 8313.0265 | 170.8246 | 8483.8511
| 2011-11-01 | 7423.424 | 163.2939 | 7586.7179
| 2011-12-01 | 7404.061 | 156.739 | 7560.8
| 2012-01-01 | 7358.7785 | 161.1134 | 7519.8919
| 2012-02-01 | 7121.7781 | 158.7936 | 7280.5717
| 2012-03-01 | 7968.7203 | 180.3969 | 8149.1171
| 2012-04-01 | 7842.2996 | 174.4709 | 8016.7705
| 2012-05-01 | 9116.4313 | 205.5087 | 9321.94
| 2012-06-01 | 9440.3819 | 203.183 | 9643.5648
| 2012-07-01 | 10318.8187 | 225.3199 | 10544.1386
| 2012-08-01 | 10288.1832 | 226.6597 | 10514.843
| 2012-09-01 | 9373.9162 | 203.3559 | 9577.272
| 2012-10-01 | 8914.0441 | 195.8739 | 9109.918
| 2012-11-01 | 6871.525 | 144.771 | 7016.296
| 2012-12-01 | 7513.0527 | 162.7433 | 7675.796
| 2013-01-01 | 7440.6409 | 170.4586 | 7611.0994
| 2013-02-01 | 6896.2978 | 159.85 | 7056.1478
| 2013-03-01 | 7318.8678 | 171.1393 | 7490.0072
| 2013-04-01 | 8270.5897 | 186.4036 | 8456.9933
| 2013-05-01 | 8748.5044 | 197.2495 | 8945.7539
| 2013-06-01 | 9638.8086 | 187.9754 | 9826.784
| 2013-07-01 | 9814.5026 | 197.9576 | 10012.4602
| 2013-08-01 | 10530.1333 | 201.0695 | 10731.2028
| 2013-09-01 | 9450.0977 | 183.3203 | 9633.4179
| 2013-10-01 | 9211.2768 | 178.7415 | 9390.0184
| 2013-11-01 | 7856.9531 | 164.544 | 8021.4971
| 2013-12-01 | 7881.9159 | 154.1698 | 8036.0857
| 2014-01-01 | 7722.2871 | 381.3004 | 8103.5875
| 2014-02-01 | 7222.4387 | 325.6458 | 7548.0845
| 2014-03-01 | 7659.9785 | 394.7713 | 8054.7498
| 2014-04-01 | 8341.7564 | 404.2349 | 8745.9913
| 2014-05-01 | 9394.7233 | 456.3522 | 9851.0754
| 2014-06-01 | 9342.3408 | 567.5841 | 9909.9249
| 2014-07-01 | 10283.1647 | 568.3186 | 10851.4833
| 2014-08-01 | 10862.4301 | 653.7532 | 11516.1832
| 2014-09-01 | 9565.9304 | 549.3499 | 10115.2803
| 2014-10-01 | 9035.7914 | 516.4813 | 9552.2727
| 2014-11-01 | 7358.8594 | 361.3911 | 7720.2505
| 2014-12-01 | 7641.3963 | 420.2936 | 8061.6899
| 2015-01-01 | 7569.7693 | 444.3234 | 8014.0927
| 2015-02-01 | 6776.322 | 479.9192 | 7256.2412
| 2015-03-01 | 8477.6434 | 517.2479 | 8994.8913
| 2015-04-01 | 9129.3798 | 571.5926 | 9700.9724
| 2015-05-01 | 9735.0851 | 597.3743 | 10332.4594
| 2015-06-01 | 10263.4813 | 613.8102 | 10877.2916
| 2015-07-01 | 10656.4488 | 683.8757 | 11340.3245
| 2015-08-01 | 10677.4895 | 622.2236 | 11299.7131
| 2015-09-01 | 9813.4783 | 570.1016 | 10383.58
| 2015-10-01 | 9197.3224 | 514.7308 | 9712.0532
| 2015-11-01 | 7682.6831 | 408.3672 | 8091.0504
| 2015-12-01 | 7873.6407 | 390.2275 | 8263.8682
| 2016-01-01 | 7897.4625 | 466.472 | 8363.9345
| 2016-02-01 | 7320.8064 | 462.3816 | 7783.188
| 2016-03-01 | 8011.83 | 540.3367 | 8552.1667
| 2016-04-01 | 8289.6521 | 583.1158 | 8872.768
| 2016-05-01 | 9509.735 | 598.6059 | 10108.3409
| 2016-06-01 | 9955.6751 | 629.8574 | 10585.5325
| 2016-07-01 | 10634.2315 | 648.9398 | 11283.1713
| 2016-08-01 | 10780.822 | 625.8408 | 11406.6628
| 2016-09-01 | 9924.8899 | 594.4527 | 10519.3427
| 2016-10-01 | 9312.0067 | 540.5054 | 9852.512
| 2016-11-01 | 7797.278 | 443.4616 | 8240.7396
| 2016-12-01 | 7994.3788 | 401.673 | 8396.0518
| 2017-01-01 | 7985.7132 | 414.7053 | 8400.4186
| 2017-02-01 | 7171.1195 | 415.2164 | 7586.3359
| 2017-03-01 | 8034.1881 | 500.4375 | 8534.6256
| 2017-04-01 | 8275.5424 | 548.1365 | 8823.6789
| 2017-05-01 | 9497.6778 | 549.1601 | 10046.8379
| 2017-06-01 | 9940.5217 | 569.9341 | 10510.4559
| 2017-07-01 | 10620.3414 | 583.4958 | 11203.8372
| 2017-08-01 | 10767.643 | 560.7685 | 11328.4115
| 2017-09-01 | 9907.172 | 537.5637 | 10444.7357
| 2017-10-01 | 9297.1103 | 496.0352 | 9793.1454
| 2017-11-01 | 7779.8213 | 410.3861 | 8190.2075
| 2017-12-01 | 7984.432 | 362.0336 | 8346.4656
| 2018-01-01 | 8003.4387 | 419.4965 | 8422.9352
| 2018-02-01 | 7195.2663 | 420.0125 | 7615.2787
| 2018-03-01 | 8084.1425 | 506.1003 | 8590.2428
| 2018-04-01 | 8340.0889 | 554.2969 | 8894.3858
| 2018-05-01 | 9562.8523 | 555.4975 | 10118.3499
| 2018-06-01 | 10001.3716 | 576.529 | 10577.9006
| 2018-07-01 | 10679.3909 | 589.8499 | 11269.2408
| 2018-08-01 | 10826.4333 | 567.33 | 11393.7633
| 2018-09-01 | 9960.2771 | 544.0624 | 10504.3395
| 2018-10-01 | 9352.7285 | 501.9866 | 9854.7151
| 2018-11-01 | 7834.4822 | 415.731 | 8250.2132
| 2018-12-01 | 8047.4158 | 367.1051 | 8414.5209
| 2019-01-01 | 8066.402 | 424.5402 | 8490.9422
| 2019-02-01 | 7245.1021 | 424.8787 | 7669.9808
| 2019-03-01 | 8139.9156 | 511.846 | 8651.7616
| 2019-04-01 | 8390.3449 | 560.5476 | 8950.8925
| 2019-05-01 | 9613.7422 | 561.9276 | 10175.6698
| 2019-06-01 | 10048.83 | 583.2202 | 10632.0501
| 2019-07-01 | 10726.5064 | 596.2964 | 11322.8029
| 2019-08-01 | 10874.6546 | 574.1696 | 11448.8242
| 2019-09-01 | 10004.9641 | 550.656 | 10555.6201
| 2019-10-01 | 9401.1413 | 508.0251 | 9909.1664
| 2019-11-01 | 7882.2554 | 421.1543 | 8303.4097
| 2019-12-01 | 8102.7526 | 372.2508 | 8475.0033
| 2020-01-01 | 8131.4606 | 429.4054 | 8560.866
| 2020-02-01 | 7513.3744 | 429.8161 | 7943.1905
| 2020-03-01 | 8217.8064 | 517.6758 | 8735.4822
| 2020-04-01 | 8474.4703 | 566.8899 | 9041.3602
| 2020-05-01 | 9702.1667 | 568.4516 | 10270.6184
| 2020-06-01 | 10136.0671 | 590.009 | 10726.0762
| 2020-07-01 | 10814.1357 | 602.8367 | 11416.9725
| 2020-08-01 | 10962.5259 | 580.8567 | 11543.3826
| 2020-09-01 | 10087.0435 | 557.3462 | 10644.3896
| 2020-10-01 | 9483.6013 | 514.1518 | 9997.7531
| 2020-11-01 | 7960.2549 | 426.657 | 8386.9119
| 2020-12-01 | 8187.2885 | 377.4717 | 8564.7602
Source: Company's response to OPC First Production of Documents Request, POD OPC-2, "Peak and Energy Jan2016 TYSP LT Price True-Up.xlsx".
Prepared By: MD 6/19/2016
Checked By: JAM 6/30/3016

## WP - Annual Percent Growth
WP - Percentage Growth in Customers, Summer Peak, and NEL
|  | Customers |  | Summer Peak |  | Net Energy for Load
|  | Total Customers | Percent Growth | Summer Peak | Percent Growth | NEL | Percent Growth
|  |  |  | (MW) |  | (GWh)
| 2009 | 4499066.75 |  | 22351 |  | 111237.416
| 2010 | 4520327.6667 | 0.4726% | 22256 | -0.425% | 114603.5325 | 3.026%
| 2011 | 4547050.8333 | 0.5912% | 21619 | -2.862% | 111542.2715 | -2.671%
| 2012 | 4576448.6667 | 0.6465% | 21440 | -0.828% | 110865.505 | -0.6067%
| 2013 | 4626934.3333 | 1.103% | 21576 | 0.6343% | 111655.211 | 0.7123%
| 2014 | 4708829.3333 | 1.77% | 22935 | 6.299% | 115968 | 3.863%
| 2015 | 4776053.2758 | 1.428% | 22959 | 0.1046% | 119963.5127 | 3.445%
| 2016 | 4845389.9019 | 1.452% | 24169.6865 | 5.273% | 119624.7597 | -0.2824%
| 2017 | 4917036.4355 | 1.479% | 24336.0406 | 0.6883% | 118831.9033 | -0.6628%
| 2018 | 4989888.8309 | 1.482% | 24606.279 | 1.11% | 119562.9643 | 0.6152%
| 2019 | 5062604.7554 | 1.457% | 24893.0945 | 1.166% | 120277.084 | 0.5973%
| 2020 | 5134692.4093 | 1.424% | 25205.9285 | 1.257% | 121585.1527 | 1.088%
| 2021 | 5206210.5991 | 1.393% | 25316.4163 | 0.4383% | 121781.9867 | 0.1619%
| 2022 | 5277414.6844 | 1.368% | 25540.1892 | 0.8839% | 121965.6961 | 0.1509%
| 2023 | 5348386.5436 | 1.345% | 25832.9033 | 1.146% | 122767.6554 | 0.6575%
| 2024 | 5419165.1501 | 1.323% | 26180.2785 | 1.345% | 123636.5644 | 0.7078%
| 2025 | 5489800.7663 | 1.303% | 26572.456 | 1.498% | 124463.0053 | 0.6684%
| 2026 | 5560363.0365 | 1.285% | 27067.6001 | 1.863% | 125830.8157 | 1.099%
| 2027 | 5630894.3816 | 1.268% | 27665.2192 | 2.208% | 127182.7844 | 1.074%
| 2028 | 5701408.0634 | 1.252% | 28224.7243 | 2.022% | 128994.8337 | 1.425%
| 2029 | 5771681.5364 | 1.233% | 28804.8144 | 2.055% | 130940.1443 | 1.508%
| 2030 | 5841653.6634 | 1.212% | 29397.6618 | 2.058% | 133247.2035 | 1.762%
Source: Company's response to OPC First Production of Documents Request, POD OPC-2, "Peak and Energy Jan2016 TYSP LT Price True-Up.xlsx".
Prepared By: MD 6/19/2016
Checked By: JAM 6/30/3016

## Table NEL
OPC 010392
FPL RC-16
CALENDAR NET ENERGY FOR LOAD (GWH)
AVERAGE ANNUAL GROWTH
| HISTORY (1980 to 2015) |  |  |  | 2044.6708 | 2.627%
| Based on 2015 TYSP (2016 to 2025) |  |  |  | 1288.1094 | 1.012%
| Based on Current Forecast (2016 to 2025) |  |  |  | 537.5828 | 0.4415%
HISTORY
Growth
[5 empty] | Absolute |  | %
| 1980 |  | 48400.033
| 1981 |  | 49997.084 |  | 1597.051 |  | 3.3%
| 1982 |  | 50375.165 |  | 378.081 |  | 0.7562%
| 1983 |  | 52599.883 |  | 2224.718 |  | 4.416%
| 1984 |  | 53032.936 |  | 433.053 |  | 0.8233%
| 1985 |  | 56235.609 |  | 3202.673 |  | 6.039%
| 1986 |  | 58453.212 |  | 2217.603 |  | 3.943%
| 1987 |  | 61996.769 |  | 3543.557 |  | 6.062%
| 1988 |  | 65135.637 |  | 3138.868 |  | 5.063%
| 1989 |  | 70298.943 |  | 5163.306 |  | 7.927%
| 1990 |  | 71528.278 |  | 1229.335 |  | 1.749%
| 1991 |  | 73425.659 |  | 1897.381 |  | 2.653%
| 1992 |  | 73321.114 |  | -104.545 |  | -0.1424%
| 1993 |  | 76074.236 |  | 2753.122 |  | 3.755%
| 1994 |  | 80673.307 |  | 4599.071 |  | 6.046%
| 1995 |  | 84546.115 |  | 3872.808 |  | 4.801%
| 1996 |  | 85028.049 |  | 481.934 |  | 0.57%
| 1997 |  | 87055.571 |  | 2027.522 |  | 2.385%
| 1998 |  | 92802.236 |  | 5746.665 |  | 6.601%
| 1999 |  | 91682.822 |  | -1119.414 |  | -1.206%
| 2000 |  | 96313.287 |  | 4630.465 |  | 5.051%
| 2001 |  | 98612.129 |  | 2298.842 |  | 2.387%
| 2002 |  | 104657.202 |  | 6045.073 |  | 6.13%
| 2003 |  | 108214.4605 |  | 3557.2585 |  | 3.399%
| 2004 |  | 108121.9295 |  | -92.531 |  | -0.08551%
| 2005 |  | 111442.889 |  | 3320.9595 |  | 3.071%
| 2006 |  | 113405.9796 |  | 1963.0906 |  | 1.762%
| 2007 |  | 114532.2145 |  | 1126.2349 |  | 0.9931%
| 2008 |  | 111100.357 |  | -3431.8575 |  | -2.996%
| 2009 |  | 111237.416 |  | 137.059 |  | 0.1234%
| 2010 |  | 114603.5325 |  | 3366.1165 |  | 3.026%
| 2011 |  | 111542.2715 |  | -3061.261 |  | -2.671%
| 2012 |  | 110865.505 |  | -676.7665 |  | -0.6067%
| 2013 |  | 111655.211 |  | 789.706 |  | 0.7123%
| 2014 |  | 115968 |  | 4312.789 |  | 3.863%
| 2015 |  | 119963.5127 |  | 3995.5127 |  | 3.445%
FORECAST
| Based on 2015 TYSP | Growth |  |  | Growth |  | Delta
| Forecast | Absolute | % | Forecast | Absolute | % | Absolute | % | Load Factor
2016 | 122220.7864 | 2257.2736 | 1.882% | 119624.7597 | -338.753 | -0.2824% | -2596.0267 | -2.124% | 56.35%
2017 | 123712.972 | 1492.1856 | 1.221% | 118831.9033 | -792.8564 | -0.6628% | -4881.0687 | -3.945% | 55.74%
2018 | 125151.3726 | 1438.4006 | 1.163% | 119562.9643 | 731.061 | 0.6152% | -5588.4083 | -4.465% | 55.47%
2019 | 126737.9925 | 1586.6199 | 1.268% | 120277.084 | 714.1197 | 0.5973% | -6460.9085 | -5.098% | 55.16%
2020 | 128467.1315 | 1729.1389 | 1.364% | 121585.1527 | 1308.0687 | 1.088% | -6881.9788 | -5.357% | 54.91%
2021 | 128798.4583 | 331.3268 | 0.2579% | 121781.9867 | 196.8341 | 0.1619% | -7016.4716 | -5.448% | 54.91%
2022 | 129580.7473 | 782.289 | 0.6074% | 121965.6961 | 183.7094 | 0.1509% | -7615.0512 | -5.877% | 54.51%
2023 | 130940.0841 | 1359.3369 | 1.049% | 122767.6554 | 801.9594 | 0.6575% | -8172.4287 | -6.241% | 54.25%
2024 | 132658.839 | 1718.7549 | 1.313% | 123636.5644 | 868.909 | 0.7078% | -9022.2746 | -6.801% | 53.76%
2025 | 133813.7708 | 1154.9318 | 0.8706% | 124463.0053 | 826.4409 | 0.6684% | -9350.7655 | -6.988% | 53.47%
2026 | 135522.4477 | 1708.6769 | 1.277% | 125830.8157 | 1367.8103 | 1.099% | -9691.6321 | -7.151% | 53.07%
2027 | 137653.4847 | 2131.037 | 1.572% | 127182.7844 | 1351.9687 | 1.074% | -10470.7003 | -7.607% | 52.48%
2028 | 140219.0459 | 2565.5612 | 1.864% | 128994.8337 | 1812.0493 | 1.425% | -11224.2122 | -8.005% | 52.03%
2029 | 142183.314 | 1964.2681 | 1.401% | 130940.1443 | 1945.3106 | 1.508% | -11243.1697 | -7.908% | 51.89%
2030 | 144640.7253 | 2457.4113 | 1.728% | 133247.2035 | 2307.0591 | 1.762% | -11393.5219 | -7.877% | 51.74%
2031 | 146779.2504 | 2138.5251 | 1.479% | 135111.3469 | 1864.1434 | 1.399% | -11667.9035 | -7.949% | 51.56%
2032 | 149381.3467 | 2602.0963 | 1.773% | 137076.151 | 1964.8042 | 1.454% | -12305.1957 | -8.237% | 51.2%
2033 | 150939.185 | 1557.8383 | 1.043% | 138119.8075 | 1043.6565 | 0.7614% | -12819.3774 | -8.493% | 50.84%
2034 | 152743.6205 | 1804.4356 | 1.195% | 139688.168 | 1568.3605 | 1.136% | -13055.4525 | -8.547% | 50.63%
2035 | 154563.8891 | 1820.2686 | 1.192% | 141446.6296 | 1758.4615 | 1.259% | -13117.2595 | -8.487% | 50.48%
2036 | 156852.5338 | 2288.6447 | 1.481% | 143024.9237 | 1578.2941 | 1.116% | -13827.6101 | -8.816% | 50.15%
2037 | 158321.9887 | 1469.455 | 0.9368% | 144233.5006 | 1208.5769 | 0.845% | -14088.4882 | -8.899% | 50.01%
2038 | 160223.435 | 1901.4463 | 1.201% | 145885.209 | 1651.7084 | 1.145% | -14338.2261 | -8.949% | 49.86%
2039 | 162120.0575 | 1896.6225 | 1.184% | 147619.5635 | 1734.3546 | 1.189% | -14500.4939 | -8.944% | 49.74%
2040 | 164470.599 | 2350.5415 | 1.45% | 149622.2017 | 2002.6382 | 1.357% | -14848.3972 | -9.028% | 49.57%
2041 | 166089.8579 | 1619.259 | 0.9845% | 151299.3805 | 1677.1788 | 1.121% | -14790.4774 | -8.905% | 49.7%
2042 | 167725.135 | 1635.2771 | 0.9846% | 152979.1645 | 1679.7841 | 1.11% | -14745.9704 | -8.792% | 49.69%
2043 | 169376.6183 | 1651.4833 | 0.9846% | 154661.5739 | 1682.4094 | 1.1% | -14715.0444 | -8.688% | 49.68%
2044 | 171044.4689 | 1667.8506 | 0.9847% | 156346.6289 | 1685.055 | 1.09% | -14697.8401 | -8.593% | 49.54%
2045 | 172728.8494 | 1684.3805 | 0.9848% | 158034.35 | 1687.7212 | 1.079% | -14694.4994 | -8.507% | 49.67%
2046 | 174429.924 | 1701.0746 | 0.9848% | 159724.7583 | 1690.4082 | 1.07% | -14705.1658 | -8.43% | 49.66%
2047 | 176147.8586 | 1717.9345 | 0.9849% | 161417.8748 | 1693.1165 | 1.06% | -14729.9838 | -8.362% | 49.65%
2048 | 177882.8206 | 1734.962 | 0.9849% | 163113.721 | 1695.8462 | 1.051% | -14769.0996 | -8.303% | 49.51%
2049 | 179634.9792 | 1752.1586 | 0.985% | 164812.3188 | 1698.5978 | 1.041% | -14822.6604 | -8.252% | 49.64%
2050 | 181404.5053 | 1769.5261 | 0.9851% | 166513.6903 | 1701.3715 | 1.032% | -14890.815 | -8.209% | 49.63%
2051 | 183191.5714 | 1787.0661 | 0.9851% | 168217.8578 | 1704.1676 | 1.023% | -14973.7135 | -8.174% | 49.63%
2052 | 184996.3517 | 1804.7804 | 0.9852% | 169924.8443 | 1706.9864 | 1.015% | -15071.5075 | -8.147% | 49.48%
2053 | 186705.3714 | 1709.0197 | 0.9238% | 171634.6726 | 1709.8284 | 1.006% | -15070.6988 | -8.072% | 49.62%
2054 | 188546.1101 | 1840.7387 | 0.9859% | 173347.3664 | 1712.6937 | 0.9979% | -15198.7437 | -8.061% | 49.62%
2055 | 190405.0963 | 1858.9862 | 0.986% | 175062.9493 | 1715.5829 | 0.9897% | -15342.147 | -8.058% | 49.62%
2056 | 192282.5113 | 1877.415 | 0.986% | 176781.4454 | 1718.4961 | 0.9816% | -15501.0659 | -8.062% | 49.48%
2057 | 194178.5382 | 1896.0269 | 0.9861% | 178502.8792 | 1721.4338 | 0.9738% | -15675.659 | -8.073% | 49.62%
2058 | 196093.362 | 1914.8238 | 0.9861% | 180227.2755 | 1724.3963 | 0.966% | -15866.0865 | -8.091% | 49.62%
2059 | 198027.1694 | 1933.8074 | 0.9862% | 181954.6595 | 1727.384 | 0.9584% | -16072.51 | -8.116% | 49.62%
2060 | 199980.1491 | 1952.9797 | 0.9862% | 183685.0566 | 1730.3972 | 0.951% | -16295.0925 | -8.148% | 49.48%
2061 | 201952.4915 | 1972.3424 | 0.9863% | 185418.4929 | 1733.4363 | 0.9437% | -16533.9986 | -8.187% | 49.62%
2062 | 203944.389 | 1991.8975 | 0.9863% | 187154.9946 | 1736.5017 | 0.9365% | -16789.3944 | -8.232% | 49.62%
2063 | 205956.0359 | 2011.6469 | 0.9864% | 188894.5883 | 1739.5937 | 0.9295% | -17061.4477 | -8.284% | 49.62%

## calculation_WN_retail
OPC 010399
FPL RC-16
W/N NEL - Wholesale
| Calendar NEL | Wholesale NEL | Retail NEL | Weather Impact | W/N NEL |  |  |  | Retail Delivered |  | W/N Retail Delivered | Weather | Total Delivered | Wholesale Delivered | W/N Ret Del % |  | W/N Retail Delivered 12mos avg |  | Customers 12 mos average | 12 mos use per customer
2007-01-01 | 8469671 | 73956.2176 | 8395714.7824 | 52057.5 | 8417613.5 |  | 8343657.2824 |  | 7817338.173 |  | 7768866.8882 | 48471.2848 | 7932169.61
2007-02-01 | 7527571 | 66836.2859 | 7460734.7141 | 847.0162 | 7526723.9838 |  | 7459887.6979 |  | 6930713.394 |  | 6929926.551 | 786.843 | 7042442.094
2007-03-01 | 8435515 | 76417.8079 | 8359097.1921 | -178696.0315 | 8614211.0315 |  | 8537793.2235 |  | 7844528.925 |  | 8012224.8083 | -167695.8833 | 7967937.904
2007-04-01 | 8579552 | 79493.1771 | 8500058.8229 | -225727.7146 | 8805279.7146 |  | 8725786.5375 |  | 8002666.405 |  | 8215185.3577 | -212518.9527 | 8132695.1555
2007-05-01 | 9663511 | 85772.672 | 9577738.328 | -572174.3399 | 10235685.3399 |  | 10149912.6679 |  | 8571665.274 |  | 9083736.7832 | -512071.5092 | 8701269.267
2007-06-01 | 10343275 | 90130.7019 | 10253144.2981 | -285086.5175 | 10628361.5175 |  | 10538230.8156 |  | 9786085.337 |  | 10058185.3784 | -272100.0414 | 9917019.693
2007-07-01 | 11373076 | 99403.4432 | 11273672.5568 | -74894.3265 | 11447970.3265 |  | 11348566.8833 |  | 9997955.208 |  | 10064374.5685 | -66419.3605 | 10143932.837
2007-08-01 | 12110271 | 99814.1475 | 12010456.8525 | 474402.6256 | 11635868.3744 |  | 11536054.2269 |  | 11078397.839 |  | 10640810.7358 | 437587.1032 | 11231296.381
2007-09-01 | 10759821.5 | 88635.6679 | 10671185.8321 | 58655.5589 | 10701165.9411 |  | 10612530.2732 |  | 10330010.689 |  | 10273230.4436 | 56780.2454 | 10468144.828
2007-10-01 | 10632392 | 88294.5416 | 10544097.4584 | 771742.2195 | 9860649.7805 |  | 9772355.2389 |  | 9430393.833 |  | 8740165.6654 | 690228.1676 | 9430137.737
2007-11-01 | 8074326 | 71330.4973 | 8002995.5027 | -9752.1142 | 8084078.1142 |  | 8012747.6169 |  | 7794712.643 |  | 7804210.9524 | -9498.3094 | 8004243.78
2007-12-01 | 8563233 | 72173.6347 | 8491059.3653 | 295127.9662 | 8268105.0338 |  | 8195931.3991 |  | 7690163.626 |  | 7422872.7907 | 267290.8353 | 7758008.859 |  |  |  | 105013790.9233 |  | 4496589.3333 | 23354.0987
2008-01-01 | 8158564 | 71866.5099 | 8086697.4901 | -216798.1396 | 8375362.1396 |  | 8303495.6297 |  | 7704555.134 |  | 7911108.331 | -206553.197 | 7773957.247 |  | 1.831% |  | 105156032.3661 |  | 4500489.75 | 23365.4643
2008-02-01 | 7896972 | 76623.659 | 7820348.341 | 156208.826 | 7740763.174 |  | 7664139.515 |  | 7299140.518 |  | 7153342.6428 | 145797.8752 | 7368404.655 |  | 3.224% |  | 105379448.4579 |  | 4504013.75 | 23396.7866
2008-03-01 | 8325921 | 85210.7529 | 8240710.2471 | -140862.1029 | 8466783.1029 |  | 8381572.35 |  | 7665045.305 |  | 7796067.3126 | -131022.0076 | 7754317.085 |  | -2.698% |  | 105163290.9621 |  | 4506618.75 | 23335.2979
2008-04-01 | 8619990 | 84191.7534 | 8535798.2466 | -122798.418 | 8742788.418 |  | 8658596.6646 |  | 8131802.997 |  | 8248789.4246 | -116986.4276 | 8218531.116 |  | 0.409% |  | 105196895.0291 |  | 4508703.25 | 23331.9625
2008-05-01 | 10292599 | 95713.9623 | 10196885.0377 | 464377.3879 | 9828221.6121 |  | 9732507.6498 |  | 9054095.479 |  | 8641761.9877 | 412333.4913 | 9153877.152 |  | -4.866% |  | 104754920.2335 |  | 4510378.5833 | 23225.3054
2008-06-01 | 10508760 | 97078.5677 | 10411681.4323 | 70500.5555 | 10438259.4445 |  | 10341180.8768 |  | 10015222.795 |  | 9947406.7774 | 67816.0176 | 10105443.911 |  | -1.101% |  | 104644141.6325 |  | 4511783.75 | 23193.5189
2008-07-01 | 10745283 | 99271.1146 | 10646011.8854 | -497038.3699 | 11242321.3699 |  | 11143050.2553 |  | 9579253.937 |  | 10026487.7756 | -447233.8386 | 9676714.204 |  | -0.3764% |  | 104606254.8396 |  | 4512353.6667 | 23182.1933
2008-08-01 | 11090020 | 98840.1914 | 10991179.8086 | -63116.5138 | 11153136.5138 |  | 11054296.3224 |  | 10261837.747 |  | 10320766.0363 | -58928.2893 | 10362505.873 |  | -3.008% |  | 104286210.1401 |  | 4512278.9167 | 23111.6498
2008-09-01 | 10640369 | 86099.3377 | 10554269.6623 | 212664.9101 | 10427704.0899 |  | 10341604.7521 |  | 10219241.821 |  | 10013327.6068 | 205914.2142 | 10299167.275 |  | -2.53% |  | 104026307.3034 |  | 4511900.8333 | 23055.9826
2008-10-01 | 9367637 | 78828.8866 | 9288808.1134 | -368198.3108 | 9735835.3108 |  | 9657006.4242 |  | 8552965.587 |  | 8891995.8956 | -339030.3086 | 8632523.104 |  | 1.737% |  | 104178137.5335 |  | 4511415.9167 | 23092.1155
2008-11-01 | 7648144 | 63334.9341 | 7584809.0659 | -313766.7164 | 7961910.7164 |  | 7898575.7823 |  | 7313800.476 |  | 7616356.1685 | -302555.6925 | 7378389.836 |  | -2.407% |  | 103990282.7496 |  | 4510666.75 | 23054.3041
2008-12-01 | 7806098 | 68667.5131 | 7737430.4869 | -379052.6362 | 8185150.6362 |  | 8116483.1231 |  | 6952468.667 |  | 7293066.4379 | -340597.7709 | 7016955.77 |  | -1.749% |  | 103860476.3968 | -1.098% | 4509730.1667 | 23030.3084 | -1.386%
2009-01-01 | 8007278 | 66458.4858 | 7940819.5142 | -94834.8992 | 8102112.8992 |  | 8035654.4134 |  | 7458391.963 |  | 7547465.3702 | -89073.4072 | 7513268.662 |  | -4.597% |  | 103496833.436 | -1.578% | 4508500.5 | 22955.9326 | -1.753%
2009-02-01 | 7235663 | 72594.8895 | 7163068.1105 | -98513.5704 | 7334176.5704 |  | 7261581.6809 |  | 6752703.924 |  | 6845573.7617 | -92869.8377 | 6835326.12 |  | -4.302% |  | 103189064.555 | -2.079% | 4507130.5833 | 22894.625 | -2.146%
2009-03-01 | 8009351 | 90141.7781 | 7919209.2219 | -165790.4679 | 8175141.4679 |  | 8084999.6898 |  | 7373744.096 |  | 7528115.1259 | -154371.0299 | 7460003.034 |  | -3.437% |  | 102921112.3683 | -2.132% | 4505741.8333 | 22842.2125 | -2.113%
2009-04-01 | 8493145 | 91197.8642 | 8401947.1358 | 82471.1455 | 8410673.8545 |  | 8319475.9903 |  | 8068103.018 |  | 7988908.7922 | 79194.2258 | 8152950.553 |  | -3.151% |  | 102661231.7359 | -2.41% | 4504420.25 | 22791.2197 | -2.318%
2009-05-01 | 9656281 | 104863.5616 | 9551417.4384 | -4639.0609 | 9660920.0609 |  | 9556056.4994 |  | 8507630.002 |  | 8511762.1022 | -4132.1002 | 8618451.283 |  | -1.504% |  | 102531231.8505 | -2.123% | 4503164.6667 | 22768.7059 | -1.966%
2009-06-01 | 10367469 | 111997.9412 | 10255471.0588 | 163796.5907 | 10203672.4093 |  | 10091674.4682 |  | 9860078.181 |  | 9702596.6591 | 157481.5219 | 9950520.855 |  | -2.461% |  | 102286421.7322 | -2.253% | 4501802.6667 | 22721.214 | -2.036%
2009-07-01 | 11007925 | 129650.2235 | 10878274.7765 | 135073.0539 | 10872851.9461 |  | 10743201.7226 |  | 9750264.339 |  | 9629197.5332 | 121066.8058 | 9896531.403 |  | -3.962% |  | 101889131.4897 | -2.597% | 4500870.9167 | 22637.648 | -2.349%
2009-08-01 | 11448322 | 129732.4435 | 11318589.5565 | 402985.2732 | 11045336.7268 |  | 10915604.2833 |  | 10567020.692 |  | 10190794.1578 | 376226.5342 | 10678186.994 |  | -1.259% |  | 101759159.6112 | -2.423% | 4500174.4167 | 22612.2701 | -2.161%
2009-09-01 | 10342759 | 119661.9963 | 10223097.0037 | 194513.2044 | 10148245.7956 |  | 10028583.7992 |  | 9852631.858 |  | 9665167.4337 | 187464.4243 | 9993213.235 |  | -3.477% |  | 101410999.438 | -2.514% | 4499573.25 | 22537.915 | -2.247%
2009-10-01 | 10338743 | 104474.6696 | 10234268.3304 | 943950.9763 | 9394792.0237 |  | 9290317.3541 |  | 9233544.166 |  | 8381894.3217 | 851649.8443 | 9331106.308 |  | -5.737% |  | 100900897.8641 | -3.146% | 4499014.6667 | 22427.3325 | -2.879%
2009-11-01 | 8115012 | 81152.434 | 8033859.566 | 359166.771 | 7755845.229 |  | 7674692.795 |  | 7996809.284 |  | 7639298.9061 | 357510.3779 | 8079339.52 |  | 0.3012% |  | 100923840.6017 | -2.949% | 4498999.8333 | 22432.506 | -2.697%
2009-12-01 | 8215468 | 74786.0586 | 8140681.9414 | 263882.4485 | 7951585.5515 |  | 7876799.493 |  | 7341320.04 |  | 7103349.1278 | 237970.9122 | 7414515.557 |  | -2.601% |  | 100734123.2917 | -3.01% | 4499066.75 | 22390.0042 | -2.78%
2010-01-01 | 9390504 | 183871.6895 | 9206632.3105 | 1124262.185 | 8266241.815 | 2.026% | 8082370.1255 |  | 8657026.254 |  | 7599878.8712 | 1057147.3828 | 8839621.328 | 182595.074 | 0.6945% |  | 100786536.7927 | -2.619% | 4499429.1667 | 22399.8496 | -2.422%
2010-02-01 | 7653971 | 148801.9816 | 7505169.0184 | 37509.6268 | 7616461.3732 | 3.849% | 7467659.3915 |  | 6929803.418 |  | 6895169.3758 | 34634.0422 | 7076735.05 | 146931.632 | 0.7245% |  | 100836132.4068 | -2.28% | 4500093.75 | 22407.5626 | -2.127%
2010-03-01 | 7879751.5 | 156882.3197 | 7722869.1803 | -588231.0125 | 8467982.5125 | 3.582% | 8311100.1928 |  | 7427271.549 |  | 7992987.6529 | -565716.1039 | 7584294.345 | 157022.796 | 6.175% |  | 101301004.9338 | -1.574% | 4501237.5 | 22505.1455 | -1.476%
2010-04-01 | 8037871 | 157068.0267 | 7880802.9733 | -416257.7762 | 8454128.7762 | 0.5167% | 8297060.7495 |  | 7481070.812 |  | 7876215.0517 | -395144.2397 | 7634483.479 | 153412.667 | -1.411% |  | 101188311.1933 | -1.435% | 4502717.8333 | 22472.7187 | -1.397%
2010-05-01 | 10395115 | 199283.6686 | 10195831.3314 | 733984.187 | 9661130.813 | 0.002181% | 9461847.1444 |  | 9040849.541 |  | 8390010.94 | 650838.601 | 9240213.06 | 199363.519 | -1.43% |  | 101066560.031 | -1.429% | 4504603.75 | 22436.282 | -1.46%
2010-06-01 | 11409507 | 209538.2452 | 11199968.7548 | 1107219.1158 | 10302287.8842 | 0.9665% | 10092749.639 |  | 10695623.291 |  | 9638263.3266 | 1057359.9644 | 10904588.499 | 208965.208 | -0.6631% |  | 101002226.6985 | -1.255% | 4506603.75 | 22412.0496 | -1.361%
2010-07-01 | 11649520 | 210132.7577 | 11439387.2423 | 600166.9682 | 11049353.0318 | 1.623% | 10839220.2742 |  | 10234337.945 |  | 9697393.8373 | 536944.1077 | 10441919.721 | 207581.776 | 0.7082% |  | 101070423.0027 | -0.8035% | 4508636.8333 | 22417.069 | -0.9744%
2010-08-01 | 11521499 | 208667.6094 | 11312831.3906 | 346542.1334 | 11174956.8666 | 1.174% | 10966289.2573 |  | 10687427.754 |  | 10360043.3985 | 327384.3555 | 10894853.421 | 207425.667 | 1.661% |  | 101239672.2434 | -0.5105% | 4510954 | 22443.0735 | -0.7483%
2010-09-01 | 10666454 | 193251.6043 | 10473202.3957 | 418469.7259 | 10247984.2741 | 0.9828% | 10054732.6698 |  | 10143338.036 |  | 9738048.4476 | 405289.5884 | 10335868.869 | 192530.833 | 0.7541% |  | 101312553.2574 | -0.09708% | 4513370.6667 | 22447.2043 | -0.4025%
2010-10-01 | 9299921 | 172752.2384 | 9127168.7616 | -249191.7195 | 9549112.7195 | 1.643% | 9376360.4812 |  | 8235791.759 |  | 8460646.9319 | -224855.1729 | 8406425.774 | 170633.985 | 0.9396% |  | 101391305.8676 | 0.486% | 4515769.5 | 22452.7195 | 0.1132%
2010-11-01 | 7811927 | 149069.776 | 7662857.224 | 34779.2883 | 7777147.7117 | 0.2747% | 7628077.9357 |  | 7502443.465 |  | 7468392.2441 | 34051.2209 | 7650107.727 | 147664.262 | -2.237% |  | 101220399.2055 | 0.2938% | 4517958.3333 | 22404.0134 | -0.127%
2010-12-01 | 8887492 | 171251.0411 | 8716240.9589 | 749690.5723 | 8137801.4277 | 2.342% | 7966550.3866 |  | 7968391.693 |  | 7283024.2099 | 685367.4831 | 8139636.604 | 171244.911 | 2.529% |  | 101400074.2876 | 0.6611% | 4520327.6667 | 22432.0186 | 0.1876%
2011-01-01 | 7922768 | 153595.0196 | 7769172.9804 | -282853.5821 | 8205621.5821 | -0.7333% | 8052026.5625 |  | 7428031.594 |  | 7698465.1845 | -270433.5905 | 7581323.447 | 153291.853 | 1.297% |  | 101498660.6009 | 0.7066% | 4522902.5833 | 22441.045 | 0.1839%
2011-02-01 | 7253717 | 144200.3299 | 7109516.6701 | 14906.6352 | 7238810.3648 | -4.958% | 7094610.0349 |  | 6668738.388 |  | 6654755.9395 | 13982.4485 | 6800802.725 | 132064.337 | -3.487% |  | 101258247.1646 | 0.4186% | 4525296.75 | 22376.0458 | -0.1407%
2011-03-01 | 8196116.5 | 165380.4427 | 8030736.0573 | 120463.2989 | 8075653.2011 | -4.633% | 7910272.7584 |  | 7482396.078 |  | 7370158.0329 | 112238.0451 | 7656680.339 | 174284.261 | -7.792% |  | 100635417.5446 | -0.657% | 4527785.25 | 22226.1905 | -1.24%
2011-04-01 | 9460285 | 187986.3737 | 9272298.6263 | 1078023.8797 | 8382261.1203 | -0.8501% | 8194274.7466 |  | 9030384.393 |  | 7980486.1519 | 1049898.2411 | 9198493.867 | 168109.474 | 1.324% |  | 100739688.6448 | -0.4434% | 4530287.3333 | 22236.9314 | -1.049%
2011-05-01 | 10098308 | 198292.6446 | 9900015.3554 | 545548.9037 | 9552759.0963 | -1.122% | 9354466.4517 |  | 8843049.56 |  | 8355745.6701 | 487303.8899 | 9058096.498 | 215046.938 | -0.4084% |  | 100705423.3749 | -0.3573% | 4532627.5833 | 22217.8905 | -0.9734%
2011-06-01 | 10539641 | 203786.3274 | 10335854.6726 | 408087.374 | 10131553.626 | -1.657% | 9927767.2986 |  | 10107182.301 |  | 9708123.528 | 399058.773 | 10309364.151 | 202181.85 | 0.7248% |  | 100775283.5762 | -0.2247% | 4534912.5833 | 22222.1006 | -0.8475%
2011-07-01 | 11211614 | 215964.366 | 10995649.634 | 446402.3219 | 10765211.6781 | -2.572% | 10549247.3121 |  | 10831587.263 |  | 10391845.5592 | 439741.7038 | 11047731.074 | 216143.811 | 7.161% |  | 101469735.2981 | 0.3951% | 4537154 | 22364.1814 | -0.2359%
2011-08-01 | 11325605 | 214171.871 | 11111433.129 | 176797.1147 | 11148807.8853 | -0.234% | 10934636.0143 |  | 10352319.1 |  | 10187600.4606 | 164718.6394 | 10567032.466 | 214713.366 | -1.665% |  | 101297292.3602 | 0.05691% | 4539117.5 | 22316.5169 | -0.5639%
2011-09-01 | 10530592 | 198021.58 | 10332570.42 | 268604.1103 | 10261987.8897 | 0.1366% | 10063966.3097 |  | 9673442 |  | 9421972.5034 | 251469.4966 | 9870682.38 | 197241 | -3.246% |  | 100981216.416 | -0.327% | 4540873.5 | 22238.28 | -0.9307%
2011-10-01 | 9050810 | 174416.898 | 8876393.102 | -543723.5008 | 9594533.5008 | 0.4757% | 9420116.6028 |  | 8313026.495 |  | 8822240.9717 | -509214.4767 | 8483851.075 | 170824.58 | 4.274% |  | 101342810.4557 | -0.04783% | 4542776.8333 | 22308.5602 | -0.6421%
2011-11-01 | 8021393 | 157438.016 | 7863954.984 | 84334.38 | 7937058.62 | 2.056% | 7779620.604 |  | 7423424 |  | 7343813.9486 | 79610.0514 | 7586718 | 163293.898 | -1.668% |  | 101218232.1603 | -0.002141% | 4544794.25 | 22271.2463 | -0.5926%
2011-12-01 | 7931422 | 157798.444 | 7773623.556 | -241576.9205 | 8172998.9205 | 0.4325% | 8015200.4765 |  | 7404061.023 |  | 7634153.2378 | -230092.2148 | 7560800.04 | 156739.017 | 4.821% |  | 101569361.1882 | 0.1669% | 4547050.8333 | 22337.4149 | -0.4217%
2012-01-01 | 7979304 | 162071.604 | 7817232.396 | -193498.539 | 8172802.539 | -0.4% | 8010730.935 |  | 7358778.4932 |  | 7540929.0057 | -182150.5125 | 7519892.134 | 161113.444 | -2.046% |  | 101411825.0093 | -0.08555% | 4549299.6667 | 22291.7443 | -0.6653%
2012-02-01 | 7702146 | 159613.859 | 7542532.141 | 72426.5031 | 7629719.4969 | 5.4% | 7470105.6379 |  | 7121778.1245 |  | 7053391.8749 | 68386.2496 | 7280572 | 158793.604 | 5.99% |  | 101810460.9448 | 0.5454% | 4551492.8333 | 22368.5865 | -0.03334%
2012-03-01 | 8639929 | 179548.949 | 8460380.051 | 265279.3078 | 8374649.6922 | 3.702% | 8195100.7432 |  | 7968720.268 |  | 7718857.1904 | 249863.0776 | 8149116.318 | 180396.859 | 4.731% |  | 102159160.1023 | 1.514% | 4553772.5 | 22433.9622 | 0.9348%
2012-04-01 | 8509236 | 174621.6815 | 8334614.3185 | -163159.4211 | 8672395.4211 | 3.461% | 8497773.7396 |  | 7842299.586 |  | 7995821.3942 | -153521.8082 | 8016770.535 | 174470.949 | 0.1922% |  | 102174495.3446 | 1.424% | 4556004.5 | 22426.3377 | 0.8518%
2012-05-01 | 9894790 | 205372.9646 | 9689417.0354 | -57534.0316 | 9952324.0316 | 4.183% | 9746951.067 |  | 9116431.2874 |  | 9170563.0317 | -54131.7443 | 9321939.855 | 205508.681 | 9.752% |  | 102989312.7062 | 2.268% | 4558249.5 | 22594.049 | 1.693%
2012-06-01 | 10242699 | 205879.921 | 10036819.079 | 35469.3956 | 10207229.6044 | 0.7469% | 10001349.6834 |  | 9440381.8752 |  | 9407020.2457 | 33361.6295 | 9643564.682 | 203182.965 | -3.102% |  | 102688209.4239 | 1.898% | 4560416.9167 | 22517.2854 | 1.328%
2012-07-01 | 11225750 | 223288.7425 | 11002461.2575 | -20761.111 | 11246511.111 | 4.471% | 11023222.3685 |  | 10318818.6877 |  | 10338289.7983 | -19471.1106 | 10544138.489 | 225319.921 | -0.5154% |  | 102634653.663 | 1.148% | 4562703.25 | 22494.2645 | 0.5817%
2012-08-01 | 11202980 | 226481.851 | 10976498.149 | -103013.65 | 11305993.65 | 1.41% | 11079511.799 |  | 10288183.2389 |  | 10384737.1027 | -96553.8638 | 10514843.429 | 226659.742 | 1.935% |  | 102831790.3052 | 1.515% | 4565141.3333 | 22525.4341 | 0.9362%
2012-09-01 | 10233593 | 202962.8941 | 10030630.1059 | -49023.8177 | 10282616.8177 | 0.201% | 10079653.9236 |  | 9373916.1859 |  | 9419730.3723 | -45814.1865 | 9577272.0369 | 203355.851 | -0.0238% |  | 102829548.1741 | 1.83% | 4567889.75 | 22511.3901 | 1.228%
2012-10-01 | 9654295 | 190442.0369 | 9463852.9631 | -1737.2275 | 9656032.2275 | 0.641% | 9465590.1906 |  | 8914044.0984 |  | 8915680.4006 | -1636.3021 | 9109917.9934 | 195873.895 | 1.059% |  | 102922987.603 | 1.559% | 4570715.6667 | 22517.9152 | 0.9385%
2012-11-01 | 7423333 | 148917.3313 | 7274415.6687 | -543889.3051 | 7967222.3051 | 0.38% | 7818304.9738 |  | 6871525.0036 |  | 7385291.2124 | -513766.2087 | 7016295.901 | 144771.037 | 0.5648% |  | 102964464.8667 | 1.725% | 4573614.3333 | 22512.7126 | 1.084%
2012-12-01 | 8157450 | 164806.5498 | 7992643.4502 | -10660.4313 | 8168110.4313 | -0.05981% | 8003303.8815 |  | 7513052.7083 |  | 7523073.4709 | -10020.7625 | 7675796.0393 | 162743.331 | -1.455% |  | 102853385.0998 | 1.264% | 4576448.6667 | 22474.4977 | 0.6137%
2013-01-01 | 8088864 | 169045.9807 | 7919818.0193 | -67545.4403 | 8156409.4403 | -0.2006% | 7987363.4596 |  | 7440640.8572 |  | 7504099.5581 | -63458.7009 | 7611099.4072 | 170458.55 | -0.4884% |  | 102816555.6523 | 1.385% | 4579361.5 | 22452.1597 | 0.7196%
2013-02-01 | 7467802 | 158679.345 | 7309122.655 | 74394.8069 | 7393407.1931 | -3.097% | 7234727.8482 |  | 6896297.8035 |  | 6826104.8723 | 70192.9311 | 7056147.7845 | 159849.981 | -3.222% |  | 102589268.6497 | 0.765% | 4582158 | 22388.8545 | 0.09061%
2013-03-01 | 7936038 | 170695.6349 | 7765342.3651 | -351877.378 | 8287915.378 | -1.036% | 8117219.7431 |  | 7318867.8092 |  | 7650513.7165 | -331645.9073 | 7490007.1542 | 171139.345 | -0.8854% |  | 102520925.1757 | 0.3541% | 4584811.4167 | 22360.9906 | -0.3253%
2013-04-01 | 8967220 | 189027.4663 | 8778192.5337 | 268453.919 | 8698766.081 | 0.3041% | 8509738.6147 |  | 8270589.658 |  | 8017659.2059 | 252930.4521 | 8456993.293 | 186403.635 | 0.2731% |  | 102542762.9874 | 0.3604% | 4587517.3333 | 22352.5614 | -0.329%
2013-05-01 | 9493988 | 196428.3666 | 9297559.6334 | -636638.2213 | 10130626.2213 | 1.792% | 9934197.8547 |  | 8748504.3831 |  | 9347546.765 | -599042.3819 | 8945753.8501 | 197249.467 | 1.93% |  | 102719746.7207 | -0.2617% | 4590417.5 | 22376.9944 | -0.9607%
2013-06-01 | 10459525 | 189064.6241 | 10270460.3759 | -12391.2937 | 10471916.2937 | 2.593% | 10282851.6697 |  | 9638808.6485 |  | 9650437.8555 | -11629.207 | 9826784.0155 | 187975.367 | 2.588% |  | 102963164.3305 | 0.2678% | 4593616.8333 | 22414.3998 | -0.4569%
2013-07-01 | 10649066 | 194252.4765 | 10454813.5235 | -410397.9407 | 11059463.9407 | -1.663% | 10865211.4642 |  | 9814502.6104 |  | 10199765.4992 | -385262.8888 | 10012460.2344 | 197957.624 | -1.34% |  | 102824640.0314 | 0.1851% | 4597268.5 | 22366.4639 | -0.5681%
2013-08-01 | 11392218 | 204570.2605 | 11187647.7395 | 111120.4177 | 11281097.5823 | -0.2202% | 11076527.3218 |  | 10530133.3379 |  | 10425543.6295 | 104589.7084 | 10731202.8139 | 201069.476 | 0.3929% |  | 102865446.5582 | 0.03273% | 4601532.3333 | 22354.6069 | -0.7584%
2013-09-01 | 10228764 | 183181.5138 | 10045582.4862 | -109629.5601 | 10338393.5601 | 0.5424% | 10155212.0463 |  | 9450097.6733 |  | 9553228.5821 | -103130.9087 | 9633417.9343 | 183320.261 | 1.417% |  | 102998944.7679 | 0.1647% | 4606975.6667 | 22357.1714 | -0.6851%
2013-10-01 | 9968681 | 181301.0339 | 9787379.9661 | 215557.0632 | 9753123.9368 | 1.006% | 9571822.9029 |  | 9211276.8499 |  | 9008407.8704 | 202868.9795 | 9390018.3639 | 178741.514 | 1.04% |  | 103091672.2377 | 0.1639% | 4613197.5 | 22347.1187 | -0.7585%
2013-11-01 | 8505690 | 157135.7754 | 8348554.2246 | 522529.3354 | 7983160.6646 | 0.2% | 7826024.8892 |  | 7856953.0761 |  | 7365192.6637 | 491760.4125 | 8021497.1101 | 164544.034 | -0.2721% |  | 103071573.689 | 0.104% | 4619956 | 22310.0769 | -0.9001%
2013-12-01 | 8497355 | 159075.377 | 8338279.623 | 245448.0139 | 8251906.9861 | 1.026% | 8092831.6091 |  | 7881915.9253 |  | 7649901.5654 | 232014.3599 | 8036085.7003 | 154169.775 | 1.686% |  | 103198401.7835 | 0.3354% | 4626934.3333 | 22303.8397 | -0.7593%
2014-01-01 | 8633765 | 381299.8584 | 8252465.1416 | 67586.2373 | 8566178.7627 | 5.024% | 8184878.9043 |  | 7722287.1327 |  | 7659042.96 | 63244.1727 | 8103587.5097 | 381300.377 | 2.065% |  | 103353345.1854 | 0.5221% | 4633983.25 | 22303.3489 | -0.6628%
2014-02-01 | 7957338 | 344281.0275 | 7613056.9725 | 132023.3665 | 7825314.6335 | 5.842% | 7481033.606 |  | 7222438.7404 |  | 7097189.3589 | 125249.3815 | 7548084.5404 | 325645.8 | 3.971% |  | 103624429.672 | 1.009% | 4641301.9167 | 22326.5867 | -0.2781%
2014-03-01 | 8490634 | 376135.9303 | 8114498.0697 | -215150.7356 | 8705784.7356 | 5.042% | 8329648.8053 |  | 7659978.4882 |  | 7863077.9273 | -203099.4391 | 8054749.7902 | 394771.302 | 2.778% |  | 103836993.8828 | 1.284% | 4648724.75 | 22336.6621 | -0.1088%
2014-04-01 | 9229956 | 404235.1524 | 8825720.8476 | 300810.2248 | 8929145.7752 | 2.648% | 8524910.6228 |  | 8341756.4464 |  | 8057441.3547 | 284315.0917 | 8745991.3474 | 404234.901 | 0.4962% |  | 103876776.0315 | 1.301% | 4656230.8333 | 22309.1981 | -0.194%
2014-05-01 | 10400290 | 456352.0855 | 9943937.9145 | 228805.4801 | 10171484.5199 | 0.4033% | 9715132.4344 |  | 9394723.2679 |  | 9178554.9666 | 216168.3013 | 9851075.4389 | 456352.171 | -1.808% |  | 103707784.2331 | 0.9619% | 4663802.5833 | 22236.744 | -0.6268%
2014-06-01 | 10437993 | 567584.6763 | 9870408.3237 | -359647.9813 | 10797640.9813 | 3.11% | 10230056.305 |  | 9342340.8032 |  | 9682747.5928 | -340406.7897 | 9909924.8632 | 567584.06 | 0.3348% |  | 103740093.9705 | 0.7546% | 4671448.8333 | 22207.2632 | -0.9241%
2014-07-01 | 11387222 | 568317.9858 | 10818904.0142 | -163689.2504 | 11550911.2504 | 4.444% | 10982593.2647 |  | 10283164.6959 |  | 10438748.2484 | -155583.5525 | 10851483.2589 | 568318.563 | 2.343% |  | 103979076.7197 | 1.123% | 4678806.8333 | 22223.4173 | -0.6396%
2014-08-01 | 12124907 | 653378.3098 | 11471528.6902 | 307238.3638 | 11817668.6362 | 4.756% | 11164290.3265 |  | 10862430.092 |  | 10571505.0254 | 290925.0666 | 11516183.25 | 653753.158 | 1.4% |  | 104125038.1155 | 1.225% | 4685654.75 | 22222.0893 | -0.5928%
2014-09-01 | 10640900 | 549725.1243 | 10091174.8757 | -325369.4458 | 10966269.4458 | 6.073% | 10416544.3216 |  | 9565930.3535 |  | 9874364.3561 | -308434.0026 | 10115280.2915 | 549349.938 | 3.362% |  | 104446173.8896 | 1.405% | 4691857.9167 | 22261.1545 | -0.4295%
2014-10-01 | 10073732 | 514236.1921 | 9559495.8079 | -148818.1857 | 10222550.1857 | 4.813% | 9708313.9936 |  | 9035791.3832 |  | 9176456.7601 | -140665.3768 | 9552272.7272 | 516481.344 | 1.865% |  | 104614222.7793 | 1.477% | 4697649.25 | 22269.4836 | -0.3474%
2014-11-01 | 8128958 | 361611.1097 | 7767346.8903 | -190406.157 | 8319364.157 | 4.211% | 7957753.0473 |  | 7358859.4206 |  | 7539252.0517 | -180392.6311 | 7720250.5306 | 361391.11 | 2.363% |  | 104788282.1673 | 1.666% | 4703211.25 | 22280.1564 | -0.1341%
2014-12-01 | 8457394 | 420073.9418 | 8037320.0582 | -72851.7838 | 8530245.7838 | 3.373% | 8110171.842 |  | 7641396.3038 |  | 7710659.36 | -69263.0563 | 8061689.9188 | 420293.615 | 0.7942% |  | 104849039.962 | 1.599% | 4708829.3333 | 22266.477 | -0.1675%
2015-01-01 | 8447758 | 443023.2689 | 8004734.7311 | -254587.452 | 8702345.452 | 1.59% | 8259322.1831 |  | 7569769.2782 |  | 7810522.8243 | -240753.5461 | 8014092.6972 | 444323.419 | 1.978% |  | 105000519.8264 | 1.594% | 4714384 | 22272.3732 | -0.1389%
2015-02-01 | 7676502 | 476843.8074 | 7199658.1926 | -113262.2779 | 7789764.2779 | -0.4543% | 7312920.4705 |  | 6776322.0434 |  | 6882924.5584 | -106602.515 | 7256241.2414 | 479919.198 | -3.019% |  | 104786255.0258 | 1.121% | 4719905.8333 | 22200.9207 | -0.5629%
2015-03-01 | 9442613 | 521623.2421 | 8920989.7579 | 731490.9893 | 8711122.0107 | 0.06131% | 8189498.7685 |  | 8477643.4214 |  | 7782505.3323 | 695138.0892 | 8994891.3234 | 517247.902 | -1.025% |  | 104705682.4308 | 0.8366% | 4725434.25 | 22157.8964 | -0.8003%
2015-04-01 | 10158631 | 571592.5191 | 9587038.4809 | 1161625.9937 | 8997005.0063 | 0.76% | 8425412.4872 |  | 9129379.7948 |  | 8023206.6113 | 1106173.1834 | 9700972.3628 | 571592.568 | -0.4249% |  | 104671447.6875 | 0.765% | 4730934.8333 | 22124.8974 | -0.8261%
2015-05-01 | 10806023 | 597264.4899 | 10208758.5101 | 441307.4896 | 10364715.5104 | 1.9% | 9767451.0205 |  | 9735085.1057 |  | 9314253.7221 | 420831.3836 | 10332459.4437 | 597374.338 | 1.478% |  | 104807146.443 | 1.06% | 4736389.1667 | 22128.069 | -0.4887%
2015-06-01 | 11385195 | 613910.3958 | 10771284.6042 | 360807.5111 | 11024387.4889 | 2.1% | 10410477.0931 |  | 10263481.3108 |  | 9919683.771 | 343797.5398 | 10877291.5518 | 613810.241 | 2.447% |  | 105044082.6212 | 1.257% | 4741972.8333 | 22151.979 | -0.2489%
2015-07-01 | 11894253 | 683875.4005 | 11210377.5995 | 138269.1727 | 11755983.8273 | 1.775% | 11072108.4268 |  | 10656448.8452 |  | 10525011.8483 | 131436.9969 | 11340324.5182 | 683875.673 | 0.8264% |  | 105130346.2211 | 1.107% | 4747582.6667 | 22143.9738 | -0.3575%
2015-08-01 | 11883008.3158 | 622223.5955 | 11260784.7203 | 0 | 11883008.3158 | 0.5529% | 11260784.7203 |  | 10677489.4564 |  | 10677489.4564 | 0 | 11299713.0519 | 622223.5955 | 1.003% |  | 105236330.6521 | 1.067% | 4753274.1932 | 22139.756 | -0.3705%
2015-09-01 | 10918440.8839 | 570101.6449 | 10348339.239 | 0 | 10918440.8839 | -0.4361% | 10348339.239 |  | 9813478.3436 |  | 9813478.3436 | 0 | 10383579.9885 | 570101.6449 | -0.6166% |  | 105175444.6396 | 0.6982% | 4758978.9361 | 22100.4224 | -0.722%
2015-10-01 | 10212629.8598 | 514730.7856 | 9697899.0742 | 0 | 10212629.8598 | -0.09704% | 9697899.0742 |  | 9197322.4285 |  | 9197322.4285 | 0 | 9712053.2142 | 514730.7856 | 0.2274% |  | 105196310.3081 | 0.5564% | 4764689.7582 | 22078.3127 | -0.8584%
2015-11-01 | 8459488.791 | 408367.2493 | 8051121.5417 | 0 | 8459488.791 | 1.684% | 8051121.5417 |  | 7682683.1314 |  | 7682683.1314 | 0 | 8091050.3807 | 408367.2493 | 1.902% |  | 105339741.3877 | 0.5263% | 4770384.8819 | 22082.0215 | -0.8893%
2015-12-01 | 8678969.889 | 390227.5245 | 8288742.3645 | 0 | 8678969.889 | 1.743% | 8288742.3645 |  | 7873640.6823 |  | 7873640.6823 | 0 | 8263868.2069 | 390227.5245 | 2.114% |  | 105502722.71 | 0.6235% | 4776053.2758 | 22089.9384 | -0.7928%
2016-01-01 | 8808803.1126 | 466471.9817 | 8342331.1309 | 0 | 8808803.1126 | 1.223% | 8342331.1309 |  | 7897462.5084 |  | 7897462.5084 | 0 | 8363934.4901 | 466471.9817 | 1.113% |  | 105589662.394 | 0.5611% | 4781705.9653 | 22082.0065 | -0.8547%
2016-02-01 | 8194553.2661 | 462381.6203 | 7732171.6458 | 0 | 8194553.2661 | 5.196% | 7732171.6458 |  | 7320806.4089 |  | 7320806.4089 | 0 | 7783188.0293 | 462381.6203 | 6.362% |  | 106027544.2446 | 1.185% | 4787337.1875 | 22147.4987 | -0.2406%
2016-03-01 | 8995609.4588 | 540336.7385 | 8455272.7203 | 0 | 8995609.4588 | 3.266% | 8455272.7203 |  | 8011829.9819 |  | 8011829.9819 | 0 | 8552166.7204 | 540336.7385 | 2.947% |  | 106256868.8941 | 1.481% | 4792928.5258 | 22169.5083 | 0.05241%
2016-04-01 | 9297257.7505 | 583115.8292 | 8714141.9213 | 0 | 9297257.7505 | 3.337% | 8714141.9213 |  | 8289652.1296 |  | 8289652.1296 | 0 | 8872767.9588 | 583115.8292 | 3.321% |  | 106523314.4124 | 1.769% | 4798567.4868 | 22198.9822 | 0.3348%
2016-05-01 | 10568988.1145 | 598605.8605 | 9970382.254 | 0 | 10568988.1145 | 1.971% | 9970382.254 |  | 9509735.0064 |  | 9509735.0064 | 0 | 10108340.8669 | 598605.8605 | 2.099% |  | 106718795.6967 | 1.824% | 4804308.0781 | 22213.1458 | 0.3845%
2016-06-01 | 11074872.6884 | 629857.3516 | 10445015.3367 | 0 | 11074872.6884 | 0.4579% | 10445015.3367 |  | 9955675.1134 |  | 9955675.1134 | 0 | 10585532.465 | 629857.3516 | 0.3628% |  | 106754787.0391 | 1.629% | 4810089.3693 | 22193.9301 | 0.1894%
2016-07-01 | 11833884.0518 | 648939.7955 | 11184944.2563 | 0 | 11833884.0518 | 0.6626% | 11184944.2563 |  | 10634231.5423 |  | 10634231.5423 | 0 | 11283171.3378 | 648939.7955 | 1.038% |  | 106864006.7331 | 1.649% | 4815925.5716 | 22189.7131 | 0.2066%
2016-08-01 | 11995478.8044 | 625840.7675 | 11369638.037 | 0 | 11995478.8044 | 0.9465% | 11369638.037 |  | 10780821.9906 |  | 10780821.9906 | 0 | 11406662.7581 | 625840.7675 | 0.9678% |  | 106967339.2673 | 1.645% | 4821809.645 | 22184.0651 | 0.2001%
2016-09-01 | 11061196.7521 | 594452.7382 | 10466744.0139 | 0 | 11061196.7521 | 1.307% | 10466744.0139 |  | 9924889.9469 |  | 9924889.9469 | 0 | 10519342.6851 | 594452.7382 | 1.135% |  | 107078750.8706 | 1.81% | 4827707.7897 | 22180.0398 | 0.3603%
2016-10-01 | 10360328.1894 | 540505.3652 | 9819822.8242 | 0 | 10360328.1894 | 1.446% | 9819822.8242 |  | 9312006.6784 |  | 9312006.6784 | 0 | 9852512.0437 | 540505.3652 | 1.247% |  | 107193435.1205 | 1.898% | 4833612.2983 | 22176.6721 | 0.4455%
2016-11-01 | 8615994.3188 | 443461.6304 | 8172532.6884 | 0 | 8615994.3188 | 1.85% | 8172532.6884 |  | 7797277.9504 |  | 7797277.9504 | 0 | 8240739.5808 | 443461.6304 | 1.492% |  | 107308029.9395 | 1.869% | 4839508.8743 | 22173.3305 | 0.4135%
2016-12-01 | 8817793.1842 | 401672.9602 | 8416120.224 | 0 | 8817793.1842 | 1.6% | 8416120.224 |  | 7994378.8387 |  | 7994378.8387 | 0 | 8396051.7989 | 401672.9602 | 1.533% |  | 107428768.0959 | 1.826% | 4845389.9019 | 22171.3361 | 0.3685%
2017-01-01 | 8847227.7248 | 414705.3211 | 8432522.4037 | 0 | 8847227.7248 | 0.4362% | 8432522.4037 |  | 7985713.2334 |  | 7985713.2334 | 0 | 8400418.5544 | 414705.3211 | 1.117% |  | 107517018.8208 | 1.825% | 4851263.1739 | 22162.6853 | 0.3654%
2017-02-01 | 7987296.8639 | 415216.3646 | 7572080.4993 | 0 | 7987296.8639 | -2.529% | 7572080.4993 |  | 7171119.5 |  | 7171119.5 | 0 | 7586335.8646 | 415216.3646 | -2.045% |  | 107367331.9119 | 1.264% | 4857124.8344 | 22105.1209 | -0.1913%
2017-03-02 | 8977158.7784 | 500437.4936 | 8476721.2848 | 0 | 8977158.7784 | -0.2051% | 8476721.2848 |  | 8034188.0813 |  | 8034188.0813 | 0 | 8534625.5748 | 500437.4936 | 0.2791% |  | 107389690.0114 | 1.066% | 4862962.2869 | 22083.1838 | -0.3894%
2017-04-02 | 9245820.192 | 548136.4956 | 8697683.6964 | 0 | 9245820.192 | -0.5533% | 8697683.6964 |  | 8275542.4164 |  | 8275542.4164 | 0 | 8823678.912 | 548136.4956 | -0.1702% |  | 107375580.2982 | 0.8001% | 4868836.2239 | 22053.6439 | -0.6547%
2017-05-02 | 10504682.4024 | 549160.1096 | 9955522.2929 | 0 | 10504682.4024 | -0.6084% | 9955522.2929 |  | 9497677.797 |  | 9497677.797 | 0 | 10046837.9066 | 549160.1096 | -0.1268% |  | 107363523.0887 | 0.6041% | 4874784.1599 | 22024.2619 | -0.8503%
2017-06-02 | 10996325.5152 | 569934.1407 | 10426391.3745 | 0 | 10996325.5152 | -0.7092% | 10426391.3745 |  | 9940521.7366 |  | 9940521.7366 | 0 | 10510455.8772 | 569934.1407 | -0.1522% |  | 107348369.7119 | 0.556% | 4880764.0594 | 21994.1731 | -0.9001%
2017-07-02 | 11750677.7317 | 583495.7737 | 11167181.958 | 0 | 11750677.7317 | -0.7031% | 11167181.958 |  | 10620341.4113 |  | 10620341.4113 | 0 | 11203837.185 | 583495.7737 | -0.1306% |  | 107334479.5809 | 0.4403% | 4886785.8704 | 21964.2281 | -1.016%
2017-08-02 | 11913188.2102 | 560768.5015 | 11352419.7087 | 0 | 11913188.2102 | -0.686% | 11352419.7087 |  | 10767643.0194 |  | 10767643.0194 | 0 | 11328411.5209 | 560768.5015 | -0.1222% |  | 107321300.6097 | 0.3309% | 4892837.0242 | 21934.3706 | -1.126%
2017-09-02 | 10982746.7766 | 537563.7291 | 10445183.0475 | 0 | 10982746.7766 | -0.7092% | 10445183.0475 |  | 9907172.0038 |  | 9907172.0038 | 0 | 10444735.7329 | 537563.7291 | -0.1785% |  | 107303582.6666 | 0.21% | 4898894.2402 | 21903.6332 | -1.246%
2017-10-02 | 10297901.7267 | 496035.1631 | 9801866.5637 | 0 | 10297901.7267 | -0.6026% | 9801866.5637 |  | 9297110.2791 |  | 9297110.2791 | 0 | 9793145.4421 | 496035.1631 | -0.16% |  | 107288686.2673 | 0.08886% | 4904952.2992 | 21873.5433 | -1.367%
2017-11-02 | 8563161.1415 | 410386.1241 | 8152775.0174 | 0 | 8563161.1415 | -0.6132% | 8152775.0174 |  | 7779821.3371 |  | 7779821.3371 | 0 | 8190207.4612 | 410386.1241 | -0.2239% |  | 107271229.654 | -0.03429% | 4911001.4181 | 21843.046 | -1.49%
2017-12-02 | 8765716.2294 | 362033.5606 | 8403682.6688 | 0 | 8765716.2294 | -0.5906% | 8403682.6688 |  | 7984432.0436 |  | 7984432.0436 | 0 | 8346465.6041 | 362033.5606 | -0.1244% |  | 107261282.8588 | -0.1559% | 4917036.4355 | 21814.2136 | -1.611%
2018-01-02 | 8870942.0427 | 419496.5107 | 8451445.5319 | 0 | 8870942.0427 | 0.268% | 8451445.5319 |  | 8003438.7237 |  | 8003438.7237 | 0 | 8422935.2345 | 419496.5107 | 0.222% |  | 107279008.3492 | -0.2214% | 4923062.8534 | 21791.1108 | -1.677%
2018-02-02 | 8017769.4211 | 420012.4534 | 7597756.9677 | 0 | 8017769.4211 | 0.3815% | 7597756.9677 |  | 7195266.2511 |  | 7195266.2511 | 0 | 7615278.7044 | 420012.4534 | 0.3367% |  | 107303155.1002 | -0.05977% | 4929078.108 | 21769.4167 | -1.519%
2018-03-03 | 9035659.8035 | 506100.2775 | 8529559.526 | 0 | 9035659.8035 | 0.6517% | 8529559.526 |  | 8084142.4873 |  | 8084142.4873 | 0 | 8590242.7648 | 506100.2775 | 0.6218% |  | 107353109.5062 | -0.03406% | 4935073.5827 | 21753.092 | -1.495%
2018-04-03 | 9319909.821 | 554296.9308 | 8765612.8902 | 0 | 9319909.821 | 0.8013% | 8765612.8902 |  | 8340088.8611 |  | 8340088.8611 | 0 | 8894385.7918 | 554296.9308 | 0.78% |  | 107417655.9509 | 0.03919% | 4941091.3893 | 21739.6618 | -1.424%
2018-05-03 | 10579453.2385 | 555497.5322 | 10023955.7064 | 0 | 10579453.2385 | 0.7118% | 10023955.7064 |  | 9562852.3385 |  | 9562852.3385 | 0 | 10118349.8706 | 555497.5322 | 0.6862% |  | 107482830.4924 | 0.1111% | 4947157.5934 | 21726.1788 | -1.353%
2018-06-03 | 11066887.9938 | 576529.0176 | 10490358.9762 | 0 | 11066887.9938 | 0.6417% | 10490358.9762 |  | 10001371.5544 |  | 10001371.5544 | 0 | 10577900.572 | 576529.0176 | 0.6121% |  | 107543680.3102 | 0.1819% | 4953243.1937 | 21711.7707 | -1.284%
2018-07-03 | 11819273.5615 | 589849.8838 | 11229423.6777 | 0 | 11819273.5615 | 0.5838% | 11229423.6777 |  | 10679390.8912 |  | 10679390.8912 | 0 | 11269240.775 | 589849.8838 | 0.556% |  | 107602729.7901 | 0.2499% | 4959355.1695 | 21696.9195 | -1.217%
2018-08-03 | 11981913.5038 | 567330.0085 | 11414583.4953 | 0 | 11981913.5038 | 0.5769% | 11414583.4953 |  | 10826433.3221 |  | 10826433.3221 | 0 | 11393763.3306 | 567330.0085 | 0.546% |  | 107661520.0928 | 0.317% | 4965479.0617 | 21682.0006 | -1.151%
2018-09-03 | 11045420.7316 | 544062.3599 | 10501358.3717 | 0 | 11045420.7316 | 0.5707% | 10501358.3717 |  | 9960277.1235 |  | 9960277.1235 | 0 | 10504339.4834 | 544062.3599 | 0.536% |  | 107714625.2124 | 0.3831% | 4971598.8446 | 21665.9929 | -1.085%
2018-10-03 | 10362644.8188 | 501986.6079 | 9860658.2109 | 0 | 10362644.8188 | 0.6287% | 9860658.2109 |  | 9352728.5145 |  | 9352728.5145 | 0 | 9854715.1224 | 501986.6079 | 0.5982% |  | 107770243.4478 | 0.4488% | 4977710.9921 | 21650.5626 | -1.019%
2018-11-03 | 8625899.3691 | 415731.0467 | 8210168.3224 | 0 | 8625899.3691 | 0.7327% | 8210168.3224 |  | 7834482.1871 |  | 7834482.1871 | 0 | 8250213.2338 | 415731.0467 | 0.7026% |  | 107824904.2978 | 0.5161% | 4983808.8175 | 21635.0402 | -0.9523%
2018-12-03 | 8837189.9807 | 367105.0788 | 8470084.9019 | 0 | 8837189.9807 | 0.8154% | 8470084.9019 |  | 8047415.7979 |  | 8047415.7979 | 0 | 8414520.8767 | 367105.0788 | 0.7888% |  | 107887888.0521 | 0.5842% | 4989888.8309 | 21621.3009 | -0.8843%
2019-01-03 | 8942566.1931 | 424300.1929 | 8518266.0002 | 0 | 8942566.1931 | 0.8074% | 8518266.0002 |  | 8066401.9767 |  | 8066401.9767 | 0 | 8490942.1696 | 424540.1929 | 0.7867% |  | 107950851.3051 | 0.6263% | 4995954.9216 | 21607.6512 | -0.8419%
2019-02-03 | 8075362.6545 | 424878.6968 | 7650483.9577 | 0 | 8075362.6545 | 0.7183% | 7650483.9577 |  | 7245102.0701 |  | 7245102.0701 | 0 | 7669980.7669 | 424878.6968 | 0.6926% |  | 108000687.1241 | 0.6501% | 5002005.3941 | 21591.4775 | -0.8174%
2019-03-04 | 9100368.4495 | 511845.9658 | 8588522.4837 | 0 | 9100368.4495 | 0.7161% | 8588522.4837 |  | 8139915.6023 |  | 8139915.6023 | 0 | 8651761.5681 | 511845.9658 | 0.6899% |  | 108056460.2392 | 0.6552% | 5008034.3611 | 21576.6212 | -0.8112%
2019-04-04 | 9379119.9374 | 560547.6311 | 8818572.3063 | 0 | 9379119.9374 | 0.6353% | 8818572.3063 |  | 8390344.8897 |  | 8390344.8897 | 0 | 8950892.5208 | 560547.6311 | 0.6026% |  | 108106716.2678 | 0.6415% | 5014071.0479 | 21560.667 | -0.8234%
2019-05-04 | 10639385.29 | 561927.5916 | 10077457.6983 | 0 | 10639385.29 | 0.5665% | 10077457.6983 |  | 9613742.2039 |  | 9613742.2039 | 0 | 10175669.7955 | 561927.5916 | 0.5322% |  | 108157606.1332 | 0.6278% | 5020133.5708 | 21544.7666 | -0.835%
2019-06-04 | 11123540.7455 | 583220.178 | 10540320.5675 | 0 | 11123540.7455 | 0.5119% | 10540320.5675 |  | 10048829.9593 |  | 10048829.9593 | 0 | 10632050.1373 | 583220.178 | 0.4745% |  | 108205064.5382 | 0.615% | 5026201.9267 | 21528.1969 | -0.8455%
2019-07-04 | 11875449.9247 | 596296.4222 | 11279153.5025 | 0 | 11875449.9247 | 0.4753% | 11279153.5025 |  | 10726506.4401 |  | 10726506.4401 | 0 | 11322802.8623 | 596296.4222 | 0.4412% |  | 108252180.0871 | 0.6036% | 5032281.0169 | 21511.5531 | -0.8543%
2019-08-04 | 12039816.6405 | 573929.5999 | 11465887.0406 | 0 | 12039816.6405 | 0.4833% | 11465887.0406 |  | 10874654.6052 |  | 10874654.6052 | 0 | 11448824.2051 | 574169.5999 | 0.4454% |  | 108300401.3702 | 0.5934% | 5038364.6971 | 21495.1493 | -0.8618%
2019-09-04 | 11099342.8193 | 550656.0376 | 10548686.7817 | 0 | 11099342.8193 | 0.4882% | 10548686.7817 |  | 10004964.056 |  | 10004964.056 | 0 | 10555620.0935 | 550656.0376 | 0.4487% |  | 108345088.3027 | 0.5853% | 5044441.9411 | 21478.1119 | -0.8672%
2019-10-04 | 10419902.569 | 508025.0744 | 9911877.4946 | 0 | 10419902.569 | 0.5525% | 9911877.4946 |  | 9401141.2839 |  | 9401141.2839 | 0 | 9909166.3582 | 508025.0744 | 0.5176% |  | 108393501.0721 | 0.5783% | 5050510.3735 | 21461.8906 | -0.8714%
2019-11-04 | 8681518.2554 | 421154.2924 | 8260363.9629 | 0 | 8681518.2554 | 0.6448% | 8260363.9629 |  | 7882255.4432 |  | 7882255.4432 | 0 | 8303409.7356 | 421154.2924 | 0.6098% |  | 108441274.3282 | 0.5716% | 5056565.4294 | 21445.6385 | -0.8754%
2019-12-04 | 8900710.5371 | 372250.7589 | 8528459.7782 | 0 | 8900710.5371 | 0.7188% | 8528459.7782 |  | 8102752.5845 |  | 8102752.5845 | 0 | 8475003.3433 | 372250.7589 | 0.6876% |  | 108496611.1148 | 0.5642% | 5062604.7554 | 21430.9859 | -0.8802%
2020-01-04 | 9016209.2198 | 429405.4362 | 8586803.7836 | 0 | 9016209.2198 | 0.8235% | 8586803.7836 |  | 8131460.5861 |  | 8131460.5861 | 0 | 8560866.0223 | 429405.4362 | 0.8065% |  | 108561669.7241 | 0.5658% | 5068631.1045 | 21418.3411 | -0.8761%
2020-02-04 | 8363012.3992 | 429816.1297 | 7933196.2695 | 0 | 8363012.3992 | 3.562% | 7933196.2695 |  | 7513374.4116 |  | 7513374.4116 | 0 | 7943190.5414 | 429816.1297 | 3.703% |  | 108829942.0657 | 0.7678% | 5074643.3624 | 21445.8306 | -0.6746%
2020-03-04 | 9188430.1405 | 517675.7733 | 8670754.3672 | 0 | 9188430.1405 | 0.9677% | 8670754.3672 |  | 8217806.4439 |  | 8217806.4439 | 0 | 8735482.2172 | 517675.7733 | 0.9569% |  | 108907832.9073 | 0.7879% | 5080637.5119 | 21435.8597 | -0.6524%
2020-04-04 | 9473915.7985 | 566889.9242 | 8907025.8743 | 0 | 9473915.7985 | 1.011% | 8907025.8743 |  | 8474470.3132 |  | 8474470.3132 | 0 | 9041360.2374 | 566889.9242 | 1.003% |  | 108991958.3308 | 0.8189% | 5086633.8394 | 21427.1288 | -0.6194%
2020-05-04 | 10738660.768 | 568451.6494 | 10170209.1186 | 0 | 10738660.768 | 0.9331% | 10170209.1186 |  | 9702166.7221 |  | 9702166.7221 | 0 | 10270618.3715 | 568451.6494 | 0.9198% |  | 109080382.8491 | 0.8532% | 5092644.9404 | 21419.2005 | -0.5828%
2020-06-04 | 11221913.3317 | 590009.0381 | 10631904.2936 | 0 | 11221913.3317 | 0.8844% | 10631904.2936 |  | 10136067.1196 |  | 10136067.1196 | 0 | 10726076.1577 | 590009.0381 | 0.8681% |  | 109167620.0094 | 0.8896% | 5098657.0225 | 21411.0538 | -0.5441%
2020-07-04 | 11974215.7979 | 602836.7391 | 11371379.0589 | 0 | 11974215.7979 | 0.8317% | 11371379.0589 |  | 10814135.7353 |  | 10814135.7353 | 0 | 11416972.4744 | 602836.7391 | 0.8169% |  | 109255249.3045 | 0.9266% | 5104673.5314 | 21402.9847 | -0.5047%
2020-08-04 | 12139256.2252 | 580856.7083 | 11558399.5169 | 0 | 12139256.2252 | 0.8259% | 11558399.5169 |  | 10962525.9405 |  | 10962525.9405 | 0 | 11543382.6487 | 580856.7083 | 0.808% |  | 109343120.6398 | 0.9628% | 5110692.2165 | 21394.9727 | -0.466%
2020-09-04 | 11192684.9094 | 557346.1571 | 10635338.7522 | 0 | 11192684.9094 | 0.841% | 10635338.7522 |  | 10087043.4841 |  | 10087043.4841 | 0 | 10644389.6412 | 557346.1571 | 0.8204% |  | 109425200.0679 | 0.9969% | 5116705.4957 | 21385.8703 | -0.4295%
2020-10-04 | 10513055.2461 | 514151.841 | 9998903.405 | 0 | 10513055.2461 | 0.894% | 9998903.405 |  | 9483601.2739 |  | 9483601.2739 | 0 | 9997753.1149 | 514151.841 | 0.8771% |  | 109507660.058 | 1.028% | 5122711.774 | 21376.8927 | -0.396%
2020-11-04 | 8768822.8434 | 426657.0136 | 8342165.8298 | 0 | 8768822.8434 | 1.006% | 8342165.8298 |  | 7960254.9096 |  | 7960254.9096 | 0 | 8386911.9232 | 426657.0136 | 0.9896% |  | 109585659.5244 | 1.055% | 5128707.9393 | 21367.1086 | -0.3662%
2020-12-04 | 8994975.9863 | 377471.6884 | 8617504.2979 | 0 | 8994975.9863 | 1.059% | 8617504.2979 |  | 8187288.5338 |  | 8187288.5338 | 0 | 8564760.2222 | 377471.6884 | 1.043% |  | 109670195.4738 | 1.082% | 5134692.4093 | 21358.669 | -0.3374%
2021-01-04 | 9113180.5878 | 434585.3177 | 8678595.2701 | 0 | 9113180.5878 | 1.076% | 8678595.2701 |  | 8218354.7536 |  | 8218354.7536 | 0 | 8652940.0713 | 434585.3177 | 1.069% |  | 109757089.6412 | 1.101% | 5140667.1355 | 21350.7482 | -0.3156%
2021-02-04 | 8227143.2382 | 434825.7939 | 7792317.4443 | 0 | 8227143.2382 | -1.625% | 7792317.4443 |  | 7379316.1962 |  | 7379316.1962 | 0 | 7814141.9901 | 434825.7939 | -1.784% |  | 109623031.4257 | 0.7287% | 5146631.391 | 21299.9578 | -0.6802%
2021-03-05 | 9275413.9014 | 523590.9393 | 8751822.962 | 0 | 9275413.9014 | 0.9467% | 8751822.962 |  | 8294587.1339 |  | 8294587.1339 | 0 | 8818178.0733 | 523590.9393 | 0.9343% |  | 109699812.1158 | 0.7272% | 5152582.4387 | 21290.2585 | -0.6792%
2021-04-05 | 9555123.5122 | 573325.1572 | 8981798.3551 | 0 | 9555123.5122 | 0.8572% | 8981798.3551 |  | 8545535.0506 |  | 8545535.0506 | 0 | 9118860.2077 | 573325.1572 | 0.8386% |  | 109770876.8532 | 0.7147% | 5158534.3633 | 21279.4699 | -0.6891%
2021-05-05 | 10825296.2075 | 575071.0845 | 10250225.123 | 0 | 10825296.2075 | 0.8068% | 10250225.123 |  | 9778406.7381 |  | 9778406.7381 | 0 | 10353477.8226 | 575071.0845 | 0.7858% |  | 109847116.8691 | 0.7029% | 5164495.9251 | 21269.6686 | -0.6981%
2021-06-05 | 11193154.3577 | 480922.027 | 10712232.3306 | 0 | 11193154.3577 | -0.2563% | 10712232.3306 |  | 10217665.864 |  | 10217665.864 | 0 | 10698587.8911 | 480922.027 | 0.805% |  | 109928715.6135 | 0.6972% | 5170457.6175 | 21260.9258 | -0.7012%
2021-07-05 | 11918833.9652 | 465222.2055 | 11453611.7597 | 0 | 11918833.9652 | -0.4625% | 11453611.7597 |  | 10898945.737 |  | 10898945.737 | 0 | 11364167.9425 | 465222.2055 | 0.7843% |  | 110013525.6152 | 0.694% | 5176421.8651 | 21252.8129 | -0.7016%
2021-08-05 | 12132963.6669 | 491834.7945 | 11641128.8724 | 0 | 12132963.6669 | -0.05184% | 11641128.8724 |  | 11045564.1756 |  | 11045564.1756 | 0 | 11537398.9701 | 491834.7945 | 0.7575% |  | 110096563.8504 | 0.6891% | 5182388.3407 | 21244.3678 | -0.7039%
2021-09-05 | 11183086.3465 | 473004.1371 | 10710082.2093 | 0 | 11183086.3465 | -0.08576% | 10710082.2093 |  | 10162257.1453 |  | 10162257.1453 | 0 | 10635261.2824 | 473004.1371 | 0.7456% |  | 110171777.5116 | 0.6823% | 5188351.8338 | 21234.4461 | -0.7081%
2021-10-05 | 10505216.5848 | 433293.2041 | 10071923.3807 | 0 | 10505216.5848 | -0.07456% | 10071923.3807 |  | 9557005.4651 |  | 9557005.4651 | 0 | 9990298.6692 | 433293.2041 | 0.774% |  | 110245181.7027 | 0.6735% | 5194311.277 | 21224.2155 | -0.7142%
2021-11-05 | 8795207.1868 | 388220.3769 | 8406986.8099 | 0 | 8795207.1868 | 0.3009% | 8406986.8099 |  | 8023926.7653 |  | 8023926.7653 | 0 | 8412147.1421 | 388220.3769 | 0.7999% |  | 110308853.5584 | 0.6599% | 5200264.5521 | 21212.1619 | -0.7252%
2021-12-05 | 9057367.1724 | 369193.9765 | 8688173.196 | 0 | 9057367.1724 | 0.6936% | 8688173.196 |  | 8254973.358 |  | 8254973.358 | 0 | 8624167.3345 | 369193.9765 | 0.8267% |  | 110376538.3826 | 0.6441% | 5206210.5991 | 21200.9361 | -0.7385%
2022-01-05 | 9102400.8693 | 366590.9348 | 8735809.9344 | 0 | 9102400.8693 | -0.1183% | 8735809.9344 |  | 8276113.8231 |  | 8276113.8231 | 0 | 8642704.758 | 366590.9348 | 0.7028% |  | 110434297.4522 | 0.617% | 5212150.803 | 21187.8554 | -0.7629%
2022-02-05 | 8191052.524 | 354108.7526 | 7836943.7714 | 0 | 8191052.524 | -0.4387% | 7836943.7714 |  | 7425754.2713 |  | 7425754.2713 | 0 | 7779863.0239 | 354108.7526 | 0.6293% |  | 110480735.5273 | 0.7824% | 5218084.6942 | 21172.6605 | -0.5976%
2022-03-06 | 9222716.8139 | 417732.7177 | 8804984.0962 | 0 | 9222716.8139 | -0.5681% | 8804984.0962 |  | 8350345.9955 |  | 8350345.9955 | 0 | 8768078.7132 | 417732.7177 | 0.6722% |  | 110536494.3888 | 0.7627% | 5224010.4107 | 21159.3174 | -0.615%
2022-04-06 | 9486479.8508 | 454024.6976 | 9032455.1532 | 0 | 9486479.8508 | -0.7184% | 9032455.1532 |  | 8599325.9485 |  | 8599325.9485 | 0 | 9053350.6461 | 454024.6976 | 0.6295% |  | 110590285.2867 | 0.7465% | 5229937.7341 | 21145.6218 | -0.629%
2022-05-06 | 10775279.76 | 468262.2977 | 10307017.4623 | 0 | 10775279.76 | -0.462% | 10307017.4623 |  | 9837379.0344 |  | 9837379.0344 | 0 | 10305641.3321 | 468262.2977 | 0.6031% |  | 110649257.583 | 0.7302% | 5235872.7592 | 21132.9157 | -0.6429%
2022-06-06 | 11257287.6335 | 487910.6009 | 10769377.0326 | 0 | 11257287.6335 | 0.573% | 10769377.0326 |  | 10271976.8548 |  | 10271976.8548 | 0 | 10759887.4556 | 487910.6009 | 0.5315% |  | 110703568.5738 | 0.7049% | 5241808.9362 | 21119.3445 | -0.6659%
2022-07-06 | 11983941.6936 | 471954.2107 | 11511987.4829 | 0 | 11983941.6936 | 0.5463% | 11511987.4829 |  | 10954291.5459 |  | 10954291.5459 | 0 | 11426245.7567 | 471954.2107 | 0.5078% |  | 110758914.3827 | 0.6775% | 5247747.9729 | 21105.9896 | -0.6908%
2022-08-06 | 12198155.1892 | 498965.3352 | 11699189.854 | 0 | 12198155.1892 | 0.5373% | 11699189.854 |  | 11100425.1337 |  | 11100425.1337 | 0 | 11599390.4689 | 498965.3352 | 0.4967% |  | 110813775.3408 | 0.6514% | 5253688.1166 | 21092.5683 | -0.7145%
2022-09-06 | 11239901.2627 | 479891.4118 | 10760009.8509 | 0 | 11239901.2627 | 0.508% | 10760009.8509 |  | 10209401.5985 |  | 10209401.5985 | 0 | 10689293.0103 | 479891.4118 | 0.4639% |  | 110860919.794 | 0.6255% | 5259625.7888 | 21077.72 | -0.7381%
2022-10-06 | 10559257.7881 | 439600.4794 | 10119657.3087 | 0 | 10559257.7881 | 0.5144% | 10119657.3087 |  | 9602090.5392 |  | 9602090.5392 | 0 | 10041691.0186 | 439600.4794 | 0.4717% |  | 110906004.8681 | 0.5994% | 5265560.2783 | 21062.5269 | -0.7618%
2022-11-06 | 8840522.2264 | 393885.5723 | 8446636.6541 | 0 | 8840522.2264 | 0.5152% | 8446636.6541 |  | 8061602.9913 |  | 8061602.9913 | 0 | 8455488.5635 | 393885.5723 | 0.4695% |  | 110943681.0942 | 0.5755% | 5271490.146 | 21045.9809 | -0.7834%
2022-12-06 | 9108700.468 | 374568.7424 | 8734131.7256 | 0 | 9108700.468 | 0.5668% | 8734131.7256 |  | 8298476.6957 |  | 8298476.6957 | 0 | 8673045.4381 | 374568.7424 | 0.527% |  | 110987184.4319 | 0.5532% | 5277414.6844 | 21030.5976 | -0.8034%
2023-01-06 | 9165226.2618 | 371923.3992 | 8793302.8625 | 0 | 9165226.2618 | 0.6902% | 8793302.8625 |  | 8330433.8973 |  | 8330433.8973 | 0 | 8702357.2965 | 371923.3992 | 0.6563% |  | 111041504.506 | 0.5498% | 5283334.878 | 21017.3133 | -0.8049%
2023-02-06 | 8240337.5345 | 359266.0812 | 7881071.4532 | 0 | 8240337.5345 | 0.6017% | 7881071.4532 |  | 7467407.8536 |  | 7467407.8536 | 0 | 7826673.9348 | 359266.0812 | 0.5609% |  | 111083158.0883 | 0.5453% | 5289250.427 | 21001.6825 | -0.8075%
2023-03-07 | 9282778.9553 | 423822.3796 | 8858956.5758 | 0 | 9282778.9553 | 0.6512% | 8858956.5758 |  | 8401357.6839 |  | 8401357.6839 | 0 | 8825180.0635 | 423822.3796 | 0.6109% |  | 111134169.7767 | 0.5407% | 5295160.0671 | 20987.8773 | -0.8102%
2023-04-07 | 9547511.8255 | 460649.9336 | 9086861.8919 | 0 | 9547511.8255 | 0.6434% | 9086861.8919 |  | 8650946.1182 |  | 8650946.1182 | 0 | 9111596.0518 | 460649.9336 | 0.6003% |  | 111185789.9464 | 0.5385% | 5301070.5929 | 20974.2142 | -0.8106%
2023-05-07 | 10850884.9525 | 475076.7094 | 10375808.2431 | 0 | 10850884.9525 | 0.7017% | 10375808.2431 |  | 9902874.5778 |  | 9902874.5778 | 0 | 10377951.2872 | 475076.7094 | 0.6658% |  | 111251285.4898 | 0.5441% | 5306986.247 | 20963.1758 | -0.8032%
2023-06-07 | 11339045.4479 | 495001.2344 | 10844044.2135 | 0 | 11339045.4479 | 0.7263% | 10844044.2135 |  | 10343031.5889 |  | 10343031.5889 | 0 | 10838032.8233 | 495001.2344 | 0.6917% |  | 111322340.224 | 0.5589% | 5312902.5182 | 20953.2059 | -0.7867%
2023-07-07 | 12071094.2597 | 478784.1708 | 11592310.0889 | 0 | 12071094.2597 | 0.7272% | 11592310.0889 |  | 11030558.3385 |  | 11030558.3385 | 0 | 11509342.5093 | 478784.1708 | 0.6962% |  | 111398607.0166 | 0.5776% | 5318820.6112 | 20944.2309 | -0.7664%
2023-08-07 | 12285976.5267 | 506199.8331 | 11779776.6936 | 0 | 12285976.5267 | 0.72% | 11779776.6936 |  | 11176701.1314 |  | 11176701.1314 | 0 | 11682900.9645 | 506199.8331 | 0.6871% |  | 111474883.0143 | 0.5966% | 5324739.121 | 20935.276 | -0.7457%
2023-09-07 | 11315266.33 | 486879.4422 | 10828386.8878 | 0 | 11315266.33 | 0.6705% | 10828386.8878 |  | 10274086.7322 |  | 10274086.7322 | 0 | 10760966.1744 | 486879.4422 | 0.6336% |  | 111539568.148 | 0.6122% | 5330655.5917 | 20924.1746 | -0.7285%
2023-10-07 | 10624907.5063 | 446000.0023 | 10178907.5041 | 0 | 10624907.5063 | 0.6217% | 10178907.5041 |  | 9658122.8841 |  | 9658122.8841 | 0 | 10104122.8864 | 446000.0023 | 0.5835% |  | 111595600.4929 | 0.6218% | 5336569.552 | 20911.4862 | -0.7171%
2023-11-07 | 8886782.8716 | 399633.8001 | 8487149.0715 | 0 | 8886782.8716 | 0.5233% | 8487149.0715 |  | 8100100.6062 |  | 8100100.6062 | 0 | 8499734.4063 | 399633.8001 | 0.4775% |  | 111634098.1079 | 0.6223% | 5342480.0259 | 20895.5574 | -0.7147%
2023-12-07 | 9157842.9688 | 380022.1239 | 8777820.8449 | 0 | 9157842.9688 | 0.5395% | 8777820.8449 |  | 8339815.4053 |  | 8339815.4053 | 0 | 8719837.5292 | 380022.1239 | 0.4981% |  | 111675436.8175 | 0.6201% | 5348386.5436 | 20880.2105 | -0.7151%
2024-01-07 | 9219864.4195 | 377257.8379 | 8842606.5816 | 0 | 9219864.4195 | 0.5961% | 8842606.5816 |  | 8376978.2401 |  | 8376978.2401 | 0 | 8754236.078 | 377257.8379 | 0.5587% |  | 111721981.1603 | 0.6128% | 5354289.8059 | 20865.8824 | -0.7205%
2024-02-07 | 8505519.3963 | 364498.8735 | 8141020.5228 | 0 | 8505519.3963 | 3.218% | 8141020.5228 |  | 7714044.837 |  | 7714044.837 | 0 | 8078543.7105 | 364498.8735 | 3.303% |  | 111968618.1437 | 0.7971% | 5360189.6242 | 20888.9286 | -0.5369%
2024-03-07 | 9327724.5214 | 430001.2206 | 8897723.3008 | 0 | 9327724.5214 | 0.4842% | 8897723.3008 |  | 8437908.7965 |  | 8437908.7965 | 0 | 8867910.017 | 430001.2206 | 0.4351% |  | 112005169.2562 | 0.7837% | 5366085.1417 | 20872.7902 | -0.5484%
2024-04-07 | 9590889.9482 | 467372.2708 | 9123517.6774 | 0 | 9590889.9482 | 0.4543% | 9123517.6774 |  | 8685621.3659 |  | 8685621.3659 | 0 | 9152993.6367 | 467372.2708 | 0.4008% |  | 112039844.5039 | 0.7681% | 5371981.0798 | 20856.3364 | -0.562%
2024-05-07 | 10911173.3511 | 481990.7618 | 10429182.5893 | 0 | 10911173.3511 | 0.5556% | 10429182.5893 |  | 9953621.2662 |  | 9953621.2662 | 0 | 10435612.028 | 481990.7618 | 0.5124% |  | 112090591.1923 | 0.7544% | 5377880.3926 | 20842.894 | -0.5738%
2024-06-07 | 11407764.5521 | 502195.4224 | 10905569.1297 | 0 | 11407764.5521 | 0.606% | 10905569.1297 |  | 10401520.1703 |  | 10401520.1703 | 0 | 10903715.5927 | 502195.4224 | 0.5655% |  | 112149079.7737 | 0.7427% | 5383779.9749 | 20830.9181 | -0.5836%
2024-07-07 | 12147070.1214 | 485713.5118 | 11661356.6095 | 0 | 12147070.1214 | 0.6294% | 11661356.6095 |  | 11096069.1752 |  | 11096069.1752 | 0 | 11581782.6871 | 485713.5118 | 0.5939% |  | 112214590.6104 | 0.7325% | 5389680.6772 | 20820.267 | -0.5919%
2024-08-07 | 12363271.4101 | 513463.8069 | 11849807.6032 | 0 | 12363271.4101 | 0.6291% | 11849807.6032 |  | 11242937.9058 |  | 11242937.9058 | 0 | 11756401.7128 | 513463.8069 | 0.5926% |  | 112280827.3848 | 0.723% | 5395581.5099 | 20809.7732 | -0.5995%
2024-09-07 | 11379241.2072 | 493969.706 | 10885271.5011 | 0 | 11379241.2072 | 0.5654% | 10885271.5011 |  | 10327837.4127 |  | 10327837.4127 | 0 | 10821807.1188 | 493969.706 | 0.5232% |  | 112334578.0654 | 0.7128% | 5401480.7891 | 20796.9967 | -0.6078%
2024-10-07 | 10677176.2922 | 452493.1257 | 10224683.1665 | 0 | 10677176.2922 | 0.4919% | 10224683.1665 |  | 9701336.5685 |  | 9701336.5685 | 0 | 10153829.6942 | 452493.1257 | 0.4474% |  | 112377791.7498 | 0.7009% | 5407378.2041 | 20782.3066 | -0.6177%
2024-11-07 | 8916804.1499 | 405466.2849 | 8511337.8651 | 0 | 8916804.1499 | 0.3378% | 8511337.8651 |  | 8122981.8749 |  | 8122981.8749 | 0 | 8528448.1598 | 405466.2849 | 0.2825% |  | 112400673.0184 | 0.6867% | 5413273.0945 | 20763.9022 | -0.6301%
2024-12-07 | 9190065.0593 | 385555.275 | 8804509.7843 | 0 | 9190065.0593 | 0.3519% | 8804509.7843 |  | 8364963.2121 |  | 8364963.2121 | 0 | 8750518.4871 | 385555.275 | 0.3015% |  | 112425820.8252 | 0.6719% | 5419165.1501 | 20745.9669 | -0.6429%
2025-01-07 | 9268692.9136 | 382639.3963 | 8886053.5173 | 0 | 9268692.9136 | 0.5296% | 8886053.5173 |  | 8417959.2034 |  | 8417959.2034 | 0 | 8800598.5997 | 382639.3963 | 0.4892% |  | 112466801.7886 | 0.6667% | 5425054.8706 | 20730.998 | -0.6464%
2025-02-07 | 8325436.3425 | 369808.2354 | 7955628.1071 | 0 | 8325436.3425 | -2.117% | 7955628.1071 |  | 7537692.5612 |  | 7537692.5612 | 0 | 7907500.7966 | 369808.2354 | -2.286% |  | 112290449.5128 | 0.2874% | 5430942.1394 | 20676.0534 | -1.019%
2025-03-08 | 9399764.892 | 436270.5478 | 8963494.3442 | 0 | 9399764.892 | 0.7723% | 8963494.3442 |  | 8500128.5763 |  | 8500128.5763 | 0 | 8936399.1242 | 436270.5478 | 0.7374% |  | 112352669.2927 | 0.3103% | 5436826.3774 | 20665.12 | -0.9949%
2025-04-08 | 9676988.3304 | 474193.1404 | 9202795.19 | 0 | 9676988.3304 | 0.8977% | 9202795.19 |  | 8760967.8394 |  | 8760967.8394 | 0 | 9235160.9798 | 474193.1404 | 0.8675% |  | 112428015.7662 | 0.3465% | 5442710.8664 | 20656.621 | -0.9576%
2025-05-08 | 11012304.4249 | 489005.9158 | 10523298.5091 | 0 | 11012304.4249 | 0.9269% | 10523298.5091 |  | 10043329.4082 |  | 10043329.4082 | 0 | 10532335.324 | 489005.9158 | 0.9013% |  | 112517723.9082 | 0.3811% | 5448597.6644 | 20650.7676 | -0.9218%
2025-06-08 | 11515894.67 | 509494.6864 | 11006399.9836 | 0 | 11515894.67 | 0.9479% | 11006399.9836 |  | 10497573.3245 |  | 10497573.3245 | 0 | 11007068.0109 | 509494.6864 | 0.9235% |  | 112613777.0624 | 0.4144% | 5454484.6349 | 20646.0893 | -0.8873%
2025-07-08 | 12262113.5007 | 492743.6902 | 11769369.8104 | 0 | 12262113.5007 | 0.9471% | 11769369.8104 |  | 11198728.6097 |  | 11198728.6097 | 0 | 11691472.2999 | 492743.6902 | 0.9252% |  | 112716436.4968 | 0.4472% | 5460372.379 | 20642.6281 | -0.8532%
2025-08-08 | 12480613.8877 | 520802.8055 | 11959811.0822 | 0 | 12480613.8877 | 0.9491% | 11959811.0822 |  | 11347181.4536 |  | 11347181.4536 | 0 | 11867984.2591 | 520802.8055 | 0.9272% |  | 112820680.0446 | 0.4808% | 5466260.3874 | 20639.4632 | -0.8184%
2025-09-08 | 11485366.819 | 501163.7067 | 10984203.1123 | 0 | 11485366.819 | 0.9326% | 10984203.1123 |  | 10421570.256 |  | 10421570.256 | 0 | 10922733.9627 | 501163.7067 | 0.9076% |  | 112914412.8878 | 0.5162% | 5472147.5064 | 20634.3876 | -0.7819%
2025-10-08 | 10773915.9813 | 459081.2262 | 10314834.7551 | 0 | 10773915.9813 | 0.906% | 10314834.7551 |  | 9786746.4177 |  | 9786746.4177 | 0 | 10245827.6439 | 459081.2262 | 0.8804% |  | 112999822.737 | 0.5535% | 5478033.5326 | 20627.8078 | -0.7434%
2025-11-08 | 8993451.7035 | 411384.2636 | 8582067.4398 | 0 | 8993451.7035 | 0.8596% | 8582067.4398 |  | 8190373.198 |  | 8190373.198 | 0 | 8601757.4616 | 411384.2636 | 0.8296% |  | 113067214.0601 | 0.593% | 5483918.0205 | 20617.9621 | -0.7029%
2025-12-08 | 9268461.8464 | 391169.3702 | 8877292.4762 | 0 | 9268461.8464 | 0.8531% | 8877292.4762 |  | 8433996.3071 |  | 8433996.3071 | 0 | 8825165.6773 | 391169.3702 | 0.8253% |  | 113136247.1551 | 0.6319% | 5489800.7663 | 20608.4432 | -0.6629%
2026-01-08 | 9360668.7823 | 388209.2369 | 8972459.5453 | 0 | 9360668.7823 | 0.9923% | 8972459.5453 |  | 8499720.1989 |  | 8499720.1989 | 0 | 8887929.4358 | 388209.2369 | 0.9713% |  | 113218008.1505 | 0.6679% | 5495682.127 | 20601.2658 | -0.6258%
2026-02-08 | 8407336.3122 | 375195.2948 | 8032141.0174 | 0 | 8407336.3122 | 0.9837% | 8032141.0174 |  | 7610094.1063 |  | 7610094.1063 | 0 | 7985289.4011 | 375195.2948 | 0.9605% |  | 113290409.6957 | 0.8905% | 5501562.0326 | 20592.4079 | -0.4046%
2026-03-09 | 9498385.9701 | 442631.6942 | 9055754.2759 | 0 | 9498385.9701 | 1.049% | 9055754.2759 |  | 8587526.9363 |  | 8587526.9363 | 0 | 9030158.6305 | 442631.6942 | 1.028% |  | 113377808.0557 | 0.9124% | 5507440.0926 | 20586.2989 | -0.3814%
2026-04-09 | 9782370.2428 | 481113.9897 | 9301256.2531 | 0 | 9782370.2428 | 1.089% | 9301256.2531 |  | 8854617.425 |  | 8854617.425 | 0 | 9335731.4147 | 481113.9897 | 1.069% |  | 113471457.6413 | 0.9281% | 5513318.5887 | 20581.3351 | -0.3645%
2026-05-09 | 11134338.9244 | 496123.6583 | 10638215.266 | 0 | 11134338.9244 | 1.108% | 10638215.266 |  | 10152927.3157 |  | 10152927.3157 | 0 | 10649050.974 | 496123.6583 | 1.091% |  | 113581055.5488 | 0.945% | 5519198.9556 | 20579.2646 | -0.3462%
2026-06-09 | 11645875.5352 | 516900.5664 | 11128974.9688 | 0 | 11645875.5352 | 1.129% | 11128974.9688 |  | 10614405.1406 |  | 10614405.1406 | 0 | 11131305.707 | 516900.5664 | 1.113% |  | 113697887.3649 | 0.9627% | 5525079.7238 | 20578.5062 | -0.3273%
2026-07-09 | 12399834.6484 | 499876.18 | 11899958.4684 | 0 | 12399834.6484 | 1.123% | 11899958.4684 |  | 11322908.1473 |  | 11322908.1473 | 0 | 11822784.3273 | 499876.18 | 1.109% |  | 113822066.9026 | 0.9809% | 5530961.3192 | 20579.0748 | -0.3079%
2026-08-09 | 12621519.3142 | 528358.3934 | 12093160.9208 | 0 | 12621519.3142 | 1.129% | 12093160.9208 |  | 11473614.7382 |  | 11473614.7382 | 0 | 12001973.1316 | 528358.3934 | 1.114% |  | 113948500.1872 | 0.9997% | 5536843.1452 | 20580.0484 | -0.2879%
2026-09-09 | 11614718.1777 | 508462.967 | 11106255.2107 | 0 | 11614718.1777 | 1.126% | 11106255.2107 |  | 10537285.8285 |  | 10537285.8285 | 0 | 11045748.7955 | 508462.967 | 1.11% |  | 114064215.7598 | 1.018% | 5542724.4123 | 20579.0884 | -0.268%
2026-10-09 | 10894811.5744 | 465765.6979 | 10429045.8764 | 0 | 10894811.5744 | 1.122% | 10429045.8764 |  | 9895031.7872 |  | 9895031.7872 | 0 | 10360797.4851 | 465765.6979 | 1.106% |  | 114172501.1292 | 1.038% | 5548604.9886 | 20576.7939 | -0.2473%
2026-11-09 | 9095776.1146 | 417388.9962 | 8678387.1184 | 0 | 9095776.1146 | 1.138% | 8678387.1184 |  | 8282236.3137 |  | 8282236.3137 | 0 | 8699625.3099 | 417388.9962 | 1.122% |  | 114264364.2449 | 1.059% | 5554484.5741 | 20571.5513 | -0.2251%
2026-12-09 | 9375180.0569 | 396865.5946 | 8978314.4623 | 0 | 9375180.0569 | 1.151% | 8978314.4623 |  | 8529914.1266 |  | 8529914.1266 | 0 | 8926779.7212 | 396865.5946 | 1.137% |  | 114360282.0644 | 1.082% | 5560363.0365 | 20567.0531 | -0.2008%
2027-01-09 | 9496057.1962 | 393860.5381 | 9102196.6581 | 0 | 9496057.1962 | 1.446% | 9102196.6581 |  | 8622619.8268 |  | 8622619.8268 | 0 | 9016480.3649 | 393860.5381 | 1.446% |  | 114483181.6924 | 1.117% | 5566240.6307 | 20567.4151 | -0.1643%
2027-02-09 | 8516244.5985 | 380661.1922 | 8135583.4063 | 0 | 8516244.5985 | 1.295% | 8135583.4063 |  | 7708069.3171 |  | 7708069.3171 | 0 | 8088730.5093 | 380661.1922 | 1.287% |  | 114581156.9031 | 1.139% | 5572117.3165 | 20563.3066 | -0.1413%
2027-03-10 | 9608481.4792 | 449086.009 | 9159395.4702 | 0 | 9608481.4792 | 1.159% | 9159395.4702 |  | 8685740.9214 |  | 8685740.9214 | 0 | 9134826.9304 | 449086.009 | 1.144% |  | 114679370.8882 | 1.148% | 5577992.8313 | 20559.2539 | -0.1314%
2027-04-10 | 9882383.8582 | 488136.2906 | 9394247.5676 | 0 | 9882383.8582 | 1.022% | 9394247.5676 |  | 8943042.3652 |  | 8943042.3652 | 0 | 9431178.6558 | 488136.2906 | 0.9986% |  | 114767795.8284 | 1.142% | 5583868.7623 | 20553.4551 | -0.1355%
2027-05-10 | 11250090.152 | 503345.4948 | 10746744.6572 | 0 | 11250090.152 | 1.04% | 10746744.6572 |  | 10256411.7126 |  | 10256411.7126 | 0 | 10759757.2074 | 503345.4948 | 1.019% |  | 114871280.2253 | 1.136% | 5589746.1099 | 20550.3574 | -0.1405%
2027-06-10 | 11768593.901 | 524414.6265 | 11244179.2746 | 0 | 11768593.901 | 1.054% | 11244179.2746 |  | 10724187.169 |  | 10724187.169 | 0 | 11248601.7954 | 524414.6265 | 1.034% |  | 114981062.2537 | 1.129% | 5595623.8642 | 20548.3901 | -0.1463%
2027-07-10 | 12530200.2849 | 507112.477 | 12023087.8079 | 0 | 12530200.2849 | 1.051% | 12023087.8079 |  | 11439970.6695 |  | 11439970.6695 | 0 | 11947083.1464 | 507112.477 | 1.034% |  | 115098124.7758 | 1.121% | 5601502.3273 | 20547.7242 | -0.1523%
2027-08-10 | 12754241.2252 | 536024.1621 | 12218217.0631 | 0 | 12754241.2252 | 1.052% | 12218217.0631 |  | 11592156.0267 |  | 11592156.0267 | 0 | 12128180.1888 | 536024.1621 | 1.033% |  | 115216666.0643 | 1.113% | 5607381.2125 | 20547.3218 | -0.159%
2027-09-10 | 11733395.6528 | 515869.0335 | 11217526.6192 | 0 | 11733395.6528 | 1.022% | 11217526.6192 |  | 10642743.5919 |  | 10642743.5919 | 0 | 11158612.6255 | 515869.0335 | 1.001% |  | 115322123.8277 | 1.103% | 5613259.9802 | 20544.5898 | -0.1676%
2027-10-10 | 11002026.7077 | 472547.9564 | 10529478.7513 | 0 | 11002026.7077 | 0.9841% | 10529478.7513 |  | 9990209.4641 |  | 9990209.4641 | 0 | 10462757.4205 | 472547.9564 | 0.9619% |  | 115417301.5045 | 1.09% | 5619138.5458 | 20540.0348 | -0.1786%
2027-11-10 | 9179797.8523 | 423481.7586 | 8756316.0937 | 0 | 9179797.8523 | 0.9237% | 8756316.0937 |  | 8356505.8675 |  | 8356505.8675 | 0 | 8779987.6261 | 423481.7586 | 0.8967% |  | 115491571.0584 | 1.074% | 5625016.708 | 20531.7739 | -0.1934%
2027-12-10 | 9461271.4525 | 402645.1562 | 9058626.2963 | 0 | 9461271.4525 | 0.9183% | 9058626.2963 |  | 8606108.3425 |  | 8606108.3425 | 0 | 9008753.4987 | 402645.1562 | 0.8933% |  | 115567765.2743 | 1.056% | 5630894.3816 | 20523.8737 | -0.2099%
2028-01-10 | 9595197.9648 | 399594.4962 | 9195603.4686 | 0 | 9595197.9648 | 1.044% | 9195603.4686 |  | 8711019.7577 |  | 8711019.7577 | 0 | 9110614.2539 | 399594.4962 | 1.025% |  | 115656165.2051 | 1.025% | 5636771.7491 | 20518.1566 | -0.2395%
2028-02-10 | 8852311.8909 | 386207.086 | 8466104.8049 | 0 | 8852311.8909 | 3.946% | 8466104.8049 |  | 8021720.1924 |  | 8021720.1924 | 0 | 8407927.2784 | 386207.086 | 4.069% |  | 115969816.0805 | 1.212% | 5642648.7888 | 20552.3718 | -0.05318%
2028-03-10 | 9722971.9371 | 455634.862 | 9267337.0751 | 0 | 9722971.9371 | 1.192% | 9267337.0751 |  | 8788038.6661 |  | 8788038.6661 | 0 | 9243673.5281 | 455634.862 | 1.178% |  | 116072113.8252 | 1.214% | 5648525.3247 | 20549.1004 | -0.04939%
2028-04-10 | 10007663.1008 | 495261.5359 | 9512401.5649 | 0 | 10007663.1008 | 1.268% | 9512401.5649 |  | 9055476.4222 |  | 9055476.4222 | 0 | 9550737.9581 | 495261.5359 | 1.257% |  | 116184547.8821 | 1.234% | 5654402.4613 | 20547.6262 | -0.02836%
2028-05-10 | 11391658.8165 | 510672.9539 | 10880985.8626 | 0 | 11391658.8165 | 1.258% | 10880985.8626 |  | 10384482.6759 |  | 10384482.6759 | 0 | 10895155.6298 | 510672.9539 | 1.249% |  | 116312618.8454 | 1.255% | 5660280.8966 | 20548.9128 | -0.007029%
2028-06-10 | 11917915.6761 | 532038.4536 | 11385877.2226 | 0 | 11917915.6761 | 1.269% | 11385877.2226 |  | 10859287.3751 |  | 10859287.3751 | 0 | 11391325.8287 | 532038.4536 | 1.26% |  | 116447719.0516 | 1.276% | 5666159.9371 | 20551.4352 | 0.01482%
2028-07-10 | 12687874.3446 | 514454.0991 | 12173420.2455 | 0 | 12687874.3446 | 1.258% | 12173420.2455 |  | 11582965.4393 |  | 11582965.4393 | 0 | 12097419.5384 | 514454.0991 | 1.25% |  | 116590713.8214 | 1.297% | 5672039.7971 | 20555.3413 | 0.03707%
2028-08-10 | 12915814.5229 | 543801.7256 | 12372012.7973 | 0 | 12915814.5229 | 1.267% | 12372012.7973 |  | 11738020.6936 |  | 11738020.6936 | 0 | 12281822.4192 | 543801.7256 | 1.258% |  | 116736578.4882 | 1.319% | 5677917.8859 | 20559.7511 | 0.06049%
2028-09-10 | 11882661.6625 | 523383.4755 | 11359278.187 | 0 | 11882661.6625 | 1.272% | 11359278.187 |  | 10777183.0762 |  | 10777183.0762 | 0 | 11300566.5517 | 523383.4755 | 1.263% |  | 116871017.9725 | 1.343% | 5683793.8348 | 20562.1494 | 0.08547%
2028-10-10 | 11141330.3272 | 479429.4379 | 10661900.8893 | 0 | 11141330.3272 | 1.266% | 10661900.8893 |  | 10115803.5726 |  | 10115803.5726 | 0 | 10595233.0105 | 479429.4379 | 1.257% |  | 116996612.081 | 1.368% | 5689667.5902 | 20562.996 | 0.1118%
2028-11-10 | 9297495.2846 | 429663.846 | 8867831.4386 | 0 | 9297495.2846 | 1.282% | 8867831.4386 |  | 8462895.1042 |  | 8462895.1042 | 0 | 8892558.9502 | 429663.846 | 1.273% |  | 117103001.3177 | 1.395% | 5695539.0179 | 20560.4774 | 0.1398%
2028-12-10 | 9581938.1756 | 408509.279 | 9173428.8966 | 0 | 9581938.1756 | 1.275% | 9173428.8966 |  | 8715139.6404 |  | 8715139.6404 | 0 | 9123648.9194 | 408509.279 | 1.267% |  | 117212032.6156 | 1.423% | 5701408.0634 | 20558.436 | 0.1684%
2029-01-10 | 9734173.6933 | 405412.325 | 9328761.3682 | 0 | 9734173.6933 | 1.448% | 9328761.3682 |  | 8837159.0033 |  | 8837159.0033 | 0 | 9242571.3284 | 405412.325 | 1.448% |  | 117338171.8612 | 1.454% | 5707274.8578 | 20559.4044 | 0.201%
2029-02-10 | 8745898.5366 | 391834.1516 | 8354064.385 | 0 | 8745898.5366 | -1.202% | 8354064.385 |  | 7915021.7055 |  | 7915021.7055 | 0 | 8306855.8572 | 391834.1516 | -1.33% |  | 117231473.3744 | 1.088% | 5713139.3904 | 20519.6242 | -0.1593%
2029-03-11 | 9887714.6253 | 462279.6434 | 9425434.9819 | 0 | 9887714.6253 | 1.694% | 9425434.9819 |  | 8938015.5058 |  | 8938015.5058 | 0 | 9400295.1492 | 462279.6434 | 1.707% |  | 117381450.2141 | 1.128% | 5719001.5441 | 20524.8153 | -0.1182%
2029-04-11 | 10187937.9419 | 502491.2403 | 9685446.7016 | 0 | 10187937.9419 | 1.801% | 9685446.7016 |  | 9220290.6556 |  | 9220290.6556 | 0 | 9722781.8959 | 502491.2403 | 1.82% |  | 117546264.4475 | 1.172% | 5724862.0875 | 20532.5932 | -0.07316%
2029-05-11 | 11587937.4616 | 518107.5865 | 11069829.8751 | 0 | 11587937.4616 | 1.723% | 11069829.8751 |  | 10564771.9227 |  | 10564771.9227 | 0 | 11082879.5092 | 518107.5865 | 1.736% |  | 117726553.6942 | 1.216% | 5730721.508 | 20543.0596 | -0.02848%
2029-06-11 | 12121989.161 | 539773.658 | 11582215.503 | 0 | 12121989.161 | 1.712% | 11582215.503 |  | 11046608.7244 |  | 11046608.7244 | 0 | 11586382.3824 | 539773.658 | 1.725% |  | 117913875.0435 | 1.259% | 5736579.3298 | 20554.7362 | 0.01606%
2029-07-11 | 12899941.9895 | 521902.5868 | 12378039.4027 | 0 | 12899941.9895 | 1.671% | 12378039.4027 |  | 11777715.6179 |  | 11777715.6179 | 0 | 12299618.2047 | 521902.5868 | 1.681% |  | 118108625.2221 | 1.302% | 5742435.7051 | 20567.6879 | 0.06007%
2029-08-11 | 13131911.7406 | 551692.7216 | 12580219.019 | 0 | 13131911.7406 | 1.673% | 12580219.019 |  | 11935619.4596 |  | 11935619.4596 | 0 | 12487312.1812 | 551692.7216 | 1.683% |  | 118306223.9882 | 1.345% | 5748289.8784 | 20581.1166 | 0.1039%
2029-09-11 | 12086313.4983 | 531007.8852 | 11555305.6131 | 0 | 12086313.4983 | 1.714% | 11555305.6131 |  | 10963234.2241 |  | 10963234.2241 | 0 | 11494242.1093 | 531007.8852 | 1.726% |  | 118492275.1361 | 1.387% | 5754141.5984 | 20592.5199 | 0.1477%
2029-10-11 | 11334288.4061 | 486411.5999 | 10847876.8062 | 0 | 11334288.4061 | 1.732% | 10847876.8062 |  | 10292321.5624 |  | 10292321.5624 | 0 | 10778733.1623 | 486411.5999 | 1.745% |  | 118668793.126 | 1.429% | 5759990.8318 | 20602.2538 | 0.1909%
2029-11-11 | 9468005.8444 | 435936.573 | 9032069.2714 | 0 | 9468005.8444 | 1.834% | 9032069.2714 |  | 8619706.6443 |  | 8619706.6443 | 0 | 9055643.2173 | 435936.573 | 1.853% |  | 118825604.6661 | 1.471% | 5765837.4892 | 20608.5594 | 0.2339%
2029-12-11 | 9754031.4348 | 414459.2053 | 9339572.2294 | 0 | 9754031.4348 | 1.796% | 9339572.2294 |  | 8873052.0193 |  | 8873052.0193 | 0 | 9287511.2246 | 414459.2053 | 1.812% |  | 118983517.045 | 1.511% | 5771681.5364 | 20615.0524 | 0.2754%
2030-01-11 | 9914344.1047 | 411315.2564 | 9503028.8483 | 0 | 9914344.1047 | 1.851% | 9503028.8483 |  | 9002327.3854 |  | 9002327.3854 | 0 | 9413642.6418 | 411315.2564 | 1.869% |  | 119148685.4271 | 1.543% | 5777523.0678 | 20622.797 | 0.3083%
2030-02-11 | 8910463.4604 | 397543.5818 | 8512919.8786 | 0 | 8910463.4604 | 1.882% | 8512919.8786 |  | 8065616.0668 |  | 8065616.0668 | 0 | 8463159.6486 | 397543.5818 | 1.903% |  | 119299279.7883 | 1.764% | 5783362.0794 | 20628.015 | 0.5282%
2030-03-12 | 10067627.2286 | 469021.7638 | 9598605.4648 | 0 | 10067627.2286 | 1.82% | 9598605.4648 |  | 9102317.1135 |  | 9102317.1135 | 0 | 9571338.8772 | 469021.7638 | 1.838% |  | 119463581.3961 | 1.774% | 5789198.4932 | 20635.5995 | 0.5398%
2030-04-12 | 10371367.4124 | 509826.941 | 9861540.4714 | 0 | 10371367.4124 | 1.8% | 9861540.4714 |  | 9388009.4895 |  | 9388009.4895 | 0 | 9897836.4305 | 509826.941 | 1.819% |  | 119631300.23 | 1.774% | 5795032.8447 | 20643.7657 | 0.5414%
2030-05-12 | 11787780.347 | 525650.9667 | 11262129.3802 | 0 | 11787780.347 | 1.725% | 11262129.3802 |  | 10748361.3153 |  | 10748361.3153 | 0 | 11274012.282 | 525650.9667 | 1.738% |  | 119814889.6226 | 1.774% | 5800865.4744 | 20654.6575 | 0.5432%
2030-06-12 | 12330231.7062 | 547621.8737 | 11782609.8325 | 0 | 12330231.7062 | 1.718% | 11782609.8325 |  | 11237801.9139 |  | 11237801.9139 | 0 | 11785423.7877 | 547621.8737 | 1.731% |  | 120006082.8122 | 1.774% | 5806696.0559 | 20666.8442 | 0.5454%
2030-07-12 | 13115662.6802 | 529459.5029 | 12586203.1773 | 0 | 13115662.6802 | 1.672% | 12586203.1773 |  | 11975840.4124 |  | 11975840.4124 | 0 | 12505299.9152 | 529459.5029 | 1.682% |  | 120204207.6066 | 1.774% | 5812524.6977 | 20680.2059 | 0.5471%
2030-08-12 | 13351024.4557 | 559698.8118 | 12791325.6439 | 0 | 13351024.4557 | 1.669% | 12791325.6439 |  | 12135970.6087 |  | 12135970.6087 | 0 | 12695669.4205 | 559698.8118 | 1.679% |  | 120404558.7556 | 1.774% | 5818352.5253 | 20693.9264 | 0.5481%
2030-09-12 | 12292319.6598 | 538743.8782 | 11753575.7816 | 0 | 12292319.6598 | 1.704% | 11753575.7816 |  | 11151412.7833 |  | 11151412.7833 | 0 | 11690156.6615 | 538743.8782 | 1.716% |  | 120592737.3148 | 1.773% | 5824179.3677 | 20705.5329 | 0.5488%
2030-10-12 | 11529740.376 | 493495.9213 | 11036244.4547 | 0 | 11529740.376 | 1.724% | 11036244.4547 |  | 10471109.0447 |  | 10471109.0447 | 0 | 10964604.966 | 493495.9213 | 1.737% |  | 120771524.797 | 1.772% | 5830005.2046 | 20715.5089 | 0.5497%
2030-11-12 | 9643322.9914 | 442301.2733 | 9201021.7181 | 0 | 9643322.9914 | 1.852% | 9201021.7181 |  | 8781023.4557 |  | 8781023.4557 | 0 | 9223324.7291 | 442301.2733 | 1.871% |  | 120932841.6085 | 1.773% | 5835829.9768 | 20722.4751 | 0.5528%
2030-12-12 | 9933319.0467 | 420496.1957 | 9512822.851 | 0 | 9933319.0467 | 1.838% | 9512822.851 |  | 9037727.5922 |  | 9037727.5922 | 0 | 9458223.7879 | 420496.1957 | 1.856% |  | 121097517.1814 | 1.777% | 5841653.6634 | 20730.0063 | 0.5576%
2031-01-12 | 10063156.2588 | 417304.5402 | 9645851.7187 | 0 | 10063156.2588 | 1.501% | 9645851.7187 |  | 9137634.8354 |  | 9137634.8354 | 0 | 9554939.3756 | 417304.5402 | 1.503% |  | 121232824.6314 | 1.749% | 5847619.1783 | 20731.9972 | 0.5295%
2031-02-12 | 9043454.9031 | 403336.587 | 8640118.3161 | 0 | 9043454.9031 | 1.493% | 8640118.3161 |  | 8186138.3555 |  | 8186138.3555 | 0 | 8589474.9425 | 403336.587 | 1.494% |  | 121353346.9201 | 1.722% | 5853579.1484 | 20731.4779 | 0.5016%
2031-03-13 | 10211042.3995 | 475862.6545 | 9735179.7451 | 0 | 10211042.3995 | 1.425% | 9735179.7451 |  | 9231821.6764 |  | 9231821.6764 | 0 | 9707684.3309 | 475862.6545 | 1.423% |  | 121482851.4831 | 1.69% | 5859533.4309 | 20732.5127 | 0.4696%
2031-04-13 | 10514520.1915 | 517270.1978 | 9997249.9937 | 0 | 10514520.1915 | 1.38% | 9997249.9937 |  | 9517183.01 |  | 9517183.01 | 0 | 10034453.2078 | 517270.1978 | 1.376% |  | 121612025.0035 | 1.656% | 5865483.2616 | 20733.5047 | 0.4347%
2031-05-13 | 11948370.6689 | 533304.6916 | 11415065.9772 | 0 | 11948370.6689 | 1.362% | 11415065.9772 |  | 10894298.615 |  | 10894298.615 | 0 | 11427603.3067 | 533304.6916 | 1.358% |  | 121757962.3033 | 1.622% | 5871429.4373 | 20737.3628 | 0.4004%
2031-06-13 | 12497728.4298 | 555584.7589 | 11942143.6709 | 0 | 12497728.4298 | 1.358% | 11942143.6709 |  | 11389934.9554 |  | 11389934.9554 | 0 | 11945519.7143 | 555584.7589 | 1.354% |  | 121910095.3447 | 1.587% | 5877371.2543 | 20742.2826 | 0.365%
2031-07-13 | 13293149.1682 | 537126.4332 | 12756022.735 | 0 | 13293149.1682 | 1.353% | 12756022.735 |  | 12137400.2925 |  | 12137400.2925 | 0 | 12674526.7258 | 537126.4332 | 1.349% |  | 122071655.2249 | 1.554% | 5883308.9861 | 20748.8091 | 0.3317%
2031-08-13 | 13532110.9493 | 567821.6825 | 12964289.2668 | 0 | 13532110.9493 | 1.356% | 12964289.2668 |  | 12300045.3297 |  | 12300045.3297 | 0 | 12867867.0122 | 567821.6825 | 1.352% |  | 122235729.946 | 1.521% | 5889243.6917 | 20755.7602 | 0.2988%
2031-09-13 | 12461149.1227 | 546593.0942 | 11914556.0285 | 0 | 12461149.1227 | 1.373% | 11914556.0285 |  | 11304122.5931 |  | 11304122.5931 | 0 | 11850715.6873 | 546593.0942 | 1.369% |  | 122388439.7558 | 1.489% | 5895175.0146 | 20760.7814 | 0.2668%
2031-10-13 | 11689918.9806 | 500683.9029 | 11189235.0776 | 0 | 11689918.9806 | 1.389% | 11189235.0776 |  | 10616248.4413 |  | 10616248.4413 | 0 | 11116932.3442 | 500683.9029 | 1.386% |  | 122533579.1525 | 1.459% | 5901102.9366 | 20764.5216 | 0.2366%
2031-11-13 | 9781246.8886 | 448759.3007 | 9332487.5879 | 0 | 9781246.8886 | 1.43% | 9332487.5879 |  | 8906482.2887 |  | 8906482.2887 | 0 | 9355241.5894 | 448759.3007 | 1.429% |  | 122659037.9854 | 1.427% | 5907027.3517 | 20764.9348 | 0.2049%
2031-12-13 | 10075498.9043 | 426621.5291 | 9648877.3752 | 0 | 10075498.9043 | 1.431% | 9648877.3752 |  | 9166981.8741 |  | 9166981.8741 | 0 | 9593603.4032 | 426621.5291 | 1.43% |  | 122788292.2672 | 1.396% | 5912948.2389 | 20766.0015 | 0.1736%
2032-01-13 | 10200780.7326 | 423381.4448 | 9777399.2878 | 0 | 10200780.7326 | 1.368% | 9777399.2878 |  | 9262231.9927 |  | 9262231.9927 | 0 | 9685613.4375 | 423381.4448 | 1.364% |  | 122912889.4245 | 1.386% | 5918737.3526 | 20766.7416 | 0.1676%
2032-02-13 | 9421107.6011 | 409214.3954 | 9011893.2057 | 0 | 9421107.6011 | 4.176% | 9011893.2057 |  | 8538955.1414 |  | 8538955.1414 | 0 | 8948169.5368 | 409214.3954 | 4.31% |  | 123265706.2104 | 1.576% | 5924525.2646 | 20806.0057 | 0.3595%
2032-03-13 | 10342988.9269 | 482803.768 | 9860185.1589 | 0 | 10342988.9269 | 1.292% | 9860185.1589 |  | 9350322.725 |  | 9350322.725 | 0 | 9833126.493 | 482803.768 | 1.284% |  | 123384207.2589 | 1.565% | 5930311.9746 | 20805.6857 | 0.3529%
2032-04-13 | 10646141.5975 | 524822.5936 | 10121319.004 | 0 | 10646141.5975 | 1.252% | 10121319.004 |  | 9635242.5124 |  | 9635242.5124 | 0 | 10160065.106 | 524822.5936 | 1.24% |  | 123502266.7613 | 1.554% | 5936097.4828 | 20805.2963 | 0.3463%
2032-05-13 | 12097000.8905 | 541070.3819 | 11555930.5086 | 0 | 12097000.8905 | 1.244% | 11555930.5086 |  | 11028685.1277 |  | 11028685.1277 | 0 | 11569755.5096 | 541070.3819 | 1.234% |  | 123636653.274 | 1.543% | 5941881.7892 | 20807.6595 | 0.339%
2032-06-13 | 12652927.1361 | 563663.996 | 12089263.14 | 0 | 12652927.1361 | 1.242% | 12089263.14 |  | 11530197.0121 |  | 11530197.0121 | 0 | 12093861.0081 | 563663.996 | 1.231% |  | 123776915.3307 | 1.531% | 5947664.8937 | 20811.0103 | 0.3313%
2032-07-13 | 13457773.2774 | 544904.9871 | 12912868.2903 | 0 | 13457773.2774 | 1.238% | 12912868.2903 |  | 12286584.7461 |  | 12286584.7461 | 0 | 12831489.7332 | 544904.9871 | 1.229% |  | 123926099.7843 | 1.519% | 5953446.7963 | 20815.8574 | 0.3231%
2032-08-13 | 13699898.4628 | 576063.0447 | 13123835.4181 | 0 | 13699898.4628 | 1.24% | 13123835.4181 |  | 12451355.3796 |  | 12451355.3796 | 0 | 13027418.4243 | 576063.0447 | 1.23% |  | 124077409.8342 | 1.507% | 5959228.6989 | 20821.0519 | 0.3146%
2032-09-13 | 12616442.2247 | 554557.1968 | 12061885.0279 | 0 | 12616442.2247 | 1.246% | 12061885.0279 |  | 11443844.2603 |  | 11443844.2603 | 0 | 11998401.4571 | 554557.1968 | 1.236% |  | 124217131.5014 | 1.494% | 5965010.6016 | 20824.2935 | 0.3059%
2032-10-13 | 11835895.5041 | 507977.0677 | 11327918.4364 | 0 | 11835895.5041 | 1.249% | 11327918.4364 |  | 10747776.6951 |  | 10747776.6951 | 0 | 11255753.7628 | 507977.0677 | 1.239% |  | 124348659.7552 | 1.481% | 5970792.5042 | 20826.1566 | 0.2968%
2032-11-13 | 9904165.5632 | 455312.0286 | 9448853.5345 | 0 | 9904165.5632 | 1.257% | 9448853.5345 |  | 9017494.7249 |  | 9017494.7249 | 0 | 9472806.7535 | 455312.0286 | 1.246% |  | 124459672.1914 | 1.468% | 5976574.4068 | 20824.5834 | 0.2873%
2032-12-13 | 10201029.1295 | 432836.5036 | 9768192.6258 | 0 | 10201029.1295 | 1.246% | 9768192.6258 |  | 9280293.2086 |  | 9280293.2086 | 0 | 9713129.7122 | 432836.5036 | 1.236% |  | 124572983.5259 | 1.453% | 5982356.3095 | 20823.3975 | 0.2764%
2033-01-13 | 10319233.5583 | 429547.2571 | 9889686.3012 | 0 | 10319233.5583 | 1.161% | 9889686.3012 |  | 9368536.8148 |  | 9368536.8148 | 0 | 9798084.0719 | 429547.2571 | 1.148% |  | 124679288.348 | 1.437% | 5988145.4232 | 20821.0188 | 0.2614%
2033-02-13 | 9262689.4446 | 415178.2533 | 8847511.1913 | 0 | 9262689.4446 | -1.682% | 8847511.1913 |  | 8382525.6926 |  | 8382525.6926 | 0 | 8797703.9459 | 415178.2533 | -1.832% |  | 124522858.8992 | 1.02% | 5993933.3352 | 20774.8155 | -0.1499%
2033-03-14 | 10445619.4794 | 489846.5784 | 9955772.9009 | 0 | 10445619.4794 | 0.9923% | 9955772.9009 |  | 9440851.2464 |  | 9440851.2464 | 0 | 9930697.8248 | 489846.5784 | 0.9682% |  | 124613387.4206 | 0.9962% | 5999720.0452 | 20769.867 | -0.1722%
2033-04-14 | 10743861.6254 | 532485.7345 | 10211375.8909 | 0 | 10743861.6254 | 0.9179% | 10211375.8909 |  | 9720837.7446 |  | 9720837.7446 | 0 | 10253323.4791 | 532485.7345 | 0.8884% |  | 124698982.6528 | 0.969% | 6005505.5534 | 20764.1108 | -0.198%
2033-05-14 | 12210983.6702 | 548949.6821 | 11662033.9881 | 0 | 12210983.6702 | 0.9422% | 11662033.9881 |  | 11129820.6904 |  | 11129820.6904 | 0 | 11678770.3725 | 548949.6821 | 0.917% |  | 124800118.2155 | 0.941% | 6011289.8598 | 20760.955 | -0.2245%
2033-06-14 | 12772726.5184 | 571861.2923 | 12200865.2261 | 0 | 12772726.5184 | 0.9468% | 12200865.2261 |  | 11636505.7952 |  | 11636505.7952 | 0 | 12208367.0875 | 571861.2923 | 0.922% |  | 124906426.9985 | 0.9125% | 6017072.9643 | 20758.6692 | -0.2515%
2033-07-14 | 13586034.9214 | 552796.7971 | 13033238.1243 | 0 | 13586034.9214 | 0.9531% | 13033238.1243 |  | 12400985.6761 |  | 12400985.6761 | 0 | 12953782.4732 | 552796.7971 | 0.9311% |  | 125020827.9285 | 0.8834% | 6022854.8669 | 20757.7354 | -0.2792%
2033-08-14 | 13829982.8653 | 584424.6344 | 13245558.2309 | 0 | 13829982.8653 | 0.9495% | 13245558.2309 |  | 12566692.8046 |  | 12566692.8046 | 0 | 13151117.4391 | 584424.6344 | 0.9263% |  | 125136165.3535 | 0.8533% | 6028636.7695 | 20756.9589 | -0.3078%
2033-09-14 | 12732685.1288 | 562637.8743 | 12170047.2545 | 0 | 12732685.1288 | 0.9214% | 12170047.2545 |  | 11546312.104 |  | 11546312.104 | 0 | 12108949.9782 | 562637.8743 | 0.8954% |  | 125238633.1972 | 0.8224% | 6034418.6722 | 20754.0511 | -0.3373%
2033-10-14 | 11941977.5804 | 515376.9608 | 11426600.6195 | 0 | 11941977.5804 | 0.8963% | 11426600.6195 |  | 10841259.2176 |  | 10841259.2176 | 0 | 11356636.1784 | 515376.9608 | 0.8698% |  | 125332115.7196 | 0.7909% | 6040200.5748 | 20749.6612 | -0.3673%
2033-11-14 | 9987107.7072 | 461960.8509 | 9525146.8563 | 0 | 9987107.7072 | 0.8374% | 9525146.8563 |  | 9090175.6449 |  | 9090175.6449 | 0 | 9552136.4959 | 461960.8509 | 0.806% |  | 125404796.6397 | 0.7594% | 6045982.4774 | 20741.8392 | -0.3973%
2033-12-14 | 10286905.0387 | 439142.4363 | 9847762.6025 | 0 | 10286905.0387 | 0.8418% | 9847762.6025 |  | 9355755.8735 |  | 9355755.8735 | 0 | 9794898.3098 | 439142.4363 | 0.8131% |  | 125480259.3046 | 0.7283% | 6051764.3801 | 20734.4919 | -0.427%
2034-01-14 | 10415611.637 | 435803.2834 | 9979808.3537 | 0 | 10415611.637 | 0.934% | 9979808.3537 |  | 9453791.511 |  | 9453791.511 | 0 | 9889594.7943 | 435803.2834 | 0.91% |  | 125565514.0008 | 0.7108% | 6057553.4938 | 20728.7503 | -0.4432%
2034-02-14 | 9355236.1148 | 421229.4254 | 8934006.6894 | 0 | 9355236.1148 | 0.9991% | 8934006.6894 |  | 8464375.3629 |  | 8464375.3629 | 0 | 8885604.7883 | 421229.4254 | 0.9764% |  | 125647363.6711 | 0.9031% | 6063341.4058 | 20722.4623 | -0.252%
2034-03-15 | 10560416.3122 | 496992.5814 | 10063423.7309 | 0 | 10560416.3122 | 1.099% | 10063423.7309 |  | 9542843.1132 |  | 9542843.1132 | 0 | 10039835.6946 | 496992.5814 | 1.08% |  | 125749355.5379 | 0.9116% | 6069128.1158 | 20719.5092 | -0.2425%
2034-04-15 | 10870661.0494 | 540261.2507 | 10330399.7988 | 0 | 10870661.0494 | 1.18% | 10330399.7988 |  | 9834072.3044 |  | 9834072.3044 | 0 | 10374333.555 | 540261.2507 | 1.165% |  | 125862590.0977 | 0.9331% | 6074913.624 | 20718.4164 | -0.2201%
2034-05-15 | 12353937.507 | 556944.261 | 11796993.2459 | 0 | 12353937.507 | 1.171% | 11796993.2459 |  | 11258549.3336 |  | 11258549.3336 | 0 | 11815493.5947 | 556944.261 | 1.157% |  | 125991318.741 | 0.9545% | 6080697.9304 | 20719.8779 | -0.1979%
2034-06-15 | 12921851.154 | 580178.3803 | 12341672.7738 | 0 | 12921851.154 | 1.168% | 12341672.7738 |  | 11770724.3116 |  | 11770724.3116 | 0 | 12350902.6919 | 580178.3803 | 1.153% |  | 126125537.2574 | 0.976% | 6086481.0349 | 20722.2427 | -0.1755%
2034-07-15 | 13744401.8581 | 560803.5201 | 13183598.338 | 0 | 13744401.8581 | 1.166% | 13183598.338 |  | 12543975.9776 |  | 12543975.9776 | 0 | 13104779.4978 | 560803.5201 | 1.153% |  | 126268527.5589 | 0.998% | 6092262.9375 | 20726.0469 | -0.1527%
2034-08-15 | 13991385.046 | 592908.2135 | 13398476.8325 | 0 | 13991385.046 | 1.167% | 13398476.8325 |  | 12711688.7385 |  | 12711688.7385 | 0 | 13304596.952 | 592908.2135 | 1.154% |  | 126413523.4928 | 1.021% | 6098044.8401 | 20730.1728 | -0.129%
2034-09-15 | 12881536.4794 | 570836.8398 | 12310699.6396 | 0 | 12881536.4794 | 1.169% | 12310699.6396 |  | 11679672.7184 |  | 11679672.7184 | 0 | 12250509.5582 | 570836.8398 | 1.155% |  | 126546884.1072 | 1.045% | 6103826.7428 | 20732.3847 | -0.1044%
2034-10-15 | 12081639.7968 | 522885.1505 | 11558754.6463 | 0 | 12081639.7968 | 1.17% | 11558754.6463 |  | 10966567.638 |  | 10966567.638 | 0 | 11489452.7885 | 522885.1505 | 1.156% |  | 126672192.5276 | 1.069% | 6109608.6454 | 20733.2744 | -0.07897%
2034-11-15 | 10104150.016 | 468707.182 | 9635442.834 | 0 | 10104150.016 | 1.172% | 9635442.834 |  | 9195374.0473 |  | 9195374.0473 | 0 | 9664081.2292 | 468707.182 | 1.157% |  | 126777390.9299 | 1.095% | 6115390.548 | 20730.874 | -0.05287%
2034-12-15 | 10407341.0755 | 445540.6636 | 9961800.4119 | 0 | 10407341.0755 | 1.171% | 9961800.4119 |  | 9464033.4139 |  | 9464033.4139 | 0 | 9909574.0775 | 445540.6636 | 1.157% |  | 126885668.4703 | 1.12% | 6121172.4507 | 20728.9812 | -0.02658%
2035-01-15 | 10540305.3316 | 442150.8487 | 10098154.4829 | 0 | 10540305.3316 | 1.197% | 10098154.4829 |  | 9565840.268 |  | 9565840.268 | 0 | 10007991.1167 | 442150.8487 | 1.185% |  | 126997717.2274 | 1.141% | 6126961.5645 | 20727.683 | -0.005149%
2035-02-15 | 9470785.6879 | 427369.1951 | 9043416.4928 | 0 | 9470785.6879 | 1.235% | 9043416.4928 |  | 8567984.5966 |  | 8567984.5966 | 0 | 8995353.7917 | 427369.1951 | 1.224% |  | 127101326.461 | 1.157% | 6132749.4764 | 20725.0153 | 0.01232%
2035-03-16 | 10693054.6512 | 504243.2946 | 10188811.3565 | 0 | 10693054.6512 | 1.256% | 10188811.3565 |  | 9661692.2705 |  | 9661692.2705 | 0 | 10165935.5651 | 504243.2946 | 1.245% |  | 127220175.6183 | 1.17% | 6138536.1864 | 20724.8392 | 0.02572%
2035-04-16 | 11009985.636 | 548150.7959 | 10461834.8401 | 0 | 11009985.636 | 1.282% | 10461834.8401 |  | 9959146.1297 |  | 9959146.1297 | 0 | 10507296.9257 | 548150.7959 | 1.272% |  | 127345249.4437 | 1.178% | 6144321.6946 | 20725.6807 | 0.03506%
2035-05-16 | 12510362.2115 | 565055.8121 | 11945306.3994 | 0 | 12510362.2115 | 1.266% | 11945306.3994 |  | 11400044.7474 |  | 11400044.7474 | 0 | 11965100.5595 | 565055.8121 | 1.257% |  | 127486744.8575 | 1.187% | 6150106.001 | 20729.1947 | 0.04497%
2035-06-16 | 13084636.3576 | 588617.0177 | 12496019.3399 | 0 | 13084636.3576 | 1.26% | 12496019.3399 |  | 11917878.258 |  | 11917878.258 | 0 | 12506495.2757 | 588617.0177 | 1.25% |  | 127633898.8038 | 1.196% | 6155889.1055 | 20733.6254 | 0.05493%
2035-07-16 | 13916207.7379 | 568926.8373 | 13347280.9006 | 0 | 13916207.7379 | 1.25% | 13347280.9006 |  | 12699663.2209 |  | 12699663.2209 | 0 | 13268590.0582 | 568926.8373 | 1.241% |  | 127789586.0471 | 1.205% | 6161671.0081 | 20739.4367 | 0.0646%
2035-08-16 | 14165951.1285 | 601515.5695 | 13564435.559 | 0 | 14165951.1285 | 1.248% | 13564435.559 |  | 12869078.6273 |  | 12869078.6273 | 0 | 13470594.1968 | 601515.5695 | 1.238% |  | 127946975.9359 | 1.213% | 6167452.9107 | 20745.5132 | 0.074%
2035-09-16 | 13043432.9158 | 579155.8316 | 12464277.0841 | 0 | 13043432.9158 | 1.257% | 12464277.0841 |  | 11825319.3536 |  | 11825319.3536 | 0 | 12404475.1852 | 579155.8316 | 1.247% |  | 128092622.5711 | 1.221% | 6173234.8134 | 20749.6761 | 0.0834%
2035-10-16 | 12234568.3474 | 530503.2279 | 11704065.1195 | 0 | 12234568.3474 | 1.266% | 11704065.1195 |  | 11104382.2495 |  | 11104382.2495 | 0 | 11634885.4774 | 530503.2279 | 1.257% |  | 128230437.1826 | 1.23% | 6179016.716 | 20752.5636 | 0.09303%
2035-11-16 | 10235095.8813 | 475552.4571 | 9759543.4242 | 0 | 10235095.8813 | 1.296% | 9759543.4242 |  | 9313771.5166 |  | 9313771.5166 | 0 | 9789323.9737 | 475552.4571 | 1.288% |  | 128348834.6519 | 1.24% | 6184798.6186 | 20752.3062 | 0.1034%
2035-12-16 | 10542243.6726 | 452032.5418 | 10090211.1308 | 0 | 10542243.6726 | 1.296% | 10090211.1308 |  | 9585991.9506 |  | 9585991.9506 | 0 | 10038024.4924 | 452032.5418 | 1.289% |  | 128470793.1886 | 1.249% | 6190580.5213 | 20752.6245 | 0.1141%
2036-01-16 | 10665664.4003 | 448591.2978 | 10217073.1025 | 0 | 10665664.4003 | 1.189% | 10217073.1025 |  | 9678427.9121 |  | 9678427.9121 | 0 | 10127019.2099 | 448591.2978 | 1.177% |  | 128583380.8327 | 1.249% | 6196369.6351 | 20751.4058 | 0.1144%
2036-02-16 | 9839857.7625 | 433598.8647 | 9406258.8978 | 0 | 9839857.7625 | 3.897% | 9406258.8978 |  | 8912299.6437 |  | 8912299.6437 | 0 | 9345898.5084 | 433598.8647 | 4.019% |  | 128927695.8799 | 1.437% | 6202157.547 | 20787.5558 | 0.3018%
2036-03-16 | 10796239.291 | 511600.2583 | 10284639.0327 | 0 | 10796239.291 | 0.965% | 10284639.0327 |  | 9752433.412 |  | 9752433.412 | 0 | 10264033.6703 | 511600.2583 | 0.9392% |  | 129018437.0214 | 1.414% | 6207944.257 | 20782.7957 | 0.2796%
2036-04-16 | 11104955.1954 | 556156.0487 | 10548799.1466 | 0 | 11104955.1954 | 0.8626% | 10548799.1466 |  | 10041774.3611 |  | 10041774.3611 | 0 | 10597930.4098 | 556156.0487 | 0.8297% |  | 129101065.2527 | 1.379% | 6213729.7652 | 20776.7428 | 0.2464%
2036-05-16 | 12622329.2164 | 573286.0536 | 12049043.1628 | 0 | 12622329.2164 | 0.895% | 12049043.1628 |  | 11498901.4512 |  | 11498901.4512 | 0 | 12072187.5048 | 573286.0536 | 0.8672% |  | 129199921.9565 | 1.344% | 6219514.0716 | 20773.3145 | 0.2128%
2036-06-16 | 13203590.9333 | 597178.9885 | 12606411.9447 | 0 | 13203590.9333 | 0.9091% | 12606411.9447 |  | 12023014.8874 |  | 12023014.8874 | 0 | 12620193.8759 | 597178.9885 | 0.8822% |  | 129305058.5859 | 1.309% | 6225297.1761 | 20770.9054 | 0.1798%
2036-07-16 | 14044887.7298 | 577168.4544 | 13467719.2755 | 0 | 14044887.7298 | 0.9247% | 13467719.2755 |  | 12814113.2231 |  | 12814113.2231 | 0 | 13391281.6775 | 577168.4544 | 0.9012% |  | 129419508.5882 | 1.275% | 6231079.0787 | 20769.9994 | 0.1474%
2036-08-16 | 14297681.1371 | 610248.5163 | 13687432.6208 | 0 | 14297681.1371 | 0.9299% | 13687432.6208 |  | 12985609.5243 |  | 12985609.5243 | 0 | 13595858.0406 | 610248.5163 | 0.9055% |  | 129536039.4851 | 1.242% | 6236860.9813 | 20769.4287 | 0.1153%
2036-09-16 | 13161964.9615 | 587596.614 | 12574368.3476 | 0 | 13161964.9615 | 0.9087% | 12574368.3476 |  | 11929604.096 |  | 11929604.096 | 0 | 12517200.71 | 587596.614 | 0.8819% |  | 129640324.2276 | 1.208% | 6242642.884 | 20766.8974 | 0.083%
2036-10-16 | 12342562.6805 | 538232.8078 | 11804329.8727 | 0 | 12342562.6805 | 0.8827% | 11804329.8727 |  | 11199353.6119 |  | 11199353.6119 | 0 | 11737586.4197 | 538232.8078 | 0.8553% |  | 129735295.59 | 1.174% | 6248424.7866 | 20762.8802 | 0.04971%
2036-11-16 | 10318386.8769 | 482498.1328 | 9835888.7441 | 0 | 10318386.8769 | 0.8138% | 9835888.7441 |  | 9386489.2412 |  | 9386489.2412 | 0 | 9868987.374 | 482498.1328 | 0.7808% |  | 129808013.3146 | 1.137% | 6254206.6892 | 20755.3123 | 0.01449%
2036-12-16 | 10626803.4798 | 458619.4471 | 10168184.0327 | 0 | 10626803.4798 | 0.8021% | 10168184.0327 |  | 9659920.488 |  | 9659920.488 | 0 | 10118539.9351 | 458619.4471 | 0.7712% |  | 129881941.852 | 1.098% | 6259988.5919 | 20747.9518 | -0.02252%
2037-01-16 | 10756972.1885 | 455125.9955 | 10301846.193 | 0 | 10756972.1885 | 0.8561% | 10301846.193 |  | 9758589.7099 |  | 9758589.7099 | 0 | 10213715.7054 | 455125.9955 | 0.8283% |  | 129962103.6498 | 1.072% | 6265777.7057 | 20741.5759 | -0.04737%
2037-02-16 | 9657749.7237 | 439919.7557 | 9217829.9681 | 0 | 9657749.7237 | -1.851% | 9217829.9681 |  | 8733012.5078 |  | 8733012.5078 | 0 | 9172932.2635 | 439919.7557 | -2.012% |  | 129782816.5139 | 0.6633% | 6271565.6176 | 20693.8465 | -0.4508%
2037-03-17 | 10903166.7308 | 519065.0354 | 10384101.6954 | 0 | 10903166.7308 | 0.9904% | 10384101.6954 |  | 9846625.037 |  | 9846625.037 | 0 | 10365690.0724 | 519065.0354 | 0.9658% |  | 129877008.1389 | 0.6655% | 6277352.3276 | 20689.7751 | -0.4476%
2037-04-17 | 11222711.7095 | 564278.7124 | 10658432.9971 | 0 | 11222711.7095 | 1.06% | 10658432.9971 |  | 10146031.7404 |  | 10146031.7404 | 0 | 10710310.4528 | 564278.7124 | 1.038% |  | 129981265.5182 | 0.6818% | 6283137.8359 | 20687.3172 | -0.4304%
2037-05-17 | 12756772.2165 | 581636.7293 | 12175135.4873 | 0 | 12756772.2165 | 1.065% | 12175135.4873 |  | 11619134.1042 |  | 11619134.1042 | 0 | 12200770.8335 | 581636.7293 | 1.046% |  | 130101498.1712 | 0.6978% | 6288922.1422 | 20687.408 | -0.4135%
2037-06-17 | 13343858.6094 | 605866.1028 | 12737992.5066 | 0 | 13343858.6094 | 1.062% | 12737992.5066 |  | 12148397.7604 |  | 12148397.7604 | 0 | 12754263.8631 | 605866.1028 | 1.043% |  | 130226881.0441 | 0.7129% | 6294705.2467 | 20688.3207 | -0.3976%
2037-07-17 | 14194138.4682 | 585530.1022 | 13608608.366 | 0 | 14194138.4682 | 1.063% | 13608608.366 |  | 12948056.6414 |  | 12948056.6414 | 0 | 13533586.7436 | 585530.1022 | 1.045% |  | 130360824.4625 | 0.7273% | 6300487.1493 | 20690.5945 | -0.3823%
2037-08-17 | 14450583.8484 | 619108.8946 | 13831474.9538 | 0 | 14450583.8484 | 1.069% | 13831474.9538 |  | 13122146.3986 |  | 13122146.3986 | 0 | 13741255.2932 | 619108.8946 | 1.051% |  | 130497361.3368 | 0.7421% | 6306269.052 | 20693.2753 | -0.3667%
2037-09-17 | 13303358.0154 | 596160.9768 | 12707197.0386 | 0 | 13303358.0154 | 1.074% | 12707197.0386 |  | 12055506.3755 |  | 12055506.3755 | 0 | 12651667.3522 | 596160.9768 | 1.055% |  | 130623263.6163 | 0.7582% | 6312050.9546 | 20694.2663 | -0.3497%
2037-10-17 | 12475532.823 | 546075.5287 | 11929457.2944 | 0 | 12475532.823 | 1.077% | 11929457.2944 |  | 11317963.4422 |  | 11317963.4422 | 0 | 11864038.9709 | 546075.5287 | 1.059% |  | 130741873.4466 | 0.7759% | 6317832.8572 | 20694.1013 | -0.3313%
2037-11-17 | 10428766.8247 | 489545.687 | 9939221.1377 | 0 | 10428766.8247 | 1.07% | 9939221.1377 |  | 9485014.2269 |  | 9485014.2269 | 0 | 9974559.914 | 489545.687 | 1.05% |  | 130840398.4323 | 0.7953% | 6323614.7598 | 20690.7605 | -0.311%
2037-12-17 | 10739889.4175 | 465302.7759 | 10274586.6415 | 0 | 10739889.4175 | 1.064% | 10274586.6415 |  | 9760914.3716 |  | 9760914.3716 | 0 | 10226217.1475 | 465302.7759 | 1.045% |  | 130941392.3159 | 0.8157% | 6329396.6625 | 20687.8158 | -0.2898%
2038-01-17 | 10873495.9459 | 461756.3264 | 10411739.6195 | 0 | 10873495.9459 | 1.083% | 10411739.6195 |  | 9862598.3683 |  | 9862598.3683 | 0 | 10324354.6947 | 461756.3264 | 1.066% |  | 131045400.9744 | 0.8335% | 6335185.7763 | 20685.3288 | -0.2712%
2038-02-17 | 9763908.1467 | 446333.209 | 9317574.9377 | 0 | 9763908.1467 | 1.099% | 9317574.9377 |  | 8827428.342 |  | 8827428.342 | 0 | 9273761.5509 | 446333.209 | 1.081% |  | 131139816.8085 | 1.046% | 6340973.6882 | 20681.3375 | -0.06045%
2038-03-18 | 11025579.5554 | 526639.2118 | 10498940.3436 | 0 | 11025579.5554 | 1.123% | 10498940.3436 |  | 9955429.2882 |  | 9955429.2882 | 0 | 10482068.5001 | 526639.2118 | 1.105% |  | 131248621.0598 | 1.056% | 6346760.3982 | 20679.6244 | -0.04906%
2038-04-18 | 11351601.2169 | 572520.5151 | 10779080.7017 | 0 | 11351601.2169 | 1.148% | 10779080.7017 |  | 10260794.6689 |  | 10260794.6689 | 0 | 10833315.1841 | 572520.5151 | 1.131% |  | 131363383.9883 | 1.063% | 6352545.9065 | 20678.8563 | -0.0409%
2038-05-18 | 12903238.5789 | 590109.6085 | 12313128.9705 | 0 | 12903238.5789 | 1.148% | 12313128.9705 |  | 11750743.8801 |  | 11750743.8801 | 0 | 12340853.4885 | 590109.6085 | 1.133% |  | 131494993.7642 | 1.071% | 6358330.2128 | 20680.7431 | -0.03222%
2038-06-18 | 13497775.1696 | 614680.1972 | 12883094.9724 | 0 | 13497775.1696 | 1.153% | 12883094.9724 |  | 12286699.465 |  | 12286699.465 | 0 | 12901379.6622 | 614680.1972 | 1.138% |  | 131633295.4688 | 1.08% | 6364113.3173 | 20683.6819 | -0.02242%
2038-07-18 | 14357814.7784 | 594013.5371 | 13763801.2413 | 0 | 14357814.7784 | 1.153% | 13763801.2413 |  | 13095632.5227 |  | 13095632.5227 | 0 | 13689646.0598 | 594013.5371 | 1.14% |  | 131780871.3501 | 1.089% | 6369895.2199 | 20688.0752 | -0.01218%
2038-08-18 | 14616914.7463 | 628098.572 | 13988816.1743 | 0 | 14616914.7463 | 1.151% | 13988816.1743 |  | 13271323.0178 |  | 13271323.0178 | 0 | 13899421.5898 | 628098.572 | 1.137% |  | 131930047.9693 | 1.098% | 6375677.1226 | 20692.7116 | -0.002724%
2038-09-18 | 13456455.0887 | 604850.7365 | 12851604.3522 | 0 | 13456455.0887 | 1.151% | 12851604.3522 |  | 12192413.9336 |  | 12192413.9336 | 0 | 12797264.67 | 604850.7365 | 1.136% |  | 132066955.5274 | 1.105% | 6381459.0252 | 20695.417 | 0.00556%
2038-10-18 | 12619417.1161 | 554033.0531 | 12065384.063 | 0 | 12619417.1161 | 1.153% | 12065384.063 |  | 11446837.6575 |  | 11446837.6575 | 0 | 12000870.7106 | 554033.0531 | 1.139% |  | 132195829.7427 | 1.112% | 6387240.9278 | 20696.8598 | 0.01333%
2038-11-18 | 10551312.7325 | 496696.6197 | 10054616.1128 | 0 | 10551312.7325 | 1.175% | 10054616.1128 |  | 9595071.9269 |  | 9595071.9269 | 0 | 10091768.5466 | 496696.6197 | 1.16% |  | 132305887.4426 | 1.12% | 6393022.8304 | 20695.3566 | 0.02221%
2038-12-18 | 10867695.8786 | 472083.9455 | 10395611.9331 | 0 | 10867695.8786 | 1.19% | 10395611.9331 |  | 9875826.8782 |  | 9875826.8782 | 0 | 10347910.8237 | 472083.9455 | 1.177% |  | 132420799.9492 | 1.13% | 6398804.7331 | 20694.6149 | 0.03287%
2039-01-18 | 11004319.1027 | 468483.6957 | 10535835.407 | 0 | 11004319.1027 | 1.203% | 10535835.407 |  | 9980087.229 |  | 9980087.229 | 0 | 10448570.9246 | 468483.6957 | 1.191% |  | 132538288.8099 | 1.139% | 6404593.8469 | 20694.2535 | 0.04315%
2039-02-18 | 9883142.32 | 452840.5854 | 9430301.7347 | 0 | 9883142.32 | 1.221% | 9430301.7347 |  | 8934169.6028 |  | 8934169.6028 | 0 | 9387010.1882 | 452840.5854 | 1.209% |  | 132645030.0708 | 1.148% | 6410381.7588 | 20692.2201 | 0.05262%
2039-03-19 | 11158670.3051 | 534324.3969 | 10624345.9081 | 0 | 11158670.3051 | 1.207% | 10624345.9081 |  | 10074274.0826 |  | 10074274.0826 | 0 | 10608598.4795 | 534324.3969 | 1.194% |  | 132763874.8651 | 1.154% | 6416168.4688 | 20692.0806 | 0.06023%
2039-04-19 | 11487718.2258 | 580883.2109 | 10906835.0149 | 0 | 11487718.2258 | 1.199% | 10906835.0149 |  | 10382334.2162 |  | 10382334.2162 | 0 | 10963217.4271 | 580883.2109 | 1.185% |  | 132885414.4123 | 1.159% | 6421953.9771 | 20692.3648 | 0.06533%
2039-05-19 | 13055705.7772 | 598706.4867 | 12456999.2905 | 0 | 13055705.7772 | 1.182% | 12456999.2905 |  | 11887968.9475 |  | 11887968.9475 | 0 | 12486675.4342 | 598706.4867 | 1.168% |  | 133022639.4798 | 1.162% | 6427738.2834 | 20695.0927 | 0.06939%
2039-06-19 | 13656152.3917 | 623623.1356 | 13032529.2561 | 0 | 13656152.3917 | 1.173% | 13032529.2561 |  | 12429135.8944 |  | 12429135.8944 | 0 | 13052759.03 | 623623.1356 | 1.159% |  | 133165075.9092 | 1.164% | 6433521.3879 | 20698.6295 | 0.07227%
2039-07-19 | 14525239.9604 | 602620.5411 | 13922619.4193 | 0 | 14525239.9604 | 1.166% | 13922619.4193 |  | 13246659.2456 |  | 13246659.2456 | 0 | 13849279.7866 | 602620.5411 | 1.153% |  | 133316102.6321 | 1.165% | 6439303.2905 | 20703.498 | 0.07455%
2039-08-19 | 14787762.9404 | 637219.4436 | 14150543.4968 | 0 | 14787762.9404 | 1.169% | 14150543.4968 |  | 13424664.0008 |  | 13424664.0008 | 0 | 14061883.4444 | 637219.4436 | 1.155% |  | 133469443.615 | 1.167% | 6445085.1932 | 20708.7167 | 0.07735%
2039-09-19 | 13615319.9219 | 613667.7363 | 13001652.1856 | 0 | 13615319.9219 | 1.181% | 13001652.1856 |  | 12334679.4665 |  | 12334679.4665 | 0 | 12948347.2028 | 613667.7363 | 1.167% |  | 133611709.148 | 1.17% | 6450867.0958 | 20712.2093 | 0.08114%
2039-10-19 | 12769371.541 | 562107.0683 | 12207264.4727 | 0 | 12769371.541 | 1.188% | 12207264.4727 |  | 11581367.9837 |  | 11581367.9837 | 0 | 12143475.052 | 562107.0683 | 1.175% |  | 133746239.4741 | 1.173% | 6456648.9984 | 20714.4975 | 0.08522%
2039-11-19 | 10678392.8552 | 503952.4527 | 10174440.4025 | 0 | 10678392.8552 | 1.204% | 10174440.4025 |  | 9709361.4616 |  | 9709361.4616 | 0 | 10213313.9142 | 503952.4527 | 1.191% |  | 133860529.0088 | 1.175% | 6462430.9011 | 20713.6496 | 0.08839%
2039-12-19 | 10997768.1915 | 478964.3937 | 10518803.7979 | 0 | 10997768.1915 | 1.197% | 10518803.7979 |  | 9992797.5858 |  | 9992797.5858 | 0 | 10471761.9794 | 478964.3937 | 1.184% |  | 133977499.7164 | 1.176% | 6468212.8037 | 20713.2177 | 0.08989%
2040-01-19 | 11135015.1546 | 475309.5292 | 10659705.6254 | 0 | 11135015.1546 | 1.188% | 10659705.6254 |  | 10097356.9396 |  | 10097356.9396 | 0 | 10572666.4688 | 475309.5292 | 1.175% |  | 134094769.427 | 1.174% | 6474001.9175 | 20712.8097 | 0.08967%
2040-02-19 | 10281480.2396 | 459443.2657 | 9822036.9739 | 0 | 10281480.2396 | 4.03% | 9822036.9739 |  | 9305908.3435 |  | 9305908.3435 | 0 | 9765351.6092 | 459443.2657 | 4.161% |  | 134466508.1677 | 1.373% | 6479789.8294 | 20751.6774 | 0.2873%
2040-03-19 | 11291817.3804 | 542122.2238 | 10749695.1566 | 0 | 11291817.3804 | 1.193% | 10749695.1566 |  | 10193059.7842 |  | 10193059.7842 | 0 | 10735182.0081 | 542122.2238 | 1.179% |  | 134585293.8694 | 1.372% | 6485576.5395 | 20751.4772 | 0.2871%
2040-04-19 | 11624610.2059 | 589368.5795 | 11035241.6264 | 0 | 11624610.2059 | 1.192% | 11035241.6264 |  | 10504490.6785 |  | 10504490.6785 | 0 | 11093859.258 | 589368.5795 | 1.177% |  | 134707450.3317 | 1.371% | 6491362.0477 | 20751.8005 | 0.2872%
2040-05-19 | 13209502.1045 | 607429.1859 | 12602072.9186 | 0 | 13209502.1045 | 1.178% | 12602072.9186 |  | 12026339.3933 |  | 12026339.3933 | 0 | 12633768.5792 | 607429.1859 | 1.164% |  | 134845820.7774 | 1.371% | 6497146.354 | 20754.6226 | 0.2877%
2040-06-19 | 13815522.6581 | 632696.8093 | 13182825.8488 | 0 | 13815522.6581 | 1.167% | 13182825.8488 |  | 12572390.7554 |  | 12572390.7554 | 0 | 13205087.5648 | 632696.8093 | 1.153% |  | 134989075.6385 | 1.37% | 6502929.4585 | 20758.1947 | 0.2878%
2040-07-19 | 14692539.5581 | 611352.9225 | 14081186.6357 | 0 | 14692539.5581 | 1.152% | 14081186.6357 |  | 13397440.8511 |  | 13397440.8511 | 0 | 14008793.7736 | 611352.9225 | 1.138% |  | 135139857.2441 | 1.368% | 6508711.3611 | 20762.9206 | 0.287%
2040-08-19 | 14956774.1403 | 646473.4325 | 14310300.7078 | 0 | 14956774.1403 | 1.143% | 14310300.7078 |  | 13576125.0439 |  | 13576125.0439 | 0 | 14222598.4763 | 646473.4325 | 1.128% |  | 135291318.2871 | 1.365% | 6514493.2638 | 20767.7424 | 0.285%
2040-09-19 | 13770798.7797 | 622613.8467 | 13148184.933 | 0 | 13770798.7797 | 1.142% | 13148184.933 |  | 12473595.782 |  | 12473595.782 | 0 | 13096209.6287 | 622613.8467 | 1.126% |  | 135430234.6026 | 1.361% | 6520275.1664 | 20770.6318 | 0.2821%
2040-10-19 | 12915433.4625 | 570299.2863 | 12345134.1761 | 0 | 12915433.4625 | 1.144% | 12345134.1761 |  | 11712078.3963 |  | 11712078.3963 | 0 | 12282377.6826 | 570299.2863 | 1.129% |  | 135560945.0152 | 1.357% | 6526057.069 | 20772.2586 | 0.2788%
2040-11-19 | 10802545.8562 | 511314.7304 | 10291231.1258 | 0 | 10802545.8562 | 1.163% | 10291231.1258 |  | 9820744.9155 |  | 9820744.9155 | 0 | 10332059.646 | 511314.7304 | 1.147% |  | 135672328.4692 | 1.353% | 6531838.9717 | 20770.9236 | 0.2765%
2040-12-19 | 11126162.1824 | 485945.5797 | 10640216.6026 | 0 | 11126162.1824 | 1.167% | 10640216.6026 |  | 10108069.5049 |  | 10108069.5049 | 0 | 10594015.0846 | 485945.5797 | 1.154% |  | 135787600.3883 | 1.351% | 6537620.8743 | 20770.1858 | 0.275%
2041-01-19 | 11260349.7137 | 482235.2738 | 10778114.4398 |  | 11260349.7137 | 1.126% | 10778114.4398 |  | 10209436.0165 |  | 10209436.0165 | 0 | 10691671.2903 | 482235.2738 | 1.11% |  | 135899679.4651 | 1.346% | 6543409.9881 | 20768.9385 | 0.271%
2041-02-19 | 10397148.1203 | 466142.6512 | 9931005.4691 |  | 10397148.1203 | 1.125% | 9931005.4691 |  | 9409070.3299 |  | 9409070.3299 | 0 | 9875212.9811 | 466142.6512 | 1.109% |  | 136002841.4516 | 1.143% | 6549197.9 | 20766.3356 | 0.07064%
2041-03-20 | 11418866.623 | 550034.3498 | 10868832.2732 |  | 11418866.623 | 1.125% | 10868832.2732 |  | 10305933.9495 |  | 10305933.9495 | 0 | 10855968.2993 | 550034.3498 | 1.107% |  | 136115715.6169 | 1.137% | 6554984.6101 | 20765.2228 | 0.06624%
2041-04-20 | 11755441.1279 | 597978.427 | 11157462.701 |  | 11755441.1279 | 1.125% | 11157462.701 |  | 10620738.3367 |  | 10620738.3367 | 0 | 11218716.7637 | 597978.427 | 1.107% |  | 136231963.2752 | 1.132% | 6560770.1183 | 20764.6299 | 0.06182%
2041-05-20 | 13357847.96 | 616279.5549 | 12741568.4051 |  | 13357847.96 | 1.123% | 12741568.4051 |  | 12159369.2552 |  | 12159369.2552 | 0 | 12775648.81 | 616279.5549 | 1.106% |  | 136364993.137 | 1.127% | 6566554.4246 | 20766.5976 | 0.0577%
2041-06-20 | 13970477.8102 | 641903.1374 | 13328574.6728 |  | 13970477.8102 | 1.122% | 13328574.6728 |  | 12711292.9283 |  | 12711292.9283 | 0 | 13353196.0658 | 641903.1374 | 1.105% |  | 136503895.31 | 1.122% | 6572337.5291 | 20769.4591 | 0.05426%
2041-07-20 | 14856972.9194 | 620212.5161 | 14236760.4033 |  | 14856972.9194 | 1.119% | 14236760.4033 |  | 13545362.3939 |  | 13545362.3939 | 0 | 14165574.91 | 620212.5161 | 1.104% |  | 136651816.8527 | 1.119% | 6578119.4317 | 20773.6905 | 0.05187%
2041-08-20 | 15124171.0729 | 655862.4899 | 14468308.5829 |  | 15124171.0729 | 1.119% | 14468308.5829 |  | 13725915.9898 |  | 13725915.9898 | 0 | 14381778.4798 | 655862.4899 | 1.103% |  | 136801607.7986 | 1.116% | 6583901.3344 | 20778.1983 | 0.05035%
2041-09-20 | 13924906.0212 | 631690.9656 | 13293215.0556 |  | 13924906.0212 | 1.119% | 13293215.0556 |  | 12611076.6641 |  | 12611076.6641 | 0 | 13242767.6297 | 631690.9656 | 1.102% |  | 136939088.6807 | 1.114% | 6589683.237 | 20780.8302 | 0.0491%
2041-10-20 | 13059759.8939 | 578611.4445 | 12481148.4494 |  | 13059759.8939 | 1.117% | 12481148.4494 |  | 11841018.4446 |  | 11841018.4446 | 0 | 12419629.8891 | 578611.4445 | 1.101% |  | 137068028.7289 | 1.112% | 6595465.1396 | 20782.1626 | 0.04768%
2041-11-20 | 10923232.1788 | 518785.0202 | 10404447.1586 |  | 10923232.1788 | 1.117% | 10404447.1586 |  | 9928704.6641 |  | 9928704.6641 | 0 | 10447489.6844 | 518785.0202 | 1.099% |  | 137175988.4775 | 1.108% | 6601247.0423 | 20780.3143 | 0.04521%
2041-12-20 | 11250207.0425 | 493028.9844 | 10757178.0582 |  | 11250207.0425 | 1.115% | 10757178.0582 |  | 10219098.087 |  | 10219098.087 | 0 | 10712127.0713 | 493028.9844 | 1.098% |  | 137287017.0596 | 1.104% | 6607028.9449 | 20778.9338 | 0.04212%
2042-01-20 | 11385873.558 | 489262.3978 | 10896611.1601 |  | 11385873.558 | 1.115% | 10896611.1601 |  | 10321593.4397 |  | 10321593.4397 | 0 | 10810855.8375 | 489262.3978 | 1.099% |  | 137399174.4828 | 1.103% | 6612818.0587 | 20777.7037 | 0.0422%
2042-02-20 | 10512994.7937 | 472940.1637 | 10040054.63 |  | 10512994.7937 | 1.114% | 10040054.63 |  | 9512304.0068 |  | 9512304.0068 | 0 | 9985244.1705 | 472940.1637 | 1.097% |  | 137502408.1597 | 1.103% | 6618605.9706 | 20775.1313 | 0.04236%
2042-03-21 | 11546119.7078 | 558062.4564 | 10988057.2514 |  | 11546119.7078 | 1.114% | 10988057.2514 |  | 10418885.9279 |  | 10418885.9279 | 0 | 10976948.3843 | 558062.4564 | 1.096% |  | 137615360.1381 | 1.102% | 6624392.6807 | 20774.0342 | 0.04243%
2042-04-21 | 11886488.3002 | 606714.586 | 11279773.7142 |  | 11886488.3002 | 1.115% | 11279773.7142 |  | 10737066.0602 |  | 10737066.0602 | 0 | 11343780.6462 | 606714.586 | 1.095% |  | 137731687.8615 | 1.101% | 6630178.1889 | 20773.4519 | 0.04249%
2042-05-21 | 13506426.4278 | 625259.4697 | 12881166.9581 |  | 13506426.4278 | 1.112% | 12881166.9581 |  | 12292492.0452 |  | 12292492.0452 | 0 | 12917751.5148 | 625259.4697 | 1.095% |  | 137864810.6515 | 1.1% | 6635962.4952 | 20775.4053 | 0.04241%
2042-06-21 | 14125674.5421 | 651244.0673 | 13474430.4748 |  | 14125674.5421 | 1.111% | 13474430.4748 |  | 12850291.4052 |  | 12850291.4052 | 0 | 13501535.4725 | 651244.0673 | 1.094% |  | 138003809.1284 | 1.099% | 6641745.5997 | 20778.2438 | 0.0423%
2042-07-21 | 15021649.3927 | 629201.1837 | 14392448.2089 |  | 15021649.3927 | 1.108% | 14392448.2089 |  | 13693386.6608 |  | 13693386.6608 | 0 | 14322587.8446 | 629201.1837 | 1.093% |  | 138151833.3954 | 1.098% | 6647527.5023 | 20782.4388 | 0.04211%
2042-08-21 | 15291821.1868 | 665388.596 | 14626432.5907 |  | 15291821.1868 | 1.108% | 14626432.5907 |  | 13875810.6406 |  | 13875810.6406 | 0 | 14541199.2367 | 665388.596 | 1.092% |  | 138301728.0462 | 1.097% | 6653309.405 | 20786.9076 | 0.04192%
2042-09-21 | 14079253.6422 | 640901.0191 | 13438352.6231 |  | 14079253.6422 | 1.108% | 13438352.6231 |  | 12748653.2155 |  | 12748653.2155 | 0 | 13389554.2346 | 640901.0191 | 1.091% |  | 138439304.5976 | 1.096% | 6659091.3076 | 20789.5189 | 0.04181%
2042-10-21 | 13204308.944 | 587045.3057 | 12617263.6383 |  | 13204308.944 | 1.107% | 12617263.6383 |  | 11970048.4968 |  | 11970048.4968 | 0 | 12557093.8025 | 587045.3057 | 1.09% |  | 138568334.6499 | 1.095% | 6664873.2102 | 20790.8433 | 0.04177%
2042-11-21 | 11044111.8143 | 526364.9125 | 10517746.9018 |  | 11044111.8143 | 1.107% | 10517746.9018 |  | 10036739.7038 |  | 10036739.7038 | 0 | 10563104.6163 | 526364.9125 | 1.088% |  | 138676369.6895 | 1.094% | 6670655.1129 | 20789.0181 | 0.04188%
2042-12-21 | 11374442.2337 | 500216.1101 | 10874226.1236 |  | 11374442.2337 | 1.104% | 10874226.1236 |  | 10330204.1757 |  | 10330204.1757 | 0 | 10830420.2858 | 500216.1101 | 1.087% |  | 138787475.7782 | 1.093% | 6676437.0155 | 20787.656 | 0.04198%
2043-01-21 | 11511588.1011 | 496392.391 | 11015195.71 |  | 11511588.1011 | 1.104% | 11015195.71 |  | 10433829.0617 |  | 10433829.0617 | 0 | 10930221.4528 | 496392.391 | 1.087% |  | 138899711.4002 | 1.092% | 6682226.1293 | 20786.4428 | 0.04206%
2043-02-21 | 10629021.6296 | 479837.246 | 10149184.3836 |  | 10629021.6296 | 1.104% | 10149184.3836 |  | 9615609.2321 |  | 9615609.2321 | 0 | 10095446.4781 | 479837.246 | 1.086% |  | 139003016.6256 | 1.091% | 6688014.0412 | 20783.9002 | 0.04221%
2043-03-22 | 11673578.2548 | 566208.2502 | 11107370.0046 |  | 11673578.2548 | 1.104% | 11107370.0046 |  | 10531915.553 |  | 10531915.553 | 0 | 11098123.8032 | 566208.2502 | 1.085% |  | 139116046.2506 | 1.09% | 6693800.7513 | 20782.8185 | 0.04229%
2043-04-22 | 12017753.4902 | 615578.9165 | 11402174.5737 |  | 12017753.4902 | 1.104% | 11402174.5737 |  | 10853473.6759 |  | 10853473.6759 | 0 | 11469052.5924 | 615578.9165 | 1.084% |  | 139232453.8663 | 1.09% | 6699586.2595 | 20782.2466 | 0.04234%
2043-05-22 | 13655239.308 | 634370.834 | 13020868.474 |  | 13655239.308 | 1.102% | 13020868.474 |  | 12425707.5812 |  | 12425707.5812 | 0 | 13060078.4152 | 634370.834 | 1.084% |  | 139365669.4023 | 1.089% | 6705370.5658 | 20784.1861 | 0.04226%
2043-06-22 | 14281114.7139 | 660721.5749 | 13620393.1389 |  | 14281114.7139 | 1.1% | 13620393.1389 |  | 12989385.9878 |  | 12989385.9878 | 0 | 13650107.5627 | 660721.5749 | 1.082% |  | 139504763.9849 | 1.088% | 6711153.6703 | 20787.0019 | 0.04215%
2043-07-22 | 15186570.7381 | 638320.8145 | 14548249.9236 |  | 15186570.7381 | 1.098% | 14548249.9236 |  | 13841513.4413 |  | 13841513.4413 | 0 | 14479834.2558 | 638320.8145 | 1.082% |  | 139652890.7653 | 1.087% | 6716935.5729 | 20791.1613 | 0.04197%
2043-08-22 | 15459726.3654 | 675053.7599 | 14784672.6054 |  | 15459726.3654 | 1.098% | 14784672.6054 |  | 14025808.7781 |  | 14025808.7781 | 0 | 14700862.5381 | 675053.7599 | 1.081% |  | 139802888.9028 | 1.085% | 6722717.4756 | 20795.5919 | 0.04178%
2043-09-22 | 14233843.4954 | 650245.9615 | 13583597.5339 |  | 14233843.4954 | 1.098% | 13583597.5339 |  | 12886325.244 |  | 12886325.244 | 0 | 13536571.2055 | 650245.9615 | 1.08% |  | 139940560.9313 | 1.084% | 6728499.3782 | 20798.1829 | 0.04168%
2043-10-22 | 13349082.3091 | 595602.6589 | 12753479.6502 |  | 13349082.3091 | 1.096% | 12753479.6502 |  | 12099168.3771 |  | 12099168.3771 | 0 | 12694771.036 | 595602.6589 | 1.079% |  | 140069680.8116 | 1.083% | 6734281.2808 | 20799.4996 | 0.04164%
2043-11-22 | 11165186.3006 | 534056.0211 | 10631130.2795 |  | 11165186.3006 | 1.096% | 10631130.2795 |  | 10144849.8915 |  | 10144849.8915 | 0 | 10678905.9126 | 534056.0211 | 1.077% |  | 140177790.9994 | 1.083% | 6740063.1835 | 20797.6969 | 0.04175%
2043-12-22 | 11498869.2023 | 507508.4817 | 10991360.7206 |  | 11498869.2023 | 1.094% | 10991360.7206 |  | 10441387.6236 |  | 10441387.6236 | 0 | 10948896.1053 | 507508.4817 | 1.076% |  | 140288974.4473 | 1.082% | 6745845.0861 | 20796.3528 | 0.04184%
2044-01-22 | 11637494.7771 | 503626.7653 | 11133868.0118 |  | 11637494.7771 | 1.094% | 11133868.0118 |  | 10546142.7323 |  | 10546142.7323 | 0 | 11049769.4977 | 503626.7653 | 1.076% |  | 140401288.118 | 1.081% | 6751634.1999 | 20795.1562 | 0.04192%
2044-02-22 | 10745230.0172 | 486835.3623 | 10258394.6549 |  | 10745230.0172 | 1.093% | 10258394.6549 |  | 9718985.8613 |  | 9718985.8613 | 0 | 10205821.2236 | 486835.3623 | 1.075% |  | 140504664.7472 | 1.08% | 6757422.1118 | 20792.6429 | 0.04206%
2044-03-22 | 11801243.9076 | 574473.463 | 11226770.4446 |  | 11801243.9076 | 1.094% | 11226770.4446 |  | 10645022.6555 |  | 10645022.6555 | 0 | 11219496.1184 | 574473.463 | 1.074% |  | 140617771.8497 | 1.079% | 6763208.8219 | 20791.5762 | 0.04214%
2044-04-22 | 12149238.4911 | 624573.3057 | 11524665.1854 |  | 12149238.4911 | 1.094% | 11524665.1854 |  | 10969961.0077 |  | 10969961.0077 | 0 | 11594534.3134 | 624573.3057 | 1.073% |  | 140734259.1815 | 1.079% | 6768994.3301 | 20791.0145 | 0.04219%
2044-05-22 | 13804288.4267 | 643615.5797 | 13160672.8469 |  | 13804288.4267 | 1.092% | 13160672.8469 |  | 12559015.6779 |  | 12559015.6779 | 0 | 13202631.2576 | 643615.5797 | 1.073% |  | 140867567.2782 | 1.078% | 6774778.6364 | 20792.9402 | 0.04212%
2044-06-22 | 14436800.2122 | 670337.6657 | 13766462.5465 |  | 14436800.2122 | 1.09% | 13766462.5465 |  | 13128576.4742 |  | 13128576.4742 | 0 | 13798914.1399 | 670337.6657 | 1.072% |  | 141006757.7646 | 1.077% | 6780561.7409 | 20795.7339 | 0.04201%
2044-07-22 | 15351738.7412 | 647573.3253 | 14704165.4159 |  | 15351738.7412 | 1.088% | 14704165.4159 |  | 13989742.5206 |  | 13989742.5206 | 0 | 14637315.846 | 647573.3253 | 1.071% |  | 141154986.844 | 1.076% | 6786343.6435 | 20799.8584 | 0.04183%
2044-08-22 | 15627888.5191 | 684860.0204 | 14943028.4987 |  | 15627888.5191 | 1.088% | 14943028.4987 |  | 14175910.1802 |  | 14175910.1802 | 0 | 14860770.2006 | 684860.0204 | 1.07% |  | 141305088.246 | 1.075% | 6792125.5462 | 20804.2515 | 0.04164%
2044-09-22 | 14388677.4605 | 659727.7761 | 13728949.6844 |  | 14388677.4605 | 1.088% | 13728949.6844 |  | 13024092.554 |  | 13024092.554 | 0 | 13683820.3301 | 659727.7761 | 1.069% |  | 141442855.556 | 1.074% | 6797907.4488 | 20806.8228 | 0.04154%
2044-10-22 | 13494081.7096 | 604285.3193 | 12889796.3903 |  | 13494081.7096 | 1.086% | 12889796.3903 |  | 12228377.9064 |  | 12228377.9064 | 0 | 12832663.2257 | 604285.3193 | 1.068% |  | 141572065.0852 | 1.073% | 6803689.3514 | 20808.1318 | 0.0415%
2044-11-22 | 11286457.1979 | 541859.9838 | 10744597.2141 |  | 11286457.1979 | 1.086% | 10744597.2141 |  | 10253035.0819 |  | 10253035.0819 | 0 | 10794895.0656 | 541859.9838 | 1.066% |  | 141680250.2755 | 1.072% | 6809471.2541 | 20806.3512 | 0.04161%
2044-12-22 | 11623489.4158 | 514907.6463 | 11108581.7694 |  | 11623489.4158 | 1.084% | 11108581.7694 |  | 10552648.2807 |  | 10552648.2807 | 0 | 11067555.927 | 514907.6463 | 1.066% |  | 141791510.9326 | 1.071% | 6815253.1567 | 20805.0248 | 0.0417%
2045-01-22 | 11763595.0405 | 510967.0548 | 11252627.9857 |  | 11763595.0405 | 1.084% | 11252627.9857 |  | 10658534.2985 |  | 10658534.2985 | 0 | 11169501.3533 | 510967.0548 | 1.066% |  | 141903902.4988 | 1.07% | 6821042.2705 | 20803.8445 | 0.04178%
2045-02-22 | 10861621.3658 | 493935.9984 | 10367685.3675 |  | 10861621.3658 | 1.083% | 10367685.3675 |  | 9822433.7472 |  | 9822433.7472 | 0 | 10316369.7456 | 493935.9984 | 1.064% |  | 142007350.3847 | 1.069% | 6826830.1824 | 20801.3597 | 0.04192%
2045-03-23 | 11929118.3332 | 582859.8519 | 11346258.4813 |  | 11929118.3332 | 1.084% | 11346258.4813 |  | 10758207.0631 |  | 10758207.0631 | 0 | 11341066.9149 | 582859.8519 | 1.063% |  | 142120534.7923 | 1.069% | 6832616.8925 | 20800.3079 | 0.042%
2045-04-23 | 12280945.1219 | 633699.6687 | 11647245.4532 |  | 12280945.1219 | 1.084% | 11647245.4532 |  | 11086527.8765 |  | 11086527.8765 | 0 | 11720227.5452 | 633699.6687 | 1.063% |  | 142237101.6611 | 1.068% | 6838402.4007 | 20799.756 | 0.04204%
2045-05-23 | 13953575.6361 | 652995.6671 | 13300579.969 |  | 13953575.6361 | 1.081% | 13300579.969 |  | 12692416.1466 |  | 12692416.1466 | 0 | 13345411.8137 | 652995.6671 | 1.062% |  | 142370502.1298 | 1.067% | 6844186.707 | 20801.6684 | 0.04198%
2045-06-23 | 14592732.9511 | 680094.3742 | 13912638.5769 |  | 14592732.9511 | 1.08% | 13912638.5769 |  | 13267862.6591 |  | 13267862.6591 | 0 | 13947957.0333 | 680094.3742 | 1.061% |  | 142509788.3147 | 1.066% | 6849969.8115 | 20804.4403 | 0.04187%
2045-07-23 | 15517155.2131 | 656960.6613 | 14860194.5517 |  | 15517155.2131 | 1.078% | 14860194.5517 |  | 14138073.6806 |  | 14138073.6806 | 0 | 14795034.3419 | 656960.6613 | 1.06% |  | 142658119.4746 | 1.065% | 6855751.7141 | 20808.5306 | 0.04169%
2045-08-23 | 15796309.5857 | 694809.4461 | 15101500.1397 |  | 15796309.5857 | 1.078% | 15101500.1397 |  | 14326114.6208 |  | 14326114.6208 | 0 | 15020924.0668 | 694809.4461 | 1.06% |  | 142808323.9152 | 1.064% | 6861533.6168 | 20812.887 | 0.04151%
2045-09-23 | 14543757.4442 | 669348.4754 | 13874408.9688 |  | 14543757.4442 | 1.078% | 13874408.9688 |  | 13161954.9461 |  | 13161954.9461 | 0 | 13831303.4216 | 669348.4754 | 1.059% |  | 142946186.3074 | 1.063% | 6867315.5194 | 20815.4389 | 0.04141%
2045-10-23 | 13639308.8907 | 613095.1291 | 13026213.7617 |  | 13639308.8907 | 1.076% | 13026213.7617 |  | 12357676.9021 |  | 12357676.9021 | 0 | 12970772.0312 | 613095.1291 | 1.057% |  | 143075485.3032 | 1.062% | 6873097.422 | 20816.7405 | 0.04137%
2045-11-23 | 11407926.0888 | 549778.4624 | 10858147.6264 |  | 11407926.0888 | 1.076% | 10858147.6264 |  | 10361295.1266 |  | 10361295.1266 | 0 | 10911073.589 | 549778.4624 | 1.056% |  | 143183745.3479 | 1.061% | 6878879.3247 | 20814.9814 | 0.04148%
2045-12-23 | 11748304.3623 | 522415.174 | 11225889.1883 |  | 11748304.3623 | 1.074% | 11225889.1883 |  | 10663985.9941 |  | 10663985.9941 | 0 | 11186401.1681 | 522415.174 | 1.055% |  | 143295083.0613 | 1.06% | 6884661.2273 | 20813.6724 | 0.04156%
2046-01-23 | 11889890.3669 | 518414.8162 | 11371475.5507 |  | 11889890.3669 | 1.074% | 11371475.5507 |  | 10771003.6045 |  | 10771003.6045 | 0 | 11289418.4207 | 518414.8162 | 1.055% |  | 143407552.3672 | 1.06% | 6890450.3411 | 20812.5079 | 0.04164%
2046-02-23 | 10978197.1051 | 501140.6617 | 10477056.4433 |  | 10978197.1051 | 1.073% | 10477056.4433 |  | 9925952.74 |  | 9925952.74 | 0 | 10427093.4017 | 501140.6617 | 1.054% |  | 143511071.36 | 1.059% | 6896238.253 | 20810.0512 | 0.04178%
2046-03-24 | 12057203.2228 | 591369.2001 | 11465834.0227 |  | 12057203.2228 | 1.074% | 11465834.0227 |  | 10871468.6004 |  | 10871468.6004 | 0 | 11462837.8005 | 591369.2001 | 1.053% |  | 143624332.8974 | 1.058% | 6902024.9631 | 20809.0138 | 0.04186%
2046-04-24 | 12412875.2279 | 642959.949 | 11769915.2789 |  | 12412875.2279 | 1.074% | 11769915.2789 |  | 11203174.0999 |  | 11203174.0999 | 0 | 11846134.0489 | 642959.949 | 1.052% |  | 143740979.1208 | 1.057% | 6907810.4713 | 20808.4718 | 0.0419%
2046-05-24 | 14103102.8153 | 662513.0853 | 13440589.73 |  | 14103102.8153 | 1.072% | 13440589.73 |  | 12825908.7952 |  | 12825908.7952 | 0 | 13488421.8805 | 662513.0853 | 1.052% |  | 143874471.7694 | 1.056% | 6913594.7776 | 20810.3709 | 0.04184%
2046-06-24 | 14748914.8719 | 689993.7652 | 14058921.1067 |  | 14748914.8719 | 1.07% | 14058921.1067 |  | 13407244.3334 |  | 13407244.3334 | 0 | 14097238.0986 | 689993.7652 | 1.051% |  | 144013853.4437 | 1.055% | 6919377.8821 | 20813.1216 | 0.04173%
2046-07-24 | 15682821.9906 | 666484.7961 | 15016337.1945 |  | 15682821.9906 | 1.068% | 15016337.1945 |  | 14286506.699 |  | 14286506.699 | 0 | 14952991.4951 | 666484.7961 | 1.05% |  | 144162286.4622 | 1.054% | 6925159.7847 | 20817.1784 | 0.04156%
2046-08-24 | 15964991.5309 | 704904.1362 | 15260087.3947 |  | 15964991.5309 | 1.068% | 15260087.3947 |  | 14476421.8699 |  | 14476421.8699 | 0 | 15181326.0061 | 704904.1362 | 1.049% |  | 144312593.7113 | 1.053% | 6930941.6874 | 20821.4988 | 0.04138%
2046-09-24 | 14699085.3806 | 679110.1015 | 14019975.2791 |  | 14699085.3806 | 1.068% | 14019975.2791 |  | 13299912.2177 |  | 13299912.2177 | 0 | 13979022.3193 | 679110.1015 | 1.048% |  | 144450550.9829 | 1.052% | 6936723.59 | 20824.0316 | 0.04128%
2046-10-24 | 13784765.6229 | 622033.9574 | 13162731.6655 |  | 13784765.6229 | 1.066% | 13162731.6655 |  | 12487065.1788 |  | 12487065.1788 | 0 | 13109099.1362 | 622033.9574 | 1.047% |  | 144579939.2595 | 1.052% | 6942505.4926 | 20825.3259 | 0.04124%
2046-11-24 | 11529594.5789 | 557813.1436 | 10971781.4353 |  | 11529594.5789 | 1.067% | 10971781.4353 |  | 10469629.8748 |  | 10469629.8748 | 0 | 11027443.0184 | 557813.1436 | 1.046% |  | 144688274.0077 | 1.051% | 6948287.3953 | 20823.588 | 0.04135%
2046-12-24 | 11873315.5519 | 530032.658 | 11343282.8939 |  | 11873315.5519 | 1.064% | 11343282.8939 |  | 10775400.6082 |  | 10775400.6082 | 0 | 11305433.2662 | 530032.658 | 1.045% |  | 144799688.6218 | 1.05% | 6954069.2979 | 20822.2959 | 0.04143%
2047-01-24 | 12016382.253 | 525971.6293 | 11490410.6237 |  | 12016382.253 | 1.064% | 11490410.6237 |  | 10883550.4916 |  | 10883550.4916 | 0 | 11409522.1209 | 525971.6293 | 1.045% |  | 144912235.509 | 1.049% | 6959858.4117 | 20821.1471 | 0.04151%
2047-02-24 | 11094958.6851 | 508450.8824 | 10586507.8027 |  | 11094958.6851 | 1.064% | 10586507.8027 |  | 10029542.6871 |  | 10029542.6871 | 0 | 10537993.5695 | 508450.8824 | 1.044% |  | 145015825.4561 | 1.049% | 6965646.3236 | 20818.7179 | 0.04165%
2047-03-25 | 12185500.2921 | 600003.3172 | 11585496.9749 |  | 12185500.2921 | 1.064% | 11585496.9749 |  | 10984807.0891 |  | 10984807.0891 | 0 | 11584810.4063 | 600003.3172 | 1.043% |  | 145129163.9448 | 1.048% | 6971433.0337 | 20817.6946 | 0.04172%
2047-04-25 | 12545030.6813 | 652356.1187 | 11892674.5625 |  | 12545030.6813 | 1.065% | 11892674.5625 |  | 11319899.4924 |  | 11319899.4924 | 0 | 11972255.6111 | 652356.1187 | 1.042% |  | 145245889.3373 | 1.047% | 6977218.5419 | 20817.1621 | 0.04176%
2047-05-25 | 14252871.8704 | 672169.8528 | 13580702.0176 |  | 14252871.8704 | 1.062% | 13580702.0176 |  | 12959493.4283 |  | 12959493.4283 | 0 | 13631663.2811 | 672169.8528 | 1.042% |  | 145379473.9703 | 1.046% | 6983002.8482 | 20819.0484 | 0.0417%
2047-06-25 | 14905347.9441 | 700037.9338 | 14205310.0103 |  | 14905347.9441 | 1.061% | 14205310.0103 |  | 13546721.2845 |  | 13546721.2845 | 0 | 14246759.2183 | 700037.9338 | 1.04% |  | 145518950.9214 | 1.045% | 6988785.9527 | 20821.7782 | 0.04159%
2047-07-25 | 15848740.9372 | 676147.7324 | 15172593.2048 |  | 15848740.9372 | 1.058% | 15172593.2048 |  | 14435041.3498 |  | 14435041.3498 | 0 | 15111189.0822 | 676147.7324 | 1.04% |  | 145667485.5722 | 1.044% | 6994567.8553 | 20825.802 | 0.04143%
2047-08-25 | 16133936.3486 | 715146.2208 | 15418790.1277 |  | 16133936.3486 | 1.058% | 15418790.1277 |  | 14626831.6934 |  | 14626831.6934 | 0 | 15341977.9143 | 715146.2208 | 1.039% |  | 145817895.3957 | 1.043% | 7000349.758 | 20830.0871 | 0.04125%
2047-09-25 | 14854663.2317 | 689014.7268 | 14165648.505 |  | 14854663.2317 | 1.058% | 14165648.505 |  | 13437964.1624 |  | 13437964.1624 | 0 | 14126978.8891 | 689014.7268 | 1.038% |  | 145955947.3404 | 1.042% | 7006131.6606 | 20832.6013 | 0.04115%
2047-10-25 | 13930453.7018 | 631103.7011 | 13299350.0007 |  | 13930453.7018 | 1.057% | 13299350.0007 |  | 12616542.5474 |  | 12616542.5474 | 0 | 13247646.2485 | 631103.7011 | 1.037% |  | 146085424.7089 | 1.041% | 7011913.5632 | 20833.8884 | 0.04112%
2047-11-25 | 11651464.2968 | 565965.7385 | 11085498.5583 |  | 11651464.2968 | 1.057% | 11085498.5583 |  | 10578039.1729 |  | 10578039.1729 | 0 | 11144004.9114 | 565965.7385 | 1.035% |  | 146193834.007 | 1.041% | 7017695.4659 | 20832.1713 | 0.04122%
2047-12-25 | 11998524.5159 | 537761.7149 | 11460762.801 |  | 11998524.5159 | 1.055% | 11460762.801 |  | 10886891.9646 |  | 10886891.9646 | 0 | 11424653.6794 | 537761.7149 | 1.035% |  | 146305325.3634 | 1.04% | 7023477.3685 | 20830.8958 | 0.0413%
2048-01-25 | 12143072.2169 | 533639.097 | 11609433.1198 |  | 12143072.2169 | 1.054% | 11609433.1198 |  | 10996174.7985 |  | 10996174.7985 | 0 | 11529813.8955 | 533639.097 | 1.035% |  | 146417949.6703 | 1.039% | 7029266.4823 | 20829.7623 | 0.04138%
2048-02-25 | 11211907.5769 | 515868.2127 | 10696039.3642 |  | 11211907.5769 | 1.054% | 10696039.3642 |  | 10133203.4333 |  | 10133203.4333 | 0 | 10649071.646 | 515868.2127 | 1.034% |  | 146521610.4165 | 1.038% | 7035054.3942 | 20827.36 | 0.04151%
2048-03-25 | 12314011.2814 | 608764.0393 | 11705247.2421 |  | 12314011.2814 | 1.055% | 11705247.2421 |  | 11098222.3475 |  | 11098222.3475 | 0 | 11706986.3868 | 608764.0393 | 1.032% |  | 146635025.6749 | 1.038% | 7040841.1043 | 20826.3506 | 0.04158%
2048-04-25 | 12677413.3812 | 661890.1791 | 12015523.202 |  | 12677413.3812 | 1.055% | 12015523.202 |  | 11436703.8653 |  | 11436703.8653 | 0 | 12098594.0444 | 661890.1791 | 1.032% |  | 146751830.0478 | 1.037% | 7046626.6125 | 20825.8275 | 0.04163%
2048-05-25 | 14402884.735 | 681968.018 | 13720916.717 |  | 14402884.735 | 1.053% | 13720916.717 |  | 13093169.8468 |  | 13093169.8468 | 0 | 13775137.8648 | 681968.018 | 1.031% |  | 146885506.4663 | 1.036% | 7052410.9188 | 20827.7011 | 0.04156%
2048-06-25 | 15062034.1656 | 710229.0061 | 14351805.1595 |  | 15062034.1656 | 1.051% | 14351805.1595 |  | 13686293.2958 |  | 13686293.2958 | 0 | 14396522.3019 | 710229.0061 | 1.03% |  | 147025078.4776 | 1.035% | 7058194.0233 | 20830.4104 | 0.04146%
2048-07-25 | 16014913.9429 | 685951.5022 | 15328962.4407 |  | 16014913.9429 | 1.048% | 15328962.4407 |  | 14583677.403 |  | 14583677.403 | 0 | 15269628.9052 | 685951.5022 | 1.03% |  | 147173714.5308 | 1.034% | 7063975.9259 | 20834.4021 | 0.04129%
2048-08-25 | 16303146.0612 | 725537.8614 | 15577608.1999 |  | 16303146.0612 | 1.049% | 15577608.1999 |  | 14777343.8533 |  | 14777343.8533 | 0 | 15502881.7147 | 725537.8614 | 1.029% |  | 147324226.6907 | 1.033% | 7069757.8286 | 20838.6525 | 0.04112%
2048-09-25 | 15010492.9879 | 699064.4541 | 14311428.5338 |  | 15010492.9879 | 1.049% | 14311428.5338 |  | 13576110.5699 |  | 13576110.5699 | 0 | 14275175.024 | 699064.4541 | 1.028% |  | 147462373.0982 | 1.032% | 7075539.7312 | 20841.1483 | 0.04103%
2048-10-25 | 14076374.9494 | 640306.285 | 13436068.6644 |  | 14076374.9494 | 1.047% | 13436068.6644 |  | 12746108.8154 |  | 12746108.8154 | 0 | 13386415.1004 | 640306.285 | 1.027% |  | 147591939.3663 | 1.031% | 7081321.6338 | 20842.4284 | 0.04099%
2048-11-25 | 11773536.8949 | 574237.984 | 11199298.9109 |  | 11773536.8949 | 1.048% | 11199298.9109 |  | 10686522.8645 |  | 10686522.8645 | 0 | 11260760.8485 | 574237.984 | 1.026% |  | 147700423.0579 | 1.031% | 7087103.5365 | 20840.7317 | 0.04109%
2048-12-25 | 12123932.808 | 545603.9852 | 11578328.8228 |  | 12123932.808 | 1.045% | 11578328.8228 |  | 10998459.9021 |  | 10998459.9021 | 0 | 11544063.8872 | 545603.9852 | 1.025% |  | 147811990.9954 | 1.03% | 7092885.4391 | 20839.4725 | 0.04117%
2049-01-25 | 12269961.7987 | 541418.8461 | 11728542.9526 |  | 12269961.7987 | 1.045% | 11728542.9526 |  | 11108876.3607 |  | 11108876.3607 | 0 | 11650295.2069 | 541418.8461 | 1.025% |  | 147924692.5576 | 1.029% | 7098674.5529 | 20838.3539 | 0.04125%
2049-02-25 | 11329045.273 | 523394.2282 | 10805651.0448 |  | 11329045.273 | 1.045% | 10805651.0448 |  | 10236934.8207 |  | 10236934.8207 | 0 | 10760329.0488 | 523394.2282 | 1.024% |  | 148028423.945 | 1.028% | 7104462.4648 | 20835.978 | 0.04138%
2049-03-26 | 12442737.9565 | 617653.2299 | 11825084.7266 |  | 12442737.9565 | 1.045% | 11825084.7266 |  | 11211714.1909 |  | 11211714.1909 | 0 | 11829367.4208 | 617653.2299 | 1.023% |  | 148141915.7883 | 1.028% | 7110249.1749 | 20834.9823 | 0.04145%
2049-04-26 | 12810025.2543 | 671564.1611 | 12138461.0932 |  | 12810025.2543 | 1.046% | 12138461.0932 |  | 11553587.0264 |  | 11553587.0264 | 0 | 12225151.1875 | 671564.1611 | 1.022% |  | 148258798.9494 | 1.027% | 7116034.6831 | 20834.4683 | 0.04149%
2049-05-26 | 14553143.3706 | 691909.6593 | 13861233.7113 |  | 14553143.3706 | 1.043% | 13861233.7113 |  | 13226937.8483 |  | 13226937.8483 | 0 | 13918847.5076 | 691909.6593 | 1.022% |  | 148392566.9509 | 1.026% | 7121818.9894 | 20836.3295 | 0.04143%
2049-06-26 | 15218975.563 | 720569.1394 | 14498406.4236 |  | 15218975.563 | 1.042% | 14498406.4236 |  | 13825960.1472 |  | 13825960.1472 | 0 | 14546529.2866 | 720569.1394 | 1.02% |  | 148532233.8023 | 1.025% | 7127602.0939 | 20839.0188 | 0.04133%
2049-07-26 | 16181342.9248 | 695898.1676 | 15485444.7572 |  | 16181342.9248 | 1.039% | 15485444.7572 |  | 14732414.6245 |  | 14732414.6245 | 0 | 15428312.7921 | 695898.1676 | 1.02% |  | 148680971.0239 | 1.024% | 7133383.9966 | 20842.9787 | 0.04117%
2049-08-26 | 16472622.7206 | 736081.2511 | 15736541.4695 |  | 16472622.7206 | 1.04% | 15736541.4695 |  | 14927958.1072 |  | 14927958.1072 | 0 | 15664039.3584 | 736081.2511 | 1.019% |  | 148831585.2778 | 1.023% | 7139165.8992 | 20847.1952 | 0.04099%
2049-09-26 | 15166576.668 | 709261.4172 | 14457315.2508 |  | 15166576.668 | 1.04% | 14457315.2508 |  | 13714351.2266 |  | 13714351.2266 | 0 | 14423612.6439 | 709261.4172 | 1.018% |  | 148969825.9345 | 1.022% | 7144947.8018 | 20849.6731 | 0.0409%
2049-10-26 | 14222531.2135 | 649643.6623 | 13572887.5512 |  | 14222531.2135 | 1.038% | 13572887.5512 |  | 12875763.7873 |  | 12875763.7873 | 0 | 13525407.4495 | 649643.6623 | 1.017% |  | 149099480.9063 | 1.021% | 7150729.7044 | 20850.9463 | 0.04087%
2049-11-26 | 11895814.0493 | 582631.6423 | 11313182.407 |  | 11895814.0493 | 1.039% | 11313182.407 |  | 10795080.7905 |  | 10795080.7905 | 0 | 11377712.4328 | 582631.6423 | 1.016% |  | 149208038.8323 | 1.021% | 7156511.6071 | 20849.2695 | 0.04097%
2049-12-26 | 12249542.0042 | 553561.1337 | 11695980.8705 |  | 12249542.0042 | 1.036% | 11695980.8705 |  | 11110104.2565 |  | 11110104.2565 | 0 | 11663665.3902 | 553561.1337 | 1.015% |  | 149319683.1868 | 1.02% | 7162293.5097 | 20848.0263 | 0.04105%
2050-01-26 | 12397052.5608 | 549312.5272 | 11847740.0336 |  | 12397052.5608 | 1.036% | 11847740.0336 |  | 11221655.011 |  | 11221655.011 | 0 | 11770967.5382 | 549312.5272 | 1.015% |  | 149432461.837 | 1.019% | 7168082.6235 | 20846.9223 | 0.04112%
2050-02-26 | 11446373.287 | 531030.5273 | 10915342.7597 |  | 11446373.287 | 1.036% | 10915342.7597 |  | 10340736.6884 |  | 10340736.6884 | 0 | 10871767.2157 | 531030.5273 | 1.014% |  | 149536263.7047 | 1.019% | 7173870.5354 | 20844.5724 | 0.04125%
2050-03-27 | 12571682.1084 | 626672.7798 | 11945009.3286 |  | 12571682.1084 | 1.036% | 11945009.3286 |  | 11325282.4312 |  | 11325282.4312 | 0 | 11951955.211 | 626672.7798 | 1.013% |  | 149649831.945 | 1.018% | 7179657.2455 | 20843.59 | 0.04131%
2050-04-27 | 12942868.2554 | 681380.1254 | 12261488.13 |  | 12942868.2554 | 1.037% | 12261488.13 |  | 11670548.7803 |  | 11670548.7803 | 0 | 12351928.9057 | 681380.1254 | 1.012% |  | 149766793.699 | 1.017% | 7185442.7537 | 20843.0849 | 0.04136%
2050-05-27 | 14703649.7671 | 701996.8859 | 14001652.8811 |  | 14703649.7671 | 1.034% | 14001652.8811 |  | 13360797.2267 |  | 13360797.2267 | 0 | 14062794.1127 | 701996.8859 | 1.012% |  | 149900653.0774 | 1.016% | 7191227.06 | 20844.9339 | 0.0413%
2050-06-27 | 15376174.1923 | 731060.5228 | 14645113.6695 |  | 15376174.1923 | 1.033% | 14645113.6695 |  | 13965721.6146 |  | 13965721.6146 | 0 | 14696782.1374 | 731060.5228 | 1.011% |  | 150040414.5448 | 1.015% | 7197010.1645 | 20847.6035 | 0.0412%
2050-07-27 | 16348029.8276 | 705989.8207 | 15642040.0069 |  | 16348029.8276 | 1.03% | 15642040.0069 |  | 14881252.7763 |  | 14881252.7763 | 0 | 15587242.5971 | 705989.8207 | 1.01% |  | 150189252.6966 | 1.014% | 7202792.0672 | 20851.5325 | 0.04104%
2050-08-27 | 16642368.4078 | 746778.6156 | 15895589.7922 |  | 16642368.4078 | 1.03% | 15895589.7922 |  | 15078674.2087 |  | 15078674.2087 | 0 | 15825452.8242 | 746778.6156 | 1.01% |  | 150339968.7981 | 1.013% | 7208573.9698 | 20855.7156 | 0.04087%
2050-09-27 | 15322916.3204 | 719607.7817 | 14603308.5387 |  | 15322916.3204 | 1.031% | 14603308.5387 |  | 13852685.915 |  | 13852685.915 | 0 | 14572293.6967 | 719607.7817 | 1.009% |  | 150478303.4864 | 1.013% | 7214355.8724 | 20858.1759 | 0.04078%
2050-10-27 | 14368924.3688 | 659117.8149 | 13709806.5539 |  | 14368924.3688 | 1.029% | 13709806.5539 |  | 13005507.2636 |  | 13005507.2636 | 0 | 13664625.0785 | 659117.8149 | 1.008% |  | 150608046.9627 | 1.012% | 7220137.775 | 20859.4423 | 0.04075%
2050-11-27 | 12018297.4604 | 591148.5018 | 11427148.9586 |  | 12018297.4604 | 1.03% | 11427148.9586 |  | 10903712.7889 |  | 10903712.7889 | 0 | 11494861.2907 | 591148.5018 | 1.006% |  | 150716678.9611 | 1.011% | 7225919.6777 | 20857.785 | 0.04084%
2050-12-27 | 12375353.7032 | 561634.8497 | 11813718.8535 |  | 12375353.7032 | 1.027% | 11813718.8535 |  | 11221824.8609 |  | 11221824.8609 | 0 | 11783459.7105 | 561634.8497 | 1.006% |  | 150828399.5655 | 1.01% | 7231701.5803 | 20856.5575 | 0.04092%
2051-01-27 | 12524346.0878 | 557321.8153 | 11967024.2725 |  | 12524346.0878 | 1.027% | 11967024.2725 |  | 11334510.5791 |  | 11334510.5791 | 0 | 11891832.3943 | 557321.8153 | 1.006% |  | 150941255.1335 | 1.01% | 7237490.6941 | 20855.4679 | 0.04099%
2051-02-27 | 11563893.1547 | 538778.7324 | 11025114.4223 |  | 11563893.1547 | 1.027% | 11025114.4223 |  | 10444608.8728 |  | 10444608.8728 | 0 | 10983387.6052 | 538778.7324 | 1.004% |  | 151045127.318 | 1.009% | 7243278.606 | 20853.1434 | 0.04112%
2051-03-28 | 12700845.5543 | 635824.6077 | 12065020.9466 |  | 12700845.5543 | 1.027% | 12065020.9466 |  | 11438926.8772 |  | 11438926.8772 | 0 | 12074751.4849 | 635824.6077 | 1.003% |  | 151158771.764 | 1.008% | 7249065.3161 | 20852.1741 | 0.04118%
2051-04-28 | 13075944.3676 | 691340.1634 | 12384604.2041 |  | 13075944.3676 | 1.028% | 12384604.2041 |  | 11787588.9283 |  | 11787588.9283 | 0 | 12478929.0917 | 691340.1634 | 1.003% |  | 151275811.912 | 1.008% | 7254850.8243 | 20851.6778 | 0.04123%
2051-05-28 | 14854405.943 | 712231.8381 | 14142174.1048 |  | 14854405.943 | 1.025% | 14142174.1048 |  | 13494747.7725 |  | 13494747.7725 | 0 | 14206979.6106 | 712231.8381 | 1.003% |  | 151409762.4577 | 1.007% | 7260635.1306 | 20853.5148 | 0.04117%
2051-06-28 | 15533632.139 | 741705.3777 | 14791926.7613 |  | 15533632.139 | 1.024% | 14791926.7613 |  | 14105577.47 |  | 14105577.47 | 0 | 14847282.8478 | 741705.3777 | 1.001% |  | 151549618.3132 | 1.006% | 7266418.2351 | 20856.1651 | 0.04107%
2051-07-28 | 16514976.624 | 716228.5847 | 15798748.0393 |  | 16514976.624 | 1.021% | 15798748.0393 |  | 15030191.6162 |  | 15030191.6162 | 0 | 15746420.201 | 716228.5847 | 1.001% |  | 151698557.1531 | 1.005% | 7272200.1378 | 20860.0636 | 0.04091%
2051-08-28 | 16812385.2341 | 757632.2129 | 16054753.0211 |  | 16812385.2341 | 1.022% | 16054753.0211 |  | 15229491.9069 |  | 15229491.9069 | 0 | 15987124.1199 | 757632.2129 | 1% |  | 151849374.8514 | 1.004% | 7277982.0404 | 20864.214 | 0.04075%
2051-09-28 | 15479514.0227 | 730105.7449 | 14749408.2779 |  | 15479514.0227 | 1.022% | 14749408.2779 |  | 13991114.4135 |  | 13991114.4135 | 0 | 14721220.1584 | 730105.7449 | 0.9993% |  | 151987803.3499 | 1.003% | 7283763.943 | 20866.6569 | 0.04066%
2051-10-28 | 14515556.317 | 668730.7541 | 13846825.5628 |  | 14515556.317 | 1.02% | 13846825.5628 |  | 13135339.0416 |  | 13135339.0416 | 0 | 13804069.7958 | 668730.7541 | 0.9983% |  | 152117635.128 | 1.002% | 7289545.8457 | 20867.9167 | 0.04063%
2051-11-28 | 12140988.8533 | 599790.3772 | 11541198.4761 |  | 12140988.8533 | 1.021% | 11541198.4761 |  | 11012418.6948 |  | 11012418.6948 | 0 | 11612209.0721 | 599790.3772 | 0.997% |  | 152226341.0339 | 1.002% | 7295327.7483 | 20866.2786 | 0.04072%
2051-12-28 | 12501369.5267 | 569826.8473 | 11931542.6793 |  | 12501369.5267 | 1.018% | 11931542.6793 |  | 11333621.5451 |  | 11333621.5451 | 0 | 11903448.3925 | 569826.8473 | 0.9962% |  | 152338137.7182 | 1.001% | 7301109.6509 | 20865.0664 | 0.0408%
2052-01-28 | 12651843.9873 | 565448.41 | 12086395.5773 |  | 12651843.9873 | 1.018% | 12086395.5773 |  | 11447442.8916 |  | 11447442.8916 | 0 | 12012891.3016 | 565448.41 | 0.9964% |  | 152451070.0307 | 1% | 7306898.7647 | 20863.991 | 0.04087%
2052-02-28 | 11681606.4339 | 546640.4895 | 11134965.9444 |  | 11681606.4339 | 1.018% | 11134965.9444 |  | 10548551.2075 |  | 10548551.2075 | 0 | 11095191.697 | 546640.4895 | 0.9952% |  | 152555012.3654 | 0.9996% | 7312686.6766 | 20861.6913 | 0.04099%
2052-03-28 | 12830230.1376 | 645110.6608 | 12185119.4768 |  | 12830230.1376 | 1.019% | 12185119.4768 |  | 11552647.3344 |  | 11552647.3344 | 0 | 12197757.9952 | 645110.6608 | 0.9942% |  | 152668732.8226 | 0.9989% | 7318473.3867 | 20860.7348 | 0.04105%
2052-04-28 | 13209255.6025 | 701446.3972 | 12507809.2053 |  | 13209255.6025 | 1.02% | 12507809.2053 |  | 11904707.2682 |  | 11904707.2682 | 0 | 12606153.6655 | 701446.3972 | 0.9936% |  | 152785851.1624 | 0.9982% | 7324258.8949 | 20860.2472 | 0.0411%
2052-05-28 | 15005413.9461 | 722616.6877 | 14282797.2583 |  | 15005413.9461 | 1.017% | 14282797.2583 |  | 13628789.2721 |  | 13628789.2721 | 0 | 14351405.9599 | 722616.6877 | 0.9933% |  | 152919892.6621 | 0.9974% | 7330043.2012 | 20862.0725 | 0.04104%
2052-06-28 | 15691351.519 | 752505.9583 | 14938845.5607 |  | 15691351.519 | 1.015% | 14938845.5607 |  | 14245527.4817 |  | 14245527.4817 | 0 | 14998033.44 | 752505.9583 | 0.9922% |  | 153059842.6738 | 0.9965% | 7335826.3057 | 20864.7038 | 0.04094%
2052-07-28 | 16682185.3151 | 726616.6138 | 15955568.7012 |  | 16682185.3151 | 1.012% | 15955568.7012 |  | 15179230.8979 |  | 15179230.8979 | 0 | 15905847.5117 | 726616.6138 | 0.9916% |  | 153208881.9555 | 0.9956% | 7341608.2084 | 20868.5723 | 0.04079%
2052-08-28 | 16982675.3409 | 768644.3348 | 16214031.0061 |  | 16982675.3409 | 1.013% | 16214031.0061 |  | 15380410.9469 |  | 15380410.9469 | 0 | 16149055.2818 | 768644.3348 | 0.991% |  | 153359800.9955 | 0.9947% | 7347390.111 | 20872.6907 | 0.04063%
2052-09-28 | 15636371.8828 | 740757.5364 | 14895614.3464 |  | 15636371.8828 | 1.013% | 14895614.3464 |  | 14129636.4971 |  | 14129636.4971 | 0 | 14870394.0335 | 740757.5364 | 0.9901% |  | 153498323.0791 | 0.9938% | 7353172.0136 | 20875.1166 | 0.04054%
2052-10-28 | 14662428.9872 | 678484.5209 | 13983944.4662 |  | 14662428.9872 | 1.012% | 13983944.4662 |  | 13265258.915 |  | 13265258.915 | 0 | 13943743.436 | 678484.5209 | 0.9891% |  | 153628242.9525 | 0.9931% | 7358953.9163 | 20876.3698 | 0.04051%
2052-11-28 | 12263889.978 | 608559.1102 | 11655330.8677 |  | 12263889.978 | 1.012% | 11655330.8677 |  | 11121198.3405 |  | 11121198.3405 | 0 | 11729757.4507 | 608559.1102 | 0.9878% |  | 153737022.5982 | 0.9924% | 7364735.8189 | 20874.7505 | 0.0406%
2052-12-28 | 12627591.1199 | 578138.8662 | 12049452.2538 |  | 12627591.1199 | 1.01% | 12049452.2538 |  | 11445494.1363 |  | 11445494.1363 | 0 | 12023633.0025 | 578138.8662 | 0.9871% |  | 153848895.1894 | 0.9917% | 7370517.7215 | 20873.5534 | 0.04068%
2053-01-28 | 12779547.8902 | 573694.0362 | 12205853.854 |  | 12779547.8902 | 1.009% | 12205853.854 |  | 11560451.7723 |  | 11560451.7723 | 0 | 12134145.8085 | 573694.0362 | 0.9872% |  | 153961904.0701 | 0.991% | 7376306.8353 | 20872.4918 | 0.04074%
2053-02-28 | 11799514.705 | 554617.4692 | 11244897.2358 |  | 11799514.705 | 1.009% | 11244897.2358 |  | 10652563.523 |  | 10652563.523 | 0 | 11207180.9921 | 554617.4692 | 0.986% |  | 154065916.3856 | 0.9904% | 7382094.7472 | 20870.2166 | 0.04087%
2053-03-29 | 12959837.7284 | 654532.9149 | 12305304.8135 |  | 12959837.7284 | 1.01% | 12305304.8135 |  | 11666443.6049 |  | 11666443.6049 | 0 | 12320976.5197 | 654532.9149 | 0.985% |  | 154179712.656 | 0.9897% | 7387881.4573 | 20869.2727 | 0.04093%
2053-04-29 | 13342804.0013 | 711700.9805 | 12631103.0209 |  | 13342804.0013 | 1.011% | 12631103.0209 |  | 12021903.5943 |  | 12021903.5943 | 0 | 12733604.5747 | 711700.9805 | 0.9845% |  | 154296908.9821 | 0.989% | 7393666.9655 | 20868.7935 | 0.04097%
2053-05-29 | 15156675.8538 | 733153.6386 | 14423522.2152 |  | 15156675.8538 | 1.008% | 14423522.2152 |  | 13762921.5088 |  | 13762921.5088 | 0 | 14496075.1474 | 733153.6386 | 0.9842% |  | 154431041.2187 | 0.9882% | 7399451.2718 | 20870.6072 | 0.04091%
2053-06-29 | 15849334.4786 | 763464.5519 | 15085869.9267 |  | 15849334.4786 | 1.007% | 15085869.9267 |  | 14385571.4138 |  | 14385571.4138 | 0 | 15149035.9657 | 763464.5519 | 0.9831% |  | 154571085.1508 | 0.9874% | 7405234.3763 | 20873.2198 | 0.04082%
2053-07-29 | 16849657.9305 | 737156.0939 | 16112501.8366 |  | 16849657.9305 | 1.004% | 16112501.8366 |  | 15328370.3707 |  | 15328370.3707 | 0 | 16065526.4647 | 737156.0939 | 0.9825% |  | 154720224.6236 | 0.9865% | 7411016.279 | 20877.0591 | 0.04067%
2053-08-29 | 17153240.9009 | 779817.3064 | 16373423.5944 |  | 17153240.9009 | 1.004% | 16373423.5944 |  | 15531431.0693 |  | 15531431.0693 | 0 | 16311248.3757 | 779817.3064 | 0.9819% |  | 154871244.746 | 0.9856% | 7416798.1816 | 20881.1459 | 0.04051%
2053-09-29 | 15793492.0389 | 751565.419 | 15041926.6199 |  | 15793492.0389 | 1.005% | 15041926.6199 |  | 14268251.9366 |  | 14268251.9366 | 0 | 15019817.3555 | 751565.419 | 0.981% |  | 155009860.1854 | 0.9847% | 7422580.0842 | 20883.5551 | 0.04042%
2053-10-29 | 14809544.3364 | 688381.1862 | 14121163.1502 |  | 14809544.3364 | 1.003% | 14121163.1502 |  | 13395266.674 |  | 13395266.674 | 0 | 14083647.8602 | 688381.1862 | 0.9801% |  | 155139867.9443 | 0.9839% | 7428361.9869 | 20884.8018 | 0.04039%
2053-11-29 | 12387002.6099 | 617456.5696 | 11769546.0403 |  | 12387002.6099 | 1.004% | 11769546.0403 |  | 11230051.5552 |  | 11230051.5552 | 0 | 11847508.1247 | 617456.5696 | 0.9788% |  | 155248721.159 | 0.9833% | 7434143.8895 | 20883.201 | 0.04048%
2053-12-29 | 12754020.1519 | 586572.6714 | 12167447.4805 |  | 12754020.1519 | 1.001% | 12167447.4805 |  | 11557442.4584 |  | 11557442.4584 | 0 | 12144015.1298 | 586572.6714 | 0.9781% |  | 155360669.481 | 0.9826% | 7439925.7921 | 20882.0187 | 0.04056%
2054-01-28 10:05 | 12907459.4507 | 582060.444 | 12325399.0067 |  | 12907459.4507 | 1.001% | 12325399.0067 |  | 11673537.0418 |  | 11673537.0418 | 0 | 12255597.4858 | 582060.444 | 0.9782% |  | 155473754.7505 | 0.982% | 7445714.9059 | 20880.9707 | 0.04062%
2054-02-27 20:10 | 11917619.5712 | 562711.3664 | 11354908.2048 |  | 11917619.5712 | 1.001% | 11354908.2048 |  | 10756645.6469 |  | 10756645.6469 | 0 | 11319357.0134 | 562711.3664 | 0.9771% |  | 155577836.8745 | 0.9813% | 7451502.8178 | 20878.7195 | 0.04074%
2054-03-30 06:14 | 13089670.224 | 664093.375 | 12425576.849 |  | 13089670.224 | 1.002% | 12425576.849 |  | 11780315.4873 |  | 11780315.4873 | 0 | 12444408.8623 | 664093.375 | 0.9761% |  | 155691708.7569 | 0.9807% | 7457289.5279 | 20877.7879 | 0.0408%
2054-04-29 16:19 | 13476591.6347 | 722106.0984 | 12754485.5363 |  | 13476591.6347 | 1.003% | 12754485.5363 |  | 12139177.6973 |  | 12139177.6973 | 0 | 12861283.7957 | 722106.0984 | 0.9755% |  | 155808982.8599 | 0.98% | 7463075.0361 | 20877.3169 | 0.04084%
2054-05-30 02:24 | 15308193.7736 | 743844.9271 | 14564348.8464 |  | 15308193.7736 | 0.9997% | 14564348.8464 |  | 13897144.2616 |  | 13897144.2616 | 0 | 14640989.1887 | 743844.9271 | 0.9752% |  | 155943205.6128 | 0.9792% | 7468859.3424 | 20879.1193 | 0.04079%
2054-06-29 12:29 | 16007583.1951 | 774583.4795 | 15232999.7155 |  | 16007583.1951 | 0.9985% | 15232999.7155 |  | 14525709.0263 |  | 14525709.0263 | 0 | 15300292.5059 | 774583.4795 | 0.9742% |  | 156083343.2253 | 0.9784% | 7474642.4469 | 20881.7137 | 0.04069%
2054-07-29 22:34 | 17017396.5294 | 747849.243 | 16269547.2864 |  | 17017396.5294 | 0.9955% | 16269547.2864 |  | 15477609.7799 |  | 15477609.7799 | 0 | 16225459.023 | 747849.243 | 0.9736% |  | 156232582.6345 | 0.9775% | 7480424.3496 | 20885.524 | 0.04055%
2054-08-29 08:38 | 17324084.1177 | 791153.4872 | 16532930.6305 |  | 17324084.1177 | 0.996% | 16532930.6305 |  | 15682552.0101 |  | 15682552.0101 | 0 | 16473705.4973 | 791153.4872 | 0.973% |  | 156383703.5753 | 0.9766% | 7486206.2522 | 20889.5799 | 0.04039%
2054-09-28 18:43 | 15950876.6601 | 762531.6887 | 15188344.9714 |  | 15950876.6601 | 0.9965% | 15188344.9714 |  | 14406960.4987 |  | 14406960.4987 | 0 | 15169492.1874 | 762531.6887 | 0.9721% |  | 156522412.1375 | 0.9758% | 7491988.1548 | 20891.9727 | 0.04031%
2054-10-29 04:48 | 14956904.35 | 698422.8517 | 14258481.4983 |  | 14956904.35 | 0.995% | 14258481.4983 |  | 13525362.1048 |  | 13525362.1048 | 0 | 14223784.9564 | 698422.8517 | 0.9712% |  | 156652507.5683 | 0.975% | 7497770.0575 | 20893.2131 | 0.04027%
2054-11-28 14:53 | 12510328.5501 | 626484.6517 | 11883843.8984 |  | 12510328.5501 | 0.9956% | 11883843.8984 |  | 11338978.1652 |  | 11338978.1652 | 0 | 11965462.8168 | 626484.6517 | 0.97% |  | 156761434.1783 | 0.9744% | 7503551.9601 | 20891.6304 | 0.04036%
2054-12-29 00:58 | 12880658.3156 | 595130.0542 | 12285528.2614 |  | 12880658.3156 | 0.9929% | 12285528.2614 |  | 11669466.3321 |  | 11669466.3321 | 0 | 12264596.3863 | 595130.0542 | 0.9693% |  | 156873458.052 | 0.9737% | 7509333.8627 | 20890.4626 | 0.04044%
2055-01-28 11:02 | 13035580.3471 | 590549.4096 | 12445030.9375 |  | 13035580.3471 | 0.9926% | 12445030.9375 |  | 11786698.5173 |  | 11786698.5173 | 0 | 12377247.9269 | 590549.4096 | 0.9694% |  | 156986619.5276 | 0.9731% | 7515122.9765 | 20889.4279 | 0.0405%
2055-02-27 21:07 | 12035922.6591 | 570923.9014 | 11464998.7577 |  | 12035922.6591 | 0.9927% | 11464998.7577 |  | 10860797.4041 |  | 10860797.4041 | 0 | 11431721.3055 | 570923.9014 | 0.9683% |  | 157090771.2848 | 0.9725% | 7520910.8884 | 20887.2002 | 0.04062%
2055-03-30 07:12 | 13219729.5492 | 673794.0757 | 12545935.4734 |  | 13219729.5492 | 0.9936% | 12545935.4734 |  | 11894262.777 |  | 11894262.777 | 0 | 12568056.8527 | 673794.0757 | 0.9673% |  | 157204718.5744 | 0.9718% | 7526697.5985 | 20886.2807 | 0.04068%
2055-04-29 17:17 | 13610620.6035 | 732663.9688 | 12877956.6347 |  | 13610620.6035 | 0.9945% | 12877956.6347 |  | 12256529.3646 |  | 12256529.3646 | 0 | 12989193.3333 | 732663.9688 | 0.9667% |  | 157322070.2417 | 0.9711% | 7532483.1067 | 20885.8179 | 0.04072%
2055-05-30 03:22 | 15459969.8434 | 754692.8227 | 14705277.0207 |  | 15459969.8434 | 0.9915% | 14705277.0207 |  | 14031457.306 |  | 14031457.306 | 0 | 14786150.1287 | 754692.8227 | 0.9665% |  | 157456383.2861 | 0.9703% | 7538267.413 | 20887.6091 | 0.04066%
2055-06-29 13:26 | 16166099.8775 | 785865.0966 | 15380234.7809 |  | 16166099.8775 | 0.9903% | 15380234.7809 |  | 14665940.0754 |  | 14665940.0754 | 0 | 15451805.172 | 785865.0966 | 0.9654% |  | 157596614.3352 | 0.9695% | 7544050.5175 | 20890.1854 | 0.04057%
2055-07-29 23:31 | 17185403.2004 | 758698.3118 | 16426704.8885 |  | 17185403.2004 | 0.9873% | 16426704.8885 |  | 15626948.8663 |  | 15626948.8663 | 0 | 16385647.1781 | 758698.3118 | 0.9649% |  | 157745953.4215 | 0.9687% | 7549832.4202 | 20893.9675 | 0.04043%
2055-08-29 09:36 | 17495207.2271 | 802655.2715 | 16692551.9555 |  | 17495207.2271 | 0.9878% | 16692551.9555 |  | 15833773.501 |  | 15833773.501 | 0 | 16636428.7725 | 802655.2715 | 0.9643% |  | 157897174.9124 | 0.9678% | 7555614.3228 | 20897.993 | 0.04027%
2055-09-28 19:41 | 16108527.9472 | 773658.6754 | 15334869.2717 |  | 16108527.9472 | 0.9884% | 15334869.2717 |  | 14545761.9465 |  | 14545761.9465 | 0 | 15319420.622 | 773658.6754 | 0.9634% |  | 158035976.3602 | 0.967% | 7561396.2254 | 20900.3697 | 0.04019%
2055-10-29 05:46 | 15104511.0419 | 708611.6498 | 14395899.3921 |  | 15104511.0419 | 0.9869% | 14395899.3921 |  | 13655544.9901 |  | 13655544.9901 | 0 | 14364156.6399 | 708611.6498 | 0.9625% |  | 158166159.2456 | 0.9662% | 7567178.1281 | 20901.6038 | 0.04016%
2055-11-28 15:50 | 12633869.6259 | 635645.281 | 11998224.345 |  | 12633869.6259 | 0.9875% | 11998224.345 |  | 11447977.9937 |  | 11447977.9937 | 0 | 12083623.2747 | 635645.281 | 0.9613% |  | 158275159.0742 | 0.9656% | 7572960.0307 | 20900.0389 | 0.04025%
2055-12-29 01:55 | 13007507.3287 | 603812.8323 | 12403694.4964 |  | 13007507.3287 | 0.9848% | 12403694.4964 |  | 11781565.5754 |  | 11781565.5754 | 0 | 12385378.4076 | 603812.8323 | 0.9606% |  | 158387258.3174 | 0.965% | 7578741.9333 | 20898.8853 | 0.04032%
2056-01-28 12:00 | 13163912.2819 | 599162.7351 | 12564749.5468 |  | 13163912.2819 | 0.9845% | 12564749.5468 |  | 11899936.0132 |  | 11899936.0132 | 0 | 12499098.7483 | 599162.7351 | 0.9607% |  | 158500495.8134 | 0.9643% | 7584531.0471 | 20897.8637 | 0.04038%
2056-02-27 22:05 | 12154425.6185 | 579256.8196 | 11575168.7989 |  | 12154425.6185 | 0.9846% | 11575168.7989 |  | 10965018.6161 |  | 10965018.6161 | 0 | 11544275.4356 | 579256.8196 | 0.9596% |  | 158604717.0253 | 0.9637% | 7590318.959 | 20895.659 | 0.0405%
2056-03-29 08:10 | 13350017.6566 | 683637.0819 | 12666380.5748 |  | 13350017.6566 | 0.9856% | 12666380.5748 |  | 12008285.2657 |  | 12008285.2657 | 0 | 12691922.3475 | 683637.0819 | 0.9586% |  | 158718739.514 | 0.9631% | 7596105.6691 | 20894.7514 | 0.04056%
2056-04-28 18:14 | 13744893.0391 | 743376.8419 | 13001516.1971 |  | 13744893.0391 | 0.9865% | 13001516.1971 |  | 12373958.3797 |  | 12373958.3797 | 0 | 13117335.2216 | 743376.8419 | 0.9581% |  | 158836168.5291 | 0.9624% | 7601891.1773 | 20894.2965 | 0.0406%
2056-05-29 04:19 | 15612006.2322 | 765699.6281 | 14846306.604 |  | 15612006.2322 | 0.9834% | 14846306.604 |  | 14165860.4135 |  | 14165860.4135 | 0 | 14931560.0417 | 765699.6281 | 0.9579% |  | 158970571.6366 | 0.9617% | 7607675.4836 | 20896.0769 | 0.04054%
2056-06-28 14:24 | 16324886.7666 | 797311.7929 | 15527574.9737 |  | 16324886.7666 | 0.9822% | 15527574.9737 |  | 14806264.3129 |  | 14806264.3129 | 0 | 15603576.1058 | 797311.7929 | 0.9568% |  | 159110895.8741 | 0.9609% | 7613458.5881 | 20898.6355 | 0.04045%
2056-07-29 00:29 | 17353680.0622 | 769705.5841 | 16583974.4782 |  | 17353680.0622 | 0.9792% | 16583974.4782 |  | 15776387.3662 |  | 15776387.3662 | 0 | 16546092.9503 | 769705.5841 | 0.9563% |  | 159260334.3741 | 0.96% | 7619240.4908 | 20902.3898 | 0.04031%
2056-08-28 10:34 | 17666612.4968 | 814325.0887 | 16852287.4081 |  | 17666612.4968 | 0.9797% | 16852287.4081 |  | 15985095.2692 |  | 15985095.2692 | 0 | 16799420.3579 | 814325.0887 | 0.9557% |  | 159411656.1422 | 0.9592% | 7625022.3934 | 20906.3853 | 0.04016%
2056-09-27 20:38 | 16266448.1325 | 784948.7435 | 15481499.3889 |  | 16266448.1325 | 0.9804% | 15481499.3889 |  | 14684656.0387 |  | 14684656.0387 | 0 | 15469604.7822 | 784948.7435 | 0.9549% |  | 159550550.2344 | 0.9584% | 7630804.296 | 20908.7462 | 0.04008%
2056-10-28 06:43 | 15252366.4553 | 718949.7447 | 14533416.7106 |  | 15252366.4553 | 0.9789% | 14533416.7106 |  | 13785815.109 |  | 13785815.109 | 0 | 14504764.8538 | 718949.7447 | 0.954% |  | 159680820.3533 | 0.9576% | 7636586.1987 | 20909.9742 | 0.04005%
2056-11-27 16:48 | 12757627.6912 | 644940.4103 | 12112687.2809 |  | 12757627.6912 | 0.9796% | 12112687.2809 |  | 11557050.8611 |  | 11557050.8611 | 0 | 12201991.2714 | 644940.4103 | 0.9528% |  | 159789893.2206 | 0.957% | 7642368.1013 | 20908.4267 | 0.04013%
2056-12-28 02:53 | 13134568.9334 | 612622.85 | 12521946.0834 |  | 13134568.9334 | 0.9768% | 12521946.0834 |  | 11893740.0027 |  | 11893740.0027 | 0 | 12506362.8527 | 612622.85 | 0.9521% |  | 159902067.648 | 0.9564% | 7648150.0039 | 20907.2871 | 0.0402%
2057-01-27 12:58 | 13292456.982 | 607902.2494 | 12684554.7326 |  | 13292456.982 | 0.9765% | 12684554.7326 |  | 12013249.3406 |  | 12013249.3406 | 0 | 12621151.5899 | 607902.2494 | 0.9522% |  | 160015380.9753 | 0.9558% | 7653939.1177 | 20906.2783 | 0.04027%
2057-02-26 23:02 | 12273130.1232 | 587711.8923 | 11685418.231 |  | 12273130.1232 | 0.9766% | 11685418.231 |  | 11069309.1014 |  | 11069309.1014 | 0 | 11657020.9937 | 587711.8923 | 0.9511% |  | 160119671.4606 | 0.9552% | 7659727.0296 | 20904.0963 | 0.04038%
2057-03-29 09:07 | 13480536.5274 | 693624.4885 | 12786912.0389 |  | 13480536.5274 | 0.9777% | 12786912.0389 |  | 12122382.7416 |  | 12122382.7416 | 0 | 12816007.2301 | 693624.4885 | 0.9502% |  | 160233768.9365 | 0.9545% | 7665513.7397 | 20903.2003 | 0.04044%
2057-04-28 19:12 | 13879411.1037 | 754247.0016 | 13125164.1021 |  | 13879411.1037 | 0.9787% | 13125164.1021 |  | 12491464.5226 |  | 12491464.5226 | 0 | 13245711.5241 | 754247.0016 | 0.9496% |  | 160351275.0795 | 0.9539% | 7671299.2479 | 20902.7532 | 0.04047%
2057-05-29 05:17 | 15764305.1403 | 776867.6802 | 14987437.46 |  | 15764305.1403 | 0.9755% | 14987437.46 |  | 14300353.3519 |  | 14300353.3519 | 0 | 15077221.0321 | 776867.6802 | 0.9494% |  | 160485768.0178 | 0.9531% | 7677083.5543 | 20904.5228 | 0.04042%
2057-06-28 15:22 | 16483946.1359 | 808925.9939 | 15675020.142 |  | 16483946.1359 | 0.9743% | 15675020.142 |  | 14946681.4865 |  | 14946681.4865 | 0 | 15755607.4804 | 808925.9939 | 0.9484% |  | 160626185.1913 | 0.9523% | 7682866.6587 | 20907.064 | 0.04033%
2057-07-29 01:26 | 17522229.2643 | 780873.377 | 16741355.8873 |  | 17522229.2643 | 0.9713% | 16741355.8873 |  | 15925925.0118 |  | 15925925.0118 | 0 | 16706798.3888 | 780873.377 | 0.9479% |  | 160775722.8369 | 0.9515% | 7688648.5614 | 20910.791 | 0.04019%
2057-08-28 11:31 | 17838302.2277 | 826165.404 | 17012136.8237 |  | 17838302.2277 | 0.9718% | 17012136.8237 |  | 16136517.0371 |  | 16136517.0371 | 0 | 16962682.4411 | 826165.404 | 0.9473% |  | 160927144.6048 | 0.9507% | 7694430.464 | 20914.7572 | 0.04004%
2057-09-27 21:36 | 16424639.4808 | 796404.2922 | 15628235.1885 |  | 16424639.4808 | 0.9725% | 15628235.1885 |  | 14823642.5299 |  | 14823642.5299 | 0 | 15620046.8221 | 796404.2922 | 0.9465% |  | 161066131.096 | 0.9499% | 7700212.3666 | 20917.1025 | 0.03997%
2057-10-28 07:41 | 15400472.6629 | 729439.3324 | 14671033.3305 |  | 15400472.6629 | 0.971% | 14671033.3305 |  | 13916172.2366 |  | 13916172.2366 | 0 | 14645611.569 | 729439.3324 | 0.9456% |  | 161196488.2236 | 0.9492% | 7705994.2693 | 20918.3244 | 0.03993%
2057-11-27 17:46 | 12881604.6267 | 654372.0215 | 12227232.6051 |  | 12881604.6267 | 0.9718% | 12227232.6051 |  | 11666196.5842 |  | 11666196.5842 | 0 | 12320568.6057 | 654372.0215 | 0.9444% |  | 161305633.9467 | 0.9486% | 7711776.1719 | 20916.794 | 0.04002%
2057-12-28 03:50 | 13261844.8975 | 621561.9791 | 12640282.9184 |  | 13261844.8975 | 0.969% | 12640282.9184 |  | 12005989.4255 |  | 12005989.4255 | 0 | 12627551.4046 | 621561.9791 | 0.9438% |  | 161417883.3695 | 0.948% | 7717558.0745 | 20915.6681 | 0.04009%
2058-01-27 13:55 | 13421216.1996 | 616769.8083 | 12804446.3913 |  | 13421216.1996 | 0.9687% | 12804446.3913 |  | 12126638.307 |  | 12126638.307 | 0 | 12743408.1153 | 616769.8083 | 0.9439% |  | 161531272.336 | 0.9473% | 7723347.1883 | 20914.6719 | 0.04015%
2058-02-27 | 12392037.8715 | 596290.9169 | 11795746.9547 |  | 12392037.8715 | 0.9688% | 11795746.9547 |  | 11173668.6755 |  | 11173668.6755 | 0 | 11769959.5924 | 596290.9169 | 0.9428% |  | 161635631.9101 | 0.9468% | 7729135.1002 | 20912.5122 | 0.04026%
2058-03-29 10:05 | 13611288.1714 | 703758.4218 | 12907529.7496 |  | 13611288.1714 | 0.9699% | 12907529.7496 |  | 12236554.9894 |  | 12236554.9894 | 0 | 12940313.4112 | 703758.4218 | 0.9418% |  | 161749804.1579 | 0.9461% | 7734921.8103 | 20911.6276 | 0.04032%
2058-04-28 20:10 | 14014176.9913 | 765276.7651 | 13248900.2262 |  | 14014176.9913 | 0.971% | 13248900.2262 |  | 12609047.5696 |  | 12609047.5696 | 0 | 13374324.3346 | 765276.7651 | 0.9413% |  | 161867387.2049 | 0.9455% | 7740707.3185 | 20911.1882 | 0.04035%
2058-05-29 06:14 | 15916868.7999 | 788199.3504 | 15128669.4496 |  | 15916868.7999 | 0.9678% | 15128669.4496 |  | 14434935.8846 |  | 14434935.8846 | 0 | 15223135.235 | 788199.3504 | 0.9411% |  | 162001969.7377 | 0.9448% | 7746491.6249 | 20912.9471 | 0.0403%
2058-06-28 16:19 | 16643280.2917 | 820710.1604 | 15822570.1312 |  | 16643280.2917 | 0.9666% | 15822570.1312 |  | 15087191.3395 |  | 15087191.3395 | 0 | 15907901.5 | 820710.1604 | 0.9401% |  | 162142479.5908 | 0.944% | 7752274.7293 | 20915.4713 | 0.04021%
2058-07-29 02:24 | 17691052.987 | 792204.0422 | 16898848.9448 |  | 17691052.987 | 0.9635% | 16898848.9448 |  | 16075561.5304 |  | 16075561.5304 | 0 | 16867765.5726 | 792204.0422 | 0.9396% |  | 162292116.1094 | 0.9432% | 7758056.632 | 20919.1714 | 0.04008%
2058-08-28 12:29 | 18010278.7537 | 838178.7191 | 17172100.0346 |  | 18010278.7537 | 0.9641% | 17172100.0346 |  | 16288038.5226 |  | 16288038.5226 | 0 | 17126217.2417 | 838178.7191 | 0.939% |  | 162443637.5949 | 0.9423% | 7763838.5346 | 20923.1087 | 0.03993%
2058-09-27 22:34 | 16583104.2898 | 808027.7561 | 15775076.5337 |  | 16583104.2898 | 0.9648% | 15775076.5337 |  | 14962721.1705 |  | 14962721.1705 | 0 | 15770748.9267 | 808027.7561 | 0.9382% |  | 162582716.2355 | 0.9416% | 7769620.4372 | 20925.4387 | 0.03985%
2058-10-28 08:38 | 15548831.7675 | 740082.6412 | 14808749.1263 |  | 15548831.7675 | 0.9633% | 14808749.1263 |  | 14046616.1442 |  | 14046616.1442 | 0 | 14786698.7854 | 740082.6412 | 0.9374% |  | 162713160.1431 | 0.9409% | 7775402.3399 | 20926.6547 | 0.03982%
2058-11-27 18:43 | 13005802.3403 | 663942.1255 | 12341860.2148 |  | 13005802.3403 | 0.9641% | 12341860.2148 |  | 11775414.9771 |  | 11775414.9771 | 0 | 12439357.1026 | 663942.1255 | 0.9362% |  | 162822378.536 | 0.9403% | 7781184.2425 | 20925.1411 | 0.03991%
2058-12-28 04:48 | 13389337.0141 | 630632.1189 | 12758704.8952 |  | 13389337.0141 | 0.9613% | 12758704.8952 |  | 12118313.6519 |  | 12118313.6519 | 0 | 12748945.7709 | 630632.1189 | 0.9356% |  | 162934702.7624 | 0.9397% | 7786966.1451 | 20924.0287 | 0.03997%
2059-01-27 14:53 | 13550191.712 | 625767.2949 | 12924424.417 |  | 13550191.712 | 0.961% | 12924424.417 |  | 12240102.717 |  | 12240102.717 | 0 | 12865870.0119 | 625767.2949 | 0.9357% |  | 163048167.1724 | 0.9391% | 7792755.2589 | 20923.0448 | 0.04003%
2059-02-27 00:58 | 12511150.5861 | 604995.7173 | 11906154.8688 |  | 12511150.5861 | 0.9612% | 11906154.8688 |  | 11278097.1509 |  | 11278097.1509 | 0 | 11883092.8681 | 604995.7173 | 0.9346% |  | 163152595.6477 | 0.9385% | 7798543.1708 | 20920.9069 | 0.04014%
2059-03-29 11:02 | 13742274.6276 | 714041.0392 | 13028233.5884 |  | 13742274.6276 | 0.9623% | 13028233.5884 |  | 12350801.7901 |  | 12350801.7901 | 0 | 13064842.8293 | 714041.0392 | 0.9337% |  | 163266842.4485 | 0.9379% | 7804329.8809 | 20920.0335 | 0.0402%
2059-04-28 21:07 | 14149192.9276 | 776468.4841 | 13372724.4434 |  | 14149192.9276 | 0.9634% | 13372724.4434 |  | 12726707.2931 |  | 12726707.2931 | 0 | 13503175.7772 | 776468.4841 | 0.9331% |  | 163384502.172 | 0.9373% | 7810115.3891 | 20919.6016 | 0.04023%
2059-05-29 07:12 | 16069699.4759 | 799697.0448 | 15270002.4311 |  | 16069699.4759 | 0.9602% | 15270002.4311 |  | 14569607.7715 |  | 14569607.7715 | 0 | 15369304.8163 | 799697.0448 | 0.933% |  | 163519174.0589 | 0.9365% | 7815899.6955 | 20921.3501 | 0.04018%
2059-06-28 17:17 | 16802891.5736 | 832666.7898 | 15970224.7838 |  | 16802891.5736 | 0.959% | 15970224.7838 |  | 15227793.6112 |  | 15227793.6112 | 0 | 16060460.401 | 832666.7898 | 0.9319% |  | 163659776.3306 | 0.9358% | 7821682.7999 | 20923.8575 | 0.0401%
2059-07-29 03:22 | 17860153.442 | 803699.9655 | 17056453.4766 |  | 17860153.442 | 0.9559% | 17056453.4766 |  | 16225296.645 |  | 16225296.645 | 0 | 17028996.6105 | 803699.9655 | 0.9314% |  | 163809511.4452 | 0.935% | 7827464.7026 | 20927.5312 | 0.03996%
2059-08-28 13:26 | 18182544.4424 | 850367.5722 | 17332176.8702 |  | 18182544.4424 | 0.9565% | 17332176.8702 |  | 16439659.4388 |  | 16439659.4388 | 0 | 17290027.011 | 850367.5722 | 0.9309% |  | 163961132.3614 | 0.9342% | 7833246.6052 | 20931.4401 | 0.03982%
2059-09-27 23:31 | 16741844.8904 | 819821.6058 | 15922023.2846 |  | 16741844.8904 | 0.9572% | 15922023.2846 |  | 15101891.7069 |  | 15101891.7069 | 0 | 15921713.3126 | 819821.6058 | 0.9301% |  | 164100302.8977 | 0.9334% | 7839028.5078 | 20933.7551 | 0.03974%
2059-10-28 09:36 | 15697445.9023 | 750881.9324 | 14946563.9699 |  | 15697445.9023 | 0.9558% | 14946563.9699 |  | 14177146.5991 |  | 14177146.5991 | 0 | 14928028.5315 | 750881.9324 | 0.9293% |  | 164230833.3526 | 0.9327% | 7844810.4105 | 20934.9653 | 0.03971%
2059-11-27 19:41 | 13130222.7679 | 673652.7631 | 12456570.0048 |  | 13130222.7679 | 0.9567% | 12456570.0048 |  | 11884705.8505 |  | 11884705.8505 | 0 | 12558358.6136 | 673652.7631 | 0.9281% |  | 164340124.226 | 0.9321% | 7850592.3131 | 20933.4682 | 0.03979%
2059-12-28 05:46 | 13517047.1025 | 639835.1968 | 12877211.9057 |  | 13517047.1025 | 0.9538% | 12877211.9057 |  | 12230712.4868 |  | 12230712.4868 | 0 | 12870547.6835 | 639835.1968 | 0.9275% |  | 164452523.0609 | 0.9316% | 7856374.2157 | 20932.3689 | 0.03986%
2060-01-27 15:50 | 13679385.3223 | 634896.6203 | 13044488.702 |  | 13679385.3223 | 0.9534% | 13044488.702 |  | 12353642.3717 |  | 12353642.3717 | 0 | 12988538.992 | 634896.6203 | 0.9276% |  | 164566062.7155 | 0.9309% | 7862163.3295 | 20931.3971 | 0.03992%
2060-02-27 01:55 | 12630470.0146 | 613828.1444 | 12016641.8702 |  | 12630470.0146 | 0.9537% | 12016641.8702 |  | 11382594.3364 |  | 11382594.3364 | 0 | 11996422.4808 | 613828.1444 | 0.9265% |  | 164670559.9011 | 0.9304% | 7867951.2414 | 20929.2807 | 0.04003%
2060-03-28 12:00 | 13873497.9648 | 724474.5302 | 13149023.4347 |  | 13873497.9648 | 0.9549% | 13149023.4347 |  | 12465122.9211 |  | 12465122.9211 | 0 | 13189597.4513 | 724474.5302 | 0.9256% |  | 164784881.0321 | 0.9298% | 7873737.9515 | 20928.4182 | 0.04008%
2060-04-27 22:05 | 14284461.1708 | 787824.5451 | 13496636.6256 |  | 14284461.1708 | 0.956% | 13496636.6256 |  | 12844443.4619 |  | 12844443.4619 | 0 | 13632268.0071 | 787824.5451 | 0.9251% |  | 164902617.2009 | 0.9292% | 7879523.4597 | 20927.9937 | 0.04012%
2060-05-28 08:10 | 16222799.4656 | 811363.2053 | 15411436.2604 |  | 16222799.4656 | 0.9527% | 15411436.2604 |  | 14704368.7681 |  | 14704368.7681 | 0 | 15515731.9734 | 811363.2053 | 0.9249% |  | 165037378.1975 | 0.9285% | 7885307.7661 | 20929.732 | 0.04006%
2060-06-27 18:14 | 16962782.3554 | 844798.4161 | 16117983.9393 |  | 16962782.3554 | 0.9516% | 16117983.9393 |  | 15368488.0363 |  | 15368488.0363 | 0 | 16213286.4524 | 844798.4161 | 0.9239% |  | 165178072.6225 | 0.9277% | 7891090.8705 | 20932.2228 | 0.03998%
2060-07-28 04:19 | 18029532.8733 | 815363.568 | 17214169.3053 |  | 18029532.8733 | 0.9484% | 17214169.3053 |  | 16375130.0738 |  | 16375130.0738 | 0 | 17190493.6418 | 815363.568 | 0.9235% |  | 165327906.0514 | 0.9269% | 7896872.7732 | 20935.8705 | 0.03985%
2060-08-27 14:24 | 18355101.6958 | 862734.5392 | 17492367.1566 |  | 18355101.6958 | 0.949% | 17492367.1566 |  | 16591379.4939 |  | 16591379.4939 | 0 | 17454114.0331 | 862734.5392 | 0.9229% |  | 165479626.1065 | 0.9261% | 7902654.6758 | 20939.7516 | 0.03971%
2060-09-27 00:29 | 16900863.6474 | 831788.3482 | 16069075.2992 |  | 16900863.6474 | 0.9498% | 16069075.2992 |  | 15241153.8808 |  | 15241153.8808 | 0 | 16072942.229 | 831788.3482 | 0.9222% |  | 165618888.2805 | 0.9254% | 7908436.5784 | 20942.0518 | 0.03963%
2060-10-27 10:34 | 15846317.2315 | 761839.5007 | 15084477.7308 |  | 15846317.2315 | 0.9484% | 15084477.7308 |  | 14307763.3648 |  | 14307763.3648 | 0 | 15069602.8655 | 761839.5007 | 0.9213% |  | 165749505.0461 | 0.9247% | 7914218.4811 | 20943.2562 | 0.0396%
2060-11-26 20:38 | 13254867.8734 | 683506.0051 | 12571361.8683 |  | 13254867.8734 | 0.9493% | 12571361.8683 |  | 11994069.0119 |  | 11994069.0119 | 0 | 12677575.017 | 683506.0051 | 0.9202% |  | 165858868.2075 | 0.9241% | 7920000.3837 | 20941.7753 | 0.03968%
2060-12-27 06:43 | 13644977.0081 | 649173.1684 | 12995803.8396 |  | 13644977.0081 | 0.9464% | 12995803.8396 |  | 12343185.7316 |  | 12343185.7316 | 0 | 12992358.9 | 649173.1684 | 0.9196% |  | 165971341.4523 | 0.9236% | 7925782.2863 | 20940.6889 | 0.03975%
2061-01-26 16:48 | 13808798.8598 | 644159.7237 | 13164639.1361 |  | 13808798.8598 | 0.946% | 13164639.1361 |  | 12467257.0686 |  | 12467257.0686 | 0 | 13111416.7923 | 644159.7237 | 0.9197% |  | 166084956.1493 | 0.923% | 7931571.4001 | 20939.7291 | 0.03981%
2061-02-26 02:53 | 12749997.9302 | 622790.0764 | 12127207.8538 |  | 12749997.9302 | 0.9463% | 12127207.8538 |  | 11487160.0381 |  | 11487160.0381 | 0 | 12109950.1145 | 622790.0764 | 0.9186% |  | 166189521.851 | 0.9224% | 7937359.312 | 20937.6337 | 0.03991%
2061-03-28 12:58 | 14004960.2818 | 735061.1164 | 13269899.1654 |  | 14004960.2818 | 0.9476% | 13269899.1654 |  | 12579518.1559 |  | 12579518.1559 | 0 | 13314579.2724 | 735061.1164 | 0.9177% |  | 166303917.0858 | 0.9218% | 7943146.0221 | 20936.7821 | 0.03996%
2061-04-27 23:02 | 14419984.012 | 799347.3698 | 13620636.6422 |  | 14419984.012 | 0.9487% | 13620636.6422 |  | 12962255.8408 |  | 12962255.8408 | 0 | 13761603.2106 | 799347.3698 | 0.9172% |  | 166421729.4647 | 0.9212% | 7948931.5303 | 20936.3647 | 0.04%
2061-05-28 09:07 | 16376171.1001 | 823200.3097 | 15552970.7904 |  | 16376171.1001 | 0.9454% | 15552970.7904 |  | 14839218.6259 |  | 14839218.6259 | 0 | 15662418.9356 | 823200.3097 | 0.9171% |  | 166556579.3225 | 0.9205% | 7954715.8367 | 20938.0929 | 0.03995%
2061-06-27 19:12 | 17122955.0453 | 857107.6107 | 16265847.4345 |  | 17122955.0453 | 0.9443% | 16265847.4345 |  | 15509274.345 |  | 15509274.345 | 0 | 16366381.9557 | 857107.6107 | 0.9161% |  | 166697365.6312 | 0.9198% | 7960498.9412 | 20940.5675 | 0.03987%
2061-07-28 05:17 | 18199193.5568 | 827197.3064 | 17371996.2505 |  | 18199193.5568 | 0.941% | 17371996.2505 |  | 16525061.5305 |  | 16525061.5305 | 0 | 17352258.8369 | 827197.3064 | 0.9156% |  | 166847297.0879 | 0.919% | 7966280.8438 | 20944.1897 | 0.03974%
2061-08-27 15:22 | 18527952.9507 | 875282.2337 | 17652670.717 |  | 18527952.9507 | 0.9417% | 17652670.717 |  | 16743198.3915 |  | 16743198.3915 | 0 | 17618480.6252 | 875282.2337 | 0.915% |  | 166999115.9855 | 0.9182% | 7972062.7464 | 20948.0433 | 0.0396%
2061-09-27 01:26 | 17060162.9599 | 843930.5274 | 16216232.4325 |  | 17060162.9599 | 0.9426% | 16216232.4325 |  | 15380507.4299 |  | 15380507.4299 | 0 | 16224437.9573 | 843930.5274 | 0.9143% |  | 167138469.5346 | 0.9175% | 7977844.649 | 20950.3289 | 0.03952%
2061-10-27 11:31 | 15995447.9505 | 772957.6746 | 15222490.2759 |  | 15995447.9505 | 0.9411% | 15222490.2759 |  | 14438466.2007 |  | 14438466.2007 | 0 | 15211423.8753 | 772957.6746 | 0.9135% |  | 167269172.3704 | 0.9168% | 7983626.5517 | 20951.5276 | 0.03949%
2061-11-26 21:36 | 13379739.6493 | 693503.9531 | 12686235.6962 |  | 13379739.6493 | 0.9421% | 12686235.6962 |  | 12103504.2655 |  | 12103504.2655 | 0 | 12797008.2186 | 693503.9531 | 0.9124% |  | 167378607.624 | 0.9163% | 7989408.4543 | 20950.0626 | 0.03957%
2061-12-27 07:41 | 13773128.6033 | 658648.0186 | 13114480.5847 |  | 13773128.6033 | 0.9392% | 13114480.5847 |  | 12455733.1844 |  | 12455733.1844 | 0 | 13114381.203 | 658648.0186 | 0.9118% |  | 167491155.0768 | 0.9157% | 7995190.3569 | 20948.989 | 0.03964%
2062-01-26 17:46 | 13938434.1803 | 653558.5728 | 13284875.6075 |  | 13938434.1803 | 0.9388% | 13284875.6075 |  | 12580946.6022 |  | 12580946.6022 | 0 | 13234505.175 | 653558.5728 | 0.9119% |  | 167604844.6104 | 0.9151% | 8000979.4707 | 20948.0408 | 0.03969%
2062-02-26 03:50 | 12869736.1317 | 631883.4192 | 12237852.7124 |  | 12869736.1317 | 0.9391% | 12237852.7124 |  | 11591794.0586 |  | 11591794.0586 | 0 | 12223677.4778 | 631883.4192 | 0.9109% |  | 167709478.6308 | 0.9146% | 8006767.3826 | 20945.9662 | 0.0398%
2062-03-28 13:55 | 14136663.7078 | 745803.0525 | 13390860.6554 |  | 14136663.7078 | 0.9404% | 13390860.6554 |  | 12693987.2645 |  | 12693987.2645 | 0 | 13439790.317 | 745803.0525 | 0.91% |  | 167823947.7394 | 0.914% | 8012554.0927 | 20945.1251 | 0.03985%
2062-04-28 | 14555763.7758 | 811039.4155 | 13744724.3603 |  | 14555763.7758 | 0.9416% | 13744724.3603 |  | 13080144.1907 |  | 13080144.1907 | 0 | 13891183.6062 | 811039.4155 | 0.9095% |  | 167941836.0892 | 0.9134% | 8018339.6009 | 20944.7148 | 0.03988%
2062-05-28 10:05 | 16529816.7439 | 835210.8724 | 15694605.8715 |  | 16529816.7439 | 0.9382% | 15694605.8715 |  | 14974157.0922 |  | 14974157.0922 | 0 | 15809367.9645 | 835210.8724 | 0.9093% |  | 168076774.5555 | 0.9127% | 8024123.9073 | 20946.4331 | 0.03983%
2062-06-27 20:10 | 17283412.0863 | 869596.9831 | 16413815.1032 |  | 17283412.0863 | 0.9371% | 16413815.1032 |  | 15650152.2631 |  | 15650152.2631 | 0 | 16519749.2462 | 869596.9831 | 0.9083% |  | 168217652.4737 | 0.912% | 8029907.0118 | 20948.8917 | 0.03975%
2062-07-28 06:14 | 18369137.8018 | 839203.6734 | 17529934.1284 |  | 18369137.8018 | 0.9338% | 17529934.1284 |  | 16675090.7239 |  | 16675090.7239 | 0 | 17514294.3973 | 839203.6734 | 0.9079% |  | 168367681.6671 | 0.9112% | 8035688.9144 | 20952.4888 | 0.03962%
2062-08-27 16:19 | 18701100.6791 | 888013.3079 | 17813087.3712 |  | 18701100.6791 | 0.9345% | 17813087.3712 |  | 16895115.8301 |  | 16895115.8301 | 0 | 17783129.138 | 888013.3079 | 0.9073% |  | 168519599.1056 | 0.9105% | 8041470.817 | 20956.3154 | 0.03949%
2062-09-27 02:24 | 17219745.2619 | 856250.7251 | 16363494.5368 |  | 17219745.2619 | 0.9354% | 16363494.5368 |  | 15519952.0872 |  | 15519952.0872 | 0 | 16376202.8123 | 856250.7251 | 0.9066% |  | 168659043.763 | 0.9098% | 8047252.7196 | 20958.5867 | 0.03942%
2062-10-27 12:29 | 16144840.2868 | 784238.817 | 15360601.4698 |  | 16144840.2868 | 0.934% | 15360601.4698 |  | 14569254.862 |  | 14569254.862 | 0 | 15353493.679 | 784238.817 | 0.9058% |  | 168789832.4243 | 0.9091% | 8053034.6223 | 20959.7798 | 0.03939%
2062-11-26 22:34 | 13504840.117 | 703648.7396 | 12801191.3775 |  | 13504840.117 | 0.935% | 12801191.3775 |  | 12213011.4121 |  | 12213011.4121 | 0 | 12916660.1517 | 703648.7396 | 0.9048% |  | 168899339.571 | 0.9086% | 8058816.5249 | 20958.3304 | 0.03946%
2062-12-27 08:38 | 13901503.7876 | 668261.7611 | 13233242.0265 |  | 13901503.7876 | 0.9321% | 13233242.0265 |  | 12568354.64 |  | 12568354.64 | 0 | 13236616.4011 | 668261.7611 | 0.9042% |  | 169011961.0265 | 0.908% | 8064598.4275 | 20957.2693 | 0.03953%
2063-01-26 18:43 | 14068293.1664 | 663095.1645 | 13405198.0019 |  | 14068293.1664 | 0.9317% | 13405198.0019 |  | 12694710.763 |  | 12694710.763 | 0 | 13357805.9274 | 663095.1645 | 0.9043% |  | 169125725.1874 | 0.9074% | 8070387.5413 | 20956.3326 | 0.03958%
2063-02-26 04:48 | 12989686.4439 | 641110.1069 | 12348576.337 |  | 12989686.4439 | 0.932% | 12348576.337 |  | 11696496.197 |  | 11696496.197 | 0 | 12337606.3039 | 641110.1069 | 0.9032% |  | 169230427.3258 | 0.9069% | 8076175.4532 | 20954.2782 | 0.03968%
2063-03-28 14:53 | 14268610.4033 | 756702.6262 | 13511907.7771 |  | 14268610.4033 | 0.9334% | 13511907.7771 |  | 12808530.0127 |  | 12808530.0127 | 0 | 13565232.6389 | 756702.6262 | 0.9023% |  | 169344970.0741 | 0.9063% | 8081962.1633 | 20953.4475 | 0.03973%
2063-04-28 00:58 | 14691802.8206 | 822903.1762 | 13868899.6444 |  | 14691802.8206 | 0.9346% | 13868899.6444 |  | 13198108.2685 |  | 13198108.2685 | 0 | 14021011.4447 | 822903.1762 | 0.9019% |  | 169462934.1519 | 0.9057% | 8087747.6715 | 20953.0442 | 0.03977%
2063-05-28 11:02 | 16683738.7962 | 847397.4448 | 15836341.3514 |  | 16683738.7962 | 0.9312% | 15836341.3514 |  | 15109183.91 |  | 15109183.91 | 0 | 15956581.3548 | 847397.4448 | 0.9017% |  | 169597960.9697 | 0.9051% | 8093531.9779 | 20954.7527 | 0.03972%
2063-06-27 21:07 | 17444155.9572 | 882269.181 | 16561886.7761 |  | 17444155.9572 | 0.93% | 16561886.7761 |  | 15791121.512 |  | 15791121.512 | 0 | 16673390.693 | 882269.181 | 0.9008% |  | 169738930.2186 | 0.9044% | 8099315.0824 | 20957.1956 | 0.03964%
2063-07-28 07:12 | 18539367.9508 | 851385.1986 | 17687982.7522 |  | 18539367.9508 | 0.9267% | 17687982.7522 |  | 16825217.358 |  | 16825217.358 | 0 | 17676602.5566 | 851385.1986 | 0.9003% |  | 169889056.8527 | 0.9036% | 8105096.985 | 20960.7679 | 0.03951%
2063-08-27 17:17 | 18874547.389 | 900930.4531 | 17973616.9358 |  | 18874547.389 | 0.9275% | 17973616.9358 |  | 17047131.5032 |  | 17047131.5032 | 0 | 17948061.9563 | 900930.4531 | 0.8998% |  | 170041072.5258 | 0.9028% | 8110878.8876 | 20964.5681 | 0.03938%
2063-09-27 03:22 | 17379613.0226 | 868751.5608 | 16510861.4618 |  | 17379613.0226 | 0.9284% | 16510861.4618 |  | 15659487.5815 |  | 15659487.5815 | 0 | 16528239.1422 | 868751.5608 | 0.8991% |  | 170180608.02 | 0.9022% | 8116660.7902 | 20966.8252 | 0.03931%
2063-10-27 13:26 | 16294496.5 | 795685.3256 | 15498811.1744 |  | 16294496.5 | 0.927% | 15498811.1744 |  | 14700129.1001 |  | 14700129.1001 | 0 | 15495814.4257 | 795685.3256 | 0.8983% |  | 170311482.2581 | 0.9015% | 8122442.6929 | 20968.0128 | 0.03928%
2063-11-26 23:31 | 13630171.3276 | 713942.5287 | 12916228.7989 |  | 13630171.3276 | 0.928% | 12916228.7989 |  | 12322590.2494 |  | 12322590.2494 | 0 | 13036532.7781 | 713942.5287 | 0.8972% |  | 170421061.0953 | 0.901% | 8128224.5955 | 20966.5788 | 0.03936%
2063-12-27 09:36 | 14030104.488 | 678016.4398 | 13352088.0483 |  | 14030104.488 | 0.9251% | 13352088.0483 |  | 12681049.8896 |  | 12681049.8896 | 0 | 13359066.3293 | 678016.4398 | 0.8967% |  | 170533756.3449 | 0.9004% | 8134006.4981 | 20965.5299 | 0.03942%
[9 empty] | Retail Delivered | % Change | W/N Retail Delivered | % Change | Total Delivered | Wholesale
| Calendar NEL | Wholesale NEL | Retail NEL |  |  |  |  | 2007 | 105274631.346 |  | 105013790.9233 |  |  |  |  | 105013.7909
2008 | 111100357 | 1005727.1828 | 110094629.8172 | -1197879.5279 | 112298236.5279 |  | 111292509.3451 | 2008 | 102749430.463 | -2.399% | 103860476.3968 | -1.098% | 103740787.228 |  |  | 103860.4764
2009 | 111237416 | 1176712.3457 | 110060703.6543 | 2182061.4652 | 109055354.5348 | -2.888% | 107878642.1891 | 2009 | 102762241.563 | 0.01247% | 100734123.2917 | -3.01% | 103923413.524 |  |  | 100734.1233
2010 | 114603532.5 | 2160570.9581 | 112442961.5419 | 3898943.2944 | 110704589.2056 | 1.512% | 108544018.2475 | 2010 | 105003375.517 | 2.181% | 101400074.2876 | 0.6611% | 107148747.877 | 2145372.33 |  | 101400.0743
2011 | 111542271.5 | 2171052.3128 | 109371219.1872 | 2075014.0151 | 109467257.4849 | -1.118% | 107296205.172 | 2011 | 103557642.195 | -1.377% | 101569361.1882 | 0.1669% | 105721576.062 | 2163934.385 |  | 101569.3612
2012 | 110865505 | 2244008.3846 | 108621496.6154 | -770102.3277 | 111635607.3277 | 1.981% | 109391598.9431 | 2012 | 102127929.5572 | -1.381% | 102853385.0998 | 1.264% | 104370119.4127 | 2242190.279 |  | 102853.3851
2013 | 111655211 | 2152457.8547 | 109502753.1453 | -150976.278 | 111806187.278 | 0.1528% | 109653729.4233 | 2013 | 103058588.6324 | 0.9113% | 103198401.7835 | 0.3354% | 105211467.6614 | 2152879.029 |  | 103198.4018
2014 | 115963089 | 5597231.3937 | 110365857.6063 | -439469.8672 | 116402558.8672 | 4.111% | 110805327.4734 | 2014 | 104431097.1277 | 1.332% | 104849039.962 | 1.599% | 110030573.4667 | 5599476.339 |  | 104849.04
2015 | 119963512.7395 | 6413783.9237 | 113549728.8158 | 2465651.4266 | 117497861.3129 | 0.941% | 111084077.3892 | 2015 | 107852743.8418 | 3.276% | 105502722.71 | 0.6235% | 114266537.9806 | 6413794.1388 |  | 105502.7227
2016 | 119624759.6915 | 6535642.639 | 113089117.0526 | 0 | 119624759.6915 | 1.81% | 113089117.0526 | 2016 | 107428768.0959 | -0.3931% | 107428768.0959 | 1.826% | 113964410.7348 | 6535642.639 |  | 107428.7681
2017 | 118831903.2927 | 5947872.7772 | 112884030.5156 | 0 | 118831903.2927 | -0.6628% | 112884030.5156 | 2017 | 107261282.8588 | -0.1559% | 107261282.8588 | -0.1559% | 113209155.636 | 5947872.7772 |  | 107261.2829
2018 | 119562964.2862 | 6017997.7079 | 113544966.5783 | 0 | 119562964.2862 | 0.6152% | 113544966.5783 | 2018 | 107887888.0521 | 0.5842% | 107887888.0521 | 0.5842% | 113905885.76 | 6017997.7079 |  | 107887.8881
2019 | 120277084.0159 | 6089032.4415 | 114188051.5744 | 0 | 120277084.0159 | 0.5973% | 114188051.5744 | 2019 | 108496611.1148 | 0.5642% | 108496611.1148 | 0.5642% | 114586123.5563 | 6089512.4415 |  | 108496.6111
2020 | 121585152.666 | 6161568.0983 | 115423584.5677 | 0 | 121585152.666 | 1.088% | 115423584.5677 | 2020 | 109670195.4738 | 1.082% | 109670195.4738 | 1.082% | 115831763.5721 | 6161568.0983 |  | 109670.1955
2021 | 121781986.7273 | 5643089.0142 | 116138897.7131 | 0 | 121781986.7273 | 0.1619% | 116138897.7131 | 2021 | 110376538.3826 | 0.6441% | 110376538.3826 | 0.6441% | 116019627.3969 | 5643089.0142 |  | 110376.5384
2022 | 121965696.0795 | 5207495.7531 | 116758200.3265 | 0 | 121965696.0795 | 0.1509% | 116758200.3265 | 2022 | 110987184.4319 | 0.5532% | 110987184.4319 | 0.5532% | 116194680.1849 | 5207495.7531 |  | 110987.1844
2023 | 122767655.4405 | 5283259.1097 | 117484396.3308 | 0 | 122767655.4405 | 0.6575% | 117484396.3308 | 2023 | 111675436.8175 | 0.6201% | 111675436.8175 | 0.6201% | 116958695.9272 | 5283259.1097 |  | 111675.4368
2024 | 123636564.4287 | 5359978.0973 | 118276586.3314 | 0 | 123636564.4287 | 0.7078% | 118276586.3314 | 2024 | 112425820.8252 | 0.6719% | 112425820.8252 | 0.6719% | 117785798.9225 | 5359978.0973 |  | 112425.8208
2025 | 124463005.3119 | 5437756.9845 | 119025248.3274 | 0 | 124463005.3119 | 0.6684% | 119025248.3274 | 2025 | 113136247.1551 | 0.6319% | 113136247.1551 | 0.6319% | 118574004.1396 | 5437756.9845 |  | 113136.2472
2026 | 125830815.6531 | 5516892.2695 | 120313923.3836 | 0 | 125830815.6531 | 1.099% | 120313923.3836 | 2026 | 114360282.0644 | 1.082% | 114360282.0644 | 1.082% | 119877174.3339 | 5516892.2695 |  | 114360.2821
2027 | 127182784.3605 | 5597184.695 | 121585599.6655 | 0 | 127182784.3605 | 1.074% | 121585599.6655 | 2027 | 115567765.2743 | 1.056% | 115567765.2743 | 1.056% | 121164949.9692 | 5597184.695 |  | 115567.7653
2028 | 128994833.7037 | 5678651.2507 | 123316182.453 | 0 | 128994833.7037 | 1.425% | 123316182.453 | 2028 | 117212032.6156 | 1.423% | 117212032.6156 | 1.423% | 122890683.8663 | 5678651.2507 |  | 117212.0326
2029 | 130940144.3334 | 5761309.1766 | 125178835.1568 | 0 | 130940144.3334 | 1.508% | 125178835.1568 | 2029 | 118983517.045 | 1.511% | 118983517.045 | 1.511% | 124744826.2216 | 5761309.1766 |  | 118983.517
2030 | 133247203.4692 | 5845175.9667 | 127402027.5025 | 0 | 133247203.4692 | 1.762% | 127402027.5025 | 2030 | 121097517.1814 | 1.777% | 121097517.1814 | 1.777% | 126942693.148 | 5845175.9667 |  | 121097.5172
2031 | 135111346.8654 | 5930269.3727 | 129181077.4926 | 0 | 135111346.8654 | 1.399% | 129181077.4926 | 2031 | 122788292.2672 | 1.396% | 122788292.2672 | 1.396% | 128718561.64 | 5930269.3727 |  | 122788.2923
2032 | 137076151.0463 | 6016607.4081 | 131059543.6382 | 0 | 137076151.0463 | 1.454% | 131059543.6382 | 2032 | 124572983.5259 | 1.453% | 124572983.5259 | 1.453% | 130589590.934 | 6016607.4081 |  | 124572.9835
2033 | 138119807.5383 | 6104208.3517 | 132015599.1866 | 0 | 138119807.5383 | 0.7614% | 132015599.1866 | 2033 | 125480259.3046 | 0.7283% | 125480259.3046 | 0.7283% | 131584467.6563 | 6104208.3517 |  | 125480.2593
2034 | 139688168.0463 | 6193090.7516 | 133495077.2947 | 0 | 139688168.0463 | 1.136% | 133495077.2947 | 2034 | 126885668.4703 | 1.12% | 126885668.4703 | 1.12% | 133078759.2219 | 6193090.7516 |  | 126885.6685
2035 | 141446629.5592 | 6283273.4294 | 135163356.1298 | 0 | 141446629.5592 | 1.259% | 135163356.1298 | 2035 | 128470793.1886 | 1.249% | 128470793.1886 | 1.249% | 134754066.618 | 6283273.4294 |  | 128470.7932
2036 | 143024923.6647 | 6374775.4841 | 136650148.1806 | 0 | 143024923.6647 | 1.116% | 136650148.1806 | 2036 | 129881941.852 | 1.098% | 129881941.852 | 1.098% | 136256717.3361 | 6374775.4841 |  | 129881.9419
2037 | 144233500.5756 | 6467616.2962 | 137765884.2794 | 0 | 144233500.5756 | 0.845% | 137765884.2794 | 2037 | 130941392.3159 | 0.8157% | 130941392.3159 | 0.8157% | 137409008.6121 | 6467616.2962 |  | 130941.3923
2038 | 145885208.954 | 6561815.5317 | 139323393.4223 | 0 | 145885208.954 | 1.145% | 139323393.4223 | 2038 | 132420799.9492 | 1.13% | 132420799.9492 | 1.13% | 138982615.4809 | 6561815.5317 |  | 132420.7999
2039 | 147619563.5329 | 6657393.1468 | 140962170.3861 | 0 | 147619563.5329 | 1.189% | 140962170.3861 | 2039 | 133977499.7164 | 1.176% | 133977499.7164 | 1.176% | 140634892.8632 | 6657393.1468 |  | 133977.4997
2040 | 149622201.7223 | 6754369.3916 | 142867832.3307 | 0 | 149622201.7223 | 1.357% | 142867832.3307 | 2040 | 135787600.3883 | 1.351% | 135787600.3883 | 1.351% | 142541969.7799 | 6754369.3916 |  | 135787.6004
2041 | 151299380.4837 | 6852764.8148 | 144446615.669 | 0 | 151299380.4837 | 1.121% | 144446615.669 | 2041 | 137287017.0596 | 1.104% | 137287017.0596 | 1.104% | 144139781.8744 | 6852764.8148 |  | 137287.0171
2042 | 152979164.5431 | 6952600.268 | 146026564.2751 | 0 | 152979164.5431 | 1.11% | 146026564.2751 | 2042 | 138787475.7782 | 1.093% | 138787475.7782 | 1.093% | 145740076.0462 | 6952600.268 |  | 138787.4758
2043 | 154661573.9085 | 7053896.9105 | 147607676.9981 | 0 | 154661573.9085 | 1.1% | 147607676.9981 | 2043 | 140288974.4473 | 1.082% | 140288974.4473 | 1.082% | 147342871.3578 | 7053896.9105 |  | 140288.9744
2044 | 156346628.876 | 7156676.213 | 149189952.6629 | 0 | 156346628.876 | 1.09% | 149189952.6629 | 2044 | 141791510.9326 | 1.071% | 141791510.9326 | 1.071% | 148948187.1456 | 7156676.213 |  | 141791.5109
2045 | 158034350.0335 | 7260959.9634 | 150773390.0702 | 0 | 158034350.0335 | 1.079% | 150773390.0702 | 2045 | 143295083.0613 | 1.06% | 143295083.0613 | 1.06% | 150556043.0246 | 7260959.9634 |  | 143295.0831
2046 | 159724758.2657 | 7366770.2703 | 152357987.9954 | 0 | 159724758.2657 | 1.07% | 152357987.9954 | 2046 | 144799688.6218 | 1.05% | 144799688.6218 | 1.05% | 152166458.8921 | 7366770.2703 |  | 144799.6886
2047 | 161417874.758 | 7474129.5687 | 153943745.1894 | 0 | 161417874.758 | 1.06% | 153943745.1894 | 2047 | 146305325.3634 | 1.04% | 146305325.3634 | 1.04% | 153779454.9321 | 7474129.5687 |  | 146305.3254
2048 | 163113721.0014 | 7583060.6242 | 155530660.3772 | 0 | 163113721.0014 | 1.051% | 155530660.3772 | 2048 | 147811990.9954 | 1.03% | 147811990.9954 | 1.03% | 155395051.6196 | 7583060.6242 |  | 147811.991
2049 | 164812318.7966 | 7693586.5382 | 157118732.2583 | 0 | 164812318.7966 | 1.041% | 157118732.2583 | 2049 | 149319683.1868 | 1.02% | 149319683.1868 | 1.02% | 157013269.725 | 7693586.5382 |  | 149319.6832
2050 | 166513690.2592 | 7805730.7529 | 158707959.5063 | 0 | 166513690.2592 | 1.032% | 158707959.5063 | 2050 | 150828399.5655 | 1.01% | 150828399.5655 | 1.01% | 158634130.3183 | 7805730.7529 |  | 150828.3996
2051 | 168217857.8241 | 7919517.0559 | 160298340.7682 | 0 | 168217857.8241 | 1.023% | 160298340.7682 | 2051 | 152338137.7182 | 1.001% | 152338137.7182 | 1.001% | 160257654.7741 | 7919517.0559 |  | 152338.1377
2052 | 169924844.2502 | 8034969.586 | 161889874.6643 | 0 | 169924844.2502 | 1.015% | 161889874.6643 | 2052 | 153848895.1894 | 0.9917% | 153848895.1894 | 0.9917% | 161883864.7753 | 8034969.586 |  | 153848.8952
2053 | 171634672.6256 | 8152112.8377 | 163482559.7879 | 0 | 171634672.6256 | 1.006% | 163482559.7879 | 2053 | 155360669.481 | 0.9826% | 155360669.481 | 0.9826% | 163512782.3187 | 8152112.8377 |  | 155360.6695
2054
2055
2056
2057
2058
2059
2060
2061
2062
2063

## Table Customers
OPC 010436
FPL RC-16
TOTAL AVERAGE CUSTOMERS
AVERAGE ANNUAL GROWTH
| HISTORY (1980 to 2015) |  |  |  | 74030.8484 | 2.259%
| HISTORY (1990 to 2015) |  |  |  | 64689.441 | 1.603%
| Based on 2015 TYSP (2016 to 2025) |  |  |  | 66690.2164 | 1.297%
| Based on Current Forecast (2016 to 2025) |  |  |  | 71601.2072 | 1.397%
HISTORY
Growth
[5 empty] | Absolute |  | %
| 1980 |  | 2184973.5833
| 1981 |  | 2285187.4167 |  | 100213.8333 |  | 4.587%
| 1982 |  | 2358166.9167 |  | 72979.5 |  | 3.194%
| 1983 |  | 2429687.6667 |  | 71520.75 |  | 3.033%
| 1984 |  | 2520523.0833 |  | 90835.4167 |  | 3.739%
| 1985 |  | 2617556.0833 |  | 97033 |  | 3.85%
| 1986 |  | 2723555.3333 |  | 105999.25 |  | 4.05%
| 1987 |  | 2840206.5833 |  | 116651.25 |  | 4.283%
| 1988 |  | 2953663.25 |  | 113456.6667 |  | 3.995%
| 1989 |  | 3064435.8333 |  | 110772.5833 |  | 3.75%
| 1990 |  | 3158817.25 |  | 94381.4167 |  | 3.08%
| 1991 |  | 3226455.3333 |  | 67638.0833 |  | 2.141%
| 1992 |  | 3281238.0833 |  | 54782.75 |  | 1.698%
| 1993 |  | 3355794.0833 |  | 74556 |  | 2.272%
| 1994 |  | 3422186.6667 |  | 66392.5833 |  | 1.978%
| 1995 |  | 3488796 |  | 66609.3333 |  | 1.946%
| 1996 |  | 3550747.3333 |  | 61951.3333 |  | 1.776%
| 1997 |  | 3615485.0833 |  | 64737.75 |  | 1.823%
| 1998 |  | 3680469.9167 |  | 64984.8333 |  | 1.797%
| 1999 |  | 3756009.3333 |  | 75539.4167 |  | 2.052%
| 2000 |  | 3848350.3333 |  | 92341 |  | 2.458%
| 2001 |  | 3935281.25 |  | 86930.9167 |  | 2.259%
| 2002 |  | 4019804.5 |  | 84523.25 |  | 2.148%
| 2003 |  | 4117220.6667 |  | 97416.1667 |  | 2.423%
| 2004 |  | 4224509.1667 |  | 107288.5 |  | 2.606%
| 2005 |  | 4321895.1667 |  | 97386 |  | 2.305%
| 2006 |  | 4409562.5 |  | 87667.3333 |  | 2.028%
| 2007 |  | 4496589.3333 |  | 87026.8333 |  | 1.974%
| 2008 |  | 4509730.1667 |  | 13140.8333 |  | 0.2922%
| 2009 |  | 4499066.75 |  | -10663.4167 |  | -0.2365%
| 2010 |  | 4520327.6667 |  | 21260.9167 |  | 0.4726%
| 2011 |  | 4547050.8333 |  | 26723.1667 |  | 0.5912%
| 2012 |  | 4576448.6667 |  | 29397.8333 |  | 0.6465%
| 2013 |  | 4626934.3333 |  | 50485.6667 |  | 1.103%
| 2014 |  | 4708829.3333 |  | 81895 |  | 1.77%
| 2015 |  | 4776053.2758 |  | 67223.9424 |  | 1.428%
FORECAST
| Forecast |  |  | Forecast |  |  | Absolute | %
2016 | 4848293.7245 | 72240.4487 | 1.513% | 4845389.9019 | 69336.6262 | 1.452% | -2903.8226 | -0.05989%
2017 | 4919161.8016 | 70868.0771 | 1.462% | 4917036.4355 | 71646.5336 | 1.479% | -2125.3661 | -0.04321%
2018 | 4988771.1502 | 69609.3486 | 1.415% | 4989888.8309 | 72852.3954 | 1.482% | 1117.6807 | 0.0224%
2019 | 5057400.0692 | 68628.919 | 1.376% | 5062604.7554 | 72715.9245 | 1.457% | 5204.6862 | 0.1029%
2020 | 5124436.4006 | 67036.3315 | 1.326% | 5134692.4093 | 72087.6539 | 1.424% | 10256.0087 | 0.2001%
2021 | 5190184.6962 | 65748.2956 | 1.283% | 5206210.5991 | 71518.1898 | 1.393% | 16025.9029 | 0.3088%
2022 | 5254819.7852 | 64635.089 | 1.245% | 5277414.6844 | 71204.0852 | 1.368% | 22594.8992 | 0.43%
2023 | 5318608.1813 | 63788.3962 | 1.214% | 5348386.5436 | 70971.8592 | 1.345% | 29778.3622 | 0.5599%
2024 | 5381815.4557 | 63207.2743 | 1.188% | 5419165.1501 | 70778.6066 | 1.323% | 37349.6945 | 0.694%
2025 | 5444428.535 | 62613.0794 | 1.163% | 5489800.7663 | 70635.6162 | 1.303% | 45372.2313 | 0.8334%
2026 | 5505859.0895 | 61430.5545 | 1.128% | 5560363.0365 | 70562.2701 | 1.285% | 54503.947 | 0.9899%
2027 | 5566126.4338 | 60267.3443 | 1.095% | 5630894.3816 | 70531.3451 | 1.268% | 64767.9478 | 1.164%
2028 | 5625452.1467 | 59325.713 | 1.066% | 5701408.0634 | 70513.6818 | 1.252% | 75955.9166 | 1.35%
2029 | 5684076.6525 | 58624.5058 | 1.042% | 5771681.5364 | 70273.473 | 1.233% | 87604.8839 | 1.541%
2030 | 5741847.7509 | 57771.0983 | 1.016% | 5841653.6634 | 69972.127 | 1.212% | 99805.9125 | 1.738%
2031 | 5797920.8973 | 56073.1464 | 0.9766% | 5912948.2389 | 71294.5755 | 1.22% | 115027.3416 | 1.984%
2032 | 5852596.7925 | 54675.8953 | 0.943% | 5982356.3095 | 69408.0706 | 1.174% | 129759.5169 | 2.217%
2033 | 5906122.7014 | 53525.9089 | 0.9146% | 6051764.3801 | 69408.0706 | 1.16% | 145641.6786 | 2.466%
2034 | 5958749.3515 | 52626.65 | 0.8911% | 6121172.4507 | 69408.0706 | 1.147% | 162423.0992 | 2.726%
2035 | 6010663.3755 | 51914.024 | 0.8712% | 6190580.5213 | 69408.0706 | 1.134% | 179917.1457 | 2.993%
2036 | 6061919.2356 | 51255.86 | 0.8527% | 6259988.5919 | 69408.0706 | 1.121% | 198069.3563 | 3.267%
2037 | 6112615.4853 | 50696.2498 | 0.8363% | 6329396.6625 | 69408.0706 | 1.109% | 216781.1771 | 3.546%
2038 | 6162500.2755 | 49884.7902 | 0.8161% | 6398804.7331 | 69408.0706 | 1.097% | 236304.4576 | 3.835%
2039 | 6211185.4813 | 48685.2058 | 0.79% | 6468212.8037 | 69408.0706 | 1.085% | 257027.3224 | 4.138%
2040 | 6258873.748 | 47688.2667 | 0.7678% | 6537620.8743 | 69408.0706 | 1.073% | 278747.1263 | 4.454%
2041 | 6306933.8074 | 48060.0594 | 0.7679% | 6607028.9449 | 69408.0706 | 1.062% | 300095.1375 | 4.758%
2042 | 6355366.8245 | 48433.0171 | 0.7679% | 6676437.0155 | 69408.0706 | 1.051% | 321070.191 | 5.052%
2043 | 6404176.8337 | 48810.0092 | 0.768% | 6745845.0861 | 69408.0706 | 1.04% | 341668.2524 | 5.335%
2044 | 6453366.7693 | 49189.9357 | 0.7681% | 6815253.1567 | 69408.0706 | 1.029% | 361886.3873 | 5.608%
2045 | 6502939.5888 | 49572.8195 | 0.7682% | 6884661.2273 | 69408.0706 | 1.018% | 381721.6385 | 5.87%
2046 | 6552898.2724 | 49958.6836 | 0.7682% | 6954069.2979 | 69408.0706 | 1.008% | 401171.0255 | 6.122%
2047 | 6603245.8236 | 50347.5512 | 0.7683% | 7023477.3685 | 69408.0706 | 0.9981% | 420231.5449 | 6.364%
2048 | 6653985.2694 | 50739.4458 | 0.7684% | 7092885.4391 | 69408.0706 | 0.9882% | 438900.1697 | 6.596%
2049 | 6705119.6602 | 51134.3908 | 0.7685% | 7162293.5097 | 69408.0706 | 0.9786% | 457173.8495 | 6.818%
2050 | 6756652.0702 | 51532.41 | 0.7686% | 7231701.5803 | 69408.0706 | 0.9691% | 475049.5101 | 7.031%
2051 | 6808585.5975 | 51933.5274 | 0.7686% | 7301109.6509 | 69408.0706 | 0.9598% | 492524.0534 | 7.234%
2052 | 6860923.3645 | 52337.767 | 0.7687% | 7370517.7215 | 69408.0706 | 0.9507% | 509594.357 | 7.427%
2053 | 6913668.5177 | 52745.1532 | 0.7688% | 7439925.7921 | 69408.0706 | 0.9417% | 526257.2744 | 7.612%
2054 | 6966824.2281 | 53155.7104 | 0.7688% | 7509333.8627 | 69408.0706 | 0.9329% | 542509.6346 | 7.787%
2055 | 7020393.6915 | 53569.4634 | 0.7689% | 7578741.9333 | 69408.0706 | 0.9243% | 558348.2418 | 7.953%
2056 | 7074380.1284 | 53986.4369 | 0.769% | 7648150.0039 | 69408.0706 | 0.9158% | 573769.8755 | 8.111%
2057 | 7128786.7846 | 54406.6562 | 0.7691% | 7717558.0745 | 69408.0706 | 0.9075% | 588771.2899 | 8.259%
2058 | 7183616.931 | 54830.1464 | 0.7691% | 7786966.1451 | 69408.0706 | 0.8994% | 603349.2141 | 8.399%
2059 | 7238873.864 | 55256.933 | 0.7692% | 7856374.2157 | 69408.0706 | 0.8913% | 617500.3517 | 8.53%
2060 | 7294560.9057 | 55687.0417 | 0.7693% | 7925782.2863 | 69408.0706 | 0.8835% | 631221.3806 | 8.653%
2061 | 7350681.404 | 56120.4983 | 0.7693% | 7995190.3569 | 69408.0706 | 0.8757% | 644508.9529 | 8.768%
2062 | 7407238.7328 | 56557.3288 | 0.7694% | 8064598.4275 | 69408.0706 | 0.8681% | 657359.6947 | 8.875%
2063 | 7464236.2925 | 56997.5597 | 0.7695% | 8134006.4981 | 69408.0706 | 0.8607% | 669770.2056 | 8.973%

## Table Summer Peak
OPC 010437
FPL RC-16
SUMMER PEAK LOAD (MW)
AVERAGE ANNUAL GROWTH
| HISTORY (1980 to 2015) |  |  |  | 381.0286 | 2.516%
| Based on 2015 TYSP (2016 to 2025) |  |  |  | 388.1475 | 1.535%
| Based on Current Forecast (2016 to 2025) |  |  |  | 266.9744 | 1.059%
HISTORY
Growth
[5 empty] | Absolute |  | %
| 1980 |  | 9623 |  | 973 |  | 11.25%
| 1981 |  | 9738 |  | 115 |  | 1.195%
| 1982 |  | 9862 |  | 124 |  | 1.273%
| 1983 |  | 10676 |  | 814 |  | 8.254%
| 1984 |  | 10270 |  | -406 |  | -3.803%
| 1985 |  | 10654 |  | 384 |  | 3.739%
| 1986 |  | 11022 |  | 368 |  | 3.454%
| 1987 |  | 12394 |  | 1372 |  | 12.45%
| 1988 |  | 12382 |  | -12 |  | -0.09682%
| 1989 |  | 13425 |  | 1043 |  | 8.424%
| 1990 |  | 13754 |  | 329 |  | 2.451%
| 1991 |  | 14123 |  | 369 |  | 2.683%
| 1992 |  | 14661 |  | 538 |  | 3.809%
| 1993 |  | 15266 |  | 605 |  | 4.127%
| 1994 |  | 15179 |  | -87 |  | -0.5699%
| 1995 |  | 15813 |  | 634 |  | 4.177%
| 1996 |  | 16064 |  | 251 |  | 1.587%
| 1997 |  | 16612.9865 |  | 548.9865 |  | 3.417%
| 1998 |  | 17897 |  | 1284.0135 |  | 7.729%
| 1999 |  | 17615 |  | -282 |  | -1.576%
| 2000 |  | 17808 |  | 193 |  | 1.096%
| 2001 |  | 18754 |  | 946 |  | 5.312%
| 2002 |  | 19219 |  | 465 |  | 2.479%
| 2003 |  | 19668 |  | 449 |  | 2.336%
| 2004 |  | 20545 |  | 877 |  | 4.459%
| 2005 |  | 22361 |  | 1816 |  | 8.839%
| 2006 |  | 21819 |  | -542 |  | -2.424%
| 2007 |  | 21962 |  | 143 |  | 0.6554%
| 2008 |  | 21060 |  | -902 |  | -4.107%
| 2009 |  | 22351 |  | 1291 |  | 6.13%
| 2010 |  | 22256 |  | -95 |  | -0.425%
| 2011 |  | 21619 |  | -637 |  | -2.862%
| 2012 |  | 21440 |  | -179 |  | -0.828%
| 2013 |  | 21576 |  | 136 |  | 0.6343%
| 2014 |  | 22935 |  | 1359 |  | 6.299%
| 2015 |  | 22959 |  | 24 |  | 0.1046%
FORECAST
| Based on 2015 TYSP | Growth |  | Current | Growth |  | Delta
| Forecast | Absolute | % | Forecast | Absolute | % | Absolute | %
2016 | 23778.411 | 819.411 | 3.569% | 24169.6865 | 1210.6865 | 5.273% | 391.2756 | 1.646%
2017 | 24252.2502 | 473.8392 | 1.993% | 24336.0406 | 166.3541 | 0.6883% | 83.7904 | 0.3455%
2018 | 24647.5478 | 395.2976 | 1.63% | 24606.279 | 270.2384 | 1.11% | -41.2689 | -0.1674%
2019 | 25044.7696 | 397.2218 | 1.612% | 24893.0945 | 286.8155 | 1.166% | -151.6752 | -0.6056%
2020 | 25369.1737 | 324.4041 | 1.295% | 25205.9285 | 312.8341 | 1.257% | -163.2452 | -0.6435%
2021 | 25497.0626 | 127.8889 | 0.5041% | 25316.4163 | 110.4877 | 0.4383% | -180.6464 | -0.7085%
2022 | 25832.7375 | 335.6748 | 1.317% | 25540.1892 | 223.773 | 0.8839% | -292.5482 | -1.132%
2023 | 26285.9554 | 453.218 | 1.754% | 25832.9033 | 292.714 | 1.146% | -453.0522 | -1.724%
2024 | 26770.5127 | 484.5573 | 1.843% | 26180.2785 | 347.3753 | 1.345% | -590.2342 | -2.205%
2025 | 27271.7386 | 501.2259 | 1.872% | 26572.456 | 392.1775 | 1.498% | -699.2826 | -2.564%
2026 | 27824.8302 | 553.0917 | 2.028% | 27067.6001 | 495.1441 | 1.863% | -757.2302 | -2.721%
2027 | 28451.4413 | 626.6111 | 2.252% | 27665.2192 | 597.6191 | 2.208% | -786.2221 | -2.763%
2028 | 29070.1062 | 618.6649 | 2.174% | 28224.7243 | 559.5051 | 2.022% | -845.3819 | -2.908%
2029 | 29695.2397 | 625.1335 | 2.15% | 28804.8144 | 580.0901 | 2.055% | -890.4253 | -2.999%
2030 | 30326.6037 | 631.364 | 2.126% | 29397.6618 | 592.8474 | 2.058% | -928.9419 | -3.063%
2031 | 30886.7999 | 560.1962 | 1.847% | 29916.486 | 518.8242 | 1.765% | -970.3139 | -3.142%
2032 | 31477.8231 | 591.0232 | 1.914% | 30478.7122 | 562.2262 | 1.879% | -999.1109 | -3.174%
2033 | 32023.74 | 545.9169 | 1.734% | 31014.602 | 535.8898 | 1.758% | -1009.138 | -3.151%
2034 | 32537.9287 | 514.1887 | 1.606% | 31496.9298 | 482.3278 | 1.555% | -1040.9989 | -3.199%
2035 | 33040.7352 | 502.8064 | 1.545% | 31985.1039 | 488.1741 | 1.55% | -1055.6313 | -3.195%
2036 | 33557.7886 | 517.0534 | 1.565% | 32468.0191 | 482.9152 | 1.51% | -1089.7695 | -3.247%
2037 | 34062.0251 | 504.2365 | 1.503% | 32926.0632 | 458.0441 | 1.411% | -1135.9619 | -3.335%
2038 | 34592.8623 | 530.8372 | 1.558% | 33401.2155 | 475.1523 | 1.443% | -1191.6467 | -3.445%
2039 | 35115.8767 | 523.0144 | 1.512% | 33877.6204 | 476.4048 | 1.426% | -1238.2563 | -3.526%
2040 | 35645.7254 | 529.8487 | 1.509% | 34362.1064 | 484.486 | 1.43% | -1283.619 | -3.601%
2041 | 36015.4224 | 369.697 | 1.037% | 34752.544 | 390.4377 | 1.136% | -1262.8784 | -3.506%
2042 | 36388.9863 | 373.5639 | 1.037% | 35143.6793 | 391.1352 | 1.125% | -1245.3071 | -3.422%
2043 | 36766.42 | 377.4336 | 1.037% | 35535.5131 | 391.8339 | 1.115% | -1230.9069 | -3.348%
2044 | 37147.7641 | 381.3442 | 1.037% | 35928.0467 | 392.5336 | 1.105% | -1219.7175 | -3.283%
2045 | 37533.0601 | 385.2959 | 1.037% | 36321.2811 | 393.2344 | 1.095% | -1211.779 | -3.229%
2046 | 37922.3494 | 389.2894 | 1.037% | 36715.2173 | 393.9363 | 1.085% | -1207.1321 | -3.183%
2047 | 38315.6744 | 393.3249 | 1.037% | 37109.8565 | 394.6392 | 1.075% | -1205.8178 | -3.147%
2048 | 38713.0774 | 397.403 | 1.037% | 37505.1998 | 395.3433 | 1.065% | -1207.8776 | -3.12%
2049 | 39114.6016 | 401.5242 | 1.037% | 37901.2482 | 396.0484 | 1.056% | -1213.3534 | -3.102%
2050 | 39520.2904 | 405.6888 | 1.037% | 38298.0028 | 396.7546 | 1.047% | -1222.2875 | -3.093%
2051 | 39930.1876 | 409.8973 | 1.037% | 38695.4648 | 397.462 | 1.038% | -1234.7228 | -3.092%
2052 | 40344.3378 | 414.1502 | 1.037% | 39093.6352 | 398.1704 | 1.029% | -1250.7026 | -3.1%
2053 | 40754.1041 | 409.7662 | 1.016% | 39487.0507 | 393.4155 | 1.006% | -1267.0533 | -3.109%
2054 | 41168.1404 | 414.0363 | 1.016% | 39881.1457 | 394.0949 | 0.998% | -1286.9947 | -3.126%
2055 | 41586.492 | 418.3516 | 1.016% | 40275.9209 | 394.7753 | 0.9899% | -1310.5711 | -3.151%
2056 | 42009.2046 | 422.7126 | 1.016% | 40671.3775 | 395.4565 | 0.9819% | -1337.8272 | -3.185%
2057 | 42436.3244 | 427.1198 | 1.017% | 41067.5161 | 396.1387 | 0.974% | -1368.8082 | -3.226%
2058 | 42867.8979 | 431.5735 | 1.017% | 41464.3379 | 396.8218 | 0.9663% | -1403.56 | -3.274%
2059 | 43303.9724 | 436.0745 | 1.017% | 41861.8437 | 397.5058 | 0.9587% | -1442.1286 | -3.33%
2060 | 43744.5954 | 440.623 | 1.018% | 42260.0345 | 398.1908 | 0.9512% | -1484.5609 | -3.394%
2061 | 44189.8151 | 445.2197 | 1.018% | 42658.9112 | 398.8767 | 0.9439% | -1530.9039 | -3.464%
2062 | 44639.6802 | 449.8651 | 1.018% | 43058.4746 | 399.5635 | 0.9366% | -1581.2055 | -3.542%
2063 | 45094.2398 | 454.5596 | 1.018% | 43458.7259 | 400.2512 | 0.9296% | -1635.5139 | -3.627%

## MFR F-7 NEL
Year | Month | Net Energy for Load | Total Customers | Net Energy for Load Per Customer | Heating Degree Days Based on 45 Degrees | January Heating Degree Days | February Heating Degree Days | March Heating Degree Days | December Heating Degree Days | Codes & Standards | Real Electric Price Increase Four Month Average | Real Electric Price Decrease | Florida Per Capita Income Weighted by the Percent of Florida Population Employed | January Cooling Degree Hours | February Cooling Degree Hours | March Cooling Degree Hours | April Cooling Degree Hours | May Cooling Degree Hours | June Cooling Degree Hours | July Cooling Degree Hours | August Cooling Degree Hours | September Cooling Degree Hours | October Cooling Degree Hours | November Cooling Degree Hours | December Cooling Degree Hours | Indicator Variable for Leap Year | Out-of-Model Adjustment for New/Modified Wholesale Contracts | Out-of-Model Adjustment for Distributed Generation | Out-of-Model Adjustment for Plug-In Electric Vehicles | Out-of-Model Adjustment for Economic Development Rates | Out-of-Model Adjustment for Incremental DSM
|  | (MWh) |  | (MWh) | Base - 45 | Base - 66 | Base - 66 | Base - 66 | Base - 66 | (MWh/Customer) | Cents / kWh | Cents / kWh | ($1,000's) | Base - 72 | Base - 72 | Base - 72 | Base - 72 | Base - 72 | Base - 72 | Base - 72 | Base - 72 | Base - 72 | Base - 72 | Base - 72 | Base - 72 |  | (MWh) | (MWh) | (MWh) | (MWh) | (MWh)
2005 | 4 | 8001649 | 4310180 | 1.8565 | 0 | 0 | 0 | 0 | 0 | 0.00086568 | 4.6001 | 4.3165 | 17.02 | 0 | 0 | 0 | 68.0906 | 0 | 0 | 0 | 0 | 0 | 0 | 0 | 0 | 0 | 0 | 0 | 0 | 0 | 0
2005 | 5 | 9672947 | 4313996 | 2.2422 | 0 | 0 | 0 | 0 | 0 | 0.0021392 | 4.6181 | 4.2879 | 17.1219 | 0 | 0 | 0 | 0 | 168.4101 | 0 | 0 | 0 | 0 | 0 | 0 | 0 | 0 | 0 | 0 | 0 | 0 | 0
2005 | 6 | 10062235.75 | 4320906 | 2.3287 | 0 | 0 | 0 | 0 | 0 | 0.0030131 | 4.6181 | 4.2579 | 17.2232 | 0 | 0 | 0 | 0 | 0 | 237.5832 | 0 | 0 | 0 | 0 | 0 | 0 | 0 | 0 | 0 | 0 | 0 | 0
2005 | 7 | 11950858 | 4327794 | 2.7736 | 0 | 0 | 0 | 0 | 0 | 0.0046198 | 4.6181 | 4.2492 | 17.2847 | 0 | 0 | 0 | 0 | 0 | 0 | 364.8554 | 0 | 0 | 0 | 0 | 0 | 0 | 0 | 0 | 0 | 0 | 0
2005 | 8 | 11930141.24 | 4340306 | 2.7963 | 0 | 0 | 0 | 0 | 0 | 0.0046175 | 4.6181 | 4.2394 | 17.2963 | 0 | 0 | 0 | 0 | 0 | 0 | 0 | 365.7273 | 0 | 0 | 0 | 0 | 0 | 0 | 0 | 0 | 0 | 0
2005 | 9 | 10884625 | 4343095 | 2.5191 | 0 | 0 | 0 | 0 | 0 | 0.0037328 | 4.6181 | 4.2149 | 17.3025 | 0 | 0 | 0 | 0 | 0 | 0 | 0 | 0 | 295.8517 | 0 | 0 | 0 | 0 | 0 | 0 | 0 | 0 | 0
2005 | 10 | 9187793 | 4344668 | 2.3083 | 0 | 0 | 0 | 0 | 0 | 0.0025521 | 4.6181 | 4.1778 | 17.3629 | 0 | 0 | 0 | 0 | 0 | 0 | 0 | 0 | 0 | 202.3426 | 0 | 0 | 0 | 0 | 0 | 0 | 0 | 0
2005 | 11 | 8250008 | 4345746 | 1.9928 | 0 | 0 | 0 | 0 | 0 | 0.0010484 | 4.6181 | 4.1778 | 17.5218 | 0 | 0 | 0 | 0 | 0 | 0 | 0 | 0 | 0 | 0 | 83.1463 | 0 | 0 | 0 | 0 | 0 | 0 | 0
2005 | 12 | 8017565 | 4355740 | 1.8407 | 0 | 0 | 0 | 0 | 75.0654 | 0.0002406 | 4.6181 | 4.0894 | 17.7124 | 0 | 0 | 0 | 0 | 0 | 0 | 0 | 0 | 0 | 0 | 0 | 19.1248 | 0 | 0 | 0 | 0 | 0 | 0
2006 | 1 | 8085609 | 4369236 | 1.8506 | 0 | 72.2548 | 0 | 0 | 0 | 0.0018182 | 4.8582 | 4.0894 | 17.8691 | 28.7851 | 0 | 0 | 0 | 0 | 0 | 0 | 0 | 0 | 0 | 0 | 0 | 0 | 0 | 0 | 0 | 0 | 0
2006 | 2 | 7497291.5 | 4377958 | 1.7125 | 0 | 0 | 96.7508 | 0 | 0 | 0.0013567 | 5.1369 | 4.0894 | 17.9245 | 0 | 21.4543 | 0 | 0 | 0 | 0 | 0 | 0 | 0 | 0 | 0 | 0 | 0 | 0 | 0 | 0 | 0 | 0
2006 | 3 | 8289372 | 4390093 | 1.8882 | 0 | 0 | 0 | 20.0982 | 0 | 0.003367 | 5.4011 | 4.0787 | 17.9064 | 0 | 0 | 53.9265 | 0 | 0 | 0 | 0 | 0 | 0 | 0 | 0 | 0 | 0 | 0 | 0 | 0 | 0 | 0
2006 | 4 | 9064955 | 4398215 | 2.0611 | 0 | 0 | 0 | 0 | 0 | 0.008024 | 5.6784 | 4.0424 | 17.8633 | 0 | 0 | 0 | 129.3581 | 0 | 0 | 0 | 0 | 0 | 0 | 0 | 0 | 0 | 0 | 0 | 0 | 0 | 0
2006 | 5 | 10030370 | 4397210 | 2.2811 | 0 | 0 | 0 | 0 | 0 | 0.01218 | 5.6968 | 4.0424 | 17.8397 | 0 | 0 | 0 | 0 | 196.5075 | 0 | 0 | 0 | 0 | 0 | 0 | 0 | 0 | 0 | 0 | 0 | 0 | 0
2006 | 6 | 10714052 | 4403628 | 2.433 | 0 | 0 | 0 | 0 | 0 | 0.017134 | 5.6968 | 4.0293 | 17.8416 | 0 | 0 | 0 | 0 | 0 | 277.0277 | 0 | 0 | 0 | 0 | 0 | 0 | 0 | 0 | 0 | 0 | 0 | 0
2006 | 7 | 11095796.9581 | 4406505 | 2.518 | 0 | 0 | 0 | 0 | 0 | 0.018563 | 5.6968 | 4.0293 | 17.8729 | 0 | 0 | 0 | 0 | 0 | 0 | 300.3564 | 0 | 0 | 0 | 0 | 0 | 0 | 0 | 0 | 0 | 0 | 0
2006 | 8 | 11564017 | 4416127 | 2.6186 | 0 | 0 | 0 | 0 | 0 | 0.019979 | 5.7025 | 4.0293 | 17.9366 | 0 | 0 | 0 | 0 | 0 | 0 | 0 | 324.0036 | 0 | 0 | 0 | 0 | 0 | 0 | 0 | 0 | 0 | 0
2006 | 9 | 10520313 | 4425222 | 2.3774 | 0 | 0 | 0 | 0 | 0 | 0.016489 | 5.7058 | 4.0235 | 18.0073 | 0 | 0 | 0 | 0 | 0 | 0 | 0 | 0 | 267.8981 | 0 | 0 | 0 | 0 | 0 | 0 | 0 | 0 | 0
2006 | 10 | 9930813 | 4429977 | 2.2417 | 0 | 0 | 0 | 0 | 0 | 0.01211 | 5.7099 | 4.0137 | 18.053 | 0 | 0 | 0 | 0 | 0 | 0 | 0 | 0 | 0 | 196.8367 | 0 | 0 | 0 | 0 | 0 | 0 | 0 | 0
2006 | 11 | 8136376.62 | 4443418 | 1.8311 | 0 | 0 | 0 | 0 | 0 | 0.0041291 | 5.7099 | 3.9849 | 18.0574 | 0 | 0 | 0 | 0 | 0 | 0 | 0 | 0 | 0 | 0 | 67.0521 | 0 | 0 | 0 | 0 | 0 | 0 | 0
2006 | 12 | 8477013.5 | 4457161 | 1.9019 | 0 | 0 | 0 | 0 | 13.4473 | 0.0039063 | 5.7099 | 3.9379 | 18.0296 | 0 | 0 | 0 | 0 | 0 | 0 | 0 | 0 | 0 | 0 | 0 | 63.5961 | 0 | 0 | 0 | 0 | 0 | 0
2007 | 1 | 8469671 | 4465732 | 1.8966 | 0 | 47.2275 | 0 | 0 | 0 | 0.0075807 | 5.7099 | 3.6705 | 17.9885 | 45.6457 | 0 | 0 | 0 | 0 | 0 | 0 | 0 | 0 | 0 | 0 | 0 | 0 | 0 | 0 | 0 | 0 | 0
2007 | 2 | 7527571 | 4476835 | 1.6814 | 0 | 0 | 74.9049 | 0 | 0 | 0.0058615 | 5.7099 | 3.6544 | 17.9494 | 0 | 30.4047 | 0 | 0 | 0 | 0 | 0 | 0 | 0 | 0 | 0 | 0 | 0 | 0 | 0 | 0 | 0 | 0
2007 | 3 | 8435515 | 4488392 | 1.8794 | 0 | 0 | 0 | 11.5188 | 0 | 0.0090513 | 5.7099 | 3.6315 | 17.9135 | 0 | 0 | 62.9041 | 0 | 0 | 0 | 0 | 0 | 0 | 0 | 0 | 0 | 0 | 0 | 0 | 0 | 0 | 0
2007 | 4 | 8579552 | 4493310 | 1.9094 | 0 | 0 | 0 | 0 | 0 | 0.012898 | 5.7099 | 3.6062 | 17.8742 | 0 | 0 | 0 | 101.9614 | 0 | 0 | 0 | 0 | 0 | 0 | 0 | 0 | 0 | 0 | 0 | 0 | 0 | 0
2007 | 5 | 9663511 | 4494060 | 2.1503 | 0 | 0 | 0 | 0 | 0 | 0.019479 | 5.7099 | 3.5971 | 17.8392 | 0 | 0 | 0 | 0 | 167.186 | 0 | 0 | 0 | 0 | 0 | 0 | 0 | 0 | 0 | 0 | 0 | 0 | 0
2007 | 6 | 10343275 | 4497400 | 2.2998 | 0 | 0 | 0 | 0 | 0 | 0.028133 | 5.7099 | 3.5971 | 17.7912 | 0 | 0 | 0 | 0 | 0 | 252.06 | 0 | 0 | 0 | 0 | 0 | 0 | 0 | 0 | 0 | 0 | 0 | 0
2007 | 7 | 11373076 | 4502735 | 2.5258 | 0 | 0 | 0 | 0 | 0 | 0.034886 | 5.7099 | 3.5971 | 17.7266 | 0 | 0 | 0 | 0 | 0 | 0 | 317.6888 | 0 | 0 | 0 | 0 | 0 | 0 | 0 | 0 | 0 | 0 | 0
2007 | 8 | 12110271 | 4508215 | 2.6863 | 0 | 0 | 0 | 0 | 0 | 0.039718 | 5.7109 | 3.5958 | 17.6386 | 0 | 0 | 0 | 0 | 0 | 0 | 0 | 363.9955 | 0 | 0 | 0 | 0 | 0 | 0 | 0 | 0 | 0 | 0
2007 | 9 | 10759821.5 | 4507674 | 2.387 | 0 | 0 | 0 | 0 | 0 | 0.031527 | 5.7109 | 3.5674 | 17.5351 | 0 | 0 | 0 | 0 | 0 | 0 | 0 | 0 | 282.713 | 0 | 0 | 0 | 0 | 0 | 0 | 0 | 0 | 0
2007 | 10 | 10632392 | 4507737 | 2.3587 | 0 | 0 | 0 | 0 | 0 | 0.028563 | 5.7109 | 3.5112 | 17.4277 | 0 | 0 | 0 | 0 | 0 | 0 | 0 | 0 | 0 | 252.2631 | 0 | 0 | 0 | 0 | 0 | 0 | 0 | 0
2007 | 11 | 8074326 | 4507950 | 1.7911 | 0 | 0 | 0 | 0 | 0 | 0.010492 | 5.7109 | 3.4798 | 17.3177 | 0 | 0 | 0 | 0 | 0 | 0 | 0 | 0 | 0 | 0 | 74.9996 | 0 | 0 | 0 | 0 | 0 | 0 | 0
2007 | 12 | 8563233 | 4509032 | 1.8991 | 0 | 0 | 0 | 0 | 15.3624 | 0.010774 | 5.7109 | 3.433 | 17.2142 | 0 | 0 | 0 | 0 | 0 | 0 | 0 | 0 | 0 | 0 | 0 | 77.0727 | 0 | 0 | 0 | 0 | 0 | 0
2008 | 1 | 8158564 | 4512537 | 1.808 | 0 | 64.9551 | 0 | 0 | 0 | 0.036778 | 5.7109 | 3.3852 | 17.1134 | 29.2134 | 0 | 0 | 0 | 0 | 0 | 0 | 0 | 0 | 0 | 0 | 0 | 0 | 0 | 0 | 0 | 0 | 0
2008 | 2 | 7896972 | 4519123 | 1.7475 | 0 | 0 | 21.5322 | 0 | 0 | 0.040403 | 5.7109 | 3.3609 | 17.0154 | 0 | 59.2901 | 0 | 0 | 0 | 0 | 0 | 0 | 0 | 0 | 0 | 0 | 1 | 0 | 0 | 0 | 0 | 0
2008 | 3 | 8325921 | 4519652 | 1.8422 | 0 | 0 | 0 | 9.3072 | 0 | 0.039724 | 5.7109 | 3.3609 | 16.9052 | 0 | 0 | 65.6865 | 0 | 0 | 0 | 0 | 0 | 0 | 0 | 0 | 0 | 0 | 0 | 0 | 0 | 0 | 0
2008 | 4 | 8619990 | 4518324 | 1.9078 | 0 | 0 | 0 | 0 | 0 | 0.045087 | 5.7109 | 3.3215 | 16.7437 | 0 | 0 | 0 | 109.0609 | 0 | 0 | 0 | 0 | 0 | 0 | 0 | 0 | 0 | 0 | 0 | 0 | 0 | 0
2008 | 5 | 10292599 | 4514164 | 2.2801 | 0 | 0 | 0 | 0 | 0 | 0.065006 | 5.7109 | 3.3122 | 16.5384 | 0 | 0 | 0 | 0 | 237.1304 | 0 | 0 | 0 | 0 | 0 | 0 | 0 | 0 | 0 | 0 | 0 | 0 | 0
2008 | 6 | 10508760 | 4514262 | 2.3279 | 0 | 0 | 0 | 0 | 0 | 0.071249 | 5.7109 | 3.2926 | 16.3108 | 0 | 0 | 0 | 0 | 0 | 279.1527 | 0 | 0 | 0 | 0 | 0 | 0 | 0 | 0 | 0 | 0 | 0 | 0
2008 | 7 | 10745283 | 4509574 | 2.3828 | 0 | 0 | 0 | 0 | 0 | 0.072974 | 5.7109 | 3.2856 | 16.1283 | 0 | 0 | 0 | 0 | 0 | 0 | 286.5963 | 0 | 0 | 0 | 0 | 0 | 0 | 0 | 0 | 0 | 0 | 0
2008 | 8 | 11090020 | 4507318 | 2.4604 | 0 | 0 | 0 | 0 | 0 | 0.080843 | 5.8003 | 3.2856 | 16.0114 | 0 | 0 | 0 | 0 | 0 | 0 | 0 | 325.1719 | 0 | 0 | 0 | 0 | 0 | 0 | 0 | 0 | 0 | 0
2008 | 9 | 10640369 | 4503137 | 2.3629 | 0 | 0 | 0 | 0 | 0 | 0.077567 | 5.9115 | 3.2856 | 15.914 | 0 | 0 | 0 | 0 | 0 | 0 | 0 | 0 | 294.5502 | 0 | 0 | 0 | 0 | 0 | 0 | 0 | 0 | 0
2008 | 10 | 9367637 | 4501918 | 2.0808 | 0 | 0 | 0 | 0 | 0 | 0.059089 | 6.0367 | 3.2856 | 15.7693 | 0 | 0 | 0 | 0 | 0 | 0 | 0 | 0 | 0 | 173.3139 | 0 | 0 | 0 | 0 | 0 | 0 | 0 | 0
2008 | 11 | 7648144 | 4498960 | 1.7 | 0 | 0 | 0 | 0 | 0 | 0.040721 | 6.1665 | 3.2856 | 15.5235 | 0 | 0 | 0 | 0 | 0 | 0 | 0 | 0 | 0 | 0 | 54.1445 | 0 | 0 | 0 | 0 | 0 | 0 | 0
2008 | 12 | 7806098 | 4497793 | 1.7355 | 0 | 0 | 0 | 0 | 24.9361 | 0.03875 | 6.1949 | 3.2736 | 15.2429 | 0 | 0 | 0 | 0 | 0 | 0 | 0 | 0 | 0 | 0 | 0 | 37.5995 | 0 | 0 | 0 | 0 | 0 | 0
2009 | 1 | 8007278 | 4497781 | 1.7803 | 0 | 108.6906 | 0 | 0 | 0 | 0.044064 | 6.1949 | 3.1931 | 14.9838 | 22.6657 | 0 | 0 | 0 | 0 | 0 | 0 | 0 | 0 | 0 | 0 | 0 | 0 | 0 | 0 | 0 | 0 | 0
2009 | 2 | 7235663 | 4502684 | 1.607 | 0 | 0 | 80.1014 | 0 | 0 | 0.041667 | 6.1949 | 3.1931 | 14.8083 | 0 | 19.4076 | 0 | 0 | 0 | 0 | 0 | 0 | 0 | 0 | 0 | 0 | 0 | 0 | 0 | 0 | 0 | 0
2009 | 3 | 8009351 | 4502987 | 1.7787 | 0 | 0 | 0 | 29.3059 | 0 | 0.046906 | 6.1949 | 3.115 | 14.6959 | 0 | 0 | 58.1101 | 0 | 0 | 0 | 0 | 0 | 0 | 0 | 0 | 0 | 0 | 0 | 0 | 0 | 0 | 0
2009 | 4 | 8493145 | 4502465 | 1.8863 | 0 | 0 | 0 | 0 | 0 | 0.056827 | 6.1949 | 3.115 | 14.577 | 0 | 0 | 0 | 123.0682 | 0 | 0 | 0 | 0 | 0 | 0 | 0 | 0 | 0 | 0 | 0 | 0 | 0 | 0
2009 | 5 | 9656281 | 4499097 | 2.1463 | 0 | 0 | 0 | 0 | 0 | 0.07055 | 6.1949 | 3.0575 | 14.431 | 0 | 0 | 0 | 0 | 205.559 | 0 | 0 | 0 | 0 | 0 | 0 | 0 | 0 | 0 | 0 | 0 | 0 | 0
2009 | 6 | 10367469 | 4497918 | 2.3049 | 0 | 0 | 0 | 0 | 0 | 0.084849 | 6.1949 | 2.9824 | 14.2699 | 0 | 0 | 0 | 0 | 0 | 286.285 | 0 | 0 | 0 | 0 | 0 | 0 | 0 | 0 | 0 | 0 | 0 | 0
2009 | 7 | 11007925 | 4498393 | 2.4471 | 0 | 0 | 0 | 0 | 0 | 0.094232 | 6.1949 | 2.9824 | 14.1337 | 0 | 0 | 0 | 0 | 0 | 0 | 333.191 | 0 | 0 | 0 | 0 | 0 | 0 | 0 | 0 | 0 | 0 | 0
2009 | 8 | 11448322 | 4498960 | 2.5447 | 0 | 0 | 0 | 0 | 0 | 0.10075 | 6.1949 | 2.9808 | 14.0387 | 0 | 0 | 0 | 0 | 0 | 0 | 0 | 358.8972 | 0 | 0 | 0 | 0 | 0 | 0 | 0 | 0 | 0 | 0
2009 | 9 | 10342759 | 4495923 | 2.3005 | 0 | 0 | 0 | 0 | 0 | 0.090547 | 6.1949 | 2.9808 | 13.9911 | 0 | 0 | 0 | 0 | 0 | 0 | 0 | 0 | 293.1795 | 0 | 0 | 0 | 0 | 0 | 0 | 0 | 0 | 0
2009 | 10 | 10338743 | 4495215 | 2.2999 | 0 | 0 | 0 | 0 | 0 | 0.087427 | 6.2024 | 2.9733 | 13.9853 | 0 | 0 | 0 | 0 | 0 | 0 | 0 | 0 | 0 | 264.3669 | 0 | 0 | 0 | 0 | 0 | 0 | 0 | 0
2009 | 11 | 8115012 | 4498782 | 1.8038 | 0 | 0 | 0 | 0 | 0 | 0.058285 | 6.2242 | 2.9733 | 14.0164 | 0 | 0 | 0 | 0 | 0 | 0 | 0 | 0 | 0 | 0 | 100.3051 | 0 | 0 | 0 | 0 | 0 | 0 | 0
2009 | 12 | 8215468 | 4498596 | 1.8262 | 0 | 0 | 0 | 0 | 48.4544 | 0.052284 | 6.2344 | 2.9256 | 14.0743 | 0 | 0 | 0 | 0 | 0 | 0 | 0 | 0 | 0 | 0 | 0 | 63.2927 | 0 | 0 | 0 | 0 | 0 | 0
2010 | 1 | 9390504 | 4502130 | 2.0615 | 8.0888 | 244.2081 | 0 | 0 | 0 | 0.052286 | 6.2344 | 0.13232 | 14.1554 | 19.0337 | 0 | 0 | 0 | 0 | 0 | 0 | 0 | 0 | 0 | 0 | 0 | 0 | 109394.3 | 0 | 0 | 0 | 0
2010 | 2 | 7653971 | 4510659 | 1.6778 | 0 | 0 | 178.0832 | 0 | 0 | 0.047247 | 6.2344 | 0.13232 | 14.2484 | 0 | 7.1721 | 0 | 0 | 0 | 0 | 0 | 0 | 0 | 0 | 0 | 0 | 0 | 85973.099 | 0 | 0 | 0 | 0
2010 | 3 | 7879751.5 | 4516712 | 1.725 | 0 | 0 | 0 | 93.9779 | 0 | 0.046754 | 6.2344 | 0.12247 | 14.3295 | 0 | 0 | 15.3939 | 0 | 0 | 0 | 0 | 0 | 0 | 0 | 0 | 0 | 0 | 88619.247 | 0 | 0 | 0 | 0
2010 | 4 | 8037871 | 4520229 | 1.759 | 0 | 0 | 0 | 0 | 0 | 0.06141 | 6.2344 | 0.044555 | 14.4019 | 0 | 0 | 0 | 89.0758 | 0 | 0 | 0 | 0 | 0 | 0 | 0 | 0 | 0 | 86660.504 | 0 | 0 | 0 | 0
2010 | 5 | 10395115 | 4521728 | 2.2743 | 0 | 0 | 0 | 0 | 0 | 0.098598 | 6.748 | 0.044555 | 14.4435 | 0 | 0 | 0 | 0 | 255.1955 | 0 | 0 | 0 | 0 | 0 | 0 | 0 | 0 | 111143.427 | 0 | 0 | 0 | 0
2010 | 6 | 11409507 | 4521918 | 2.4977 | 0 | 0 | 0 | 0 | 0 | 0.12176 | 6.748 | 0.044555 | 14.4647 | 0 | 0 | 0 | 0 | 0 | 357.7628 | 0 | 0 | 0 | 0 | 0 | 0 | 0 | 115273.648 | 0 | 0 | 0 | 0
2010 | 7 | 11649520 | 4522790 | 2.5506 | 0 | 0 | 0 | 0 | 0 | 0.12462 | 6.748 | 0.044555 | 14.4762 | 0 | 0 | 0 | 0 | 0 | 0 | 367.3022 | 0 | 0 | 0 | 0 | 0 | 0 | 113803.861 | 0 | 0 | 0 | 0
2010 | 8 | 11521499 | 4526766 | 2.5202 | 0 | 0 | 0 | 0 | 0 | 0.12347 | 6.7603 | 0.044555 | 14.4911 | 0 | 0 | 0 | 0 | 0 | 0 | 0 | 354.6581 | 0 | 0 | 0 | 0 | 0 | 113071.015 | 0 | 0 | 0 | 0
2010 | 9 | 10666454 | 4524923 | 2.3337 | 0 | 0 | 0 | 0 | 0 | 0.11551 | 6.762 | 0.012098 | 14.517 | 0 | 0 | 0 | 0 | 0 | 0 | 0 | 0 | 310.2075 | 0 | 0 | 0 | 0 | 106584.899 | 0 | 0 | 0 | 0
2010 | 10 | 9299921 | 4524001 | 2.0346 | 0 | 0 | 0 | 0 | 0 | 0.087765 | 6.762 | -0.010142 | 14.5588 | 0 | 0 | 0 | 0 | 0 | 0 | 0 | 0 | 0 | 181.6475 | 0 | 0 | 0 | 95246.997 | 0 | 0 | 0 | 0
2010 | 11 | 7811927 | 4525048 | 1.7079 | 0 | 0 | 0 | 0 | 0 | 0.065459 | 6.762 | -0.032028 | 14.6218 | 0 | 0 | 0 | 0 | 0 | 0 | 0 | 0 | 0 | 0 | 78.0392 | 0 | 0 | 83461.894 | 0 | 0 | 0 | 0
2010 | 12 | 8887492 | 4527028 | 1.9408 | 2.5809 | 0 | 0 | 0 | 259.3702 | 0.049003 | 6.762 | -0.032028 | 14.6859 | 0 | 0 | 0 | 0 | 0 | 0 | 0 | 0 | 0 | 0 | 0 | 3.7391 | 0 | 101294.148 | 0 | 0 | 0 | 0
2011 | 1 | 7922768 | 4533029 | 1.7282 | 0 | 112.8189 | 0 | 0 | 0 | 0.058849 | 6.762 | -0.032028 | 14.7351 | 13.4917 | 0 | 0 | 0 | 0 | 0 | 0 | 0 | 0 | 0 | 0 | 0 | 0 | 88944.758 | 0 | 0 | 0 | 0
2011 | 2 | 7253717 | 4539389 | 1.5802 | 0 | 0 | 34.5571 | 0 | 0 | 0.063916 | 6.762 | -0.074818 | 14.7522 | 0 | 42.2322 | 0 | 0 | 0 | 0 | 0 | 0 | 0 | 0 | 0 | 0 | 0 | 80799.967 | 0 | 0 | 0 | 0
2011 | 3 | 8196116.5 | 4546574 | 1.7825 | 0 | 0 | 0 | 11.4312 | 0 | 0.070897 | 6.762 | -0.074818 | 14.7483 | 0 | 0 | 79.0057 | 0 | 0 | 0 | 0 | 0 | 0 | 0 | 0 | 0 | 0 | 92072.526 | 0 | 0 | 0 | 0
2011 | 4 | 9460285 | 4550254 | 2.056 | 0 | 0 | 0 | 0 | 0 | 0.097101 | 6.762 | -0.1182 | 14.7405 | 0 | 0 | 0 | 190.3724 | 0 | 0 | 0 | 0 | 0 | 0 | 0 | 0 | 0 | 104888.657 | 0 | 0 | 0 | 0
2011 | 5 | 10098308 | 4549811 | 2.196 | 0 | 0 | 0 | 0 | 0 | 0.10831 | 6.762 | -0.1182 | 14.7371 | 0 | 0 | 0 | 0 | 242.3065 | 0 | 0 | 0 | 0 | 0 | 0 | 0 | 0 | 107074.308 | 0 | 0 | 0 | 0
2011 | 6 | 10539641 | 4549338 | 2.2892 | 0 | 0 | 0 | 0 | 0 | 0.12342 | 6.762 | -0.13858 | 14.7432 | 0 | 0 | 0 | 0 | 0 | 304.5579 | 0 | 0 | 0 | 0 | 0 | 0 | 0 | 124091.4851 | 0 | 0 | 0 | 0
2011 | 7 | 11211614 | 4549687 | 2.4354 | 0 | 0 | 0 | 0 | 0 | 0.13773 | 6.762 | -0.13858 | 14.7545 | 0 | 0 | 0 | 0 | 0 | 0 | 355.8131 | 0 | 0 | 0 | 0 | 0 | 0 | 132076.7678 | 0 | 0 | 0 | 0
2011 | 8 | 11325605 | 4550328 | 2.4599 | 0 | 0 | 0 | 0 | 0 | 0.13639 | 6.768 | -0.13858 | 14.7681 | 0 | 0 | 0 | 0 | 0 | 0 | 0 | 342.3826 | 0 | 0 | 0 | 0 | 0 | 129946.5298 | 0 | 0 | 0 | 0
2011 | 9 | 10530592 | 4545995 | 2.2894 | 0 | 0 | 0 | 0 | 0 | 0.12782 | 6.768 | -0.17818 | 14.7749 | 0 | 0 | 0 | 0 | 0 | 0 | 0 | 0 | 298.6535 | 0 | 0 | 0 | 0 | 123581.6837 | 0 | 0 | 0 | 0
2011 | 10 | 9050810 | 4546841 | 1.966 | 0 | 0 | 0 | 0 | 0 | 0.094617 | 6.768 | -0.17818 | 14.7658 | 0 | 0 | 0 | 0 | 0 | 0 | 0 | 0 | 0 | 161.5192 | 0 | 0 | 0 | 109487.0296 | 0 | 0 | 0 | 0
2011 | 11 | 8021393 | 4549257 | 1.741 | 0 | 0 | 0 | 0 | 0 | 0.075959 | 6.768 | -0.18482 | 14.7375 | 0 | 0 | 0 | 0 | 0 | 0 | 0 | 0 | 0 | 0 | 81.3882 | 0 | 0 | 102955.7044 | 0 | 0 | 0 | 0
2011 | 12 | 7931422 | 4554107 | 1.719 | 0 | 0 | 0 | 0 | 17.2488 | 0.068415 | 6.768 | -0.22012 | 14.7096 | 0 | 0 | 0 | 0 | 0 | 0 | 0 | 0 | 0 | 0 | 0 | 47.9216 | 0 | 106628.4901 | 0 | 0 | 0 | 0
2012 | 1 | 7979304 | 4560015 | 1.7259 | 0 | 76.7953 | 0 | 0 | 0 | 0.071431 | 6.768 | -0.35546 | 14.7062 | 27.1113 | 0 | 0 | 0 | 0 | 0 | 0 | 0 | 0 | 0 | 0 | 0 | 0 | 112196.6102 | 0 | 0 | 0 | 0
2012 | 2 | 7702146 | 4565707 | 1.6638 | 0 | 0 | 25.5741 | 0 | 0 | 0.076363 | 6.768 | -0.35546 | 14.7427 | 0 | 50.0639 | 0 | 0 | 0 | 0 | 0 | 0 | 0 | 0 | 0 | 0 | 1 | 106869.9236 | 0 | 0 | 0 | 0
2012 | 3 | 8639929 | 4573930 | 1.863 | 0 | 0 | 0 | 3.0672 | 0 | 0.086385 | 6.768 | -0.36724 | 14.7855 | 0 | 0 | 89.2382 | 0 | 0 | 0 | 0 | 0 | 0 | 0 | 0 | 0 | 0 | 123900.7233 | 0 | 0 | 0 | 0
2012 | 4 | 8509236 | 4577038 | 1.8343 | 0 | 0 | 0 | 0 | 0 | 0.088478 | 6.768 | -0.40341 | 14.8028 | 0 | 0 | 0 | 106.4532 | 0 | 0 | 0 | 0 | 0 | 0 | 0 | 0 | 0 | 111565.5823 | 0 | 0 | 0 | 0
2012 | 5 | 9894790 | 4576751 | 2.1322 | 0 | 0 | 0 | 0 | 0 | 0.11781 | 6.768 | -0.40341 | 14.77 | 0 | 0 | 0 | 0 | 202.0526 | 0 | 0 | 0 | 0 | 0 | 0 | 0 | 0 | 134973.9315 | 0 | 0 | 0 | 0
2012 | 6 | 10242699 | 4575347 | 2.2099 | 0 | 0 | 0 | 0 | 0 | 0.14132 | 6.768 | -0.40341 | 14.7496 | 0 | 0 | 0 | 0 | 0 | 276.4557 | 0 | 0 | 0 | 0 | 0 | 0 | 0 | 129527.3554 | 0 | 0 | 0 | 0
2012 | 7 | 11225750 | 4577123 | 2.4215 | 0 | 0 | 0 | 0 | 0 | 0.15733 | 6.768 | -0.4042 | 14.8229 | 0 | 0 | 0 | 0 | 0 | 0 | 321.708 | 0 | 0 | 0 | 0 | 0 | 0 | 137873.5875 | 0 | 0 | 0 | 0
2012 | 8 | 11202980 | 4579585 | 2.4169 | 0 | 0 | 0 | 0 | 0 | 0.15998 | 6.7762 | -0.4042 | 15.0399 | 0 | 0 | 0 | 0 | 0 | 0 | 0 | 322.4072 | 0 | 0 | 0 | 0 | 0 | 143343.6811 | 0 | 0 | 0 | 0
2012 | 9 | 10233593 | 4578976 | 2.2065 | 0 | 0 | 0 | 0 | 0 | 0.1471 | 6.7762 | -0.42411 | 15.2858 | 0 | 0 | 0 | 0 | 0 | 0 | 0 | 0 | 274.5068 | 0 | 0 | 0 | 0 | 129453.8538 | 0 | 0 | 0 | 0
2012 | 10 | 9654295 | 4580752 | 2.0806 | 0 | 0 | 0 | 0 | 0 | 0.12513 | 6.7762 | -0.45913 | 15.4046 | 0 | 0 | 0 | 0 | 0 | 0 | 0 | 0 | 0 | 198.7183 | 0 | 0 | 0 | 122882.5572 | 0 | 0 | 0 | 0
2012 | 11 | 7423333 | 4584041 | 1.5979 | 0 | 0 | 0 | 0 | 0 | 0.074301 | 6.7762 | -0.45913 | 15.3058 | 0 | 0 | 0 | 0 | 0 | 0 | 0 | 0 | 0 | 0 | 39.0518 | 0 | 0 | 103283.5154 | 0 | 0 | 0 | 0
2012 | 12 | 8157450 | 4588119 | 1.7544 | 0 | 0 | 0 | 0 | 39.3147 | 0.080157 | 6.7762 | -0.48161 | 15.0969 | 0 | 0 | 0 | 0 | 0 | 0 | 0 | 0 | 0 | 0 | 0 | 52.0025 | 0 | 108775.6811 | 0 | 0 | 0 | 0
2013 | 1 | 8088864 | 4594969 | 1.7361 | 0 | 10.0559 | 0 | 0 | 0 | 0.093972 | 6.7762 | -0.54056 | 14.922 | 50.5387 | 0 | 0 | 0 | 0 | 0 | 0 | 0 | 0 | 0 | 0 | 0 | 0 | 118191.5016 | 0 | 0 | 0 | 0
2013 | 2 | 7467802 | 4599265 | 1.6007 | 0 | 0 | 45.6237 | 0 | 0 | 0.088368 | 6.7762 | -0.54056 | 14.9066 | 0 | 44.9954 | 0 | 0 | 0 | 0 | 0 | 0 | 0 | 0 | 0 | 0 | 0 | 106370.1399 | 0 | 0 | 0 | 0
2013 | 3 | 7936038 | 4605771 | 1.6978 | 0 | 0 | 0 | 93.6091 | 0 | 0.078507 | 6.7848 | -0.54056 | 14.989 | 0 | 0 | 28.5589 | 0 | 0 | 0 | 0 | 0 | 0 | 0 | 0 | 0 | 0 | 108932.8746 | 0 | 0 | 0 | 0
2013 | 4 | 8967220 | 4609509 | 1.9187 | 0 | 0 | 0 | 0 | 0 | 0.1147 | 6.7848 | -0.60571 | 15.1049 | 0 | 0 | 0 | 135.3599 | 0 | 0 | 0 | 0 | 0 | 0 | 0 | 0 | 0 | 125552.9798 | 0 | 0 | 0 | 0
2013 | 5 | 9493988 | 4611553 | 2.0308 | 0 | 0 | 0 | 0 | 0 | 0.12211 | 6.7906 | -0.63301 | 15.1697 | 0 | 0 | 0 | 0 | 163.9241 | 0 | 0 | 0 | 0 | 0 | 0 | 0 | 0 | 124150.1247 | 0 | 0 | 0 | 0
2013 | 6 | 10459525 | 4613739 | 2.2426 | 0 | 0 | 0 | 0 | 0 | 0.16156 | 6.794 | -0.63301 | 15.1967 | 0 | 0 | 0 | 0 | 0 | 272.8763 | 0 | 0 | 0 | 0 | 0 | 0 | 0 | 110752.0708 | 0 | 0 | 0 | 0
2013 | 7 | 10649066 | 4620943 | 2.2797 | 0 | 0 | 0 | 0 | 0 | 0.17022 | 6.794 | -0.63301 | 15.2055 | 0 | 0 | 0 | 0 | 0 | 0 | 293.7081 | 0 | 0 | 0 | 0 | 0 | 0 | 109222.091 | 0 | 0 | 0 | 0
2013 | 8 | 11392218 | 4630751 | 2.4338 | 0 | 0 | 0 | 0 | 0 | 0.18943 | 6.794 | -0.63712 | 15.2174 | 0 | 0 | 0 | 0 | 0 | 0 | 0 | 337.5448 | 0 | 0 | 0 | 0 | 0 | 122060.0971 | 0 | 0 | 0 | 0
2013 | 9 | 10228764 | 4644296 | 2.179 | 0 | 0 | 0 | 0 | 0 | 0.16721 | 6.794 | -0.68291 | 15.2379 | 0 | 0 | 0 | 0 | 0 | 0 | 0 | 0 | 270.044 | 0 | 0 | 0 | 0 | 106687.561 | 0 | 0 | 0 | 0
2013 | 10 | 9968681 | 4655414 | 2.1176 | 0 | 0 | 0 | 0 | 0 | 0.14967 | 6.794 | -0.68291 | 15.2678 | 0 | 0 | 0 | 0 | 0 | 0 | 0 | 0 | 0 | 213.2859 | 0 | 0 | 0 | 111413.2809 | 0 | 0 | 0 | 0
2013 | 11 | 8505690 | 4665143 | 1.8025 | 0 | 0 | 0 | 0 | 0 | 0.11407 | 6.794 | -0.68291 | 15.3119 | 0 | 0 | 0 | 0 | 0 | 0 | 0 | 0 | 0 | 0 | 110.2332 | 0 | 0 | 98210.8237 | 0 | 0 | 0 | 0
2013 | 12 | 8497355 | 4671859 | 1.798 | 0 | 0 | 0 | 0 | 1.6498 | 0.10406 | 6.794 | -0.72959 | 15.364 | 0 | 0 | 0 | 0 | 0 | 0 | 0 | 0 | 0 | 0 | 0 | 79.0051 | 0 | 101111.7289 | 0 | 0 | 0 | 0
2014 | 1 | 8633765 | 4679556 | 1.7754 | 0 | 118.4687 | 0 | 0 | 0 | 0.09843 | 6.84 | -0.72959 | 15.4252 | 26.9569 | 0 | 0 | 0 | 0 | 0 | 0 | 0 | 0 | 0 | 0 | 0 | 0 | 323559.909 | 0 | 0 | 0 | 0
2014 | 2 | 7957338 | 4687089 | 1.6365 | 0 | 0 | 17.6104 | 0 | 0 | 0.10766 | 6.8894 | -0.72959 | 15.4892 | 0 | 57.5107 | 0 | 0 | 0 | 0 | 0 | 0 | 0 | 0 | 0 | 0 | 0 | 289984.53 | 0 | 0 | 0 | 0
2014 | 3 | 8490634 | 4694845 | 1.7415 | 0 | 0 | 0 | 9.0842 | 0 | 0.10553 | 6.9399 | -0.72959 | 15.5425 | 0 | 0 | 62.2018 | 0 | 0 | 0 | 0 | 0 | 0 | 0 | 0 | 0 | 0 | 314717.2718 | 0 | 0 | 0 | 0
2014 | 4 | 9229956 | 4699582 | 1.8921 | 0 | 0 | 0 | 0 | 0 | 0.13302 | 7.006 | -0.72959 | 15.5935 | 0 | 0 | 0 | 137.136 | 0 | 0 | 0 | 0 | 0 | 0 | 0 | 0 | 0 | 338784.6066 | 0 | 0 | 0 | 0
2014 | 5 | 10400290 | 4702414 | 2.1302 | 0 | 0 | 0 | 0 | 0 | 0.1654 | 7.0164 | -0.74068 | 15.6274 | 0 | 0 | 0 | 0 | 220.6571 | 0 | 0 | 0 | 0 | 0 | 0 | 0 | 0 | 385612.0304 | 0 | 0 | 0 | 0
2014 | 6 | 10437993 | 4705494 | 2.1144 | 0 | 0 | 0 | 0 | 0 | 0.17481 | 7.0178 | -0.74512 | 15.6629 | 0 | 0 | 0 | 0 | 0 | 247.5876 | 0 | 0 | 0 | 0 | 0 | 0 | 0 | 485868.9258 | 0 | 0 | 0 | 0
2014 | 7 | 11387222 | 4709239 | 2.3159 | 0 | 0 | 0 | 0 | 0 | 0.20371 | 7.0178 | -0.74891 | 15.7125 | 0 | 0 | 0 | 0 | 0 | 0 | 311.6667 | 0 | 0 | 0 | 0 | 0 | 0 | 479180.6809 | 0 | 0 | 0 | 0
2014 | 8 | 12124907 | 4712926 | 2.4533 | 0 | 0 | 0 | 0 | 0 | 0.22407 | 7.0178 | -0.74891 | 15.7928 | 0 | 0 | 0 | 0 | 0 | 0 | 0 | 350.9581 | 0 | 0 | 0 | 0 | 0 | 563456.6053 | 0 | 0 | 0 | 0
2014 | 9 | 10640900 | 4718734 | 2.1541 | 0 | 0 | 0 | 0 | 0 | 0.18628 | 7.0178 | -0.76332 | 15.8935 | 0 | 0 | 0 | 0 | 0 | 0 | 0 | 0 | 254.3547 | 0 | 0 | 0 | 0 | 471832.2688 | 0 | 0 | 0 | 0
2014 | 10 | 10073732 | 4724910 | 2.0379 | 0 | 0 | 0 | 0 | 0 | 0.16264 | 7.0178 | -0.76332 | 15.9974 | 0 | 0 | 0 | 0 | 0 | 0 | 0 | 0 | 0 | 189.0077 | 0 | 0 | 0 | 440697.8769 | 0 | 0 | 0 | 0
2014 | 11 | 8128958 | 4731887 | 1.6534 | 0 | 0 | 0 | 0 | 0 | 0.11197 | 7.0214 | -0.76332 | 16.1011 | 0 | 0 | 0 | 0 | 0 | 0 | 0 | 0 | 0 | 0 | 63.2493 | 0 | 0 | 302410.3195 | 0 | 0 | 0 | 0
2014 | 12 | 8457394 | 4739276 | 1.7077 | 0 | 0 | 0 | 0 | 45.4702 | 0.10679 | 7.0267 | -0.76332 | 16.1918 | 0 | 0 | 0 | 0 | 0 | 0 | 0 | 0 | 0 | 0 | 0 | 46.609 | 0 | 360915.7353 | 0 | 0 | 0 | 0
2015 | 1 | 8447758 | 4746212 | 1.6986 | 0 | 49.4029 | 0 | 0 | 0 | 0.11407 | 7.0267 | -0.84857 | 16.2733 | 32.32 | 0 | 0 | 0 | 0 | 0 | 0 | 0 | 0 | 0 | 0 | 0 | 0 | 385047.6986 | 0 | 0 | 0 | 0
2015 | 2 | 7676502 | 4753351 | 1.5257 | 0 | 0 | 78.3496 | 0 | 0 | 0.11366 | 7.0267 | -0.84857 | 16.3401 | 0 | 19.0103 | 0 | 0 | 0 | 0 | 0 | 0 | 0 | 0 | 0 | 0 | 0 | 421568.4055 | 0 | 0 | 0 | 0
2015 | 3 | 9442613 | 4761186 | 1.8881 | 0 | 0 | 0 | 2.9323 | 0 | 0.12386 | 7.0267 | -0.84857 | 16.3892 | 0 | 0 | 112.4645 | 0 | 0 | 0 | 0 | 0 | 0 | 0 | 0 | 0 | 0 | 455286.4424 | 0 | 0 | 0 | 0
2015 | 4 | 10158631 | 4765589 | 2.0282 | 0 | 0 | 0 | 0 | 0 | 0.14262 | 7.0267 | -0.88842 | 16.4406 | 0 | 0 | 0 | 192.4777 | 0 | 0 | 0 | 0 | 0 | 0 | 0 | 0 | 0 | 496556.2114 | 0 | 0 | 0 | 0
2015 | 5 | 10806023 | 4767866 | 2.1573 | 0 | 0 | 0 | 0 | 0 | 0.18532 | 7.0267 | -1.0234 | 16.4885 | 0 | 0 | 0 | 0 | 233.9969 | 0 | 0 | 0 | 0 | 0 | 0 | 0 | 0 | 521215.6985 | 0 | 0 | 0 | 0
2015 | 6 | 11385195 | 4772498 | 2.2742 | 0 | 0 | 0 | 0 | 0 | 0.2141 | 7.0267 | -1.0234 | 16.537 | 0 | 0 | 0 | 0 | 0 | 299.7224 | 0 | 0 | 0 | 0 | 0 | 0 | 0 | 529552.4544 | 0 | 0 | 0 | 0
2015 | 7 | 11894253 | 4776557 | 2.3663 | 0 | 0 | 0 | 0 | 0 | 0.24016 | 7.0267 | -1.0234 | 16.5797 | 0 | 0 | 0 | 0 | 0 | 0 | 332.8324 | 0 | 0 | 0 | 0 | 0 | 0 | 594360.6565 | 0 | 0 | 0 | 0
2015 | 8 | 11883008.3158 | 4781224.3184 | 2.3738 | 0 | 0 | 0 | 0 | 0 | 0.24573 | 7.0267 | -1.0378 | 16.62 | 0 | 0 | 0 | 0 | 0 | 0 | 0 | 329.7314 | 0 | 0 | 0 | 0 | 0 | 533536.3966 | -1537.9525 | 1139.9414 | 0 | 0
2015 | 9 | 10918440.8839 | 4787190.9143 | 2.181 | 0 | 0 | 0 | 0 | 0 | 0.22638 | 7.0267 | -1.0594 | 16.6602 | 0 | 0 | 0 | 0 | 0 | 0 | 0 | 0 | 278.2109 | 0 | 0 | 0 | 0 | 491203.4285 | -1352.9193 | 1139.9414 | 1606.9128 | -14990.6853
2015 | 10 | 10212629.8598 | 4793439.8659 | 2.0406 | 0 | 0 | 0 | 0 | 0 | 0.19263 | 7.0267 | -1.0634 | 16.7038 | 0 | 0 | 0 | 0 | 0 | 0 | 0 | 0 | 0 | 198.8366 | 0 | 0 | 0 | 443838.8016 | -1363.5943 | 1103.1691 | 1606.9128 | -13928.7809
2015 | 11 | 8459488.791 | 4800228.4842 | 1.692 | 0 | 0 | 0 | 0 | 0 | 0.13708 | 7.0267 | -1.0724 | 16.7586 | 0 | 0 | 0 | 0 | 0 | 0 | 0 | 0 | 0 | 0 | 75.6672 | 0 | 0 | 348147.5972 | -1250.3637 | 1139.9414 | 1606.9128 | -12257.0343
2015 | 12 | 8678969.889 | 4807296.7264 | 1.7385 | 0.17544 | 0 | 0 | 0 | 65.4105 | 0.12191 | 7.0267 | -1.1042 | 16.8145 | 0 | 0 | 0 | 0 | 0 | 0 | 0 | 0 | 0 | 0 | 0 | 42.4497 | 0 | 329395.0661 | -1213.3489 | 1103.1691 | 1606.9128 | -9453.7947
2016 | 1 | 8808803.1126 | 4814044.2749 | 1.7445 | 0.47587 | 104.0124 | 0 | 0 | 0 | 0.12809 | 7.0267 | -1.2346 | 16.869 | 26.8726 | 0 | 0 | 0 | 0 | 0 | 0 | 0 | 0 | 0 | 0 | 0 | 0 | 405657.9199 | -2338.6709 | 1902.4848 | 12780.4404 | -7164.3299
2016 | 2 | 8194553.2661 | 4820925.6662 | 1.6147 | 0 | 0 | 57.9487 | 0 | 0 | 0.12787 | 7.0267 | -1.2346 | 16.9139 | 0 | 34.724 | 0 | 0 | 0 | 0 | 0 | 0 | 0 | 0 | 0 | 0 | 1 | 404350.2446 | -2328.5132 | 1909.013 | 12780.4404 | -6603.0283
2016 | 3 | 8995609.4588 | 4828282.0588 | 1.7636 | 0 | 0 | 0 | 29.1339 | 0 | 0.13913 | 7.0267 | -1.2346 | 16.9484 | 0 | 0 | 67.0888 | 0 | 0 | 0 | 0 | 0 | 0 | 0 | 0 | 0 | 0 | 475977.3018 | -2959.1656 | 1902.4848 | 12780.4404 | -7045.5592
2016 | 4 | 9297257.7505 | 4833256.5331 | 1.8162 | 0 | 0 | 0 | 0 | 0 | 0.15998 | 7.0267 | -1.3189 | 16.9849 | 0 | 0 | 0 | 117.4286 | 0 | 0 | 0 | 0 | 0 | 0 | 0 | 0 | 0 | 514946.1742 | -3096.1551 | 1902.4848 | 12780.4404 | -7659.0514
2016 | 5 | 10568988.1145 | 4836753.0944 | 2.0768 | 0 | 0 | 0 | 0 | 0 | 0.20751 | 7.0267 | -1.3491 | 17.0208 | 0 | 0 | 0 | 0 | 205.8724 | 0 | 0 | 0 | 0 | 0 | 0 | 0 | 0 | 521141.5564 | -3100.5393 | 1841.1143 | 12780.4404 | -8630.1988
2016 | 6 | 11074872.6884 | 4841873.4952 | 2.1739 | 0 | 0 | 0 | 0 | 0 | 0.2395 | 7.0267 | -1.3652 | 17.0587 | 0 | 0 | 0 | 0 | 0 | 273.7973 | 0 | 0 | 0 | 0 | 0 | 0 | 0 | 545693.482 | -2675.0676 | 1902.4848 | 12780.4404 | -8661.4849
2016 | 7 | 11833884.0518 | 4846591.4271 | 2.3264 | 0 | 0 | 0 | 0 | 0 | 0.26889 | 7.0267 | -1.374 | 17.092 | 0 | 0 | 0 | 0 | 0 | 0 | 323.215 | 0 | 0 | 0 | 0 | 0 | 0 | 556463.0331 | -2856.6506 | 1841.1143 | 12780.4404 | -9452.857
2016 | 8 | 11995478.8044 | 4851833.1991 | 2.3619 | 0 | 0 | 0 | 0 | 0 | 0.27513 | 7.0267 | -1.3805 | 17.1229 | 0 | 0 | 0 | 0 | 0 | 0 | 0 | 329.7314 | 0 | 0 | 0 | 0 | 0 | 534213.4251 | -4272.7423 | 3042.4262 | 12780.4404 | -10061.2923
2016 | 9 | 11061196.7521 | 4857968.651 | 2.1706 | 0 | 0 | 0 | 0 | 0 | 0.25344 | 7.0267 | -1.3962 | 17.1558 | 0 | 0 | 0 | 0 | 0 | 0 | 0 | 0 | 278.2109 | 0 | 0 | 0 | 0 | 513047.0707 | -3754.5825 | 3042.4262 | 12780.4404 | -8829.8579
2016 | 10 | 10360328.1894 | 4864293.9691 | 2.0331 | 0 | 0 | 0 | 0 | 0 | 0.21583 | 7.0267 | -1.3962 | 17.1967 | 0 | 0 | 0 | 0 | 0 | 0 | 0 | 0 | 0 | 198.8366 | 0 | 0 | 0 | 467296.0699 | -3778.2653 | 2944.2834 | 12780.4404 | -8359.2198
2016 | 11 | 8615994.3188 | 4870987.3961 | 1.6894 | 0 | 0 | 0 | 0 | 0 | 0.15381 | 7.0267 | -1.3962 | 17.2543 | 0 | 0 | 0 | 0 | 0 | 0 | 0 | 0 | 0 | 0 | 75.6672 | 0 | 0 | 381283.008 | -3459.1754 | 3042.4262 | 12780.4404 | -6745.4392
2016 | 12 | 8817793.1842 | 4877869.0581 | 1.7372 | 0.17544 | 0 | 0 | 0 | 65.4105 | 0.13693 | 7.0267 | -1.4133 | 17.3164 | 0 | 0 | 0 | 0 | 0 | 0 | 0 | 0 | 0 | 0 | 0 | 42.4497 | 0 | 338838.7402 | -3353.7449 | 2944.2834 | 12780.4404 | -7017.9766
2017 | 1 | 8847227.7248 | 4884523.5388 | 1.7362 | 0.47587 | 104.0124 | 0 | 0 | 0 | 0.14249 | 7.1296 | -1.4133 | 17.3778 | 26.8726 | 0 | 0 | 0 | 0 | 0 | 0 | 0 | 0 | 0 | 0 | 0 | 0 | 353342.6032 | -4233.5835 | 5060.1937 | 23276.8942 | -10700.6972
2017 | 2 | 7987296.8639 | 4891265.5923 | 1.5569 | 0 | 0 | 57.9487 | 0 | 0 | 0.14173 | 7.239 | -1.4133 | 17.4279 | 0 | 34.724 | 0 | 0 | 0 | 0 | 0 | 0 | 0 | 0 | 0 | 0 | 0 | 358134.0673 | -4216.6791 | 4570.4975 | 23276.8942 | -9862.3329
2017 | 3 | 8977158.7784 | 4898331.489 | 1.7412 | 0 | 0 | 0 | 29.1339 | 0 | 0.15463 | 7.3465 | -1.4206 | 17.4636 | 0 | 0 | 67.0888 | 0 | 0 | 0 | 0 | 0 | 0 | 0 | 0 | 0 | 0 | 435498.0911 | -5360.5715 | 5060.1937 | 23276.8942 | -10523.3005
2017 | 4 | 9245820.192 | 4903743.7771 | 1.7854 | 0 | 0 | 0 | 0 | 0 | 0.17751 | 7.4519 | -1.4463 | 17.5023 | 0 | 0 | 0 | 117.4286 | 0 | 0 | 0 | 0 | 0 | 0 | 0 | 0 | 0 | 479360.7658 | -5610.2081 | 5060.1937 | 23276.8942 | -11439.6169
2017 | 5 | 10504682.4024 | 4908128.3259 | 2.0423 | 0 | 0 | 0 | 0 | 0 | 0.22982 | 7.4519 | -1.4772 | 17.54 | 0 | 0 | 0 | 0 | 205.8724 | 0 | 0 | 0 | 0 | 0 | 0 | 0 | 0 | 471007.0745 | -5620.0947 | 4896.9617 | 23276.8942 | -12890.1301
2017 | 6 | 10996325.5152 | 4913632.2893 | 2.1371 | 0 | 0 | 0 | 0 | 0 | 0.26494 | 7.4519 | -1.4906 | 17.5804 | 0 | 0 | 0 | 0 | 0 | 273.7973 | 0 | 0 | 0 | 0 | 0 | 0 | 0 | 485032.413 | -4849.8668 | 5060.1937 | 23276.8942 | -12936.8592
2017 | 7 | 11750677.7317 | 4918853.1592 | 2.2873 | 0 | 0 | 0 | 0 | 0 | 0.29734 | 7.4519 | -1.5018 | 17.6182 | 0 | 0 | 0 | 0 | 0 | 0 | 323.215 | 0 | 0 | 0 | 0 | 0 | 0 | 490745.0059 | -5178.6269 | 4896.9617 | 23276.8942 | -14118.8586
2017 | 8 | 11913188.2102 | 4924447.0443 | 2.3225 | 0 | 0 | 0 | 0 | 0 | 0.30425 | 7.4519 | -1.508 | 17.6564 | 0 | 0 | 0 | 0 | 0 | 0 | 0 | 329.7314 | 0 | 0 | 0 | 0 | 0 | 468329.308 | -6494.3962 | 6200.1351 | 23276.8942 | -15027.6221
2017 | 9 | 10982746.7766 | 4930655.2438 | 2.1329 | 0 | 0 | 0 | 0 | 0 | 0.28032 | 7.4519 | -1.5211 | 17.6939 | 0 | 0 | 0 | 0 | 0 | 0 | 0 | 0 | 278.2109 | 0 | 0 | 0 | 0 | 455468.2105 | -5704.4877 | 6200.1351 | 23276.8942 | -13188.3424
2017 | 10 | 10297901.7267 | 4936990.6767 | 1.9981 | 0 | 0 | 0 | 0 | 0 | 0.23901 | 7.4519 | -1.5211 | 17.73 | 0 | 0 | 0 | 0 | 0 | 0 | 0 | 0 | 0 | 198.8366 | 0 | 0 | 0 | 422189.4392 | -5737.0946 | 6000.1307 | 23276.8942 | -12485.3938
2017 | 11 | 8563161.1415 | 4943576.8222 | 1.659 | 0 | 0 | 0 | 0 | 0 | 0.17075 | 7.4519 | -1.5239 | 17.7694 | 0 | 0 | 0 | 0 | 0 | 0 | 0 | 0 | 0 | 0 | 75.6672 | 0 | 0 | 347673.1778 | -5249.5305 | 6200.1351 | 23276.8942 | -10075.0389
2017 | 12 | 8765716.2294 | 4950289.2673 | 1.7076 | 0.17544 | 0 | 0 | 0 | 65.4105 | 0.15225 | 7.4519 | -1.5449 | 17.8066 | 0 | 0 | 0 | 0 | 0 | 0 | 0 | 0 | 0 | 0 | 0 | 42.4497 | 0 | 298651.801 | -5087.8073 | 6000.1307 | 23276.8942 | -10482.1028
2018 | 1 | 8870942.0427 | 4956840.5539 | 1.7142 | 0.47587 | 104.0124 | 0 | 0 | 0 | 0.15307 | 7.4861 | -1.5449 | 17.8433 | 26.8726 | 0 | 0 | 0 | 0 | 0 | 0 | 0 | 0 | 0 | 0 | 0 | 0 | 357579.9653 | -6863.7639 | 11705.0289 | 26014.3398 | -14385.9642
2018 | 2 | 8017769.4211 | 4963448.6475 | 1.539 | 0 | 0 | 57.9487 | 0 | 0 | 0.15222 | 7.5257 | -1.5449 | 17.8759 | 0 | 34.724 | 0 | 0 | 0 | 0 | 0 | 0 | 0 | 0 | 0 | 0 | 0 | 362420.8837 | -6839.7144 | 10572.2842 | 26014.3398 | -13258.8713
2018 | 3 | 9035659.8035 | 4970277.1852 | 1.7263 | 0 | 0 | 0 | 29.1339 | 0 | 0.16654 | 7.5645 | -1.5512 | 17.9007 | 0 | 0 | 67.0888 | 0 | 0 | 0 | 0 | 0 | 0 | 0 | 0 | 0 | 0 | 440575.4428 | -8699.3663 | 11705.0289 | 26014.3398 | -14147.4729
2018 | 4 | 9319909.821 | 4975957.4565 | 1.7729 | 0 | 0 | 0 | 0 | 0 | 0.19147 | 7.6025 | -1.5755 | 17.9289 | 0 | 0 | 0 | 117.4286 | 0 | 0 | 0 | 0 | 0 | 0 | 0 | 0 | 0 | 484909.4134 | -9107.8305 | 11705.0289 | 26014.3398 | -15379.3642
2018 | 5 | 10579453.2385 | 4980922.7755 | 2.0261 | 0 | 0 | 0 | 0 | 0 | 0.24837 | 7.6025 | -1.6056 | 17.955 | 0 | 0 | 0 | 0 | 205.8724 | 0 | 0 | 0 | 0 | 0 | 0 | 0 | 0 | 476649.2742 | -9128.2726 | 11327.4473 | 26014.3398 | -17329.4269
2018 | 6 | 11066887.9938 | 4986659.4925 | 2.1184 | 0 | 0 | 0 | 0 | 0 | 0.28645 | 7.6025 | -1.6188 | 17.9807 | 0 | 0 | 0 | 0 | 0 | 273.7973 | 0 | 0 | 0 | 0 | 0 | 0 | 0 | 490882.4771 | -7879.4898 | 11705.0289 | 26014.3398 | -17392.2493
2018 | 7 | 11819273.5615 | 4992196.8686 | 2.2663 | 0 | 0 | 0 | 0 | 0 | 0.3216 | 7.6025 | -1.6284 | 18.0009 | 0 | 0 | 0 | 0 | 0 | 0 | 323.215 | 0 | 0 | 0 | 0 | 0 | 0 | 495738.7941 | -8412.6083 | 11327.4473 | 26014.3398 | -18981.3234
2018 | 8 | 11981913.5038 | 4997933.7507 | 2.3007 | 0 | 0 | 0 | 0 | 0 | 0.329 | 7.6025 | -1.6341 | 18.0179 | 0 | 0 | 0 | 0 | 0 | 0 | 0 | 329.7314 | 0 | 0 | 0 | 0 | 0 | 474071.3117 | -9586.7571 | 12844.9703 | 26014.3398 | -20203.0606
2018 | 9 | 11045420.7316 | 5004092.6381 | 2.1126 | 0 | 0 | 0 | 0 | 0 | 0.30283 | 7.6025 | -1.6462 | 18.0353 | 0 | 0 | 0 | 0 | 0 | 0 | 0 | 0 | 278.2109 | 0 | 0 | 0 | 0 | 461270.4878 | -8416.9138 | 12844.9703 | 26014.3398 | -17730.342
2018 | 10 | 10362644.8188 | 5010336.4477 | 1.9803 | 0 | 0 | 0 | 0 | 0 | 0.25795 | 7.6025 | -1.6462 | 18.0582 | 0 | 0 | 0 | 0 | 0 | 0 | 0 | 0 | 0 | 198.8366 | 0 | 0 | 0 | 427498.4567 | -8459.4903 | 12430.6164 | 26014.3398 | -16785.3014
2018 | 11 | 8625899.3691 | 5016750.7264 | 1.6457 | 0 | 0 | 0 | 0 | 0 | 0.18376 | 7.6025 | -1.6495 | 18.0936 | 0 | 0 | 0 | 0 | 0 | 0 | 0 | 0 | 0 | 0 | 75.6672 | 0 | 0 | 352478.7402 | -7735.572 | 12844.9703 | 26014.3398 | -13544.8322
2018 | 12 | 8837189.9807 | 5023249.4278 | 1.6955 | 0.17544 | 0 | 0 | 0 | 65.4105 | 0.16368 | 7.6025 | -1.6712 | 18.1326 | 0 | 0 | 0 | 0 | 0 | 0 | 0 | 0 | 0 | 0 | 0 | 42.4497 | 0 | 303170.6189 | -7494.4286 | 12430.6164 | 26014.3398 | -14092.0869