## ReadMe
ReadMe:
Data source:
"StackList"
|  | "ESShip" tab: | H:\CSPA Projects\610025 - FEECA Potential Study\Model input and market research\ENERGY STAR Summary Unit Shipment Data 2010 - 2014.xlsx
"2014" tab
|  | "Feasibility Factor" tab: | H:\CSPA Projects\610025 - FEECA Potential Study\Data Requests\!New Data - needs sorting\feeca-ouc\M_BAECE_OUC.xls
"Feasibility Factor" tab

## Applicability
Name | Segment | Vintage | Feasibility1 ("Feasbility Factor") | Feasibility2 ("Nexant") | Saturation1 ("ESShip") | Saturation2 ("Nexant") | Applied? | Feasibility Used | Saturation Used | Applicability | Post Adjustment | Adjustment (x1.2) | Applicability
Efficient Exhaust Hood | Assembly | T | 0% | 12.5% |  | 5.437% |  |  |  | 0% |  |  | 0%
Efficient Exhaust Hood | College and University | T | 0% | 11.55% |  | 5.437% | X | 11.55% | 5.437% | 10.93% |  |  | 10.93%
Efficient Exhaust Hood | Grocery | T | 10% | 19.44% |  | 5.437% |  |  |  | 0% |  |  | 0%
Efficient Exhaust Hood | Healthcare | T | 0% | 11.61% |  | 5.437% | X | 11.61% | 5.437% | 10.98% |  |  | 10.98%
Efficient Exhaust Hood | Hospitals | T | 0% | 12.5% |  | 5.437% | X | 12.5% | 5.437% | 11.82% |  |  | 11.82%
Efficient Exhaust Hood | Institutional | T | 0% | 19.44% |  | 5.437% |  |  |  | 0% |  |  | 0%
Efficient Exhaust Hood | Lodging/Hospitality | T | 0% | 14.83% |  | 5.437% | X | 14.83% | 5.437% | 14.03% |  |  | 14.03%
Efficient Exhaust Hood | Miscellaneous | T | 0% | 14.83% |  | 5.437% |  |  |  | 0% |  |  | 0%
Efficient Exhaust Hood | Offices | T | 0% | 12.5% |  | 5.437% |  |  |  | 0% |  |  | 0%
Efficient Exhaust Hood | Restaurants | T | 100% | 14.83% |  | 5.437% | X | 14.83% | 5.437% | 14.03% |  |  | 14.03%
Efficient Exhaust Hood | Retail | T | 0% | 11.67% |  | 5.437% |  |  |  | 0% |  |  | 0%
Efficient Exhaust Hood | Schools K-12 | T | 0% | 11.55% |  | 5.437% | X | 11.55% | 5.437% | 10.93% |  |  | 10.93%
Efficient Exhaust Hood | Warehouse | T | 0% | 14.83% |  | 5.437% |  |  |  | 0% |  |  | 0%
Efficient Exhaust Hood | Assembly | E | 0% | 0% |  | 5.437% |  |  |  | 0% |  |  | 0%
Efficient Exhaust Hood | College and University | E | 0% | 0% |  | 5.437% | X | 14.12% | 5.437% | 13.35% |  |  | 13.35%
Efficient Exhaust Hood | Grocery | E | 10% | 0% |  | 5.437% |  |  |  | 0% |  |  | 0%
Efficient Exhaust Hood | Healthcare | E | 0% | 0% |  | 5.437% | X | 14.12% | 5.437% | 13.35% |  |  | 13.35%
Efficient Exhaust Hood | Hospitals | E | 0% | 0% |  | 5.437% | X | 14.12% | 5.437% | 13.35% |  |  | 13.35%
Efficient Exhaust Hood | Institutional | E | 0% | 0% |  | 5.437% |  |  |  | 0% |  |  | 0%
Efficient Exhaust Hood | Lodging/Hospitality | E | 0% | 14.83% |  | 5.437% | X | 14.83% | 5.437% | 14.03% |  |  | 14.03%
Efficient Exhaust Hood | Miscellaneous | E | 0% | 14.83% |  | 5.437% |  |  |  | 0% |  |  | 0%
Efficient Exhaust Hood | Offices | E | 0% | 0% |  | 5.437% |  |  |  | 0% |  |  | 0%
Efficient Exhaust Hood | Restaurants | E | 100% | 14.83% |  | 5.437% | X | 14.83% | 5.437% | 14.03% |  |  | 14.03%
Efficient Exhaust Hood | Retail | E | 0% | 0% |  | 5.437% |  |  |  | 0% |  |  | 0%
Efficient Exhaust Hood | Schools K-12 | E | 0% | 0% |  | 5.437% | X | 14.12% | 5.437% | 13.35% |  |  | 13.35%
Efficient Exhaust Hood | Warehouse | E | 0% | 14.83% |  | 5.437% |  |  |  | 0% |  |  | 0%
Efficient Exhaust Hood | Assembly | N | 0% | 12.5% |  | 5.437% |  |  |  | 0% |  |  | 0%
Efficient Exhaust Hood | College and University | N | 0% | 11.55% |  | 5.437% | X | 11.55% | 5.437% | 10.93% |  |  | 10.93%
Efficient Exhaust Hood | Grocery | N | 10% | 19.44% |  | 5.437% |  |  |  | 0% |  |  | 0%
Efficient Exhaust Hood | Healthcare | N | 0% | 11.61% |  | 5.437% | X | 11.61% | 5.437% | 10.98% |  |  | 10.98%
Efficient Exhaust Hood | Hospitals | N | 0% | 12.5% |  | 5.437% | X | 12.5% | 5.437% | 11.82% |  |  | 11.82%
Efficient Exhaust Hood | Institutional | N | 0% | 19.44% |  | 5.437% |  |  |  | 0% |  |  | 0%
Efficient Exhaust Hood | Lodging/Hospitality | N | 0% | 14.83% |  | 5.437% | X | 14.83% | 5.437% | 14.03% |  |  | 14.03%
Efficient Exhaust Hood | Miscellaneous | N | 0% | 14.83% |  | 5.437% |  |  |  | 0% |  |  | 0%
Efficient Exhaust Hood | Offices | N | 0% | 12.5% |  | 5.437% |  |  |  | 0% |  |  | 0%
Efficient Exhaust Hood | Restaurants | N | 100% | 14.83% |  | 5.437% | X | 14.83% | 5.437% | 14.03% |  |  | 14.03%
Efficient Exhaust Hood | Retail | N | 0% | 11.67% |  | 5.437% |  |  |  | 0% |  |  | 0%
Efficient Exhaust Hood | Schools K-12 | N | 0% | 11.55% |  | 5.437% | X | 11.55% | 5.437% | 10.93% |  |  | 10.93%
Efficient Exhaust Hood | Warehouse | N | 0% | 14.83% |  | 5.437% |  |  |  | 0% |  |  | 0%
Energy Star Commercial Oven | Assembly | T | 100% | 54.78% | 59% | 55.21% |  |  |  | 0% |  |  | 0%
Energy Star Commercial Oven | College and University | T | 100% | 54.78% | 59% | 55.21% | X | 54.78% | 59% | 22.46% |  |  | 22.46%
Energy Star Commercial Oven | Grocery | T | 100% | 54.78% | 59% | 55.21% |  |  |  | 0% |  |  | 0%
Energy Star Commercial Oven | Healthcare | T | 100% | 54.78% | 59% | 55.21% | X | 54.78% | 59% | 22.46% |  |  | 22.46%
Energy Star Commercial Oven | Hospitals | T | 100% | 54.78% | 59% | 55.21% | X | 54.78% | 59% | 22.46% |  |  | 22.46%
Energy Star Commercial Oven | Institutional | T | 100% | 54.78% | 59% | 55.21% |  |  |  | 0% |  |  | 0%
Energy Star Commercial Oven | Lodging/Hospitality | T | 100% | 54.78% | 59% | 55.21% | X | 54.78% | 59% | 22.46% |  |  | 22.46%
Energy Star Commercial Oven | Miscellaneous | T | 100% | 54.78% | 59% | 55.21% |  |  |  | 0% |  |  | 0%
Energy Star Commercial Oven | Offices | T | 100% | 54.78% | 59% | 55.21% |  |  |  | 0% |  |  | 0%
Energy Star Commercial Oven | Restaurants | T | 100% | 54.78% | 59% | 55.21% | X | 54.78% | 59% | 22.46% |  |  | 22.46%
Energy Star Commercial Oven | Retail | T | 100% | 54.78% | 59% | 55.21% |  |  |  | 0% |  |  | 0%
Energy Star Commercial Oven | Schools K-12 | T | 100% | 54.78% | 59% | 55.21% | X | 54.78% | 59% | 22.46% |  |  | 22.46%
Energy Star Commercial Oven | Warehouse | T | 100% | 54.78% | 59% | 55.21% |  |  |  | 0% |  |  | 0%
Energy Star Commercial Oven | Assembly | E | 100% | 54.78% | 59% | 55.21% |  |  |  | 0% |  |  | 0%
Energy Star Commercial Oven | College and University | E | 100% | 0% | 59% | 55.21% | X | 100% | 59% | 41% |  |  | 41%
Energy Star Commercial Oven | Grocery | E | 100% | 0% | 59% | 55.21% |  |  |  | 0% |  |  | 0%
Energy Star Commercial Oven | Healthcare | E | 100% | 54.78% | 59% | 55.21% | X | 54.78% | 59% | 22.46% |  |  | 22.46%
Energy Star Commercial Oven | Hospitals | E | 100% | 0% | 59% | 55.21% | X | 100% | 59% | 41% |  |  | 41%
Energy Star Commercial Oven | Institutional | E | 100% | 54.78% | 59% | 55.21% |  |  |  | 0% |  |  | 0%
Energy Star Commercial Oven | Lodging/Hospitality | E | 100% | 54.78% | 59% | 55.21% | X | 54.78% | 59% | 22.46% |  |  | 22.46%
Energy Star Commercial Oven | Miscellaneous | E | 100% | 54.78% | 59% | 55.21% |  |  |  | 0% |  |  | 0%
Energy Star Commercial Oven | Offices | E | 100% | 54.78% | 59% | 55.21% |  |  |  | 0% |  |  | 0%
Energy Star Commercial Oven | Restaurants | E | 100% | 0% | 59% | 55.21% | X | 100% | 59% | 41% |  |  | 41%
Energy Star Commercial Oven | Retail | E | 100% | 54.78% | 59% | 55.21% |  |  |  | 0% |  |  | 0%
Energy Star Commercial Oven | Schools K-12 | E | 100% | 0% | 59% | 55.21% | X | 100% | 59% | 41% |  |  | 41%
Energy Star Commercial Oven | Warehouse | E | 100% | 54.78% | 59% | 55.21% |  |  |  | 0% |  |  | 0%
Energy Star Commercial Oven | Assembly | N | 100% | 54.78% | 59% | 55.21% |  |  |  | 0% |  |  | 0%
Energy Star Commercial Oven | College and University | N | 100% | 54.78% | 59% | 55.21% | X | 54.78% | 59% | 22.46% |  |  | 22.46%
Energy Star Commercial Oven | Grocery | N | 100% | 54.78% | 59% | 55.21% |  |  |  | 0% |  |  | 0%
Energy Star Commercial Oven | Healthcare | N | 100% | 54.78% | 59% | 55.21% | X | 54.78% | 59% | 22.46% |  |  | 22.46%
Energy Star Commercial Oven | Hospitals | N | 100% | 54.78% | 59% | 55.21% | X | 54.78% | 59% | 22.46% |  |  | 22.46%
Energy Star Commercial Oven | Institutional | N | 100% | 54.78% | 59% | 55.21% |  |  |  | 0% |  |  | 0%
Energy Star Commercial Oven | Lodging/Hospitality | N | 100% | 54.78% | 59% | 55.21% | X | 54.78% | 59% | 22.46% |  |  | 22.46%
Energy Star Commercial Oven | Miscellaneous | N | 100% | 54.78% | 59% | 55.21% |  |  |  | 0% |  |  | 0%
Energy Star Commercial Oven | Offices | N | 100% | 54.78% | 59% | 55.21% |  |  |  | 0% |  |  | 0%
Energy Star Commercial Oven | Restaurants | N | 100% | 54.78% | 59% | 55.21% | X | 54.78% | 59% | 22.46% |  |  | 22.46%
Energy Star Commercial Oven | Retail | N | 100% | 54.78% | 59% | 55.21% |  |  |  | 0% |  |  | 0%
Energy Star Commercial Oven | Schools K-12 | N | 100% | 54.78% | 59% | 55.21% | X | 54.78% | 59% | 22.46% |  |  | 22.46%
Energy Star Commercial Oven | Warehouse | N | 100% | 54.78% | 59% | 55.21% |  |  |  | 0% |  |  | 0%
Energy Star Fryer | Assembly | T | 100% | 40% | 27% | 30.48% |  |  |  | 0% |  |  | 0%
Energy Star Fryer | College and University | T | 100% | 40% | 27% | 30.48% | X | 40% | 27% | 29.2% |  |  | 29.2%
Energy Star Fryer | Grocery | T | 100% | 40% | 27% | 30.48% |  |  |  | 0% |  |  | 0%
Energy Star Fryer | Healthcare | T | 100% | 40% | 27% | 30.48% | X | 40% | 27% | 29.2% |  |  | 29.2%
Energy Star Fryer | Hospitals | T | 100% | 40% | 27% | 30.48% | X | 40% | 27% | 29.2% |  |  | 29.2%
Energy Star Fryer | Institutional | T | 100% | 40% | 27% | 30.48% |  |  |  | 0% |  |  | 0%
Energy Star Fryer | Lodging/Hospitality | T | 100% | 40% | 27% | 30.48% | X | 40% | 27% | 29.2% |  |  | 29.2%
Energy Star Fryer | Miscellaneous | T | 100% | 40% | 27% | 30.48% |  |  |  | 0% |  |  | 0%
Energy Star Fryer | Offices | T | 100% | 40% | 27% | 30.48% |  |  |  | 0% |  |  | 0%
Energy Star Fryer | Restaurants | T | 100% | 40% | 27% | 30.48% | X | 40% | 27% | 29.2% |  |  | 29.2%
Energy Star Fryer | Retail | T | 100% | 40% | 27% | 30.48% |  |  |  | 0% |  |  | 0%
Energy Star Fryer | Schools K-12 | T | 100% | 40% | 27% | 30.48% | X | 40% | 27% | 29.2% |  |  | 29.2%
Energy Star Fryer | Warehouse | T | 100% | 40% | 27% | 30.48% |  |  |  | 0% |  |  | 0%
Energy Star Fryer | Assembly | E | 100% | 40% | 27% | 30.48% |  |  |  | 0% |  |  | 0%
Energy Star Fryer | College and University | E | 100% | 0% | 27% | 30.48% | X | 100% | 27% | 73% |  |  | 73%
Energy Star Fryer | Grocery | E | 100% | 0% | 27% | 30.48% |  |  |  | 0% |  |  | 0%
Energy Star Fryer | Healthcare | E | 100% | 40% | 27% | 30.48% | X | 40% | 27% | 29.2% |  |  | 29.2%
Energy Star Fryer | Hospitals | E | 100% | 0% | 27% | 30.48% | X | 100% | 27% | 73% |  |  | 73%
Energy Star Fryer | Institutional | E | 100% | 40% | 27% | 30.48% |  |  |  | 0% |  |  | 0%
Energy Star Fryer | Lodging/Hospitality | E | 100% | 40% | 27% | 30.48% | X | 40% | 27% | 29.2% |  |  | 29.2%
Energy Star Fryer | Miscellaneous | E | 100% | 40% | 27% | 30.48% |  |  |  | 0% |  |  | 0%
Energy Star Fryer | Offices | E | 100% | 40% | 27% | 30.48% |  |  |  | 0% |  |  | 0%
Energy Star Fryer | Restaurants | E | 100% | 0% | 27% | 30.48% | X | 100% | 27% | 73% |  |  | 73%
Energy Star Fryer | Retail | E | 100% | 40% | 27% | 30.48% |  |  |  | 0% |  |  | 0%
Energy Star Fryer | Schools K-12 | E | 100% | 0% | 27% | 30.48% | X | 100% | 27% | 73% |  |  | 73%
Energy Star Fryer | Warehouse | E | 100% | 40% | 27% | 30.48% |  |  |  | 0% |  |  | 0%
Energy Star Fryer | Assembly | N | 100% | 40% | 27% | 30.48% |  |  |  | 0% |  |  | 0%
Energy Star Fryer | College and University | N | 100% | 40% | 27% | 30.48% | X | 40% | 27% | 29.2% |  |  | 29.2%
Energy Star Fryer | Grocery | N | 100% | 40% | 27% | 30.48% |  |  |  | 0% |  |  | 0%
Energy Star Fryer | Healthcare | N | 100% | 40% | 27% | 30.48% | X | 40% | 27% | 29.2% |  |  | 29.2%
Energy Star Fryer | Hospitals | N | 100% | 40% | 27% | 30.48% | X | 40% | 27% | 29.2% |  |  | 29.2%
Energy Star Fryer | Institutional | N | 100% | 40% | 27% | 30.48% |  |  |  | 0% |  |  | 0%
Energy Star Fryer | Lodging/Hospitality | N | 100% | 40% | 27% | 30.48% | X | 40% | 27% | 29.2% |  |  | 29.2%
Energy Star Fryer | Miscellaneous | N | 100% | 40% | 27% | 30.48% |  |  |  | 0% |  |  | 0%
Energy Star Fryer | Offices | N | 100% | 40% | 27% | 30.48% |  |  |  | 0% |  |  | 0%
Energy Star Fryer | Restaurants | N | 100% | 40% | 27% | 30.48% | X | 40% | 27% | 29.2% |  |  | 29.2%
Energy Star Fryer | Retail | N | 100% | 40% | 27% | 30.48% |  |  |  | 0% |  |  | 0%
Energy Star Fryer | Schools K-12 | N | 100% | 40% | 27% | 30.48% | X | 40% | 27% | 29.2% |  |  | 29.2%
Energy Star Fryer | Warehouse | N | 100% | 40% | 27% | 30.48% |  |  |  | 0% |  |  | 0%
Energy Star Griddle | Assembly | T |  | 50% | 18% | 25.87% |  |  |  | 0% |  |  | 0%
Energy Star Griddle | College and University | T |  | 50% | 18% | 25.87% | X | 50% | 18% | 41% |  |  | 41%
Energy Star Griddle | Grocery | T |  | 50% | 18% | 25.87% |  |  |  | 0% |  |  | 0%
Energy Star Griddle | Healthcare | T |  | 50% | 18% | 25.87% | X | 50% | 18% | 41% |  |  | 41%
Energy Star Griddle | Hospitals | T |  | 50% | 18% | 25.87% | X | 50% | 18% | 41% |  |  | 41%
Energy Star Griddle | Institutional | T |  | 50% | 18% | 25.87% |  |  |  | 0% |  |  | 0%
Energy Star Griddle | Lodging/Hospitality | T |  | 50% | 18% | 25.87% | X | 50% | 18% | 41% |  |  | 41%
Energy Star Griddle | Miscellaneous | T |  | 50% | 18% | 25.87% |  |  |  | 0% |  |  | 0%
Energy Star Griddle | Offices | T |  | 50% | 18% | 25.87% |  |  |  | 0% |  |  | 0%
Energy Star Griddle | Restaurants | T |  | 50% | 18% | 25.87% | X | 50% | 18% | 41% |  |  | 41%
Energy Star Griddle | Retail | T |  | 50% | 18% | 25.87% |  |  |  | 0% |  |  | 0%
Energy Star Griddle | Schools K-12 | T |  | 50% | 18% | 25.87% | X | 50% | 18% | 41% |  |  | 41%
Energy Star Griddle | Warehouse | T |  | 50% | 18% | 25.87% |  |  |  | 0% |  |  | 0%
Energy Star Griddle | Assembly | E |  | 50% | 18% | 25.87% |  |  |  | 0% |  |  | 0%
Energy Star Griddle | College and University | E |  | 0% | 18% | 25.87% | X | 50% | 18% | 41% |  |  | 41%
Energy Star Griddle | Grocery | E |  | 0% | 18% | 25.87% |  |  |  | 0% |  |  | 0%
Energy Star Griddle | Healthcare | E |  | 50% | 18% | 25.87% | X | 50% | 18% | 41% |  |  | 41%
Energy Star Griddle | Hospitals | E |  | 0% | 18% | 25.87% | X | 50% | 18% | 41% |  |  | 41%
Energy Star Griddle | Institutional | E |  | 50% | 18% | 25.87% |  |  |  | 0% |  |  | 0%
Energy Star Griddle | Lodging/Hospitality | E |  | 50% | 18% | 25.87% | X | 50% | 18% | 41% |  |  | 41%
Energy Star Griddle | Miscellaneous | E |  | 50% | 18% | 25.87% |  |  |  | 0% |  |  | 0%
Energy Star Griddle | Offices | E |  | 50% | 18% | 25.87% |  |  |  | 0% |  |  | 0%
Energy Star Griddle | Restaurants | E |  | 0% | 18% | 25.87% | X | 50% | 18% | 41% |  |  | 41%
Energy Star Griddle | Retail | E |  | 50% | 18% | 25.87% |  |  |  | 0% |  |  | 0%
Energy Star Griddle | Schools K-12 | E |  | 0% | 18% | 25.87% | X | 50% | 18% | 41% |  |  | 41%
Energy Star Griddle | Warehouse | E |  | 50% | 18% | 25.87% |  |  |  | 0% |  |  | 0%
Energy Star Griddle | Assembly | N |  | 50% | 18% | 25.87% |  |  |  | 0% |  |  | 0%
Energy Star Griddle | College and University | N |  | 50% | 18% | 25.87% | X | 50% | 18% | 41% |  |  | 41%
Energy Star Griddle | Grocery | N |  | 50% | 18% | 25.87% |  |  |  | 0% |  |  | 0%
Energy Star Griddle | Healthcare | N |  | 50% | 18% | 25.87% | X | 50% | 18% | 41% |  |  | 41%
Energy Star Griddle | Hospitals | N |  | 50% | 18% | 25.87% | X | 50% | 18% | 41% |  |  | 41%
Energy Star Griddle | Institutional | N |  | 50% | 18% | 25.87% |  |  |  | 0% |  |  | 0%
Energy Star Griddle | Lodging/Hospitality | N |  | 50% | 18% | 25.87% | X | 50% | 18% | 41% |  |  | 41%
Energy Star Griddle | Miscellaneous | N |  | 50% | 18% | 25.87% |  |  |  | 0% |  |  | 0%
Energy Star Griddle | Offices | N |  | 50% | 18% | 25.87% |  |  |  | 0% |  |  | 0%
Energy Star Griddle | Restaurants | N |  | 50% | 18% | 25.87% | X | 50% | 18% | 41% |  |  | 41%
Energy Star Griddle | Retail | N |  | 50% | 18% | 25.87% |  |  |  | 0% |  |  | 0%
Energy Star Griddle | Schools K-12 | N |  | 50% | 18% | 25.87% | X | 50% | 18% | 41% |  |  | 41%
Energy Star Griddle | Warehouse | N |  | 50% | 18% | 25.87% |  |  |  | 0% |  |  | 0%
Energy Star Hot Food Holding Cabinet | Assembly | T |  | 35% | 23% | 91.97% |  |  |  | 0% |  |  | 0%
Energy Star Hot Food Holding Cabinet | College and University | T |  | 35% | 23% | 91.97% | X | 35% | 23% | 26.95% |  |  | 26.95%
Energy Star Hot Food Holding Cabinet | Grocery | T |  | 35% | 23% | 91.97% |  |  |  | 0% |  |  | 0%
Energy Star Hot Food Holding Cabinet | Healthcare | T |  | 35% | 23% | 91.97% | X | 35% | 23% | 26.95% |  |  | 26.95%
Energy Star Hot Food Holding Cabinet | Hospitals | T |  | 35% | 23% | 91.97% | X | 35% | 23% | 26.95% |  |  | 26.95%
Energy Star Hot Food Holding Cabinet | Institutional | T |  | 35% | 23% | 91.97% |  |  |  | 0% |  |  | 0%
Energy Star Hot Food Holding Cabinet | Lodging/Hospitality | T |  | 35% | 23% | 91.97% | X | 35% | 23% | 26.95% |  |  | 26.95%
Energy Star Hot Food Holding Cabinet | Miscellaneous | T |  | 35% | 23% | 91.97% |  |  |  | 0% |  |  | 0%
Energy Star Hot Food Holding Cabinet | Offices | T |  | 35% | 23% | 91.97% |  |  |  | 0% |  |  | 0%
Energy Star Hot Food Holding Cabinet | Restaurants | T |  | 35% | 23% | 91.97% | X | 35% | 23% | 26.95% |  |  | 26.95%
Energy Star Hot Food Holding Cabinet | Retail | T |  | 35% | 23% | 91.97% |  |  |  | 0% |  |  | 0%
Energy Star Hot Food Holding Cabinet | Schools K-12 | T |  | 35% | 23% | 91.97% | X | 35% | 23% | 26.95% |  |  | 26.95%
Energy Star Hot Food Holding Cabinet | Warehouse | T |  | 35% | 23% | 91.97% |  |  |  | 0% |  |  | 0%
Energy Star Hot Food Holding Cabinet | Assembly | E |  | 35% | 23% | 91.97% |  |  |  | 0% |  |  | 0%
Energy Star Hot Food Holding Cabinet | College and University | E |  | 0% | 23% | 91.97% | X | 35% | 23% | 26.95% |  |  | 26.95%
Energy Star Hot Food Holding Cabinet | Grocery | E |  | 0% | 23% | 91.97% |  |  |  | 0% |  |  | 0%
Energy Star Hot Food Holding Cabinet | Healthcare | E |  | 35% | 23% | 91.97% | X | 35% | 23% | 26.95% |  |  | 26.95%
Energy Star Hot Food Holding Cabinet | Hospitals | E |  | 0% | 23% | 91.97% | X | 35% | 23% | 26.95% |  |  | 26.95%
Energy Star Hot Food Holding Cabinet | Institutional | E |  | 35% | 23% | 91.97% |  |  |  | 0% |  |  | 0%
Energy Star Hot Food Holding Cabinet | Lodging/Hospitality | E |  | 35% | 23% | 91.97% | X | 35% | 23% | 26.95% |  |  | 26.95%
Energy Star Hot Food Holding Cabinet | Miscellaneous | E |  | 35% | 23% | 91.97% |  |  |  | 0% |  |  | 0%
Energy Star Hot Food Holding Cabinet | Offices | E |  | 35% | 23% | 91.97% |  |  |  | 0% |  |  | 0%
Energy Star Hot Food Holding Cabinet | Restaurants | E |  | 0% | 23% | 91.97% | X | 35% | 23% | 26.95% |  |  | 26.95%
Energy Star Hot Food Holding Cabinet | Retail | E |  | 35% | 23% | 91.97% |  |  |  | 0% |  |  | 0%
Energy Star Hot Food Holding Cabinet | Schools K-12 | E |  | 0% | 23% | 91.97% | X | 35% | 23% | 26.95% |  |  | 26.95%
Energy Star Hot Food Holding Cabinet | Warehouse | E |  | 35% | 23% | 91.97% |  |  |  | 0% |  |  | 0%
Energy Star Hot Food Holding Cabinet | Assembly | N |  | 35% | 23% | 91.97% |  |  |  | 0% |  |  | 0%
Energy Star Hot Food Holding Cabinet | College and University | N |  | 35% | 23% | 91.97% | X | 35% | 23% | 26.95% |  |  | 26.95%
Energy Star Hot Food Holding Cabinet | Grocery | N |  | 35% | 23% | 91.97% |  |  |  | 0% |  |  | 0%
Energy Star Hot Food Holding Cabinet | Healthcare | N |  | 35% | 23% | 91.97% | X | 35% | 23% | 26.95% |  |  | 26.95%
Energy Star Hot Food Holding Cabinet | Hospitals | N |  | 35% | 23% | 91.97% | X | 35% | 23% | 26.95% |  |  | 26.95%
Energy Star Hot Food Holding Cabinet | Institutional | N |  | 35% | 23% | 91.97% |  |  |  | 0% |  |  | 0%
Energy Star Hot Food Holding Cabinet | Lodging/Hospitality | N |  | 35% | 23% | 91.97% | X | 35% | 23% | 26.95% |  |  | 26.95%
Energy Star Hot Food Holding Cabinet | Miscellaneous | N |  | 35% | 23% | 91.97% |  |  |  | 0% |  |  | 0%
Energy Star Hot Food Holding Cabinet | Offices | N |  | 35% | 23% | 91.97% |  |  |  | 0% |  |  | 0%
Energy Star Hot Food Holding Cabinet | Restaurants | N |  | 35% | 23% | 91.97% | X | 35% | 23% | 26.95% |  |  | 26.95%
Energy Star Hot Food Holding Cabinet | Retail | N |  | 35% | 23% | 91.97% |  |  |  | 0% |  |  | 0%
Energy Star Hot Food Holding Cabinet | Schools K-12 | N |  | 35% | 23% | 91.97% | X | 35% | 23% | 26.95% |  |  | 26.95%
Energy Star Hot Food Holding Cabinet | Warehouse | N |  | 35% | 23% | 91.97% |  |  |  | 0% |  |  | 0%
Energy Star Steamer | Assembly | T |  | 17.5% | 33% | 38.52% |  |  |  | 0% |  |  | 0%
Energy Star Steamer | College and University | T |  | 17.5% | 33% | 38.52% | X | 17.5% | 33% | 11.72% |  |  | 11.72%
Energy Star Steamer | Grocery | T |  | 17.5% | 33% | 38.52% |  |  |  | 0% |  |  | 0%
Energy Star Steamer | Healthcare | T |  | 17.5% | 33% | 38.52% | X | 17.5% | 33% | 11.72% |  |  | 11.72%
Energy Star Steamer | Hospitals | T |  | 17.5% | 33% | 38.52% | X | 17.5% | 33% | 11.72% |  |  | 11.72%
Energy Star Steamer | Institutional | T |  | 17.5% | 33% | 38.52% |  |  |  | 0% |  |  | 0%
Energy Star Steamer | Lodging/Hospitality | T |  | 17.5% | 33% | 38.52% | X | 17.5% | 33% | 11.72% |  |  | 11.72%
Energy Star Steamer | Miscellaneous | T |  | 17.5% | 33% | 38.52% |  |  |  | 0% |  |  | 0%
Energy Star Steamer | Offices | T |  | 17.5% | 33% | 38.52% |  |  |  | 0% |  |  | 0%
Energy Star Steamer | Restaurants | T |  | 17.5% | 33% | 38.52% | X | 17.5% | 33% | 11.72% |  |  | 11.72%
Energy Star Steamer | Retail | T |  | 17.5% | 33% | 38.52% |  |  |  | 0% |  |  | 0%
Energy Star Steamer | Schools K-12 | T |  | 17.5% | 33% | 38.52% | X | 17.5% | 33% | 11.72% |  |  | 11.72%
Energy Star Steamer | Warehouse | T |  | 17.5% | 33% | 38.52% |  |  |  | 0% |  |  | 0%
Energy Star Steamer | Assembly | E |  | 17.5% | 33% | 38.52% |  |  |  | 0% |  |  | 0%
Energy Star Steamer | College and University | E |  | 0% | 33% | 38.52% | X | 17.5% | 33% | 11.72% |  |  | 11.72%
Energy Star Steamer | Grocery | E |  | 0% | 33% | 38.52% |  |  |  | 0% |  |  | 0%
Energy Star Steamer | Healthcare | E |  | 17.5% | 33% | 38.52% | X | 17.5% | 33% | 11.72% |  |  | 11.72%
Energy Star Steamer | Hospitals | E |  | 0% | 33% | 38.52% | X | 17.5% | 33% | 11.72% |  |  | 11.72%
Energy Star Steamer | Institutional | E |  | 17.5% | 33% | 38.52% |  |  |  | 0% |  |  | 0%
Energy Star Steamer | Lodging/Hospitality | E |  | 17.5% | 33% | 38.52% | X | 17.5% | 33% | 11.72% |  |  | 11.72%
Energy Star Steamer | Miscellaneous | E |  | 17.5% | 33% | 38.52% |  |  |  | 0% |  |  | 0%
Energy Star Steamer | Offices | E |  | 17.5% | 33% | 38.52% |  |  |  | 0% |  |  | 0%
Energy Star Steamer | Restaurants | E |  | 0% | 33% | 38.52% | X | 17.5% | 33% | 11.72% |  |  | 11.72%
Energy Star Steamer | Retail | E |  | 17.5% | 33% | 38.52% |  |  |  | 0% |  |  | 0%
Energy Star Steamer | Schools K-12 | E |  | 0% | 33% | 38.52% | X | 17.5% | 33% | 11.72% |  |  | 11.72%
Energy Star Steamer | Warehouse | E |  | 17.5% | 33% | 38.52% |  |  |  | 0% |  |  | 0%
Energy Star Steamer | Assembly | N |  | 17.5% | 33% | 38.52% |  |  |  | 0% |  |  | 0%
Energy Star Steamer | College and University | N |  | 17.5% | 33% | 38.52% | X | 17.5% | 33% | 11.72% |  |  | 11.72%
Energy Star Steamer | Grocery | N |  | 17.5% | 33% | 38.52% |  |  |  | 0% |  |  | 0%
Energy Star Steamer | Healthcare | N |  | 17.5% | 33% | 38.52% | X | 17.5% | 33% | 11.72% |  |  | 11.72%
Energy Star Steamer | Hospitals | N |  | 17.5% | 33% | 38.52% | X | 17.5% | 33% | 11.72% |  |  | 11.72%
Energy Star Steamer | Institutional | N |  | 17.5% | 33% | 38.52% |  |  |  | 0% |  |  | 0%
Energy Star Steamer | Lodging/Hospitality | N |  | 17.5% | 33% | 38.52% | X | 17.5% | 33% | 11.72% |  |  | 11.72%
Energy Star Steamer | Miscellaneous | N |  | 17.5% | 33% | 38.52% |  |  |  | 0% |  |  | 0%
Energy Star Steamer | Offices | N |  | 17.5% | 33% | 38.52% |  |  |  | 0% |  |  | 0%
Energy Star Steamer | Restaurants | N |  | 17.5% | 33% | 38.52% | X | 17.5% | 33% | 11.72% |  |  | 11.72%
Energy Star Steamer | Retail | N |  | 17.5% | 33% | 38.52% |  |  |  | 0% |  |  | 0%
Energy Star Steamer | Schools K-12 | N |  | 17.5% | 33% | 38.52% | X | 17.5% | 33% | 11.72% |  |  | 11.72%
Energy Star Steamer | Warehouse | N |  | 17.5% | 33% | 38.52% |  |  |  | 0% |  |  | 0%
Induction Cooktops | Assembly | T |  | 16.25% |  | 12.9% |  |  |  | 0% |  |  | 0%
Induction Cooktops | College and University | T |  | 5% |  | 5.437% | X | 5% | 5.437% | 4.728% |  |  | 4.728%
Induction Cooktops | Grocery | T |  | 5% |  | 5.437% |  |  |  | 0% |  |  | 0%
Induction Cooktops | Healthcare | T |  | 16.25% |  | 12.9% | X | 16.25% | 12.9% | 14.15% |  |  | 14.15%
Induction Cooktops | Hospitals | T |  | 5% |  | 5.437% | X | 5% | 5.437% | 4.728% |  |  | 4.728%
Induction Cooktops | Institutional | T |  | 16.25% |  | 12.9% |  |  |  | 0% |  |  | 0%
Induction Cooktops | Lodging/Hospitality | T |  | 16.25% |  | 12.9% | X | 16.25% | 12.9% | 14.15% |  |  | 14.15%
Induction Cooktops | Miscellaneous | T |  | 16.25% |  | 12.9% |  |  |  | 0% |  |  | 0%
Induction Cooktops | Offices | T |  | 16.25% |  | 12.9% |  |  |  | 0% |  |  | 0%
Induction Cooktops | Restaurants | T |  | 5% |  | 5.437% | X | 5% | 5.437% | 4.728% |  |  | 4.728%
Induction Cooktops | Retail | T |  | 16.25% |  | 12.9% |  |  |  | 0% |  |  | 0%
Induction Cooktops | Schools K-12 | T |  | 5% |  | 5.437% | X | 5% | 5.437% | 4.728% |  |  | 4.728%
Induction Cooktops | Warehouse | T |  | 16.25% |  | 12.9% |  |  |  | 0% |  |  | 0%
Induction Cooktops | Assembly | E |  | 16.25% |  | 12.9% |  |  |  | 0% |  |  | 0%
Induction Cooktops | College and University | E |  | 0% |  | 5.437% | X | 15.59% | 5.437% | 14.74% |  |  | 14.74%
Induction Cooktops | Grocery | E |  | 0% |  | 5.437% |  |  |  | 0% |  |  | 0%
Induction Cooktops | Healthcare | E |  | 16.25% |  | 12.9% | X | 16.25% | 12.9% | 14.15% |  |  | 14.15%
Induction Cooktops | Hospitals | E |  | 0% |  | 5.437% | X | 15.59% | 5.437% | 14.74% |  |  | 14.74%
Induction Cooktops | Institutional | E |  | 16.25% |  | 12.9% |  |  |  | 0% |  |  | 0%
Induction Cooktops | Lodging/Hospitality | E |  | 16.25% |  | 12.9% | X | 16.25% | 12.9% | 14.15% |  |  | 14.15%
Induction Cooktops | Miscellaneous | E |  | 16.25% |  | 12.9% |  |  |  | 0% |  |  | 0%
Induction Cooktops | Offices | E |  | 16.25% |  | 12.9% |  |  |  | 0% |  |  | 0%
Induction Cooktops | Restaurants | E |  | 0% |  | 50.23% | X | 15.59% | 50.23% | 7.758% |  |  | 7.758%
Induction Cooktops | Retail | E |  | 16.25% |  | 12.9% |  |  |  | 0% |  |  | 0%
Induction Cooktops | Schools K-12 | E |  | 0% |  | 5.437% | X | 15.59% | 5.437% | 14.74% |  |  | 14.74%
Induction Cooktops | Warehouse | E |  | 16.25% |  | 12.9% |  |  |  | 0% |  |  | 0%
Induction Cooktops | Assembly | N |  | 16.25% |  | 12.9% |  |  |  | 0% |  |  | 0%
Induction Cooktops | College and University | N |  | 5% |  | 5.437% | X | 5% | 5.437% | 4.728% |  |  | 4.728%
Induction Cooktops | Grocery | N |  | 5% |  | 5.437% |  |  |  | 0% |  |  | 0%
Induction Cooktops | Healthcare | N |  | 16.25% |  | 12.9% | X | 16.25% | 12.9% | 14.15% |  |  | 14.15%
Induction Cooktops | Hospitals | N |  | 5% |  | 5.437% | X | 5% | 5.437% | 4.728% |  |  | 4.728%
Induction Cooktops | Institutional | N |  | 16.25% |  | 12.9% |  |  |  | 0% |  |  | 0%
Induction Cooktops | Lodging/Hospitality | N |  | 16.25% |  | 12.9% | X | 16.25% | 12.9% | 14.15% |  |  | 14.15%
Induction Cooktops | Miscellaneous | N |  | 16.25% |  | 12.9% |  |  |  | 0% |  |  | 0%
Induction Cooktops | Offices | N |  | 16.25% |  | 12.9% |  |  |  | 0% |  |  | 0%
Induction Cooktops | Restaurants | N |  | 95% |  | 50.23% | X | 95% | 50.23% | 47.28% |  |  | 47.28%
Induction Cooktops | Retail | N |  | 16.25% |  | 12.9% |  |  |  | 0% |  |  | 0%
Induction Cooktops | Schools K-12 | N |  | 5% |  | 5.437% | X | 5% | 5.437% | 4.728% |  |  | 4.728%
Induction Cooktops | Warehouse | N |  | 16.25% |  | 12.9% |  |  |  | 0% |  |  | 0%
Energy Star Commercial Dishwasher | Assembly | T |  | 90% | 67% | 25.66% |  |  |  | 0% |  |  | 0%
Energy Star Commercial Dishwasher | College and University | T |  | 90% | 67% | 25.66% | X | 90% | 67% | 29.7% |  |  | 29.7%
Energy Star Commercial Dishwasher | Grocery | T |  | 90% | 67% | 25.66% |  |  |  | 0% |  |  | 0%
Energy Star Commercial Dishwasher | Healthcare | T |  | 90% | 67% | 25.66% | X | 90% | 67% | 29.7% |  |  | 29.7%
Energy Star Commercial Dishwasher | Hospitals | T |  | 90% | 67% | 25.66% | X | 90% | 67% | 29.7% |  |  | 29.7%
Energy Star Commercial Dishwasher | Institutional | T |  | 90% | 67% | 25.66% |  |  |  | 0% |  |  | 0%
Energy Star Commercial Dishwasher | Lodging/Hospitality | T |  | 90% | 67% | 25.66% | X | 90% | 67% | 29.7% |  |  | 29.7%
Energy Star Commercial Dishwasher | Miscellaneous | T |  | 90% | 67% | 25.66% |  |  |  | 0% |  |  | 0%
Energy Star Commercial Dishwasher | Offices | T |  | 90% | 67% | 25.66% |  |  |  | 0% |  |  | 0%
Energy Star Commercial Dishwasher | Restaurants | T |  | 90% | 67% | 25.66% | X | 90% | 67% | 29.7% |  |  | 29.7%
Energy Star Commercial Dishwasher | Retail | T |  | 90% | 67% | 25.66% |  |  |  | 0% |  |  | 0%
Energy Star Commercial Dishwasher | Schools K-12 | T |  | 90% | 67% | 25.66% | X | 90% | 67% | 29.7% |  |  | 29.7%
Energy Star Commercial Dishwasher | Warehouse | T |  | 90% | 67% | 25.66% |  |  |  | 0% |  |  | 0%
Energy Star Commercial Dishwasher | Assembly | E |  | 90% | 67% | 25.66% |  |  |  | 0% |  |  | 0%
Energy Star Commercial Dishwasher | College and University | E |  | 0% | 67% | 25.66% | X | 90% | 67% | 29.7% |  |  | 29.7%
Energy Star Commercial Dishwasher | Grocery | E |  | 90% | 67% | 25.66% |  |  |  | 0% |  |  | 0%
Energy Star Commercial Dishwasher | Healthcare | E |  | 90% | 67% | 25.66% | X | 90% | 67% | 29.7% |  |  | 29.7%
Energy Star Commercial Dishwasher | Hospitals | E |  | 0% | 67% | 25.66% | X | 90% | 67% | 29.7% |  |  | 29.7%
Energy Star Commercial Dishwasher | Institutional | E |  | 90% | 67% | 25.66% |  |  |  | 0% |  |  | 0%
Energy Star Commercial Dishwasher | Lodging/Hospitality | E |  | 0% | 67% | 25.66% | X | 90% | 67% | 29.7% |  |  | 29.7%
Energy Star Commercial Dishwasher | Miscellaneous | E |  | 90% | 67% | 25.66% |  |  |  | 0% |  |  | 0%
Energy Star Commercial Dishwasher | Offices | E |  | 90% | 67% | 25.66% |  |  |  | 0% |  |  | 0%
Energy Star Commercial Dishwasher | Restaurants | E |  | 0% | 67% | 25.66% | X | 90% | 67% | 29.7% |  |  | 29.7%
Energy Star Commercial Dishwasher | Retail | E |  | 90% | 67% | 25.66% |  |  |  | 0% |  |  | 0%
Energy Star Commercial Dishwasher | Schools K-12 | E |  | 0% | 67% | 25.66% | X | 90% | 67% | 29.7% |  |  | 29.7%
Energy Star Commercial Dishwasher | Warehouse | E |  | 90% | 67% | 25.66% |  |  |  | 0% |  |  | 0%
Energy Star Commercial Dishwasher | Assembly | N |  | 90% | 67% | 25.66% |  |  |  | 0% |  |  | 0%
Energy Star Commercial Dishwasher | College and University | N |  | 90% | 67% | 25.66% | X | 90% | 67% | 29.7% |  |  | 29.7%
Energy Star Commercial Dishwasher | Grocery | N |  | 90% | 67% | 25.66% |  |  |  | 0% |  |  | 0%
Energy Star Commercial Dishwasher | Healthcare | N |  | 90% | 67% | 25.66% | X | 90% | 67% | 29.7% |  |  | 29.7%
Energy Star Commercial Dishwasher | Hospitals | N |  | 90% | 67% | 25.66% | X | 90% | 67% | 29.7% |  |  | 29.7%
Energy Star Commercial Dishwasher | Institutional | N |  | 90% | 67% | 25.66% |  |  |  | 0% |  |  | 0%
Energy Star Commercial Dishwasher | Lodging/Hospitality | N |  | 90% | 67% | 25.66% | X | 90% | 67% | 29.7% |  |  | 29.7%
Energy Star Commercial Dishwasher | Miscellaneous | N |  | 90% | 67% | 25.66% |  |  |  | 0% |  |  | 0%
Energy Star Commercial Dishwasher | Offices | N |  | 90% | 67% | 25.66% |  |  |  | 0% |  |  | 0%
Energy Star Commercial Dishwasher | Restaurants | N |  | 90% | 67% | 25.66% | X | 90% | 67% | 29.7% |  |  | 29.7%
Energy Star Commercial Dishwasher | Retail | N |  | 90% | 67% | 25.66% |  |  |  | 0% |  |  | 0%
Energy Star Commercial Dishwasher | Schools K-12 | N |  | 90% | 67% | 25.66% | X | 90% | 67% | 29.7% |  |  | 29.7%
Energy Star Commercial Dishwasher | Warehouse | N |  | 90% | 67% | 25.66% |  |  |  | 0% |  |  | 0%
Heat Pump Water Heater | Assembly | T | 100% | 50% |  | 6.04% | X | 50% | 6.04% | 46.98% |  |  | 46.98%
Heat Pump Water Heater | College and University | T | 100% | 50% |  | 6.04% | X | 50% | 6.04% | 46.98% |  |  | 46.98%
Heat Pump Water Heater | Grocery | T | 100% | 50% |  | 6.04% | X | 50% | 6.04% | 46.98% |  |  | 46.98%
Heat Pump Water Heater | Healthcare | T | 100% | 50% |  | 6.04% | X | 50% | 6.04% | 46.98% |  |  | 46.98%
Heat Pump Water Heater | Hospitals | T | 100% | 50% |  | 6.04% | X | 50% | 6.04% | 46.98% |  |  | 46.98%
Heat Pump Water Heater | Institutional | T | 100% | 50% |  | 6.04% | X | 50% | 6.04% | 46.98% |  |  | 46.98%
Heat Pump Water Heater | Lodging/Hospitality | T | 100% | 50% |  | 6.04% | X | 50% | 6.04% | 46.98% |  |  | 46.98%
Heat Pump Water Heater | Miscellaneous | T | 100% | 50% |  | 6.04% | X | 50% | 6.04% | 46.98% |  |  | 46.98%
Heat Pump Water Heater | Offices | T | 100% | 50% |  | 6.04% | X | 50% | 6.04% | 46.98% |  |  | 46.98%
Heat Pump Water Heater | Restaurants | T | 100% | 50% |  | 6.04% | X | 50% | 6.04% | 46.98% |  |  | 46.98%
Heat Pump Water Heater | Retail | T | 100% | 50% |  | 6.04% | X | 50% | 6.04% | 46.98% |  |  | 46.98%
Heat Pump Water Heater | Schools K-12 | T | 100% | 50% |  | 6.04% | X | 50% | 6.04% | 46.98% |  |  | 46.98%
Heat Pump Water Heater | Warehouse | T | 100% | 50% |  | 6.04% | X | 50% | 6.04% | 46.98% |  |  | 46.98%
Heat Pump Water Heater | Assembly | E | 100% | 50% |  | 6.04% | X | 50% | 6.04% | 46.98% |  |  | 46.98%
Heat Pump Water Heater | College and University | E | 100% | 50% |  | 6.04% | X | 50% | 6.04% | 46.98% |  |  | 46.98%
Heat Pump Water Heater | Grocery | E | 100% | 50% |  | 6.04% | X | 50% | 6.04% | 46.98% |  |  | 46.98%
Heat Pump Water Heater | Healthcare | E | 100% | 50% |  | 6.04% | X | 50% | 6.04% | 46.98% |  |  | 46.98%
Heat Pump Water Heater | Hospitals | E | 100% | 50% |  | 6.04% | X | 50% | 6.04% | 46.98% |  |  | 46.98%
Heat Pump Water Heater | Institutional | E | 100% | 50% |  | 6.04% | X | 50% | 6.04% | 46.98% |  |  | 46.98%
Heat Pump Water Heater | Lodging/Hospitality | E | 100% | 50% |  | 6.04% | X | 50% | 6.04% | 46.98% |  |  | 46.98%
Heat Pump Water Heater | Miscellaneous | E | 100% | 50% |  | 6.04% | X | 50% | 6.04% | 46.98% |  |  | 46.98%
Heat Pump Water Heater | Offices | E | 100% | 50% |  | 6.04% | X | 50% | 6.04% | 46.98% |  |  | 46.98%
Heat Pump Water Heater | Restaurants | E | 100% | 50% |  | 6.04% | X | 50% | 6.04% | 46.98% |  |  | 46.98%
Heat Pump Water Heater | Retail | E | 100% | 50% |  | 6.04% | X | 50% | 6.04% | 46.98% |  |  | 46.98%
Heat Pump Water Heater | Schools K-12 | E | 100% | 50% |  | 6.04% | X | 50% | 6.04% | 46.98% |  |  | 46.98%
Heat Pump Water Heater | Warehouse | E | 100% | 50% |  | 6.04% | X | 50% | 6.04% | 46.98% |  |  | 46.98%
Heat Pump Water Heater | Assembly | N | 100% | 50% |  | 6.04% | X | 50% | 6.04% | 46.98% |  |  | 46.98%
Heat Pump Water Heater | College and University | N | 100% | 50% |  | 6.04% | X | 50% | 6.04% | 46.98% |  |  | 46.98%
Heat Pump Water Heater | Grocery | N | 100% | 50% |  | 6.04% | X | 50% | 6.04% | 46.98% |  |  | 46.98%
Heat Pump Water Heater | Healthcare | N | 100% | 50% |  | 6.04% | X | 50% | 6.04% | 46.98% |  |  | 46.98%
Heat Pump Water Heater | Hospitals | N | 100% | 50% |  | 6.04% | X | 50% | 6.04% | 46.98% |  |  | 46.98%
Heat Pump Water Heater | Institutional | N | 100% | 50% |  | 6.04% | X | 50% | 6.04% | 46.98% |  |  | 46.98%
Heat Pump Water Heater | Lodging/Hospitality | N | 100% | 50% |  | 6.04% | X | 50% | 6.04% | 46.98% |  |  | 46.98%
Heat Pump Water Heater | Miscellaneous | N | 100% | 50% |  | 6.04% | X | 50% | 6.04% | 46.98% |  |  | 46.98%
Heat Pump Water Heater | Offices | N | 100% | 50% |  | 6.04% | X | 50% | 6.04% | 46.98% |  |  | 46.98%
Heat Pump Water Heater | Restaurants | N | 100% | 50% |  | 6.04% | X | 50% | 6.04% | 46.98% |  |  | 46.98%
Heat Pump Water Heater | Retail | N | 100% | 50% |  | 6.04% | X | 50% | 6.04% | 46.98% |  |  | 46.98%
Heat Pump Water Heater | Schools K-12 | N | 100% | 50% |  | 6.04% | X | 50% | 6.04% | 46.98% |  |  | 46.98%
Heat Pump Water Heater | Warehouse | N | 100% | 50% |  | 6.04% | X | 50% | 6.04% | 46.98% |  |  | 46.98%
Instantaneous Hot Water System | Assembly | T |  | 100% |  | 5.437% | X | 100% | 5.437% | 94.56% |  |  | 94.56%
Instantaneous Hot Water System | College and University | T |  | 100% |  | 5.437% | X | 100% | 5.437% | 94.56% |  |  | 94.56%
Instantaneous Hot Water System | Grocery | T |  | 100% |  | 5.437% | X | 100% | 5.437% | 94.56% |  |  | 94.56%
Instantaneous Hot Water System | Healthcare | T |  | 100% |  | 5.437% | X | 100% | 5.437% | 94.56% |  |  | 94.56%
Instantaneous Hot Water System | Hospitals | T |  | 100% |  | 5.437% | X | 100% | 5.437% | 94.56% |  |  | 94.56%
Instantaneous Hot Water System | Institutional | T |  | 100% |  | 5.437% | X | 100% | 5.437% | 94.56% |  |  | 94.56%
Instantaneous Hot Water System | Lodging/Hospitality | T |  | 100% |  | 5.437% | X | 100% | 5.437% | 94.56% |  |  | 94.56%
Instantaneous Hot Water System | Miscellaneous | T |  | 100% |  | 5.437% | X | 100% | 5.437% | 94.56% |  |  | 94.56%
Instantaneous Hot Water System | Offices | T |  | 100% |  | 5.437% | X | 100% | 5.437% | 94.56% |  |  | 94.56%
Instantaneous Hot Water System | Restaurants | T |  | 100% |  | 5.437% | X | 100% | 5.437% | 94.56% |  |  | 94.56%
Instantaneous Hot Water System | Retail | T |  | 100% |  | 5.437% | X | 100% | 5.437% | 94.56% |  |  | 94.56%
Instantaneous Hot Water System | Schools K-12 | T |  | 100% |  | 5.437% | X | 100% | 5.437% | 94.56% |  |  | 94.56%
Instantaneous Hot Water System | Warehouse | T |  | 100% |  | 5.437% | X | 100% | 5.437% | 94.56% |  |  | 94.56%
Instantaneous Hot Water System | Assembly | E |  | 100% |  | 5.437% | X | 100% | 5.437% | 94.56% |  |  | 94.56%
Instantaneous Hot Water System | College and University | E |  | 100% |  | 5.437% | X | 100% | 5.437% | 94.56% |  |  | 94.56%
Instantaneous Hot Water System | Grocery | E |  | 100% |  | 5.437% | X | 100% | 5.437% | 94.56% |  |  | 94.56%
Instantaneous Hot Water System | Healthcare | E |  | 100% |  | 5.437% | X | 100% | 5.437% | 94.56% |  |  | 94.56%
Instantaneous Hot Water System | Hospitals | E |  | 100% |  | 5.437% | X | 100% | 5.437% | 94.56% |  |  | 94.56%
Instantaneous Hot Water System | Institutional | E |  | 100% |  | 5.437% | X | 100% | 5.437% | 94.56% |  |  | 94.56%
Instantaneous Hot Water System | Lodging/Hospitality | E |  | 100% |  | 5.437% | X | 100% | 5.437% | 94.56% |  |  | 94.56%
Instantaneous Hot Water System | Miscellaneous | E |  | 100% |  | 5.437% | X | 100% | 5.437% | 94.56% |  |  | 94.56%
Instantaneous Hot Water System | Offices | E |  | 100% |  | 5.437% | X | 100% | 5.437% | 94.56% |  |  | 94.56%
Instantaneous Hot Water System | Restaurants | E |  | 100% |  | 5.437% | X | 100% | 5.437% | 94.56% |  |  | 94.56%
Instantaneous Hot Water System | Retail | E |  | 100% |  | 5.437% | X | 100% | 5.437% | 94.56% |  |  | 94.56%
Instantaneous Hot Water System | Schools K-12 | E |  | 100% |  | 5.437% | X | 100% | 5.437% | 94.56% |  |  | 94.56%
Instantaneous Hot Water System | Warehouse | E |  | 100% |  | 5.437% | X | 100% | 5.437% | 94.56% |  |  | 94.56%
Instantaneous Hot Water System | Assembly | N |  | 100% |  | 5.437% | X | 100% | 5.437% | 94.56% |  |  | 94.56%
Instantaneous Hot Water System | College and University | N |  | 100% |  | 5.437% | X | 100% | 5.437% | 94.56% |  |  | 94.56%
Instantaneous Hot Water System | Grocery | N |  | 100% |  | 5.437% | X | 100% | 5.437% | 94.56% |  |  | 94.56%
Instantaneous Hot Water System | Healthcare | N |  | 100% |  | 5.437% | X | 100% | 5.437% | 94.56% |  |  | 94.56%
Instantaneous Hot Water System | Hospitals | N |  | 100% |  | 5.437% | X | 100% | 5.437% | 94.56% |  |  | 94.56%
Instantaneous Hot Water System | Institutional | N |  | 100% |  | 5.437% | X | 100% | 5.437% | 94.56% |  |  | 94.56%
Instantaneous Hot Water System | Lodging/Hospitality | N |  | 100% |  | 5.437% | X | 100% | 5.437% | 94.56% |  |  | 94.56%
Instantaneous Hot Water System | Miscellaneous | N |  | 100% |  | 5.437% | X | 100% | 5.437% | 94.56% |  |  | 94.56%
Instantaneous Hot Water System | Offices | N |  | 100% |  | 5.437% | X | 100% | 5.437% | 94.56% |  |  | 94.56%
Instantaneous Hot Water System | Restaurants | N |  | 100% |  | 5.437% | X | 100% | 5.437% | 94.56% |  |  | 94.56%
Instantaneous Hot Water System | Retail | N |  | 100% |  | 5.437% | X | 100% | 5.437% | 94.56% |  |  | 94.56%
Instantaneous Hot Water System | Schools K-12 | N |  | 100% |  | 5.437% | X | 100% | 5.437% | 94.56% |  |  | 94.56%
Instantaneous Hot Water System | Warehouse | N |  | 100% |  | 5.437% | X | 100% | 5.437% | 94.56% |  |  | 94.56%
Solar Water Heater | Assembly | T | 50% | 14% |  | 5.437% | X | 14% | 5.437% | 13.24% |  |  | 13.24%
Solar Water Heater | College and University | T | 50% | 20% |  | 5.437% | X | 20% | 5.437% | 18.91% |  |  | 18.91%
Solar Water Heater | Grocery | T | 50% | 30% |  | 5.437% | X | 30% | 5.437% | 28.37% |  |  | 28.37%
Solar Water Heater | Healthcare | T | 50% | 9% |  | 5.437% | X | 9% | 5.437% | 8.511% |  |  | 8.511%
Solar Water Heater | Hospitals | T | 50% | 5% |  | 5.437% | X | 5% | 5.437% | 4.728% |  |  | 4.728%
Solar Water Heater | Institutional | T | 50% | 14% |  | 5.437% | X | 14% | 5.437% | 13.24% |  |  | 13.24%
Solar Water Heater | Lodging/Hospitality | T | 50% | 6% |  | 5.437% | X | 6% | 5.437% | 5.674% |  |  | 5.674%
Solar Water Heater | Miscellaneous | T | 50% | 14% |  | 5.437% | X | 14% | 5.437% | 13.24% |  |  | 13.24%
Solar Water Heater | Offices | T | 50% | 7% |  | 5.437% | X | 7% | 5.437% | 6.619% |  |  | 6.619%
Solar Water Heater | Restaurants | T | 50% | 29% |  | 5.437% | X | 29% | 5.437% | 27.42% |  |  | 27.42%
Solar Water Heater | Retail | T | 50% | 31% |  | 5.437% | X | 31% | 5.437% | 29.31% |  |  | 29.31%
Solar Water Heater | Schools K-12 | T | 50% | 20% |  | 5.437% | X | 20% | 5.437% | 18.91% |  |  | 18.91%
Solar Water Heater | Warehouse | T | 50% | 29% |  | 5.437% | X | 29% | 5.437% | 27.42% |  |  | 27.42%
Solar Water Heater | Assembly | E | 50% | 14% |  | 5.437% | X | 14% | 5.437% | 13.24% |  |  | 13.24%
Solar Water Heater | College and University | E | 50% | 20% |  | 5.437% | X | 20% | 5.437% | 18.91% |  |  | 18.91%
Solar Water Heater | Grocery | E | 50% | 30% |  | 5.437% | X | 30% | 5.437% | 28.37% |  |  | 28.37%
Solar Water Heater | Healthcare | E | 50% | 9% |  | 5.437% | X | 9% | 5.437% | 8.511% |  |  | 8.511%
Solar Water Heater | Hospitals | E | 50% | 5% |  | 5.437% | X | 5% | 5.437% | 4.728% |  |  | 4.728%
Solar Water Heater | Institutional | E | 50% | 14% |  | 5.437% | X | 14% | 5.437% | 13.24% |  |  | 13.24%
Solar Water Heater | Lodging/Hospitality | E | 50% | 6% |  | 5.437% | X | 6% | 5.437% | 5.674% |  |  | 5.674%
Solar Water Heater | Miscellaneous | E | 50% | 14% |  | 5.437% | X | 14% | 5.437% | 13.24% |  |  | 13.24%
Solar Water Heater | Offices | E | 50% | 7% |  | 5.437% | X | 7% | 5.437% | 6.619% |  |  | 6.619%
Solar Water Heater | Restaurants | E | 50% | 29% |  | 5.437% | X | 29% | 5.437% | 27.42% |  |  | 27.42%
Solar Water Heater | Retail | E | 50% | 31% |  | 5.437% | X | 31% | 5.437% | 29.31% |  |  | 29.31%
Solar Water Heater | Schools K-12 | E | 50% | 20% |  | 5.437% | X | 20% | 5.437% | 18.91% |  |  | 18.91%
Solar Water Heater | Warehouse | E | 50% | 29% |  | 5.437% | X | 29% | 5.437% | 27.42% |  |  | 27.42%
Solar Water Heater | Assembly | N | 50% | 14% |  | 5.437% | X | 14% | 5.437% | 13.24% |  |  | 13.24%
Solar Water Heater | College and University | N | 50% | 20% |  | 5.437% | X | 20% | 5.437% | 18.91% |  |  | 18.91%
Solar Water Heater | Grocery | N | 50% | 30% |  | 5.437% | X | 30% | 5.437% | 28.37% |  |  | 28.37%
Solar Water Heater | Healthcare | N | 50% | 9% |  | 5.437% | X | 9% | 5.437% | 8.511% |  |  | 8.511%
Solar Water Heater | Hospitals | N | 50% | 5% |  | 5.437% | X | 5% | 5.437% | 4.728% |  |  | 4.728%
Solar Water Heater | Institutional | N | 50% | 14% |  | 5.437% | X | 14% | 5.437% | 13.24% |  |  | 13.24%
Solar Water Heater | Lodging/Hospitality | N | 50% | 6% |  | 5.437% | X | 6% | 5.437% | 5.674% |  |  | 5.674%
Solar Water Heater | Miscellaneous | N | 50% | 14% |  | 5.437% | X | 14% | 5.437% | 13.24% |  |  | 13.24%
Solar Water Heater | Offices | N | 50% | 7% |  | 5.437% | X | 7% | 5.437% | 6.619% |  |  | 6.619%
Solar Water Heater | Restaurants | N | 50% | 29% |  | 5.437% | X | 29% | 5.437% | 27.42% |  |  | 27.42%
Solar Water Heater | Retail | N | 50% | 31% |  | 5.437% | X | 31% | 5.437% | 29.31% |  |  | 29.31%
Solar Water Heater | Schools K-12 | N | 50% | 20% |  | 5.437% | X | 20% | 5.437% | 18.91% |  |  | 18.91%
Solar Water Heater | Warehouse | N | 50% | 29% |  | 5.437% | X | 29% | 5.437% | 27.42% |  |  | 27.42%
CFL - 15W Flood | Assembly | T | 70% | 24% |  | 53.42% | X | 24% | 53.42% | 11.18% |  |  | 11.18%
CFL - 15W Flood | College and University | T | 70% | 24% |  | 53.42% | X | 24% | 53.42% | 11.18% |  |  | 11.18%
CFL - 15W Flood | Grocery | T | 70% | 24% |  | 53.42% | X | 24% | 53.42% | 11.18% |  |  | 11.18%
CFL - 15W Flood | Healthcare | T | 70% | 24% |  | 53.42% | X | 24% | 53.42% | 11.18% |  |  | 11.18%
CFL - 15W Flood | Hospitals | T | 70% | 24% |  | 53.42% | X | 24% | 53.42% | 11.18% |  |  | 11.18%
CFL - 15W Flood | Institutional | T | 70% | 24% |  | 53.42% | X | 24% | 53.42% | 11.18% |  |  | 11.18%
CFL - 15W Flood | Lodging/Hospitality | T | 70% | 24% |  | 53.42% | X | 24% | 53.42% | 11.18% |  |  | 11.18%
CFL - 15W Flood | Miscellaneous | T | 70% | 24% |  | 53.42% | X | 24% | 53.42% | 11.18% |  |  | 11.18%
CFL - 15W Flood | Offices | T | 70% | 24% |  | 53.42% | X | 24% | 53.42% | 11.18% |  |  | 11.18%
CFL - 15W Flood | Restaurants | T | 50% | 24% |  | 53.42% | X | 24% | 53.42% | 11.18% |  |  | 11.18%
CFL - 15W Flood | Retail | T | 50% | 24% |  | 53.42% | X | 24% | 53.42% | 11.18% |  |  | 11.18%
CFL - 15W Flood | Schools K-12 | T | 70% | 24% |  | 53.42% | X | 24% | 53.42% | 11.18% |  |  | 11.18%
CFL - 15W Flood | Warehouse | T | 70% | 24% |  | 53.42% | X | 24% | 53.42% | 11.18% |  |  | 11.18%
CFL - 15W Flood | Assembly | E | 70% | 0% |  | 53.42% | X | 70% | 53.42% | 32.61% |  |  | 32.61%
CFL - 15W Flood | College and University | E | 70% | 0% |  | 53.42% | X | 70% | 53.42% | 32.61% |  |  | 32.61%
CFL - 15W Flood | Grocery | E | 70% | 0% |  | 53.42% | X | 70% | 53.42% | 32.61% |  |  | 32.61%
CFL - 15W Flood | Healthcare | E | 70% | 0% |  | 53.42% | X | 70% | 53.42% | 32.61% |  |  | 32.61%
CFL - 15W Flood | Hospitals | E | 70% | 0% |  | 53.42% | X | 70% | 53.42% | 32.61% |  |  | 32.61%
CFL - 15W Flood | Institutional | E | 70% | 0% |  | 53.42% | X | 70% | 53.42% | 32.61% |  |  | 32.61%
CFL - 15W Flood | Lodging/Hospitality | E | 70% | 0% |  | 53.42% | X | 70% | 53.42% | 32.61% |  |  | 32.61%
CFL - 15W Flood | Miscellaneous | E | 70% | 24% |  | 53.42% | X | 24% | 53.42% | 11.18% |  |  | 11.18%
CFL - 15W Flood | Offices | E | 70% | 0% |  | 53.42% | X | 70% | 53.42% | 32.61% |  |  | 32.61%
CFL - 15W Flood | Restaurants | E | 50% | 0% |  | 53.42% | X | 50% | 53.42% | 23.29% |  |  | 23.29%
CFL - 15W Flood | Retail | E | 50% | 0% |  | 53.42% | X | 50% | 53.42% | 23.29% |  |  | 23.29%
CFL - 15W Flood | Schools K-12 | E | 70% | 0% |  | 53.42% | X | 70% | 53.42% | 32.61% |  |  | 32.61%
CFL - 15W Flood | Warehouse | E | 70% | 0% |  | 53.42% | X | 70% | 53.42% | 32.61% |  |  | 32.61%
CFL - 15W Flood | Assembly | N | 70% | 0% |  | 53.42% | X | 70% | 53.42% | 32.61% |  |  | 32.61%
CFL - 15W Flood | College and University | N | 70% | 0% |  | 53.42% | X | 70% | 53.42% | 32.61% |  |  | 32.61%
CFL - 15W Flood | Grocery | N | 70% | 0% |  | 53.42% | X | 70% | 53.42% | 32.61% |  |  | 32.61%
CFL - 15W Flood | Healthcare | N | 70% | 0% |  | 53.42% | X | 70% | 53.42% | 32.61% |  |  | 32.61%
CFL - 15W Flood | Hospitals | N | 70% | 0% |  | 53.42% | X | 70% | 53.42% | 32.61% |  |  | 32.61%
CFL - 15W Flood | Institutional | N | 70% | 0% |  | 53.42% | X | 70% | 53.42% | 32.61% |  |  | 32.61%
CFL - 15W Flood | Lodging/Hospitality | N | 70% | 0% |  | 53.42% | X | 70% | 53.42% | 32.61% |  |  | 32.61%
CFL - 15W Flood | Miscellaneous | N | 70% | 24% |  | 53.42% | X | 24% | 53.42% | 11.18% |  |  | 11.18%
CFL - 15W Flood | Offices | N | 70% | 0% |  | 53.42% | X | 70% | 53.42% | 32.61% |  |  | 32.61%
CFL - 15W Flood | Restaurants | N | 50% | 0% |  | 53.42% | X | 50% | 53.42% | 23.29% |  |  | 23.29%
CFL - 15W Flood | Retail | N | 50% | 0% |  | 53.42% | X | 50% | 53.42% | 23.29% |  |  | 23.29%
CFL - 15W Flood | Schools K-12 | N | 70% | 0% |  | 53.42% | X | 70% | 53.42% | 32.61% |  |  | 32.61%
CFL - 15W Flood | Warehouse | N | 70% | 0% |  | 53.42% | X | 70% | 53.42% | 32.61% |  |  | 32.61%
High Efficiency HID Lighting | Assembly | T | 100% | 10.45% |  | 76.46% | X | 10.45% | 76.46% | 2.46% |  |  | 2.46%
High Efficiency HID Lighting | College and University | T | 100% | 10.45% |  | 76.46% | X | 10.45% | 76.46% | 2.46% |  |  | 2.46%
High Efficiency HID Lighting | Grocery | T | 100% | 10.45% |  | 76.46% | X | 10.45% | 76.46% | 2.46% |  |  | 2.46%
High Efficiency HID Lighting | Healthcare | T | 100% | 10.45% |  | 76.46% | X | 10.45% | 76.46% | 2.46% |  |  | 2.46%
High Efficiency HID Lighting | Hospitals | T | 100% | 10.45% |  | 76.46% | X | 10.45% | 76.46% | 2.46% |  |  | 2.46%
High Efficiency HID Lighting | Institutional | T | 100% | 10.45% |  | 76.46% | X | 10.45% | 76.46% | 2.46% |  |  | 2.46%
High Efficiency HID Lighting | Lodging/Hospitality | T | 100% | 10.45% |  | 76.46% | X | 10.45% | 76.46% | 2.46% |  |  | 2.46%
High Efficiency HID Lighting | Miscellaneous | T | 100% | 10.45% |  | 76.46% | X | 10.45% | 76.46% | 2.46% |  |  | 2.46%
High Efficiency HID Lighting | Offices | T | 100% | 10.45% |  | 76.46% | X | 10.45% | 76.46% | 2.46% |  |  | 2.46%
High Efficiency HID Lighting | Restaurants | T | 100% | 10.45% |  | 76.46% | X | 10.45% | 76.46% | 2.46% |  |  | 2.46%
High Efficiency HID Lighting | Retail | T | 100% | 10.45% |  | 76.46% | X | 10.45% | 76.46% | 2.46% |  |  | 2.46%
High Efficiency HID Lighting | Schools K-12 | T | 100% | 10.45% |  | 76.46% | X | 10.45% | 76.46% | 2.46% |  |  | 2.46%
High Efficiency HID Lighting | Warehouse | T | 100% | 14.25% |  | 76.46% | X | 14.25% | 76.46% | 3.354% |  |  | 3.354%
High Efficiency HID Lighting | Assembly | E | 100% | 10.45% |  | 76.46% | X | 10.45% | 76.46% | 2.46% |  |  | 2.46%
High Efficiency HID Lighting | College and University | E | 100% | 10.45% |  | 76.46% | X | 10.45% | 76.46% | 2.46% |  |  | 2.46%
High Efficiency HID Lighting | Grocery | E | 100% | 10.45% |  | 76.46% | X | 10.45% | 76.46% | 2.46% |  |  | 2.46%
High Efficiency HID Lighting | Healthcare | E | 100% | 10.45% |  | 76.46% | X | 10.45% | 76.46% | 2.46% |  |  | 2.46%
High Efficiency HID Lighting | Hospitals | E | 100% | 10.45% |  | 76.46% | X | 10.45% | 76.46% | 2.46% |  |  | 2.46%
High Efficiency HID Lighting | Institutional | E | 100% | 10.45% |  | 76.46% | X | 10.45% | 76.46% | 2.46% |  |  | 2.46%
High Efficiency HID Lighting | Lodging/Hospitality | E | 100% | 10.45% |  | 76.46% | X | 10.45% | 76.46% | 2.46% |  |  | 2.46%
High Efficiency HID Lighting | Miscellaneous | E | 100% | 10.45% |  | 76.46% | X | 10.45% | 76.46% | 2.46% |  |  | 2.46%
High Efficiency HID Lighting | Offices | E | 100% | 10.45% |  | 76.46% | X | 10.45% | 76.46% | 2.46% |  |  | 2.46%
High Efficiency HID Lighting | Restaurants | E | 100% | 10.45% |  | 76.46% | X | 10.45% | 76.46% | 2.46% |  |  | 2.46%
High Efficiency HID Lighting | Retail | E | 100% | 10.45% |  | 76.46% | X | 10.45% | 76.46% | 2.46% |  |  | 2.46%
High Efficiency HID Lighting | Schools K-12 | E | 100% | 10.45% |  | 76.46% | X | 10.45% | 76.46% | 2.46% |  |  | 2.46%
High Efficiency HID Lighting | Warehouse | E | 100% | 4.75% |  | 76.46% | X | 4.75% | 76.46% | 1.118% |  |  | 1.118%
High Efficiency HID Lighting | Assembly | N | 100% | 10.45% |  | 76.46% | X | 10.45% | 76.46% | 2.46% |  |  | 2.46%
High Efficiency HID Lighting | College and University | N | 100% | 10.45% |  | 76.46% | X | 10.45% | 76.46% | 2.46% |  |  | 2.46%
High Efficiency HID Lighting | Grocery | N | 100% | 10.45% |  | 76.46% | X | 10.45% | 76.46% | 2.46% |  |  | 2.46%
High Efficiency HID Lighting | Healthcare | N | 100% | 10.45% |  | 76.46% | X | 10.45% | 76.46% | 2.46% |  |  | 2.46%
High Efficiency HID Lighting | Hospitals | N | 100% | 10.45% |  | 76.46% | X | 10.45% | 76.46% | 2.46% |  |  | 2.46%
High Efficiency HID Lighting | Institutional | N | 100% | 10.45% |  | 76.46% | X | 10.45% | 76.46% | 2.46% |  |  | 2.46%
High Efficiency HID Lighting | Lodging/Hospitality | N | 100% | 10.45% |  | 76.46% | X | 10.45% | 76.46% | 2.46% |  |  | 2.46%
High Efficiency HID Lighting | Miscellaneous | N | 100% | 10.45% |  | 76.46% | X | 10.45% | 76.46% | 2.46% |  |  | 2.46%
High Efficiency HID Lighting | Offices | N | 100% | 10.45% |  | 76.46% | X | 10.45% | 76.46% | 2.46% |  |  | 2.46%
High Efficiency HID Lighting | Restaurants | N | 100% | 10.45% |  | 76.46% | X | 10.45% | 76.46% | 2.46% |  |  | 2.46%
High Efficiency HID Lighting | Retail | N | 100% | 10.45% |  | 76.46% | X | 10.45% | 76.46% | 2.46% |  |  | 2.46%
High Efficiency HID Lighting | Schools K-12 | N | 100% | 10.45% |  | 76.46% | X | 10.45% | 76.46% | 2.46% |  |  | 2.46%
High Efficiency HID Lighting | Warehouse | N | 100% | 14.25% |  | 76.46% | X | 14.25% | 76.46% | 3.354% |  |  | 3.354%
LED - 9W Flood | Assembly | T | 70% | 2.769% |  | 23.13% | X | 2.769% | 23.13% | 2.129% |  |  | 2.129%
LED - 9W Flood | College and University | T | 70% | 2.769% |  | 23.13% | X | 2.769% | 23.13% | 2.129% |  |  | 2.129%
LED - 9W Flood | Grocery | T | 70% | 2.769% |  | 23.13% | X | 2.769% | 23.13% | 2.129% |  |  | 2.129%
LED - 9W Flood | Healthcare | T | 70% | 2.769% |  | 23.13% | X | 2.769% | 23.13% | 2.129% |  |  | 2.129%
LED - 9W Flood | Hospitals | T | 70% | 2.769% |  | 23.13% | X | 2.769% | 23.13% | 2.129% |  |  | 2.129%
LED - 9W Flood | Institutional | T | 70% | 2.769% |  | 23.13% | X | 2.769% | 23.13% | 2.129% |  |  | 2.129%
LED - 9W Flood | Lodging/Hospitality | T | 70% | 2.769% |  | 23.13% | X | 2.769% | 23.13% | 2.129% |  |  | 2.129%
LED - 9W Flood | Miscellaneous | T | 70% | 3% |  | 23.13% | X | 3% | 23.13% | 2.306% |  |  | 2.306%
LED - 9W Flood | Offices | T | 70% | 2.769% |  | 23.13% | X | 2.769% | 23.13% | 2.129% |  |  | 2.129%
LED - 9W Flood | Restaurants | T | 50% | 2.769% |  | 23.13% | X | 2.769% | 23.13% | 2.129% |  |  | 2.129%
LED - 9W Flood | Retail | T | 50% | 2.769% |  | 23.13% | X | 2.769% | 23.13% | 2.129% |  |  | 2.129%
LED - 9W Flood | Schools K-12 | T | 70% | 2.769% |  | 23.13% | X | 2.769% | 23.13% | 2.129% |  |  | 2.129%
LED - 9W Flood | Warehouse | T | 70% | 2.769% |  | 23.13% | X | 2.769% | 23.13% | 2.129% |  |  | 2.129%
LED - 9W Flood | Assembly | E | 70% | 3.231% |  | 23.13% | X | 3.231% | 23.13% | 2.484% |  |  | 2.484%
LED - 9W Flood | College and University | E | 70% | 3.231% |  | 23.13% | X | 3.231% | 23.13% | 2.484% |  |  | 2.484%
LED - 9W Flood | Grocery | E | 70% | 3.231% |  | 23.13% | X | 3.231% | 23.13% | 2.484% |  |  | 2.484%
LED - 9W Flood | Healthcare | E | 70% | 3.231% |  | 23.13% | X | 3.231% | 23.13% | 2.484% |  |  | 2.484%
LED - 9W Flood | Hospitals | E | 70% | 3.231% |  | 23.13% | X | 3.231% | 23.13% | 2.484% |  |  | 2.484%
LED - 9W Flood | Institutional | E | 70% | 3.231% |  | 23.13% | X | 3.231% | 23.13% | 2.484% |  |  | 2.484%
LED - 9W Flood | Lodging/Hospitality | E | 70% | 3.231% |  | 23.13% | X | 3.231% | 23.13% | 2.484% |  |  | 2.484%
LED - 9W Flood | Miscellaneous | E | 70% | 3% |  | 23.13% | X | 3% | 23.13% | 2.306% |  |  | 2.306%
LED - 9W Flood | Offices | E | 70% | 3.231% |  | 23.13% | X | 3.231% | 23.13% | 2.484% |  |  | 2.484%
LED - 9W Flood | Restaurants | E | 50% | 3.231% |  | 23.13% | X | 3.231% | 23.13% | 2.484% |  |  | 2.484%
LED - 9W Flood | Retail | E | 50% | 3.231% |  | 23.13% | X | 3.231% | 23.13% | 2.484% |  |  | 2.484%
LED - 9W Flood | Schools K-12 | E | 70% | 3.231% |  | 23.13% | X | 3.231% | 23.13% | 2.484% |  |  | 2.484%
LED - 9W Flood | Warehouse | E | 70% | 3.231% |  | 23.13% | X | 3.231% | 23.13% | 2.484% |  |  | 2.484%
LED - 9W Flood | Assembly | N | 70% | 0% |  | 23.13% | X | 70% | 23.13% | 53.81% |  |  | 53.81%
LED - 9W Flood | College and University | N | 70% | 0% |  | 23.13% | X | 70% | 23.13% | 53.81% |  |  | 53.81%
LED - 9W Flood | Grocery | N | 70% | 0% |  | 23.13% | X | 70% | 23.13% | 53.81% |  |  | 53.81%
LED - 9W Flood | Healthcare | N | 70% | 0% |  | 23.13% | X | 70% | 23.13% | 53.81% |  |  | 53.81%
LED - 9W Flood | Hospitals | N | 70% | 0% |  | 23.13% | X | 70% | 23.13% | 53.81% |  |  | 53.81%
LED - 9W Flood | Institutional | N | 70% | 0% |  | 23.13% | X | 70% | 23.13% | 53.81% |  |  | 53.81%
LED - 9W Flood | Lodging/Hospitality | N | 70% | 0% |  | 23.13% | X | 70% | 23.13% | 53.81% |  |  | 53.81%
LED - 9W Flood | Miscellaneous | N | 70% | 3% |  | 23.13% | X | 3% | 23.13% | 2.306% |  |  | 2.306%
LED - 9W Flood | Offices | N | 70% | 0% |  | 23.13% | X | 70% | 23.13% | 53.81% |  |  | 53.81%
LED - 9W Flood | Restaurants | N | 50% | 0% |  | 23.13% | X | 50% | 23.13% | 38.44% |  |  | 38.44%
LED - 9W Flood | Retail | N | 50% | 0% |  | 23.13% | X | 50% | 23.13% | 38.44% |  |  | 38.44%
LED - 9W Flood | Schools K-12 | N | 70% | 0% |  | 23.13% | X | 70% | 23.13% | 53.81% |  |  | 53.81%
LED - 9W Flood | Warehouse | N | 70% | 0% |  | 23.13% | X | 70% | 23.13% | 53.81% |  |  | 53.81%
LED Display Lighting (Exterior) | Assembly | T |  | 4.615% |  | 7.523% | X | 4.615% | 7.523% | 4.268% |  |  | 4.268%
LED Display Lighting (Exterior) | College and University | T |  | 5% |  | 7.523% | X | 5% | 7.523% | 4.624% |  |  | 4.624%
LED Display Lighting (Exterior) | Grocery | T |  | 4.615% |  | 7.523% | X | 4.615% | 7.523% | 4.268% |  |  | 4.268%
LED Display Lighting (Exterior) | Healthcare | T |  | 5% |  | 7.523% | X | 5% | 7.523% | 4.624% |  |  | 4.624%
LED Display Lighting (Exterior) | Hospitals | T |  | 4.615% |  | 7.523% | X | 4.615% | 7.523% | 4.268% |  |  | 4.268%
LED Display Lighting (Exterior) | Institutional | T |  | 5% |  | 7.523% | X | 5% | 7.523% | 4.624% |  |  | 4.624%
LED Display Lighting (Exterior) | Lodging/Hospitality | T |  | 4.615% |  | 7.523% | X | 4.615% | 7.523% | 4.268% |  |  | 4.268%
LED Display Lighting (Exterior) | Miscellaneous | T |  | 5% |  | 7.523% | X | 5% | 7.523% | 4.624% |  |  | 4.624%
LED Display Lighting (Exterior) | Offices | T |  | 4.615% |  | 7.523% | X | 4.615% | 7.523% | 4.268% |  |  | 4.268%
LED Display Lighting (Exterior) | Restaurants | T |  | 4.615% |  | 7.523% | X | 4.615% | 7.523% | 4.268% |  |  | 4.268%
LED Display Lighting (Exterior) | Retail | T |  | 4.615% |  | 7.523% | X | 4.615% | 7.523% | 4.268% |  |  | 4.268%
LED Display Lighting (Exterior) | Schools K-12 | T |  | 5% |  | 7.523% | X | 5% | 7.523% | 4.624% |  |  | 4.624%
LED Display Lighting (Exterior) | Warehouse | T |  | 5% |  | 7.523% | X | 5% | 7.523% | 4.624% |  |  | 4.624%
LED Display Lighting (Exterior) | Assembly | E |  | 5.385% |  | 7.523% | X | 5.385% | 7.523% | 4.98% |  |  | 4.98%
LED Display Lighting (Exterior) | College and University | E |  | 5% |  | 7.523% | X | 5% | 7.523% | 4.624% |  |  | 4.624%
LED Display Lighting (Exterior) | Grocery | E |  | 5.385% |  | 7.523% | X | 5.385% | 7.523% | 4.98% |  |  | 4.98%
LED Display Lighting (Exterior) | Healthcare | E |  | 5% |  | 7.523% | X | 5% | 7.523% | 4.624% |  |  | 4.624%
LED Display Lighting (Exterior) | Hospitals | E |  | 5.385% |  | 7.523% | X | 5.385% | 7.523% | 4.98% |  |  | 4.98%
LED Display Lighting (Exterior) | Institutional | E |  | 5% |  | 7.523% | X | 5% | 7.523% | 4.624% |  |  | 4.624%
LED Display Lighting (Exterior) | Lodging/Hospitality | E |  | 5.385% |  | 7.523% | X | 5.385% | 7.523% | 4.98% |  |  | 4.98%
LED Display Lighting (Exterior) | Miscellaneous | E |  | 5% |  | 7.523% | X | 5% | 7.523% | 4.624% |  |  | 4.624%
LED Display Lighting (Exterior) | Offices | E |  | 5.385% |  | 7.523% | X | 5.385% | 7.523% | 4.98% |  |  | 4.98%
LED Display Lighting (Exterior) | Restaurants | E |  | 5.385% |  | 7.523% | X | 5.385% | 7.523% | 4.98% |  |  | 4.98%
LED Display Lighting (Exterior) | Retail | E |  | 5.385% |  | 7.523% | X | 5.385% | 7.523% | 4.98% |  |  | 4.98%
LED Display Lighting (Exterior) | Schools K-12 | E |  | 5% |  | 7.523% | X | 5% | 7.523% | 4.624% |  |  | 4.624%
LED Display Lighting (Exterior) | Warehouse | E |  | 5% |  | 7.523% | X | 5% | 7.523% | 4.624% |  |  | 4.624%
LED Display Lighting (Exterior) | Assembly | N |  | 0% |  | 7.523% | X | 5% | 7.523% | 4.624% |  |  | 4.624%
LED Display Lighting (Exterior) | College and University | N |  | 5% |  | 7.523% | X | 5% | 7.523% | 4.624% |  |  | 4.624%
LED Display Lighting (Exterior) | Grocery | N |  | 0% |  | 7.523% | X | 5% | 7.523% | 4.624% |  |  | 4.624%
LED Display Lighting (Exterior) | Healthcare | N |  | 5% |  | 7.523% | X | 5% | 7.523% | 4.624% |  |  | 4.624%
LED Display Lighting (Exterior) | Hospitals | N |  | 0% |  | 7.523% | X | 5% | 7.523% | 4.624% |  |  | 4.624%
LED Display Lighting (Exterior) | Institutional | N |  | 5% |  | 7.523% | X | 5% | 7.523% | 4.624% |  |  | 4.624%
LED Display Lighting (Exterior) | Lodging/Hospitality | N |  | 0% |  | 7.523% | X | 5% | 7.523% | 4.624% |  |  | 4.624%
LED Display Lighting (Exterior) | Miscellaneous | N |  | 5% |  | 7.523% | X | 5% | 7.523% | 4.624% |  |  | 4.624%
LED Display Lighting (Exterior) | Offices | N |  | 0% |  | 7.523% | X | 5% | 7.523% | 4.624% |  |  | 4.624%
LED Display Lighting (Exterior) | Restaurants | N |  | 0% |  | 7.523% | X | 5% | 7.523% | 4.624% |  |  | 4.624%
LED Display Lighting (Exterior) | Retail | N |  | 0% |  | 7.523% | X | 5% | 7.523% | 4.624% |  |  | 4.624%
LED Display Lighting (Exterior) | Schools K-12 | N |  | 5% |  | 7.523% | X | 5% | 7.523% | 4.624% |  |  | 4.624%
LED Display Lighting (Exterior) | Warehouse | N |  | 5% |  | 7.523% | X | 5% | 7.523% | 4.624% |  |  | 4.624%
LED Exterior Lighting | Assembly | T |  | 4.615% |  | 7.523% | X | 4.615% | 7.523% | 4.268% |  |  | 4.268%
LED Exterior Lighting | College and University | T |  | 5% |  | 7.523% | X | 5% | 7.523% | 4.624% |  |  | 4.624%
LED Exterior Lighting | Grocery | T |  | 4.615% |  | 7.523% | X | 4.615% | 7.523% | 4.268% |  |  | 4.268%
LED Exterior Lighting | Healthcare | T |  | 5% |  | 7.523% | X | 5% | 7.523% | 4.624% |  |  | 4.624%
LED Exterior Lighting | Hospitals | T |  | 4.615% |  | 7.523% | X | 4.615% | 7.523% | 4.268% |  |  | 4.268%
LED Exterior Lighting | Institutional | T |  | 5% |  | 7.523% | X | 5% | 7.523% | 4.624% |  |  | 4.624%
LED Exterior Lighting | Lodging/Hospitality | T |  | 4.615% |  | 7.523% | X | 4.615% | 7.523% | 4.268% |  |  | 4.268%
LED Exterior Lighting | Miscellaneous | T |  | 5% |  | 7.523% | X | 5% | 7.523% | 4.624% |  |  | 4.624%
LED Exterior Lighting | Offices | T |  | 4.615% |  | 7.523% | X | 4.615% | 7.523% | 4.268% |  |  | 4.268%
LED Exterior Lighting | Restaurants | T |  | 4.615% |  | 7.523% | X | 4.615% | 7.523% | 4.268% |  |  | 4.268%
LED Exterior Lighting | Retail | T |  | 4.615% |  | 7.523% | X | 4.615% | 7.523% | 4.268% |  |  | 4.268%
LED Exterior Lighting | Schools K-12 | T |  | 5% |  | 7.523% | X | 5% | 7.523% | 4.624% |  |  | 4.624%
LED Exterior Lighting | Warehouse | T |  | 5% |  | 7.523% | X | 5% | 7.523% | 4.624% |  |  | 4.624%
LED Exterior Lighting | Assembly | E |  | 5.385% |  | 7.523% | X | 5.385% | 7.523% | 4.98% |  |  | 4.98%
LED Exterior Lighting | College and University | E |  | 5% |  | 7.523% | X | 5% | 7.523% | 4.624% |  |  | 4.624%
LED Exterior Lighting | Grocery | E |  | 5.385% |  | 7.523% | X | 5.385% | 7.523% | 4.98% |  |  | 4.98%
LED Exterior Lighting | Healthcare | E |  | 5% |  | 7.523% | X | 5% | 7.523% | 4.624% |  |  | 4.624%
LED Exterior Lighting | Hospitals | E |  | 5.385% |  | 7.523% | X | 5.385% | 7.523% | 4.98% |  |  | 4.98%
LED Exterior Lighting | Institutional | E |  | 5% |  | 7.523% | X | 5% | 7.523% | 4.624% |  |  | 4.624%
LED Exterior Lighting | Lodging/Hospitality | E |  | 5.385% |  | 7.523% | X | 5.385% | 7.523% | 4.98% |  |  | 4.98%
LED Exterior Lighting | Miscellaneous | E |  | 5% |  | 7.523% | X | 5% | 7.523% | 4.624% |  |  | 4.624%
LED Exterior Lighting | Offices | E |  | 5.385% |  | 7.523% | X | 5.385% | 7.523% | 4.98% |  |  | 4.98%
LED Exterior Lighting | Restaurants | E |  | 5.385% |  | 7.523% | X | 5.385% | 7.523% | 4.98% |  |  | 4.98%
LED Exterior Lighting | Retail | E |  | 5.385% |  | 7.523% | X | 5.385% | 7.523% | 4.98% |  |  | 4.98%
LED Exterior Lighting | Schools K-12 | E |  | 5% |  | 7.523% | X | 5% | 7.523% | 4.624% |  |  | 4.624%
LED Exterior Lighting | Warehouse | E |  | 5% |  | 7.523% | X | 5% | 7.523% | 4.624% |  |  | 4.624%
LED Exterior Lighting | Assembly | N |  | 0% |  | 7.523% | X | 5% | 7.523% | 4.624% |  |  | 4.624%
LED Exterior Lighting | College and University | N |  | 5% |  | 7.523% | X | 5% | 7.523% | 4.624% |  |  | 4.624%
LED Exterior Lighting | Grocery | N |  | 0% |  | 7.523% | X | 5% | 7.523% | 4.624% |  |  | 4.624%
LED Exterior Lighting | Healthcare | N |  | 5% |  | 7.523% | X | 5% | 7.523% | 4.624% |  |  | 4.624%
LED Exterior Lighting | Hospitals | N |  | 0% |  | 7.523% | X | 5% | 7.523% | 4.624% |  |  | 4.624%
LED Exterior Lighting | Institutional | N |  | 5% |  | 7.523% | X | 5% | 7.523% | 4.624% |  |  | 4.624%
LED Exterior Lighting | Lodging/Hospitality | N |  | 0% |  | 7.523% | X | 5% | 7.523% | 4.624% |  |  | 4.624%
LED Exterior Lighting | Miscellaneous | N |  | 5% |  | 7.523% | X | 5% | 7.523% | 4.624% |  |  | 4.624%
LED Exterior Lighting | Offices | N |  | 0% |  | 7.523% | X | 5% | 7.523% | 4.624% |  |  | 4.624%
LED Exterior Lighting | Restaurants | N |  | 0% |  | 7.523% | X | 5% | 7.523% | 4.624% |  |  | 4.624%
LED Exterior Lighting | Retail | N |  | 0% |  | 7.523% | X | 5% | 7.523% | 4.624% |  |  | 4.624%
LED Exterior Lighting | Schools K-12 | N |  | 5% |  | 7.523% | X | 5% | 7.523% | 4.624% |  |  | 4.624%
LED Exterior Lighting | Warehouse | N |  | 5% |  | 7.523% | X | 5% | 7.523% | 4.624% |  |  | 4.624%
LED Parking Lighting | Assembly | T | 100% | 4.615% |  | 7.523% | X | 4.615% | 7.523% | 4.268% |  |  | 4.268%
LED Parking Lighting | College and University | T | 100% | 5% |  | 7.523% | X | 5% | 7.523% | 4.624% |  |  | 4.624%
LED Parking Lighting | Grocery | T | 100% | 4.615% |  | 7.523% | X | 4.615% | 7.523% | 4.268% |  |  | 4.268%
LED Parking Lighting | Healthcare | T | 100% | 5% |  | 7.523% | X | 5% | 7.523% | 4.624% |  |  | 4.624%
LED Parking Lighting | Hospitals | T | 100% | 4.615% |  | 7.523% | X | 4.615% | 7.523% | 4.268% |  |  | 4.268%
LED Parking Lighting | Institutional | T | 100% | 5% |  | 7.523% | X | 5% | 7.523% | 4.624% |  |  | 4.624%
LED Parking Lighting | Lodging/Hospitality | T | 100% | 4.615% |  | 7.523% | X | 4.615% | 7.523% | 4.268% |  |  | 4.268%
LED Parking Lighting | Miscellaneous | T | 100% | 5% |  | 7.523% | X | 5% | 7.523% | 4.624% |  |  | 4.624%
LED Parking Lighting | Offices | T | 100% | 4.615% |  | 7.523% | X | 4.615% | 7.523% | 4.268% |  |  | 4.268%
LED Parking Lighting | Restaurants | T | 100% | 4.615% |  | 7.523% | X | 4.615% | 7.523% | 4.268% |  |  | 4.268%
LED Parking Lighting | Retail | T | 100% | 4.615% |  | 7.523% | X | 4.615% | 7.523% | 4.268% |  |  | 4.268%
LED Parking Lighting | Schools K-12 | T | 100% | 5% |  | 7.523% | X | 5% | 7.523% | 4.624% |  |  | 4.624%
LED Parking Lighting | Warehouse | T | 100% | 5% |  | 7.523% | X | 5% | 7.523% | 4.624% |  |  | 4.624%
LED Parking Lighting | Assembly | E | 100% | 5.385% |  | 7.523% | X | 5.385% | 7.523% | 4.98% |  |  | 4.98%
LED Parking Lighting | College and University | E | 100% | 5% |  | 7.523% | X | 5% | 7.523% | 4.624% |  |  | 4.624%
LED Parking Lighting | Grocery | E | 100% | 5.385% |  | 7.523% | X | 5.385% | 7.523% | 4.98% |  |  | 4.98%
LED Parking Lighting | Healthcare | E | 100% | 5% |  | 7.523% | X | 5% | 7.523% | 4.624% |  |  | 4.624%
LED Parking Lighting | Hospitals | E | 100% | 5.385% |  | 7.523% | X | 5.385% | 7.523% | 4.98% |  |  | 4.98%
LED Parking Lighting | Institutional | E | 100% | 5% |  | 7.523% | X | 5% | 7.523% | 4.624% |  |  | 4.624%
LED Parking Lighting | Lodging/Hospitality | E | 100% | 5.385% |  | 7.523% | X | 5.385% | 7.523% | 4.98% |  |  | 4.98%
LED Parking Lighting | Miscellaneous | E | 100% | 5% |  | 7.523% | X | 5% | 7.523% | 4.624% |  |  | 4.624%
LED Parking Lighting | Offices | E | 100% | 5.385% |  | 7.523% | X | 5.385% | 7.523% | 4.98% |  |  | 4.98%
LED Parking Lighting | Restaurants | E | 100% | 5.385% |  | 7.523% | X | 5.385% | 7.523% | 4.98% |  |  | 4.98%
LED Parking Lighting | Retail | E | 100% | 5.385% |  | 7.523% | X | 5.385% | 7.523% | 4.98% |  |  | 4.98%
LED Parking Lighting | Schools K-12 | E | 100% | 5% |  | 7.523% | X | 5% | 7.523% | 4.624% |  |  | 4.624%
LED Parking Lighting | Warehouse | E | 100% | 5% |  | 7.523% | X | 5% | 7.523% | 4.624% |  |  | 4.624%
LED Parking Lighting | Assembly | N | 100% | 0% |  | 7.523% | X | 100% | 7.523% | 92.48% |  |  | 92.48%
LED Parking Lighting | College and University | N | 100% | 5% |  | 7.523% | X | 5% | 7.523% | 4.624% |  |  | 4.624%
LED Parking Lighting | Grocery | N | 100% | 0% |  | 7.523% | X | 100% | 7.523% | 92.48% |  |  | 92.48%
LED Parking Lighting | Healthcare | N | 100% | 5% |  | 7.523% | X | 5% | 7.523% | 4.624% |  |  | 4.624%
LED Parking Lighting | Hospitals | N | 100% | 0% |  | 7.523% | X | 100% | 7.523% | 92.48% |  |  | 92.48%
LED Parking Lighting | Institutional | N | 100% | 5% |  | 7.523% | X | 5% | 7.523% | 4.624% |  |  | 4.624%
LED Parking Lighting | Lodging/Hospitality | N | 100% | 0% |  | 7.523% | X | 100% | 7.523% | 92.48% |  |  | 92.48%
LED Parking Lighting | Miscellaneous | N | 100% | 5% |  | 7.523% | X | 5% | 7.523% | 4.624% |  |  | 4.624%
LED Parking Lighting | Offices | N | 100% | 0% |  | 7.523% | X | 100% | 7.523% | 92.48% |  |  | 92.48%
LED Parking Lighting | Restaurants | N | 100% | 0% |  | 7.523% | X | 100% | 7.523% | 92.48% |  |  | 92.48%
LED Parking Lighting | Retail | N | 100% | 0% |  | 7.523% | X | 100% | 7.523% | 92.48% |  |  | 92.48%
LED Parking Lighting | Schools K-12 | N | 100% | 5% |  | 7.523% | X | 5% | 7.523% | 4.624% |  |  | 4.624%
LED Parking Lighting | Warehouse | N | 100% | 5% |  | 7.523% | X | 5% | 7.523% | 4.624% |  |  | 4.624%
LED Street Lights | Assembly | T |  | 71.25% |  | 22.06% |  |  |  | 0% |  |  | 0%
LED Street Lights | College and University | T |  | 41.36% |  | 48.04% |  |  |  | 0% |  |  | 0%
LED Street Lights | Grocery | T |  | 71.25% |  | 22.06% |  |  |  | 0% |  |  | 0%
LED Street Lights | Healthcare | T |  | 41.36% |  | 48.04% |  |  |  | 0% |  |  | 0%
LED Street Lights | Hospitals | T |  | 71.25% |  | 22.06% |  |  |  | 0% |  |  | 0%
LED Street Lights | Institutional | T |  | 41.36% |  | 48.04% | X | 41.36% | 48.04% | 21.49% |  |  | 21.49%
LED Street Lights | Lodging/Hospitality | T |  | 71.25% |  | 22.06% |  |  |  | 0% |  |  | 0%
LED Street Lights | Miscellaneous | T |  | 41.36% |  | 48.04% |  |  |  | 0% |  |  | 0%
LED Street Lights | Offices | T |  | 71.25% |  | 22.06% |  |  |  | 0% |  |  | 0%
LED Street Lights | Restaurants | T |  | 37.5% |  | 22.06% |  |  |  | 0% |  |  | 0%
LED Street Lights | Retail | T |  | 71.25% |  | 22.06% |  |  |  | 0% |  |  | 0%
LED Street Lights | Schools K-12 | T |  | 41.36% |  | 48.04% |  |  |  | 0% |  |  | 0%
LED Street Lights | Warehouse | T |  | 41.36% |  | 48.04% |  |  |  | 0% |  |  | 0%
LED Street Lights | Assembly | E |  | 23.75% |  | 22.06% |  |  |  | 0% |  |  | 0%
LED Street Lights | College and University | E |  | 41.36% |  | 48.04% |  |  |  | 0% |  |  | 0%
LED Street Lights | Grocery | E |  | 23.75% |  | 22.06% |  |  |  | 0% |  |  | 0%
LED Street Lights | Healthcare | E |  | 41.36% |  | 48.04% |  |  |  | 0% |  |  | 0%
LED Street Lights | Hospitals | E |  | 23.75% |  | 22.06% |  |  |  | 0% |  |  | 0%
LED Street Lights | Institutional | E |  | 41.36% |  | 48.04% | X | 41.36% | 48.04% | 21.49% |  |  | 21.49%
LED Street Lights | Lodging/Hospitality | E |  | 23.75% |  | 22.06% |  |  |  | 0% |  |  | 0%
LED Street Lights | Miscellaneous | E |  | 41.36% |  | 48.04% |  |  |  | 0% |  |  | 0%
LED Street Lights | Offices | E |  | 23.75% |  | 22.06% |  |  |  | 0% |  |  | 0%
LED Street Lights | Restaurants | E |  | 12.5% |  | 22.06% |  |  |  | 0% |  |  | 0%
LED Street Lights | Retail | E |  | 23.75% |  | 22.06% |  |  |  | 0% |  |  | 0%
LED Street Lights | Schools K-12 | E |  | 41.36% |  | 48.04% |  |  |  | 0% |  |  | 0%
LED Street Lights | Warehouse | E |  | 41.36% |  | 48.04% |  |  |  | 0% |  |  | 0%
LED Street Lights | Assembly | N |  | 0% |  | 100% |  |  |  | 0% |  |  | 0%
LED Street Lights | College and University | N |  | 41.36% |  | 48.04% |  |  |  | 0% |  |  | 0%
LED Street Lights | Grocery | N |  | 0% |  | 100% |  |  |  | 0% |  |  | 0%
LED Street Lights | Healthcare | N |  | 41.36% |  | 48.04% |  |  |  | 0% |  |  | 0%
LED Street Lights | Hospitals | N |  | 0% |  | 100% |  |  |  | 0% |  |  | 0%
LED Street Lights | Institutional | N |  | 41.36% |  | 48.04% | X | 41.36% | 48.04% | 21.49% |  |  | 21.49%
LED Street Lights | Lodging/Hospitality | N |  | 0% |  | 100% |  |  |  | 0% |  |  | 0%
LED Street Lights | Miscellaneous | N |  | 41.36% |  | 48.04% |  |  |  | 0% |  |  | 0%
LED Street Lights | Offices | N |  | 0% |  | 100% |  |  |  | 0% |  |  | 0%
LED Street Lights | Restaurants | N |  | 0% |  | 100% |  |  |  | 0% |  |  | 0%
LED Street Lights | Retail | N |  | 0% |  | 100% |  |  |  | 0% |  |  | 0%
LED Street Lights | Schools K-12 | N |  | 41.36% |  | 48.04% |  |  |  | 0% |  |  | 0%
LED Street Lights | Warehouse | N |  | 41.36% |  | 48.04% |  |  |  | 0% |  |  | 0%
LED Traffic and Crosswalk Lighting | Assembly | T |  | 71.25% |  | 22.06% |  |  |  | 0% |  |  | 0%
LED Traffic and Crosswalk Lighting | College and University | T |  | 41.36% |  | 48.04% |  |  |  | 0% |  |  | 0%
LED Traffic and Crosswalk Lighting | Grocery | T |  | 71.25% |  | 22.06% |  |  |  | 0% |  |  | 0%
LED Traffic and Crosswalk Lighting | Healthcare | T |  | 41.36% |  | 48.04% |  |  |  | 0% |  |  | 0%
LED Traffic and Crosswalk Lighting | Hospitals | T |  | 71.25% |  | 22.06% |  |  |  | 0% |  |  | 0%
LED Traffic and Crosswalk Lighting | Institutional | T |  | 41.36% |  | 48.04% | X | 41.36% | 48.04% | 21.49% |  |  | 21.49%
LED Traffic and Crosswalk Lighting | Lodging/Hospitality | T |  | 71.25% |  | 22.06% |  |  |  | 0% |  |  | 0%
LED Traffic and Crosswalk Lighting | Miscellaneous | T |  | 41.36% |  | 48.04% |  |  |  | 0% |  |  | 0%
LED Traffic and Crosswalk Lighting | Offices | T |  | 71.25% |  | 22.06% |  |  |  | 0% |  |  | 0%
LED Traffic and Crosswalk Lighting | Restaurants | T |  | 37.5% |  | 22.06% |  |  |  | 0% |  |  | 0%
LED Traffic and Crosswalk Lighting | Retail | T |  | 71.25% |  | 22.06% |  |  |  | 0% |  |  | 0%
LED Traffic and Crosswalk Lighting | Schools K-12 | T |  | 41.36% |  | 48.04% |  |  |  | 0% |  |  | 0%
LED Traffic and Crosswalk Lighting | Warehouse | T |  | 41.36% |  | 48.04% |  |  |  | 0% |  |  | 0%
LED Traffic and Crosswalk Lighting | Assembly | E |  | 23.75% |  | 22.06% |  |  |  | 0% |  |  | 0%
LED Traffic and Crosswalk Lighting | College and University | E |  | 41.36% |  | 48.04% |  |  |  | 0% |  |  | 0%
LED Traffic and Crosswalk Lighting | Grocery | E |  | 23.75% |  | 22.06% |  |  |  | 0% |  |  | 0%
LED Traffic and Crosswalk Lighting | Healthcare | E |  | 41.36% |  | 48.04% |  |  |  | 0% |  |  | 0%
LED Traffic and Crosswalk Lighting | Hospitals | E |  | 23.75% |  | 22.06% |  |  |  | 0% |  |  | 0%
LED Traffic and Crosswalk Lighting | Institutional | E |  | 41.36% |  | 48.04% | X | 41.36% | 48.04% | 21.49% |  |  | 21.49%
LED Traffic and Crosswalk Lighting | Lodging/Hospitality | E |  | 23.75% |  | 22.06% |  |  |  | 0% |  |  | 0%
LED Traffic and Crosswalk Lighting | Miscellaneous | E |  | 41.36% |  | 48.04% |  |  |  | 0% |  |  | 0%
LED Traffic and Crosswalk Lighting | Offices | E |  | 23.75% |  | 22.06% |  |  |  | 0% |  |  | 0%
LED Traffic and Crosswalk Lighting | Restaurants | E |  | 12.5% |  | 22.06% |  |  |  | 0% |  |  | 0%
LED Traffic and Crosswalk Lighting | Retail | E |  | 23.75% |  | 22.06% |  |  |  | 0% |  |  | 0%
LED Traffic and Crosswalk Lighting | Schools K-12 | E |  | 41.36% |  | 48.04% |  |  |  | 0% |  |  | 0%
LED Traffic and Crosswalk Lighting | Warehouse | E |  | 41.36% |  | 48.04% |  |  |  | 0% |  |  | 0%
LED Traffic and Crosswalk Lighting | Assembly | N |  | 0% |  | 100% |  |  |  | 0% |  |  | 0%
LED Traffic and Crosswalk Lighting | College and University | N |  | 41.36% |  | 48.04% |  |  |  | 0% |  |  | 0%
LED Traffic and Crosswalk Lighting | Grocery | N |  | 0% |  | 100% |  |  |  | 0% |  |  | 0%
LED Traffic and Crosswalk Lighting | Healthcare | N |  | 41.36% |  | 48.04% |  |  |  | 0% |  |  | 0%
LED Traffic and Crosswalk Lighting | Hospitals | N |  | 0% |  | 100% |  |  |  | 0% |  |  | 0%
LED Traffic and Crosswalk Lighting | Institutional | N |  | 41.36% |  | 48.04% | X | 41.36% | 48.04% | 21.49% |  |  | 21.49%
LED Traffic and Crosswalk Lighting | Lodging/Hospitality | N |  | 0% |  | 100% |  |  |  | 0% |  |  | 0%
LED Traffic and Crosswalk Lighting | Miscellaneous | N |  | 41.36% |  | 48.04% |  |  |  | 0% |  |  | 0%
LED Traffic and Crosswalk Lighting | Offices | N |  | 0% |  | 100% |  |  |  | 0% |  |  | 0%
LED Traffic and Crosswalk Lighting | Restaurants | N |  | 0% |  | 100% |  |  |  | 0% |  |  | 0%
LED Traffic and Crosswalk Lighting | Retail | N |  | 0% |  | 100% |  |  |  | 0% |  |  | 0%
LED Traffic and Crosswalk Lighting | Schools K-12 | N |  | 41.36% |  | 48.04% |  |  |  | 0% |  |  | 0%
LED Traffic and Crosswalk Lighting | Warehouse | N |  | 41.36% |  | 48.04% |  |  |  | 0% |  |  | 0%
Geothermal Heat Pump | Assembly | T | 50% |  |  | 39% | X | 50% | 39% | 30.5% |  |  | 30.5%
Geothermal Heat Pump | College and University | T | 50% |  |  | 39% | X | 50% | 39% | 30.5% |  |  | 30.5%
Geothermal Heat Pump | Grocery | T | 50% |  |  | 39% | X | 50% | 39% | 30.5% |  |  | 30.5%
Geothermal Heat Pump | Healthcare | T | 50% |  |  | 39% | X | 50% | 39% | 30.5% |  |  | 30.5%
Geothermal Heat Pump | Hospitals | T | 50% |  |  | 39% | X | 50% | 39% | 30.5% |  |  | 30.5%
Geothermal Heat Pump | Institutional | T | 50% |  |  | 39% | X | 50% | 39% | 30.5% |  |  | 30.5%
Geothermal Heat Pump | Lodging/Hospitality | T | 50% |  |  | 39% | X | 50% | 39% | 30.5% |  |  | 30.5%
Geothermal Heat Pump | Miscellaneous | T | 50% |  |  | 39% | X | 50% | 39% | 30.5% |  |  | 30.5%
Geothermal Heat Pump | Offices | T | 50% |  |  | 39% | X | 50% | 39% | 30.5% |  |  | 30.5%
Geothermal Heat Pump | Restaurants | T | 50% |  |  | 39% | X | 50% | 39% | 30.5% |  |  | 30.5%
Geothermal Heat Pump | Retail | T | 50% |  |  | 39% | X | 50% | 39% | 30.5% |  |  | 30.5%
Geothermal Heat Pump | Schools K-12 | T | 50% |  |  | 39% | X | 50% | 39% | 30.5% |  |  | 30.5%
Geothermal Heat Pump | Warehouse | T | 50% |  |  | 39% | X | 50% | 39% | 30.5% |  |  | 30.5%
Geothermal Heat Pump | Assembly | E | 50% |  |  | 39% | X | 50% | 39% | 30.5% |  |  | 30.5%
Geothermal Heat Pump | College and University | E | 50% |  |  | 39% | X | 50% | 39% | 30.5% |  |  | 30.5%
Geothermal Heat Pump | Grocery | E | 50% |  |  | 39% | X | 50% | 39% | 30.5% |  |  | 30.5%
Geothermal Heat Pump | Healthcare | E | 50% |  |  | 39% | X | 50% | 39% | 30.5% |  |  | 30.5%
Geothermal Heat Pump | Hospitals | E | 50% |  |  | 39% | X | 50% | 39% | 30.5% |  |  | 30.5%
Geothermal Heat Pump | Institutional | E | 50% |  |  | 39% | X | 50% | 39% | 30.5% |  |  | 30.5%
Geothermal Heat Pump | Lodging/Hospitality | E | 50% |  |  | 39% | X | 50% | 39% | 30.5% |  |  | 30.5%
Geothermal Heat Pump | Miscellaneous | E | 50% |  |  | 39% | X | 50% | 39% | 30.5% |  |  | 30.5%
Geothermal Heat Pump | Offices | E | 50% |  |  | 39% | X | 50% | 39% | 30.5% |  |  | 30.5%
Geothermal Heat Pump | Restaurants | E | 50% |  |  | 39% | X | 50% | 39% | 30.5% |  |  | 30.5%
Geothermal Heat Pump | Retail | E | 50% |  |  | 39% | X | 50% | 39% | 30.5% |  |  | 30.5%
Geothermal Heat Pump | Schools K-12 | E | 50% |  |  | 39% | X | 50% | 39% | 30.5% |  |  | 30.5%
Geothermal Heat Pump | Warehouse | E | 50% |  |  | 39% | X | 50% | 39% | 30.5% |  |  | 30.5%
Geothermal Heat Pump | Assembly | N | 50% |  |  | 39% | X | 50% | 39% | 30.5% |  |  | 30.5%
Geothermal Heat Pump | College and University | N | 50% |  |  | 39% | X | 50% | 39% | 30.5% |  |  | 30.5%
Geothermal Heat Pump | Grocery | N | 50% |  |  | 39% | X | 50% | 39% | 30.5% |  |  | 30.5%
Geothermal Heat Pump | Healthcare | N | 50% |  |  | 39% | X | 50% | 39% | 30.5% |  |  | 30.5%
Geothermal Heat Pump | Hospitals | N | 50% |  |  | 39% | X | 50% | 39% | 30.5% |  |  | 30.5%
Geothermal Heat Pump | Institutional | N | 50% |  |  | 39% | X | 50% | 39% | 30.5% |  |  | 30.5%
Geothermal Heat Pump | Lodging/Hospitality | N | 50% |  |  | 39% | X | 50% | 39% | 30.5% |  |  | 30.5%
Geothermal Heat Pump | Miscellaneous | N | 50% |  |  | 39% | X | 50% | 39% | 30.5% |  |  | 30.5%
Geothermal Heat Pump | Offices | N | 50% |  |  | 39% | X | 50% | 39% | 30.5% |  |  | 30.5%
Geothermal Heat Pump | Restaurants | N | 50% |  |  | 39% | X | 50% | 39% | 30.5% |  |  | 30.5%
Geothermal Heat Pump | Retail | N | 50% |  |  | 39% | X | 50% | 39% | 30.5% |  |  | 30.5%
Geothermal Heat Pump | Schools K-12 | N | 50% |  |  | 39% | X | 50% | 39% | 30.5% |  |  | 30.5%
Geothermal Heat Pump | Warehouse | N | 50% |  |  | 39% | X | 50% | 39% | 30.5% |  |  | 30.5%
High Efficiency Chiller (Air Cooled, 150 tons) | Assembly | T | 100% | 21.38% |  | 25.35% |  |  |  | 0% |  |  | 0%
High Efficiency Chiller (Air Cooled, 150 tons) | College and University | T | 100% | 19% |  | 25.35% |  |  |  | 0% |  |  | 0%
High Efficiency Chiller (Air Cooled, 150 tons) | Grocery | T | 100% | 19% |  | 25.35% |  |  |  | 0% |  |  | 0%
High Efficiency Chiller (Air Cooled, 150 tons) | Healthcare | T | 100% | 19% |  | 25.35% |  |  |  | 0% |  |  | 0%
High Efficiency Chiller (Air Cooled, 150 tons) | Hospitals | T | 100% | 21.38% |  | 25.35% |  |  |  | 0% |  |  | 0%
High Efficiency Chiller (Air Cooled, 150 tons) | Institutional | T | 100% | 21.38% |  | 25.35% |  |  |  | 0% |  |  | 0%
High Efficiency Chiller (Air Cooled, 150 tons) | Lodging/Hospitality | T | 100% | 19% |  | 25.35% |  |  |  | 0% |  |  | 0%
High Efficiency Chiller (Air Cooled, 150 tons) | Miscellaneous | T | 100% | 19% |  | 25.35% |  |  |  | 0% |  |  | 0%
High Efficiency Chiller (Air Cooled, 150 tons) | Offices | T | 100% | 21.38% |  | 25.35% |  |  |  | 0% |  |  | 0%
High Efficiency Chiller (Air Cooled, 150 tons) | Restaurants | T | 100% | 19% |  | 25.35% |  |  |  | 0% |  |  | 0%
High Efficiency Chiller (Air Cooled, 150 tons) | Retail | T | 100% | 19% |  | 25.35% |  |  |  | 0% |  |  | 0%
High Efficiency Chiller (Air Cooled, 150 tons) | Schools K-12 | T | 100% | 19% |  | 25.35% |  |  |  | 0% |  |  | 0%
High Efficiency Chiller (Air Cooled, 150 tons) | Warehouse | T | 100% | 19% |  | 25.35% |  |  |  | 0% |  |  | 0%
High Efficiency Chiller (Air Cooled, 150 tons) | Assembly | E | 100% | 14.25% |  | 25.35% |  |  |  | 0% |  |  | 0%
High Efficiency Chiller (Air Cooled, 150 tons) | College and University | E | 100% | 19% |  | 25.35% |  |  |  | 0% |  |  | 0%
High Efficiency Chiller (Air Cooled, 150 tons) | Grocery | E | 100% | 19% |  | 25.35% |  |  |  | 0% |  |  | 0%
High Efficiency Chiller (Air Cooled, 150 tons) | Healthcare | E | 100% | 19% |  | 25.35% |  |  |  | 0% |  |  | 0%
High Efficiency Chiller (Air Cooled, 150 tons) | Hospitals | E | 100% | 14.25% |  | 25.35% |  |  |  | 0% |  |  | 0%
High Efficiency Chiller (Air Cooled, 150 tons) | Institutional | E | 100% | 14.25% |  | 25.35% |  |  |  | 0% |  |  | 0%
High Efficiency Chiller (Air Cooled, 150 tons) | Lodging/Hospitality | E | 100% | 19% |  | 25.35% |  |  |  | 0% |  |  | 0%
High Efficiency Chiller (Air Cooled, 150 tons) | Miscellaneous | E | 100% | 19% |  | 25.35% |  |  |  | 0% |  |  | 0%
High Efficiency Chiller (Air Cooled, 150 tons) | Offices | E | 100% | 14.25% |  | 25.35% |  |  |  | 0% |  |  | 0%
High Efficiency Chiller (Air Cooled, 150 tons) | Restaurants | E | 100% | 19% |  | 25.35% |  |  |  | 0% |  |  | 0%
High Efficiency Chiller (Air Cooled, 150 tons) | Retail | E | 100% | 19% |  | 25.35% |  |  |  | 0% |  |  | 0%
High Efficiency Chiller (Air Cooled, 150 tons) | Schools K-12 | E | 100% | 19% |  | 25.35% |  |  |  | 0% |  |  | 0%
High Efficiency Chiller (Air Cooled, 150 tons) | Warehouse | E | 100% | 19% |  | 25.35% |  |  |  | 0% |  |  | 0%
High Efficiency Chiller (Air Cooled, 150 tons) | Assembly | N | 100% | 21.38% |  | 25.35% |  |  |  | 0% |  |  | 0%
High Efficiency Chiller (Air Cooled, 150 tons) | College and University | N | 100% | 19% |  | 25.35% |  |  |  | 0% |  |  | 0%
High Efficiency Chiller (Air Cooled, 150 tons) | Grocery | N | 100% | 19% |  | 25.35% |  |  |  | 0% |  |  | 0%
High Efficiency Chiller (Air Cooled, 150 tons) | Healthcare | N | 100% | 19% |  | 25.35% |  |  |  | 0% |  |  | 0%
High Efficiency Chiller (Air Cooled, 150 tons) | Hospitals | N | 100% | 21.38% |  | 25.35% |  |  |  | 0% |  |  | 0%
High Efficiency Chiller (Air Cooled, 150 tons) | Institutional | N | 100% | 21.38% |  | 25.35% |  |  |  | 0% |  |  | 0%
High Efficiency Chiller (Air Cooled, 150 tons) | Lodging/Hospitality | N | 100% | 19% |  | 25.35% |  |  |  | 0% |  |  | 0%
High Efficiency Chiller (Air Cooled, 150 tons) | Miscellaneous | N | 100% | 19% |  | 25.35% |  |  |  | 0% |  |  | 0%
High Efficiency Chiller (Air Cooled, 150 tons) | Offices | N | 100% | 21.38% |  | 25.35% |  |  |  | 0% |  |  | 0%
High Efficiency Chiller (Air Cooled, 150 tons) | Restaurants | N | 100% | 19% |  | 25.35% |  |  |  | 0% |  |  | 0%
High Efficiency Chiller (Air Cooled, 150 tons) | Retail | N | 100% | 19% |  | 25.35% |  |  |  | 0% |  |  | 0%
High Efficiency Chiller (Air Cooled, 150 tons) | Schools K-12 | N | 100% | 19% |  | 25.35% |  |  |  | 0% |  |  | 0%
High Efficiency Chiller (Air Cooled, 150 tons) | Warehouse | N | 100% | 19% |  | 25.35% |  |  |  | 0% |  |  | 0%
High Efficiency Chiller (Air Cooled, 50 tons) | Assembly | T | 100% | 42.75% |  | 25.35% | X | 42.75% | 25.35% | 31.91% |  |  | 31.91%
High Efficiency Chiller (Air Cooled, 50 tons) | College and University | T | 100% | 38% |  | 25.35% | X | 38% | 25.35% | 28.37% |  |  | 28.37%
High Efficiency Chiller (Air Cooled, 50 tons) | Grocery | T | 100% | 38% |  | 25.35% | X | 38% | 25.35% | 28.37% |  |  | 28.37%
High Efficiency Chiller (Air Cooled, 50 tons) | Healthcare | T | 100% | 38% |  | 25.35% | X | 38% | 25.35% | 28.37% |  |  | 28.37%
High Efficiency Chiller (Air Cooled, 50 tons) | Hospitals | T | 100% | 42.75% |  | 25.35% | X | 42.75% | 25.35% | 31.91% |  |  | 31.91%
High Efficiency Chiller (Air Cooled, 50 tons) | Institutional | T | 100% | 42.75% |  | 25.35% | X | 42.75% | 25.35% | 31.91% |  |  | 31.91%
High Efficiency Chiller (Air Cooled, 50 tons) | Lodging/Hospitality | T | 100% | 38% |  | 25.35% | X | 38% | 25.35% | 28.37% |  |  | 28.37%
High Efficiency Chiller (Air Cooled, 50 tons) | Miscellaneous | T | 100% | 38% |  | 25.35% | X | 38% | 25.35% | 28.37% |  |  | 28.37%
High Efficiency Chiller (Air Cooled, 50 tons) | Offices | T | 100% | 42.75% |  | 25.35% | X | 42.75% | 25.35% | 31.91% |  |  | 31.91%
High Efficiency Chiller (Air Cooled, 50 tons) | Restaurants | T | 100% | 38% |  | 25.35% | X | 38% | 25.35% | 28.37% |  |  | 28.37%
High Efficiency Chiller (Air Cooled, 50 tons) | Retail | T | 100% | 38% |  | 25.35% | X | 38% | 25.35% | 28.37% |  |  | 28.37%
High Efficiency Chiller (Air Cooled, 50 tons) | Schools K-12 | T | 100% | 38% |  | 25.35% | X | 38% | 25.35% | 28.37% |  |  | 28.37%
High Efficiency Chiller (Air Cooled, 50 tons) | Warehouse | T | 100% | 38% |  | 25.35% | X | 38% | 25.35% | 28.37% |  |  | 28.37%
High Efficiency Chiller (Air Cooled, 50 tons) | Assembly | E | 100% | 28.5% |  | 25.35% | X | 28.5% | 25.35% | 21.28% |  |  | 21.28%
High Efficiency Chiller (Air Cooled, 50 tons) | College and University | E | 100% | 38% |  | 25.35% | X | 38% | 25.35% | 28.37% |  |  | 28.37%
High Efficiency Chiller (Air Cooled, 50 tons) | Grocery | E | 100% | 38% |  | 25.35% | X | 38% | 25.35% | 28.37% |  |  | 28.37%
High Efficiency Chiller (Air Cooled, 50 tons) | Healthcare | E | 100% | 38% |  | 25.35% | X | 38% | 25.35% | 28.37% |  |  | 28.37%
High Efficiency Chiller (Air Cooled, 50 tons) | Hospitals | E | 100% | 28.5% |  | 25.35% | X | 28.5% | 25.35% | 21.28% |  |  | 21.28%
High Efficiency Chiller (Air Cooled, 50 tons) | Institutional | E | 100% | 28.5% |  | 25.35% | X | 28.5% | 25.35% | 21.28% |  |  | 21.28%
High Efficiency Chiller (Air Cooled, 50 tons) | Lodging/Hospitality | E | 100% | 38% |  | 25.35% | X | 38% | 25.35% | 28.37% |  |  | 28.37%
High Efficiency Chiller (Air Cooled, 50 tons) | Miscellaneous | E | 100% | 38% |  | 25.35% | X | 38% | 25.35% | 28.37% |  |  | 28.37%
High Efficiency Chiller (Air Cooled, 50 tons) | Offices | E | 100% | 28.5% |  | 25.35% | X | 28.5% | 25.35% | 21.28% |  |  | 21.28%
High Efficiency Chiller (Air Cooled, 50 tons) | Restaurants | E | 100% | 38% |  | 25.35% | X | 38% | 25.35% | 28.37% |  |  | 28.37%
High Efficiency Chiller (Air Cooled, 50 tons) | Retail | E | 100% | 38% |  | 25.35% | X | 38% | 25.35% | 28.37% |  |  | 28.37%
High Efficiency Chiller (Air Cooled, 50 tons) | Schools K-12 | E | 100% | 38% |  | 25.35% | X | 38% | 25.35% | 28.37% |  |  | 28.37%
High Efficiency Chiller (Air Cooled, 50 tons) | Warehouse | E | 100% | 38% |  | 25.35% | X | 38% | 25.35% | 28.37% |  |  | 28.37%
High Efficiency Chiller (Air Cooled, 50 tons) | Assembly | N | 100% | 42.75% |  | 25.35% | X | 42.75% | 25.35% | 31.91% |  |  | 31.91%
High Efficiency Chiller (Air Cooled, 50 tons) | College and University | N | 100% | 38% |  | 25.35% | X | 38% | 25.35% | 28.37% |  |  | 28.37%
High Efficiency Chiller (Air Cooled, 50 tons) | Grocery | N | 100% | 38% |  | 25.35% | X | 38% | 25.35% | 28.37% |  |  | 28.37%
High Efficiency Chiller (Air Cooled, 50 tons) | Healthcare | N | 100% | 38% |  | 25.35% | X | 38% | 25.35% | 28.37% |  |  | 28.37%
High Efficiency Chiller (Air Cooled, 50 tons) | Hospitals | N | 100% | 42.75% |  | 25.35% | X | 42.75% | 25.35% | 31.91% |  |  | 31.91%
High Efficiency Chiller (Air Cooled, 50 tons) | Institutional | N | 100% | 42.75% |  | 25.35% | X | 42.75% | 25.35% | 31.91% |  |  | 31.91%
High Efficiency Chiller (Air Cooled, 50 tons) | Lodging/Hospitality | N | 100% | 38% |  | 25.35% | X | 38% | 25.35% | 28.37% |  |  | 28.37%
High Efficiency Chiller (Air Cooled, 50 tons) | Miscellaneous | N | 100% | 38% |  | 25.35% | X | 38% | 25.35% | 28.37% |  |  | 28.37%
High Efficiency Chiller (Air Cooled, 50 tons) | Offices | N | 100% | 42.75% |  | 25.35% | X | 42.75% | 25.35% | 31.91% |  |  | 31.91%
High Efficiency Chiller (Air Cooled, 50 tons) | Restaurants | N | 100% | 38% |  | 25.35% | X | 38% | 25.35% | 28.37% |  |  | 28.37%
High Efficiency Chiller (Air Cooled, 50 tons) | Retail | N | 100% | 38% |  | 25.35% | X | 38% | 25.35% | 28.37% |  |  | 28.37%
High Efficiency Chiller (Air Cooled, 50 tons) | Schools K-12 | N | 100% | 38% |  | 25.35% | X | 38% | 25.35% | 28.37% |  |  | 28.37%
High Efficiency Chiller (Air Cooled, 50 tons) | Warehouse | N | 100% | 38% |  | 25.35% | X | 38% | 25.35% | 28.37% |  |  | 28.37%
High Efficiency Chiller (Water cooled-centrifugal, 200 tons) | Assembly | T | 100% | 42.75% |  | 25.35% | X | 42.75% | 25.35% | 31.91% |  |  | 31.91%
High Efficiency Chiller (Water cooled-centrifugal, 200 tons) | College and University | T | 100% | 38% |  | 25.35% | X | 38% | 25.35% | 28.37% |  |  | 28.37%
High Efficiency Chiller (Water cooled-centrifugal, 200 tons) | Grocery | T | 100% | 38% |  | 25.35% | X | 38% | 25.35% | 28.37% |  |  | 28.37%
High Efficiency Chiller (Water cooled-centrifugal, 200 tons) | Healthcare | T | 100% | 38% |  | 25.35% | X | 38% | 25.35% | 28.37% |  |  | 28.37%
High Efficiency Chiller (Water cooled-centrifugal, 200 tons) | Hospitals | T | 100% | 42.75% |  | 25.35% | X | 42.75% | 25.35% | 31.91% |  |  | 31.91%
High Efficiency Chiller (Water cooled-centrifugal, 200 tons) | Institutional | T | 100% | 42.75% |  | 25.35% | X | 42.75% | 25.35% | 31.91% |  |  | 31.91%
High Efficiency Chiller (Water cooled-centrifugal, 200 tons) | Lodging/Hospitality | T | 100% | 38% |  | 25.35% | X | 38% | 25.35% | 28.37% |  |  | 28.37%
High Efficiency Chiller (Water cooled-centrifugal, 200 tons) | Miscellaneous | T | 100% | 38% |  | 25.35% | X | 38% | 25.35% | 28.37% |  |  | 28.37%
High Efficiency Chiller (Water cooled-centrifugal, 200 tons) | Offices | T | 100% | 42.75% |  | 25.35% | X | 42.75% | 25.35% | 31.91% |  |  | 31.91%
High Efficiency Chiller (Water cooled-centrifugal, 200 tons) | Restaurants | T | 100% | 38% |  | 25.35% | X | 38% | 25.35% | 28.37% |  |  | 28.37%
High Efficiency Chiller (Water cooled-centrifugal, 200 tons) | Retail | T | 100% | 38% |  | 25.35% | X | 38% | 25.35% | 28.37% |  |  | 28.37%
High Efficiency Chiller (Water cooled-centrifugal, 200 tons) | Schools K-12 | T | 100% | 38% |  | 25.35% | X | 38% | 25.35% | 28.37% |  |  | 28.37%
High Efficiency Chiller (Water cooled-centrifugal, 200 tons) | Warehouse | T | 100% | 38% |  | 25.35% | X | 38% | 25.35% | 28.37% |  |  | 28.37%
High Efficiency Chiller (Water cooled-centrifugal, 200 tons) | Assembly | E | 100% | 28.5% |  | 25.35% | X | 28.5% | 25.35% | 21.28% |  |  | 21.28%
High Efficiency Chiller (Water cooled-centrifugal, 200 tons) | College and University | E | 100% | 38% |  | 25.35% | X | 38% | 25.35% | 28.37% |  |  | 28.37%
High Efficiency Chiller (Water cooled-centrifugal, 200 tons) | Grocery | E | 100% | 38% |  | 25.35% | X | 38% | 25.35% | 28.37% |  |  | 28.37%
High Efficiency Chiller (Water cooled-centrifugal, 200 tons) | Healthcare | E | 100% | 38% |  | 25.35% | X | 38% | 25.35% | 28.37% |  |  | 28.37%
High Efficiency Chiller (Water cooled-centrifugal, 200 tons) | Hospitals | E | 100% | 28.5% |  | 25.35% | X | 28.5% | 25.35% | 21.28% |  |  | 21.28%
High Efficiency Chiller (Water cooled-centrifugal, 200 tons) | Institutional | E | 100% | 28.5% |  | 25.35% | X | 28.5% | 25.35% | 21.28% |  |  | 21.28%
High Efficiency Chiller (Water cooled-centrifugal, 200 tons) | Lodging/Hospitality | E | 100% | 38% |  | 25.35% | X | 38% | 25.35% | 28.37% |  |  | 28.37%
High Efficiency Chiller (Water cooled-centrifugal, 200 tons) | Miscellaneous | E | 100% | 38% |  | 25.35% | X | 38% | 25.35% | 28.37% |  |  | 28.37%
High Efficiency Chiller (Water cooled-centrifugal, 200 tons) | Offices | E | 100% | 28.5% |  | 25.35% | X | 28.5% | 25.35% | 21.28% |  |  | 21.28%
High Efficiency Chiller (Water cooled-centrifugal, 200 tons) | Restaurants | E | 100% | 38% |  | 25.35% | X | 38% | 25.35% | 28.37% |  |  | 28.37%
High Efficiency Chiller (Water cooled-centrifugal, 200 tons) | Retail | E | 100% | 38% |  | 25.35% | X | 38% | 25.35% | 28.37% |  |  | 28.37%
High Efficiency Chiller (Water cooled-centrifugal, 200 tons) | Schools K-12 | E | 100% | 38% |  | 25.35% | X | 38% | 25.35% | 28.37% |  |  | 28.37%
High Efficiency Chiller (Water cooled-centrifugal, 200 tons) | Warehouse | E | 100% | 38% |  | 25.35% | X | 38% | 25.35% | 28.37% |  |  | 28.37%
High Efficiency Chiller (Water cooled-centrifugal, 200 tons) | Assembly | N | 100% | 42.75% |  | 25.35% | X | 42.75% | 25.35% | 31.91% |  |  | 31.91%
High Efficiency Chiller (Water cooled-centrifugal, 200 tons) | College and University | N | 100% | 38% |  | 25.35% | X | 38% | 25.35% | 28.37% |  |  | 28.37%
High Efficiency Chiller (Water cooled-centrifugal, 200 tons) | Grocery | N | 100% | 38% |  | 25.35% | X | 38% | 25.35% | 28.37% |  |  | 28.37%
High Efficiency Chiller (Water cooled-centrifugal, 200 tons) | Healthcare | N | 100% | 38% |  | 25.35% | X | 38% | 25.35% | 28.37% |  |  | 28.37%
High Efficiency Chiller (Water cooled-centrifugal, 200 tons) | Hospitals | N | 100% | 42.75% |  | 25.35% | X | 42.75% | 25.35% | 31.91% |  |  | 31.91%
High Efficiency Chiller (Water cooled-centrifugal, 200 tons) | Institutional | N | 100% | 42.75% |  | 25.35% | X | 42.75% | 25.35% | 31.91% |  |  | 31.91%
High Efficiency Chiller (Water cooled-centrifugal, 200 tons) | Lodging/Hospitality | N | 100% | 38% |  | 25.35% | X | 38% | 25.35% | 28.37% |  |  | 28.37%
High Efficiency Chiller (Water cooled-centrifugal, 200 tons) | Miscellaneous | N | 100% | 38% |  | 25.35% | X | 38% | 25.35% | 28.37% |  |  | 28.37%
High Efficiency Chiller (Water cooled-centrifugal, 200 tons) | Offices | N | 100% | 42.75% |  | 25.35% | X | 42.75% | 25.35% | 31.91% |  |  | 31.91%
High Efficiency Chiller (Water cooled-centrifugal, 200 tons) | Restaurants | N | 100% | 38% |  | 25.35% | X | 38% | 25.35% | 28.37% |  |  | 28.37%
High Efficiency Chiller (Water cooled-centrifugal, 200 tons) | Retail | N | 100% | 38% |  | 25.35% | X | 38% | 25.35% | 28.37% |  |  | 28.37%
High Efficiency Chiller (Water cooled-centrifugal, 200 tons) | Schools K-12 | N | 100% | 38% |  | 25.35% | X | 38% | 25.35% | 28.37% |  |  | 28.37%
High Efficiency Chiller (Water cooled-centrifugal, 200 tons) | Warehouse | N | 100% | 38% |  | 25.35% | X | 38% | 25.35% | 28.37% |  |  | 28.37%
High Efficiency Chiller (Water cooled-centrifugal, 500 tons) | Assembly | T | 100% | 21.38% |  | 25.35% |  |  |  | 0% |  |  | 0%
High Efficiency Chiller (Water cooled-centrifugal, 500 tons) | College and University | T | 100% | 19% |  | 25.35% |  |  |  | 0% |  |  | 0%
High Efficiency Chiller (Water cooled-centrifugal, 500 tons) | Grocery | T | 100% | 19% |  | 25.35% |  |  |  | 0% |  |  | 0%
High Efficiency Chiller (Water cooled-centrifugal, 500 tons) | Healthcare | T | 100% | 19% |  | 25.35% |  |  |  | 0% |  |  | 0%
High Efficiency Chiller (Water cooled-centrifugal, 500 tons) | Hospitals | T | 100% | 21.38% |  | 25.35% |  |  |  | 0% |  |  | 0%
High Efficiency Chiller (Water cooled-centrifugal, 500 tons) | Institutional | T | 100% | 21.38% |  | 25.35% |  |  |  | 0% |  |  | 0%
High Efficiency Chiller (Water cooled-centrifugal, 500 tons) | Lodging/Hospitality | T | 100% | 19% |  | 25.35% |  |  |  | 0% |  |  | 0%
High Efficiency Chiller (Water cooled-centrifugal, 500 tons) | Miscellaneous | T | 100% | 19% |  | 25.35% |  |  |  | 0% |  |  | 0%
High Efficiency Chiller (Water cooled-centrifugal, 500 tons) | Offices | T | 100% | 21.38% |  | 25.35% |  |  |  | 0% |  |  | 0%
High Efficiency Chiller (Water cooled-centrifugal, 500 tons) | Restaurants | T | 100% | 19% |  | 25.35% |  |  |  | 0% |  |  | 0%
High Efficiency Chiller (Water cooled-centrifugal, 500 tons) | Retail | T | 100% | 19% |  | 25.35% |  |  |  | 0% |  |  | 0%
High Efficiency Chiller (Water cooled-centrifugal, 500 tons) | Schools K-12 | T | 100% | 19% |  | 25.35% |  |  |  | 0% |  |  | 0%
High Efficiency Chiller (Water cooled-centrifugal, 500 tons) | Warehouse | T | 100% | 19% |  | 25.35% |  |  |  | 0% |  |  | 0%
High Efficiency Chiller (Water cooled-centrifugal, 500 tons) | Assembly | E | 100% | 14.25% |  | 25.35% |  |  |  | 0% |  |  | 0%
High Efficiency Chiller (Water cooled-centrifugal, 500 tons) | College and University | E | 100% | 19% |  | 25.35% |  |  |  | 0% |  |  | 0%
High Efficiency Chiller (Water cooled-centrifugal, 500 tons) | Grocery | E | 100% | 19% |  | 25.35% |  |  |  | 0% |  |  | 0%
High Efficiency Chiller (Water cooled-centrifugal, 500 tons) | Healthcare | E | 100% | 19% |  | 25.35% |  |  |  | 0% |  |  | 0%
High Efficiency Chiller (Water cooled-centrifugal, 500 tons) | Hospitals | E | 100% | 14.25% |  | 25.35% |  |  |  | 0% |  |  | 0%
High Efficiency Chiller (Water cooled-centrifugal, 500 tons) | Institutional | E | 100% | 14.25% |  | 25.35% |  |  |  | 0% |  |  | 0%
High Efficiency Chiller (Water cooled-centrifugal, 500 tons) | Lodging/Hospitality | E | 100% | 19% |  | 25.35% |  |  |  | 0% |  |  | 0%
High Efficiency Chiller (Water cooled-centrifugal, 500 tons) | Miscellaneous | E | 100% | 19% |  | 25.35% |  |  |  | 0% |  |  | 0%
High Efficiency Chiller (Water cooled-centrifugal, 500 tons) | Offices | E | 100% | 14.25% |  | 25.35% |  |  |  | 0% |  |  | 0%
High Efficiency Chiller (Water cooled-centrifugal, 500 tons) | Restaurants | E | 100% | 19% |  | 25.35% |  |  |  | 0% |  |  | 0%
High Efficiency Chiller (Water cooled-centrifugal, 500 tons) | Retail | E | 100% | 19% |  | 25.35% |  |  |  | 0% |  |  | 0%
High Efficiency Chiller (Water cooled-centrifugal, 500 tons) | Schools K-12 | E | 100% | 19% |  | 25.35% |  |  |  | 0% |  |  | 0%
High Efficiency Chiller (Water cooled-centrifugal, 500 tons) | Warehouse | E | 100% | 19% |  | 25.35% |  |  |  | 0% |  |  | 0%
High Efficiency Chiller (Water cooled-centrifugal, 500 tons) | Assembly | N | 100% | 21.38% |  | 25.35% |  |  |  | 0% |  |  | 0%
High Efficiency Chiller (Water cooled-centrifugal, 500 tons) | College and University | N | 100% | 19% |  | 25.35% |  |  |  | 0% |  |  | 0%
High Efficiency Chiller (Water cooled-centrifugal, 500 tons) | Grocery | N | 100% | 19% |  | 25.35% |  |  |  | 0% |  |  | 0%
High Efficiency Chiller (Water cooled-centrifugal, 500 tons) | Healthcare | N | 100% | 19% |  | 25.35% |  |  |  | 0% |  |  | 0%
High Efficiency Chiller (Water cooled-centrifugal, 500 tons) | Hospitals | N | 100% | 21.38% |  | 25.35% |  |  |  | 0% |  |  | 0%
High Efficiency Chiller (Water cooled-centrifugal, 500 tons) | Institutional | N | 100% | 21.38% |  | 25.35% |  |  |  | 0% |  |  | 0%
High Efficiency Chiller (Water cooled-centrifugal, 500 tons) | Lodging/Hospitality | N | 100% | 19% |  | 25.35% |  |  |  | 0% |  |  | 0%
High Efficiency Chiller (Water cooled-centrifugal, 500 tons) | Miscellaneous | N | 100% | 19% |  | 25.35% |  |  |  | 0% |  |  | 0%
High Efficiency Chiller (Water cooled-centrifugal, 500 tons) | Offices | N | 100% | 21.38% |  | 25.35% |  |  |  | 0% |  |  | 0%
High Efficiency Chiller (Water cooled-centrifugal, 500 tons) | Restaurants | N | 100% | 19% |  | 25.35% |  |  |  | 0% |  |  | 0%
High Efficiency Chiller (Water cooled-centrifugal, 500 tons) | Retail | N | 100% | 19% |  | 25.35% |  |  |  | 0% |  |  | 0%
High Efficiency Chiller (Water cooled-centrifugal, 500 tons) | Schools K-12 | N | 100% | 19% |  | 25.35% |  |  |  | 0% |  |  | 0%
High Efficiency Chiller (Water cooled-centrifugal, 500 tons) | Warehouse | N | 100% | 19% |  | 25.35% |  |  |  | 0% |  |  | 0%
High Efficiency Chiller (Water cooled-positive displacement, 100 tons) | Assembly | T | 100% | 42.75% |  | 25.35% | X | 42.75% | 25.35% | 31.91% |  |  | 31.91%
High Efficiency Chiller (Water cooled-positive displacement, 100 tons) | College and University | T | 100% | 38% |  | 25.35% | X | 38% | 25.35% | 28.37% |  |  | 28.37%
High Efficiency Chiller (Water cooled-positive displacement, 100 tons) | Grocery | T | 100% | 38% |  | 25.35% | X | 38% | 25.35% | 28.37% |  |  | 28.37%
High Efficiency Chiller (Water cooled-positive displacement, 100 tons) | Healthcare | T | 100% | 38% |  | 25.35% | X | 38% | 25.35% | 28.37% |  |  | 28.37%
High Efficiency Chiller (Water cooled-positive displacement, 100 tons) | Hospitals | T | 100% | 42.75% |  | 25.35% | X | 42.75% | 25.35% | 31.91% |  |  | 31.91%
High Efficiency Chiller (Water cooled-positive displacement, 100 tons) | Institutional | T | 100% | 42.75% |  | 25.35% | X | 42.75% | 25.35% | 31.91% |  |  | 31.91%
High Efficiency Chiller (Water cooled-positive displacement, 100 tons) | Lodging/Hospitality | T | 100% | 38% |  | 25.35% | X | 38% | 25.35% | 28.37% |  |  | 28.37%
High Efficiency Chiller (Water cooled-positive displacement, 100 tons) | Miscellaneous | T | 100% | 38% |  | 25.35% | X | 38% | 25.35% | 28.37% |  |  | 28.37%
High Efficiency Chiller (Water cooled-positive displacement, 100 tons) | Offices | T | 100% | 42.75% |  | 25.35% | X | 42.75% | 25.35% | 31.91% |  |  | 31.91%
High Efficiency Chiller (Water cooled-positive displacement, 100 tons) | Restaurants | T | 100% | 38% |  | 25.35% | X | 38% | 25.35% | 28.37% |  |  | 28.37%
High Efficiency Chiller (Water cooled-positive displacement, 100 tons) | Retail | T | 100% | 38% |  | 25.35% | X | 38% | 25.35% | 28.37% |  |  | 28.37%
High Efficiency Chiller (Water cooled-positive displacement, 100 tons) | Schools K-12 | T | 100% | 38% |  | 25.35% | X | 38% | 25.35% | 28.37% |  |  | 28.37%
High Efficiency Chiller (Water cooled-positive displacement, 100 tons) | Warehouse | T | 100% | 38% |  | 25.35% | X | 38% | 25.35% | 28.37% |  |  | 28.37%
High Efficiency Chiller (Water cooled-positive displacement, 100 tons) | Assembly | E | 100% | 28.5% |  | 25.35% | X | 28.5% | 25.35% | 21.28% |  |  | 21.28%
High Efficiency Chiller (Water cooled-positive displacement, 100 tons) | College and University | E | 100% | 38% |  | 25.35% | X | 38% | 25.35% | 28.37% |  |  | 28.37%
High Efficiency Chiller (Water cooled-positive displacement, 100 tons) | Grocery | E | 100% | 38% |  | 25.35% | X | 38% | 25.35% | 28.37% |  |  | 28.37%
High Efficiency Chiller (Water cooled-positive displacement, 100 tons) | Healthcare | E | 100% | 38% |  | 25.35% | X | 38% | 25.35% | 28.37% |  |  | 28.37%
High Efficiency Chiller (Water cooled-positive displacement, 100 tons) | Hospitals | E | 100% | 28.5% |  | 25.35% | X | 28.5% | 25.35% | 21.28% |  |  | 21.28%
High Efficiency Chiller (Water cooled-positive displacement, 100 tons) | Institutional | E | 100% | 28.5% |  | 25.35% | X | 28.5% | 25.35% | 21.28% |  |  | 21.28%
High Efficiency Chiller (Water cooled-positive displacement, 100 tons) | Lodging/Hospitality | E | 100% | 38% |  | 25.35% | X | 38% | 25.35% | 28.37% |  |  | 28.37%
High Efficiency Chiller (Water cooled-positive displacement, 100 tons) | Miscellaneous | E | 100% | 38% |  | 25.35% | X | 38% | 25.35% | 28.37% |  |  | 28.37%
High Efficiency Chiller (Water cooled-positive displacement, 100 tons) | Offices | E | 100% | 28.5% |  | 25.35% | X | 28.5% | 25.35% | 21.28% |  |  | 21.28%
High Efficiency Chiller (Water cooled-positive displacement, 100 tons) | Restaurants | E | 100% | 38% |  | 25.35% | X | 38% | 25.35% | 28.37% |  |  | 28.37%
High Efficiency Chiller (Water cooled-positive displacement, 100 tons) | Retail | E | 100% | 38% |  | 25.35% | X | 38% | 25.35% | 28.37% |  |  | 28.37%
High Efficiency Chiller (Water cooled-positive displacement, 100 tons) | Schools K-12 | E | 100% | 38% |  | 25.35% | X | 38% | 25.35% | 28.37% |  |  | 28.37%
High Efficiency Chiller (Water cooled-positive displacement, 100 tons) | Warehouse | E | 100% | 38% |  | 25.35% | X | 38% | 25.35% | 28.37% |  |  | 28.37%
High Efficiency Chiller (Water cooled-positive displacement, 100 tons) | Assembly | N | 100% | 42.75% |  | 25.35% | X | 42.75% | 25.35% | 31.91% |  |  | 31.91%
High Efficiency Chiller (Water cooled-positive displacement, 100 tons) | College and University | N | 100% | 38% |  | 25.35% | X | 38% | 25.35% | 28.37% |  |  | 28.37%
High Efficiency Chiller (Water cooled-positive displacement, 100 tons) | Grocery | N | 100% | 38% |  | 25.35% | X | 38% | 25.35% | 28.37% |  |  | 28.37%
High Efficiency Chiller (Water cooled-positive displacement, 100 tons) | Healthcare | N | 100% | 38% |  | 25.35% | X | 38% | 25.35% | 28.37% |  |  | 28.37%
High Efficiency Chiller (Water cooled-positive displacement, 100 tons) | Hospitals | N | 100% | 42.75% |  | 25.35% | X | 42.75% | 25.35% | 31.91% |  |  | 31.91%
High Efficiency Chiller (Water cooled-positive displacement, 100 tons) | Institutional | N | 100% | 42.75% |  | 25.35% | X | 42.75% | 25.35% | 31.91% |  |  | 31.91%
High Efficiency Chiller (Water cooled-positive displacement, 100 tons) | Lodging/Hospitality | N | 100% | 38% |  | 25.35% | X | 38% | 25.35% | 28.37% |  |  | 28.37%
High Efficiency Chiller (Water cooled-positive displacement, 100 tons) | Miscellaneous | N | 100% | 38% |  | 25.35% | X | 38% | 25.35% | 28.37% |  |  | 28.37%
High Efficiency Chiller (Water cooled-positive displacement, 100 tons) | Offices | N | 100% | 42.75% |  | 25.35% | X | 42.75% | 25.35% | 31.91% |  |  | 31.91%
High Efficiency Chiller (Water cooled-positive displacement, 100 tons) | Restaurants | N | 100% | 38% |  | 25.35% | X | 38% | 25.35% | 28.37% |  |  | 28.37%
High Efficiency Chiller (Water cooled-positive displacement, 100 tons) | Retail | N | 100% | 38% |  | 25.35% | X | 38% | 25.35% | 28.37% |  |  | 28.37%
High Efficiency Chiller (Water cooled-positive displacement, 100 tons) | Schools K-12 | N | 100% | 38% |  | 25.35% | X | 38% | 25.35% | 28.37% |  |  | 28.37%
High Efficiency Chiller (Water cooled-positive displacement, 100 tons) | Warehouse | N | 100% | 38% |  | 25.35% | X | 38% | 25.35% | 28.37% |  |  | 28.37%
High Efficiency Chiller (Water cooled-positive displacement, 300 tons) | Assembly | T | 100% | 21.38% |  | 25.35% |  |  |  | 0% |  |  | 0%
High Efficiency Chiller (Water cooled-positive displacement, 300 tons) | College and University | T | 100% | 19% |  | 25.35% |  |  |  | 0% |  |  | 0%
High Efficiency Chiller (Water cooled-positive displacement, 300 tons) | Grocery | T | 100% | 19% |  | 25.35% |  |  |  | 0% |  |  | 0%
High Efficiency Chiller (Water cooled-positive displacement, 300 tons) | Healthcare | T | 100% | 19% |  | 25.35% |  |  |  | 0% |  |  | 0%
High Efficiency Chiller (Water cooled-positive displacement, 300 tons) | Hospitals | T | 100% | 21.38% |  | 25.35% |  |  |  | 0% |  |  | 0%
High Efficiency Chiller (Water cooled-positive displacement, 300 tons) | Institutional | T | 100% | 21.38% |  | 25.35% |  |  |  | 0% |  |  | 0%
High Efficiency Chiller (Water cooled-positive displacement, 300 tons) | Lodging/Hospitality | T | 100% | 19% |  | 25.35% |  |  |  | 0% |  |  | 0%
High Efficiency Chiller (Water cooled-positive displacement, 300 tons) | Miscellaneous | T | 100% | 19% |  | 25.35% |  |  |  | 0% |  |  | 0%
High Efficiency Chiller (Water cooled-positive displacement, 300 tons) | Offices | T | 100% | 21.38% |  | 25.35% |  |  |  | 0% |  |  | 0%
High Efficiency Chiller (Water cooled-positive displacement, 300 tons) | Restaurants | T | 100% | 19% |  | 25.35% |  |  |  | 0% |  |  | 0%
High Efficiency Chiller (Water cooled-positive displacement, 300 tons) | Retail | T | 100% | 19% |  | 25.35% |  |  |  | 0% |  |  | 0%
High Efficiency Chiller (Water cooled-positive displacement, 300 tons) | Schools K-12 | T | 100% | 19% |  | 25.35% |  |  |  | 0% |  |  | 0%
High Efficiency Chiller (Water cooled-positive displacement, 300 tons) | Warehouse | T | 100% | 19% |  | 25.35% |  |  |  | 0% |  |  | 0%
High Efficiency Chiller (Water cooled-positive displacement, 300 tons) | Assembly | E | 100% | 14.25% |  | 25.35% |  |  |  | 0% |  |  | 0%
High Efficiency Chiller (Water cooled-positive displacement, 300 tons) | College and University | E | 100% | 19% |  | 25.35% |  |  |  | 0% |  |  | 0%
High Efficiency Chiller (Water cooled-positive displacement, 300 tons) | Grocery | E | 100% | 19% |  | 25.35% |  |  |  | 0% |  |  | 0%
High Efficiency Chiller (Water cooled-positive displacement, 300 tons) | Healthcare | E | 100% | 19% |  | 25.35% |  |  |  | 0% |  |  | 0%
High Efficiency Chiller (Water cooled-positive displacement, 300 tons) | Hospitals | E | 100% | 14.25% |  | 25.35% |  |  |  | 0% |  |  | 0%
High Efficiency Chiller (Water cooled-positive displacement, 300 tons) | Institutional | E | 100% | 14.25% |  | 25.35% |  |  |  | 0% |  |  | 0%
High Efficiency Chiller (Water cooled-positive displacement, 300 tons) | Lodging/Hospitality | E | 100% | 19% |  | 25.35% |  |  |  | 0% |  |  | 0%
High Efficiency Chiller (Water cooled-positive displacement, 300 tons) | Miscellaneous | E | 100% | 19% |  | 25.35% |  |  |  | 0% |  |  | 0%
High Efficiency Chiller (Water cooled-positive displacement, 300 tons) | Offices | E | 100% | 14.25% |  | 25.35% |  |  |  | 0% |  |  | 0%
High Efficiency Chiller (Water cooled-positive displacement, 300 tons) | Restaurants | E | 100% | 19% |  | 25.35% |  |  |  | 0% |  |  | 0%
High Efficiency Chiller (Water cooled-positive displacement, 300 tons) | Retail | E | 100% | 19% |  | 25.35% |  |  |  | 0% |  |  | 0%
High Efficiency Chiller (Water cooled-positive displacement, 300 tons) | Schools K-12 | E | 100% | 19% |  | 25.35% |  |  |  | 0% |  |  | 0%
High Efficiency Chiller (Water cooled-positive displacement, 300 tons) | Warehouse | E | 100% | 19% |  | 25.35% |  |  |  | 0% |  |  | 0%
High Efficiency Chiller (Water cooled-positive displacement, 300 tons) | Assembly | N | 100% | 21.38% |  | 25.35% |  |  |  | 0% |  |  | 0%
High Efficiency Chiller (Water cooled-positive displacement, 300 tons) | College and University | N | 100% | 19% |  | 25.35% |  |  |  | 0% |  |  | 0%
High Efficiency Chiller (Water cooled-positive displacement, 300 tons) | Grocery | N | 100% | 19% |  | 25.35% |  |  |  | 0% |  |  | 0%
High Efficiency Chiller (Water cooled-positive displacement, 300 tons) | Healthcare | N | 100% | 19% |  | 25.35% |  |  |  | 0% |  |  | 0%
High Efficiency Chiller (Water cooled-positive displacement, 300 tons) | Hospitals | N | 100% | 21.38% |  | 25.35% |  |  |  | 0% |  |  | 0%
High Efficiency Chiller (Water cooled-positive displacement, 300 tons) | Institutional | N | 100% | 21.38% |  | 25.35% |  |  |  | 0% |  |  | 0%
High Efficiency Chiller (Water cooled-positive displacement, 300 tons) | Lodging/Hospitality | N | 100% | 19% |  | 25.35% |  |  |  | 0% |  |  | 0%
High Efficiency Chiller (Water cooled-positive displacement, 300 tons) | Miscellaneous | N | 100% | 19% |  | 25.35% |  |  |  | 0% |  |  | 0%
High Efficiency Chiller (Water cooled-positive displacement, 300 tons) | Offices | N | 100% | 21.38% |  | 25.35% |  |  |  | 0% |  |  | 0%
High Efficiency Chiller (Water cooled-positive displacement, 300 tons) | Restaurants | N | 100% | 19% |  | 25.35% |  |  |  | 0% |  |  | 0%
High Efficiency Chiller (Water cooled-positive displacement, 300 tons) | Retail | N | 100% | 19% |  | 25.35% |  |  |  | 0% |  |  | 0%
High Efficiency Chiller (Water cooled-positive displacement, 300 tons) | Schools K-12 | N | 100% | 19% |  | 25.35% |  |  |  | 0% |  |  | 0%
High Efficiency Chiller (Water cooled-positive displacement, 300 tons) | Warehouse | N | 100% | 19% |  | 25.35% |  |  |  | 0% |  |  | 0%
High Efficiency Data Center Cooling | Assembly | T |  | 21.38% |  | 25.35% |  |  |  | 0% |  |  | 0%
High Efficiency Data Center Cooling | College and University | T |  | 19% |  | 25.35% | X | 19% | 25.35% | 14.18% |  |  | 14.18%
High Efficiency Data Center Cooling | Grocery | T |  | 19% |  | 25.35% |  |  |  | 0% |  |  | 0%
High Efficiency Data Center Cooling | Healthcare | T |  | 19% |  | 25.35% | X | 19% | 25.35% | 14.18% |  |  | 14.18%
High Efficiency Data Center Cooling | Hospitals | T |  | 21.38% |  | 25.35% | X | 21.38% | 25.35% | 15.96% |  |  | 15.96%
High Efficiency Data Center Cooling | Institutional | T |  | 21.38% |  | 25.35% | X | 21.38% | 25.35% | 15.96% |  |  | 15.96%
High Efficiency Data Center Cooling | Lodging/Hospitality | T |  | 19% |  | 25.35% |  |  |  | 0% |  |  | 0%
High Efficiency Data Center Cooling | Miscellaneous | T |  | 19% |  | 25.35% |  |  |  | 0% |  |  | 0%
High Efficiency Data Center Cooling | Offices | T |  | 21.38% |  | 25.35% | X | 21.38% | 25.35% | 15.96% |  |  | 15.96%
High Efficiency Data Center Cooling | Restaurants | T |  | 19% |  | 25.35% |  |  |  | 0% |  |  | 0%
High Efficiency Data Center Cooling | Retail | T |  | 19% |  | 25.35% |  |  |  | 0% |  |  | 0%
High Efficiency Data Center Cooling | Schools K-12 | T |  | 19% |  | 25.35% | X | 19% | 25.35% | 14.18% |  |  | 14.18%
High Efficiency Data Center Cooling | Warehouse | T |  | 19% |  | 25.35% |  |  |  | 0% |  |  | 0%
High Efficiency Data Center Cooling | Assembly | E |  | 14.25% |  | 25.35% |  |  |  | 0% |  |  | 0%
High Efficiency Data Center Cooling | College and University | E |  | 19% |  | 25.35% | X | 19% | 25.35% | 14.18% |  |  | 14.18%
High Efficiency Data Center Cooling | Grocery | E |  | 19% |  | 25.35% |  |  |  | 0% |  |  | 0%
High Efficiency Data Center Cooling | Healthcare | E |  | 19% |  | 25.35% | X | 19% | 25.35% | 14.18% |  |  | 14.18%
High Efficiency Data Center Cooling | Hospitals | E |  | 14.25% |  | 25.35% | X | 14.25% | 25.35% | 10.64% |  |  | 10.64%
High Efficiency Data Center Cooling | Institutional | E |  | 14.25% |  | 25.35% | X | 14.25% | 25.35% | 10.64% |  |  | 10.64%
High Efficiency Data Center Cooling | Lodging/Hospitality | E |  | 19% |  | 25.35% |  |  |  | 0% |  |  | 0%
High Efficiency Data Center Cooling | Miscellaneous | E |  | 19% |  | 25.35% |  |  |  | 0% |  |  | 0%
High Efficiency Data Center Cooling | Offices | E |  | 14.25% |  | 25.35% | X | 14.25% | 25.35% | 10.64% |  |  | 10.64%
High Efficiency Data Center Cooling | Restaurants | E |  | 19% |  | 25.35% |  |  |  | 0% |  |  | 0%
High Efficiency Data Center Cooling | Retail | E |  | 19% |  | 25.35% |  |  |  | 0% |  |  | 0%
High Efficiency Data Center Cooling | Schools K-12 | E |  | 19% |  | 25.35% | X | 19% | 25.35% | 14.18% |  |  | 14.18%
High Efficiency Data Center Cooling | Warehouse | E |  | 19% |  | 25.35% |  |  |  | 0% |  |  | 0%
High Efficiency Data Center Cooling | Assembly | N |  | 21.38% |  | 25.35% |  |  |  | 0% |  |  | 0%
High Efficiency Data Center Cooling | College and University | N |  | 19% |  | 25.35% | X | 19% | 25.35% | 14.18% |  |  | 14.18%
High Efficiency Data Center Cooling | Grocery | N |  | 19% |  | 25.35% |  |  |  | 0% |  |  | 0%
High Efficiency Data Center Cooling | Healthcare | N |  | 19% |  | 25.35% | X | 19% | 25.35% | 14.18% |  |  | 14.18%
High Efficiency Data Center Cooling | Hospitals | N |  | 21.38% |  | 25.35% | X | 21.38% | 25.35% | 15.96% |  |  | 15.96%
High Efficiency Data Center Cooling | Institutional | N |  | 21.38% |  | 25.35% | X | 21.38% | 25.35% | 15.96% |  |  | 15.96%
High Efficiency Data Center Cooling | Lodging/Hospitality | N |  | 19% |  | 25.35% |  |  |  | 0% |  |  | 0%
High Efficiency Data Center Cooling | Miscellaneous | N |  | 19% |  | 25.35% |  |  |  | 0% |  |  | 0%
High Efficiency Data Center Cooling | Offices | N |  | 21.38% |  | 25.35% | X | 21.38% | 25.35% | 15.96% |  |  | 15.96%
High Efficiency Data Center Cooling | Restaurants | N |  | 19% |  | 25.35% |  |  |  | 0% |  |  | 0%
High Efficiency Data Center Cooling | Retail | N |  | 19% |  | 25.35% |  |  |  | 0% |  |  | 0%
High Efficiency Data Center Cooling | Schools K-12 | N |  | 19% |  | 25.35% | X | 19% | 25.35% | 14.18% |  |  | 14.18%
High Efficiency Data Center Cooling | Warehouse | N |  | 19% |  | 25.35% |  |  |  | 0% |  |  | 0%
High Efficiency DX 135k- less than 240k BTU | Assembly | T | 100% |  |  | 5.437% | X | 100% | 5.437% | 94.56% |  |  | 94.56%
High Efficiency DX 135k- less than 240k BTU | College and University | T | 100% |  |  | 5.437% | X | 100% | 5.437% | 94.56% |  |  | 94.56%
High Efficiency DX 135k- less than 240k BTU | Grocery | T | 100% |  |  | 5.437% | X | 100% | 5.437% | 94.56% |  |  | 94.56%
High Efficiency DX 135k- less than 240k BTU | Healthcare | T | 100% |  |  | 5.437% | X | 100% | 5.437% | 94.56% |  |  | 94.56%
High Efficiency DX 135k- less than 240k BTU | Hospitals | T | 100% |  |  | 5.437% | X | 100% | 5.437% | 94.56% |  |  | 94.56%
High Efficiency DX 135k- less than 240k BTU | Institutional | T | 100% |  |  | 5.437% | X | 100% | 5.437% | 94.56% |  |  | 94.56%
High Efficiency DX 135k- less than 240k BTU | Lodging/Hospitality | T | 100% |  |  | 5.437% | X | 100% | 5.437% | 94.56% |  |  | 94.56%
High Efficiency DX 135k- less than 240k BTU | Miscellaneous | T | 100% |  |  | 5.437% | X | 100% | 5.437% | 94.56% |  |  | 94.56%
High Efficiency DX 135k- less than 240k BTU | Offices | T | 100% |  |  | 5.437% | X | 100% | 5.437% | 94.56% |  |  | 94.56%
High Efficiency DX 135k- less than 240k BTU | Restaurants | T | 100% |  |  | 5.437% | X | 100% | 5.437% | 94.56% |  |  | 94.56%
High Efficiency DX 135k- less than 240k BTU | Retail | T | 100% |  |  | 5.437% | X | 100% | 5.437% | 94.56% |  |  | 94.56%
High Efficiency DX 135k- less than 240k BTU | Schools K-12 | T | 100% |  |  | 5.437% | X | 100% | 5.437% | 94.56% |  |  | 94.56%
High Efficiency DX 135k- less than 240k BTU | Warehouse | T | 100% |  |  | 5.437% | X | 100% | 5.437% | 94.56% |  |  | 94.56%
High Efficiency DX 135k- less than 240k BTU | Assembly | E | 100% |  |  | 5.437% | X | 100% | 5.437% | 94.56% |  |  | 94.56%
High Efficiency DX 135k- less than 240k BTU | College and University | E | 100% |  |  | 5.437% | X | 100% | 5.437% | 94.56% |  |  | 94.56%
High Efficiency DX 135k- less than 240k BTU | Grocery | E | 100% |  |  | 5.437% | X | 100% | 5.437% | 94.56% |  |  | 94.56%
High Efficiency DX 135k- less than 240k BTU | Healthcare | E | 100% |  |  | 5.437% | X | 100% | 5.437% | 94.56% |  |  | 94.56%
High Efficiency DX 135k- less than 240k BTU | Hospitals | E | 100% |  |  | 5.437% | X | 100% | 5.437% | 94.56% |  |  | 94.56%
High Efficiency DX 135k- less than 240k BTU | Institutional | E | 100% |  |  | 5.437% | X | 100% | 5.437% | 94.56% |  |  | 94.56%
High Efficiency DX 135k- less than 240k BTU | Lodging/Hospitality | E | 100% |  |  | 5.437% | X | 100% | 5.437% | 94.56% |  |  | 94.56%
High Efficiency DX 135k- less than 240k BTU | Miscellaneous | E | 100% |  |  | 5.437% | X | 100% | 5.437% | 94.56% |  |  | 94.56%
High Efficiency DX 135k- less than 240k BTU | Offices | E | 100% |  |  | 5.437% | X | 100% | 5.437% | 94.56% |  |  | 94.56%
High Efficiency DX 135k- less than 240k BTU | Restaurants | E | 100% |  |  | 5.437% | X | 100% | 5.437% | 94.56% |  |  | 94.56%
High Efficiency DX 135k- less than 240k BTU | Retail | E | 100% |  |  | 5.437% | X | 100% | 5.437% | 94.56% |  |  | 94.56%
High Efficiency DX 135k- less than 240k BTU | Schools K-12 | E | 100% |  |  | 5.437% | X | 100% | 5.437% | 94.56% |  |  | 94.56%
High Efficiency DX 135k- less than 240k BTU | Warehouse | E | 100% |  |  | 5.437% | X | 100% | 5.437% | 94.56% |  |  | 94.56%
High Efficiency DX 135k- less than 240k BTU | Assembly | N | 100% |  |  | 5.437% | X | 100% | 5.437% | 94.56% |  |  | 94.56%
High Efficiency DX 135k- less than 240k BTU | College and University | N | 100% |  |  | 5.437% | X | 100% | 5.437% | 94.56% |  |  | 94.56%
High Efficiency DX 135k- less than 240k BTU | Grocery | N | 100% |  |  | 5.437% | X | 100% | 5.437% | 94.56% |  |  | 94.56%
High Efficiency DX 135k- less than 240k BTU | Healthcare | N | 100% |  |  | 5.437% | X | 100% | 5.437% | 94.56% |  |  | 94.56%
High Efficiency DX 135k- less than 240k BTU | Hospitals | N | 100% |  |  | 5.437% | X | 100% | 5.437% | 94.56% |  |  | 94.56%
High Efficiency DX 135k- less than 240k BTU | Institutional | N | 100% |  |  | 5.437% | X | 100% | 5.437% | 94.56% |  |  | 94.56%
High Efficiency DX 135k- less than 240k BTU | Lodging/Hospitality | N | 100% |  |  | 5.437% | X | 100% | 5.437% | 94.56% |  |  | 94.56%
High Efficiency DX 135k- less than 240k BTU | Miscellaneous | N | 100% |  |  | 5.437% | X | 100% | 5.437% | 94.56% |  |  | 94.56%
High Efficiency DX 135k- less than 240k BTU | Offices | N | 100% |  |  | 5.437% | X | 100% | 5.437% | 94.56% |  |  | 94.56%
High Efficiency DX 135k- less than 240k BTU | Restaurants | N | 100% |  |  | 5.437% | X | 100% | 5.437% | 94.56% |  |  | 94.56%
High Efficiency DX 135k- less than 240k BTU | Retail | N | 100% |  |  | 5.437% | X | 100% | 5.437% | 94.56% |  |  | 94.56%
High Efficiency DX 135k- less than 240k BTU | Schools K-12 | N | 100% |  |  | 5.437% | X | 100% | 5.437% | 94.56% |  |  | 94.56%
High Efficiency DX 135k- less than 240k BTU | Warehouse | N | 100% |  |  | 5.437% | X | 100% | 5.437% | 94.56% |  |  | 94.56%
High Efficiency DX 135k- less than 240k BTU_h Other Heat | Assembly | T | 100% | 4.688% |  | 5.437% |  |  |  | 0% |  |  | 0%
High Efficiency DX 135k- less than 240k BTU_h Other Heat | College and University | T | 100% | 4.688% |  | 5.437% |  |  |  | 0% |  |  | 0%
High Efficiency DX 135k- less than 240k BTU_h Other Heat | Grocery | T | 100% | 4.688% |  | 5.437% |  |  |  | 0% |  |  | 0%
High Efficiency DX 135k- less than 240k BTU_h Other Heat | Healthcare | T | 100% | 4.688% |  | 5.437% |  |  |  | 0% |  |  | 0%
High Efficiency DX 135k- less than 240k BTU_h Other Heat | Hospitals | T | 100% | 4.688% |  | 5.437% |  |  |  | 0% |  |  | 0%
High Efficiency DX 135k- less than 240k BTU_h Other Heat | Institutional | T | 100% | 4.688% |  | 5.437% |  |  |  | 0% |  |  | 0%
High Efficiency DX 135k- less than 240k BTU_h Other Heat | Lodging/Hospitality | T | 100% | 4.688% |  | 5.437% |  |  |  | 0% |  |  | 0%
High Efficiency DX 135k- less than 240k BTU_h Other Heat | Miscellaneous | T | 100% | 4.688% |  | 5.437% |  |  |  | 0% |  |  | 0%
High Efficiency DX 135k- less than 240k BTU_h Other Heat | Offices | T | 100% | 4.688% |  | 5.437% |  |  |  | 0% |  |  | 0%
High Efficiency DX 135k- less than 240k BTU_h Other Heat | Restaurants | T | 100% | 4.688% |  | 5.437% |  |  |  | 0% |  |  | 0%
High Efficiency DX 135k- less than 240k BTU_h Other Heat | Retail | T | 100% | 4.688% |  | 5.437% |  |  |  | 0% |  |  | 0%
High Efficiency DX 135k- less than 240k BTU_h Other Heat | Schools K-12 | T | 100% | 4.688% |  | 5.437% |  |  |  | 0% |  |  | 0%
High Efficiency DX 135k- less than 240k BTU_h Other Heat | Warehouse | T | 100% | 4.688% |  | 5.437% |  |  |  | 0% |  |  | 0%
High Efficiency DX 135k- less than 240k BTU_h Other Heat | Assembly | E | 100% | 4.688% |  | 5.437% |  |  |  | 0% |  |  | 0%
High Efficiency DX 135k- less than 240k BTU_h Other Heat | College and University | E | 100% | 0% |  | 5.437% |  |  |  | 0% |  |  | 0%
High Efficiency DX 135k- less than 240k BTU_h Other Heat | Grocery | E | 100% | 0% |  | 5.437% |  |  |  | 0% |  |  | 0%
High Efficiency DX 135k- less than 240k BTU_h Other Heat | Healthcare | E | 100% | 0% |  | 5.437% |  |  |  | 0% |  |  | 0%
High Efficiency DX 135k- less than 240k BTU_h Other Heat | Hospitals | E | 100% | 0% |  | 5.437% |  |  |  | 0% |  |  | 0%
High Efficiency DX 135k- less than 240k BTU_h Other Heat | Institutional | E | 100% | 4.688% |  | 5.437% |  |  |  | 0% |  |  | 0%
High Efficiency DX 135k- less than 240k BTU_h Other Heat | Lodging/Hospitality | E | 100% | 0% |  | 5.437% |  |  |  | 0% |  |  | 0%
High Efficiency DX 135k- less than 240k BTU_h Other Heat | Miscellaneous | E | 100% | 4.688% |  | 5.437% |  |  |  | 0% |  |  | 0%
High Efficiency DX 135k- less than 240k BTU_h Other Heat | Offices | E | 100% | 4.688% |  | 5.437% |  |  |  | 0% |  |  | 0%
High Efficiency DX 135k- less than 240k BTU_h Other Heat | Restaurants | E | 100% | 0% |  | 5.437% |  |  |  | 0% |  |  | 0%
High Efficiency DX 135k- less than 240k BTU_h Other Heat | Retail | E | 100% | 0% |  | 5.437% |  |  |  | 0% |  |  | 0%
High Efficiency DX 135k- less than 240k BTU_h Other Heat | Schools K-12 | E | 100% | 0% |  | 5.437% |  |  |  | 0% |  |  | 0%
High Efficiency DX 135k- less than 240k BTU_h Other Heat | Warehouse | E | 100% | 4.688% |  | 5.437% |  |  |  | 0% |  |  | 0%
High Efficiency DX 135k- less than 240k BTU_h Other Heat | Assembly | N | 100% | 4.688% |  | 5.437% |  |  |  | 0% |  |  | 0%
High Efficiency DX 135k- less than 240k BTU_h Other Heat | College and University | N | 100% | 4.688% |  | 5.437% |  |  |  | 0% |  |  | 0%
High Efficiency DX 135k- less than 240k BTU_h Other Heat | Grocery | N | 100% | 4.688% |  | 5.437% |  |  |  | 0% |  |  | 0%
High Efficiency DX 135k- less than 240k BTU_h Other Heat | Healthcare | N | 100% | 4.688% |  | 5.437% |  |  |  | 0% |  |  | 0%
High Efficiency DX 135k- less than 240k BTU_h Other Heat | Hospitals | N | 100% | 4.688% |  | 5.437% |  |  |  | 0% |  |  | 0%
High Efficiency DX 135k- less than 240k BTU_h Other Heat | Institutional | N | 100% | 4.688% |  | 5.437% |  |  |  | 0% |  |  | 0%
High Efficiency DX 135k- less than 240k BTU_h Other Heat | Lodging/Hospitality | N | 100% | 4.688% |  | 5.437% |  |  |  | 0% |  |  | 0%
High Efficiency DX 135k- less than 240k BTU_h Other Heat | Miscellaneous | N | 100% | 4.688% |  | 5.437% |  |  |  | 0% |  |  | 0%
High Efficiency DX 135k- less than 240k BTU_h Other Heat | Offices | N | 100% | 4.688% |  | 5.437% |  |  |  | 0% |  |  | 0%
High Efficiency DX 135k- less than 240k BTU_h Other Heat | Restaurants | N | 100% | 4.688% |  | 5.437% |  |  |  | 0% |  |  | 0%
High Efficiency DX 135k- less than 240k BTU_h Other Heat | Retail | N | 100% | 4.688% |  | 5.437% |  |  |  | 0% |  |  | 0%
High Efficiency DX 135k- less than 240k BTU_h Other Heat | Schools K-12 | N | 100% | 4.688% |  | 5.437% |  |  |  | 0% |  |  | 0%
High Efficiency DX 135k- less than 240k BTU_h Other Heat | Warehouse | N | 100% | 4.688% |  | 5.437% |  |  |  | 0% |  |  | 0%
High Efficiency DX 240k- less than 760k BTU_h Other Heat | Assembly | T | 100% | 4.688% |  | 5.437% |  |  |  | 0% |  |  | 0%
High Efficiency DX 240k- less than 760k BTU_h Other Heat | College and University | T | 100% | 4.688% |  | 5.437% |  |  |  | 0% |  |  | 0%
High Efficiency DX 240k- less than 760k BTU_h Other Heat | Grocery | T | 100% | 4.688% |  | 5.437% |  |  |  | 0% |  |  | 0%
High Efficiency DX 240k- less than 760k BTU_h Other Heat | Healthcare | T | 100% | 4.688% |  | 5.437% |  |  |  | 0% |  |  | 0%
High Efficiency DX 240k- less than 760k BTU_h Other Heat | Hospitals | T | 100% | 4.688% |  | 5.437% |  |  |  | 0% |  |  | 0%
High Efficiency DX 240k- less than 760k BTU_h Other Heat | Institutional | T | 100% | 4.688% |  | 5.437% |  |  |  | 0% |  |  | 0%
High Efficiency DX 240k- less than 760k BTU_h Other Heat | Lodging/Hospitality | T | 100% | 4.688% |  | 5.437% |  |  |  | 0% |  |  | 0%
High Efficiency DX 240k- less than 760k BTU_h Other Heat | Miscellaneous | T | 100% | 4.688% |  | 5.437% |  |  |  | 0% |  |  | 0%
High Efficiency DX 240k- less than 760k BTU_h Other Heat | Offices | T | 100% | 4.688% |  | 5.437% |  |  |  | 0% |  |  | 0%
High Efficiency DX 240k- less than 760k BTU_h Other Heat | Restaurants | T | 100% | 4.688% |  | 5.437% |  |  |  | 0% |  |  | 0%
High Efficiency DX 240k- less than 760k BTU_h Other Heat | Retail | T | 100% | 4.688% |  | 5.437% |  |  |  | 0% |  |  | 0%
High Efficiency DX 240k- less than 760k BTU_h Other Heat | Schools K-12 | T | 100% | 4.688% |  | 5.437% |  |  |  | 0% |  |  | 0%
High Efficiency DX 240k- less than 760k BTU_h Other Heat | Warehouse | T | 100% | 4.688% |  | 5.437% |  |  |  | 0% |  |  | 0%
High Efficiency DX 240k- less than 760k BTU_h Other Heat | Assembly | E | 100% | 4.688% |  | 5.437% |  |  |  | 0% |  |  | 0%
High Efficiency DX 240k- less than 760k BTU_h Other Heat | College and University | E | 100% | 0% |  | 5.437% |  |  |  | 0% |  |  | 0%
High Efficiency DX 240k- less than 760k BTU_h Other Heat | Grocery | E | 100% | 0% |  | 5.437% |  |  |  | 0% |  |  | 0%
High Efficiency DX 240k- less than 760k BTU_h Other Heat | Healthcare | E | 100% | 0% |  | 5.437% |  |  |  | 0% |  |  | 0%
High Efficiency DX 240k- less than 760k BTU_h Other Heat | Hospitals | E | 100% | 0% |  | 5.437% |  |  |  | 0% |  |  | 0%
High Efficiency DX 240k- less than 760k BTU_h Other Heat | Institutional | E | 100% | 4.688% |  | 5.437% |  |  |  | 0% |  |  | 0%
High Efficiency DX 240k- less than 760k BTU_h Other Heat | Lodging/Hospitality | E | 100% | 0% |  | 5.437% |  |  |  | 0% |  |  | 0%
High Efficiency DX 240k- less than 760k BTU_h Other Heat | Miscellaneous | E | 100% | 4.688% |  | 5.437% |  |  |  | 0% |  |  | 0%
High Efficiency DX 240k- less than 760k BTU_h Other Heat | Offices | E | 100% | 4.688% |  | 5.437% |  |  |  | 0% |  |  | 0%
High Efficiency DX 240k- less than 760k BTU_h Other Heat | Restaurants | E | 100% | 0% |  | 5.437% |  |  |  | 0% |  |  | 0%
High Efficiency DX 240k- less than 760k BTU_h Other Heat | Retail | E | 100% | 0% |  | 5.437% |  |  |  | 0% |  |  | 0%
High Efficiency DX 240k- less than 760k BTU_h Other Heat | Schools K-12 | E | 100% | 0% |  | 5.437% |  |  |  | 0% |  |  | 0%
High Efficiency DX 240k- less than 760k BTU_h Other Heat | Warehouse | E | 100% | 4.688% |  | 5.437% |  |  |  | 0% |  |  | 0%
High Efficiency DX 240k- less than 760k BTU_h Other Heat | Assembly | N | 100% | 4.688% |  | 5.437% |  |  |  | 0% |  |  | 0%
High Efficiency DX 240k- less than 760k BTU_h Other Heat | College and University | N | 100% | 4.688% |  | 5.437% |  |  |  | 0% |  |  | 0%
High Efficiency DX 240k- less than 760k BTU_h Other Heat | Grocery | N | 100% | 4.688% |  | 5.437% |  |  |  | 0% |  |  | 0%
High Efficiency DX 240k- less than 760k BTU_h Other Heat | Healthcare | N | 100% | 4.688% |  | 5.437% |  |  |  | 0% |  |  | 0%
High Efficiency DX 240k- less than 760k BTU_h Other Heat | Hospitals | N | 100% | 4.688% |  | 5.437% |  |  |  | 0% |  |  | 0%
High Efficiency DX 240k- less than 760k BTU_h Other Heat | Institutional | N | 100% | 4.688% |  | 5.437% |  |  |  | 0% |  |  | 0%
High Efficiency DX 240k- less than 760k BTU_h Other Heat | Lodging/Hospitality | N | 100% | 4.688% |  | 5.437% |  |  |  | 0% |  |  | 0%
High Efficiency DX 240k- less than 760k BTU_h Other Heat | Miscellaneous | N | 100% | 4.688% |  | 5.437% |  |  |  | 0% |  |  | 0%
High Efficiency DX 240k- less than 760k BTU_h Other Heat | Offices | N | 100% | 4.688% |  | 5.437% |  |  |  | 0% |  |  | 0%
High Efficiency DX 240k- less than 760k BTU_h Other Heat | Restaurants | N | 100% | 4.688% |  | 5.437% |  |  |  | 0% |  |  | 0%
High Efficiency DX 240k- less than 760k BTU_h Other Heat | Retail | N | 100% | 4.688% |  | 5.437% |  |  |  | 0% |  |  | 0%
High Efficiency DX 240k- less than 760k BTU_h Other Heat | Schools K-12 | N | 100% | 4.688% |  | 5.437% |  |  |  | 0% |  |  | 0%
High Efficiency DX 240k- less than 760k BTU_h Other Heat | Warehouse | N | 100% | 4.688% |  | 5.437% |  |  |  | 0% |  |  | 0%
High Efficiency DX 65k- less than 135k BTU_h Elect Heat | Assembly | T | 100% | 4.688% |  | 5.437% |  |  |  | 0% |  |  | 0%
High Efficiency DX 65k- less than 135k BTU_h Elect Heat | College and University | T | 100% | 4.688% |  | 5.437% |  |  |  | 0% |  |  | 0%
High Efficiency DX 65k- less than 135k BTU_h Elect Heat | Grocery | T | 100% | 4.688% |  | 5.437% |  |  |  | 0% |  |  | 0%
High Efficiency DX 65k- less than 135k BTU_h Elect Heat | Healthcare | T | 100% | 4.688% |  | 5.437% |  |  |  | 0% |  |  | 0%
High Efficiency DX 65k- less than 135k BTU_h Elect Heat | Hospitals | T | 100% | 4.688% |  | 5.437% |  |  |  | 0% |  |  | 0%
High Efficiency DX 65k- less than 135k BTU_h Elect Heat | Institutional | T | 100% | 4.688% |  | 5.437% |  |  |  | 0% |  |  | 0%
High Efficiency DX 65k- less than 135k BTU_h Elect Heat | Lodging/Hospitality | T | 100% | 4.688% |  | 5.437% |  |  |  | 0% |  |  | 0%
High Efficiency DX 65k- less than 135k BTU_h Elect Heat | Miscellaneous | T | 100% | 4.688% |  | 5.437% |  |  |  | 0% |  |  | 0%
High Efficiency DX 65k- less than 135k BTU_h Elect Heat | Offices | T | 100% | 4.688% |  | 5.437% |  |  |  | 0% |  |  | 0%
High Efficiency DX 65k- less than 135k BTU_h Elect Heat | Restaurants | T | 100% | 4.688% |  | 5.437% |  |  |  | 0% |  |  | 0%
High Efficiency DX 65k- less than 135k BTU_h Elect Heat | Retail | T | 100% | 4.688% |  | 5.437% |  |  |  | 0% |  |  | 0%
High Efficiency DX 65k- less than 135k BTU_h Elect Heat | Schools K-12 | T | 100% | 4.688% |  | 5.437% |  |  |  | 0% |  |  | 0%
High Efficiency DX 65k- less than 135k BTU_h Elect Heat | Warehouse | T | 100% | 4.688% |  | 5.437% |  |  |  | 0% |  |  | 0%
High Efficiency DX 65k- less than 135k BTU_h Elect Heat | Assembly | E | 100% | 4.688% |  | 5.437% |  |  |  | 0% |  |  | 0%
High Efficiency DX 65k- less than 135k BTU_h Elect Heat | College and University | E | 100% | 0% |  | 5.437% |  |  |  | 0% |  |  | 0%
High Efficiency DX 65k- less than 135k BTU_h Elect Heat | Grocery | E | 100% | 0% |  | 5.437% |  |  |  | 0% |  |  | 0%
High Efficiency DX 65k- less than 135k BTU_h Elect Heat | Healthcare | E | 100% | 0% |  | 5.437% |  |  |  | 0% |  |  | 0%
High Efficiency DX 65k- less than 135k BTU_h Elect Heat | Hospitals | E | 100% | 0% |  | 5.437% |  |  |  | 0% |  |  | 0%
High Efficiency DX 65k- less than 135k BTU_h Elect Heat | Institutional | E | 100% | 4.688% |  | 5.437% |  |  |  | 0% |  |  | 0%
High Efficiency DX 65k- less than 135k BTU_h Elect Heat | Lodging/Hospitality | E | 100% | 0% |  | 5.437% |  |  |  | 0% |  |  | 0%
High Efficiency DX 65k- less than 135k BTU_h Elect Heat | Miscellaneous | E | 100% | 4.688% |  | 5.437% |  |  |  | 0% |  |  | 0%
High Efficiency DX 65k- less than 135k BTU_h Elect Heat | Offices | E | 100% | 4.688% |  | 5.437% |  |  |  | 0% |  |  | 0%
High Efficiency DX 65k- less than 135k BTU_h Elect Heat | Restaurants | E | 100% | 0% |  | 5.437% |  |  |  | 0% |  |  | 0%
High Efficiency DX 65k- less than 135k BTU_h Elect Heat | Retail | E | 100% | 0% |  | 5.437% |  |  |  | 0% |  |  | 0%
High Efficiency DX 65k- less than 135k BTU_h Elect Heat | Schools K-12 | E | 100% | 0% |  | 5.437% |  |  |  | 0% |  |  | 0%
High Efficiency DX 65k- less than 135k BTU_h Elect Heat | Warehouse | E | 100% | 4.688% |  | 5.437% |  |  |  | 0% |  |  | 0%
High Efficiency DX 65k- less than 135k BTU_h Elect Heat | Assembly | N | 100% | 4.688% |  | 5.437% |  |  |  | 0% |  |  | 0%
High Efficiency DX 65k- less than 135k BTU_h Elect Heat | College and University | N | 100% | 4.688% |  | 5.437% |  |  |  | 0% |  |  | 0%
High Efficiency DX 65k- less than 135k BTU_h Elect Heat | Grocery | N | 100% | 4.688% |  | 5.437% |  |  |  | 0% |  |  | 0%
High Efficiency DX 65k- less than 135k BTU_h Elect Heat | Healthcare | N | 100% | 4.688% |  | 5.437% |  |  |  | 0% |  |  | 0%
High Efficiency DX 65k- less than 135k BTU_h Elect Heat | Hospitals | N | 100% | 4.688% |  | 5.437% |  |  |  | 0% |  |  | 0%
High Efficiency DX 65k- less than 135k BTU_h Elect Heat | Institutional | N | 100% | 4.688% |  | 5.437% |  |  |  | 0% |  |  | 0%
High Efficiency DX 65k- less than 135k BTU_h Elect Heat | Lodging/Hospitality | N | 100% | 4.688% |  | 5.437% |  |  |  | 0% |  |  | 0%
High Efficiency DX 65k- less than 135k BTU_h Elect Heat | Miscellaneous | N | 100% | 4.688% |  | 5.437% |  |  |  | 0% |  |  | 0%
High Efficiency DX 65k- less than 135k BTU_h Elect Heat | Offices | N | 100% | 4.688% |  | 5.437% |  |  |  | 0% |  |  | 0%
High Efficiency DX 65k- less than 135k BTU_h Elect Heat | Restaurants | N | 100% | 4.688% |  | 5.437% |  |  |  | 0% |  |  | 0%
High Efficiency DX 65k- less than 135k BTU_h Elect Heat | Retail | N | 100% | 4.688% |  | 5.437% |  |  |  | 0% |  |  | 0%
High Efficiency DX 65k- less than 135k BTU_h Elect Heat | Schools K-12 | N | 100% | 4.688% |  | 5.437% |  |  |  | 0% |  |  | 0%
High Efficiency DX 65k- less than 135k BTU_h Elect Heat | Warehouse | N | 100% | 4.688% |  | 5.437% |  |  |  | 0% |  |  | 0%
High Efficiency DX 65k- less than 135k BTU_h Other Heat | Assembly | T | 100% | 4.688% |  | 5.437% |  |  |  | 0% |  |  | 0%
High Efficiency DX 65k- less than 135k BTU_h Other Heat | College and University | T | 100% | 4.688% |  | 5.437% |  |  |  | 0% |  |  | 0%
High Efficiency DX 65k- less than 135k BTU_h Other Heat | Grocery | T | 100% | 4.688% |  | 5.437% |  |  |  | 0% |  |  | 0%
High Efficiency DX 65k- less than 135k BTU_h Other Heat | Healthcare | T | 100% | 4.688% |  | 5.437% |  |  |  | 0% |  |  | 0%
High Efficiency DX 65k- less than 135k BTU_h Other Heat | Hospitals | T | 100% | 4.688% |  | 5.437% |  |  |  | 0% |  |  | 0%
High Efficiency DX 65k- less than 135k BTU_h Other Heat | Institutional | T | 100% | 4.688% |  | 5.437% |  |  |  | 0% |  |  | 0%
High Efficiency DX 65k- less than 135k BTU_h Other Heat | Lodging/Hospitality | T | 100% | 4.688% |  | 5.437% |  |  |  | 0% |  |  | 0%
High Efficiency DX 65k- less than 135k BTU_h Other Heat | Miscellaneous | T | 100% | 4.688% |  | 5.437% |  |  |  | 0% |  |  | 0%
High Efficiency DX 65k- less than 135k BTU_h Other Heat | Offices | T | 100% | 4.688% |  | 5.437% |  |  |  | 0% |  |  | 0%
High Efficiency DX 65k- less than 135k BTU_h Other Heat | Restaurants | T | 100% | 4.688% |  | 5.437% |  |  |  | 0% |  |  | 0%
High Efficiency DX 65k- less than 135k BTU_h Other Heat | Retail | T | 100% | 4.688% |  | 5.437% |  |  |  | 0% |  |  | 0%
High Efficiency DX 65k- less than 135k BTU_h Other Heat | Schools K-12 | T | 100% | 4.688% |  | 5.437% |  |  |  | 0% |  |  | 0%
High Efficiency DX 65k- less than 135k BTU_h Other Heat | Warehouse | T | 100% | 4.688% |  | 5.437% |  |  |  | 0% |  |  | 0%
High Efficiency DX 65k- less than 135k BTU_h Other Heat | Assembly | E | 100% | 4.688% |  | 5.437% |  |  |  | 0% |  |  | 0%
High Efficiency DX 65k- less than 135k BTU_h Other Heat | College and University | E | 100% | 0% |  | 5.437% |  |  |  | 0% |  |  | 0%
High Efficiency DX 65k- less than 135k BTU_h Other Heat | Grocery | E | 100% | 0% |  | 5.437% |  |  |  | 0% |  |  | 0%
High Efficiency DX 65k- less than 135k BTU_h Other Heat | Healthcare | E | 100% | 0% |  | 5.437% |  |  |  | 0% |  |  | 0%
High Efficiency DX 65k- less than 135k BTU_h Other Heat | Hospitals | E | 100% | 0% |  | 5.437% |  |  |  | 0% |  |  | 0%
High Efficiency DX 65k- less than 135k BTU_h Other Heat | Institutional | E | 100% | 4.688% |  | 5.437% |  |  |  | 0% |  |  | 0%
High Efficiency DX 65k- less than 135k BTU_h Other Heat | Lodging/Hospitality | E | 100% | 0% |  | 5.437% |  |  |  | 0% |  |  | 0%
High Efficiency DX 65k- less than 135k BTU_h Other Heat | Miscellaneous | E | 100% | 4.688% |  | 5.437% |  |  |  | 0% |  |  | 0%
High Efficiency DX 65k- less than 135k BTU_h Other Heat | Offices | E | 100% | 4.688% |  | 5.437% |  |  |  | 0% |  |  | 0%
High Efficiency DX 65k- less than 135k BTU_h Other Heat | Restaurants | E | 100% | 0% |  | 5.437% |  |  |  | 0% |  |  | 0%
High Efficiency DX 65k- less than 135k BTU_h Other Heat | Retail | E | 100% | 0% |  | 5.437% |  |  |  | 0% |  |  | 0%
High Efficiency DX 65k- less than 135k BTU_h Other Heat | Schools K-12 | E | 100% | 0% |  | 5.437% |  |  |  | 0% |  |  | 0%
High Efficiency DX 65k- less than 135k BTU_h Other Heat | Warehouse | E | 100% | 4.688% |  | 5.437% |  |  |  | 0% |  |  | 0%
High Efficiency DX 65k- less than 135k BTU_h Other Heat | Assembly | N | 100% | 4.688% |  | 5.437% |  |  |  | 0% |  |  | 0%
High Efficiency DX 65k- less than 135k BTU_h Other Heat | College and University | N | 100% | 4.688% |  | 5.437% |  |  |  | 0% |  |  | 0%
High Efficiency DX 65k- less than 135k BTU_h Other Heat | Grocery | N | 100% | 4.688% |  | 5.437% |  |  |  | 0% |  |  | 0%
High Efficiency DX 65k- less than 135k BTU_h Other Heat | Healthcare | N | 100% | 4.688% |  | 5.437% |  |  |  | 0% |  |  | 0%
High Efficiency DX 65k- less than 135k BTU_h Other Heat | Hospitals | N | 100% | 4.688% |  | 5.437% |  |  |  | 0% |  |  | 0%
High Efficiency DX 65k- less than 135k BTU_h Other Heat | Institutional | N | 100% | 4.688% |  | 5.437% |  |  |  | 0% |  |  | 0%
High Efficiency DX 65k- less than 135k BTU_h Other Heat | Lodging/Hospitality | N | 100% | 4.688% |  | 5.437% |  |  |  | 0% |  |  | 0%
High Efficiency DX 65k- less than 135k BTU_h Other Heat | Miscellaneous | N | 100% | 4.688% |  | 5.437% |  |  |  | 0% |  |  | 0%
High Efficiency DX 65k- less than 135k BTU_h Other Heat | Offices | N | 100% | 4.688% |  | 5.437% |  |  |  | 0% |  |  | 0%
High Efficiency DX 65k- less than 135k BTU_h Other Heat | Restaurants | N | 100% | 4.688% |  | 5.437% |  |  |  | 0% |  |  | 0%
High Efficiency DX 65k- less than 135k BTU_h Other Heat | Retail | N | 100% | 4.688% |  | 5.437% |  |  |  | 0% |  |  | 0%
High Efficiency DX 65k- less than 135k BTU_h Other Heat | Schools K-12 | N | 100% | 4.688% |  | 5.437% |  |  |  | 0% |  |  | 0%
High Efficiency DX 65k- less than 135k BTU_h Other Heat | Warehouse | N | 100% | 4.688% |  | 5.437% |  |  |  | 0% |  |  | 0%
High Efficiency DX less than 65k BTU_h Electric Heat | Assembly | T | 100% | 4.688% |  | 5.437% |  |  |  | 0% |  |  | 0%
High Efficiency DX less than 65k BTU_h Electric Heat | College and University | T | 100% | 4.688% |  | 5.437% |  |  |  | 0% |  |  | 0%
High Efficiency DX less than 65k BTU_h Electric Heat | Grocery | T | 100% | 4.688% |  | 5.437% |  |  |  | 0% |  |  | 0%
High Efficiency DX less than 65k BTU_h Electric Heat | Healthcare | T | 100% | 4.688% |  | 5.437% |  |  |  | 0% |  |  | 0%
High Efficiency DX less than 65k BTU_h Electric Heat | Hospitals | T | 100% | 4.688% |  | 5.437% |  |  |  | 0% |  |  | 0%
High Efficiency DX less than 65k BTU_h Electric Heat | Institutional | T | 100% | 4.688% |  | 5.437% |  |  |  | 0% |  |  | 0%
High Efficiency DX less than 65k BTU_h Electric Heat | Lodging/Hospitality | T | 100% | 4.688% |  | 5.437% |  |  |  | 0% |  |  | 0%
High Efficiency DX less than 65k BTU_h Electric Heat | Miscellaneous | T | 100% | 4.688% |  | 5.437% |  |  |  | 0% |  |  | 0%
High Efficiency DX less than 65k BTU_h Electric Heat | Offices | T | 100% | 4.688% |  | 5.437% |  |  |  | 0% |  |  | 0%
High Efficiency DX less than 65k BTU_h Electric Heat | Restaurants | T | 100% | 4.688% |  | 5.437% |  |  |  | 0% |  |  | 0%
High Efficiency DX less than 65k BTU_h Electric Heat | Retail | T | 100% | 4.688% |  | 5.437% |  |  |  | 0% |  |  | 0%
High Efficiency DX less than 65k BTU_h Electric Heat | Schools K-12 | T | 100% | 4.688% |  | 5.437% |  |  |  | 0% |  |  | 0%
High Efficiency DX less than 65k BTU_h Electric Heat | Warehouse | T | 100% | 4.688% |  | 5.437% |  |  |  | 0% |  |  | 0%
High Efficiency DX less than 65k BTU_h Electric Heat | Assembly | E | 100% | 4.688% |  | 5.437% |  |  |  | 0% |  |  | 0%
High Efficiency DX less than 65k BTU_h Electric Heat | College and University | E | 100% | 0% |  | 5.437% |  |  |  | 0% |  |  | 0%
High Efficiency DX less than 65k BTU_h Electric Heat | Grocery | E | 100% | 0% |  | 5.437% |  |  |  | 0% |  |  | 0%
High Efficiency DX less than 65k BTU_h Electric Heat | Healthcare | E | 100% | 0% |  | 5.437% |  |  |  | 0% |  |  | 0%
High Efficiency DX less than 65k BTU_h Electric Heat | Hospitals | E | 100% | 0% |  | 5.437% |  |  |  | 0% |  |  | 0%
High Efficiency DX less than 65k BTU_h Electric Heat | Institutional | E | 100% | 4.688% |  | 5.437% |  |  |  | 0% |  |  | 0%
High Efficiency DX less than 65k BTU_h Electric Heat | Lodging/Hospitality | E | 100% | 0% |  | 5.437% |  |  |  | 0% |  |  | 0%
High Efficiency DX less than 65k BTU_h Electric Heat | Miscellaneous | E | 100% | 4.688% |  | 5.437% |  |  |  | 0% |  |  | 0%
High Efficiency DX less than 65k BTU_h Electric Heat | Offices | E | 100% | 4.688% |  | 5.437% |  |  |  | 0% |  |  | 0%
High Efficiency DX less than 65k BTU_h Electric Heat | Restaurants | E | 100% | 0% |  | 5.437% |  |  |  | 0% |  |  | 0%
High Efficiency DX less than 65k BTU_h Electric Heat | Retail | E | 100% | 0% |  | 5.437% |  |  |  | 0% |  |  | 0%
High Efficiency DX less than 65k BTU_h Electric Heat | Schools K-12 | E | 100% | 0% |  | 5.437% |  |  |  | 0% |  |  | 0%
High Efficiency DX less than 65k BTU_h Electric Heat | Warehouse | E | 100% | 4.688% |  | 5.437% |  |  |  | 0% |  |  | 0%
High Efficiency DX less than 65k BTU_h Electric Heat | Assembly | N | 100% | 4.688% |  | 5.437% |  |  |  | 0% |  |  | 0%
High Efficiency DX less than 65k BTU_h Electric Heat | College and University | N | 100% | 4.688% |  | 5.437% |  |  |  | 0% |  |  | 0%
High Efficiency DX less than 65k BTU_h Electric Heat | Grocery | N | 100% | 4.688% |  | 5.437% |  |  |  | 0% |  |  | 0%
High Efficiency DX less than 65k BTU_h Electric Heat | Healthcare | N | 100% | 4.688% |  | 5.437% |  |  |  | 0% |  |  | 0%
High Efficiency DX less than 65k BTU_h Electric Heat | Hospitals | N | 100% | 4.688% |  | 5.437% |  |  |  | 0% |  |  | 0%
High Efficiency DX less than 65k BTU_h Electric Heat | Institutional | N | 100% | 4.688% |  | 5.437% |  |  |  | 0% |  |  | 0%
High Efficiency DX less than 65k BTU_h Electric Heat | Lodging/Hospitality | N | 100% | 4.688% |  | 5.437% |  |  |  | 0% |  |  | 0%
High Efficiency DX less than 65k BTU_h Electric Heat | Miscellaneous | N | 100% | 4.688% |  | 5.437% |  |  |  | 0% |  |  | 0%
High Efficiency DX less than 65k BTU_h Electric Heat | Offices | N | 100% | 4.688% |  | 5.437% |  |  |  | 0% |  |  | 0%
High Efficiency DX less than 65k BTU_h Electric Heat | Restaurants | N | 100% | 4.688% |  | 5.437% |  |  |  | 0% |  |  | 0%
High Efficiency DX less than 65k BTU_h Electric Heat | Retail | N | 100% | 4.688% |  | 5.437% |  |  |  | 0% |  |  | 0%
High Efficiency DX less than 65k BTU_h Electric Heat | Schools K-12 | N | 100% | 4.688% |  | 5.437% |  |  |  | 0% |  |  | 0%
High Efficiency DX less than 65k BTU_h Electric Heat | Warehouse | N | 100% | 4.688% |  | 5.437% |  |  |  | 0% |  |  | 0%
High Efficiency DX less than 65k BTU_h Other Heat | Assembly | T | 100% | 4.688% |  | 5.437% |  |  |  | 0% |  |  | 0%
High Efficiency DX less than 65k BTU_h Other Heat | College and University | T | 100% | 4.688% |  | 5.437% |  |  |  | 0% |  |  | 0%
High Efficiency DX less than 65k BTU_h Other Heat | Grocery | T | 100% | 4.688% |  | 5.437% |  |  |  | 0% |  |  | 0%
High Efficiency DX less than 65k BTU_h Other Heat | Healthcare | T | 100% | 4.688% |  | 5.437% |  |  |  | 0% |  |  | 0%
High Efficiency DX less than 65k BTU_h Other Heat | Hospitals | T | 100% | 4.688% |  | 5.437% |  |  |  | 0% |  |  | 0%
High Efficiency DX less than 65k BTU_h Other Heat | Institutional | T | 100% | 4.688% |  | 5.437% |  |  |  | 0% |  |  | 0%
High Efficiency DX less than 65k BTU_h Other Heat | Lodging/Hospitality | T | 100% | 4.688% |  | 5.437% |  |  |  | 0% |  |  | 0%
High Efficiency DX less than 65k BTU_h Other Heat | Miscellaneous | T | 100% | 4.688% |  | 5.437% |  |  |  | 0% |  |  | 0%
High Efficiency DX less than 65k BTU_h Other Heat | Offices | T | 100% | 4.688% |  | 5.437% |  |  |  | 0% |  |  | 0%
High Efficiency DX less than 65k BTU_h Other Heat | Restaurants | T | 100% | 4.688% |  | 5.437% |  |  |  | 0% |  |  | 0%
High Efficiency DX less than 65k BTU_h Other Heat | Retail | T | 100% | 4.688% |  | 5.437% |  |  |  | 0% |  |  | 0%
High Efficiency DX less than 65k BTU_h Other Heat | Schools K-12 | T | 100% | 4.688% |  | 5.437% |  |  |  | 0% |  |  | 0%
High Efficiency DX less than 65k BTU_h Other Heat | Warehouse | T | 100% | 4.688% |  | 5.437% |  |  |  | 0% |  |  | 0%
High Efficiency DX less than 65k BTU_h Other Heat | Assembly | E | 100% | 4.688% |  | 5.437% |  |  |  | 0% |  |  | 0%
High Efficiency DX less than 65k BTU_h Other Heat | College and University | E | 100% | 0% |  | 5.437% |  |  |  | 0% |  |  | 0%
High Efficiency DX less than 65k BTU_h Other Heat | Grocery | E | 100% | 0% |  | 5.437% |  |  |  | 0% |  |  | 0%
High Efficiency DX less than 65k BTU_h Other Heat | Healthcare | E | 100% | 0% |  | 5.437% |  |  |  | 0% |  |  | 0%
High Efficiency DX less than 65k BTU_h Other Heat | Hospitals | E | 100% | 0% |  | 5.437% |  |  |  | 0% |  |  | 0%
High Efficiency DX less than 65k BTU_h Other Heat | Institutional | E | 100% | 4.688% |  | 5.437% |  |  |  | 0% |  |  | 0%
High Efficiency DX less than 65k BTU_h Other Heat | Lodging/Hospitality | E | 100% | 0% |  | 5.437% |  |  |  | 0% |  |  | 0%
High Efficiency DX less than 65k BTU_h Other Heat | Miscellaneous | E | 100% | 4.688% |  | 5.437% |  |  |  | 0% |  |  | 0%
High Efficiency DX less than 65k BTU_h Other Heat | Offices | E | 100% | 4.688% |  | 5.437% |  |  |  | 0% |  |  | 0%
High Efficiency DX less than 65k BTU_h Other Heat | Restaurants | E | 100% | 0% |  | 5.437% |  |  |  | 0% |  |  | 0%
High Efficiency DX less than 65k BTU_h Other Heat | Retail | E | 100% | 0% |  | 5.437% |  |  |  | 0% |  |  | 0%
High Efficiency DX less than 65k BTU_h Other Heat | Schools K-12 | E | 100% | 0% |  | 5.437% |  |  |  | 0% |  |  | 0%
High Efficiency DX less than 65k BTU_h Other Heat | Warehouse | E | 100% | 4.688% |  | 5.437% |  |  |  | 0% |  |  | 0%
High Efficiency DX less than 65k BTU_h Other Heat | Assembly | N | 100% | 4.688% |  | 5.437% |  |  |  | 0% |  |  | 0%
High Efficiency DX less than 65k BTU_h Other Heat | College and University | N | 100% | 4.688% |  | 5.437% |  |  |  | 0% |  |  | 0%
High Efficiency DX less than 65k BTU_h Other Heat | Grocery | N | 100% | 4.688% |  | 5.437% |  |  |  | 0% |  |  | 0%
High Efficiency DX less than 65k BTU_h Other Heat | Healthcare | N | 100% | 4.688% |  | 5.437% |  |  |  | 0% |  |  | 0%
High Efficiency DX less than 65k BTU_h Other Heat | Hospitals | N | 100% | 4.688% |  | 5.437% |  |  |  | 0% |  |  | 0%
High Efficiency DX less than 65k BTU_h Other Heat | Institutional | N | 100% | 4.688% |  | 5.437% |  |  |  | 0% |  |  | 0%
High Efficiency DX less than 65k BTU_h Other Heat | Lodging/Hospitality | N | 100% | 4.688% |  | 5.437% |  |  |  | 0% |  |  | 0%
High Efficiency DX less than 65k BTU_h Other Heat | Miscellaneous | N | 100% | 4.688% |  | 5.437% |  |  |  | 0% |  |  | 0%
High Efficiency DX less than 65k BTU_h Other Heat | Offices | N | 100% | 4.688% |  | 5.437% |  |  |  | 0% |  |  | 0%
High Efficiency DX less than 65k BTU_h Other Heat | Restaurants | N | 100% | 4.688% |  | 5.437% |  |  |  | 0% |  |  | 0%
High Efficiency DX less than 65k BTU_h Other Heat | Retail | N | 100% | 4.688% |  | 5.437% |  |  |  | 0% |  |  | 0%
High Efficiency DX less than 65k BTU_h Other Heat | Schools K-12 | N | 100% | 4.688% |  | 5.437% |  |  |  | 0% |  |  | 0%
High Efficiency DX less than 65k BTU_h Other Heat | Warehouse | N | 100% | 4.688% |  | 5.437% |  |  |  | 0% |  |  | 0%
High Efficiency DX over 240k BTU_h Elect Heat | Assembly | T | 100% | 4.688% |  | 5.437% |  |  |  | 0% |  |  | 0%
High Efficiency DX over 240k BTU_h Elect Heat | College and University | T | 100% | 4.688% |  | 5.437% |  |  |  | 0% |  |  | 0%
High Efficiency DX over 240k BTU_h Elect Heat | Grocery | T | 100% | 4.688% |  | 5.437% |  |  |  | 0% |  |  | 0%
High Efficiency DX over 240k BTU_h Elect Heat | Healthcare | T | 100% | 4.688% |  | 5.437% |  |  |  | 0% |  |  | 0%
High Efficiency DX over 240k BTU_h Elect Heat | Hospitals | T | 100% | 4.688% |  | 5.437% |  |  |  | 0% |  |  | 0%
High Efficiency DX over 240k BTU_h Elect Heat | Institutional | T | 100% | 4.688% |  | 5.437% |  |  |  | 0% |  |  | 0%
High Efficiency DX over 240k BTU_h Elect Heat | Lodging/Hospitality | T | 100% | 4.688% |  | 5.437% |  |  |  | 0% |  |  | 0%
High Efficiency DX over 240k BTU_h Elect Heat | Miscellaneous | T | 100% | 4.688% |  | 5.437% |  |  |  | 0% |  |  | 0%
High Efficiency DX over 240k BTU_h Elect Heat | Offices | T | 100% | 4.688% |  | 5.437% |  |  |  | 0% |  |  | 0%
High Efficiency DX over 240k BTU_h Elect Heat | Restaurants | T | 100% | 4.688% |  | 5.437% |  |  |  | 0% |  |  | 0%
High Efficiency DX over 240k BTU_h Elect Heat | Retail | T | 100% | 4.688% |  | 5.437% |  |  |  | 0% |  |  | 0%
High Efficiency DX over 240k BTU_h Elect Heat | Schools K-12 | T | 100% | 4.688% |  | 5.437% |  |  |  | 0% |  |  | 0%
High Efficiency DX over 240k BTU_h Elect Heat | Warehouse | T | 100% | 4.688% |  | 5.437% |  |  |  | 0% |  |  | 0%
High Efficiency DX over 240k BTU_h Elect Heat | Assembly | E | 100% | 4.688% |  | 5.437% |  |  |  | 0% |  |  | 0%
High Efficiency DX over 240k BTU_h Elect Heat | College and University | E | 100% | 0% |  | 5.437% |  |  |  | 0% |  |  | 0%
High Efficiency DX over 240k BTU_h Elect Heat | Grocery | E | 100% | 0% |  | 5.437% |  |  |  | 0% |  |  | 0%
High Efficiency DX over 240k BTU_h Elect Heat | Healthcare | E | 100% | 0% |  | 5.437% |  |  |  | 0% |  |  | 0%
High Efficiency DX over 240k BTU_h Elect Heat | Hospitals | E | 100% | 0% |  | 5.437% |  |  |  | 0% |  |  | 0%
High Efficiency DX over 240k BTU_h Elect Heat | Institutional | E | 100% | 4.688% |  | 5.437% |  |  |  | 0% |  |  | 0%
High Efficiency DX over 240k BTU_h Elect Heat | Lodging/Hospitality | E | 100% | 0% |  | 5.437% |  |  |  | 0% |  |  | 0%
High Efficiency DX over 240k BTU_h Elect Heat | Miscellaneous | E | 100% | 4.688% |  | 5.437% |  |  |  | 0% |  |  | 0%
High Efficiency DX over 240k BTU_h Elect Heat | Offices | E | 100% | 4.688% |  | 5.437% |  |  |  | 0% |  |  | 0%
High Efficiency DX over 240k BTU_h Elect Heat | Restaurants | E | 100% | 0% |  | 5.437% |  |  |  | 0% |  |  | 0%
High Efficiency DX over 240k BTU_h Elect Heat | Retail | E | 100% | 0% |  | 5.437% |  |  |  | 0% |  |  | 0%
High Efficiency DX over 240k BTU_h Elect Heat | Schools K-12 | E | 100% | 0% |  | 5.437% |  |  |  | 0% |  |  | 0%
High Efficiency DX over 240k BTU_h Elect Heat | Warehouse | E | 100% | 4.688% |  | 5.437% |  |  |  | 0% |  |  | 0%
High Efficiency DX over 240k BTU_h Elect Heat | Assembly | N | 100% | 4.688% |  | 5.437% |  |  |  | 0% |  |  | 0%
High Efficiency DX over 240k BTU_h Elect Heat | College and University | N | 100% | 4.688% |  | 5.437% |  |  |  | 0% |  |  | 0%
High Efficiency DX over 240k BTU_h Elect Heat | Grocery | N | 100% | 4.688% |  | 5.437% |  |  |  | 0% |  |  | 0%
High Efficiency DX over 240k BTU_h Elect Heat | Healthcare | N | 100% | 4.688% |  | 5.437% |  |  |  | 0% |  |  | 0%
High Efficiency DX over 240k BTU_h Elect Heat | Hospitals | N | 100% | 4.688% |  | 5.437% |  |  |  | 0% |  |  | 0%
High Efficiency DX over 240k BTU_h Elect Heat | Institutional | N | 100% | 4.688% |  | 5.437% |  |  |  | 0% |  |  | 0%
High Efficiency DX over 240k BTU_h Elect Heat | Lodging/Hospitality | N | 100% | 4.688% |  | 5.437% |  |  |  | 0% |  |  | 0%
High Efficiency DX over 240k BTU_h Elect Heat | Miscellaneous | N | 100% | 4.688% |  | 5.437% |  |  |  | 0% |  |  | 0%
High Efficiency DX over 240k BTU_h Elect Heat | Offices | N | 100% | 4.688% |  | 5.437% |  |  |  | 0% |  |  | 0%
High Efficiency DX over 240k BTU_h Elect Heat | Restaurants | N | 100% | 4.688% |  | 5.437% |  |  |  | 0% |  |  | 0%
High Efficiency DX over 240k BTU_h Elect Heat | Retail | N | 100% | 4.688% |  | 5.437% |  |  |  | 0% |  |  | 0%
High Efficiency DX over 240k BTU_h Elect Heat | Schools K-12 | N | 100% | 4.688% |  | 5.437% |  |  |  | 0% |  |  | 0%
High Efficiency DX over 240k BTU_h Elect Heat | Warehouse | N | 100% | 4.688% |  | 5.437% |  |  |  | 0% |  |  | 0%
High Efficiency DX over 760k BTU_h Other Heat | Assembly | T | 100% | 4.688% |  | 5.437% |  |  |  | 0% |  |  | 0%
High Efficiency DX over 760k BTU_h Other Heat | College and University | T | 100% | 4.688% |  | 5.437% |  |  |  | 0% |  |  | 0%
High Efficiency DX over 760k BTU_h Other Heat | Grocery | T | 100% | 4.688% |  | 5.437% |  |  |  | 0% |  |  | 0%
High Efficiency DX over 760k BTU_h Other Heat | Healthcare | T | 100% | 4.688% |  | 5.437% |  |  |  | 0% |  |  | 0%
High Efficiency DX over 760k BTU_h Other Heat | Hospitals | T | 100% | 4.688% |  | 5.437% |  |  |  | 0% |  |  | 0%
High Efficiency DX over 760k BTU_h Other Heat | Institutional | T | 100% | 4.688% |  | 5.437% |  |  |  | 0% |  |  | 0%
High Efficiency DX over 760k BTU_h Other Heat | Lodging/Hospitality | T | 100% | 4.688% |  | 5.437% |  |  |  | 0% |  |  | 0%
High Efficiency DX over 760k BTU_h Other Heat | Miscellaneous | T | 100% | 4.688% |  | 5.437% |  |  |  | 0% |  |  | 0%
High Efficiency DX over 760k BTU_h Other Heat | Offices | T | 100% | 4.688% |  | 5.437% |  |  |  | 0% |  |  | 0%
High Efficiency DX over 760k BTU_h Other Heat | Restaurants | T | 100% | 4.688% |  | 5.437% |  |  |  | 0% |  |  | 0%
High Efficiency DX over 760k BTU_h Other Heat | Retail | T | 100% | 4.688% |  | 5.437% |  |  |  | 0% |  |  | 0%
High Efficiency DX over 760k BTU_h Other Heat | Schools K-12 | T | 100% | 4.688% |  | 5.437% |  |  |  | 0% |  |  | 0%
High Efficiency DX over 760k BTU_h Other Heat | Warehouse | T | 100% | 4.688% |  | 5.437% |  |  |  | 0% |  |  | 0%
High Efficiency DX over 760k BTU_h Other Heat | Assembly | E | 100% | 4.688% |  | 5.437% |  |  |  | 0% |  |  | 0%
High Efficiency DX over 760k BTU_h Other Heat | College and University | E | 100% | 0% |  | 5.437% |  |  |  | 0% |  |  | 0%
High Efficiency DX over 760k BTU_h Other Heat | Grocery | E | 100% | 0% |  | 5.437% |  |  |  | 0% |  |  | 0%
High Efficiency DX over 760k BTU_h Other Heat | Healthcare | E | 100% | 0% |  | 5.437% |  |  |  | 0% |  |  | 0%
High Efficiency DX over 760k BTU_h Other Heat | Hospitals | E | 100% | 0% |  | 5.437% |  |  |  | 0% |  |  | 0%
High Efficiency DX over 760k BTU_h Other Heat | Institutional | E | 100% | 4.688% |  | 5.437% |  |  |  | 0% |  |  | 0%
High Efficiency DX over 760k BTU_h Other Heat | Lodging/Hospitality | E | 100% | 0% |  | 5.437% |  |  |  | 0% |  |  | 0%
High Efficiency DX over 760k BTU_h Other Heat | Miscellaneous | E | 100% | 4.688% |  | 5.437% |  |  |  | 0% |  |  | 0%
High Efficiency DX over 760k BTU_h Other Heat | Offices | E | 100% | 4.688% |  | 5.437% |  |  |  | 0% |  |  | 0%
High Efficiency DX over 760k BTU_h Other Heat | Restaurants | E | 100% | 0% |  | 5.437% |  |  |  | 0% |  |  | 0%
High Efficiency DX over 760k BTU_h Other Heat | Retail | E | 100% | 0% |  | 5.437% |  |  |  | 0% |  |  | 0%
High Efficiency DX over 760k BTU_h Other Heat | Schools K-12 | E | 100% | 0% |  | 5.437% |  |  |  | 0% |  |  | 0%
High Efficiency DX over 760k BTU_h Other Heat | Warehouse | E | 100% | 4.688% |  | 5.437% |  |  |  | 0% |  |  | 0%
High Efficiency DX over 760k BTU_h Other Heat | Assembly | N | 100% | 4.688% |  | 5.437% |  |  |  | 0% |  |  | 0%
High Efficiency DX over 760k BTU_h Other Heat | College and University | N | 100% | 4.688% |  | 5.437% |  |  |  | 0% |  |  | 0%
High Efficiency DX over 760k BTU_h Other Heat | Grocery | N | 100% | 4.688% |  | 5.437% |  |  |  | 0% |  |  | 0%
High Efficiency DX over 760k BTU_h Other Heat | Healthcare | N | 100% | 4.688% |  | 5.437% |  |  |  | 0% |  |  | 0%
High Efficiency DX over 760k BTU_h Other Heat | Hospitals | N | 100% | 4.688% |  | 5.437% |  |  |  | 0% |  |  | 0%
High Efficiency DX over 760k BTU_h Other Heat | Institutional | N | 100% | 4.688% |  | 5.437% |  |  |  | 0% |  |  | 0%
High Efficiency DX over 760k BTU_h Other Heat | Lodging/Hospitality | N | 100% | 4.688% |  | 5.437% |  |  |  | 0% |  |  | 0%
High Efficiency DX over 760k BTU_h Other Heat | Miscellaneous | N | 100% | 4.688% |  | 5.437% |  |  |  | 0% |  |  | 0%
High Efficiency DX over 760k BTU_h Other Heat | Offices | N | 100% | 4.688% |  | 5.437% |  |  |  | 0% |  |  | 0%
High Efficiency DX over 760k BTU_h Other Heat | Restaurants | N | 100% | 4.688% |  | 5.437% |  |  |  | 0% |  |  | 0%
High Efficiency DX over 760k BTU_h Other Heat | Retail | N | 100% | 4.688% |  | 5.437% |  |  |  | 0% |  |  | 0%
High Efficiency DX over 760k BTU_h Other Heat | Schools K-12 | N | 100% | 4.688% |  | 5.437% |  |  |  | 0% |  |  | 0%
High Efficiency DX over 760k BTU_h Other Heat | Warehouse | N | 100% | 4.688% |  | 5.437% |  |  |  | 0% |  |  | 0%
High Efficiency PTAC | Assembly | T | 100% |  |  | 50.91% | X | 100% | 50.91% | 49.09% |  |  | 49.09%
High Efficiency PTAC | College and University | T | 100% |  |  | 50.91% | X | 100% | 50.91% | 49.09% |  |  | 49.09%
High Efficiency PTAC | Grocery | T | 100% |  |  | 50.91% | X | 100% | 50.91% | 49.09% |  |  | 49.09%
High Efficiency PTAC | Healthcare | T | 100% |  |  | 50.91% | X | 100% | 50.91% | 49.09% |  |  | 49.09%
High Efficiency PTAC | Hospitals | T | 100% |  |  | 50.91% | X | 100% | 50.91% | 49.09% |  |  | 49.09%
High Efficiency PTAC | Institutional | T | 100% |  |  | 50.91% | X | 100% | 50.91% | 49.09% |  |  | 49.09%
High Efficiency PTAC | Lodging/Hospitality | T | 100% |  |  | 50.91% | X | 100% | 50.91% | 49.09% |  |  | 49.09%
High Efficiency PTAC | Miscellaneous | T | 100% |  |  | 50.91% | X | 100% | 50.91% | 49.09% |  |  | 49.09%
High Efficiency PTAC | Offices | T | 100% |  |  | 50.91% | X | 100% | 50.91% | 49.09% |  |  | 49.09%
High Efficiency PTAC | Restaurants | T | 100% |  |  | 50.91% | X | 100% | 50.91% | 49.09% |  |  | 49.09%
High Efficiency PTAC | Retail | T | 100% |  |  | 50.91% | X | 100% | 50.91% | 49.09% |  |  | 49.09%
High Efficiency PTAC | Schools K-12 | T | 100% |  |  | 50.91% | X | 100% | 50.91% | 49.09% |  |  | 49.09%
High Efficiency PTAC | Warehouse | T | 100% |  |  | 50.91% | X | 100% | 50.91% | 49.09% |  |  | 49.09%
High Efficiency PTAC | Assembly | E | 100% |  |  | 50.91% | X | 100% | 50.91% | 49.09% |  |  | 49.09%
High Efficiency PTAC | College and University | E | 100% |  |  | 50.91% | X | 100% | 50.91% | 49.09% |  |  | 49.09%
High Efficiency PTAC | Grocery | E | 100% |  |  | 50.91% | X | 100% | 50.91% | 49.09% |  |  | 49.09%
High Efficiency PTAC | Healthcare | E | 100% |  |  | 50.91% | X | 100% | 50.91% | 49.09% |  |  | 49.09%
High Efficiency PTAC | Hospitals | E | 100% |  |  | 50.91% | X | 100% | 50.91% | 49.09% |  |  | 49.09%
High Efficiency PTAC | Institutional | E | 100% |  |  | 50.91% | X | 100% | 50.91% | 49.09% |  |  | 49.09%
High Efficiency PTAC | Lodging/Hospitality | E | 100% |  |  | 50.91% | X | 100% | 50.91% | 49.09% |  |  | 49.09%
High Efficiency PTAC | Miscellaneous | E | 100% |  |  | 50.91% | X | 100% | 50.91% | 49.09% |  |  | 49.09%
High Efficiency PTAC | Offices | E | 100% |  |  | 50.91% | X | 100% | 50.91% | 49.09% |  |  | 49.09%
High Efficiency PTAC | Restaurants | E | 100% |  |  | 50.91% | X | 100% | 50.91% | 49.09% |  |  | 49.09%
High Efficiency PTAC | Retail | E | 100% |  |  | 50.91% | X | 100% | 50.91% | 49.09% |  |  | 49.09%
High Efficiency PTAC | Schools K-12 | E | 100% |  |  | 50.91% | X | 100% | 50.91% | 49.09% |  |  | 49.09%
High Efficiency PTAC | Warehouse | E | 100% |  |  | 50.91% | X | 100% | 50.91% | 49.09% |  |  | 49.09%
High Efficiency PTAC | Assembly | N | 100% |  |  | 50.91% | X | 100% | 50.91% | 49.09% |  |  | 49.09%
High Efficiency PTAC | College and University | N | 100% |  |  | 50.91% | X | 100% | 50.91% | 49.09% |  |  | 49.09%
High Efficiency PTAC | Grocery | N | 100% |  |  | 50.91% | X | 100% | 50.91% | 49.09% |  |  | 49.09%
High Efficiency PTAC | Healthcare | N | 100% |  |  | 50.91% | X | 100% | 50.91% | 49.09% |  |  | 49.09%
High Efficiency PTAC | Hospitals | N | 100% |  |  | 50.91% | X | 100% | 50.91% | 49.09% |  |  | 49.09%
High Efficiency PTAC | Institutional | N | 100% |  |  | 50.91% | X | 100% | 50.91% | 49.09% |  |  | 49.09%
High Efficiency PTAC | Lodging/Hospitality | N | 100% |  |  | 50.91% | X | 100% | 50.91% | 49.09% |  |  | 49.09%
High Efficiency PTAC | Miscellaneous | N | 100% |  |  | 50.91% | X | 100% | 50.91% | 49.09% |  |  | 49.09%
High Efficiency PTAC | Offices | N | 100% |  |  | 50.91% | X | 100% | 50.91% | 49.09% |  |  | 49.09%
High Efficiency PTAC | Restaurants | N | 100% |  |  | 50.91% | X | 100% | 50.91% | 49.09% |  |  | 49.09%
High Efficiency PTAC | Retail | N | 100% |  |  | 50.91% | X | 100% | 50.91% | 49.09% |  |  | 49.09%
High Efficiency PTAC | Schools K-12 | N | 100% |  |  | 50.91% | X | 100% | 50.91% | 49.09% |  |  | 49.09%
High Efficiency PTAC | Warehouse | N | 100% |  |  | 50.91% | X | 100% | 50.91% | 49.09% |  |  | 49.09%
High Efficiency PTHP | Assembly | T | 100% |  |  | 50.91% | X | 100% | 50.91% | 49.09% |  |  | 49.09%
High Efficiency PTHP | College and University | T | 100% |  |  | 50.91% | X | 100% | 50.91% | 49.09% |  |  | 49.09%
High Efficiency PTHP | Grocery | T | 100% |  |  | 50.91% | X | 100% | 50.91% | 49.09% |  |  | 49.09%
High Efficiency PTHP | Healthcare | T | 100% |  |  | 50.91% | X | 100% | 50.91% | 49.09% |  |  | 49.09%
High Efficiency PTHP | Hospitals | T | 100% |  |  | 50.91% | X | 100% | 50.91% | 49.09% |  |  | 49.09%
High Efficiency PTHP | Institutional | T | 100% |  |  | 50.91% | X | 100% | 50.91% | 49.09% |  |  | 49.09%
High Efficiency PTHP | Lodging/Hospitality | T | 100% |  |  | 50.91% | X | 100% | 50.91% | 49.09% |  |  | 49.09%
High Efficiency PTHP | Miscellaneous | T | 100% |  |  | 50.91% | X | 100% | 50.91% | 49.09% |  |  | 49.09%
High Efficiency PTHP | Offices | T | 100% |  |  | 50.91% | X | 100% | 50.91% | 49.09% |  |  | 49.09%
High Efficiency PTHP | Restaurants | T | 100% |  |  | 50.91% | X | 100% | 50.91% | 49.09% |  |  | 49.09%
High Efficiency PTHP | Retail | T | 100% |  |  | 50.91% | X | 100% | 50.91% | 49.09% |  |  | 49.09%
High Efficiency PTHP | Schools K-12 | T | 100% |  |  | 50.91% | X | 100% | 50.91% | 49.09% |  |  | 49.09%
High Efficiency PTHP | Warehouse | T | 100% |  |  | 50.91% | X | 100% | 50.91% | 49.09% |  |  | 49.09%
High Efficiency PTHP | Assembly | E | 100% |  |  | 50.91% | X | 100% | 50.91% | 49.09% |  |  | 49.09%
High Efficiency PTHP | College and University | E | 100% |  |  | 50.91% | X | 100% | 50.91% | 49.09% |  |  | 49.09%
High Efficiency PTHP | Grocery | E | 100% |  |  | 50.91% | X | 100% | 50.91% | 49.09% |  |  | 49.09%
High Efficiency PTHP | Healthcare | E | 100% |  |  | 50.91% | X | 100% | 50.91% | 49.09% |  |  | 49.09%
High Efficiency PTHP | Hospitals | E | 100% |  |  | 50.91% | X | 100% | 50.91% | 49.09% |  |  | 49.09%
High Efficiency PTHP | Institutional | E | 100% |  |  | 50.91% | X | 100% | 50.91% | 49.09% |  |  | 49.09%
High Efficiency PTHP | Lodging/Hospitality | E | 100% |  |  | 50.91% | X | 100% | 50.91% | 49.09% |  |  | 49.09%
High Efficiency PTHP | Miscellaneous | E | 100% |  |  | 50.91% | X | 100% | 50.91% | 49.09% |  |  | 49.09%
High Efficiency PTHP | Offices | E | 100% |  |  | 50.91% | X | 100% | 50.91% | 49.09% |  |  | 49.09%
High Efficiency PTHP | Restaurants | E | 100% |  |  | 50.91% | X | 100% | 50.91% | 49.09% |  |  | 49.09%
High Efficiency PTHP | Retail | E | 100% |  |  | 50.91% | X | 100% | 50.91% | 49.09% |  |  | 49.09%
High Efficiency PTHP | Schools K-12 | E | 100% |  |  | 50.91% | X | 100% | 50.91% | 49.09% |  |  | 49.09%
High Efficiency PTHP | Warehouse | E | 100% |  |  | 50.91% | X | 100% | 50.91% | 49.09% |  |  | 49.09%
High Efficiency PTHP | Assembly | N | 100% |  |  | 50.91% | X | 100% | 50.91% | 49.09% |  |  | 49.09%
High Efficiency PTHP | College and University | N | 100% |  |  | 50.91% | X | 100% | 50.91% | 49.09% |  |  | 49.09%
High Efficiency PTHP | Grocery | N | 100% |  |  | 50.91% | X | 100% | 50.91% | 49.09% |  |  | 49.09%
High Efficiency PTHP | Healthcare | N | 100% |  |  | 50.91% | X | 100% | 50.91% | 49.09% |  |  | 49.09%
High Efficiency PTHP | Hospitals | N | 100% |  |  | 50.91% | X | 100% | 50.91% | 49.09% |  |  | 49.09%
High Efficiency PTHP | Institutional | N | 100% |  |  | 50.91% | X | 100% | 50.91% | 49.09% |  |  | 49.09%
High Efficiency PTHP | Lodging/Hospitality | N | 100% |  |  | 50.91% | X | 100% | 50.91% | 49.09% |  |  | 49.09%
High Efficiency PTHP | Miscellaneous | N | 100% |  |  | 50.91% | X | 100% | 50.91% | 49.09% |  |  | 49.09%
High Efficiency PTHP | Offices | N | 100% |  |  | 50.91% | X | 100% | 50.91% | 49.09% |  |  | 49.09%
High Efficiency PTHP | Restaurants | N | 100% |  |  | 50.91% | X | 100% | 50.91% | 49.09% |  |  | 49.09%
High Efficiency PTHP | Retail | N | 100% |  |  | 50.91% | X | 100% | 50.91% | 49.09% |  |  | 49.09%
High Efficiency PTHP | Schools K-12 | N | 100% |  |  | 50.91% | X | 100% | 50.91% | 49.09% |  |  | 49.09%
High Efficiency PTHP | Warehouse | N | 100% |  |  | 50.91% | X | 100% | 50.91% | 49.09% |  |  | 49.09%
Variable Refrigerant Flow (VRF) HVAC Systems | Assembly | T | 100% |  |  | 50.91% | X | 100% | 50.91% | 49.09% |  |  | 49.09%
Variable Refrigerant Flow (VRF) HVAC Systems | College and University | T | 100% |  |  | 50.91% | X | 100% | 50.91% | 49.09% |  |  | 49.09%
Variable Refrigerant Flow (VRF) HVAC Systems | Grocery | T | 100% |  |  | 50.91% | X | 100% | 50.91% | 49.09% |  |  | 49.09%
Variable Refrigerant Flow (VRF) HVAC Systems | Healthcare | T | 100% |  |  | 50.91% | X | 100% | 50.91% | 49.09% |  |  | 49.09%
Variable Refrigerant Flow (VRF) HVAC Systems | Hospitals | T | 100% |  |  | 50.91% | X | 100% | 50.91% | 49.09% |  |  | 49.09%
Variable Refrigerant Flow (VRF) HVAC Systems | Institutional | T | 100% |  |  | 50.91% | X | 100% | 50.91% | 49.09% |  |  | 49.09%
Variable Refrigerant Flow (VRF) HVAC Systems | Lodging/Hospitality | T | 100% |  |  | 50.91% | X | 100% | 50.91% | 49.09% |  |  | 49.09%
Variable Refrigerant Flow (VRF) HVAC Systems | Miscellaneous | T | 100% |  |  | 50.91% | X | 100% | 50.91% | 49.09% |  |  | 49.09%
Variable Refrigerant Flow (VRF) HVAC Systems | Offices | T | 100% |  |  | 50.91% | X | 100% | 50.91% | 49.09% |  |  | 49.09%
Variable Refrigerant Flow (VRF) HVAC Systems | Restaurants | T | 100% |  |  | 50.91% | X | 100% | 50.91% | 49.09% |  |  | 49.09%
Variable Refrigerant Flow (VRF) HVAC Systems | Retail | T | 100% |  |  | 50.91% | X | 100% | 50.91% | 49.09% |  |  | 49.09%
Variable Refrigerant Flow (VRF) HVAC Systems | Schools K-12 | T | 100% |  |  | 50.91% | X | 100% | 50.91% | 49.09% |  |  | 49.09%
Variable Refrigerant Flow (VRF) HVAC Systems | Warehouse | T | 100% |  |  | 50.91% | X | 100% | 50.91% | 49.09% |  |  | 49.09%
Variable Refrigerant Flow (VRF) HVAC Systems | Assembly | E | 100% |  |  | 50.91% | X | 100% | 50.91% | 49.09% |  |  | 49.09%
Variable Refrigerant Flow (VRF) HVAC Systems | College and University | E | 100% |  |  | 50.91% | X | 100% | 50.91% | 49.09% |  |  | 49.09%
Variable Refrigerant Flow (VRF) HVAC Systems | Grocery | E | 100% |  |  | 50.91% | X | 100% | 50.91% | 49.09% |  |  | 49.09%
Variable Refrigerant Flow (VRF) HVAC Systems | Healthcare | E | 100% |  |  | 50.91% | X | 100% | 50.91% | 49.09% |  |  | 49.09%
Variable Refrigerant Flow (VRF) HVAC Systems | Hospitals | E | 100% |  |  | 50.91% | X | 100% | 50.91% | 49.09% |  |  | 49.09%
Variable Refrigerant Flow (VRF) HVAC Systems | Institutional | E | 100% |  |  | 50.91% | X | 100% | 50.91% | 49.09% |  |  | 49.09%
Variable Refrigerant Flow (VRF) HVAC Systems | Lodging/Hospitality | E | 100% |  |  | 50.91% | X | 100% | 50.91% | 49.09% |  |  | 49.09%
Variable Refrigerant Flow (VRF) HVAC Systems | Miscellaneous | E | 100% |  |  | 50.91% | X | 100% | 50.91% | 49.09% |  |  | 49.09%
Variable Refrigerant Flow (VRF) HVAC Systems | Offices | E | 100% |  |  | 50.91% | X | 100% | 50.91% | 49.09% |  |  | 49.09%
Variable Refrigerant Flow (VRF) HVAC Systems | Restaurants | E | 100% |  |  | 50.91% | X | 100% | 50.91% | 49.09% |  |  | 49.09%
Variable Refrigerant Flow (VRF) HVAC Systems | Retail | E | 100% |  |  | 50.91% | X | 100% | 50.91% | 49.09% |  |  | 49.09%
Variable Refrigerant Flow (VRF) HVAC Systems | Schools K-12 | E | 100% |  |  | 50.91% | X | 100% | 50.91% | 49.09% |  |  | 49.09%
Variable Refrigerant Flow (VRF) HVAC Systems | Warehouse | E | 100% |  |  | 50.91% | X | 100% | 50.91% | 49.09% |  |  | 49.09%
Variable Refrigerant Flow (VRF) HVAC Systems | Assembly | N | 100% |  |  | 50.91% | X | 100% | 50.91% | 49.09% |  |  | 49.09%
Variable Refrigerant Flow (VRF) HVAC Systems | College and University | N | 100% |  |  | 50.91% | X | 100% | 50.91% | 49.09% |  |  | 49.09%
Variable Refrigerant Flow (VRF) HVAC Systems | Grocery | N | 100% |  |  | 50.91% | X | 100% | 50.91% | 49.09% |  |  | 49.09%
Variable Refrigerant Flow (VRF) HVAC Systems | Healthcare | N | 100% |  |  | 50.91% | X | 100% | 50.91% | 49.09% |  |  | 49.09%
Variable Refrigerant Flow (VRF) HVAC Systems | Hospitals | N | 100% |  |  | 50.91% | X | 100% | 50.91% | 49.09% |  |  | 49.09%
Variable Refrigerant Flow (VRF) HVAC Systems | Institutional | N | 100% |  |  | 50.91% | X | 100% | 50.91% | 49.09% |  |  | 49.09%
Variable Refrigerant Flow (VRF) HVAC Systems | Lodging/Hospitality | N | 100% |  |  | 50.91% | X | 100% | 50.91% | 49.09% |  |  | 49.09%
Variable Refrigerant Flow (VRF) HVAC Systems | Miscellaneous | N | 100% |  |  | 50.91% | X | 100% | 50.91% | 49.09% |  |  | 49.09%
Variable Refrigerant Flow (VRF) HVAC Systems | Offices | N | 100% |  |  | 50.91% | X | 100% | 50.91% | 49.09% |  |  | 49.09%
Variable Refrigerant Flow (VRF) HVAC Systems | Restaurants | N | 100% |  |  | 50.91% | X | 100% | 50.91% | 49.09% |  |  | 49.09%
Variable Refrigerant Flow (VRF) HVAC Systems | Retail | N | 100% |  |  | 50.91% | X | 100% | 50.91% | 49.09% |  |  | 49.09%
Variable Refrigerant Flow (VRF) HVAC Systems | Schools K-12 | N | 100% |  |  | 50.91% | X | 100% | 50.91% | 49.09% |  |  | 49.09%
Variable Refrigerant Flow (VRF) HVAC Systems | Warehouse | N | 100% |  |  | 50.91% | X | 100% | 50.91% | 49.09% |  |  | 49.09%
CFL-23W | Assembly | T | 70% |  |  | 53.42% | X | 70% | 53.42% | 32.61% |  |  | 32.61%
CFL-23W | College and University | T | 70% |  |  | 53.42% | X | 70% | 53.42% | 32.61% |  |  | 32.61%
CFL-23W | Grocery | T | 70% |  |  | 53.42% | X | 70% | 53.42% | 32.61% |  |  | 32.61%
CFL-23W | Healthcare | T | 70% |  |  | 53.42% | X | 70% | 53.42% | 32.61% |  |  | 32.61%
CFL-23W | Hospitals | T | 70% |  |  | 53.42% | X | 70% | 53.42% | 32.61% |  |  | 32.61%
CFL-23W | Institutional | T | 70% |  |  | 53.42% | X | 70% | 53.42% | 32.61% |  |  | 32.61%
CFL-23W | Lodging/Hospitality | T | 70% |  |  | 53.42% | X | 70% | 53.42% | 32.61% |  |  | 32.61%
CFL-23W | Miscellaneous | T | 70% |  |  | 53.42% | X | 70% | 53.42% | 32.61% |  |  | 32.61%
CFL-23W | Offices | T | 70% |  |  | 53.42% | X | 70% | 53.42% | 32.61% |  |  | 32.61%
CFL-23W | Restaurants | T | 50% |  |  | 53.42% | X | 50% | 53.42% | 23.29% |  |  | 23.29%
CFL-23W | Retail | T | 50% |  |  | 53.42% | X | 50% | 53.42% | 23.29% |  |  | 23.29%
CFL-23W | Schools K-12 | T | 70% |  |  | 53.42% | X | 70% | 53.42% | 32.61% |  |  | 32.61%
CFL-23W | Warehouse | T | 70% |  |  | 53.42% | X | 70% | 53.42% | 32.61% |  |  | 32.61%
CFL-23W | Assembly | E | 70% |  |  | 53.42% | X | 70% | 53.42% | 32.61% |  |  | 32.61%
CFL-23W | College and University | E | 70% |  |  | 53.42% | X | 70% | 53.42% | 32.61% |  |  | 32.61%
CFL-23W | Grocery | E | 70% |  |  | 53.42% | X | 70% | 53.42% | 32.61% |  |  | 32.61%
CFL-23W | Healthcare | E | 70% |  |  | 53.42% | X | 70% | 53.42% | 32.61% |  |  | 32.61%
CFL-23W | Hospitals | E | 70% |  |  | 53.42% | X | 70% | 53.42% | 32.61% |  |  | 32.61%
CFL-23W | Institutional | E | 70% |  |  | 53.42% | X | 70% | 53.42% | 32.61% |  |  | 32.61%
CFL-23W | Lodging/Hospitality | E | 70% |  |  | 53.42% | X | 70% | 53.42% | 32.61% |  |  | 32.61%
CFL-23W | Miscellaneous | E | 70% |  |  | 53.42% | X | 70% | 53.42% | 32.61% |  |  | 32.61%
CFL-23W | Offices | E | 70% |  |  | 53.42% | X | 70% | 53.42% | 32.61% |  |  | 32.61%
CFL-23W | Restaurants | E | 50% |  |  | 53.42% | X | 50% | 53.42% | 23.29% |  |  | 23.29%
CFL-23W | Retail | E | 50% |  |  | 53.42% | X | 50% | 53.42% | 23.29% |  |  | 23.29%
CFL-23W | Schools K-12 | E | 70% |  |  | 53.42% | X | 70% | 53.42% | 32.61% |  |  | 32.61%
CFL-23W | Warehouse | E | 70% |  |  | 53.42% | X | 70% | 53.42% | 32.61% |  |  | 32.61%
CFL-23W | Assembly | N | 70% |  |  | 53.42% | X | 0% | 53.42% | 0% |  |  | 0%
CFL-23W | College and University | N | 70% |  |  | 53.42% | X | 0% | 53.42% | 0% |  |  | 0%
CFL-23W | Grocery | N | 70% |  |  | 53.42% | X | 0% | 53.42% | 0% |  |  | 0%
CFL-23W | Healthcare | N | 70% |  |  | 53.42% | X | 0% | 53.42% | 0% |  |  | 0%
CFL-23W | Hospitals | N | 70% |  |  | 53.42% | X | 0% | 53.42% | 0% |  |  | 0%
CFL-23W | Institutional | N | 70% |  |  | 53.42% | X | 0% | 53.42% | 0% |  |  | 0%
CFL-23W | Lodging/Hospitality | N | 70% |  |  | 53.42% | X | 0% | 53.42% | 0% |  |  | 0%
CFL-23W | Miscellaneous | N | 70% |  |  | 53.42% | X | 0% | 53.42% | 0% |  |  | 0%
CFL-23W | Offices | N | 70% |  |  | 53.42% | X | 0% | 53.42% | 0% |  |  | 0%
CFL-23W | Restaurants | N | 50% |  |  | 53.42% | X | 0% | 53.42% | 0% |  |  | 0%
CFL-23W | Retail | N | 50% |  |  | 53.42% | X | 0% | 53.42% | 0% |  |  | 0%
CFL-23W | Schools K-12 | N | 70% |  |  | 53.42% | X | 0% | 53.42% | 0% |  |  | 0%
CFL-23W | Warehouse | N | 70% |  |  | 53.42% | X | 0% | 53.42% | 0% |  |  | 0%
High Bay Fluorescent (T5) | Assembly | T | 100% |  |  | 34.09% | X | 100% | 34.09% | 65.91% |  |  | 65.91%
High Bay Fluorescent (T5) | College and University | T | 100% |  |  | 34.09% |  |  |  | 0% |  |  | 0%
High Bay Fluorescent (T5) | Grocery | T | 100% |  |  | 34.09% |  |  |  | 0% |  |  | 0%
High Bay Fluorescent (T5) | Healthcare | T | 100% |  |  | 34.09% |  |  |  | 0% |  |  | 0%
High Bay Fluorescent (T5) | Hospitals | T | 100% |  |  | 34.09% |  |  |  | 0% |  |  | 0%
High Bay Fluorescent (T5) | Institutional | T | 100% |  |  | 34.09% |  |  |  | 0% |  |  | 0%
High Bay Fluorescent (T5) | Lodging/Hospitality | T | 100% |  |  | 34.09% |  |  |  | 0% |  |  | 0%
High Bay Fluorescent (T5) | Miscellaneous | T | 100% |  |  | 34.09% |  |  |  | 0% |  |  | 0%
High Bay Fluorescent (T5) | Offices | T | 100% |  |  | 34.09% |  |  |  | 0% |  |  | 0%
High Bay Fluorescent (T5) | Restaurants | T | 100% |  |  | 34.09% |  |  |  | 0% |  |  | 0%
High Bay Fluorescent (T5) | Retail | T | 100% |  |  | 34.09% | X | 100% | 34.09% | 65.91% |  |  | 65.91%
High Bay Fluorescent (T5) | Schools K-12 | T | 100% |  |  | 34.09% |  |  |  | 0% |  |  | 0%
High Bay Fluorescent (T5) | Warehouse | T | 100% |  |  | 34.09% | X | 100% | 34.09% | 65.91% |  |  | 65.91%
High Bay Fluorescent (T5) | Assembly | E | 100% |  |  | 34.09% | X | 100% | 34.09% | 65.91% |  |  | 65.91%
High Bay Fluorescent (T5) | College and University | E | 100% |  |  | 34.09% |  |  |  | 0% |  |  | 0%
High Bay Fluorescent (T5) | Grocery | E | 100% |  |  | 34.09% |  |  |  | 0% |  |  | 0%
High Bay Fluorescent (T5) | Healthcare | E | 100% |  |  | 34.09% |  |  |  | 0% |  |  | 0%
High Bay Fluorescent (T5) | Hospitals | E | 100% |  |  | 34.09% |  |  |  | 0% |  |  | 0%
High Bay Fluorescent (T5) | Institutional | E | 100% |  |  | 34.09% |  |  |  | 0% |  |  | 0%
High Bay Fluorescent (T5) | Lodging/Hospitality | E | 100% |  |  | 34.09% |  |  |  | 0% |  |  | 0%
High Bay Fluorescent (T5) | Miscellaneous | E | 100% |  |  | 34.09% |  |  |  | 0% |  |  | 0%
High Bay Fluorescent (T5) | Offices | E | 100% |  |  | 34.09% |  |  |  | 0% |  |  | 0%
High Bay Fluorescent (T5) | Restaurants | E | 100% |  |  | 34.09% |  |  |  | 0% |  |  | 0%
High Bay Fluorescent (T5) | Retail | E | 100% |  |  | 34.09% | X | 100% | 34.09% | 65.91% |  |  | 65.91%
High Bay Fluorescent (T5) | Schools K-12 | E | 100% |  |  | 34.09% |  |  |  | 0% |  |  | 0%
High Bay Fluorescent (T5) | Warehouse | E | 100% |  |  | 34.09% | X | 100% | 34.09% | 65.91% |  |  | 65.91%
High Bay Fluorescent (T5) | Assembly | N | 100% |  |  | 34.09% | X | 0% | 34.09% | 0% |  |  | 0%
High Bay Fluorescent (T5) | College and University | N | 100% |  |  | 34.09% |  | 0% |  | 0% |  |  | 0%
High Bay Fluorescent (T5) | Grocery | N | 100% |  |  | 34.09% |  | 0% |  | 0% |  |  | 0%
High Bay Fluorescent (T5) | Healthcare | N | 100% |  |  | 34.09% |  | 0% |  | 0% |  |  | 0%
High Bay Fluorescent (T5) | Hospitals | N | 100% |  |  | 34.09% |  | 0% |  | 0% |  |  | 0%
High Bay Fluorescent (T5) | Institutional | N | 100% |  |  | 34.09% |  | 0% |  | 0% |  |  | 0%
High Bay Fluorescent (T5) | Lodging/Hospitality | N | 100% |  |  | 34.09% |  | 0% |  | 0% |  |  | 0%
High Bay Fluorescent (T5) | Miscellaneous | N | 100% |  |  | 34.09% |  | 0% |  | 0% |  |  | 0%
High Bay Fluorescent (T5) | Offices | N | 100% |  |  | 34.09% |  | 0% |  | 0% |  |  | 0%
High Bay Fluorescent (T5) | Restaurants | N | 100% |  |  | 34.09% |  | 0% |  | 0% |  |  | 0%
High Bay Fluorescent (T5) | Retail | N | 100% |  |  | 34.09% | X | 0% | 34.09% | 0% |  |  | 0%
High Bay Fluorescent (T5) | Schools K-12 | N | 100% |  |  | 34.09% |  | 0% |  | 0% |  |  | 0%
High Bay Fluorescent (T5) | Warehouse | N | 100% |  |  | 34.09% | X | 0% | 34.09% | 0% |  |  | 0%
High Bay LED | Assembly | T | 100% |  |  | 34.09% | X | 100% | 34.09% | 65.91% |  |  | 65.91%
High Bay LED | College and University | T | 100% |  |  | 34.09% |  |  |  | 0% |  |  | 0%
High Bay LED | Grocery | T | 100% |  |  | 34.09% |  |  |  | 0% |  |  | 0%
High Bay LED | Healthcare | T | 100% |  |  | 34.09% |  |  |  | 0% |  |  | 0%
High Bay LED | Hospitals | T | 100% |  |  | 34.09% |  |  |  | 0% |  |  | 0%
High Bay LED | Institutional | T | 100% |  |  | 34.09% |  |  |  | 0% |  |  | 0%
High Bay LED | Lodging/Hospitality | T | 100% |  |  | 34.09% |  |  |  | 0% |  |  | 0%
High Bay LED | Miscellaneous | T | 100% |  |  | 34.09% |  |  |  | 0% |  |  | 0%
High Bay LED | Offices | T | 100% |  |  | 34.09% |  |  |  | 0% |  |  | 0%
High Bay LED | Restaurants | T | 100% |  |  | 34.09% |  |  |  | 0% |  |  | 0%
High Bay LED | Retail | T | 100% |  |  | 34.09% | X | 100% | 34.09% | 65.91% |  |  | 65.91%
High Bay LED | Schools K-12 | T | 100% |  |  | 34.09% |  |  |  | 0% |  |  | 0%
High Bay LED | Warehouse | T | 100% |  |  | 34.09% | X | 100% | 34.09% | 65.91% |  |  | 65.91%
High Bay LED | Assembly | E | 100% |  |  | 34.09% | X | 100% | 34.09% | 65.91% |  |  | 65.91%
High Bay LED | College and University | E | 100% |  |  | 34.09% |  |  |  | 0% |  |  | 0%
High Bay LED | Grocery | E | 100% |  |  | 34.09% |  |  |  | 0% |  |  | 0%
High Bay LED | Healthcare | E | 100% |  |  | 34.09% |  |  |  | 0% |  |  | 0%
High Bay LED | Hospitals | E | 100% |  |  | 34.09% |  |  |  | 0% |  |  | 0%
High Bay LED | Institutional | E | 100% |  |  | 34.09% |  |  |  | 0% |  |  | 0%
High Bay LED | Lodging/Hospitality | E | 100% |  |  | 34.09% |  |  |  | 0% |  |  | 0%
High Bay LED | Miscellaneous | E | 100% |  |  | 34.09% |  |  |  | 0% |  |  | 0%
High Bay LED | Offices | E | 100% |  |  | 34.09% |  |  |  | 0% |  |  | 0%
High Bay LED | Restaurants | E | 100% |  |  | 34.09% |  |  |  | 0% |  |  | 0%
High Bay LED | Retail | E | 100% |  |  | 34.09% | X | 100% | 34.09% | 65.91% |  |  | 65.91%
High Bay LED | Schools K-12 | E | 100% |  |  | 34.09% |  |  |  | 0% |  |  | 0%
High Bay LED | Warehouse | E | 100% |  |  | 34.09% | X | 100% | 34.09% | 65.91% |  |  | 65.91%
High Bay LED | Assembly | N | 100% |  |  | 34.09% | X | 0% | 34.09% | 0% |  |  | 0%
High Bay LED | College and University | N | 100% |  |  | 34.09% |  | 0% |  | 0% |  |  | 0%
High Bay LED | Grocery | N | 100% |  |  | 34.09% |  | 0% |  | 0% |  |  | 0%
High Bay LED | Healthcare | N | 100% |  |  | 34.09% |  | 0% |  | 0% |  |  | 0%
High Bay LED | Hospitals | N | 100% |  |  | 34.09% |  | 0% |  | 0% |  |  | 0%
High Bay LED | Institutional | N | 100% |  |  | 34.09% |  | 0% |  | 0% |  |  | 0%
High Bay LED | Lodging/Hospitality | N | 100% |  |  | 34.09% |  | 0% |  | 0% |  |  | 0%
High Bay LED | Miscellaneous | N | 100% |  |  | 34.09% |  | 0% |  | 0% |  |  | 0%
High Bay LED | Offices | N | 100% |  |  | 34.09% |  | 0% |  | 0% |  |  | 0%
High Bay LED | Restaurants | N | 100% |  |  | 34.09% |  | 0% |  | 0% |  |  | 0%
High Bay LED | Retail | N | 100% |  |  | 34.09% | X | 0% | 34.09% | 0% |  |  | 0%
High Bay LED | Schools K-12 | N | 100% |  |  | 34.09% |  | 0% |  | 0% |  |  | 0%
High Bay LED | Warehouse | N | 100% |  |  | 34.09% | X | 0% | 34.09% | 0% |  |  | 0%
LED - 14W | Assembly | T | 70% |  |  | 23.13% | X | 70% | 23.13% | 53.81% |  |  | 53.81%
LED - 14W | College and University | T | 70% |  |  | 23.13% | X | 70% | 23.13% | 53.81% |  |  | 53.81%
LED - 14W | Grocery | T | 70% |  |  | 23.13% | X | 70% | 23.13% | 53.81% |  |  | 53.81%
LED - 14W | Healthcare | T | 70% |  |  | 23.13% | X | 70% | 23.13% | 53.81% |  |  | 53.81%
LED - 14W | Hospitals | T | 70% |  |  | 23.13% | X | 70% | 23.13% | 53.81% |  |  | 53.81%
LED - 14W | Institutional | T | 70% |  |  | 23.13% | X | 70% | 23.13% | 53.81% |  |  | 53.81%
LED - 14W | Lodging/Hospitality | T | 70% |  |  | 23.13% | X | 70% | 23.13% | 53.81% |  |  | 53.81%
LED - 14W | Miscellaneous | T | 70% |  |  | 23.13% | X | 70% | 23.13% | 53.81% |  |  | 53.81%
LED - 14W | Offices | T | 70% |  |  | 23.13% | X | 70% | 23.13% | 53.81% |  |  | 53.81%
LED - 14W | Restaurants | T | 50% |  |  | 23.13% | X | 50% | 23.13% | 38.44% |  |  | 38.44%
LED - 14W | Retail | T | 50% |  |  | 23.13% | X | 50% | 23.13% | 38.44% |  |  | 38.44%
LED - 14W | Schools K-12 | T | 70% |  |  | 23.13% | X | 70% | 23.13% | 53.81% |  |  | 53.81%
LED - 14W | Warehouse | T | 70% |  |  | 23.13% | X | 70% | 23.13% | 53.81% |  |  | 53.81%
LED - 14W | Assembly | E | 70% |  |  | 23.13% | X | 70% | 23.13% | 53.81% |  |  | 53.81%
LED - 14W | College and University | E | 70% |  |  | 23.13% | X | 70% | 23.13% | 53.81% |  |  | 53.81%
LED - 14W | Grocery | E | 70% |  |  | 23.13% | X | 70% | 23.13% | 53.81% |  |  | 53.81%
LED - 14W | Healthcare | E | 70% |  |  | 23.13% | X | 70% | 23.13% | 53.81% |  |  | 53.81%
LED - 14W | Hospitals | E | 70% |  |  | 23.13% | X | 70% | 23.13% | 53.81% |  |  | 53.81%
LED - 14W | Institutional | E | 70% |  |  | 23.13% | X | 70% | 23.13% | 53.81% |  |  | 53.81%
LED - 14W | Lodging/Hospitality | E | 70% |  |  | 23.13% | X | 70% | 23.13% | 53.81% |  |  | 53.81%
LED - 14W | Miscellaneous | E | 70% |  |  | 23.13% | X | 70% | 23.13% | 53.81% |  |  | 53.81%
LED - 14W | Offices | E | 70% |  |  | 23.13% | X | 70% | 23.13% | 53.81% |  |  | 53.81%
LED - 14W | Restaurants | E | 50% |  |  | 23.13% | X | 50% | 23.13% | 38.44% |  |  | 38.44%
LED - 14W | Retail | E | 50% |  |  | 23.13% | X | 50% | 23.13% | 38.44% |  |  | 38.44%
LED - 14W | Schools K-12 | E | 70% |  |  | 23.13% | X | 70% | 23.13% | 53.81% |  |  | 53.81%
LED - 14W | Warehouse | E | 70% |  |  | 23.13% | X | 70% | 23.13% | 53.81% |  |  | 53.81%
LED - 14W | Assembly | N | 70% |  |  | 23.13% | X | 0% | 23.13% | 0% |  |  | 0%
LED - 14W | College and University | N | 70% |  |  | 23.13% | X | 0% | 23.13% | 0% |  |  | 0%
LED - 14W | Grocery | N | 70% |  |  | 23.13% | X | 0% | 23.13% | 0% |  |  | 0%
LED - 14W | Healthcare | N | 70% |  |  | 23.13% | X | 0% | 23.13% | 0% |  |  | 0%
LED - 14W | Hospitals | N | 70% |  |  | 23.13% | X | 0% | 23.13% | 0% |  |  | 0%
LED - 14W | Institutional | N | 70% |  |  | 23.13% | X | 0% | 23.13% | 0% |  |  | 0%
LED - 14W | Lodging/Hospitality | N | 70% |  |  | 23.13% | X | 0% | 23.13% | 0% |  |  | 0%
LED - 14W | Miscellaneous | N | 70% |  |  | 23.13% | X | 0% | 23.13% | 0% |  |  | 0%
LED - 14W | Offices | N | 70% |  |  | 23.13% | X | 0% | 23.13% | 0% |  |  | 0%
LED - 14W | Restaurants | N | 50% |  |  | 23.13% | X | 0% | 23.13% | 0% |  |  | 0%
LED - 14W | Retail | N | 50% |  |  | 23.13% | X | 0% | 23.13% | 0% |  |  | 0%
LED - 14W | Schools K-12 | N | 70% |  |  | 23.13% | X | 0% | 23.13% | 0% |  |  | 0%
LED - 14W | Warehouse | N | 70% |  |  | 23.13% | X | 0% | 23.13% | 0% |  |  | 0%
LED Display Lighting (Interior) | Assembly | T |  | 2.769% |  | 23.13% | X | 2.769% | 23.13% | 2.129% |  |  | 2.129%
LED Display Lighting (Interior) | College and University | T |  | 2.769% |  | 23.13% | X | 2.769% | 23.13% | 2.129% |  |  | 2.129%
LED Display Lighting (Interior) | Grocery | T |  | 2.769% |  | 23.13% | X | 2.769% | 23.13% | 2.129% |  |  | 2.129%
LED Display Lighting (Interior) | Healthcare | T |  | 2.769% |  | 23.13% | X | 2.769% | 23.13% | 2.129% |  |  | 2.129%
LED Display Lighting (Interior) | Hospitals | T |  | 2.769% |  | 23.13% | X | 2.769% | 23.13% | 2.129% |  |  | 2.129%
LED Display Lighting (Interior) | Institutional | T |  | 2.769% |  | 23.13% | X | 2.769% | 23.13% | 2.129% |  |  | 2.129%
LED Display Lighting (Interior) | Lodging/Hospitality | T |  | 2.769% |  | 23.13% | X | 2.769% | 23.13% | 2.129% |  |  | 2.129%
LED Display Lighting (Interior) | Miscellaneous | T |  | 3% |  | 23.13% | X | 3% | 23.13% | 2.306% |  |  | 2.306%
LED Display Lighting (Interior) | Offices | T |  | 2.769% |  | 23.13% | X | 2.769% | 23.13% | 2.129% |  |  | 2.129%
LED Display Lighting (Interior) | Restaurants | T |  | 2.769% |  | 23.13% | X | 2.769% | 23.13% | 2.129% |  |  | 2.129%
LED Display Lighting (Interior) | Retail | T |  | 2.769% |  | 23.13% | X | 2.769% | 23.13% | 2.129% |  |  | 2.129%
LED Display Lighting (Interior) | Schools K-12 | T |  | 2.769% |  | 23.13% | X | 2.769% | 23.13% | 2.129% |  |  | 2.129%
LED Display Lighting (Interior) | Warehouse | T |  | 2.769% |  | 23.13% | X | 2.769% | 23.13% | 2.129% |  |  | 2.129%
LED Display Lighting (Interior) | Assembly | E |  | 3.231% |  | 23.13% | X | 3.231% | 23.13% | 2.484% |  |  | 2.484%
LED Display Lighting (Interior) | College and University | E |  | 3.231% |  | 23.13% | X | 3.231% | 23.13% | 2.484% |  |  | 2.484%
LED Display Lighting (Interior) | Grocery | E |  | 3.231% |  | 23.13% | X | 3.231% | 23.13% | 2.484% |  |  | 2.484%
LED Display Lighting (Interior) | Healthcare | E |  | 3.231% |  | 23.13% | X | 3.231% | 23.13% | 2.484% |  |  | 2.484%
LED Display Lighting (Interior) | Hospitals | E |  | 3.231% |  | 23.13% | X | 3.231% | 23.13% | 2.484% |  |  | 2.484%
LED Display Lighting (Interior) | Institutional | E |  | 3.231% |  | 23.13% | X | 3.231% | 23.13% | 2.484% |  |  | 2.484%
LED Display Lighting (Interior) | Lodging/Hospitality | E |  | 3.231% |  | 23.13% | X | 3.231% | 23.13% | 2.484% |  |  | 2.484%
LED Display Lighting (Interior) | Miscellaneous | E |  | 3% |  | 23.13% | X | 3% | 23.13% | 2.306% |  |  | 2.306%
LED Display Lighting (Interior) | Offices | E |  | 3.231% |  | 23.13% | X | 3.231% | 23.13% | 2.484% |  |  | 2.484%
LED Display Lighting (Interior) | Restaurants | E |  | 3.231% |  | 23.13% | X | 3.231% | 23.13% | 2.484% |  |  | 2.484%
LED Display Lighting (Interior) | Retail | E |  | 3.231% |  | 23.13% | X | 3.231% | 23.13% | 2.484% |  |  | 2.484%
LED Display Lighting (Interior) | Schools K-12 | E |  | 3.231% |  | 23.13% | X | 3.231% | 23.13% | 2.484% |  |  | 2.484%
LED Display Lighting (Interior) | Warehouse | E |  | 3.231% |  | 23.13% | X | 3.231% | 23.13% | 2.484% |  |  | 2.484%
LED Display Lighting (Interior) | Assembly | N |  | 0% |  | 23.13% | X | 0% | 23.13% | 0% |  |  | 0%
LED Display Lighting (Interior) | College and University | N |  | 0% |  | 23.13% | X | 0% | 23.13% | 0% |  |  | 0%
LED Display Lighting (Interior) | Grocery | N |  | 0% |  | 23.13% | X | 0% | 23.13% | 0% |  |  | 0%
LED Display Lighting (Interior) | Healthcare | N |  | 0% |  | 23.13% | X | 0% | 23.13% | 0% |  |  | 0%
LED Display Lighting (Interior) | Hospitals | N |  | 0% |  | 23.13% | X | 0% | 23.13% | 0% |  |  | 0%
LED Display Lighting (Interior) | Institutional | N |  | 0% |  | 23.13% | X | 0% | 23.13% | 0% |  |  | 0%
LED Display Lighting (Interior) | Lodging/Hospitality | N |  | 0% |  | 23.13% | X | 0% | 23.13% | 0% |  |  | 0%
LED Display Lighting (Interior) | Miscellaneous | N |  | 3% |  | 23.13% | X | 0% | 23.13% | 0% |  |  | 0%
LED Display Lighting (Interior) | Offices | N |  | 0% |  | 23.13% | X | 0% | 23.13% | 0% |  |  | 0%
LED Display Lighting (Interior) | Restaurants | N |  | 0% |  | 23.13% | X | 0% | 23.13% | 0% |  |  | 0%
LED Display Lighting (Interior) | Retail | N |  | 0% |  | 23.13% | X | 0% | 23.13% | 0% |  |  | 0%
LED Display Lighting (Interior) | Schools K-12 | N |  | 0% |  | 23.13% | X | 0% | 23.13% | 0% |  |  | 0%
LED Display Lighting (Interior) | Warehouse | N |  | 0% |  | 23.13% | X | 0% | 23.13% | 0% |  |  | 0%
LED Exit Sign | Assembly | T | 100% | 57% |  | 45.7% | X | 57% | 45.7% | 30.95% |  |  | 30.95%
LED Exit Sign | College and University | T | 100% | 57% |  | 45.7% | X | 57% | 45.7% | 30.95% |  |  | 30.95%
LED Exit Sign | Grocery | T | 100% | 57% |  | 34.81% | X | 57% | 34.81% | 37.16% |  |  | 37.16%
LED Exit Sign | Healthcare | T | 100% | 57% |  | 45.7% | X | 57% | 45.7% | 30.95% |  |  | 30.95%
LED Exit Sign | Hospitals | T | 100% | 57% |  | 62.88% | X | 57% | 62.88% | 21.16% |  |  | 21.16%
LED Exit Sign | Institutional | T | 100% | 57% |  | 45.7% | X | 57% | 45.7% | 30.95% |  |  | 30.95%
LED Exit Sign | Lodging/Hospitality | T | 100% | 57% |  | 45.7% | X | 57% | 45.7% | 30.95% |  |  | 30.95%
LED Exit Sign | Miscellaneous | T | 100% | 38% |  | 62.63% | X | 38% | 62.63% | 14.2% |  |  | 14.2%
LED Exit Sign | Offices | T | 100% | 57% |  | 45.7% | X | 57% | 45.7% | 30.95% |  |  | 30.95%
LED Exit Sign | Restaurants | T | 100% | 57% |  | 34.81% | X | 57% | 34.81% | 37.16% |  |  | 37.16%
LED Exit Sign | Retail | T | 100% | 57% |  | 34.81% | X | 57% | 34.81% | 37.16% |  |  | 37.16%
LED Exit Sign | Schools K-12 | T | 100% | 57% |  | 45.7% | X | 57% | 45.7% | 30.95% |  |  | 30.95%
LED Exit Sign | Warehouse | T | 100% | 57% |  | 45.7% | X | 57% | 45.7% | 30.95% |  |  | 30.95%
LED Exit Sign | Assembly | E | 100% | 19% |  | 45.7% | X | 19% | 45.7% | 10.32% |  |  | 10.32%
LED Exit Sign | College and University | E | 100% | 19% |  | 45.7% | X | 19% | 45.7% | 10.32% |  |  | 10.32%
LED Exit Sign | Grocery | E | 100% | 19% |  | 34.81% | X | 19% | 34.81% | 12.39% |  |  | 12.39%
LED Exit Sign | Healthcare | E | 100% | 19% |  | 45.7% | X | 19% | 45.7% | 10.32% |  |  | 10.32%
LED Exit Sign | Hospitals | E | 100% | 19% |  | 62.88% | X | 19% | 62.88% | 7.053% |  |  | 7.053%
LED Exit Sign | Institutional | E | 100% | 19% |  | 45.7% | X | 19% | 45.7% | 10.32% |  |  | 10.32%
LED Exit Sign | Lodging/Hospitality | E | 100% | 19% |  | 45.7% | X | 19% | 45.7% | 10.32% |  |  | 10.32%
LED Exit Sign | Miscellaneous | E | 100% | 38% |  | 62.63% | X | 38% | 62.63% | 14.2% |  |  | 14.2%
LED Exit Sign | Offices | E | 100% | 19% |  | 45.7% | X | 19% | 45.7% | 10.32% |  |  | 10.32%
LED Exit Sign | Restaurants | E | 100% | 19% |  | 34.81% | X | 19% | 34.81% | 12.39% |  |  | 12.39%
LED Exit Sign | Retail | E | 100% | 19% |  | 34.81% | X | 19% | 34.81% | 12.39% |  |  | 12.39%
LED Exit Sign | Schools K-12 | E | 100% | 19% |  | 45.7% | X | 19% | 45.7% | 10.32% |  |  | 10.32%
LED Exit Sign | Warehouse | E | 100% | 19% |  | 45.7% | X | 19% | 45.7% | 10.32% |  |  | 10.32%
LED Exit Sign | Assembly | N | 100% | 0% |  | 100% | X | 0% | 100% | 0% |  |  | 0%
LED Exit Sign | College and University | N | 100% | 0% |  | 100% | X | 0% | 100% | 0% |  |  | 0%
LED Exit Sign | Grocery | N | 100% | 0% |  | 100% | X | 0% | 100% | 0% |  |  | 0%
LED Exit Sign | Healthcare | N | 100% | 0% |  | 100% | X | 0% | 100% | 0% |  |  | 0%
LED Exit Sign | Hospitals | N | 100% | 0% |  | 100% | X | 0% | 100% | 0% |  |  | 0%
LED Exit Sign | Institutional | N | 100% | 0% |  | 100% | X | 0% | 100% | 0% |  |  | 0%
LED Exit Sign | Lodging/Hospitality | N | 100% | 0% |  | 100% | X | 0% | 100% | 0% |  |  | 0%
LED Exit Sign | Miscellaneous | N | 100% | 38% |  | 62.63% | X | 0% | 62.63% | 0% |  |  | 0%
LED Exit Sign | Offices | N | 100% | 0% |  | 100% | X | 0% | 100% | 0% |  |  | 0%
LED Exit Sign | Restaurants | N | 100% | 0% |  | 100% | X | 0% | 100% | 0% |  |  | 0%
LED Exit Sign | Retail | N | 100% | 0% |  | 100% | X | 0% | 100% | 0% |  |  | 0%
LED Exit Sign | Schools K-12 | N | 100% | 0% |  | 100% | X | 0% | 100% | 0% |  |  | 0%
LED Exit Sign | Warehouse | N | 100% | 0% |  | 100% | X | 0% | 100% | 0% |  |  | 0%
LED Linear - Fixture Replacement | Assembly | T | 100% | 36% |  | 33.05% | X | 36% | 33.05% | 24.1% |  |  | 24.1%
LED Linear - Fixture Replacement | College and University | T | 100% | 36% |  | 33.05% | X | 36% | 33.05% | 24.1% |  |  | 24.1%
LED Linear - Fixture Replacement | Grocery | T | 100% | 36% |  | 33.05% | X | 36% | 33.05% | 24.1% |  |  | 24.1%
LED Linear - Fixture Replacement | Healthcare | T | 100% | 36% |  | 33.05% | X | 36% | 33.05% | 24.1% |  |  | 24.1%
LED Linear - Fixture Replacement | Hospitals | T | 100% | 36% |  | 33.05% | X | 36% | 33.05% | 24.1% |  |  | 24.1%
LED Linear - Fixture Replacement | Institutional | T | 100% | 36% |  | 33.05% | X | 36% | 33.05% | 24.1% |  |  | 24.1%
LED Linear - Fixture Replacement | Lodging/Hospitality | T | 100% | 36% |  | 33.05% | X | 36% | 33.05% | 24.1% |  |  | 24.1%
LED Linear - Fixture Replacement | Miscellaneous | T | 100% | 36% |  | 33.05% | X | 36% | 33.05% | 24.1% |  |  | 24.1%
LED Linear - Fixture Replacement | Offices | T | 100% | 36% |  | 33.05% | X | 36% | 33.05% | 24.1% |  |  | 24.1%
LED Linear - Fixture Replacement | Restaurants | T | 100% | 36% |  | 33.05% | X | 36% | 33.05% | 24.1% |  |  | 24.1%
LED Linear - Fixture Replacement | Retail | T | 100% | 36% |  | 33.05% | X | 36% | 33.05% | 24.1% |  |  | 24.1%
LED Linear - Fixture Replacement | Schools K-12 | T | 100% | 36% |  | 33.05% | X | 36% | 33.05% | 24.1% |  |  | 24.1%
LED Linear - Fixture Replacement | Warehouse | T | 100% | 36% |  | 33.05% | X | 36% | 33.05% | 24.1% |  |  | 24.1%
LED Linear - Fixture Replacement | Assembly | E | 100% | 36% |  | 33.05% | X | 36% | 33.05% | 24.1% |  |  | 24.1%
LED Linear - Fixture Replacement | College and University | E | 100% | 0% |  | 33.05% | X | 100% | 33.05% | 66.95% |  |  | 66.95%
LED Linear - Fixture Replacement | Grocery | E | 100% | 0% |  | 33.05% | X | 100% | 33.05% | 66.95% |  |  | 66.95%
LED Linear - Fixture Replacement | Healthcare | E | 100% | 36% |  | 33.05% | X | 36% | 33.05% | 24.1% |  |  | 24.1%
LED Linear - Fixture Replacement | Hospitals | E | 100% | 0% |  | 33.05% | X | 100% | 33.05% | 66.95% |  |  | 66.95%
LED Linear - Fixture Replacement | Institutional | E | 100% | 0% |  | 33.05% | X | 100% | 33.05% | 66.95% |  |  | 66.95%
LED Linear - Fixture Replacement | Lodging/Hospitality | E | 100% | 0% |  | 33.05% | X | 100% | 33.05% | 66.95% |  |  | 66.95%
LED Linear - Fixture Replacement | Miscellaneous | E | 100% | 0% |  | 33.05% | X | 100% | 33.05% | 66.95% |  |  | 66.95%
LED Linear - Fixture Replacement | Offices | E | 100% | 0% |  | 33.05% | X | 100% | 33.05% | 66.95% |  |  | 66.95%
LED Linear - Fixture Replacement | Restaurants | E | 100% | 0% |  | 33.05% | X | 100% | 33.05% | 66.95% |  |  | 66.95%
LED Linear - Fixture Replacement | Retail | E | 100% | 0% |  | 33.05% | X | 100% | 33.05% | 66.95% |  |  | 66.95%
LED Linear - Fixture Replacement | Schools K-12 | E | 100% | 0% |  | 33.05% | X | 100% | 33.05% | 66.95% |  |  | 66.95%
LED Linear - Fixture Replacement | Warehouse | E | 100% | 0% |  | 33.05% | X | 100% | 33.05% | 66.95% |  |  | 66.95%
LED Linear - Fixture Replacement | Assembly | N | 100% | 36% |  | 33.05% | X | 0% | 33.05% | 0% |  |  | 0%
LED Linear - Fixture Replacement | College and University | N | 100% | 36% |  | 33.05% | X | 0% | 33.05% | 0% |  |  | 0%
LED Linear - Fixture Replacement | Grocery | N | 100% | 36% |  | 33.05% | X | 0% | 33.05% | 0% |  |  | 0%
LED Linear - Fixture Replacement | Healthcare | N | 100% | 36% |  | 33.05% | X | 0% | 33.05% | 0% |  |  | 0%
LED Linear - Fixture Replacement | Hospitals | N | 100% | 36% |  | 33.05% | X | 0% | 33.05% | 0% |  |  | 0%
LED Linear - Fixture Replacement | Institutional | N | 100% | 36% |  | 33.05% | X | 0% | 33.05% | 0% |  |  | 0%
LED Linear - Fixture Replacement | Lodging/Hospitality | N | 100% | 36% |  | 33.05% | X | 0% | 33.05% | 0% |  |  | 0%
LED Linear - Fixture Replacement | Miscellaneous | N | 100% | 36% |  | 33.05% | X | 0% | 33.05% | 0% |  |  | 0%
LED Linear - Fixture Replacement | Offices | N | 100% | 36% |  | 33.05% | X | 0% | 33.05% | 0% |  |  | 0%
LED Linear - Fixture Replacement | Restaurants | N | 100% | 36% |  | 33.05% | X | 0% | 33.05% | 0% |  |  | 0%
LED Linear - Fixture Replacement | Retail | N | 100% | 36% |  | 33.05% | X | 0% | 33.05% | 0% |  |  | 0%
LED Linear - Fixture Replacement | Schools K-12 | N | 100% | 36% |  | 33.05% | X | 0% | 33.05% | 0% |  |  | 0%
LED Linear - Fixture Replacement | Warehouse | N | 100% | 36% |  | 33.05% | X | 0% | 33.05% | 0% |  |  | 0%
LED Linear - Lamp Replacement | Assembly | T | 100% | 33.33% |  | 33.05% | X | 33.33% | 33.05% | 22.32% |  |  | 22.32%
LED Linear - Lamp Replacement | College and University | T | 100% | 36% |  | 33.05% | X | 36% | 33.05% | 24.1% |  |  | 24.1%
LED Linear - Lamp Replacement | Grocery | T | 100% | 36% |  | 33.05% | X | 36% | 33.05% | 24.1% |  |  | 24.1%
LED Linear - Lamp Replacement | Healthcare | T | 100% | 33.33% |  | 33.05% | X | 33.33% | 33.05% | 22.32% |  |  | 22.32%
LED Linear - Lamp Replacement | Hospitals | T | 100% | 36% |  | 33.05% | X | 36% | 33.05% | 24.1% |  |  | 24.1%
LED Linear - Lamp Replacement | Institutional | T | 100% | 36% |  | 33.05% | X | 36% | 33.05% | 24.1% |  |  | 24.1%
LED Linear - Lamp Replacement | Lodging/Hospitality | T | 100% | 36% |  | 33.05% | X | 36% | 33.05% | 24.1% |  |  | 24.1%
LED Linear - Lamp Replacement | Miscellaneous | T | 100% | 4% |  | 33.05% | X | 4% | 33.05% | 2.678% |  |  | 2.678%
LED Linear - Lamp Replacement | Offices | T | 100% | 36% |  | 33.05% | X | 36% | 33.05% | 24.1% |  |  | 24.1%
LED Linear - Lamp Replacement | Restaurants | T | 100% | 36% |  | 33.05% | X | 36% | 33.05% | 24.1% |  |  | 24.1%
LED Linear - Lamp Replacement | Retail | T | 100% | 36% |  | 33.05% | X | 36% | 33.05% | 24.1% |  |  | 24.1%
LED Linear - Lamp Replacement | Schools K-12 | T | 100% | 36% |  | 33.05% | X | 36% | 33.05% | 24.1% |  |  | 24.1%
LED Linear - Lamp Replacement | Warehouse | T | 100% | 36% |  | 33.05% | X | 36% | 33.05% | 24.1% |  |  | 24.1%
LED Linear - Lamp Replacement | Assembly | E | 100% | 33.33% |  | 33.05% | X | 33.33% | 33.05% | 22.32% |  |  | 22.32%
LED Linear - Lamp Replacement | College and University | E | 100% | 0% |  | 33.05% | X | 100% | 33.05% | 66.95% |  |  | 66.95%
LED Linear - Lamp Replacement | Grocery | E | 100% | 0% |  | 33.05% | X | 100% | 33.05% | 66.95% |  |  | 66.95%
LED Linear - Lamp Replacement | Healthcare | E | 100% | 33.33% |  | 33.05% | X | 33.33% | 33.05% | 22.32% |  |  | 22.32%
LED Linear - Lamp Replacement | Hospitals | E | 100% | 0% |  | 33.05% | X | 100% | 33.05% | 66.95% |  |  | 66.95%
LED Linear - Lamp Replacement | Institutional | E | 100% | 0% |  | 33.05% | X | 100% | 33.05% | 66.95% |  |  | 66.95%
LED Linear - Lamp Replacement | Lodging/Hospitality | E | 100% | 0% |  | 33.05% | X | 100% | 33.05% | 66.95% |  |  | 66.95%
LED Linear - Lamp Replacement | Miscellaneous | E | 100% | 0% |  | 33.05% | X | 100% | 33.05% | 66.95% |  |  | 66.95%
LED Linear - Lamp Replacement | Offices | E | 100% | 0% |  | 33.05% | X | 100% | 33.05% | 66.95% |  |  | 66.95%
LED Linear - Lamp Replacement | Restaurants | E | 100% | 0% |  | 33.05% | X | 100% | 33.05% | 66.95% |  |  | 66.95%
LED Linear - Lamp Replacement | Retail | E | 100% | 0% |  | 33.05% | X | 100% | 33.05% | 66.95% |  |  | 66.95%
LED Linear - Lamp Replacement | Schools K-12 | E | 100% | 0% |  | 33.05% | X | 100% | 33.05% | 66.95% |  |  | 66.95%
LED Linear - Lamp Replacement | Warehouse | E | 100% | 0% |  | 33.05% | X | 100% | 33.05% | 66.95% |  |  | 66.95%
LED Linear - Lamp Replacement | Assembly | N | 100% | 33.33% |  | 33.05% | X | 0% | 33.05% | 0% |  |  | 0%
LED Linear - Lamp Replacement | College and University | N | 100% | 0% |  | 33.05% | X | 0% | 33.05% | 0% |  |  | 0%
LED Linear - Lamp Replacement | Grocery | N | 100% | 0% |  | 33.05% | X | 0% | 33.05% | 0% |  |  | 0%
LED Linear - Lamp Replacement | Healthcare | N | 100% | 33.33% |  | 33.05% | X | 0% | 33.05% | 0% |  |  | 0%
LED Linear - Lamp Replacement | Hospitals | N | 100% | 0% |  | 33.05% | X | 0% | 33.05% | 0% |  |  | 0%
LED Linear - Lamp Replacement | Institutional | N | 100% | 0% |  | 33.05% | X | 0% | 33.05% | 0% |  |  | 0%
LED Linear - Lamp Replacement | Lodging/Hospitality | N | 100% | 0% |  | 33.05% | X | 0% | 33.05% | 0% |  |  | 0%
LED Linear - Lamp Replacement | Miscellaneous | N | 100% | 0% |  | 33.05% | X | 0% | 33.05% | 0% |  |  | 0%
LED Linear - Lamp Replacement | Offices | N | 100% | 0% |  | 33.05% | X | 0% | 33.05% | 0% |  |  | 0%
LED Linear - Lamp Replacement | Restaurants | N | 100% | 0% |  | 33.05% | X | 0% | 33.05% | 0% |  |  | 0%
LED Linear - Lamp Replacement | Retail | N | 100% | 0% |  | 33.05% | X | 0% | 33.05% | 0% |  |  | 0%
LED Linear - Lamp Replacement | Schools K-12 | N | 100% | 0% |  | 33.05% | X | 0% | 33.05% | 0% |  |  | 0%
LED Linear - Lamp Replacement | Warehouse | N | 100% | 0% |  | 33.05% | X | 0% | 33.05% | 0% |  |  | 0%
Premium T8 - Fixture Replacement | Assembly | T | 100% | 36% |  | 33.05% | X | 36% | 33.05% | 24.1% |  |  | 24.1%
Premium T8 - Fixture Replacement | College and University | T | 100% | 36% |  | 33.05% | X | 36% | 33.05% | 24.1% |  |  | 24.1%
Premium T8 - Fixture Replacement | Grocery | T | 100% | 36% |  | 33.05% | X | 36% | 33.05% | 24.1% |  |  | 24.1%
Premium T8 - Fixture Replacement | Healthcare | T | 100% | 36% |  | 33.05% | X | 36% | 33.05% | 24.1% |  |  | 24.1%
Premium T8 - Fixture Replacement | Hospitals | T | 100% | 36% |  | 33.05% | X | 36% | 33.05% | 24.1% |  |  | 24.1%
Premium T8 - Fixture Replacement | Institutional | T | 100% | 36% |  | 33.05% | X | 36% | 33.05% | 24.1% |  |  | 24.1%
Premium T8 - Fixture Replacement | Lodging/Hospitality | T | 100% | 36% |  | 33.05% | X | 36% | 33.05% | 24.1% |  |  | 24.1%
Premium T8 - Fixture Replacement | Miscellaneous | T | 100% | 36% |  | 33.05% | X | 36% | 33.05% | 24.1% |  |  | 24.1%
Premium T8 - Fixture Replacement | Offices | T | 100% | 36% |  | 33.05% | X | 36% | 33.05% | 24.1% |  |  | 24.1%
Premium T8 - Fixture Replacement | Restaurants | T | 100% | 36% |  | 33.05% | X | 36% | 33.05% | 24.1% |  |  | 24.1%
Premium T8 - Fixture Replacement | Retail | T | 100% | 36% |  | 33.05% | X | 36% | 33.05% | 24.1% |  |  | 24.1%
Premium T8 - Fixture Replacement | Schools K-12 | T | 100% | 36% |  | 33.05% | X | 36% | 33.05% | 24.1% |  |  | 24.1%
Premium T8 - Fixture Replacement | Warehouse | T | 100% | 36% |  | 33.05% | X | 36% | 33.05% | 24.1% |  |  | 24.1%
Premium T8 - Fixture Replacement | Assembly | E | 100% | 36% |  | 33.05% | X | 36% | 33.05% | 24.1% |  |  | 24.1%
Premium T8 - Fixture Replacement | College and University | E | 100% | 0% |  | 33.05% | X | 100% | 33.05% | 66.95% |  |  | 66.95%
Premium T8 - Fixture Replacement | Grocery | E | 100% | 0% |  | 33.05% | X | 100% | 33.05% | 66.95% |  |  | 66.95%
Premium T8 - Fixture Replacement | Healthcare | E | 100% | 36% |  | 33.05% | X | 36% | 33.05% | 24.1% |  |  | 24.1%
Premium T8 - Fixture Replacement | Hospitals | E | 100% | 0% |  | 33.05% | X | 100% | 33.05% | 66.95% |  |  | 66.95%
Premium T8 - Fixture Replacement | Institutional | E | 100% | 0% |  | 33.05% | X | 100% | 33.05% | 66.95% |  |  | 66.95%
Premium T8 - Fixture Replacement | Lodging/Hospitality | E | 100% | 0% |  | 33.05% | X | 100% | 33.05% | 66.95% |  |  | 66.95%
Premium T8 - Fixture Replacement | Miscellaneous | E | 100% | 0% |  | 33.05% | X | 100% | 33.05% | 66.95% |  |  | 66.95%
Premium T8 - Fixture Replacement | Offices | E | 100% | 0% |  | 33.05% | X | 100% | 33.05% | 66.95% |  |  | 66.95%
Premium T8 - Fixture Replacement | Restaurants | E | 100% | 0% |  | 33.05% | X | 100% | 33.05% | 66.95% |  |  | 66.95%
Premium T8 - Fixture Replacement | Retail | E | 100% | 0% |  | 33.05% | X | 100% | 33.05% | 66.95% |  |  | 66.95%
Premium T8 - Fixture Replacement | Schools K-12 | E | 100% | 0% |  | 33.05% | X | 100% | 33.05% | 66.95% |  |  | 66.95%
Premium T8 - Fixture Replacement | Warehouse | E | 100% | 0% |  | 33.05% | X | 100% | 33.05% | 66.95% |  |  | 66.95%
Premium T8 - Fixture Replacement | Assembly | N | 100% | 36% |  | 33.05% | X | 0% | 33.05% | 0% |  |  | 0%
Premium T8 - Fixture Replacement | College and University | N | 100% | 36% |  | 33.05% | X | 0% | 33.05% | 0% |  |  | 0%
Premium T8 - Fixture Replacement | Grocery | N | 100% | 36% |  | 33.05% | X | 0% | 33.05% | 0% |  |  | 0%
Premium T8 - Fixture Replacement | Healthcare | N | 100% | 36% |  | 33.05% | X | 0% | 33.05% | 0% |  |  | 0%
Premium T8 - Fixture Replacement | Hospitals | N | 100% | 36% |  | 33.05% | X | 0% | 33.05% | 0% |  |  | 0%
Premium T8 - Fixture Replacement | Institutional | N | 100% | 36% |  | 33.05% | X | 0% | 33.05% | 0% |  |  | 0%
Premium T8 - Fixture Replacement | Lodging/Hospitality | N | 100% | 36% |  | 33.05% | X | 0% | 33.05% | 0% |  |  | 0%
Premium T8 - Fixture Replacement | Miscellaneous | N | 100% | 36% |  | 33.05% | X | 0% | 33.05% | 0% |  |  | 0%
Premium T8 - Fixture Replacement | Offices | N | 100% | 36% |  | 33.05% | X | 0% | 33.05% | 0% |  |  | 0%
Premium T8 - Fixture Replacement | Restaurants | N | 100% | 36% |  | 33.05% | X | 0% | 33.05% | 0% |  |  | 0%
Premium T8 - Fixture Replacement | Retail | N | 100% | 36% |  | 33.05% | X | 0% | 33.05% | 0% |  |  | 0%
Premium T8 - Fixture Replacement | Schools K-12 | N | 100% | 36% |  | 33.05% | X | 0% | 33.05% | 0% |  |  | 0%
Premium T8 - Fixture Replacement | Warehouse | N | 100% | 36% |  | 33.05% | X | 0% | 33.05% | 0% |  |  | 0%
Premium T8 - Lamp Replacement | Assembly | T | 100% | 33.33% |  | 33.05% | X | 33.33% | 33.05% | 22.32% |  |  | 22.32%
Premium T8 - Lamp Replacement | College and University | T | 100% | 36% |  | 33.05% | X | 36% | 33.05% | 24.1% |  |  | 24.1%
Premium T8 - Lamp Replacement | Grocery | T | 100% | 36% |  | 33.05% | X | 36% | 33.05% | 24.1% |  |  | 24.1%
Premium T8 - Lamp Replacement | Healthcare | T | 100% | 33.33% |  | 33.05% | X | 33.33% | 33.05% | 22.32% |  |  | 22.32%
Premium T8 - Lamp Replacement | Hospitals | T | 100% | 36% |  | 33.05% | X | 36% | 33.05% | 24.1% |  |  | 24.1%
Premium T8 - Lamp Replacement | Institutional | T | 100% | 36% |  | 33.05% | X | 36% | 33.05% | 24.1% |  |  | 24.1%
Premium T8 - Lamp Replacement | Lodging/Hospitality | T | 100% | 36% |  | 33.05% | X | 36% | 33.05% | 24.1% |  |  | 24.1%
Premium T8 - Lamp Replacement | Miscellaneous | T | 100% | 4% |  | 33.05% | X | 4% | 33.05% | 2.678% |  |  | 2.678%
Premium T8 - Lamp Replacement | Offices | T | 100% | 36% |  | 33.05% | X | 36% | 33.05% | 24.1% |  |  | 24.1%
Premium T8 - Lamp Replacement | Restaurants | T | 100% | 36% |  | 33.05% | X | 36% | 33.05% | 24.1% |  |  | 24.1%
Premium T8 - Lamp Replacement | Retail | T | 100% | 36% |  | 33.05% | X | 36% | 33.05% | 24.1% |  |  | 24.1%
Premium T8 - Lamp Replacement | Schools K-12 | T | 100% | 36% |  | 33.05% | X | 36% | 33.05% | 24.1% |  |  | 24.1%
Premium T8 - Lamp Replacement | Warehouse | T | 100% | 36% |  | 33.05% | X | 36% | 33.05% | 24.1% |  |  | 24.1%
Premium T8 - Lamp Replacement | Assembly | E | 100% | 33.33% |  | 33.05% | X | 33.33% | 33.05% | 22.32% |  |  | 22.32%
Premium T8 - Lamp Replacement | College and University | E | 100% | 0% |  | 33.05% | X | 100% | 33.05% | 66.95% |  |  | 66.95%
Premium T8 - Lamp Replacement | Grocery | E | 100% | 0% |  | 33.05% | X | 100% | 33.05% | 66.95% |  |  | 66.95%
Premium T8 - Lamp Replacement | Healthcare | E | 100% | 33.33% |  | 33.05% | X | 33.33% | 33.05% | 22.32% |  |  | 22.32%
Premium T8 - Lamp Replacement | Hospitals | E | 100% | 0% |  | 33.05% | X | 100% | 33.05% | 66.95% |  |  | 66.95%
Premium T8 - Lamp Replacement | Institutional | E | 100% | 0% |  | 33.05% | X | 100% | 33.05% | 66.95% |  |  | 66.95%
Premium T8 - Lamp Replacement | Lodging/Hospitality | E | 100% | 0% |  | 33.05% | X | 100% | 33.05% | 66.95% |  |  | 66.95%
Premium T8 - Lamp Replacement | Miscellaneous | E | 100% | 0% |  | 33.05% | X | 100% | 33.05% | 66.95% |  |  | 66.95%
Premium T8 - Lamp Replacement | Offices | E | 100% | 0% |  | 33.05% | X | 100% | 33.05% | 66.95% |  |  | 66.95%
Premium T8 - Lamp Replacement | Restaurants | E | 100% | 0% |  | 33.05% | X | 100% | 33.05% | 66.95% |  |  | 66.95%
Premium T8 - Lamp Replacement | Retail | E | 100% | 0% |  | 33.05% | X | 100% | 33.05% | 66.95% |  |  | 66.95%
Premium T8 - Lamp Replacement | Schools K-12 | E | 100% | 0% |  | 33.05% | X | 100% | 33.05% | 66.95% |  |  | 66.95%
Premium T8 - Lamp Replacement | Warehouse | E | 100% | 0% |  | 33.05% | X | 100% | 33.05% | 66.95% |  |  | 66.95%
Premium T8 - Lamp Replacement | Assembly | N | 100% | 33.33% |  | 33.05% | X | 0% | 33.05% | 0% |  |  | 0%
Premium T8 - Lamp Replacement | College and University | N | 100% | 0% |  | 33.05% | X | 0% | 33.05% | 0% |  |  | 0%
Premium T8 - Lamp Replacement | Grocery | N | 100% | 0% |  | 33.05% | X | 0% | 33.05% | 0% |  |  | 0%
Premium T8 - Lamp Replacement | Healthcare | N | 100% | 33.33% |  | 33.05% | X | 0% | 33.05% | 0% |  |  | 0%
Premium T8 - Lamp Replacement | Hospitals | N | 100% | 0% |  | 33.05% | X | 0% | 33.05% | 0% |  |  | 0%
Premium T8 - Lamp Replacement | Institutional | N | 100% | 0% |  | 33.05% | X | 0% | 33.05% | 0% |  |  | 0%
Premium T8 - Lamp Replacement | Lodging/Hospitality | N | 100% | 0% |  | 33.05% | X | 0% | 33.05% | 0% |  |  | 0%
Premium T8 - Lamp Replacement | Miscellaneous | N | 100% | 0% |  | 33.05% | X | 0% | 33.05% | 0% |  |  | 0%
Premium T8 - Lamp Replacement | Offices | N | 100% | 0% |  | 33.05% | X | 0% | 33.05% | 0% |  |  | 0%
Premium T8 - Lamp Replacement | Restaurants | N | 100% | 0% |  | 33.05% | X | 0% | 33.05% | 0% |  |  | 0%
Premium T8 - Lamp Replacement | Retail | N | 100% | 0% |  | 33.05% | X | 0% | 33.05% | 0% |  |  | 0%
Premium T8 - Lamp Replacement | Schools K-12 | N | 100% | 0% |  | 33.05% | X | 0% | 33.05% | 0% |  |  | 0%
Premium T8 - Lamp Replacement | Warehouse | N | 100% | 0% |  | 33.05% | X | 0% | 33.05% | 0% |  |  | 0%
Efficient Battery Charger | Assembly | T |  | 20% |  | 10.41% | X | 20% | 10.41% | 17.92% |  |  | 17.92%
Efficient Battery Charger | College and University | T |  | 20% |  | 10.41% |  |  |  | 0% |  |  | 0%
Efficient Battery Charger | Grocery | T |  | 20% |  | 10.41% | X | 20% | 10.41% | 17.92% |  |  | 17.92%
Efficient Battery Charger | Healthcare | T |  | 20% |  | 10.41% | X | 20% | 10.41% | 17.92% |  |  | 17.92%
Efficient Battery Charger | Hospitals | T |  | 20% |  | 10.41% | X | 20% | 10.41% | 17.92% |  |  | 17.92%
Efficient Battery Charger | Institutional | T |  | 20% |  | 10.41% | X | 20% | 10.41% | 17.92% |  |  | 17.92%
Efficient Battery Charger | Lodging/Hospitality | T |  | 20% |  | 10.41% | X | 20% | 10.41% | 17.92% |  |  | 17.92%
Efficient Battery Charger | Miscellaneous | T |  | 20% |  | 10.41% |  |  |  | 0% |  |  | 0%
Efficient Battery Charger | Offices | T |  | 20% |  | 10.41% | X | 20% | 10.41% | 17.92% |  |  | 17.92%
Efficient Battery Charger | Restaurants | T |  | 20% |  | 10.41% |  |  |  | 0% |  |  | 0%
Efficient Battery Charger | Retail | T |  | 20% |  | 10.41% | X | 20% | 10.41% | 17.92% |  |  | 17.92%
Efficient Battery Charger | Schools K-12 | T |  | 20% |  | 10.41% |  |  |  | 0% |  |  | 0%
Efficient Battery Charger | Warehouse | T |  | 20% |  | 10.41% | X | 20% | 10.41% | 17.92% |  |  | 17.92%
Efficient Battery Charger | Assembly | E |  | 0% |  | 10.41% | X | 20% | 10.41% | 17.92% |  |  | 17.92%
Efficient Battery Charger | College and University | E |  | 20% |  | 10.41% |  |  |  | 0% |  |  | 0%
Efficient Battery Charger | Grocery | E |  | 0% |  | 10.41% | X | 20% | 10.41% | 17.92% |  |  | 17.92%
Efficient Battery Charger | Healthcare | E |  | 0% |  | 10.41% | X | 20% | 10.41% | 17.92% |  |  | 17.92%
Efficient Battery Charger | Hospitals | E |  | 0% |  | 10.41% | X | 20% | 10.41% | 17.92% |  |  | 17.92%
Efficient Battery Charger | Institutional | E |  | 20% |  | 10.41% | X | 20% | 10.41% | 17.92% |  |  | 17.92%
Efficient Battery Charger | Lodging/Hospitality | E |  | 0% |  | 10.41% | X | 20% | 10.41% | 17.92% |  |  | 17.92%
Efficient Battery Charger | Miscellaneous | E |  | 20% |  | 10.41% |  |  |  | 0% |  |  | 0%
Efficient Battery Charger | Offices | E |  | 0% |  | 10.41% | X | 20% | 10.41% | 17.92% |  |  | 17.92%
Efficient Battery Charger | Restaurants | E |  | 20% |  | 10.41% |  |  |  | 0% |  |  | 0%
Efficient Battery Charger | Retail | E |  | 0% |  | 10.41% | X | 20% | 10.41% | 17.92% |  |  | 17.92%
Efficient Battery Charger | Schools K-12 | E |  | 20% |  | 10.41% |  |  |  | 0% |  |  | 0%
Efficient Battery Charger | Warehouse | E |  | 20% |  | 10.41% | X | 20% | 10.41% | 17.92% |  |  | 17.92%
Efficient Battery Charger | Assembly | N |  | 0% |  | 10.41% | X | 20% | 10.41% | 17.92% |  |  | 17.92%
Efficient Battery Charger | College and University | N |  | 20% |  | 10.41% |  |  |  | 0% |  |  | 0%
Efficient Battery Charger | Grocery | N |  | 0% |  | 10.41% | X | 20% | 10.41% | 17.92% |  |  | 17.92%
Efficient Battery Charger | Healthcare | N |  | 0% |  | 10.41% | X | 20% | 10.41% | 17.92% |  |  | 17.92%
Efficient Battery Charger | Hospitals | N |  | 0% |  | 10.41% | X | 20% | 10.41% | 17.92% |  |  | 17.92%
Efficient Battery Charger | Institutional | N |  | 20% |  | 10.41% | X | 20% | 10.41% | 17.92% |  |  | 17.92%
Efficient Battery Charger | Lodging/Hospitality | N |  | 0% |  | 10.41% | X | 20% | 10.41% | 17.92% |  |  | 17.92%
Efficient Battery Charger | Miscellaneous | N |  | 20% |  | 10.41% |  |  |  | 0% |  |  | 0%
Efficient Battery Charger | Offices | N |  | 0% |  | 10.41% | X | 20% | 10.41% | 17.92% |  |  | 17.92%
Efficient Battery Charger | Restaurants | N |  | 20% |  | 10.41% |  |  |  | 0% |  |  | 0%
Efficient Battery Charger | Retail | N |  | 0% |  | 10.41% | X | 20% | 10.41% | 17.92% |  |  | 17.92%
Efficient Battery Charger | Schools K-12 | N |  | 20% |  | 10.41% |  |  |  | 0% |  |  | 0%
Efficient Battery Charger | Warehouse | N |  | 20% |  | 10.41% | X | 20% | 10.41% | 17.92% |  |  | 17.92%
ENERGY STAR Commercial Clothes Washer | Assembly | T |  | 35% | 37% | 30.32% |  |  |  | 0% |  |  | 0%
ENERGY STAR Commercial Clothes Washer | College and University | T |  | 35% | 37% | 30.32% | X | 35% | 37% | 22.05% |  |  | 22.05%
ENERGY STAR Commercial Clothes Washer | Grocery | T |  | 35% | 37% | 30.32% |  |  |  | 0% |  |  | 0%
ENERGY STAR Commercial Clothes Washer | Healthcare | T |  | 35% | 37% | 30.32% | X | 35% | 37% | 22.05% |  |  | 22.05%
ENERGY STAR Commercial Clothes Washer | Hospitals | T |  | 35% | 37% | 30.32% | X | 35% | 37% | 22.05% |  |  | 22.05%
ENERGY STAR Commercial Clothes Washer | Institutional | T |  | 35% | 37% | 30.32% |  |  |  | 0% |  |  | 0%
ENERGY STAR Commercial Clothes Washer | Lodging/Hospitality | T |  | 35% | 37% | 30.32% | X | 35% | 37% | 22.05% |  |  | 22.05%
ENERGY STAR Commercial Clothes Washer | Miscellaneous | T |  | 35% | 37% | 30.32% |  |  |  | 0% |  |  | 0%
ENERGY STAR Commercial Clothes Washer | Offices | T |  | 35% | 37% | 30.32% |  |  |  | 0% |  |  | 0%
ENERGY STAR Commercial Clothes Washer | Restaurants | T |  | 35% | 37% | 30.32% | X | 35% | 37% | 22.05% |  |  | 22.05%
ENERGY STAR Commercial Clothes Washer | Retail | T |  | 35% | 37% | 30.32% |  |  |  | 0% |  |  | 0%
ENERGY STAR Commercial Clothes Washer | Schools K-12 | T |  | 35% | 37% | 30.32% | X | 35% | 37% | 22.05% |  |  | 22.05%
ENERGY STAR Commercial Clothes Washer | Warehouse | T |  | 35% | 37% | 30.32% |  |  |  | 0% |  |  | 0%
ENERGY STAR Commercial Clothes Washer | Assembly | E |  | 35% | 37% | 30.32% |  |  |  | 0% |  |  | 0%
ENERGY STAR Commercial Clothes Washer | College and University | E |  | 0% | 37% | 30.32% | X | 35% | 37% | 22.05% |  |  | 22.05%
ENERGY STAR Commercial Clothes Washer | Grocery | E |  | 0% | 37% | 30.32% |  |  |  | 0% |  |  | 0%
ENERGY STAR Commercial Clothes Washer | Healthcare | E |  | 35% | 37% | 30.32% | X | 35% | 37% | 22.05% |  |  | 22.05%
ENERGY STAR Commercial Clothes Washer | Hospitals | E |  | 0% | 37% | 30.32% | X | 35% | 37% | 22.05% |  |  | 22.05%
ENERGY STAR Commercial Clothes Washer | Institutional | E |  | 35% | 37% | 30.32% |  |  |  | 0% |  |  | 0%
ENERGY STAR Commercial Clothes Washer | Lodging/Hospitality | E |  | 0% | 37% | 30.32% | X | 35% | 37% | 22.05% |  |  | 22.05%
ENERGY STAR Commercial Clothes Washer | Miscellaneous | E |  | 0% | 37% | 30.32% |  |  |  | 0% |  |  | 0%
ENERGY STAR Commercial Clothes Washer | Offices | E |  | 0% | 37% | 30.32% |  |  |  | 0% |  |  | 0%
ENERGY STAR Commercial Clothes Washer | Restaurants | E |  | 0% | 37% | 30.32% | X | 35% | 37% | 22.05% |  |  | 22.05%
ENERGY STAR Commercial Clothes Washer | Retail | E |  | 0% | 37% | 30.32% |  |  |  | 0% |  |  | 0%
ENERGY STAR Commercial Clothes Washer | Schools K-12 | E |  | 0% | 37% | 30.32% | X | 35% | 37% | 22.05% |  |  | 22.05%
ENERGY STAR Commercial Clothes Washer | Warehouse | E |  | 35% | 37% | 30.32% |  |  |  | 0% |  |  | 0%
ENERGY STAR Commercial Clothes Washer | Assembly | N |  | 35% | 37% | 30.32% |  |  |  | 0% |  |  | 0%
ENERGY STAR Commercial Clothes Washer | College and University | N |  | 35% | 37% | 30.32% | X | 35% | 37% | 22.05% |  |  | 22.05%
ENERGY STAR Commercial Clothes Washer | Grocery | N |  | 35% | 37% | 30.32% |  |  |  | 0% |  |  | 0%
ENERGY STAR Commercial Clothes Washer | Healthcare | N |  | 35% | 37% | 30.32% | X | 35% | 37% | 22.05% |  |  | 22.05%
ENERGY STAR Commercial Clothes Washer | Hospitals | N |  | 35% | 37% | 30.32% | X | 35% | 37% | 22.05% |  |  | 22.05%
ENERGY STAR Commercial Clothes Washer | Institutional | N |  | 35% | 37% | 30.32% |  |  |  | 0% |  |  | 0%
ENERGY STAR Commercial Clothes Washer | Lodging/Hospitality | N |  | 35% | 37% | 30.32% | X | 35% | 37% | 22.05% |  |  | 22.05%
ENERGY STAR Commercial Clothes Washer | Miscellaneous | N |  | 35% | 37% | 30.32% |  |  |  | 0% |  |  | 0%
ENERGY STAR Commercial Clothes Washer | Offices | N |  | 35% | 37% | 30.32% |  |  |  | 0% |  |  | 0%
ENERGY STAR Commercial Clothes Washer | Restaurants | N |  | 35% | 37% | 30.32% | X | 35% | 37% | 22.05% |  |  | 22.05%
ENERGY STAR Commercial Clothes Washer | Retail | N |  | 35% | 37% | 30.32% |  |  |  | 0% |  |  | 0%
ENERGY STAR Commercial Clothes Washer | Schools K-12 | N |  | 35% | 37% | 30.32% | X | 35% | 37% | 22.05% |  |  | 22.05%
ENERGY STAR Commercial Clothes Washer | Warehouse | N |  | 35% | 37% | 30.32% |  |  |  | 0% |  |  | 0%
ENERGY STAR Water Cooler | Assembly | T |  | 3.9% |  | 25.35% |  |  |  | 0% |  |  | 0%
ENERGY STAR Water Cooler | College and University | T |  | 4.333% |  | 25.35% |  |  |  | 0% |  |  | 0%
ENERGY STAR Water Cooler | Grocery | T |  | 3.9% |  | 25.35% |  |  |  | 0% |  |  | 0%
ENERGY STAR Water Cooler | Healthcare | T |  | 3.9% |  | 25.35% |  |  |  | 0% |  |  | 0%
ENERGY STAR Water Cooler | Hospitals | T |  | 3.9% |  | 25.35% |  |  |  | 0% |  |  | 0%
ENERGY STAR Water Cooler | Institutional | T |  | 4.333% |  | 25.35% | X | 4.333% | 25.35% | 3.235% |  |  | 3.235%
ENERGY STAR Water Cooler | Lodging/Hospitality | T |  | 3.9% |  | 25.35% |  |  |  | 0% |  |  | 0%
ENERGY STAR Water Cooler | Miscellaneous | T |  | 4.333% |  | 25.35% |  |  |  | 0% |  |  | 0%
ENERGY STAR Water Cooler | Offices | T |  | 3.9% |  | 25.35% | X | 3.9% | 25.35% | 2.912% |  |  | 2.912%
ENERGY STAR Water Cooler | Restaurants | T |  | 4.333% |  | 25.35% |  |  |  | 0% |  |  | 0%
ENERGY STAR Water Cooler | Retail | T |  | 3.9% |  | 25.35% |  |  |  | 0% |  |  | 0%
ENERGY STAR Water Cooler | Schools K-12 | T |  | 4.333% |  | 25.35% |  |  |  | 0% |  |  | 0%
ENERGY STAR Water Cooler | Warehouse | T |  | 4.333% |  | 25.35% |  |  |  | 0% |  |  | 0%
ENERGY STAR Water Cooler | Assembly | E |  | 2.6% |  | 25.35% |  |  |  | 0% |  |  | 0%
ENERGY STAR Water Cooler | College and University | E |  | 4.333% |  | 25.35% |  |  |  | 0% |  |  | 0%
ENERGY STAR Water Cooler | Grocery | E |  | 2.6% |  | 25.35% |  |  |  | 0% |  |  | 0%
ENERGY STAR Water Cooler | Healthcare | E |  | 2.6% |  | 25.35% |  |  |  | 0% |  |  | 0%
ENERGY STAR Water Cooler | Hospitals | E |  | 2.6% |  | 25.35% |  |  |  | 0% |  |  | 0%
ENERGY STAR Water Cooler | Institutional | E |  | 4.333% |  | 25.35% | X | 4.333% | 25.35% | 3.235% |  |  | 3.235%
ENERGY STAR Water Cooler | Lodging/Hospitality | E |  | 2.6% |  | 25.35% |  |  |  | 0% |  |  | 0%
ENERGY STAR Water Cooler | Miscellaneous | E |  | 4.333% |  | 25.35% |  |  |  | 0% |  |  | 0%
ENERGY STAR Water Cooler | Offices | E |  | 2.6% |  | 25.35% | X | 2.6% | 25.35% | 1.941% |  |  | 1.941%
ENERGY STAR Water Cooler | Restaurants | E |  | 4.333% |  | 25.35% |  |  |  | 0% |  |  | 0%
ENERGY STAR Water Cooler | Retail | E |  | 2.6% |  | 25.35% |  |  |  | 0% |  |  | 0%
ENERGY STAR Water Cooler | Schools K-12 | E |  | 4.333% |  | 25.35% |  |  |  | 0% |  |  | 0%
ENERGY STAR Water Cooler | Warehouse | E |  | 4.333% |  | 25.35% |  |  |  | 0% |  |  | 0%
ENERGY STAR Water Cooler | Assembly | N |  | 6.5% |  | 25.35% |  |  |  | 0% |  |  | 0%
ENERGY STAR Water Cooler | College and University | N |  | 4.333% |  | 25.35% |  |  |  | 0% |  |  | 0%
ENERGY STAR Water Cooler | Grocery | N |  | 6.5% |  | 25.35% |  |  |  | 0% |  |  | 0%
ENERGY STAR Water Cooler | Healthcare | N |  | 6.5% |  | 25.35% |  |  |  | 0% |  |  | 0%
ENERGY STAR Water Cooler | Hospitals | N |  | 6.5% |  | 25.35% |  |  |  | 0% |  |  | 0%
ENERGY STAR Water Cooler | Institutional | N |  | 4.333% |  | 25.35% | X | 4.333% | 25.35% | 3.235% |  |  | 3.235%
ENERGY STAR Water Cooler | Lodging/Hospitality | N |  | 6.5% |  | 25.35% |  |  |  | 0% |  |  | 0%
ENERGY STAR Water Cooler | Miscellaneous | N |  | 4.333% |  | 25.35% |  |  |  | 0% |  |  | 0%
ENERGY STAR Water Cooler | Offices | N |  | 6.5% |  | 25.35% | X | 6.5% | 25.35% | 4.853% |  |  | 4.853%
ENERGY STAR Water Cooler | Restaurants | N |  | 4.333% |  | 25.35% |  |  |  | 0% |  |  | 0%
ENERGY STAR Water Cooler | Retail | N |  | 6.5% |  | 25.35% |  |  |  | 0% |  |  | 0%
ENERGY STAR Water Cooler | Schools K-12 | N |  | 4.333% |  | 25.35% |  |  |  | 0% |  |  | 0%
ENERGY STAR Water Cooler | Warehouse | N |  | 4.333% |  | 25.35% |  |  |  | 0% |  |  | 0%
Heat Pump Pool Heater | Assembly | T |  | 95% |  | 15.39% | X | 95% | 15.39% | 80.38% |  |  | 80.38%
Heat Pump Pool Heater | College and University | T |  | 95% |  | 15.39% | X | 95% | 15.39% | 80.38% |  |  | 80.38%
Heat Pump Pool Heater | Grocery | T |  | 95% |  | 15.39% |  |  |  | 0% |  |  | 0%
Heat Pump Pool Heater | Healthcare | T |  | 95% |  | 15.39% |  |  |  | 0% |  |  | 0%
Heat Pump Pool Heater | Hospitals | T |  | 95% |  | 15.39% |  |  |  | 0% |  |  | 0%
Heat Pump Pool Heater | Institutional | T |  | 95% |  | 15.39% |  |  |  | 0% |  |  | 0%
Heat Pump Pool Heater | Lodging/Hospitality | T |  | 95% |  | 15.39% | X | 95% | 15.39% | 80.38% |  |  | 80.38%
Heat Pump Pool Heater | Miscellaneous | T |  | 95% |  | 15.39% |  |  |  | 0% |  |  | 0%
Heat Pump Pool Heater | Offices | T |  | 95% |  | 15.39% |  |  |  | 0% |  |  | 0%
Heat Pump Pool Heater | Restaurants | T |  | 95% |  | 15.39% |  |  |  | 0% |  |  | 0%
Heat Pump Pool Heater | Retail | T |  | 95% |  | 15.39% |  |  |  | 0% |  |  | 0%
Heat Pump Pool Heater | Schools K-12 | T |  | 95% |  | 15.39% | X | 95% | 15.39% | 80.38% |  |  | 80.38%
Heat Pump Pool Heater | Warehouse | T |  | 95% |  | 15.39% |  |  |  | 0% |  |  | 0%
Heat Pump Pool Heater | Assembly | E |  | 95% |  | 15.39% | X | 95% | 15.39% | 80.38% |  |  | 80.38%
Heat Pump Pool Heater | College and University | E |  | 95% |  | 15.39% | X | 95% | 15.39% | 80.38% |  |  | 80.38%
Heat Pump Pool Heater | Grocery | E |  | 95% |  | 15.39% |  |  |  | 0% |  |  | 0%
Heat Pump Pool Heater | Healthcare | E |  | 95% |  | 15.39% |  |  |  | 0% |  |  | 0%
Heat Pump Pool Heater | Hospitals | E |  | 95% |  | 15.39% |  |  |  | 0% |  |  | 0%
Heat Pump Pool Heater | Institutional | E |  | 95% |  | 15.39% |  |  |  | 0% |  |  | 0%
Heat Pump Pool Heater | Lodging/Hospitality | E |  | 0% |  | 15.39% | X | 95% | 15.39% | 80.38% |  |  | 80.38%
Heat Pump Pool Heater | Miscellaneous | E |  | 0% |  | 15.39% |  |  |  | 0% |  |  | 0%
Heat Pump Pool Heater | Offices | E |  | 95% |  | 15.39% |  |  |  | 0% |  |  | 0%
Heat Pump Pool Heater | Restaurants | E |  | 95% |  | 15.39% |  |  |  | 0% |  |  | 0%
Heat Pump Pool Heater | Retail | E |  | 95% |  | 15.39% |  |  |  | 0% |  |  | 0%
Heat Pump Pool Heater | Schools K-12 | E |  | 95% |  | 15.39% | X | 95% | 15.39% | 80.38% |  |  | 80.38%
Heat Pump Pool Heater | Warehouse | E |  | 95% |  | 15.39% |  |  |  | 0% |  |  | 0%
Heat Pump Pool Heater | Assembly | N |  | 95% |  | 15.39% | X | 95% | 15.39% | 80.38% |  |  | 80.38%
Heat Pump Pool Heater | College and University | N |  | 95% |  | 15.39% | X | 95% | 15.39% | 80.38% |  |  | 80.38%
Heat Pump Pool Heater | Grocery | N |  | 95% |  | 15.39% |  |  |  | 0% |  |  | 0%
Heat Pump Pool Heater | Healthcare | N |  | 95% |  | 15.39% |  |  |  | 0% |  |  | 0%
Heat Pump Pool Heater | Hospitals | N |  | 95% |  | 15.39% |  |  |  | 0% |  |  | 0%
Heat Pump Pool Heater | Institutional | N |  | 95% |  | 15.39% |  |  |  | 0% |  |  | 0%
Heat Pump Pool Heater | Lodging/Hospitality | N |  | 95% |  | 15.39% | X | 95% | 15.39% | 80.38% |  |  | 80.38%
Heat Pump Pool Heater | Miscellaneous | N |  | 95% |  | 15.39% |  |  |  | 0% |  |  | 0%
Heat Pump Pool Heater | Offices | N |  | 95% |  | 15.39% |  |  |  | 0% |  |  | 0%
Heat Pump Pool Heater | Restaurants | N |  | 95% |  | 15.39% |  |  |  | 0% |  |  | 0%
Heat Pump Pool Heater | Retail | N |  | 95% |  | 15.39% |  |  |  | 0% |  |  | 0%
Heat Pump Pool Heater | Schools K-12 | N |  | 95% |  | 15.39% | X | 95% | 15.39% | 80.38% |  |  | 80.38%
Heat Pump Pool Heater | Warehouse | N |  | 95% |  | 15.39% |  |  |  | 0% |  |  | 0%
Solar Pool Heater | Assembly | T |  | 95% |  | 15.39% | X | 14% | 15.39% | 11.85% |  |  | 11.85%
Solar Pool Heater | College and University | T |  | 95% |  | 15.39% | X | 20% | 15.39% | 16.92% |  |  | 16.92%
Solar Pool Heater | Grocery | T |  | 95% |  | 15.39% |  |  |  | 0% |  |  | 0%
Solar Pool Heater | Healthcare | T |  | 95% |  | 15.39% |  |  |  | 0% |  |  | 0%
Solar Pool Heater | Hospitals | T |  | 95% |  | 15.39% |  |  |  | 0% |  |  | 0%
Solar Pool Heater | Institutional | T |  | 95% |  | 15.39% |  |  |  | 0% |  |  | 0%
Solar Pool Heater | Lodging/Hospitality | T |  | 95% |  | 15.39% | X | 6% | 15.39% | 5.077% |  |  | 5.077%
Solar Pool Heater | Miscellaneous | T |  | 95% |  | 15.39% |  |  |  | 0% |  |  | 0%
Solar Pool Heater | Offices | T |  | 95% |  | 15.39% |  |  |  | 0% |  |  | 0%
Solar Pool Heater | Restaurants | T |  | 95% |  | 15.39% |  |  |  | 0% |  |  | 0%
Solar Pool Heater | Retail | T |  | 95% |  | 15.39% |  |  |  | 0% |  |  | 0%
Solar Pool Heater | Schools K-12 | T |  | 95% |  | 15.39% | X | 20% | 15.39% | 16.92% |  |  | 16.92%
Solar Pool Heater | Warehouse | T |  | 95% |  | 15.39% |  |  |  | 0% |  |  | 0%
Solar Pool Heater | Assembly | E |  | 95% |  | 15.39% | X | 14% | 15.39% | 11.85% |  |  | 11.85%
Solar Pool Heater | College and University | E |  | 95% |  | 15.39% | X | 20% | 15.39% | 16.92% |  |  | 16.92%
Solar Pool Heater | Grocery | E |  | 95% |  | 15.39% |  |  |  | 0% |  |  | 0%
Solar Pool Heater | Healthcare | E |  | 95% |  | 15.39% |  |  |  | 0% |  |  | 0%
Solar Pool Heater | Hospitals | E |  | 95% |  | 15.39% |  |  |  | 0% |  |  | 0%
Solar Pool Heater | Institutional | E |  | 95% |  | 15.39% |  |  |  | 0% |  |  | 0%
Solar Pool Heater | Lodging/Hospitality | E |  | 0% |  | 15.39% | X | 6% | 15.39% | 5.077% |  |  | 5.077%
Solar Pool Heater | Miscellaneous | E |  | 0% |  | 15.39% |  |  |  | 0% |  |  | 0%
Solar Pool Heater | Offices | E |  | 95% |  | 15.39% |  |  |  | 0% |  |  | 0%
Solar Pool Heater | Restaurants | E |  | 95% |  | 15.39% |  |  |  | 0% |  |  | 0%
Solar Pool Heater | Retail | E |  | 95% |  | 15.39% |  |  |  | 0% |  |  | 0%
Solar Pool Heater | Schools K-12 | E |  | 95% |  | 15.39% | X | 20% | 15.39% | 16.92% |  |  | 16.92%
Solar Pool Heater | Warehouse | E |  | 95% |  | 15.39% |  |  |  | 0% |  |  | 0%
Solar Pool Heater | Assembly | N |  | 95% |  | 15.39% | X | 14% | 15.39% | 11.85% |  |  | 11.85%
Solar Pool Heater | College and University | N |  | 95% |  | 15.39% | X | 20% | 15.39% | 16.92% |  |  | 16.92%
Solar Pool Heater | Grocery | N |  | 95% |  | 15.39% |  |  |  | 0% |  |  | 0%
Solar Pool Heater | Healthcare | N |  | 95% |  | 15.39% |  |  |  | 0% |  |  | 0%
Solar Pool Heater | Hospitals | N |  | 95% |  | 15.39% |  |  |  | 0% |  |  | 0%
Solar Pool Heater | Institutional | N |  | 95% |  | 15.39% |  |  |  | 0% |  |  | 0%
Solar Pool Heater | Lodging/Hospitality | N |  | 95% |  | 15.39% | X | 6% | 15.39% | 5.077% |  |  | 5.077%
Solar Pool Heater | Miscellaneous | N |  | 95% |  | 15.39% |  |  |  | 0% |  |  | 0%
Solar Pool Heater | Offices | N |  | 95% |  | 15.39% |  |  |  | 0% |  |  | 0%
Solar Pool Heater | Restaurants | N |  | 95% |  | 15.39% |  |  |  | 0% |  |  | 0%
Solar Pool Heater | Retail | N |  | 95% |  | 15.39% |  |  |  | 0% |  |  | 0%
Solar Pool Heater | Schools K-12 | N |  | 95% |  | 15.39% | X | 20% | 15.39% | 16.92% |  |  | 16.92%
Solar Pool Heater | Warehouse | N |  | 95% |  | 15.39% |  |  |  | 0% |  |  | 0%
Solar Powered Pool Pump | Assembly | T |  | 95% | 43% | 15.39% | X | 14% | 43% | 7.98% |  |  | 7.98%
Solar Powered Pool Pump | College and University | T |  | 95% | 43% | 15.39% | X | 20% | 43% | 11.4% |  |  | 11.4%
Solar Powered Pool Pump | Grocery | T |  | 95% | 43% | 15.39% |  |  |  | 0% |  |  | 0%
Solar Powered Pool Pump | Healthcare | T |  | 95% | 43% | 15.39% |  |  |  | 0% |  |  | 0%
Solar Powered Pool Pump | Hospitals | T |  | 95% | 43% | 15.39% |  |  |  | 0% |  |  | 0%
Solar Powered Pool Pump | Institutional | T |  | 95% | 43% | 15.39% |  |  |  | 0% |  |  | 0%
Solar Powered Pool Pump | Lodging/Hospitality | T |  | 95% | 43% | 15.39% | X | 6% | 43% | 3.42% |  |  | 3.42%
Solar Powered Pool Pump | Miscellaneous | T |  | 95% | 43% | 15.39% |  |  |  | 0% |  |  | 0%
Solar Powered Pool Pump | Offices | T |  | 95% | 43% | 15.39% |  |  |  | 0% |  |  | 0%
Solar Powered Pool Pump | Restaurants | T |  | 95% | 43% | 15.39% |  |  |  | 0% |  |  | 0%
Solar Powered Pool Pump | Retail | T |  | 95% | 43% | 15.39% |  |  |  | 0% |  |  | 0%
Solar Powered Pool Pump | Schools K-12 | T |  | 95% | 43% | 15.39% |  | 20% |  | 0% |  |  | 0%
Solar Powered Pool Pump | Warehouse | T |  | 95% | 43% | 15.39% |  |  |  | 0% |  |  | 0%
Solar Powered Pool Pump | Assembly | E |  | 95% | 43% | 15.39% | X | 14% | 43% | 7.98% |  |  | 7.98%
Solar Powered Pool Pump | College and University | E |  | 95% | 43% | 15.39% | X | 20% | 43% | 11.4% |  |  | 11.4%
Solar Powered Pool Pump | Grocery | E |  | 95% | 43% | 15.39% |  |  |  | 0% |  |  | 0%
Solar Powered Pool Pump | Healthcare | E |  | 95% | 43% | 15.39% |  |  |  | 0% |  |  | 0%
Solar Powered Pool Pump | Hospitals | E |  | 95% | 43% | 15.39% |  |  |  | 0% |  |  | 0%
Solar Powered Pool Pump | Institutional | E |  | 95% | 43% | 15.39% |  |  |  | 0% |  |  | 0%
Solar Powered Pool Pump | Lodging/Hospitality | E |  | 0% | 43% | 15.39% | X | 6% | 43% | 3.42% |  |  | 3.42%
Solar Powered Pool Pump | Miscellaneous | E |  | 0% | 43% | 15.39% |  |  |  | 0% |  |  | 0%
Solar Powered Pool Pump | Offices | E |  | 95% | 43% | 15.39% |  |  |  | 0% |  |  | 0%
Solar Powered Pool Pump | Restaurants | E |  | 95% | 43% | 15.39% |  |  |  | 0% |  |  | 0%
Solar Powered Pool Pump | Retail | E |  | 95% | 43% | 15.39% |  |  |  | 0% |  |  | 0%
Solar Powered Pool Pump | Schools K-12 | E |  | 95% | 43% | 15.39% |  | 20% |  | 0% |  |  | 0%
Solar Powered Pool Pump | Warehouse | E |  | 95% | 43% | 15.39% |  |  |  | 0% |  |  | 0%
Solar Powered Pool Pump | Assembly | N |  | 95% | 43% | 15.39% | X | 14% | 43% | 7.98% |  |  | 7.98%
Solar Powered Pool Pump | College and University | N |  | 95% | 43% | 15.39% | X | 20% | 43% | 11.4% |  |  | 11.4%
Solar Powered Pool Pump | Grocery | N |  | 95% | 43% | 15.39% |  |  |  | 0% |  |  | 0%
Solar Powered Pool Pump | Healthcare | N |  | 95% | 43% | 15.39% |  |  |  | 0% |  |  | 0%
Solar Powered Pool Pump | Hospitals | N |  | 95% | 43% | 15.39% |  |  |  | 0% |  |  | 0%
Solar Powered Pool Pump | Institutional | N |  | 95% | 43% | 15.39% |  |  |  | 0% |  |  | 0%
Solar Powered Pool Pump | Lodging/Hospitality | N |  | 95% | 43% | 15.39% | X | 6% | 43% | 3.42% |  |  | 3.42%
Solar Powered Pool Pump | Miscellaneous | N |  | 95% | 43% | 15.39% |  |  |  | 0% |  |  | 0%
Solar Powered Pool Pump | Offices | N |  | 95% | 43% | 15.39% |  |  |  | 0% |  |  | 0%
Solar Powered Pool Pump | Restaurants | N |  | 95% | 43% | 15.39% |  |  |  | 0% |  |  | 0%
Solar Powered Pool Pump | Retail | N |  | 95% | 43% | 15.39% |  |  |  | 0% |  |  | 0%
Solar Powered Pool Pump | Schools K-12 | N |  | 95% | 43% | 15.39% |  | 20% |  | 0% |  |  | 0%
Solar Powered Pool Pump | Warehouse | N |  | 95% | 43% | 15.39% |  |  |  | 0% |  |  | 0%
Two Speed Pool Pump | Assembly | T |  | 95% | 43% | 15.39% | X | 95% | 43% | 54.15% |  |  | 54.15%
Two Speed Pool Pump | College and University | T |  | 95% | 43% | 15.39% | X | 95% | 43% | 54.15% |  |  | 54.15%
Two Speed Pool Pump | Grocery | T |  | 95% | 43% | 15.39% |  |  |  | 0% |  |  | 0%
Two Speed Pool Pump | Healthcare | T |  | 95% | 43% | 15.39% |  |  |  | 0% |  |  | 0%
Two Speed Pool Pump | Hospitals | T |  | 95% | 43% | 15.39% |  |  |  | 0% |  |  | 0%
Two Speed Pool Pump | Institutional | T |  | 95% | 43% | 15.39% |  |  |  | 0% |  |  | 0%
Two Speed Pool Pump | Lodging/Hospitality | T |  | 95% | 43% | 15.39% | X | 95% | 43% | 54.15% |  |  | 54.15%
Two Speed Pool Pump | Miscellaneous | T |  | 95% | 43% | 15.39% |  |  |  | 0% |  |  | 0%
Two Speed Pool Pump | Offices | T |  | 95% | 43% | 15.39% |  |  |  | 0% |  |  | 0%
Two Speed Pool Pump | Restaurants | T |  | 95% | 43% | 15.39% |  |  |  | 0% |  |  | 0%
Two Speed Pool Pump | Retail | T |  | 95% | 43% | 15.39% |  |  |  | 0% |  |  | 0%
Two Speed Pool Pump | Schools K-12 | T |  | 95% | 43% | 15.39% |  |  |  | 0% |  |  | 0%
Two Speed Pool Pump | Warehouse | T |  | 95% | 43% | 15.39% |  |  |  | 0% |  |  | 0%
Two Speed Pool Pump | Assembly | E |  | 95% | 43% | 15.39% | X | 95% | 43% | 54.15% |  |  | 54.15%
Two Speed Pool Pump | College and University | E |  | 95% | 43% | 15.39% | X | 95% | 43% | 54.15% |  |  | 54.15%
Two Speed Pool Pump | Grocery | E |  | 95% | 43% | 15.39% |  |  |  | 0% |  |  | 0%
Two Speed Pool Pump | Healthcare | E |  | 95% | 43% | 15.39% |  |  |  | 0% |  |  | 0%
Two Speed Pool Pump | Hospitals | E |  | 95% | 43% | 15.39% |  |  |  | 0% |  |  | 0%
Two Speed Pool Pump | Institutional | E |  | 95% | 43% | 15.39% |  |  |  | 0% |  |  | 0%
Two Speed Pool Pump | Lodging/Hospitality | E |  | 0% | 43% | 15.39% | X | 95% | 43% | 54.15% |  |  | 54.15%
Two Speed Pool Pump | Miscellaneous | E |  | 0% | 43% | 15.39% |  |  |  | 0% |  |  | 0%
Two Speed Pool Pump | Offices | E |  | 95% | 43% | 15.39% |  |  |  | 0% |  |  | 0%
Two Speed Pool Pump | Restaurants | E |  | 95% | 43% | 15.39% |  |  |  | 0% |  |  | 0%
Two Speed Pool Pump | Retail | E |  | 95% | 43% | 15.39% |  |  |  | 0% |  |  | 0%
Two Speed Pool Pump | Schools K-12 | E |  | 95% | 43% | 15.39% |  |  |  | 0% |  |  | 0%
Two Speed Pool Pump | Warehouse | E |  | 95% | 43% | 15.39% |  |  |  | 0% |  |  | 0%
Two Speed Pool Pump | Assembly | N |  | 95% | 43% | 15.39% | X | 95% | 43% | 54.15% |  |  | 54.15%
Two Speed Pool Pump | College and University | N |  | 95% | 43% | 15.39% | X | 95% | 43% | 54.15% |  |  | 54.15%
Two Speed Pool Pump | Grocery | N |  | 95% | 43% | 15.39% |  |  |  | 0% |  |  | 0%
Two Speed Pool Pump | Healthcare | N |  | 95% | 43% | 15.39% |  |  |  | 0% |  |  | 0%
Two Speed Pool Pump | Hospitals | N |  | 95% | 43% | 15.39% |  |  |  | 0% |  |  | 0%
Two Speed Pool Pump | Institutional | N |  | 95% | 43% | 15.39% |  |  |  | 0% |  |  | 0%
Two Speed Pool Pump | Lodging/Hospitality | N |  | 95% | 43% | 15.39% | X | 95% | 43% | 54.15% |  |  | 54.15%
Two Speed Pool Pump | Miscellaneous | N |  | 95% | 43% | 15.39% |  |  |  | 0% |  |  | 0%
Two Speed Pool Pump | Offices | N |  | 95% | 43% | 15.39% |  |  |  | 0% |  |  | 0%
Two Speed Pool Pump | Restaurants | N |  | 95% | 43% | 15.39% |  |  |  | 0% |  |  | 0%
Two Speed Pool Pump | Retail | N |  | 95% | 43% | 15.39% |  |  |  | 0% |  |  | 0%
Two Speed Pool Pump | Schools K-12 | N |  | 95% | 43% | 15.39% |  |  |  | 0% |  |  | 0%
Two Speed Pool Pump | Warehouse | N |  | 95% | 43% | 15.39% |  |  |  | 0% |  |  | 0%
Variable Speed Pool Pump | Assembly | T |  | 95% | 43% | 15.39% | X | 95% | 43% | 54.15% |  |  | 54.15%
Variable Speed Pool Pump | College and University | T |  | 95% | 43% | 15.39% | X | 95% | 43% | 54.15% |  |  | 54.15%
Variable Speed Pool Pump | Grocery | T |  | 95% | 43% | 15.39% |  |  |  | 0% |  |  | 0%
Variable Speed Pool Pump | Healthcare | T |  | 95% | 43% | 15.39% |  |  |  | 0% |  |  | 0%
Variable Speed Pool Pump | Hospitals | T |  | 95% | 43% | 15.39% |  |  |  | 0% |  |  | 0%
Variable Speed Pool Pump | Institutional | T |  | 95% | 43% | 15.39% |  |  |  | 0% |  |  | 0%
Variable Speed Pool Pump | Lodging/Hospitality | T |  | 95% | 43% | 15.39% | X | 95% | 43% | 54.15% |  |  | 54.15%
Variable Speed Pool Pump | Miscellaneous | T |  | 95% | 43% | 15.39% |  |  |  | 0% |  |  | 0%
Variable Speed Pool Pump | Offices | T |  | 95% | 43% | 15.39% |  |  |  | 0% |  |  | 0%
Variable Speed Pool Pump | Restaurants | T |  | 95% | 43% | 15.39% |  |  |  | 0% |  |  | 0%
Variable Speed Pool Pump | Retail | T |  | 95% | 43% | 15.39% |  |  |  | 0% |  |  | 0%
Variable Speed Pool Pump | Schools K-12 | T |  | 95% | 43% | 15.39% |  |  |  | 0% |  |  | 0%
Variable Speed Pool Pump | Warehouse | T |  | 95% | 43% | 15.39% |  |  |  | 0% |  |  | 0%
Variable Speed Pool Pump | Assembly | E |  | 95% | 43% | 15.39% | X | 95% | 43% | 54.15% |  |  | 54.15%
Variable Speed Pool Pump | College and University | E |  | 95% | 43% | 15.39% | X | 95% | 43% | 54.15% |  |  | 54.15%
Variable Speed Pool Pump | Grocery | E |  | 95% | 43% | 15.39% |  |  |  | 0% |  |  | 0%
Variable Speed Pool Pump | Healthcare | E |  | 95% | 43% | 15.39% |  |  |  | 0% |  |  | 0%
Variable Speed Pool Pump | Hospitals | E |  | 95% | 43% | 15.39% |  |  |  | 0% |  |  | 0%
Variable Speed Pool Pump | Institutional | E |  | 95% | 43% | 15.39% |  |  |  | 0% |  |  | 0%
Variable Speed Pool Pump | Lodging/Hospitality | E |  | 0% | 43% | 15.39% | X | 95% | 43% | 54.15% |  |  | 54.15%
Variable Speed Pool Pump | Miscellaneous | E |  | 0% | 43% | 15.39% |  |  |  | 0% |  |  | 0%
Variable Speed Pool Pump | Offices | E |  | 95% | 43% | 15.39% |  |  |  | 0% |  |  | 0%
Variable Speed Pool Pump | Restaurants | E |  | 95% | 43% | 15.39% |  |  |  | 0% |  |  | 0%
Variable Speed Pool Pump | Retail | E |  | 95% | 43% | 15.39% |  |  |  | 0% |  |  | 0%
Variable Speed Pool Pump | Schools K-12 | E |  | 95% | 43% | 15.39% |  |  |  | 0% |  |  | 0%
Variable Speed Pool Pump | Warehouse | E |  | 95% | 43% | 15.39% |  |  |  | 0% |  |  | 0%
Variable Speed Pool Pump | Assembly | N |  | 95% | 43% | 15.39% | X | 95% | 43% | 54.15% |  |  | 54.15%
Variable Speed Pool Pump | College and University | N |  | 95% | 43% | 15.39% | X | 95% | 43% | 54.15% |  |  | 54.15%
Variable Speed Pool Pump | Grocery | N |  | 95% | 43% | 15.39% |  |  |  | 0% |  |  | 0%
Variable Speed Pool Pump | Healthcare | N |  | 95% | 43% | 15.39% |  |  |  | 0% |  |  | 0%
Variable Speed Pool Pump | Hospitals | N |  | 95% | 43% | 15.39% |  |  |  | 0% |  |  | 0%
Variable Speed Pool Pump | Institutional | N |  | 95% | 43% | 15.39% |  |  |  | 0% |  |  | 0%
Variable Speed Pool Pump | Lodging/Hospitality | N |  | 95% | 43% | 15.39% | X | 95% | 43% | 54.15% |  |  | 54.15%
Variable Speed Pool Pump | Miscellaneous | N |  | 95% | 43% | 15.39% |  |  |  | 0% |  |  | 0%
Variable Speed Pool Pump | Offices | N |  | 95% | 43% | 15.39% |  |  |  | 0% |  |  | 0%
Variable Speed Pool Pump | Restaurants | N |  | 95% | 43% | 15.39% |  |  |  | 0% |  |  | 0%
Variable Speed Pool Pump | Retail | N |  | 95% | 43% | 15.39% |  |  |  | 0% |  |  | 0%
Variable Speed Pool Pump | Schools K-12 | N |  | 95% | 43% | 15.39% |  |  |  | 0% |  |  | 0%
Variable Speed Pool Pump | Warehouse | N |  | 95% | 43% | 15.39% |  |  |  | 0% |  |  | 0%
ENERGY STAR Imaging Equipment | Assembly | T | 100% | 90% |  | 80.09% | X | 90% | 80.09% | 17.92% |  |  | 17.92%
ENERGY STAR Imaging Equipment | College and University | T | 100% | 90% |  | 80.09% | X | 90% | 80.09% | 17.92% |  |  | 17.92%
ENERGY STAR Imaging Equipment | Grocery | T | 100% | 90% |  | 80.09% | X | 90% | 80.09% | 17.92% |  |  | 17.92%
ENERGY STAR Imaging Equipment | Healthcare | T | 100% | 90% |  | 80.09% | X | 90% | 80.09% | 17.92% |  |  | 17.92%
ENERGY STAR Imaging Equipment | Hospitals | T | 100% | 90% |  | 80.09% | X | 90% | 80.09% | 17.92% |  |  | 17.92%
ENERGY STAR Imaging Equipment | Institutional | T | 100% | 90% |  | 80.09% | X | 90% | 80.09% | 17.92% |  |  | 17.92%
ENERGY STAR Imaging Equipment | Lodging/Hospitality | T | 100% | 90% |  | 80.09% | X | 90% | 80.09% | 17.92% |  |  | 17.92%
ENERGY STAR Imaging Equipment | Miscellaneous | T | 100% | 90% |  | 80.09% |  |  |  | 0% |  |  | 0%
ENERGY STAR Imaging Equipment | Offices | T | 100% | 90% |  | 80.09% | X | 90% | 80.09% | 17.92% |  |  | 17.92%
ENERGY STAR Imaging Equipment | Restaurants | T | 100% | 90% |  | 80.09% |  |  |  | 0% |  |  | 0%
ENERGY STAR Imaging Equipment | Retail | T | 100% | 90% |  | 80.09% | X | 90% | 80.09% | 17.92% |  |  | 17.92%
ENERGY STAR Imaging Equipment | Schools K-12 | T | 100% | 90% |  | 80.09% | X | 90% | 80.09% | 17.92% |  |  | 17.92%
ENERGY STAR Imaging Equipment | Warehouse | T | 100% | 90% |  | 80.09% |  |  |  | 0% |  |  | 0%
ENERGY STAR Imaging Equipment | Assembly | E | 100% | 0% |  | 80.09% | X | 100% | 80.09% | 19.91% |  |  | 19.91%
ENERGY STAR Imaging Equipment | College and University | E | 100% | 90% |  | 80.09% | X | 90% | 80.09% | 17.92% |  |  | 17.92%
ENERGY STAR Imaging Equipment | Grocery | E | 100% | 0% |  | 80.09% | X | 100% | 80.09% | 19.91% |  |  | 19.91%
ENERGY STAR Imaging Equipment | Healthcare | E | 100% | 0% |  | 80.09% | X | 100% | 80.09% | 19.91% |  |  | 19.91%
ENERGY STAR Imaging Equipment | Hospitals | E | 100% | 0% |  | 80.09% | X | 100% | 80.09% | 19.91% |  |  | 19.91%
ENERGY STAR Imaging Equipment | Institutional | E | 100% | 90% |  | 80.09% | X | 90% | 80.09% | 17.92% |  |  | 17.92%
ENERGY STAR Imaging Equipment | Lodging/Hospitality | E | 100% | 0% |  | 80.09% | X | 100% | 80.09% | 19.91% |  |  | 19.91%
ENERGY STAR Imaging Equipment | Miscellaneous | E | 100% | 90% |  | 80.09% |  |  |  | 0% |  |  | 0%
ENERGY STAR Imaging Equipment | Offices | E | 100% | 0% |  | 80.09% | X | 100% | 80.09% | 19.91% |  |  | 19.91%
ENERGY STAR Imaging Equipment | Restaurants | E | 100% | 90% |  | 80.09% |  |  |  | 0% |  |  | 0%
ENERGY STAR Imaging Equipment | Retail | E | 100% | 0% |  | 80.09% | X | 100% | 80.09% | 19.91% |  |  | 19.91%
ENERGY STAR Imaging Equipment | Schools K-12 | E | 100% | 90% |  | 80.09% | X | 90% | 80.09% | 17.92% |  |  | 17.92%
ENERGY STAR Imaging Equipment | Warehouse | E | 100% | 90% |  | 80.09% |  |  |  | 0% |  |  | 0%
ENERGY STAR Imaging Equipment | Assembly | N | 100% | 90% |  | 80.09% | X | 90% | 80.09% | 17.92% |  |  | 17.92%
ENERGY STAR Imaging Equipment | College and University | N | 100% | 90% |  | 80.09% | X | 90% | 80.09% | 17.92% |  |  | 17.92%
ENERGY STAR Imaging Equipment | Grocery | N | 100% | 90% |  | 80.09% | X | 90% | 80.09% | 17.92% |  |  | 17.92%
ENERGY STAR Imaging Equipment | Healthcare | N | 100% | 90% |  | 80.09% | X | 90% | 80.09% | 17.92% |  |  | 17.92%
ENERGY STAR Imaging Equipment | Hospitals | N | 100% | 90% |  | 80.09% | X | 90% | 80.09% | 17.92% |  |  | 17.92%
ENERGY STAR Imaging Equipment | Institutional | N | 100% | 90% |  | 80.09% | X | 90% | 80.09% | 17.92% |  |  | 17.92%
ENERGY STAR Imaging Equipment | Lodging/Hospitality | N | 100% | 90% |  | 80.09% | X | 90% | 80.09% | 17.92% |  |  | 17.92%
ENERGY STAR Imaging Equipment | Miscellaneous | N | 100% | 90% |  | 80.09% |  |  |  | 0% |  |  | 0%
ENERGY STAR Imaging Equipment | Offices | N | 100% | 90% |  | 80.09% | X | 90% | 80.09% | 17.92% |  |  | 17.92%
ENERGY STAR Imaging Equipment | Restaurants | N | 100% | 90% |  | 80.09% |  |  |  | 0% |  |  | 0%
ENERGY STAR Imaging Equipment | Retail | N | 100% | 90% |  | 80.09% | X | 90% | 80.09% | 17.92% |  |  | 17.92%
ENERGY STAR Imaging Equipment | Schools K-12 | N | 100% | 90% |  | 80.09% | X | 90% | 80.09% | 17.92% |  |  | 17.92%
ENERGY STAR Imaging Equipment | Warehouse | N | 100% | 90% |  | 80.09% |  |  |  | 0% |  |  | 0%
Energy Star PCs | Assembly | T | 100% |  | 65% |  | X | 100% | 65% | 35% |  |  | 35%
Energy Star PCs | College and University | T | 100% |  | 65% |  | X | 100% | 65% | 35% |  |  | 35%
Energy Star PCs | Grocery | T | 100% |  | 65% |  | X | 100% | 65% | 35% |  |  | 35%
Energy Star PCs | Healthcare | T | 100% |  | 65% |  | X | 100% | 65% | 35% |  |  | 35%
Energy Star PCs | Hospitals | T | 100% |  | 65% |  | X | 100% | 65% | 35% |  |  | 35%
Energy Star PCs | Institutional | T | 100% |  | 65% |  | X | 100% | 65% | 35% |  |  | 35%
Energy Star PCs | Lodging/Hospitality | T | 100% |  | 65% |  | X | 100% | 65% | 35% |  |  | 35%
Energy Star PCs | Miscellaneous | T | 100% |  | 65% |  | X | 100% | 65% | 35% |  |  | 35%
Energy Star PCs | Offices | T | 100% |  | 65% |  | X | 100% | 65% | 35% |  |  | 35%
Energy Star PCs | Restaurants | T | 100% |  | 65% |  | X | 100% | 65% | 35% |  |  | 35%
Energy Star PCs | Retail | T | 100% |  | 65% |  | X | 100% | 65% | 35% |  |  | 35%
Energy Star PCs | Schools K-12 | T | 100% |  | 65% |  | X | 100% | 65% | 35% |  |  | 35%
Energy Star PCs | Warehouse | T | 100% |  | 65% |  | X | 100% | 65% | 35% |  |  | 35%
Energy Star PCs | Assembly | E | 100% |  | 65% |  | X | 100% | 65% | 35% |  |  | 35%
Energy Star PCs | College and University | E | 100% |  | 65% |  | X | 100% | 65% | 35% |  |  | 35%
Energy Star PCs | Grocery | E | 100% |  | 65% |  | X | 100% | 65% | 35% |  |  | 35%
Energy Star PCs | Healthcare | E | 100% |  | 65% |  | X | 100% | 65% | 35% |  |  | 35%
Energy Star PCs | Hospitals | E | 100% |  | 65% |  | X | 100% | 65% | 35% |  |  | 35%
Energy Star PCs | Institutional | E | 100% |  | 65% |  | X | 100% | 65% | 35% |  |  | 35%
Energy Star PCs | Lodging/Hospitality | E | 100% |  | 65% |  | X | 100% | 65% | 35% |  |  | 35%
Energy Star PCs | Miscellaneous | E | 100% |  | 65% |  | X | 100% | 65% | 35% |  |  | 35%
Energy Star PCs | Offices | E | 100% |  | 65% |  | X | 100% | 65% | 35% |  |  | 35%
Energy Star PCs | Restaurants | E | 100% |  | 65% |  | X | 100% | 65% | 35% |  |  | 35%
Energy Star PCs | Retail | E | 100% |  | 65% |  | X | 100% | 65% | 35% |  |  | 35%
Energy Star PCs | Schools K-12 | E | 100% |  | 65% |  | X | 100% | 65% | 35% |  |  | 35%
Energy Star PCs | Warehouse | E | 100% |  | 65% |  | X | 100% | 65% | 35% |  |  | 35%
Energy Star PCs | Assembly | N | 100% |  | 65% |  | X | 100% | 65% | 35% |  |  | 35%
Energy Star PCs | College and University | N | 100% |  | 65% |  | X | 100% | 65% | 35% |  |  | 35%
Energy Star PCs | Grocery | N | 100% |  | 65% |  | X | 100% | 65% | 35% |  |  | 35%
Energy Star PCs | Healthcare | N | 100% |  | 65% |  | X | 100% | 65% | 35% |  |  | 35%
Energy Star PCs | Hospitals | N | 100% |  | 65% |  | X | 100% | 65% | 35% |  |  | 35%
Energy Star PCs | Institutional | N | 100% |  | 65% |  | X | 100% | 65% | 35% |  |  | 35%
Energy Star PCs | Lodging/Hospitality | N | 100% |  | 65% |  | X | 100% | 65% | 35% |  |  | 35%
Energy Star PCs | Miscellaneous | N | 100% |  | 65% |  | X | 100% | 65% | 35% |  |  | 35%
Energy Star PCs | Offices | N | 100% |  | 65% |  | X | 100% | 65% | 35% |  |  | 35%
Energy Star PCs | Restaurants | N | 100% |  | 65% |  | X | 100% | 65% | 35% |  |  | 35%
Energy Star PCs | Retail | N | 100% |  | 65% |  | X | 100% | 65% | 35% |  |  | 35%
Energy Star PCs | Schools K-12 | N | 100% |  | 65% |  | X | 100% | 65% | 35% |  |  | 35%
Energy Star PCs | Warehouse | N | 100% |  | 65% |  | X | 100% | 65% | 35% |  |  | 35%
Energy Star Servers | Assembly | T |  | 95% |  | 50.23% |  |  |  | 0% |  |  | 0%
Energy Star Servers | College and University | T |  | 95% |  | 50.23% | X | 95% | 50.23% | 47.28% |  |  | 47.28%
Energy Star Servers | Grocery | T |  | 95% |  | 50.23% |  |  |  | 0% |  |  | 0%
Energy Star Servers | Healthcare | T |  | 95% |  | 50.23% | X | 95% | 50.23% | 47.28% |  |  | 47.28%
Energy Star Servers | Hospitals | T |  | 95% |  | 50.23% | X | 95% | 50.23% | 47.28% |  |  | 47.28%
Energy Star Servers | Institutional | T |  | 95% |  | 50.23% | X | 95% | 50.23% | 47.28% |  |  | 47.28%
Energy Star Servers | Lodging/Hospitality | T |  | 95% |  | 50.23% | X | 95% | 50.23% | 47.28% |  |  | 47.28%
Energy Star Servers | Miscellaneous | T |  | 95% |  | 50.23% | X | 95% | 50.23% | 47.28% |  |  | 47.28%
Energy Star Servers | Offices | T |  | 95% |  | 50.23% | X | 95% | 50.23% | 47.28% |  |  | 47.28%
Energy Star Servers | Restaurants | T |  | 95% |  | 50.23% |  |  |  | 0% |  |  | 0%
Energy Star Servers | Retail | T |  | 95% |  | 50.23% | X | 95% | 50.23% | 47.28% |  |  | 47.28%
Energy Star Servers | Schools K-12 | T |  | 95% |  | 50.23% | X | 95% | 50.23% | 47.28% |  |  | 47.28%
Energy Star Servers | Warehouse | T |  | 95% |  | 50.23% |  |  |  | 0% |  |  | 0%
Energy Star Servers | Assembly | E |  | 0% |  | 50.23% |  |  |  | 0% |  |  | 0%
Energy Star Servers | College and University | E |  | 95% |  | 50.23% | X | 95% | 50.23% | 47.28% |  |  | 47.28%
Energy Star Servers | Grocery | E |  | 0% |  | 50.23% |  |  |  | 0% |  |  | 0%
Energy Star Servers | Healthcare | E |  | 0% |  | 50.23% | X | 95% | 50.23% | 47.28% |  |  | 47.28%
Energy Star Servers | Hospitals | E |  | 0% |  | 50.23% | X | 95% | 50.23% | 47.28% |  |  | 47.28%
Energy Star Servers | Institutional | E |  | 95% |  | 50.23% | X | 95% | 50.23% | 47.28% |  |  | 47.28%
Energy Star Servers | Lodging/Hospitality | E |  | 0% |  | 50.23% | X | 95% | 50.23% | 47.28% |  |  | 47.28%
Energy Star Servers | Miscellaneous | E |  | 95% |  | 50.23% | X | 95% | 50.23% | 47.28% |  |  | 47.28%
Energy Star Servers | Offices | E |  | 0% |  | 50.23% | X | 95% | 50.23% | 47.28% |  |  | 47.28%
Energy Star Servers | Restaurants | E |  | 95% |  | 50.23% |  |  |  | 0% |  |  | 0%
Energy Star Servers | Retail | E |  | 0% |  | 50.23% | X | 95% | 50.23% | 47.28% |  |  | 47.28%
Energy Star Servers | Schools K-12 | E |  | 95% |  | 50.23% | X | 95% | 50.23% | 47.28% |  |  | 47.28%
Energy Star Servers | Warehouse | E |  | 95% |  | 50.23% |  |  |  | 0% |  |  | 0%
Energy Star Servers | Assembly | N |  | 0% |  | 50.23% |  |  |  | 0% |  |  | 0%
Energy Star Servers | College and University | N |  | 95% |  | 50.23% | X | 95% | 50.23% | 47.28% |  |  | 47.28%
Energy Star Servers | Grocery | N |  | 0% |  | 50.23% |  |  |  | 0% |  |  | 0%
Energy Star Servers | Healthcare | N |  | 0% |  | 50.23% | X | 95% | 50.23% | 47.28% |  |  | 47.28%
Energy Star Servers | Hospitals | N |  | 0% |  | 50.23% | X | 95% | 50.23% | 47.28% |  |  | 47.28%
Energy Star Servers | Institutional | N |  | 95% |  | 50.23% | X | 95% | 50.23% | 47.28% |  |  | 47.28%
Energy Star Servers | Lodging/Hospitality | N |  | 0% |  | 50.23% | X | 95% | 50.23% | 47.28% |  |  | 47.28%
Energy Star Servers | Miscellaneous | N |  | 95% |  | 50.23% | X | 95% | 50.23% | 47.28% |  |  | 47.28%
Energy Star Servers | Offices | N |  | 0% |  | 50.23% | X | 95% | 50.23% | 47.28% |  |  | 47.28%
Energy Star Servers | Restaurants | N |  | 95% |  | 50.23% |  |  |  | 0% |  |  | 0%
Energy Star Servers | Retail | N |  | 0% |  | 50.23% | X | 95% | 50.23% | 47.28% |  |  | 47.28%
Energy Star Servers | Schools K-12 | N |  | 95% |  | 50.23% | X | 95% | 50.23% | 47.28% |  |  | 47.28%
Energy Star Servers | Warehouse | N |  | 95% |  | 50.23% |  |  |  | 0% |  |  | 0%
Energy Star Uninterruptable Power Supply | Assembly | T | 75% | 95% |  | 70.14% |  |  |  | 0% |  |  | 0%
Energy Star Uninterruptable Power Supply | College and University | T | 75% | 80% |  | 70.14% | X | 75% | 70.14% | 22.4% |  |  | 22.4%
Energy Star Uninterruptable Power Supply | Grocery | T | 75% | 95% |  | 70.14% |  |  |  | 0% |  |  | 0%
Energy Star Uninterruptable Power Supply | Healthcare | T | 75% | 95% |  | 70.14% | X | 75% | 70.14% | 22.4% |  |  | 22.4%
Energy Star Uninterruptable Power Supply | Hospitals | T | 75% | 95% |  | 70.14% | X | 75% | 70.14% | 22.4% |  |  | 22.4%
Energy Star Uninterruptable Power Supply | Institutional | T | 75% | 80% |  | 70.14% | X | 75% | 70.14% | 22.4% |  |  | 22.4%
Energy Star Uninterruptable Power Supply | Lodging/Hospitality | T | 75% | 95% |  | 70.14% | X | 75% | 70.14% | 22.4% |  |  | 22.4%
Energy Star Uninterruptable Power Supply | Miscellaneous | T | 75% | 80% |  | 70.14% | X | 75% | 70.14% | 22.4% |  |  | 22.4%
Energy Star Uninterruptable Power Supply | Offices | T | 75% | 95% |  | 70.14% | X | 75% | 70.14% | 22.4% |  |  | 22.4%
Energy Star Uninterruptable Power Supply | Restaurants | T | 75% | 80% |  | 70.14% |  |  |  | 0% |  |  | 0%
Energy Star Uninterruptable Power Supply | Retail | T | 75% | 40% |  | 70.14% |  |  |  | 0% |  |  | 0%
Energy Star Uninterruptable Power Supply | Schools K-12 | T | 75% | 80% |  | 70.14% | X | 75% | 70.14% | 22.4% |  |  | 22.4%
Energy Star Uninterruptable Power Supply | Warehouse | T | 75% | 80% |  | 70.14% |  |  |  | 0% |  |  | 0%
Energy Star Uninterruptable Power Supply | Assembly | E | 75% | 0% |  | 70.14% |  |  |  | 0% |  |  | 0%
Energy Star Uninterruptable Power Supply | College and University | E | 75% | 80% |  | 70.14% | X | 75% | 70.14% | 22.4% |  |  | 22.4%
Energy Star Uninterruptable Power Supply | Grocery | E | 75% | 0% |  | 70.14% |  |  |  | 0% |  |  | 0%
Energy Star Uninterruptable Power Supply | Healthcare | E | 75% | 0% |  | 70.14% | X | 75% | 70.14% | 22.4% |  |  | 22.4%
Energy Star Uninterruptable Power Supply | Hospitals | E | 75% | 0% |  | 70.14% | X | 75% | 70.14% | 22.4% |  |  | 22.4%
Energy Star Uninterruptable Power Supply | Institutional | E | 75% | 80% |  | 70.14% | X | 75% | 70.14% | 22.4% |  |  | 22.4%
Energy Star Uninterruptable Power Supply | Lodging/Hospitality | E | 75% | 0% |  | 70.14% | X | 75% | 70.14% | 22.4% |  |  | 22.4%
Energy Star Uninterruptable Power Supply | Miscellaneous | E | 75% | 80% |  | 70.14% | X | 75% | 70.14% | 22.4% |  |  | 22.4%
Energy Star Uninterruptable Power Supply | Offices | E | 75% | 0% |  | 70.14% | X | 75% | 70.14% | 22.4% |  |  | 22.4%
Energy Star Uninterruptable Power Supply | Restaurants | E | 75% | 80% |  | 70.14% |  |  |  | 0% |  |  | 0%
Energy Star Uninterruptable Power Supply | Retail | E | 75% | 0% |  | 70.14% |  |  |  | 0% |  |  | 0%
Energy Star Uninterruptable Power Supply | Schools K-12 | E | 75% | 80% |  | 70.14% | X | 75% | 70.14% | 22.4% |  |  | 22.4%
Energy Star Uninterruptable Power Supply | Warehouse | E | 75% | 80% |  | 70.14% |  |  |  | 0% |  |  | 0%
Energy Star Uninterruptable Power Supply | Assembly | N | 75% | 0% |  | 70.14% |  |  |  | 0% |  |  | 0%
Energy Star Uninterruptable Power Supply | College and University | N | 75% | 80% |  | 70.14% | X | 75% | 70.14% | 22.4% |  |  | 22.4%
Energy Star Uninterruptable Power Supply | Grocery | N | 75% | 0% |  | 70.14% |  |  |  | 0% |  |  | 0%
Energy Star Uninterruptable Power Supply | Healthcare | N | 75% | 0% |  | 70.14% | X | 75% | 70.14% | 22.4% |  |  | 22.4%
Energy Star Uninterruptable Power Supply | Hospitals | N | 75% | 0% |  | 70.14% | X | 75% | 70.14% | 22.4% |  |  | 22.4%
Energy Star Uninterruptable Power Supply | Institutional | N | 75% | 80% |  | 70.14% | X | 75% | 70.14% | 22.4% |  |  | 22.4%
Energy Star Uninterruptable Power Supply | Lodging/Hospitality | N | 75% | 0% |  | 70.14% | X | 75% | 70.14% | 22.4% |  |  | 22.4%
Energy Star Uninterruptable Power Supply | Miscellaneous | N | 75% | 80% |  | 70.14% | X | 75% | 70.14% | 22.4% |  |  | 22.4%
Energy Star Uninterruptable Power Supply | Offices | N | 75% | 0% |  | 70.14% | X | 75% | 70.14% | 22.4% |  |  | 22.4%
Energy Star Uninterruptable Power Supply | Restaurants | N | 75% | 80% |  | 70.14% |  |  |  | 0% |  |  | 0%
Energy Star Uninterruptable Power Supply | Retail | N | 75% | 0% |  | 70.14% |  |  |  | 0% |  |  | 0%
Energy Star Uninterruptable Power Supply | Schools K-12 | N | 75% | 80% |  | 70.14% | X | 75% | 70.14% | 22.4% |  |  | 22.4%
Energy Star Uninterruptable Power Supply | Warehouse | N | 75% | 80% |  | 70.14% |  |  |  | 0% |  |  | 0%
Server Virtualization | Assembly | T |  | 50% |  | 25.35% |  |  |  | 0% |  |  | 0%
Server Virtualization | College and University | T |  | 52.27% |  | 25.35% | X | 52.27% | 25.35% | 92% |  |  | 92%
Server Virtualization | Grocery | T |  | 50% |  | 25.35% |  |  |  | 0% |  |  | 0%
Server Virtualization | Healthcare | T |  | 50% |  | 25.35% | X | 50% | 25.35% | 37.33% |  |  | 37.33%
Server Virtualization | Hospitals | T |  | 50% |  | 25.35% | X | 50% | 25.35% | 92% |  |  | 92%
Server Virtualization | Institutional | T |  | 52.27% |  | 25.35% | X | 52.27% | 25.35% | 92% |  |  | 92%
Server Virtualization | Lodging/Hospitality | T |  | 50% |  | 25.35% | X | 50% | 25.35% | 37.33% |  |  | 37.33%
Server Virtualization | Miscellaneous | T |  | 52.27% |  | 25.35% | X | 52.27% | 25.35% | 39.02% |  |  | 39.02%
Server Virtualization | Offices | T |  | 50% |  | 25.35% | X | 50% | 25.35% | 37.33% |  |  | 37.33%
Server Virtualization | Restaurants | T |  | 52.27% |  | 25.35% |  |  |  | 0% |  |  | 0%
Server Virtualization | Retail | T |  | 50% |  | 25.35% | X | 50% | 25.35% | 37.33% |  |  | 37.33%
Server Virtualization | Schools K-12 | T |  | 52.27% |  | 25.35% | X | 52.27% | 25.35% | 92% |  |  | 92%
Server Virtualization | Warehouse | T |  | 52.27% |  | 25.35% |  |  |  | 0% |  |  | 0%
Server Virtualization | Assembly | E |  | 0% |  | 25.35% |  |  |  | 0% |  |  | 0%
Server Virtualization | College and University | E |  | 52.27% |  | 25.35% | X | 52.27% | 25.35% | 92% |  |  | 92%
Server Virtualization | Grocery | E |  | 0% |  | 25.35% |  |  |  | 0% |  |  | 0%
Server Virtualization | Healthcare | E |  | 0% |  | 25.35% | X | 51.64% | 25.35% | 38.55% |  |  | 38.55%
Server Virtualization | Hospitals | E |  | 0% |  | 25.35% | X | 51.64% | 25.35% | 92% |  |  | 92%
Server Virtualization | Institutional | E |  | 52.27% |  | 25.35% | X | 52.27% | 25.35% | 92% |  |  | 92%
Server Virtualization | Lodging/Hospitality | E |  | 0% |  | 25.35% | X | 51.64% | 25.35% | 38.55% |  |  | 38.55%
Server Virtualization | Miscellaneous | E |  | 52.27% |  | 25.35% | X | 52.27% | 25.35% | 39.02% |  |  | 39.02%
Server Virtualization | Offices | E |  | 0% |  | 25.35% | X | 51.64% | 25.35% | 38.55% |  |  | 38.55%
Server Virtualization | Restaurants | E |  | 52.27% |  | 25.35% |  |  |  | 0% |  |  | 0%
Server Virtualization | Retail | E |  | 0% |  | 25.35% | X | 51.64% | 25.35% | 38.55% |  |  | 38.55%
Server Virtualization | Schools K-12 | E |  | 52.27% |  | 25.35% | X | 52.27% | 25.35% | 92% |  |  | 92%
Server Virtualization | Warehouse | E |  | 52.27% |  | 25.35% |  |  |  | 0% |  |  | 0%
Server Virtualization | Assembly | N |  | 0% |  | 25.35% |  |  |  | 0% |  |  | 0%
Server Virtualization | College and University | N |  | 52.27% |  | 25.35% | X | 52.27% | 25.35% | 92% |  |  | 92%
Server Virtualization | Grocery | N |  | 0% |  | 25.35% |  |  |  | 0% |  |  | 0%
Server Virtualization | Healthcare | N |  | 0% |  | 25.35% | X | 51.64% | 25.35% | 38.55% |  |  | 38.55%
Server Virtualization | Hospitals | N |  | 0% |  | 25.35% | X | 51.64% | 25.35% | 92% |  |  | 92%
Server Virtualization | Institutional | N |  | 52.27% |  | 25.35% | X | 52.27% | 25.35% | 92% |  |  | 92%
Server Virtualization | Lodging/Hospitality | N |  | 0% |  | 25.35% | X | 51.64% | 25.35% | 38.55% |  |  | 38.55%
Server Virtualization | Miscellaneous | N |  | 52.27% |  | 25.35% | X | 52.27% | 25.35% | 39.02% |  |  | 39.02%
Server Virtualization | Offices | N |  | 0% |  | 25.35% | X | 51.64% | 25.35% | 38.55% |  |  | 38.55%
Server Virtualization | Restaurants | N |  | 52.27% |  | 25.35% |  |  |  | 0% |  |  | 0%
Server Virtualization | Retail | N |  | 0% |  | 25.35% | X | 51.64% | 25.35% | 38.55% |  |  | 38.55%
Server Virtualization | Schools K-12 | N |  | 52.27% |  | 25.35% | X | 52.27% | 25.35% | 92% |  |  | 92%
Server Virtualization | Warehouse | N |  | 52.27% |  | 25.35% |  |  |  | 0% |  |  | 0%
Energy Star Commercial Glass Door Freezer | Assembly | T | 0% | 95% |  | 76.62% |  |  |  | 0% |  |  | 0%
Energy Star Commercial Glass Door Freezer | College and University | T | 0% | 95% |  | 76.62% |  |  |  | 0% |  |  | 0%
Energy Star Commercial Glass Door Freezer | Grocery | T | 100% | 95% |  | 65.16% | X | 95% | 65.16% | 33.1% |  |  | 33.1%
Energy Star Commercial Glass Door Freezer | Healthcare | T | 0% | 95% |  | 76.62% |  |  |  | 0% |  |  | 0%
Energy Star Commercial Glass Door Freezer | Hospitals | T | 0% | 95% |  | 76.62% |  |  |  | 0% |  |  | 0%
Energy Star Commercial Glass Door Freezer | Institutional | T | 0% | 95% |  | 76.62% |  |  |  | 0% |  |  | 0%
Energy Star Commercial Glass Door Freezer | Lodging/Hospitality | T | 0% | 95% |  | 76.62% |  |  |  | 0% |  |  | 0%
Energy Star Commercial Glass Door Freezer | Miscellaneous | T | 0% | 95% |  | 76.62% |  |  |  | 0% |  |  | 0%
Energy Star Commercial Glass Door Freezer | Offices | T | 0% | 95% |  | 76.62% |  |  |  | 0% |  |  | 0%
Energy Star Commercial Glass Door Freezer | Restaurants | T | 0% | 95% |  | 76.62% |  |  |  | 0% |  |  | 0%
Energy Star Commercial Glass Door Freezer | Retail | T | 0% | 95% |  | 65.16% | X | 95% | 65.16% | 33.1% |  |  | 33.1%
Energy Star Commercial Glass Door Freezer | Schools K-12 | T | 0% | 95% |  | 76.62% |  |  |  | 0% |  |  | 0%
Energy Star Commercial Glass Door Freezer | Warehouse | T | 0% | 95% |  | 76.62% |  |  |  | 0% |  |  | 0%
Energy Star Commercial Glass Door Freezer | Assembly | E | 0% | 95% |  | 76.62% |  |  |  | 0% |  |  | 0%
Energy Star Commercial Glass Door Freezer | College and University | E | 0% | 95% |  | 76.62% |  |  |  | 0% |  |  | 0%
Energy Star Commercial Glass Door Freezer | Grocery | E | 100% | 0% |  | 65.16% | X | 100% | 65.16% | 34.84% |  |  | 34.84%
Energy Star Commercial Glass Door Freezer | Healthcare | E | 0% | 95% |  | 76.62% |  |  |  | 0% |  |  | 0%
Energy Star Commercial Glass Door Freezer | Hospitals | E | 0% | 95% |  | 76.62% |  |  |  | 0% |  |  | 0%
Energy Star Commercial Glass Door Freezer | Institutional | E | 0% | 95% |  | 76.62% |  |  |  | 0% |  |  | 0%
Energy Star Commercial Glass Door Freezer | Lodging/Hospitality | E | 0% | 95% |  | 76.62% |  |  |  | 0% |  |  | 0%
Energy Star Commercial Glass Door Freezer | Miscellaneous | E | 0% | 95% |  | 76.62% |  |  |  | 0% |  |  | 0%
Energy Star Commercial Glass Door Freezer | Offices | E | 0% | 95% |  | 76.62% |  |  |  | 0% |  |  | 0%
Energy Star Commercial Glass Door Freezer | Restaurants | E | 0% | 95% |  | 76.62% |  |  |  | 0% |  |  | 0%
Energy Star Commercial Glass Door Freezer | Retail | E | 0% | 0% |  | 65.16% | X | 95% | 65.16% | 33.1% |  |  | 33.1%
Energy Star Commercial Glass Door Freezer | Schools K-12 | E | 0% | 95% |  | 76.62% |  |  |  | 0% |  |  | 0%
Energy Star Commercial Glass Door Freezer | Warehouse | E | 0% | 95% |  | 76.62% |  |  |  | 0% |  |  | 0%
Energy Star Commercial Glass Door Freezer | Assembly | N | 0% | 95% |  | 76.62% |  |  |  | 0% |  |  | 0%
Energy Star Commercial Glass Door Freezer | College and University | N | 0% | 95% |  | 76.62% |  |  |  | 0% |  |  | 0%
Energy Star Commercial Glass Door Freezer | Grocery | N | 100% | 0% |  | 99.54% | X | 100% | 99.54% | 0.46% |  |  | 0.46%
Energy Star Commercial Glass Door Freezer | Healthcare | N | 0% | 95% |  | 76.62% |  |  |  | 0% |  |  | 0%
Energy Star Commercial Glass Door Freezer | Hospitals | N | 0% | 95% |  | 76.62% |  |  |  | 0% |  |  | 0%
Energy Star Commercial Glass Door Freezer | Institutional | N | 0% | 95% |  | 76.62% |  |  |  | 0% |  |  | 0%
Energy Star Commercial Glass Door Freezer | Lodging/Hospitality | N | 0% | 95% |  | 76.62% |  |  |  | 0% |  |  | 0%
Energy Star Commercial Glass Door Freezer | Miscellaneous | N | 0% | 95% |  | 76.62% |  |  |  | 0% |  |  | 0%
Energy Star Commercial Glass Door Freezer | Offices | N | 0% | 95% |  | 76.62% |  |  |  | 0% |  |  | 0%
Energy Star Commercial Glass Door Freezer | Restaurants | N | 0% | 95% |  | 76.62% |  |  |  | 0% |  |  | 0%
Energy Star Commercial Glass Door Freezer | Retail | N | 0% | 0% |  | 99.54% | X | 95% | 99.54% | 0.437% |  |  | 0.437%
Energy Star Commercial Glass Door Freezer | Schools K-12 | N | 0% | 95% |  | 76.62% |  |  |  | 0% |  |  | 0%
Energy Star Commercial Glass Door Freezer | Warehouse | N | 0% | 95% |  | 76.62% |  |  |  | 0% |  |  | 0%
Energy Star Commercial Glass Door Refrigerator | Assembly | T | 0% | 95% |  | 76.62% |  |  |  | 0% |  |  | 0%
Energy Star Commercial Glass Door Refrigerator | College and University | T | 0% | 95% |  | 76.62% |  |  |  | 0% |  |  | 0%
Energy Star Commercial Glass Door Refrigerator | Grocery | T | 100% | 95% |  | 65.16% | X | 95% | 65.16% | 33.1% |  |  | 33.1%
Energy Star Commercial Glass Door Refrigerator | Healthcare | T | 0% | 95% |  | 76.62% |  |  |  | 0% |  |  | 0%
Energy Star Commercial Glass Door Refrigerator | Hospitals | T | 0% | 95% |  | 76.62% |  |  |  | 0% |  |  | 0%
Energy Star Commercial Glass Door Refrigerator | Institutional | T | 0% | 95% |  | 76.62% |  |  |  | 0% |  |  | 0%
Energy Star Commercial Glass Door Refrigerator | Lodging/Hospitality | T | 0% | 95% |  | 76.62% |  |  |  | 0% |  |  | 0%
Energy Star Commercial Glass Door Refrigerator | Miscellaneous | T | 0% | 95% |  | 76.62% |  |  |  | 0% |  |  | 0%
Energy Star Commercial Glass Door Refrigerator | Offices | T | 0% | 95% |  | 76.62% |  |  |  | 0% |  |  | 0%
Energy Star Commercial Glass Door Refrigerator | Restaurants | T | 0% | 95% |  | 76.62% |  |  |  | 0% |  |  | 0%
Energy Star Commercial Glass Door Refrigerator | Retail | T | 0% | 95% |  | 65.16% | X | 95% | 65.16% | 33.1% |  |  | 33.1%
Energy Star Commercial Glass Door Refrigerator | Schools K-12 | T | 0% | 95% |  | 76.62% |  |  |  | 0% |  |  | 0%
Energy Star Commercial Glass Door Refrigerator | Warehouse | T | 0% | 95% |  | 76.62% |  |  |  | 0% |  |  | 0%
Energy Star Commercial Glass Door Refrigerator | Assembly | E | 0% | 95% |  | 76.62% |  |  |  | 0% |  |  | 0%
Energy Star Commercial Glass Door Refrigerator | College and University | E | 0% | 95% |  | 76.62% |  |  |  | 0% |  |  | 0%
Energy Star Commercial Glass Door Refrigerator | Grocery | E | 100% | 0% |  | 65.16% | X | 100% | 65.16% | 34.84% |  |  | 34.84%
Energy Star Commercial Glass Door Refrigerator | Healthcare | E | 0% | 95% |  | 76.62% |  |  |  | 0% |  |  | 0%
Energy Star Commercial Glass Door Refrigerator | Hospitals | E | 0% | 95% |  | 76.62% |  |  |  | 0% |  |  | 0%
Energy Star Commercial Glass Door Refrigerator | Institutional | E | 0% | 95% |  | 76.62% |  |  |  | 0% |  |  | 0%
Energy Star Commercial Glass Door Refrigerator | Lodging/Hospitality | E | 0% | 95% |  | 76.62% |  |  |  | 0% |  |  | 0%
Energy Star Commercial Glass Door Refrigerator | Miscellaneous | E | 0% | 95% |  | 76.62% |  |  |  | 0% |  |  | 0%
Energy Star Commercial Glass Door Refrigerator | Offices | E | 0% | 95% |  | 76.62% |  |  |  | 0% |  |  | 0%
Energy Star Commercial Glass Door Refrigerator | Restaurants | E | 0% | 95% |  | 76.62% |  |  |  | 0% |  |  | 0%
Energy Star Commercial Glass Door Refrigerator | Retail | E | 0% | 0% |  | 65.16% | X | 95% | 65.16% | 33.1% |  |  | 33.1%
Energy Star Commercial Glass Door Refrigerator | Schools K-12 | E | 0% | 95% |  | 76.62% |  |  |  | 0% |  |  | 0%
Energy Star Commercial Glass Door Refrigerator | Warehouse | E | 0% | 95% |  | 76.62% |  |  |  | 0% |  |  | 0%
Energy Star Commercial Glass Door Refrigerator | Assembly | N | 0% | 95% |  | 76.62% |  |  |  | 0% |  |  | 0%
Energy Star Commercial Glass Door Refrigerator | College and University | N | 0% | 95% |  | 76.62% |  |  |  | 0% |  |  | 0%
Energy Star Commercial Glass Door Refrigerator | Grocery | N | 100% | 0% |  | 99.54% | X | 100% | 99.54% | 0.46% |  |  | 0.46%
Energy Star Commercial Glass Door Refrigerator | Healthcare | N | 0% | 95% |  | 76.62% |  |  |  | 0% |  |  | 0%
Energy Star Commercial Glass Door Refrigerator | Hospitals | N | 0% | 95% |  | 76.62% |  |  |  | 0% |  |  | 0%
Energy Star Commercial Glass Door Refrigerator | Institutional | N | 0% | 95% |  | 76.62% |  |  |  | 0% |  |  | 0%
Energy Star Commercial Glass Door Refrigerator | Lodging/Hospitality | N | 0% | 95% |  | 76.62% |  |  |  | 0% |  |  | 0%
Energy Star Commercial Glass Door Refrigerator | Miscellaneous | N | 0% | 95% |  | 76.62% |  |  |  | 0% |  |  | 0%
Energy Star Commercial Glass Door Refrigerator | Offices | N | 0% | 95% |  | 76.62% |  |  |  | 0% |  |  | 0%
Energy Star Commercial Glass Door Refrigerator | Restaurants | N | 0% | 95% |  | 76.62% |  |  |  | 0% |  |  | 0%
Energy Star Commercial Glass Door Refrigerator | Retail | N | 0% | 0% |  | 99.54% | X | 95% | 99.54% | 0.437% |  |  | 0.437%
Energy Star Commercial Glass Door Refrigerator | Schools K-12 | N | 0% | 95% |  | 76.62% |  |  |  | 0% |  |  | 0%
Energy Star Commercial Glass Door Refrigerator | Warehouse | N | 0% | 95% |  | 76.62% |  |  |  | 0% |  |  | 0%
Energy Star Commercial Solid Door Freezer | Assembly | T | 0% | 76% |  | 12.38% |  |  |  | 0% |  |  | 0%
Energy Star Commercial Solid Door Freezer | College and University | T | 0% | 76% |  | 12.38% |  |  |  | 0% |  |  | 0%
Energy Star Commercial Solid Door Freezer | Grocery | T | 100% | 76% |  | 12.38% | X | 76% | 12.38% | 66.59% |  |  | 66.59%
Energy Star Commercial Solid Door Freezer | Healthcare | T | 0% | 76% |  | 12.38% |  |  |  | 0% |  |  | 0%
Energy Star Commercial Solid Door Freezer | Hospitals | T | 0% | 76% |  | 12.38% |  |  |  | 0% |  |  | 0%
Energy Star Commercial Solid Door Freezer | Institutional | T | 0% | 76% |  | 12.38% |  |  |  | 0% |  |  | 0%
Energy Star Commercial Solid Door Freezer | Lodging/Hospitality | T | 0% | 76% |  | 12.38% |  |  |  | 0% |  |  | 0%
Energy Star Commercial Solid Door Freezer | Miscellaneous | T | 0% | 76% |  | 12.38% |  |  |  | 0% |  |  | 0%
Energy Star Commercial Solid Door Freezer | Offices | T | 0% | 76% |  | 12.38% |  |  |  | 0% |  |  | 0%
Energy Star Commercial Solid Door Freezer | Restaurants | T | 0% | 76% |  | 12.38% |  |  |  | 0% |  |  | 0%
Energy Star Commercial Solid Door Freezer | Retail | T | 0% | 76% |  | 12.38% | X | 76% | 12.38% | 66.59% |  |  | 66.59%
Energy Star Commercial Solid Door Freezer | Schools K-12 | T | 0% | 76% |  | 12.38% |  |  |  | 0% |  |  | 0%
Energy Star Commercial Solid Door Freezer | Warehouse | T | 0% | 76% |  | 12.38% |  |  |  | 0% |  |  | 0%
Energy Star Commercial Solid Door Freezer | Assembly | E | 0% | 76% |  | 12.38% |  |  |  | 0% |  |  | 0%
Energy Star Commercial Solid Door Freezer | College and University | E | 0% | 0% |  | 12.38% |  |  |  | 0% |  |  | 0%
Energy Star Commercial Solid Door Freezer | Grocery | E | 100% | 0% |  | 12.38% | X | 100% | 12.38% | 87.62% |  |  | 87.62%
Energy Star Commercial Solid Door Freezer | Healthcare | E | 0% | 0% |  | 12.38% |  |  |  | 0% |  |  | 0%
Energy Star Commercial Solid Door Freezer | Hospitals | E | 0% | 0% |  | 12.38% |  |  |  | 0% |  |  | 0%
Energy Star Commercial Solid Door Freezer | Institutional | E | 0% | 76% |  | 12.38% |  |  |  | 0% |  |  | 0%
Energy Star Commercial Solid Door Freezer | Lodging/Hospitality | E | 0% | 0% |  | 12.38% |  |  |  | 0% |  |  | 0%
Energy Star Commercial Solid Door Freezer | Miscellaneous | E | 0% | 76% |  | 12.38% |  |  |  | 0% |  |  | 0%
Energy Star Commercial Solid Door Freezer | Offices | E | 0% | 76% |  | 12.38% |  |  |  | 0% |  |  | 0%
Energy Star Commercial Solid Door Freezer | Restaurants | E | 0% | 0% |  | 12.38% |  |  |  | 0% |  |  | 0%
Energy Star Commercial Solid Door Freezer | Retail | E | 0% | 0% |  | 12.38% | X | 76% | 12.38% | 66.59% |  |  | 66.59%
Energy Star Commercial Solid Door Freezer | Schools K-12 | E | 0% | 0% |  | 12.38% |  |  |  | 0% |  |  | 0%
Energy Star Commercial Solid Door Freezer | Warehouse | E | 0% | 76% |  | 12.38% |  |  |  | 0% |  |  | 0%
Energy Star Commercial Solid Door Freezer | Assembly | N | 0% | 76% |  | 12.38% |  |  |  | 0% |  |  | 0%
Energy Star Commercial Solid Door Freezer | College and University | N | 0% | 76% |  | 12.38% |  |  |  | 0% |  |  | 0%
Energy Star Commercial Solid Door Freezer | Grocery | N | 100% | 76% |  | 12.38% | X | 76% | 12.38% | 66.59% |  |  | 66.59%
Energy Star Commercial Solid Door Freezer | Healthcare | N | 0% | 76% |  | 12.38% |  |  |  | 0% |  |  | 0%
Energy Star Commercial Solid Door Freezer | Hospitals | N | 0% | 76% |  | 12.38% |  |  |  | 0% |  |  | 0%
Energy Star Commercial Solid Door Freezer | Institutional | N | 0% | 76% |  | 12.38% |  |  |  | 0% |  |  | 0%
Energy Star Commercial Solid Door Freezer | Lodging/Hospitality | N | 0% | 76% |  | 12.38% |  |  |  | 0% |  |  | 0%
Energy Star Commercial Solid Door Freezer | Miscellaneous | N | 0% | 76% |  | 12.38% |  |  |  | 0% |  |  | 0%
Energy Star Commercial Solid Door Freezer | Offices | N | 0% | 76% |  | 12.38% |  |  |  | 0% |  |  | 0%
Energy Star Commercial Solid Door Freezer | Restaurants | N | 0% | 76% |  | 12.38% |  |  |  | 0% |  |  | 0%
Energy Star Commercial Solid Door Freezer | Retail | N | 0% | 76% |  | 12.38% | X | 76% | 12.38% | 66.59% |  |  | 66.59%
Energy Star Commercial Solid Door Freezer | Schools K-12 | N | 0% | 76% |  | 12.38% |  |  |  | 0% |  |  | 0%
Energy Star Commercial Solid Door Freezer | Warehouse | N | 0% | 76% |  | 12.38% |  |  |  | 0% |  |  | 0%
Energy Star Commercial Solid Door Refrigerator | Assembly | T | 0% | 76% |  | 12.38% |  |  |  | 0% |  |  | 0%
Energy Star Commercial Solid Door Refrigerator | College and University | T | 0% | 76% |  | 12.38% |  |  |  | 0% |  |  | 0%
Energy Star Commercial Solid Door Refrigerator | Grocery | T | 100% | 76% |  | 12.38% | X | 76% | 12.38% | 66.59% |  |  | 66.59%
Energy Star Commercial Solid Door Refrigerator | Healthcare | T | 0% | 76% |  | 12.38% |  |  |  | 0% |  |  | 0%
Energy Star Commercial Solid Door Refrigerator | Hospitals | T | 0% | 76% |  | 12.38% |  |  |  | 0% |  |  | 0%
Energy Star Commercial Solid Door Refrigerator | Institutional | T | 0% | 76% |  | 12.38% |  |  |  | 0% |  |  | 0%
Energy Star Commercial Solid Door Refrigerator | Lodging/Hospitality | T | 0% | 76% |  | 12.38% |  |  |  | 0% |  |  | 0%
Energy Star Commercial Solid Door Refrigerator | Miscellaneous | T | 0% | 76% |  | 12.38% |  |  |  | 0% |  |  | 0%
Energy Star Commercial Solid Door Refrigerator | Offices | T | 0% | 76% |  | 12.38% |  |  |  | 0% |  |  | 0%
Energy Star Commercial Solid Door Refrigerator | Restaurants | T | 0% | 76% |  | 12.38% |  |  |  | 0% |  |  | 0%
Energy Star Commercial Solid Door Refrigerator | Retail | T | 0% | 76% |  | 12.38% | X | 76% | 12.38% | 66.59% |  |  | 66.59%
Energy Star Commercial Solid Door Refrigerator | Schools K-12 | T | 0% | 76% |  | 12.38% |  |  |  | 0% |  |  | 0%
Energy Star Commercial Solid Door Refrigerator | Warehouse | T | 0% | 76% |  | 12.38% |  |  |  | 0% |  |  | 0%
Energy Star Commercial Solid Door Refrigerator | Assembly | E | 0% | 76% |  | 12.38% |  |  |  | 0% |  |  | 0%
Energy Star Commercial Solid Door Refrigerator | College and University | E | 0% | 0% |  | 12.38% |  |  |  | 0% |  |  | 0%
Energy Star Commercial Solid Door Refrigerator | Grocery | E | 100% | 0% |  | 12.38% | X | 100% | 12.38% | 87.62% |  |  | 87.62%
Energy Star Commercial Solid Door Refrigerator | Healthcare | E | 0% | 0% |  | 12.38% |  |  |  | 0% |  |  | 0%
Energy Star Commercial Solid Door Refrigerator | Hospitals | E | 0% | 0% |  | 12.38% |  |  |  | 0% |  |  | 0%
Energy Star Commercial Solid Door Refrigerator | Institutional | E | 0% | 76% |  | 12.38% |  |  |  | 0% |  |  | 0%
Energy Star Commercial Solid Door Refrigerator | Lodging/Hospitality | E | 0% | 0% |  | 12.38% |  |  |  | 0% |  |  | 0%
Energy Star Commercial Solid Door Refrigerator | Miscellaneous | E | 0% | 76% |  | 12.38% |  |  |  | 0% |  |  | 0%
Energy Star Commercial Solid Door Refrigerator | Offices | E | 0% | 76% |  | 12.38% |  |  |  | 0% |  |  | 0%
Energy Star Commercial Solid Door Refrigerator | Restaurants | E | 0% | 0% |  | 12.38% |  |  |  | 0% |  |  | 0%
Energy Star Commercial Solid Door Refrigerator | Retail | E | 0% | 0% |  | 12.38% | X | 76% | 12.38% | 66.59% |  |  | 66.59%
Energy Star Commercial Solid Door Refrigerator | Schools K-12 | E | 0% | 0% |  | 12.38% |  |  |  | 0% |  |  | 0%
Energy Star Commercial Solid Door Refrigerator | Warehouse | E | 0% | 76% |  | 12.38% |  |  |  | 0% |  |  | 0%
Energy Star Commercial Solid Door Refrigerator | Assembly | N | 0% | 76% |  | 12.38% |  |  |  | 0% |  |  | 0%
Energy Star Commercial Solid Door Refrigerator | College and University | N | 0% | 76% |  | 12.38% |  |  |  | 0% |  |  | 0%
Energy Star Commercial Solid Door Refrigerator | Grocery | N | 100% | 76% |  | 12.38% | X | 76% | 12.38% | 66.59% |  |  | 66.59%
Energy Star Commercial Solid Door Refrigerator | Healthcare | N | 0% | 76% |  | 12.38% |  |  |  | 0% |  |  | 0%
Energy Star Commercial Solid Door Refrigerator | Hospitals | N | 0% | 76% |  | 12.38% |  |  |  | 0% |  |  | 0%
Energy Star Commercial Solid Door Refrigerator | Institutional | N | 0% | 76% |  | 12.38% |  |  |  | 0% |  |  | 0%
Energy Star Commercial Solid Door Refrigerator | Lodging/Hospitality | N | 0% | 76% |  | 12.38% |  |  |  | 0% |  |  | 0%
Energy Star Commercial Solid Door Refrigerator | Miscellaneous | N | 0% | 76% |  | 12.38% |  |  |  | 0% |  |  | 0%
Energy Star Commercial Solid Door Refrigerator | Offices | N | 0% | 76% |  | 12.38% |  |  |  | 0% |  |  | 0%
Energy Star Commercial Solid Door Refrigerator | Restaurants | N | 0% | 76% |  | 12.38% |  |  |  | 0% |  |  | 0%
Energy Star Commercial Solid Door Refrigerator | Retail | N | 0% | 76% |  | 12.38% | X | 76% | 12.38% | 66.59% |  |  | 66.59%
Energy Star Commercial Solid Door Refrigerator | Schools K-12 | N | 0% | 76% |  | 12.38% |  |  |  | 0% |  |  | 0%
Energy Star Commercial Solid Door Refrigerator | Warehouse | N | 0% | 76% |  | 12.38% |  |  |  | 0% |  |  | 0%
Energy Star Ice Maker | Assembly | T |  | 89.07% | 63% | 14.76% | X | 89.07% | 63% | 32.96% |  |  | 32.96%
Energy Star Ice Maker | College and University | T |  | 88.33% | 63% | 14.76% | X | 88.33% | 63% | 32.68% |  |  | 32.68%
Energy Star Ice Maker | Grocery | T |  | 91.67% | 63% | 14.76% | X | 91.67% | 63% | 33.92% |  |  | 33.92%
Energy Star Ice Maker | Healthcare | T |  | 88.33% | 63% | 14.76% | X | 88.33% | 63% | 32.68% |  |  | 32.68%
Energy Star Ice Maker | Hospitals | T |  | 88.33% | 63% | 14.76% | X | 88.33% | 63% | 32.68% |  |  | 32.68%
Energy Star Ice Maker | Institutional | T |  | 89.07% | 63% | 14.76% |  |  |  | 0% |  |  | 0%
Energy Star Ice Maker | Lodging/Hospitality | T |  | 88.33% | 63% | 14.76% | X | 88.33% | 63% | 32.68% |  |  | 32.68%
Energy Star Ice Maker | Miscellaneous | T |  | 89.07% | 63% | 14.76% |  |  |  | 0% |  |  | 0%
Energy Star Ice Maker | Offices | T |  | 89.07% | 63% | 14.76% |  |  |  | 0% |  |  | 0%
Energy Star Ice Maker | Restaurants | T |  | 91.67% | 63% | 14.76% | X | 91.67% | 63% | 33.92% |  |  | 33.92%
Energy Star Ice Maker | Retail | T |  | 88.33% | 63% | 14.76% | X | 88.33% | 63% | 32.68% |  |  | 32.68%
Energy Star Ice Maker | Schools K-12 | T |  | 88.33% | 63% | 14.76% | X | 88.33% | 63% | 32.68% |  |  | 32.68%
Energy Star Ice Maker | Warehouse | T |  | 89.07% | 63% | 14.76% |  |  |  | 0% |  |  | 0%
Energy Star Ice Maker | Assembly | E |  | 89.07% | 63% | 14.76% | X | 89.07% | 63% | 32.96% |  |  | 32.96%
Energy Star Ice Maker | College and University | E |  | 0% | 63% | 14.76% | X | 89.12% | 63% | 32.98% |  |  | 32.98%
Energy Star Ice Maker | Grocery | E |  | 0% | 63% | 14.76% | X | 89.12% | 63% | 32.98% |  |  | 32.98%
Energy Star Ice Maker | Healthcare | E |  | 0% | 63% | 14.76% | X | 89.12% | 63% | 32.98% |  |  | 32.98%
Energy Star Ice Maker | Hospitals | E |  | 0% | 63% | 14.76% | X | 89.12% | 63% | 32.98% |  |  | 32.98%
Energy Star Ice Maker | Institutional | E |  | 89.07% | 63% | 14.76% |  |  |  | 0% |  |  | 0%
Energy Star Ice Maker | Lodging/Hospitality | E |  | 0% | 63% | 14.76% | X | 89.12% | 63% | 32.98% |  |  | 32.98%
Energy Star Ice Maker | Miscellaneous | E |  | 89.07% | 63% | 14.76% |  |  |  | 0% |  |  | 0%
Energy Star Ice Maker | Offices | E |  | 89.07% | 63% | 14.76% |  |  |  | 0% |  |  | 0%
Energy Star Ice Maker | Restaurants | E |  | 0% | 63% | 14.76% | X | 89.12% | 63% | 32.98% |  |  | 32.98%
Energy Star Ice Maker | Retail | E |  | 0% | 63% | 14.76% | X | 89.12% | 63% | 32.98% |  |  | 32.98%
Energy Star Ice Maker | Schools K-12 | E |  | 0% | 63% | 14.76% | X | 89.12% | 63% | 32.98% |  |  | 32.98%
Energy Star Ice Maker | Warehouse | E |  | 89.07% | 63% | 14.76% |  |  |  | 0% |  |  | 0%
Energy Star Ice Maker | Assembly | N |  | 89.07% | 63% | 14.76% | X | 89.07% | 63% | 32.96% |  |  | 32.96%
Energy Star Ice Maker | College and University | N |  | 88.33% | 63% | 14.76% | X | 88.33% | 63% | 32.68% |  |  | 32.68%
Energy Star Ice Maker | Grocery | N |  | 91.67% | 63% | 14.76% | X | 91.67% | 63% | 33.92% |  |  | 33.92%
Energy Star Ice Maker | Healthcare | N |  | 88.33% | 63% | 14.76% | X | 88.33% | 63% | 32.68% |  |  | 32.68%
Energy Star Ice Maker | Hospitals | N |  | 88.33% | 63% | 14.76% | X | 88.33% | 63% | 32.68% |  |  | 32.68%
Energy Star Ice Maker | Institutional | N |  | 89.07% | 63% | 14.76% |  |  |  | 0% |  |  | 0%
Energy Star Ice Maker | Lodging/Hospitality | N |  | 88.33% | 63% | 14.76% | X | 88.33% | 63% | 32.68% |  |  | 32.68%
Energy Star Ice Maker | Miscellaneous | N |  | 89.07% | 63% | 14.76% |  |  |  | 0% |  |  | 0%
Energy Star Ice Maker | Offices | N |  | 89.07% | 63% | 14.76% |  |  |  | 0% |  |  | 0%
Energy Star Ice Maker | Restaurants | N |  | 91.67% | 63% | 14.76% | X | 91.67% | 63% | 33.92% |  |  | 33.92%
Energy Star Ice Maker | Retail | N |  | 88.33% | 63% | 14.76% | X | 88.33% | 63% | 32.68% |  |  | 32.68%
Energy Star Ice Maker | Schools K-12 | N |  | 88.33% | 63% | 14.76% | X | 88.33% | 63% | 32.68% |  |  | 32.68%
Energy Star Ice Maker | Warehouse | N |  | 89.07% | 63% | 14.76% |  |  |  | 0% |  |  | 0%
Energy Star Refrigerator | Assembly | T |  | 63.33% | 44% | 76.11% | X | 63.33% | 44% | 35.47% |  |  | 35.47%
Energy Star Refrigerator | College and University | T |  | 81.43% | 44% | 76.11% | X | 81.43% | 44% | 45.6% |  |  | 45.6%
Energy Star Refrigerator | Grocery | T |  | 81.43% | 44% | 76.11% | X | 81.43% | 44% | 45.6% |  |  | 45.6%
Energy Star Refrigerator | Healthcare | T |  | 63.33% | 44% | 76.11% | X | 63.33% | 44% | 35.47% |  |  | 35.47%
Energy Star Refrigerator | Hospitals | T |  | 81.43% | 44% | 76.11% | X | 81.43% | 44% | 45.6% |  |  | 45.6%
Energy Star Refrigerator | Institutional | T |  | 81.43% | 44% | 76.11% | X | 81.43% | 44% | 45.6% |  |  | 45.6%
Energy Star Refrigerator | Lodging/Hospitality | T |  | 81.43% | 44% | 76.11% | X | 81.43% | 44% | 45.6% |  |  | 45.6%
Energy Star Refrigerator | Miscellaneous | T |  | 81.43% | 44% | 76.11% | X | 81.43% | 44% | 45.6% |  |  | 45.6%
Energy Star Refrigerator | Offices | T |  | 81.43% | 44% | 76.11% | X | 81.43% | 44% | 45.6% |  |  | 45.6%
Energy Star Refrigerator | Restaurants | T |  | 81.43% | 44% | 76.11% | X | 81.43% | 44% | 45.6% |  |  | 45.6%
Energy Star Refrigerator | Retail | T |  | 81.43% | 44% | 76.11% | X | 81.43% | 44% | 45.6% |  |  | 45.6%
Energy Star Refrigerator | Schools K-12 | T |  | 81.43% | 44% | 76.11% | X | 81.43% | 44% | 45.6% |  |  | 45.6%
Energy Star Refrigerator | Warehouse | T |  | 81.43% | 44% | 76.11% | X | 81.43% | 44% | 45.6% |  |  | 45.6%
Energy Star Refrigerator | Assembly | E |  | 63.33% | 44% | 76.11% | X | 63.33% | 44% | 35.47% |  |  | 35.47%
Energy Star Refrigerator | College and University | E |  | 13.57% | 44% | 76.11% | X | 13.57% | 44% | 7.6% |  |  | 7.6%
Energy Star Refrigerator | Grocery | E |  | 13.57% | 44% | 76.11% | X | 13.57% | 44% | 7.6% |  |  | 7.6%
Energy Star Refrigerator | Healthcare | E |  | 63.33% | 44% | 76.11% | X | 63.33% | 44% | 35.47% |  |  | 35.47%
Energy Star Refrigerator | Hospitals | E |  | 13.57% | 44% | 76.11% | X | 13.57% | 44% | 7.6% |  |  | 7.6%
Energy Star Refrigerator | Institutional | E |  | 13.57% | 44% | 76.11% | X | 13.57% | 44% | 7.6% |  |  | 7.6%
Energy Star Refrigerator | Lodging/Hospitality | E |  | 13.57% | 44% | 76.11% | X | 13.57% | 44% | 7.6% |  |  | 7.6%
Energy Star Refrigerator | Miscellaneous | E |  | 13.57% | 44% | 76.11% | X | 13.57% | 44% | 7.6% |  |  | 7.6%
Energy Star Refrigerator | Offices | E |  | 13.57% | 44% | 76.11% | X | 13.57% | 44% | 7.6% |  |  | 7.6%
Energy Star Refrigerator | Restaurants | E |  | 13.57% | 44% | 76.11% | X | 13.57% | 44% | 7.6% |  |  | 7.6%
Energy Star Refrigerator | Retail | E |  | 13.57% | 44% | 76.11% | X | 13.57% | 44% | 7.6% |  |  | 7.6%
Energy Star Refrigerator | Schools K-12 | E |  | 13.57% | 44% | 76.11% | X | 13.57% | 44% | 7.6% |  |  | 7.6%
Energy Star Refrigerator | Warehouse | E |  | 13.57% | 44% | 76.11% | X | 13.57% | 44% | 7.6% |  |  | 7.6%
Energy Star Refrigerator | Assembly | N |  | 63.33% | 44% | 76.11% | X | 63.33% | 44% | 35.47% |  |  | 35.47%
Energy Star Refrigerator | College and University | N |  | 95% | 44% | 76.11% | X | 95% | 44% | 53.2% |  |  | 53.2%
Energy Star Refrigerator | Grocery | N |  | 95% | 44% | 76.11% | X | 95% | 44% | 53.2% |  |  | 53.2%
Energy Star Refrigerator | Healthcare | N |  | 63.33% | 44% | 76.11% | X | 63.33% | 44% | 35.47% |  |  | 35.47%
Energy Star Refrigerator | Hospitals | N |  | 95% | 44% | 76.11% | X | 95% | 44% | 53.2% |  |  | 53.2%
Energy Star Refrigerator | Institutional | N |  | 95% | 44% | 76.11% | X | 95% | 44% | 53.2% |  |  | 53.2%
Energy Star Refrigerator | Lodging/Hospitality | N |  | 95% | 44% | 76.11% | X | 95% | 44% | 53.2% |  |  | 53.2%
Energy Star Refrigerator | Miscellaneous | N |  | 95% | 44% | 76.11% | X | 95% | 44% | 53.2% |  |  | 53.2%
Energy Star Refrigerator | Offices | N |  | 95% | 44% | 76.11% | X | 95% | 44% | 53.2% |  |  | 53.2%
Energy Star Refrigerator | Restaurants | N |  | 95% | 44% | 76.11% | X | 95% | 44% | 53.2% |  |  | 53.2%
Energy Star Refrigerator | Retail | N |  | 95% | 44% | 76.11% | X | 95% | 44% | 53.2% |  |  | 53.2%
Energy Star Refrigerator | Schools K-12 | N |  | 95% | 44% | 76.11% | X | 95% | 44% | 53.2% |  |  | 53.2%
Energy Star Refrigerator | Warehouse | N |  | 95% | 44% | 76.11% | X | 95% | 44% | 53.2% |  |  | 53.2%
Energy Star Vending Machine | Assembly | T | 100% | 12.78% | 17% | 20.21% | X | 12.78% | 17% | 10.61% |  |  | 10.61%
Energy Star Vending Machine | College and University | T | 100% | 5% | 17% | 20.21% | X | 5% | 17% | 4.15% |  |  | 4.15%
Energy Star Vending Machine | Grocery | T | 100% | 75% | 17% | 20.21% | X | 75% | 17% | 62.25% |  |  | 62.25%
Energy Star Vending Machine | Healthcare | T | 100% | 5% | 17% | 20.21% | X | 5% | 17% | 4.15% |  |  | 4.15%
Energy Star Vending Machine | Hospitals | T | 100% | 5% | 17% | 20.21% | X | 5% | 17% | 4.15% |  |  | 4.15%
Energy Star Vending Machine | Institutional | T | 100% | 12.78% | 17% | 20.21% |  |  |  | 0% |  |  | 0%
Energy Star Vending Machine | Lodging/Hospitality | T | 100% | 5% | 17% | 20.21% | X | 5% | 17% | 4.15% |  |  | 4.15%
Energy Star Vending Machine | Miscellaneous | T | 100% | 12.78% | 17% | 20.21% |  |  |  | 0% |  |  | 0%
Energy Star Vending Machine | Offices | T | 100% | 12.78% | 17% | 20.21% | X | 12.78% | 17% | 10.61% |  |  | 10.61%
Energy Star Vending Machine | Restaurants | T | 100% | 5% | 17% | 20.21% | X | 5% | 17% | 4.15% |  |  | 4.15%
Energy Star Vending Machine | Retail | T | 100% | 5% | 17% | 20.21% | X | 5% | 17% | 4.15% |  |  | 4.15%
Energy Star Vending Machine | Schools K-12 | T | 100% | 5% | 17% | 20.21% | X | 5% | 17% | 4.15% |  |  | 4.15%
Energy Star Vending Machine | Warehouse | T | 100% | 12.78% | 17% | 20.21% |  |  |  | 0% |  |  | 0%
Energy Star Vending Machine | Assembly | E | 100% | 12.78% | 17% | 20.21% | X | 12.78% | 17% | 10.61% |  |  | 10.61%
Energy Star Vending Machine | College and University | E | 100% | 0% | 17% | 20.21% | X | 100% | 17% | 83% |  |  | 83%
Energy Star Vending Machine | Grocery | E | 100% | 0% | 17% | 20.21% | X | 100% | 17% | 83% |  |  | 83%
Energy Star Vending Machine | Healthcare | E | 100% | 0% | 17% | 20.21% | X | 100% | 17% | 83% |  |  | 83%
Energy Star Vending Machine | Hospitals | E | 100% | 0% | 17% | 20.21% | X | 100% | 17% | 83% |  |  | 83%
Energy Star Vending Machine | Institutional | E | 100% | 12.78% | 17% | 20.21% |  |  |  | 0% |  |  | 0%
Energy Star Vending Machine | Lodging/Hospitality | E | 100% | 0% | 17% | 20.21% | X | 100% | 17% | 83% |  |  | 83%
Energy Star Vending Machine | Miscellaneous | E | 100% | 12.78% | 17% | 20.21% |  |  |  | 0% |  |  | 0%
Energy Star Vending Machine | Offices | E | 100% | 12.78% | 17% | 20.21% | X | 12.78% | 17% | 10.61% |  |  | 10.61%
Energy Star Vending Machine | Restaurants | E | 100% | 0% | 17% | 20.21% | X | 100% | 17% | 83% |  |  | 83%
Energy Star Vending Machine | Retail | E | 100% | 0% | 17% | 20.21% | X | 100% | 17% | 83% |  |  | 83%
Energy Star Vending Machine | Schools K-12 | E | 100% | 0% | 17% | 20.21% | X | 100% | 17% | 83% |  |  | 83%
Energy Star Vending Machine | Warehouse | E | 100% | 12.78% | 17% | 20.21% |  |  |  | 0% |  |  | 0%
Energy Star Vending Machine | Assembly | N | 100% | 12.78% | 17% | 20.21% | X | 12.78% | 17% | 10.61% |  |  | 10.61%
Energy Star Vending Machine | College and University | N | 100% | 5% | 17% | 20.21% | X | 5% | 17% | 4.15% |  |  | 4.15%
Energy Star Vending Machine | Grocery | N | 100% | 75% | 17% | 20.21% | X | 75% | 17% | 62.25% |  |  | 62.25%
Energy Star Vending Machine | Healthcare | N | 100% | 5% | 17% | 20.21% | X | 5% | 17% | 4.15% |  |  | 4.15%
Energy Star Vending Machine | Hospitals | N | 100% | 5% | 17% | 20.21% | X | 5% | 17% | 4.15% |  |  | 4.15%
Energy Star Vending Machine | Institutional | N | 100% | 12.78% | 17% | 20.21% |  |  |  | 0% |  |  | 0%
Energy Star Vending Machine | Lodging/Hospitality | N | 100% | 5% | 17% | 20.21% | X | 5% | 17% | 4.15% |  |  | 4.15%
Energy Star Vending Machine | Miscellaneous | N | 100% | 12.78% | 17% | 20.21% |  |  |  | 0% |  |  | 0%
Energy Star Vending Machine | Offices | N | 100% | 12.78% | 17% | 20.21% | X | 12.78% | 17% | 10.61% |  |  | 10.61%
Energy Star Vending Machine | Restaurants | N | 100% | 5% | 17% | 20.21% | X | 5% | 17% | 4.15% |  |  | 4.15%
Energy Star Vending Machine | Retail | N | 100% | 5% | 17% | 20.21% | X | 5% | 17% | 4.15% |  |  | 4.15%
Energy Star Vending Machine | Schools K-12 | N | 100% | 5% | 17% | 20.21% | X | 5% | 17% | 4.15% |  |  | 4.15%
Energy Star Vending Machine | Warehouse | N | 100% | 12.78% | 17% | 20.21% |  |  |  | 0% |  |  | 0%
Oversized Air Cooled Condenser_need algorithm | Assembly | T |  | 20.63% |  | 25.35% | X | 20.63% | 25.35% | 15.4% |  |  | 15.4%
Oversized Air Cooled Condenser_need algorithm | College and University | T |  | 5.625% |  | 25.35% | X | 5.625% | 25.35% | 4.199% |  |  | 4.199%
Oversized Air Cooled Condenser_need algorithm | Grocery | T |  | 50.63% |  | 25.35% | X | 50.63% | 25.35% | 37.79% |  |  | 37.79%
Oversized Air Cooled Condenser_need algorithm | Healthcare | T |  | 5.625% |  | 25.35% | X | 5.625% | 25.35% | 4.199% |  |  | 4.199%
Oversized Air Cooled Condenser_need algorithm | Hospitals | T |  | 5.625% |  | 25.35% | X | 5.625% | 25.35% | 4.199% |  |  | 4.199%
Oversized Air Cooled Condenser_need algorithm | Institutional | T |  | 20.63% |  | 25.35% | X | 20.63% | 25.35% | 15.4% |  |  | 15.4%
Oversized Air Cooled Condenser_need algorithm | Lodging/Hospitality | T |  | 5.625% |  | 25.35% | X | 5.625% | 25.35% | 4.199% |  |  | 4.199%
Oversized Air Cooled Condenser_need algorithm | Miscellaneous | T |  | 20.63% |  | 25.35% | X | 20.63% | 25.35% | 15.4% |  |  | 15.4%
Oversized Air Cooled Condenser_need algorithm | Offices | T |  | 20.63% |  | 25.35% | X | 20.63% | 25.35% | 15.4% |  |  | 15.4%
Oversized Air Cooled Condenser_need algorithm | Restaurants | T |  | 50.63% |  | 25.35% | X | 50.63% | 25.35% | 37.79% |  |  | 37.79%
Oversized Air Cooled Condenser_need algorithm | Retail | T |  | 5.625% |  | 25.35% | X | 5.625% | 25.35% | 4.199% |  |  | 4.199%
Oversized Air Cooled Condenser_need algorithm | Schools K-12 | T |  | 5.625% |  | 25.35% | X | 5.625% | 25.35% | 4.199% |  |  | 4.199%
Oversized Air Cooled Condenser_need algorithm | Warehouse | T |  | 20.63% |  | 25.35% | X | 20.63% | 25.35% | 15.4% |  |  | 15.4%
Oversized Air Cooled Condenser_need algorithm | Assembly | E |  | 20.63% |  | 25.35% | X | 20.63% | 25.35% | 15.4% |  |  | 15.4%
Oversized Air Cooled Condenser_need algorithm | College and University | E |  | 0% |  | 25.35% | X | 18.69% | 25.35% | 13.95% |  |  | 13.95%
Oversized Air Cooled Condenser_need algorithm | Grocery | E |  | 0% |  | 25.35% | X | 18.69% | 25.35% | 13.95% |  |  | 13.95%
Oversized Air Cooled Condenser_need algorithm | Healthcare | E |  | 0% |  | 25.35% | X | 18.69% | 25.35% | 13.95% |  |  | 13.95%
Oversized Air Cooled Condenser_need algorithm | Hospitals | E |  | 0% |  | 25.35% | X | 18.69% | 25.35% | 13.95% |  |  | 13.95%
Oversized Air Cooled Condenser_need algorithm | Institutional | E |  | 20.63% |  | 25.35% | X | 20.63% | 25.35% | 15.4% |  |  | 15.4%
Oversized Air Cooled Condenser_need algorithm | Lodging/Hospitality | E |  | 0% |  | 25.35% | X | 18.69% | 25.35% | 13.95% |  |  | 13.95%
Oversized Air Cooled Condenser_need algorithm | Miscellaneous | E |  | 20.63% |  | 25.35% | X | 20.63% | 25.35% | 15.4% |  |  | 15.4%
Oversized Air Cooled Condenser_need algorithm | Offices | E |  | 20.63% |  | 25.35% | X | 20.63% | 25.35% | 15.4% |  |  | 15.4%
Oversized Air Cooled Condenser_need algorithm | Restaurants | E |  | 0% |  | 25.35% | X | 18.69% | 25.35% | 13.95% |  |  | 13.95%
Oversized Air Cooled Condenser_need algorithm | Retail | E |  | 0% |  | 25.35% | X | 18.69% | 25.35% | 13.95% |  |  | 13.95%
Oversized Air Cooled Condenser_need algorithm | Schools K-12 | E |  | 0% |  | 25.35% | X | 18.69% | 25.35% | 13.95% |  |  | 13.95%
Oversized Air Cooled Condenser_need algorithm | Warehouse | E |  | 20.63% |  | 25.35% | X | 20.63% | 25.35% | 15.4% |  |  | 15.4%
Oversized Air Cooled Condenser_need algorithm | Assembly | N |  | 20.63% |  | 25.35% | X | 20.63% | 25.35% | 15.4% |  |  | 15.4%
Oversized Air Cooled Condenser_need algorithm | College and University | N |  | 5.625% |  | 25.35% | X | 5.625% | 25.35% | 4.199% |  |  | 4.199%
Oversized Air Cooled Condenser_need algorithm | Grocery | N |  | 50.63% |  | 25.35% | X | 50.63% | 25.35% | 37.79% |  |  | 37.79%
Oversized Air Cooled Condenser_need algorithm | Healthcare | N |  | 5.625% |  | 25.35% | X | 5.625% | 25.35% | 4.199% |  |  | 4.199%
Oversized Air Cooled Condenser_need algorithm | Hospitals | N |  | 5.625% |  | 25.35% | X | 5.625% | 25.35% | 4.199% |  |  | 4.199%
Oversized Air Cooled Condenser_need algorithm | Institutional | N |  | 20.63% |  | 25.35% | X | 20.63% | 25.35% | 15.4% |  |  | 15.4%
Oversized Air Cooled Condenser_need algorithm | Lodging/Hospitality | N |  | 5.625% |  | 25.35% | X | 5.625% | 25.35% | 4.199% |  |  | 4.199%
Oversized Air Cooled Condenser_need algorithm | Miscellaneous | N |  | 20.63% |  | 25.35% | X | 20.63% | 25.35% | 15.4% |  |  | 15.4%
Oversized Air Cooled Condenser_need algorithm | Offices | N |  | 20.63% |  | 25.35% | X | 20.63% | 25.35% | 15.4% |  |  | 15.4%
Oversized Air Cooled Condenser_need algorithm | Restaurants | N |  | 50.63% |  | 25.35% | X | 50.63% | 25.35% | 37.79% |  |  | 37.79%
Oversized Air Cooled Condenser_need algorithm | Retail | N |  | 5.625% |  | 25.35% | X | 5.625% | 25.35% | 4.199% |  |  | 4.199%
Oversized Air Cooled Condenser_need algorithm | Schools K-12 | N |  | 5.625% |  | 25.35% | X | 5.625% | 25.35% | 4.199% |  |  | 4.199%
Oversized Air Cooled Condenser_need algorithm | Warehouse | N |  | 20.63% |  | 25.35% | X | 20.63% | 25.35% | 15.4% |  |  | 15.4%
Refrigerated Display Case LED Lighting | Assembly | T | 0% | 34.58% |  | 50% |  |  |  | 0% |  |  | 0%
Refrigerated Display Case LED Lighting | College and University | T | 0% | 30% |  | 50% |  |  |  | 0% |  |  | 0%
Refrigerated Display Case LED Lighting | Grocery | T | 100% | 71.25% |  | 50% | X | 71.25% | 50% | 35.63% |  |  | 35.63%
Refrigerated Display Case LED Lighting | Healthcare | T | 0% | 30% |  | 50% |  |  |  | 0% |  |  | 0%
Refrigerated Display Case LED Lighting | Hospitals | T | 0% | 30% |  | 50% |  |  |  | 0% |  |  | 0%
Refrigerated Display Case LED Lighting | Institutional | T | 0% | 34.58% |  | 50% |  |  |  | 0% |  |  | 0%
Refrigerated Display Case LED Lighting | Lodging/Hospitality | T | 0% | 30% |  | 50% |  |  |  | 0% |  |  | 0%
Refrigerated Display Case LED Lighting | Miscellaneous | T | 0% | 34.58% |  | 50% |  |  |  | 0% |  |  | 0%
Refrigerated Display Case LED Lighting | Offices | T | 0% | 34.58% |  | 50% |  |  |  | 0% |  |  | 0%
Refrigerated Display Case LED Lighting | Restaurants | T | 0% | 30% |  | 50% |  |  |  | 0% |  |  | 0%
Refrigerated Display Case LED Lighting | Retail | T | 0% | 30% |  | 50% |  |  |  | 0% |  |  | 0%
Refrigerated Display Case LED Lighting | Schools K-12 | T | 0% | 30% |  | 50% |  |  |  | 0% |  |  | 0%
Refrigerated Display Case LED Lighting | Warehouse | T | 0% | 34.58% |  | 50% |  |  |  | 0% |  |  | 0%
Refrigerated Display Case LED Lighting | Assembly | E | 0% | 34.58% |  | 50% |  |  |  | 0% |  |  | 0%
Refrigerated Display Case LED Lighting | College and University | E | 0% | 0% |  | 50% |  |  |  | 0% |  |  | 0%
Refrigerated Display Case LED Lighting | Grocery | E | 100% | 0% |  | 50% | X | 100% | 50% | 50% |  |  | 50%
Refrigerated Display Case LED Lighting | Healthcare | E | 0% | 0% |  | 50% |  |  |  | 0% |  |  | 0%
Refrigerated Display Case LED Lighting | Hospitals | E | 0% | 0% |  | 50% |  |  |  | 0% |  |  | 0%
Refrigerated Display Case LED Lighting | Institutional | E | 0% | 34.58% |  | 50% |  |  |  | 0% |  |  | 0%
Refrigerated Display Case LED Lighting | Lodging/Hospitality | E | 0% | 0% |  | 50% |  |  |  | 0% |  |  | 0%
Refrigerated Display Case LED Lighting | Miscellaneous | E | 0% | 34.58% |  | 50% |  |  |  | 0% |  |  | 0%
Refrigerated Display Case LED Lighting | Offices | E | 0% | 34.58% |  | 50% |  |  |  | 0% |  |  | 0%
Refrigerated Display Case LED Lighting | Restaurants | E | 0% | 0% |  | 50% |  |  |  | 0% |  |  | 0%
Refrigerated Display Case LED Lighting | Retail | E | 0% | 0% |  | 50% |  |  |  | 0% |  |  | 0%
Refrigerated Display Case LED Lighting | Schools K-12 | E | 0% | 0% |  | 50% |  |  |  | 0% |  |  | 0%
Refrigerated Display Case LED Lighting | Warehouse | E | 0% | 34.58% |  | 50% |  |  |  | 0% |  |  | 0%
Refrigerated Display Case LED Lighting | Assembly | N | 0% | 34.58% |  | 50% |  |  |  | 0% |  |  | 0%
Refrigerated Display Case LED Lighting | College and University | N | 0% | 0% |  | 50% |  |  |  | 0% |  |  | 0%
Refrigerated Display Case LED Lighting | Grocery | N | 100% | 0% |  | 50% |  |  |  | 0% |  |  | 0%
Refrigerated Display Case LED Lighting | Healthcare | N | 0% | 0% |  | 50% |  |  |  | 0% |  |  | 0%
Refrigerated Display Case LED Lighting | Hospitals | N | 0% | 0% |  | 50% |  |  |  | 0% |  |  | 0%
Refrigerated Display Case LED Lighting | Institutional | N | 0% | 34.58% |  | 50% |  |  |  | 0% |  |  | 0%
Refrigerated Display Case LED Lighting | Lodging/Hospitality | N | 0% | 0% |  | 50% |  |  |  | 0% |  |  | 0%
Refrigerated Display Case LED Lighting | Miscellaneous | N | 0% | 34.58% |  | 50% |  |  |  | 0% |  |  | 0%
Refrigerated Display Case LED Lighting | Offices | N | 0% | 34.58% |  | 50% |  |  |  | 0% |  |  | 0%
Refrigerated Display Case LED Lighting | Restaurants | N | 0% | 0% |  | 50% |  |  |  | 0% |  |  | 0%
Refrigerated Display Case LED Lighting | Retail | N | 0% | 0% |  | 50% |  |  |  | 0% |  |  | 0%
Refrigerated Display Case LED Lighting | Schools K-12 | N | 0% | 0% |  | 50% |  |  |  | 0% |  |  | 0%
Refrigerated Display Case LED Lighting | Warehouse | N | 0% | 34.58% |  | 50% |  |  |  | 0% |  |  | 0%
10HP Open Drip-Proof(ODP) Motor | Assembly | T | 100% | 37.33% |  | 20.37% | X | 37.33% | 20.37% | 29.73% |  |  | 29.73%
10HP Open Drip-Proof(ODP) Motor | College and University | T | 100% | 37.33% |  | 20.37% | X | 37.33% | 20.37% | 29.73% |  |  | 29.73%
10HP Open Drip-Proof(ODP) Motor | Grocery | T | 100% | 37.33% |  | 20.37% | X | 37.33% | 20.37% | 29.73% |  |  | 29.73%
10HP Open Drip-Proof(ODP) Motor | Healthcare | T | 100% | 37.33% |  | 20.37% | X | 37.33% | 20.37% | 29.73% |  |  | 29.73%
10HP Open Drip-Proof(ODP) Motor | Hospitals | T | 100% | 37.33% |  | 20.37% | X | 37.33% | 20.37% | 29.73% |  |  | 29.73%
10HP Open Drip-Proof(ODP) Motor | Institutional | T | 100% | 37.33% |  | 20.37% |  |  |  | 0% |  |  | 0%
10HP Open Drip-Proof(ODP) Motor | Lodging/Hospitality | T | 100% | 37.33% |  | 20.37% | X | 37.33% | 20.37% | 29.73% |  |  | 29.73%
10HP Open Drip-Proof(ODP) Motor | Miscellaneous | T | 100% | 31.11% |  | 20.37% |  |  |  | 0% |  |  | 0%
10HP Open Drip-Proof(ODP) Motor | Offices | T | 100% | 31.11% |  | 20.37% |  |  |  | 0% |  |  | 0%
10HP Open Drip-Proof(ODP) Motor | Restaurants | T | 100% | 37.33% |  | 20.37% | X | 37.33% | 20.37% | 29.73% |  |  | 29.73%
10HP Open Drip-Proof(ODP) Motor | Retail | T | 100% | 37.33% |  | 20.37% | X | 37.33% | 20.37% | 29.73% |  |  | 29.73%
10HP Open Drip-Proof(ODP) Motor | Schools K-12 | T | 100% | 37.33% |  | 20.37% | X | 37.33% | 20.37% | 29.73% |  |  | 29.73%
10HP Open Drip-Proof(ODP) Motor | Warehouse | T | 100% | 37.33% |  | 20.37% |  |  |  | 0% |  |  | 0%
10HP Open Drip-Proof(ODP) Motor | Assembly | E | 100% | 9.333% |  | 20.37% | X | 9.333% | 20.37% | 7.432% |  |  | 7.432%
10HP Open Drip-Proof(ODP) Motor | College and University | E | 100% | 9.333% |  | 20.37% | X | 9.333% | 20.37% | 7.432% |  |  | 7.432%
10HP Open Drip-Proof(ODP) Motor | Grocery | E | 100% | 9.333% |  | 20.37% | X | 9.333% | 20.37% | 7.432% |  |  | 7.432%
10HP Open Drip-Proof(ODP) Motor | Healthcare | E | 100% | 9.333% |  | 20.37% | X | 9.333% | 20.37% | 7.432% |  |  | 7.432%
10HP Open Drip-Proof(ODP) Motor | Hospitals | E | 100% | 9.333% |  | 20.37% | X | 9.333% | 20.37% | 7.432% |  |  | 7.432%
10HP Open Drip-Proof(ODP) Motor | Institutional | E | 100% | 9.333% |  | 20.37% |  |  |  | 0% |  |  | 0%
10HP Open Drip-Proof(ODP) Motor | Lodging/Hospitality | E | 100% | 9.333% |  | 20.37% | X | 9.333% | 20.37% | 7.432% |  |  | 7.432%
10HP Open Drip-Proof(ODP) Motor | Miscellaneous | E | 100% | 31.11% |  | 20.37% |  |  |  | 0% |  |  | 0%
10HP Open Drip-Proof(ODP) Motor | Offices | E | 100% | 31.11% |  | 20.37% |  |  |  | 0% |  |  | 0%
10HP Open Drip-Proof(ODP) Motor | Restaurants | E | 100% | 9.333% |  | 20.37% | X | 9.333% | 20.37% | 7.432% |  |  | 7.432%
10HP Open Drip-Proof(ODP) Motor | Retail | E | 100% | 9.333% |  | 20.37% | X | 9.333% | 20.37% | 7.432% |  |  | 7.432%
10HP Open Drip-Proof(ODP) Motor | Schools K-12 | E | 100% | 9.333% |  | 20.37% | X | 9.333% | 20.37% | 7.432% |  |  | 7.432%
10HP Open Drip-Proof(ODP) Motor | Warehouse | E | 100% | 9.333% |  | 20.37% |  |  |  | 0% |  |  | 0%
10HP Open Drip-Proof(ODP) Motor | Assembly | N | 100% | 46.67% |  | 20.37% | X | 46.67% | 20.37% | 37.16% |  |  | 37.16%
10HP Open Drip-Proof(ODP) Motor | College and University | N | 100% | 46.67% |  | 20.37% | X | 46.67% | 20.37% | 37.16% |  |  | 37.16%
10HP Open Drip-Proof(ODP) Motor | Grocery | N | 100% | 46.67% |  | 20.37% | X | 46.67% | 20.37% | 37.16% |  |  | 37.16%
10HP Open Drip-Proof(ODP) Motor | Healthcare | N | 100% | 46.67% |  | 20.37% | X | 46.67% | 20.37% | 37.16% |  |  | 37.16%
10HP Open Drip-Proof(ODP) Motor | Hospitals | N | 100% | 46.67% |  | 20.37% | X | 46.67% | 20.37% | 37.16% |  |  | 37.16%
10HP Open Drip-Proof(ODP) Motor | Institutional | N | 100% | 46.67% |  | 20.37% |  |  |  | 0% |  |  | 0%
10HP Open Drip-Proof(ODP) Motor | Lodging/Hospitality | N | 100% | 46.67% |  | 20.37% | X | 46.67% | 20.37% | 37.16% |  |  | 37.16%
10HP Open Drip-Proof(ODP) Motor | Miscellaneous | N | 100% | 31.11% |  | 20.37% |  |  |  | 0% |  |  | 0%
10HP Open Drip-Proof(ODP) Motor | Offices | N | 100% | 31.11% |  | 20.37% |  |  |  | 0% |  |  | 0%
10HP Open Drip-Proof(ODP) Motor | Restaurants | N | 100% | 46.67% |  | 20.37% | X | 46.67% | 20.37% | 37.16% |  |  | 37.16%
10HP Open Drip-Proof(ODP) Motor | Retail | N | 100% | 46.67% |  | 20.37% | X | 46.67% | 20.37% | 37.16% |  |  | 37.16%
10HP Open Drip-Proof(ODP) Motor | Schools K-12 | N | 100% | 46.67% |  | 20.37% | X | 46.67% | 20.37% | 37.16% |  |  | 37.16%
10HP Open Drip-Proof(ODP) Motor | Warehouse | N | 100% | 46.67% |  | 20.37% |  |  |  | 0% |  |  | 0%
High Speed Fans | Assembly | T | 0% | 12.5% |  | 5.437% | X | 12.5% | 5.437% | 11.82% |  |  | 11.82%
High Speed Fans | College and University | T | 0% | 11.55% |  | 5.437% | X | 11.55% | 5.437% | 10.93% |  |  | 10.93%
High Speed Fans | Grocery | T | 10% | 19.44% |  | 5.437% | X | 10% | 5.437% | 9.456% |  |  | 9.456%
High Speed Fans | Healthcare | T | 0% | 11.61% |  | 5.437% | X | 11.61% | 5.437% | 10.98% |  |  | 10.98%
High Speed Fans | Hospitals | T | 0% | 12.5% |  | 5.437% | X | 12.5% | 5.437% | 11.82% |  |  | 11.82%
High Speed Fans | Institutional | T | 0% | 19.44% |  | 5.437% | X | 19.44% | 5.437% | 18.39% |  |  | 18.39%
High Speed Fans | Lodging/Hospitality | T | 0% | 14.83% |  | 5.437% | X | 14.83% | 5.437% | 14.03% |  |  | 14.03%
High Speed Fans | Miscellaneous | T | 0% | 14.83% |  | 5.437% | X | 14.83% | 5.437% | 14.03% |  |  | 14.03%
High Speed Fans | Offices | T | 0% | 12.5% |  | 5.437% | X | 12.5% | 5.437% | 11.82% |  |  | 11.82%
High Speed Fans | Restaurants | T | 100% | 14.83% |  | 5.437% | X | 14.83% | 5.437% | 14.03% |  |  | 14.03%
High Speed Fans | Retail | T | 0% | 11.67% |  | 5.437% | X | 11.67% | 5.437% | 11.03% |  |  | 11.03%
High Speed Fans | Schools K-12 | T | 0% | 11.55% |  | 5.437% | X | 11.55% | 5.437% | 10.93% |  |  | 10.93%
High Speed Fans | Warehouse | T | 0% | 14.83% |  | 5.437% | X | 14.83% | 5.437% | 14.03% |  |  | 14.03%
High Speed Fans | Assembly | E | 0% | 0% |  | 5.437% | X | 14.12% | 5.437% | 13.35% |  |  | 13.35%
High Speed Fans | College and University | E | 0% | 0% |  | 5.437% | X | 14.12% | 5.437% | 13.35% |  |  | 13.35%
High Speed Fans | Grocery | E | 10% | 0% |  | 5.437% | X | 10% | 5.437% | 9.456% |  |  | 9.456%
High Speed Fans | Healthcare | E | 0% | 0% |  | 5.437% | X | 14.12% | 5.437% | 13.35% |  |  | 13.35%
High Speed Fans | Hospitals | E | 0% | 0% |  | 5.437% | X | 14.12% | 5.437% | 13.35% |  |  | 13.35%
High Speed Fans | Institutional | E | 0% | 0% |  | 5.437% | X | 14.12% | 5.437% | 13.35% |  |  | 13.35%
High Speed Fans | Lodging/Hospitality | E | 0% | 14.83% |  | 5.437% | X | 14.83% | 5.437% | 14.03% |  |  | 14.03%
High Speed Fans | Miscellaneous | E | 0% | 14.83% |  | 5.437% | X | 14.83% | 5.437% | 14.03% |  |  | 14.03%
High Speed Fans | Offices | E | 0% | 0% |  | 5.437% | X | 14.12% | 5.437% | 13.35% |  |  | 13.35%
High Speed Fans | Restaurants | E | 100% | 14.83% |  | 5.437% | X | 14.83% | 5.437% | 14.03% |  |  | 14.03%
High Speed Fans | Retail | E | 0% | 0% |  | 5.437% | X | 14.12% | 5.437% | 13.35% |  |  | 13.35%
High Speed Fans | Schools K-12 | E | 0% | 0% |  | 5.437% | X | 14.12% | 5.437% | 13.35% |  |  | 13.35%
High Speed Fans | Warehouse | E | 0% | 14.83% |  | 5.437% | X | 14.83% | 5.437% | 14.03% |  |  | 14.03%
High Speed Fans | Assembly | N | 0% | 12.5% |  | 5.437% | X | 12.5% | 5.437% | 11.82% |  |  | 11.82%
High Speed Fans | College and University | N | 0% | 11.55% |  | 5.437% | X | 11.55% | 5.437% | 10.93% |  |  | 10.93%
High Speed Fans | Grocery | N | 10% | 19.44% |  | 5.437% | X | 10% | 5.437% | 9.456% |  |  | 9.456%
High Speed Fans | Healthcare | N | 0% | 11.61% |  | 5.437% | X | 11.61% | 5.437% | 10.98% |  |  | 10.98%
High Speed Fans | Hospitals | N | 0% | 12.5% |  | 5.437% | X | 12.5% | 5.437% | 11.82% |  |  | 11.82%
High Speed Fans | Institutional | N | 0% | 19.44% |  | 5.437% | X | 19.44% | 5.437% | 18.39% |  |  | 18.39%
High Speed Fans | Lodging/Hospitality | N | 0% | 14.83% |  | 5.437% | X | 14.83% | 5.437% | 14.03% |  |  | 14.03%
High Speed Fans | Miscellaneous | N | 0% | 14.83% |  | 5.437% | X | 14.83% | 5.437% | 14.03% |  |  | 14.03%
High Speed Fans | Offices | N | 0% | 12.5% |  | 5.437% | X | 12.5% | 5.437% | 11.82% |  |  | 11.82%
High Speed Fans | Restaurants | N | 100% | 14.83% |  | 5.437% | X | 14.83% | 5.437% | 14.03% |  |  | 14.03%
High Speed Fans | Retail | N | 0% | 11.67% |  | 5.437% | X | 11.67% | 5.437% | 11.03% |  |  | 11.03%
High Speed Fans | Schools K-12 | N | 0% | 11.55% |  | 5.437% | X | 11.55% | 5.437% | 10.93% |  |  | 10.93%
High Speed Fans | Warehouse | N | 0% | 14.83% |  | 5.437% | X | 14.83% | 5.437% | 14.03% |  |  | 14.03%
Drain Water Heat Recovery | Assembly | E | 75% | 6.154% |  | 30.14% | X | 6.154% | 30.14% | 2.67% |  |  | 2.67%
Drain Water Heat Recovery | College and University | E | 75% | 6.154% |  | 30.14% | X | 6.154% | 30.14% | 2.67% |  |  | 2.67%
Drain Water Heat Recovery | Grocery | E | 75% | 6.154% |  | 30.14% | X | 6.154% | 30.14% | 2.67% |  |  | 2.67%
Drain Water Heat Recovery | Healthcare | E | 75% | 6.154% |  | 30.14% | X | 6.154% | 30.14% | 2.67% |  |  | 2.67%
Drain Water Heat Recovery | Hospitals | E | 75% | 6.154% |  | 30.14% | X | 6.154% | 30.14% | 2.67% |  |  | 2.67%
Drain Water Heat Recovery | Institutional | E | 75% | 40% |  | 43.45% | X | 40% | 43.45% | 2.67% |  |  | 2.67%
Drain Water Heat Recovery | Lodging/Hospitality | E | 75% | 6.154% |  | 30.14% | X | 6.154% | 30.14% | 2.67% |  |  | 2.67%
Drain Water Heat Recovery | Miscellaneous | E | 75% | 40% |  | 43.45% | X | 40% | 43.45% | 2.67% |  |  | 2.67%
Drain Water Heat Recovery | Offices | E | 75% | 6.154% |  | 30.14% | X | 6.154% | 30.14% | 2.67% |  |  | 2.67%
Drain Water Heat Recovery | Restaurants | E | 75% | 6.154% |  | 30.14% | X | 6.154% | 30.14% | 2.67% |  |  | 2.67%
Drain Water Heat Recovery | Retail | E | 75% | 6.154% |  | 30.14% | X | 6.154% | 30.14% | 2.67% |  |  | 2.67%
Drain Water Heat Recovery | Schools K-12 | E | 75% | 6.154% |  | 30.14% | X | 6.154% | 30.14% | 2.67% |  |  | 2.67%
Drain Water Heat Recovery | Warehouse | E | 75% | 6.154% |  | 30.14% | X | 6.154% | 30.14% | 2.67% |  |  | 2.67%
Drain Water Heat Recovery | Assembly | N | 75% | 0% |  | 70.06% | X | 75% | 70.06% | 22.45% |  |  | 22.45%
Drain Water Heat Recovery | College and University | N | 75% | 0% |  | 70.06% | X | 75% | 70.06% | 22.45% |  |  | 22.45%
Drain Water Heat Recovery | Grocery | N | 75% | 0% |  | 70.06% | X | 75% | 70.06% | 22.45% |  |  | 22.45%
Drain Water Heat Recovery | Healthcare | N | 75% | 0% |  | 70.06% | X | 75% | 70.06% | 22.45% |  |  | 22.45%
Drain Water Heat Recovery | Hospitals | N | 75% | 0% |  | 70.06% | X | 75% | 70.06% | 22.45% |  |  | 22.45%
Drain Water Heat Recovery | Institutional | N | 75% | 40% |  | 43.45% | X | 40% | 43.45% | 22.62% |  |  | 22.62%
Drain Water Heat Recovery | Lodging/Hospitality | N | 75% | 0% |  | 70.06% | X | 75% | 70.06% | 22.45% |  |  | 22.45%
Drain Water Heat Recovery | Miscellaneous | N | 75% | 40% |  | 43.45% | X | 40% | 43.45% | 22.62% |  |  | 22.62%
Drain Water Heat Recovery | Offices | N | 75% | 0% |  | 70.06% | X | 75% | 70.06% | 22.45% |  |  | 22.45%
Drain Water Heat Recovery | Restaurants | N | 75% | 0% |  | 70.06% | X | 75% | 70.06% | 22.45% |  |  | 22.45%
Drain Water Heat Recovery | Retail | N | 75% | 0% |  | 70.06% | X | 75% | 70.06% | 22.45% |  |  | 22.45%
Drain Water Heat Recovery | Schools K-12 | N | 75% | 0% |  | 70.06% | X | 75% | 70.06% | 22.45% |  |  | 22.45%
Drain Water Heat Recovery | Warehouse | N | 75% | 0% |  | 70.06% | X | 75% | 70.06% | 22.45% |  |  | 22.45%
Faucet Aerator | Assembly | E |  | 0% |  | 75.12% | X | 95% | 75.12% | 23.64% |  |  | 23.64%
Faucet Aerator | College and University | E |  | 0% |  | 75.12% | X | 95% | 75.12% | 23.64% |  |  | 23.64%
Faucet Aerator | Grocery | E |  | 0% |  | 75.12% | X | 95% | 75.12% | 23.64% |  |  | 23.64%
Faucet Aerator | Healthcare | E |  | 0% |  | 75.12% | X | 95% | 75.12% | 23.64% |  |  | 23.64%
Faucet Aerator | Hospitals | E |  | 0% |  | 75.12% | X | 95% | 75.12% | 23.64% |  |  | 23.64%
Faucet Aerator | Institutional | E |  | 95% |  | 75.12% | X | 95% | 75.12% | 23.64% |  |  | 23.64%
Faucet Aerator | Lodging/Hospitality | E |  | 0% |  | 75.12% | X | 95% | 75.12% | 23.64% |  |  | 23.64%
Faucet Aerator | Miscellaneous | E |  | 95% |  | 75.12% | X | 95% | 75.12% | 23.64% |  |  | 23.64%
Faucet Aerator | Offices | E |  | 0% |  | 75.12% | X | 95% | 75.12% | 23.64% |  |  | 23.64%
Faucet Aerator | Restaurants | E |  | 0% |  | 75.12% | X | 95% | 75.12% | 23.64% |  |  | 23.64%
Faucet Aerator | Retail | E |  | 0% |  | 75.12% | X | 95% | 75.12% | 23.64% |  |  | 23.64%
Faucet Aerator | Schools K-12 | E |  | 0% |  | 75.12% | X | 95% | 75.12% | 23.64% |  |  | 23.64%
Faucet Aerator | Warehouse | E |  | 0% |  | 75.12% | X | 95% | 75.12% | 23.64% |  |  | 23.64%
Faucet Aerator | Assembly | N |  | 0% |  | 75.12% | X | 95% | 75.12% | 23.64% |  |  | 23.64%
Faucet Aerator | College and University | N |  | 0% |  | 75.12% | X | 95% | 75.12% | 23.64% |  |  | 23.64%
Faucet Aerator | Grocery | N |  | 0% |  | 75.12% | X | 95% | 75.12% | 23.64% |  |  | 23.64%
Faucet Aerator | Healthcare | N |  | 0% |  | 75.12% | X | 95% | 75.12% | 23.64% |  |  | 23.64%
Faucet Aerator | Hospitals | N |  | 0% |  | 75.12% | X | 95% | 75.12% | 23.64% |  |  | 23.64%
Faucet Aerator | Institutional | N |  | 95% |  | 75.12% | X | 95% | 75.12% | 23.64% |  |  | 23.64%
Faucet Aerator | Lodging/Hospitality | N |  | 0% |  | 75.12% | X | 95% | 75.12% | 23.64% |  |  | 23.64%
Faucet Aerator | Miscellaneous | N |  | 95% |  | 75.12% | X | 95% | 75.12% | 23.64% |  |  | 23.64%
Faucet Aerator | Offices | N |  | 0% |  | 75.12% | X | 95% | 75.12% | 23.64% |  |  | 23.64%
Faucet Aerator | Restaurants | N |  | 0% |  | 75.12% | X | 95% | 75.12% | 23.64% |  |  | 23.64%
Faucet Aerator | Retail | N |  | 0% |  | 75.12% | X | 95% | 75.12% | 23.64% |  |  | 23.64%
Faucet Aerator | Schools K-12 | N |  | 0% |  | 75.12% | X | 95% | 75.12% | 23.64% |  |  | 23.64%
Faucet Aerator | Warehouse | N |  | 0% |  | 75.12% | X | 95% | 75.12% | 23.64% |  |  | 23.64%
Hot Water Circulation Pump Control | Assembly | E | 75% | 0% |  | 6.432% | X | 75% | 6.432% | 70.18% |  |  | 70.18%
Hot Water Circulation Pump Control | College and University | E | 75% | 0% |  | 6.432% | X | 75% | 6.432% | 70.18% |  |  | 70.18%
Hot Water Circulation Pump Control | Grocery | E | 75% | 0% |  | 6.432% | X | 75% | 6.432% | 70.18% |  |  | 70.18%
Hot Water Circulation Pump Control | Healthcare | E | 75% | 0% |  | 6.432% | X | 75% | 6.432% | 70.18% |  |  | 70.18%
Hot Water Circulation Pump Control | Hospitals | E | 75% | 0% |  | 6.432% | X | 75% | 6.432% | 70.18% |  |  | 70.18%
Hot Water Circulation Pump Control | Institutional | E | 75% | 55% |  | 37.62% | X | 55% | 37.62% | 34.31% |  |  | 34.31%
Hot Water Circulation Pump Control | Lodging/Hospitality | E | 75% | 0% |  | 6.432% | X | 75% | 6.432% | 70.18% |  |  | 70.18%
Hot Water Circulation Pump Control | Miscellaneous | E | 75% | 55% |  | 37.62% | X | 55% | 37.62% | 34.31% |  |  | 34.31%
Hot Water Circulation Pump Control | Offices | E | 75% | 0% |  | 6.432% | X | 75% | 6.432% | 70.18% |  |  | 70.18%
Hot Water Circulation Pump Control | Restaurants | E | 75% | 0% |  | 6.432% | X | 75% | 6.432% | 70.18% |  |  | 70.18%
Hot Water Circulation Pump Control | Retail | E | 75% | 0% |  | 6.432% | X | 75% | 6.432% | 70.18% |  |  | 70.18%
Hot Water Circulation Pump Control | Schools K-12 | E | 75% | 0% |  | 6.432% | X | 75% | 6.432% | 70.18% |  |  | 70.18%
Hot Water Circulation Pump Control | Warehouse | E | 75% | 0% |  | 6.432% | X | 75% | 6.432% | 70.18% |  |  | 70.18%
Hot Water Circulation Pump Control | Assembly | N | 75% | 0% |  | 100% | X | 75% | 100% | 0% |  |  | 0%
Hot Water Circulation Pump Control | College and University | N | 75% | 0% |  | 100% | X | 75% | 100% | 0% |  |  | 0%
Hot Water Circulation Pump Control | Grocery | N | 75% | 0% |  | 100% | X | 75% | 100% | 0% |  |  | 0%
Hot Water Circulation Pump Control | Healthcare | N | 75% | 0% |  | 100% | X | 75% | 100% | 0% |  |  | 0%
Hot Water Circulation Pump Control | Hospitals | N | 75% | 0% |  | 100% | X | 75% | 100% | 0% |  |  | 0%
Hot Water Circulation Pump Control | Institutional | N | 75% | 55% |  | 37.62% | X | 55% | 37.62% | 34.31% |  |  | 34.31%
Hot Water Circulation Pump Control | Lodging/Hospitality | N | 75% | 0% |  | 100% | X | 75% | 100% | 0% |  |  | 0%
Hot Water Circulation Pump Control | Miscellaneous | N | 75% | 55% |  | 37.62% | X | 55% | 37.62% | 34.31% |  |  | 34.31%
Hot Water Circulation Pump Control | Offices | N | 75% | 0% |  | 100% | X | 75% | 100% | 0% |  |  | 0%
Hot Water Circulation Pump Control | Restaurants | N | 75% | 0% |  | 100% | X | 75% | 100% | 0% |  |  | 0%
Hot Water Circulation Pump Control | Retail | N | 75% | 0% |  | 100% | X | 75% | 100% | 0% |  |  | 0%
Hot Water Circulation Pump Control | Schools K-12 | N | 75% | 0% |  | 100% | X | 75% | 100% | 0% |  |  | 0%
Hot Water Circulation Pump Control | Warehouse | N | 75% | 0% |  | 100% | X | 75% | 100% | 0% |  |  | 0%
Hot Water Pipe Insulation | Assembly | E | 75% | 6.154% |  | 30.14% | X | 6.154% | 30.14% | 4.299% |  |  | 4.299%
Hot Water Pipe Insulation | College and University | E | 75% | 6.154% |  | 30.14% | X | 6.154% | 30.14% | 4.299% |  |  | 4.299%
Hot Water Pipe Insulation | Grocery | E | 75% | 6.154% |  | 30.14% | X | 6.154% | 30.14% | 4.299% |  |  | 4.299%
Hot Water Pipe Insulation | Healthcare | E | 75% | 6.154% |  | 30.14% | X | 6.154% | 30.14% | 4.299% |  |  | 4.299%
Hot Water Pipe Insulation | Hospitals | E | 75% | 6.154% |  | 30.14% | X | 6.154% | 30.14% | 4.299% |  |  | 4.299%
Hot Water Pipe Insulation | Institutional | E | 75% | 40% |  | 43.45% | X | 40% | 43.45% | 22.62% |  |  | 22.62%
Hot Water Pipe Insulation | Lodging/Hospitality | E | 75% | 6.154% |  | 30.14% | X | 6.154% | 30.14% | 4.299% |  |  | 4.299%
Hot Water Pipe Insulation | Miscellaneous | E | 75% | 40% |  | 43.45% | X | 40% | 43.45% | 22.62% |  |  | 22.62%
Hot Water Pipe Insulation | Offices | E | 75% | 6.154% |  | 30.14% | X | 6.154% | 30.14% | 4.299% |  |  | 4.299%
Hot Water Pipe Insulation | Restaurants | E | 75% | 6.154% |  | 30.14% | X | 6.154% | 30.14% | 4.299% |  |  | 4.299%
Hot Water Pipe Insulation | Retail | E | 75% | 6.154% |  | 30.14% | X | 6.154% | 30.14% | 4.299% |  |  | 4.299%
Hot Water Pipe Insulation | Schools K-12 | E | 75% | 6.154% |  | 30.14% | X | 6.154% | 30.14% | 4.299% |  |  | 4.299%
Hot Water Pipe Insulation | Warehouse | E | 75% | 6.154% |  | 30.14% | X | 6.154% | 30.14% | 4.299% |  |  | 4.299%
Hot Water Pipe Insulation | Assembly | N | 75% | 0% |  | 70.06% | X | 75% | 70.06% | 22.45% |  |  | 22.45%
Hot Water Pipe Insulation | College and University | N | 75% | 0% |  | 70.06% | X | 75% | 70.06% | 22.45% |  |  | 22.45%
Hot Water Pipe Insulation | Grocery | N | 75% | 0% |  | 70.06% | X | 75% | 70.06% | 22.45% |  |  | 22.45%
Hot Water Pipe Insulation | Healthcare | N | 75% | 0% |  | 70.06% | X | 75% | 70.06% | 22.45% |  |  | 22.45%
Hot Water Pipe Insulation | Hospitals | N | 75% | 0% |  | 70.06% | X | 75% | 70.06% | 22.45% |  |  | 22.45%
Hot Water Pipe Insulation | Institutional | N | 75% | 40% |  | 43.45% | X | 40% | 43.45% | 22.62% |  |  | 22.62%
Hot Water Pipe Insulation | Lodging/Hospitality | N | 75% | 0% |  | 70.06% | X | 75% | 70.06% | 22.45% |  |  | 22.45%
Hot Water Pipe Insulation | Miscellaneous | N | 75% | 40% |  | 43.45% | X | 40% | 43.45% | 22.62% |  |  | 22.62%
Hot Water Pipe Insulation | Offices | N | 75% | 0% |  | 70.06% | X | 75% | 70.06% | 22.45% |  |  | 22.45%
Hot Water Pipe Insulation | Restaurants | N | 75% | 0% |  | 70.06% | X | 75% | 70.06% | 22.45% |  |  | 22.45%
Hot Water Pipe Insulation | Retail | N | 75% | 0% |  | 70.06% | X | 75% | 70.06% | 22.45% |  |  | 22.45%
Hot Water Pipe Insulation | Schools K-12 | N | 75% | 0% |  | 70.06% | X | 75% | 70.06% | 22.45% |  |  | 22.45%
Hot Water Pipe Insulation | Warehouse | N | 75% | 0% |  | 70.06% | X | 75% | 70.06% | 22.45% |  |  | 22.45%
Low Flow Shower Head | Assembly | E |  | 100% |  | 25.35% |  |  |  | 0% |  |  | 0%
Low Flow Shower Head | College and University | E |  | 0% |  | 25.35% | X | 100% | 25.35% | 74.65% |  |  | 74.65%
Low Flow Shower Head | Grocery | E |  | 100% |  | 25.35% |  |  |  | 0% |  |  | 0%
Low Flow Shower Head | Healthcare | E |  | 100% |  | 25.35% | X | 100% | 25.35% | 74.65% |  |  | 74.65%
Low Flow Shower Head | Hospitals | E |  | 0% |  | 25.35% | X | 100% | 25.35% | 74.65% |  |  | 74.65%
Low Flow Shower Head | Institutional | E |  | 100% |  | 25.35% |  |  |  | 0% |  |  | 0%
Low Flow Shower Head | Lodging/Hospitality | E |  | 0% |  | 25.35% | X | 100% | 25.35% | 74.65% |  |  | 74.65%
Low Flow Shower Head | Miscellaneous | E |  | 100% |  | 25.35% |  |  |  | 0% |  |  | 0%
Low Flow Shower Head | Offices | E |  | 100% |  | 25.35% |  |  |  | 0% |  |  | 0%
Low Flow Shower Head | Restaurants | E |  | 100% |  | 25.35% |  |  |  | 0% |  |  | 0%
Low Flow Shower Head | Retail | E |  | 100% |  | 25.35% |  |  |  | 0% |  |  | 0%
Low Flow Shower Head | Schools K-12 | E |  | 0% |  | 25.35% |  |  |  | 0% |  |  | 0%
Low Flow Shower Head | Warehouse | E |  | 100% |  | 25.35% |  |  |  | 0% |  |  | 0%
Low Flow Shower Head | Assembly | N |  | 100% |  | 25.35% |  |  |  | 0% |  |  | 0%
Low Flow Shower Head | College and University | N |  | 0% |  | 25.35% | X | 100% | 25.35% | 74.65% |  |  | 74.65%
Low Flow Shower Head | Grocery | N |  | 100% |  | 25.35% |  |  |  | 0% |  |  | 0%
Low Flow Shower Head | Healthcare | N |  | 100% |  | 25.35% | X | 100% | 25.35% | 74.65% |  |  | 74.65%
Low Flow Shower Head | Hospitals | N |  | 0% |  | 25.35% | X | 100% | 25.35% | 74.65% |  |  | 74.65%
Low Flow Shower Head | Institutional | N |  | 100% |  | 25.35% |  |  |  | 0% |  |  | 0%
Low Flow Shower Head | Lodging/Hospitality | N |  | 0% |  | 25.35% | X | 100% | 25.35% | 74.65% |  |  | 74.65%
Low Flow Shower Head | Miscellaneous | N |  | 100% |  | 25.35% |  |  |  | 0% |  |  | 0%
Low Flow Shower Head | Offices | N |  | 100% |  | 25.35% |  |  |  | 0% |  |  | 0%
Low Flow Shower Head | Restaurants | N |  | 100% |  | 25.35% |  |  |  | 0% |  |  | 0%
Low Flow Shower Head | Retail | N |  | 100% |  | 25.35% |  |  |  | 0% |  |  | 0%
Low Flow Shower Head | Schools K-12 | N |  | 0% |  | 25.35% |  |  |  | 0% |  |  | 0%
Low Flow Shower Head | Warehouse | N |  | 100% |  | 25.35% |  |  |  | 0% |  |  | 0%
Low-Flow Pre-Rinse Sprayers | Assembly | E |  | 55% |  | 51.89% |  |  |  | 0% |  |  | 0%
Low-Flow Pre-Rinse Sprayers | College and University | E |  | 0% |  | 50.23% | X | 55% | 50.23% | 27.37% |  |  | 27.37%
Low-Flow Pre-Rinse Sprayers | Grocery | E |  | 0% |  | 50.23% | X | 55% | 50.23% | 27.37% |  |  | 27.37%
Low-Flow Pre-Rinse Sprayers | Healthcare | E |  | 55% |  | 51.89% |  |  |  | 0% |  |  | 0%
Low-Flow Pre-Rinse Sprayers | Hospitals | E |  | 0% |  | 55.21% | X | 55% | 55.21% | 24.64% |  |  | 24.64%
Low-Flow Pre-Rinse Sprayers | Institutional | E |  | 55% |  | 51.89% |  |  |  | 0% |  |  | 0%
Low-Flow Pre-Rinse Sprayers | Lodging/Hospitality | E |  | 0% |  | 50.23% | X | 55% | 50.23% | 27.37% |  |  | 27.37%
Low-Flow Pre-Rinse Sprayers | Miscellaneous | E |  | 55% |  | 51.89% |  |  |  | 0% |  |  | 0%
Low-Flow Pre-Rinse Sprayers | Offices | E |  | 55% |  | 51.89% |  |  |  | 0% |  |  | 0%
Low-Flow Pre-Rinse Sprayers | Restaurants | E |  | 0% |  | 55.21% | X | 55% | 55.21% | 24.64% |  |  | 24.64%
Low-Flow Pre-Rinse Sprayers | Retail | E |  | 0% |  | 50.23% |  |  |  | 0% |  |  | 0%
Low-Flow Pre-Rinse Sprayers | Schools K-12 | E |  | 0% |  | 50.23% |  |  |  | 0% |  |  | 0%
Low-Flow Pre-Rinse Sprayers | Warehouse | E |  | 55% |  | 51.89% |  |  |  | 0% |  |  | 0%
Low-Flow Pre-Rinse Sprayers | Assembly | N |  | 55% |  | 51.89% |  |  |  | 0% |  |  | 0%
Low-Flow Pre-Rinse Sprayers | College and University | N |  | 0% |  | 50.23% | X | 55% | 50.23% | 27.37% |  |  | 27.37%
Low-Flow Pre-Rinse Sprayers | Grocery | N |  | 0% |  | 50.23% | X | 55% | 50.23% | 27.37% |  |  | 27.37%
Low-Flow Pre-Rinse Sprayers | Healthcare | N |  | 55% |  | 51.89% |  |  |  | 0% |  |  | 0%
Low-Flow Pre-Rinse Sprayers | Hospitals | N |  | 0% |  | 55.21% | X | 55% | 55.21% | 24.64% |  |  | 24.64%
Low-Flow Pre-Rinse Sprayers | Institutional | N |  | 55% |  | 51.89% |  |  |  | 0% |  |  | 0%
Low-Flow Pre-Rinse Sprayers | Lodging/Hospitality | N |  | 0% |  | 50.23% | X | 55% | 50.23% | 27.37% |  |  | 27.37%
Low-Flow Pre-Rinse Sprayers | Miscellaneous | N |  | 55% |  | 51.89% |  |  |  | 0% |  |  | 0%
Low-Flow Pre-Rinse Sprayers | Offices | N |  | 55% |  | 51.89% |  |  |  | 0% |  |  | 0%
Low-Flow Pre-Rinse Sprayers | Restaurants | N |  | 0% |  | 55.21% | X | 55% | 55.21% | 24.64% |  |  | 24.64%
Low-Flow Pre-Rinse Sprayers | Retail | N |  | 0% |  | 50.23% |  |  |  | 0% |  |  | 0%
Low-Flow Pre-Rinse Sprayers | Schools K-12 | N |  | 0% |  | 50.23% |  |  |  | 0% |  |  | 0%
Low-Flow Pre-Rinse Sprayers | Warehouse | N |  | 55% |  | 51.89% |  |  |  | 0% |  |  | 0%
Tank Wrap on Water Heater | Assembly | E | 75% | 0% |  | 25.35% | X | 75% | 25.35% | 55.99% |  |  | 55.99%
Tank Wrap on Water Heater | College and University | E | 75% | 0% |  | 25.35% |  |  |  | 0% |  |  | 0%
Tank Wrap on Water Heater | Grocery | E | 75% | 0% |  | 25.35% | X | 75% | 25.35% | 55.99% |  |  | 55.99%
Tank Wrap on Water Heater | Healthcare | E | 75% | 0% |  | 25.35% | X | 75% | 25.35% | 55.99% |  |  | 55.99%
Tank Wrap on Water Heater | Hospitals | E | 75% | 0% |  | 25.35% | X | 75% | 25.35% | 55.99% |  |  | 55.99%
Tank Wrap on Water Heater | Institutional | E | 75% | 95% |  | 25.35% | X | 75% | 25.35% | 55.99% |  |  | 55.99%
Tank Wrap on Water Heater | Lodging/Hospitality | E | 75% | 0% |  | 25.35% | X | 75% | 25.35% | 55.99% |  |  | 55.99%
Tank Wrap on Water Heater | Miscellaneous | E | 75% | 95% |  | 25.35% | X | 75% | 25.35% | 55.99% |  |  | 55.99%
Tank Wrap on Water Heater | Offices | E | 75% | 0% |  | 25.35% | X | 75% | 25.35% | 55.99% |  |  | 55.99%
Tank Wrap on Water Heater | Restaurants | E | 75% | 0% |  | 25.35% | X | 75% | 25.35% | 55.99% |  |  | 55.99%
Tank Wrap on Water Heater | Retail | E | 75% | 0% |  | 25.35% | X | 75% | 25.35% | 55.99% |  |  | 55.99%
Tank Wrap on Water Heater | Schools K-12 | E | 75% | 0% |  | 25.35% |  |  |  | 0% |  |  | 0%
Tank Wrap on Water Heater | Warehouse | E | 75% | 0% |  | 25.35% | X | 75% | 25.35% | 55.99% |  |  | 55.99%
Tank Wrap on Water Heater | Assembly | N | 75% | 95% |  | 25.35% | X | 75% | 25.35% | 55.99% |  |  | 55.99%
Tank Wrap on Water Heater | College and University | N | 75% | 95% |  | 25.35% |  |  |  | 0% |  |  | 0%
Tank Wrap on Water Heater | Grocery | N | 75% | 95% |  | 25.35% | X | 75% | 25.35% | 55.99% |  |  | 55.99%
Tank Wrap on Water Heater | Healthcare | N | 75% | 95% |  | 25.35% | X | 75% | 25.35% | 55.99% |  |  | 55.99%
Tank Wrap on Water Heater | Hospitals | N | 75% | 95% |  | 25.35% | X | 75% | 25.35% | 55.99% |  |  | 55.99%
Tank Wrap on Water Heater | Institutional | N | 75% | 95% |  | 25.35% | X | 75% | 25.35% | 55.99% |  |  | 55.99%
Tank Wrap on Water Heater | Lodging/Hospitality | N | 75% | 95% |  | 25.35% | X | 75% | 25.35% | 55.99% |  |  | 55.99%
Tank Wrap on Water Heater | Miscellaneous | N | 75% | 95% |  | 25.35% | X | 75% | 25.35% | 55.99% |  |  | 55.99%
Tank Wrap on Water Heater | Offices | N | 75% | 95% |  | 25.35% | X | 75% | 25.35% | 55.99% |  |  | 55.99%
Tank Wrap on Water Heater | Restaurants | N | 75% | 95% |  | 25.35% | X | 75% | 25.35% | 55.99% |  |  | 55.99%
Tank Wrap on Water Heater | Retail | N | 75% | 95% |  | 25.35% | X | 75% | 25.35% | 55.99% |  |  | 55.99%
Tank Wrap on Water Heater | Schools K-12 | N | 75% | 95% |  | 25.35% |  |  |  | 0% |  |  | 0%
Tank Wrap on Water Heater | Warehouse | N | 75% | 95% |  | 25.35% | X | 75% | 25.35% | 55.99% |  |  | 55.99%
Thermostatic Shower Restriction Valve | Assembly | E |  | 100% |  | 25.35% |  |  |  | 0% |  |  | 0%
Thermostatic Shower Restriction Valve | College and University | E |  | 0% |  | 25.35% | X | 100% | 25.35% | 74.65% |  |  | 74.65%
Thermostatic Shower Restriction Valve | Grocery | E |  | 100% |  | 25.35% |  |  |  | 0% |  |  | 0%
Thermostatic Shower Restriction Valve | Healthcare | E |  | 100% |  | 25.35% | X | 100% | 25.35% | 74.65% |  |  | 74.65%
Thermostatic Shower Restriction Valve | Hospitals | E |  | 0% |  | 25.35% | X | 100% | 25.35% | 74.65% |  |  | 74.65%
Thermostatic Shower Restriction Valve | Institutional | E |  | 100% |  | 25.35% |  |  |  | 0% |  |  | 0%
Thermostatic Shower Restriction Valve | Lodging/Hospitality | E |  | 0% |  | 25.35% | X | 100% | 25.35% | 74.65% |  |  | 74.65%
Thermostatic Shower Restriction Valve | Miscellaneous | E |  | 100% |  | 25.35% |  |  |  | 0% |  |  | 0%
Thermostatic Shower Restriction Valve | Offices | E |  | 100% |  | 25.35% |  |  |  | 0% |  |  | 0%
Thermostatic Shower Restriction Valve | Restaurants | E |  | 100% |  | 25.35% |  |  |  | 0% |  |  | 0%
Thermostatic Shower Restriction Valve | Retail | E |  | 100% |  | 25.35% |  |  |  | 0% |  |  | 0%
Thermostatic Shower Restriction Valve | Schools K-12 | E |  | 0% |  | 25.35% |  |  |  | 0% |  |  | 0%
Thermostatic Shower Restriction Valve | Warehouse | E |  | 100% |  | 25.35% |  |  |  | 0% |  |  | 0%
Thermostatic Shower Restriction Valve | Assembly | N |  | 100% |  | 25.35% |  |  |  | 0% |  |  | 0%
Thermostatic Shower Restriction Valve | College and University | N |  | 0% |  | 25.35% |  |  |  | 0% |  |  | 0%
Thermostatic Shower Restriction Valve | Grocery | N |  | 100% |  | 25.35% |  |  |  | 0% |  |  | 0%
Thermostatic Shower Restriction Valve | Healthcare | N |  | 100% |  | 25.35% |  |  |  | 0% |  |  | 0%
Thermostatic Shower Restriction Valve | Hospitals | N |  | 0% |  | 25.35% |  |  |  | 0% |  |  | 0%
Thermostatic Shower Restriction Valve | Institutional | N |  | 100% |  | 25.35% |  |  |  | 0% |  |  | 0%
Thermostatic Shower Restriction Valve | Lodging/Hospitality | N |  | 0% |  | 25.35% |  |  |  | 0% |  |  | 0%
Thermostatic Shower Restriction Valve | Miscellaneous | N |  | 100% |  | 25.35% |  |  |  | 0% |  |  | 0%
Thermostatic Shower Restriction Valve | Offices | N |  | 100% |  | 25.35% |  |  |  | 0% |  |  | 0%
Thermostatic Shower Restriction Valve | Restaurants | N |  | 100% |  | 25.35% |  |  |  | 0% |  |  | 0%
Thermostatic Shower Restriction Valve | Retail | N |  | 100% |  | 25.35% |  |  |  | 0% |  |  | 0%
Thermostatic Shower Restriction Valve | Schools K-12 | N |  | 0% |  | 25.35% |  |  |  | 0% |  |  | 0%
Thermostatic Shower Restriction Valve | Warehouse | N |  | 100% |  | 25.35% |  |  |  | 0% |  |  | 0%
Bi-Level Lighting Control (Exterior) | Assembly | E | 12.47% |  |  | 31.23% | X | 12.47% | 31.23% | 8.579% |  |  | 8.579%
Bi-Level Lighting Control (Exterior) | College and University | E | 20% |  |  | 31.23% | X | 20% | 31.23% | 13.75% |  |  | 13.75%
Bi-Level Lighting Control (Exterior) | Grocery | E | 12.47% |  |  | 31.23% | X | 12.47% | 31.23% | 8.579% |  |  | 8.579%
Bi-Level Lighting Control (Exterior) | Healthcare | E | 20% |  |  | 31.23% | X | 20% | 31.23% | 13.75% |  |  | 13.75%
Bi-Level Lighting Control (Exterior) | Hospitals | E | 20% |  |  | 31.23% | X | 20% | 31.23% | 13.75% |  |  | 13.75%
Bi-Level Lighting Control (Exterior) | Institutional | E | 12.47% |  |  | 31.23% | X | 12.47% | 31.23% | 8.579% |  |  | 8.579%
Bi-Level Lighting Control (Exterior) | Lodging/Hospitality | E | 20% |  |  | 31.23% | X | 20% | 31.23% | 13.75% |  |  | 13.75%
Bi-Level Lighting Control (Exterior) | Miscellaneous | E | 12.47% |  |  | 31.23% | X | 12.47% | 31.23% | 8.579% |  |  | 8.579%
Bi-Level Lighting Control (Exterior) | Offices | E | 20% |  |  | 31.23% | X | 20% | 31.23% | 13.75% |  |  | 13.75%
Bi-Level Lighting Control (Exterior) | Restaurants | E | 5% |  |  | 31.23% | X | 5% | 31.23% | 3.438% |  |  | 3.438%
Bi-Level Lighting Control (Exterior) | Retail | E | 20% |  |  | 31.23% | X | 20% | 31.23% | 13.75% |  |  | 13.75%
Bi-Level Lighting Control (Exterior) | Schools K-12 | E | 12.47% |  |  | 31.23% | X | 12.47% | 31.23% | 8.579% |  |  | 8.579%
Bi-Level Lighting Control (Exterior) | Warehouse | E | 20% |  |  | 31.23% | X | 20% | 31.23% | 13.75% |  |  | 13.75%
Bi-Level Lighting Control (Exterior) | Assembly | N | 12.47% |  |  | 31.23% | X | 12.47% | 31.23% | 8.579% |  |  | 8.579%
Bi-Level Lighting Control (Exterior) | College and University | N | 20% |  |  | 31.23% | X | 20% | 31.23% | 13.75% |  |  | 13.75%
Bi-Level Lighting Control (Exterior) | Grocery | N | 12.47% |  |  | 31.23% | X | 12.47% | 31.23% | 8.579% |  |  | 8.579%
Bi-Level Lighting Control (Exterior) | Healthcare | N | 20% |  |  | 31.23% | X | 20% | 31.23% | 13.75% |  |  | 13.75%
Bi-Level Lighting Control (Exterior) | Hospitals | N | 20% |  |  | 31.23% | X | 20% | 31.23% | 13.75% |  |  | 13.75%
Bi-Level Lighting Control (Exterior) | Institutional | N | 12.47% |  |  | 31.23% | X | 12.47% | 31.23% | 8.579% |  |  | 8.579%
Bi-Level Lighting Control (Exterior) | Lodging/Hospitality | N | 20% |  |  | 31.23% | X | 20% | 31.23% | 13.75% |  |  | 13.75%
Bi-Level Lighting Control (Exterior) | Miscellaneous | N | 12.47% |  |  | 31.23% | X | 12.47% | 31.23% | 8.579% |  |  | 8.579%
Bi-Level Lighting Control (Exterior) | Offices | N | 20% |  |  | 31.23% | X | 20% | 31.23% | 13.75% |  |  | 13.75%
Bi-Level Lighting Control (Exterior) | Restaurants | N | 5% |  |  | 31.23% | X | 5% | 31.23% | 3.438% |  |  | 3.438%
Bi-Level Lighting Control (Exterior) | Retail | N | 20% |  |  | 31.23% | X | 20% | 31.23% | 13.75% |  |  | 13.75%
Bi-Level Lighting Control (Exterior) | Schools K-12 | N | 12.47% |  |  | 31.23% | X | 12.47% | 31.23% | 8.579% |  |  | 8.579%
Bi-Level Lighting Control (Exterior) | Warehouse | N | 20% |  |  | 31.23% | X | 20% | 31.23% | 13.75% |  |  | 13.75%
Outdoor Lighting Controls | Assembly | E | 45% |  |  | 31.23% | X | 45% | 31.23% | 30.95% |  |  | 30.95%
Outdoor Lighting Controls | College and University | E | 45% |  |  | 31.23% | X | 45% | 31.23% | 30.95% |  |  | 30.95%
Outdoor Lighting Controls | Grocery | E | 45% |  |  | 31.23% | X | 45% | 31.23% | 30.95% |  |  | 30.95%
Outdoor Lighting Controls | Healthcare | E | 45% |  |  | 31.23% | X | 45% | 31.23% | 30.95% |  |  | 30.95%
Outdoor Lighting Controls | Hospitals | E | 45% |  |  | 31.23% | X | 45% | 31.23% | 30.95% |  |  | 30.95%
Outdoor Lighting Controls | Institutional | E | 45% |  |  | 31.23% | X | 45% | 31.23% | 30.95% |  |  | 30.95%
Outdoor Lighting Controls | Lodging/Hospitality | E | 45% |  |  | 31.23% | X | 45% | 31.23% | 30.95% |  |  | 30.95%
Outdoor Lighting Controls | Miscellaneous | E | 45% |  |  | 31.23% | X | 45% | 31.23% | 30.95% |  |  | 30.95%
Outdoor Lighting Controls | Offices | E | 45% |  |  | 31.23% | X | 45% | 31.23% | 30.95% |  |  | 30.95%
Outdoor Lighting Controls | Restaurants | E | 45% |  |  | 31.23% | X | 45% | 31.23% | 30.95% |  |  | 30.95%
Outdoor Lighting Controls | Retail | E | 45% |  |  | 31.23% | X | 45% | 31.23% | 30.95% |  |  | 30.95%
Outdoor Lighting Controls | Schools K-12 | E | 45% |  |  | 31.23% | X | 45% | 31.23% | 30.95% |  |  | 30.95%
Outdoor Lighting Controls | Warehouse | E | 45% |  |  | 31.23% | X | 45% | 31.23% | 30.95% |  |  | 30.95%
Outdoor Lighting Controls | Assembly | N | 45% |  |  | 31.23% | X | 45% | 31.23% | 30.95% |  |  | 30.95%
Outdoor Lighting Controls | College and University | N | 45% |  |  | 31.23% | X | 45% | 31.23% | 30.95% |  |  | 30.95%
Outdoor Lighting Controls | Grocery | N | 45% |  |  | 31.23% | X | 45% | 31.23% | 30.95% |  |  | 30.95%
Outdoor Lighting Controls | Healthcare | N | 45% |  |  | 31.23% | X | 45% | 31.23% | 30.95% |  |  | 30.95%
Outdoor Lighting Controls | Hospitals | N | 45% |  |  | 31.23% | X | 45% | 31.23% | 30.95% |  |  | 30.95%
Outdoor Lighting Controls | Institutional | N | 45% |  |  | 31.23% | X | 45% | 31.23% | 30.95% |  |  | 30.95%
Outdoor Lighting Controls | Lodging/Hospitality | N | 45% |  |  | 31.23% | X | 45% | 31.23% | 30.95% |  |  | 30.95%
Outdoor Lighting Controls | Miscellaneous | N | 45% |  |  | 31.23% | X | 45% | 31.23% | 30.95% |  |  | 30.95%
Outdoor Lighting Controls | Offices | N | 45% |  |  | 31.23% | X | 45% | 31.23% | 30.95% |  |  | 30.95%
Outdoor Lighting Controls | Restaurants | N | 45% |  |  | 31.23% | X | 45% | 31.23% | 30.95% |  |  | 30.95%
Outdoor Lighting Controls | Retail | N | 45% |  |  | 31.23% | X | 45% | 31.23% | 30.95% |  |  | 30.95%
Outdoor Lighting Controls | Schools K-12 | N | 45% |  |  | 31.23% | X | 45% | 31.23% | 30.95% |  |  | 30.95%
Outdoor Lighting Controls | Warehouse | N | 45% |  |  | 31.23% | X | 45% | 31.23% | 30.95% |  |  | 30.95%
Air Curtains | Assembly | E |  | 30.56% |  | 9.308% | X | 30.56% | 9.308% | 27.71% | X | 1.2 | 33.25%
Air Curtains | College and University | E |  | 0% |  | 5.437% | X | 29.48% | 5.437% | 27.87% | X | 1.2 | 33.45%
Air Curtains | Grocery | E |  | 0% |  | 20.37% | X | 29.48% | 20.37% | 23.47% | X | 1.2 | 28.17%
Air Curtains | Healthcare | E |  | 0% |  | 5.437% | X | 29.48% | 5.437% | 27.87% | X | 1.2 | 33.45%
Air Curtains | Hospitals | E |  | 0% |  | 5.437% | X | 29.48% | 5.437% | 27.87% | X | 1.2 | 33.45%
Air Curtains | Institutional | E |  | 30.56% |  | 9.308% |  |  |  | 0% | X | 1.2 | 0%
Air Curtains | Lodging/Hospitality | E |  | 0% |  | 5.437% | X | 29.48% | 5.437% | 27.87% | X | 1.2 | 33.45%
Air Curtains | Miscellaneous | E |  | 30.56% |  | 9.308% |  |  |  | 0% | X | 1.2 | 0%
Air Curtains | Offices | E |  | 30.56% |  | 9.308% |  |  |  | 0% | X | 1.2 | 0%
Air Curtains | Restaurants | E |  | 0% |  | 10.41% | X | 29.48% | 10.41% | 26.41% | X | 1.2 | 31.69%
Air Curtains | Retail | E |  | 0% |  | 5.437% | X | 29.48% | 5.437% | 27.87% | X | 1.2 | 33.45%
Air Curtains | Schools K-12 | E |  | 0% |  | 5.437% | X | 29.48% | 5.437% | 27.87% | X | 1.2 | 33.45%
Air Curtains | Warehouse | E |  | 30.56% |  | 9.308% |  |  |  | 0% | X | 1.2 | 0%
Air Curtains | Assembly | N |  | 30.56% |  | 9.308% | X | 30.56% | 9.308% | 27.71% | X | 1.2 | 33.25%
Air Curtains | College and University | N |  | 25% |  | 5.437% | X | 25% | 5.437% | 23.64% | X | 1.2 | 28.37%
Air Curtains | Grocery | N |  | 50% |  | 20.37% | X | 50% | 20.37% | 39.82% | X | 1.2 | 47.78%
Air Curtains | Healthcare | N |  | 25% |  | 5.437% | X | 25% | 5.437% | 23.64% | X | 1.2 | 28.37%
Air Curtains | Hospitals | N |  | 25% |  | 5.437% | X | 25% | 5.437% | 23.64% | X | 1.2 | 28.37%
Air Curtains | Institutional | N |  | 30.56% |  | 9.308% |  |  |  | 0% | X | 1.2 | 0%
Air Curtains | Lodging/Hospitality | N |  | 25% |  | 5.437% | X | 25% | 5.437% | 23.64% | X | 1.2 | 28.37%
Air Curtains | Miscellaneous | N |  | 30.56% |  | 9.308% |  |  |  | 0% | X | 1.2 | 0%
Air Curtains | Offices | N |  | 30.56% |  | 9.308% |  |  |  | 0% | X | 1.2 | 0%
Air Curtains | Restaurants | N |  | 25% |  | 10.41% | X | 25% | 10.41% | 22.4% | X | 1.2 | 26.88%
Air Curtains | Retail | N |  | 25% |  | 5.437% | X | 25% | 5.437% | 23.64% | X | 1.2 | 28.37%
Air Curtains | Schools K-12 | N |  | 25% |  | 5.437% | X | 25% | 5.437% | 23.64% | X | 1.2 | 28.37%
Air Curtains | Warehouse | N |  | 30.56% |  | 9.308% |  |  |  | 0% | X | 1.2 | 0%
Airside Economizer | Assembly | E |  | 0% |  | 80.09% | X | 19.06% | 80.09% | 3.794% | X | 1.2 | 4.552%
Airside Economizer | College and University | E |  | 0% |  | 80.09% | X | 19.06% | 80.09% | 3.794% | X | 1.2 | 4.552%
Airside Economizer | Grocery | E |  | 0% |  | 80.09% | X | 19.06% | 80.09% | 3.794% | X | 1.2 | 4.552%
Airside Economizer | Healthcare | E |  | 0% |  | 80.09% | X | 19.06% | 80.09% | 3.794% | X | 1.2 | 4.552%
Airside Economizer | Hospitals | E |  | 0% |  | 80.09% | X | 19.06% | 80.09% | 3.794% | X | 1.2 | 4.552%
Airside Economizer | Institutional | E |  | 0% |  | 80.09% | X | 19.06% | 80.09% | 3.794% | X | 1.2 | 4.552%
Airside Economizer | Lodging/Hospitality | E |  | 0% |  | 80.09% | X | 19.06% | 80.09% | 3.794% | X | 1.2 | 4.552%
Airside Economizer | Miscellaneous | E |  | 19.06% |  | 86.73% | X | 19.06% | 86.73% | 2.529% | X | 1.2 | 3.035%
Airside Economizer | Offices | E |  | 19.06% |  | 86.73% | X | 19.06% | 86.73% | 2.529% | X | 1.2 | 3.035%
Airside Economizer | Restaurants | E |  | 0% |  | 80.09% | X | 19.06% | 80.09% | 3.794% | X | 1.2 | 4.552%
Airside Economizer | Retail | E |  | 0% |  | 80.09% | X | 19.06% | 80.09% | 3.794% | X | 1.2 | 4.552%
Airside Economizer | Schools K-12 | E |  | 0% |  | 80.09% | X | 19.06% | 80.09% | 3.794% | X | 1.2 | 4.552%
Airside Economizer | Warehouse | E |  | 0% |  | 80.09% | X | 19.06% | 80.09% | 3.794% | X | 1.2 | 4.552%
Airside Economizer | Assembly | N |  | 0% |  | 80.09% | X | 19.06% | 80.09% | 3.794% | X | 1.2 | 4.552%
Airside Economizer | College and University | N |  | 0% |  | 80.09% | X | 19.06% | 80.09% | 3.794% | X | 1.2 | 4.552%
Airside Economizer | Grocery | N |  | 0% |  | 80.09% | X | 19.06% | 80.09% | 3.794% | X | 1.2 | 4.552%
Airside Economizer | Healthcare | N |  | 0% |  | 80.09% | X | 19.06% | 80.09% | 3.794% | X | 1.2 | 4.552%
Airside Economizer | Hospitals | N |  | 0% |  | 80.09% | X | 19.06% | 80.09% | 3.794% | X | 1.2 | 4.552%
Airside Economizer | Institutional | N |  | 0% |  | 80.09% | X | 19.06% | 80.09% | 3.794% | X | 1.2 | 4.552%
Airside Economizer | Lodging/Hospitality | N |  | 0% |  | 80.09% | X | 19.06% | 80.09% | 3.794% | X | 1.2 | 4.552%
Airside Economizer | Miscellaneous | N |  | 19.06% |  | 86.73% | X | 19.06% | 86.73% | 2.529% | X | 1.2 | 3.035%
Airside Economizer | Offices | N |  | 19.06% |  | 86.73% | X | 19.06% | 86.73% | 2.529% | X | 1.2 | 3.035%
Airside Economizer | Restaurants | N |  | 0% |  | 80.09% | X | 19.06% | 80.09% | 3.794% | X | 1.2 | 4.552%
Airside Economizer | Retail | N |  | 0% |  | 80.09% | X | 19.06% | 80.09% | 3.794% | X | 1.2 | 4.552%
Airside Economizer | Schools K-12 | N |  | 0% |  | 80.09% | X | 19.06% | 80.09% | 3.794% | X | 1.2 | 4.552%
Airside Economizer | Warehouse | N |  | 0% |  | 80.09% | X | 19.06% | 80.09% | 3.794% | X | 1.2 | 4.552%
Ceiling Insulation(R12 to R38) | Assembly | E | 50% | 15% |  | 5.008% |  |  |  | 0% | X | 1.2 | 0%
Ceiling Insulation(R12 to R38) | College and University | E | 50% | 30% |  | 75% |  |  |  | 0% | X | 1.2 | 0%
Ceiling Insulation(R12 to R38) | Grocery | E | 50% | 23.33% |  | 5.008% |  |  |  | 0% | X | 1.2 | 0%
Ceiling Insulation(R12 to R38) | Healthcare | E | 50% | 30% |  | 5% | X | 30% | 5% | 28.5% | X | 1.2 | 34.2%
Ceiling Insulation(R12 to R38) | Hospitals | E | 50% | 15% |  | 5.008% |  |  |  | 0% | X | 1.2 | 0%
Ceiling Insulation(R12 to R38) | Institutional | E | 50% | 14% |  | 5.008% |  |  |  | 0% | X | 1.2 | 0%
Ceiling Insulation(R12 to R38) | Lodging/Hospitality | E | 50% | 30% |  | 55% |  |  |  | 0% | X | 1.2 | 0%
Ceiling Insulation(R12 to R38) | Miscellaneous | E | 50% | 40.38% |  | 33.45% |  |  |  | 0% | X | 1.2 | 0%
Ceiling Insulation(R12 to R38) | Offices | E | 50% | 30% |  | 5% | X | 30% | 5% | 28.5% | X | 1.2 | 34.2%
Ceiling Insulation(R12 to R38) | Restaurants | E | 50% | 30% |  | 75% |  |  |  | 0% | X | 1.2 | 0%
Ceiling Insulation(R12 to R38) | Retail | E | 50% | 14% |  | 5.008% |  |  |  | 0% | X | 1.2 | 0%
Ceiling Insulation(R12 to R38) | Schools K-12 | E | 50% | 30% |  | 75% |  |  |  | 0% | X | 1.2 | 0%
Ceiling Insulation(R12 to R38) | Warehouse | E | 50% | 23.33% |  | 5.008% |  |  |  | 0% | X | 1.2 | 0%
Ceiling Insulation(R12 to R38) | Assembly | N | 50% | 37.5% |  | 5.008% |  |  |  | 0% | X | 1.2 | 0%
Ceiling Insulation(R12 to R38) | College and University | N | 50% | 75% |  | 75% |  |  |  | 0% | X | 1.2 | 0%
Ceiling Insulation(R12 to R38) | Grocery | N | 50% | 58.33% |  | 5.008% |  |  |  | 0% | X | 1.2 | 0%
Ceiling Insulation(R12 to R38) | Healthcare | N | 50% | 58.33% |  | 75% |  |  |  | 0% | X | 1.2 | 0%
Ceiling Insulation(R12 to R38) | Hospitals | N | 50% | 37.5% |  | 5.008% |  |  |  | 0% | X | 1.2 | 0%
Ceiling Insulation(R12 to R38) | Institutional | N | 50% | 35% |  | 5.008% |  |  |  | 0% | X | 1.2 | 0%
Ceiling Insulation(R12 to R38) | Lodging/Hospitality | N | 50% | 75% |  | 75% |  |  |  | 0% | X | 1.2 | 0%
Ceiling Insulation(R12 to R38) | Miscellaneous | N | 50% | 40.38% |  | 33.45% |  |  |  | 0% | X | 1.2 | 0%
Ceiling Insulation(R12 to R38) | Offices | N | 50% | 37.5% |  | 75% |  |  |  | 0% | X | 1.2 | 0%
Ceiling Insulation(R12 to R38) | Restaurants | N | 50% | 75% |  | 75% |  |  |  | 0% | X | 1.2 | 0%
Ceiling Insulation(R12 to R38) | Retail | N | 50% | 35% |  | 5.008% |  |  |  | 0% | X | 1.2 | 0%
Ceiling Insulation(R12 to R38) | Schools K-12 | N | 50% | 75% |  | 75% |  |  |  | 0% | X | 1.2 | 0%
Ceiling Insulation(R12 to R38) | Warehouse | N | 50% | 58.33% |  | 5.008% |  |  |  | 0% | X | 1.2 | 0%
Ceiling Insulation(R19 to R38) | Assembly | E | 50% | 15% |  | 5.008% |  |  |  | 0% | X | 1.2 | 0%
Ceiling Insulation(R19 to R38) | College and University | E | 50% | 30% |  | 75% |  |  |  | 0% | X | 1.2 | 0%
Ceiling Insulation(R19 to R38) | Grocery | E | 50% | 23.33% |  | 5.008% |  |  |  | 0% | X | 1.2 | 0%
Ceiling Insulation(R19 to R38) | Healthcare | E | 50% | 20% |  | 5% | X | 20% | 5% | 19% | X | 1.2 | 22.8%
Ceiling Insulation(R19 to R38) | Hospitals | E | 50% | 15% |  | 5.008% |  |  |  | 0% | X | 1.2 | 0%
Ceiling Insulation(R19 to R38) | Institutional | E | 50% | 14% |  | 5.008% |  |  |  | 0% | X | 1.2 | 0%
Ceiling Insulation(R19 to R38) | Lodging/Hospitality | E | 50% | 30% |  | 55% |  |  |  | 0% | X | 1.2 | 0%
Ceiling Insulation(R19 to R38) | Miscellaneous | E | 50% | 40.38% |  | 33.45% |  |  |  | 0% | X | 1.2 | 0%
Ceiling Insulation(R19 to R38) | Offices | E | 50% | 20% |  | 5% | X | 20% | 5% | 19% | X | 1.2 | 22.8%
Ceiling Insulation(R19 to R38) | Restaurants | E | 50% | 30% |  | 75% |  |  |  | 0% | X | 1.2 | 0%
Ceiling Insulation(R19 to R38) | Retail | E | 50% | 14% |  | 5.008% |  |  |  | 0% | X | 1.2 | 0%
Ceiling Insulation(R19 to R38) | Schools K-12 | E | 50% | 30% |  | 75% |  |  |  | 0% | X | 1.2 | 0%
Ceiling Insulation(R19 to R38) | Warehouse | E | 50% | 23.33% |  | 5.008% |  |  |  | 0% | X | 1.2 | 0%
Ceiling Insulation(R19 to R38) | Assembly | N | 50% | 37.5% |  | 5.008% |  |  |  | 0% | X | 1.2 | 0%
Ceiling Insulation(R19 to R38) | College and University | N | 50% | 75% |  | 75% |  |  |  | 0% | X | 1.2 | 0%
Ceiling Insulation(R19 to R38) | Grocery | N | 50% | 58.33% |  | 5.008% |  |  |  | 0% | X | 1.2 | 0%
Ceiling Insulation(R19 to R38) | Healthcare | N | 50% | 58.33% |  | 75% |  |  |  | 0% | X | 1.2 | 0%
Ceiling Insulation(R19 to R38) | Hospitals | N | 50% | 37.5% |  | 5.008% |  |  |  | 0% | X | 1.2 | 0%
Ceiling Insulation(R19 to R38) | Institutional | N | 50% | 35% |  | 5.008% |  |  |  | 0% | X | 1.2 | 0%
Ceiling Insulation(R19 to R38) | Lodging/Hospitality | N | 50% | 75% |  | 75% |  |  |  | 0% | X | 1.2 | 0%
Ceiling Insulation(R19 to R38) | Miscellaneous | N | 50% | 40.38% |  | 33.45% |  |  |  | 0% | X | 1.2 | 0%
Ceiling Insulation(R19 to R38) | Offices | N | 50% | 37.5% |  | 75% |  |  |  | 0% | X | 1.2 | 0%
Ceiling Insulation(R19 to R38) | Restaurants | N | 50% | 75% |  | 75% |  |  |  | 0% | X | 1.2 | 0%
Ceiling Insulation(R19 to R38) | Retail | N | 50% | 35% |  | 5.008% |  |  |  | 0% | X | 1.2 | 0%
Ceiling Insulation(R19 to R38) | Schools K-12 | N | 50% | 75% |  | 75% |  |  |  | 0% | X | 1.2 | 0%
Ceiling Insulation(R19 to R38) | Warehouse | N | 50% | 58.33% |  | 5.008% |  |  |  | 0% | X | 1.2 | 0%
Ceiling Insulation(R30 to R38) | Assembly | E | 50% | 15% |  | 5.008% |  |  |  | 0% | X | 1.2 | 0%
Ceiling Insulation(R30 to R38) | College and University | E | 50% | 30% |  | 75% |  |  |  | 0% | X | 1.2 | 0%
Ceiling Insulation(R30 to R38) | Grocery | E | 50% | 23.33% |  | 5.008% |  |  |  | 0% | X | 1.2 | 0%
Ceiling Insulation(R30 to R38) | Healthcare | E | 50% | 10% |  | 5% | X | 10% | 5% | 9.5% | X | 1.2 | 11.4%
Ceiling Insulation(R30 to R38) | Hospitals | E | 50% | 15% |  | 5.008% |  |  |  | 0% | X | 1.2 | 0%
Ceiling Insulation(R30 to R38) | Institutional | E | 50% | 14% |  | 5.008% |  |  |  | 0% | X | 1.2 | 0%
Ceiling Insulation(R30 to R38) | Lodging/Hospitality | E | 50% | 30% |  | 55% |  |  |  | 0% | X | 1.2 | 0%
Ceiling Insulation(R30 to R38) | Miscellaneous | E | 50% | 40.38% |  | 33.45% |  |  |  | 0% | X | 1.2 | 0%
Ceiling Insulation(R30 to R38) | Offices | E | 50% | 10% |  | 5% | X | 10% | 5% | 9.5% | X | 1.2 | 11.4%
Ceiling Insulation(R30 to R38) | Restaurants | E | 50% | 30% |  | 75% |  |  |  | 0% | X | 1.2 | 0%
Ceiling Insulation(R30 to R38) | Retail | E | 50% | 14% |  | 5.008% |  |  |  | 0% | X | 1.2 | 0%
Ceiling Insulation(R30 to R38) | Schools K-12 | E | 50% | 30% |  | 75% |  |  |  | 0% | X | 1.2 | 0%
Ceiling Insulation(R30 to R38) | Warehouse | E | 50% | 23.33% |  | 5.008% |  |  |  | 0% | X | 1.2 | 0%
Ceiling Insulation(R30 to R38) | Assembly | N | 50% | 37.5% |  | 5.008% |  |  |  | 0% | X | 1.2 | 0%
Ceiling Insulation(R30 to R38) | College and University | N | 50% | 75% |  | 75% |  |  |  | 0% | X | 1.2 | 0%
Ceiling Insulation(R30 to R38) | Grocery | N | 50% | 58.33% |  | 5.008% |  |  |  | 0% | X | 1.2 | 0%
Ceiling Insulation(R30 to R38) | Healthcare | N | 50% | 58.33% |  | 75% |  |  |  | 0% | X | 1.2 | 0%
Ceiling Insulation(R30 to R38) | Hospitals | N | 50% | 37.5% |  | 5.008% |  |  |  | 0% | X | 1.2 | 0%
Ceiling Insulation(R30 to R38) | Institutional | N | 50% | 35% |  | 5.008% |  |  |  | 0% | X | 1.2 | 0%
Ceiling Insulation(R30 to R38) | Lodging/Hospitality | N | 50% | 75% |  | 75% |  |  |  | 0% | X | 1.2 | 0%
Ceiling Insulation(R30 to R38) | Miscellaneous | N | 50% | 40.38% |  | 33.45% |  |  |  | 0% | X | 1.2 | 0%
Ceiling Insulation(R30 to R38) | Offices | N | 50% | 37.5% |  | 75% |  |  |  | 0% | X | 1.2 | 0%
Ceiling Insulation(R30 to R38) | Restaurants | N | 50% | 75% |  | 75% |  |  |  | 0% | X | 1.2 | 0%
Ceiling Insulation(R30 to R38) | Retail | N | 50% | 35% |  | 5.008% |  |  |  | 0% | X | 1.2 | 0%
Ceiling Insulation(R30 to R38) | Schools K-12 | N | 50% | 75% |  | 75% |  |  |  | 0% | X | 1.2 | 0%
Ceiling Insulation(R30 to R38) | Warehouse | N | 50% | 58.33% |  | 5.008% |  |  |  | 0% | X | 1.2 | 0%
Ceiling Insulation(R2 to R38) | Assembly | E | 50% | 15% |  | 5.008% |  |  |  | 0% | X | 1.2 | 0%
Ceiling Insulation(R2 to R38) | College and University | E | 50% | 30% |  | 75% |  |  |  | 0% | X | 1.2 | 0%
Ceiling Insulation(R2 to R38) | Grocery | E | 50% | 23.33% |  | 5.008% |  |  |  | 0% | X | 1.2 | 0%
Ceiling Insulation(R2 to R38) | Healthcare | E | 50% | 40% |  | 5% | X | 40% | 5% | 38% | X | 1.2 | 45.6%
Ceiling Insulation(R2 to R38) | Hospitals | E | 50% | 15% |  | 5.008% |  |  |  | 0% | X | 1.2 | 0%
Ceiling Insulation(R2 to R38) | Institutional | E | 50% | 14% |  | 5.008% |  |  |  | 0% | X | 1.2 | 0%
Ceiling Insulation(R2 to R38) | Lodging/Hospitality | E | 50% | 30% |  | 55% |  |  |  | 0% | X | 1.2 | 0%
Ceiling Insulation(R2 to R38) | Miscellaneous | E | 50% | 40.38% |  | 33.45% |  |  |  | 0% | X | 1.2 | 0%
Ceiling Insulation(R2 to R38) | Offices | E | 50% | 40% |  | 5% | X | 40% | 5% | 38% | X | 1.2 | 45.6%
Ceiling Insulation(R2 to R38) | Restaurants | E | 50% | 30% |  | 75% |  |  |  | 0% | X | 1.2 | 0%
Ceiling Insulation(R2 to R38) | Retail | E | 50% | 14% |  | 5.008% |  |  |  | 0% | X | 1.2 | 0%
Ceiling Insulation(R2 to R38) | Schools K-12 | E | 50% | 30% |  | 75% |  |  |  | 0% | X | 1.2 | 0%
Ceiling Insulation(R2 to R38) | Warehouse | E | 50% | 23.33% |  | 5.008% |  |  |  | 0% | X | 1.2 | 0%
Ceiling Insulation(R2 to R38) | Assembly | N | 50% | 37.5% |  | 5.008% |  |  |  | 0% | X | 1.2 | 0%
Ceiling Insulation(R2 to R38) | College and University | N | 50% | 75% |  | 75% |  |  |  | 0% | X | 1.2 | 0%
Ceiling Insulation(R2 to R38) | Grocery | N | 50% | 58.33% |  | 5.008% |  |  |  | 0% | X | 1.2 | 0%
Ceiling Insulation(R2 to R38) | Healthcare | N | 50% | 58.33% |  | 75% |  |  |  | 0% | X | 1.2 | 0%
Ceiling Insulation(R2 to R38) | Hospitals | N | 50% | 37.5% |  | 5.008% |  |  |  | 0% | X | 1.2 | 0%
Ceiling Insulation(R2 to R38) | Institutional | N | 50% | 35% |  | 5.008% |  |  |  | 0% | X | 1.2 | 0%
Ceiling Insulation(R2 to R38) | Lodging/Hospitality | N | 50% | 75% |  | 75% |  |  |  | 0% | X | 1.2 | 0%
Ceiling Insulation(R2 to R38) | Miscellaneous | N | 50% | 40.38% |  | 33.45% |  |  |  | 0% | X | 1.2 | 0%
Ceiling Insulation(R2 to R38) | Offices | N | 50% | 37.5% |  | 75% |  |  |  | 0% | X | 1.2 | 0%
Ceiling Insulation(R2 to R38) | Restaurants | N | 50% | 75% |  | 75% |  |  |  | 0% | X | 1.2 | 0%
Ceiling Insulation(R2 to R38) | Retail | N | 50% | 35% |  | 5.008% |  |  |  | 0% | X | 1.2 | 0%
Ceiling Insulation(R2 to R38) | Schools K-12 | N | 50% | 75% |  | 75% |  |  |  | 0% | X | 1.2 | 0%
Ceiling Insulation(R2 to R38) | Warehouse | N | 50% | 58.33% |  | 5.008% |  |  |  | 0% | X | 1.2 | 0%
Chilled Hot Water Reset | Assembly | E |  | 0% |  | 5.437% | X | 95% | 5.437% | 89.83% |  |  | 89.83%
Chilled Hot Water Reset | College and University | E |  | 95% |  | 5.437% | X | 95% | 5.437% | 89.83% |  |  | 89.83%
Chilled Hot Water Reset | Grocery | E |  | 95% |  | 5.437% | X | 95% | 5.437% | 89.83% |  |  | 89.83%
Chilled Hot Water Reset | Healthcare | E |  | 95% |  | 5.437% | X | 95% | 5.437% | 89.83% |  |  | 89.83%
Chilled Hot Water Reset | Hospitals | E |  | 0% |  | 5.437% | X | 95% | 5.437% | 89.83% |  |  | 89.83%
Chilled Hot Water Reset | Institutional | E |  | 0% |  | 5.437% | X | 95% | 5.437% | 89.83% |  |  | 89.83%
Chilled Hot Water Reset | Lodging/Hospitality | E |  | 95% |  | 5.437% | X | 95% | 5.437% | 89.83% |  |  | 89.83%
Chilled Hot Water Reset | Miscellaneous | E |  | 95% |  | 5.437% | X | 95% | 5.437% | 89.83% |  |  | 89.83%
Chilled Hot Water Reset | Offices | E |  | 0% |  | 5.437% | X | 95% | 5.437% | 89.83% |  |  | 89.83%
Chilled Hot Water Reset | Restaurants | E |  | 95% |  | 5.437% | X | 95% | 5.437% | 89.83% |  |  | 89.83%
Chilled Hot Water Reset | Retail | E |  | 95% |  | 5.437% | X | 95% | 5.437% | 89.83% |  |  | 89.83%
Chilled Hot Water Reset | Schools K-12 | E |  | 95% |  | 5.437% | X | 95% | 5.437% | 89.83% |  |  | 89.83%
Chilled Hot Water Reset | Warehouse | E |  | 95% |  | 5.437% | X | 95% | 5.437% | 89.83% |  |  | 89.83%
Chilled Hot Water Reset | Assembly | N |  | 0% |  | 5.437% | X | 95% | 5.437% | 89.83% |  |  | 89.83%
Chilled Hot Water Reset | College and University | N |  | 95% |  | 5.437% | X | 95% | 5.437% | 89.83% |  |  | 89.83%
Chilled Hot Water Reset | Grocery | N |  | 95% |  | 5.437% | X | 95% | 5.437% | 89.83% |  |  | 89.83%
Chilled Hot Water Reset | Healthcare | N |  | 95% |  | 5.437% | X | 95% | 5.437% | 89.83% |  |  | 89.83%
Chilled Hot Water Reset | Hospitals | N |  | 0% |  | 5.437% | X | 95% | 5.437% | 89.83% |  |  | 89.83%
Chilled Hot Water Reset | Institutional | N |  | 0% |  | 5.437% | X | 95% | 5.437% | 89.83% |  |  | 89.83%
Chilled Hot Water Reset | Lodging/Hospitality | N |  | 95% |  | 5.437% | X | 95% | 5.437% | 89.83% |  |  | 89.83%
Chilled Hot Water Reset | Miscellaneous | N |  | 95% |  | 5.437% | X | 95% | 5.437% | 89.83% |  |  | 89.83%
Chilled Hot Water Reset | Offices | N |  | 0% |  | 5.437% | X | 95% | 5.437% | 89.83% |  |  | 89.83%
Chilled Hot Water Reset | Restaurants | N |  | 95% |  | 5.437% | X | 95% | 5.437% | 89.83% |  |  | 89.83%
Chilled Hot Water Reset | Retail | N |  | 95% |  | 5.437% | X | 95% | 5.437% | 89.83% |  |  | 89.83%
Chilled Hot Water Reset | Schools K-12 | N |  | 95% |  | 5.437% | X | 95% | 5.437% | 89.83% |  |  | 89.83%
Chilled Hot Water Reset | Warehouse | N |  | 95% |  | 5.437% | X | 95% | 5.437% | 89.83% |  |  | 89.83%
Chilled Water Controls Optimization | Assembly | E | 100% | 28.5% |  | 25.35% | X | 28.5% | 25.35% | 21.28% | X | 1.2 | 25.53%
Chilled Water Controls Optimization | College and University | E | 100% | 38% |  | 25.35% | X | 38% | 25.35% | 28.37% | X | 1.2 | 34.04%
Chilled Water Controls Optimization | Grocery | E | 100% | 38% |  | 25.35% | X | 38% | 25.35% | 28.37% | X | 1.2 | 34.04%
Chilled Water Controls Optimization | Healthcare | E | 100% | 38% |  | 25.35% | X | 38% | 25.35% | 28.37% | X | 1.2 | 34.04%
Chilled Water Controls Optimization | Hospitals | E | 100% | 28.5% |  | 25.35% | X | 28.5% | 25.35% | 21.28% | X | 1.2 | 25.53%
Chilled Water Controls Optimization | Institutional | E | 100% | 28.5% |  | 25.35% | X | 28.5% | 25.35% | 21.28% | X | 1.2 | 25.53%
Chilled Water Controls Optimization | Lodging/Hospitality | E | 100% | 38% |  | 25.35% | X | 38% | 25.35% | 28.37% | X | 1.2 | 34.04%
Chilled Water Controls Optimization | Miscellaneous | E | 100% | 38% |  | 25.35% | X | 38% | 25.35% | 28.37% | X | 1.2 | 34.04%
Chilled Water Controls Optimization | Offices | E | 100% | 28.5% |  | 25.35% | X | 28.5% | 25.35% | 21.28% | X | 1.2 | 25.53%
Chilled Water Controls Optimization | Restaurants | E | 100% | 38% |  | 25.35% | X | 38% | 25.35% | 28.37% | X | 1.2 | 34.04%
Chilled Water Controls Optimization | Retail | E | 100% | 38% |  | 25.35% | X | 38% | 25.35% | 28.37% | X | 1.2 | 34.04%
Chilled Water Controls Optimization | Schools K-12 | E | 100% | 38% |  | 25.35% | X | 38% | 25.35% | 28.37% | X | 1.2 | 34.04%
Chilled Water Controls Optimization | Warehouse | E | 100% | 38% |  | 25.35% | X | 38% | 25.35% | 28.37% | X | 1.2 | 34.04%
Chilled Water Controls Optimization | Assembly | N | 100% | 42.75% |  | 25.35% | X | 42.75% | 25.35% | 31.91% | X | 1.2 | 38.3%
Chilled Water Controls Optimization | College and University | N | 100% | 38% |  | 25.35% | X | 38% | 25.35% | 28.37% | X | 1.2 | 34.04%
Chilled Water Controls Optimization | Grocery | N | 100% | 38% |  | 25.35% | X | 38% | 25.35% | 28.37% | X | 1.2 | 34.04%
Chilled Water Controls Optimization | Healthcare | N | 100% | 38% |  | 25.35% | X | 38% | 25.35% | 28.37% | X | 1.2 | 34.04%
Chilled Water Controls Optimization | Hospitals | N | 100% | 42.75% |  | 25.35% | X | 42.75% | 25.35% | 31.91% | X | 1.2 | 38.3%
Chilled Water Controls Optimization | Institutional | N | 100% | 42.75% |  | 25.35% | X | 42.75% | 25.35% | 31.91% | X | 1.2 | 38.3%
Chilled Water Controls Optimization | Lodging/Hospitality | N | 100% | 38% |  | 25.35% | X | 38% | 25.35% | 28.37% | X | 1.2 | 34.04%
Chilled Water Controls Optimization | Miscellaneous | N | 100% | 38% |  | 25.35% | X | 38% | 25.35% | 28.37% | X | 1.2 | 34.04%
Chilled Water Controls Optimization | Offices | N | 100% | 42.75% |  | 25.35% | X | 42.75% | 25.35% | 31.91% | X | 1.2 | 38.3%
Chilled Water Controls Optimization | Restaurants | N | 100% | 38% |  | 25.35% | X | 38% | 25.35% | 28.37% | X | 1.2 | 34.04%
Chilled Water Controls Optimization | Retail | N | 100% | 38% |  | 25.35% | X | 38% | 25.35% | 28.37% | X | 1.2 | 34.04%
Chilled Water Controls Optimization | Schools K-12 | N | 100% | 38% |  | 25.35% | X | 38% | 25.35% | 28.37% | X | 1.2 | 34.04%
Chilled Water Controls Optimization | Warehouse | N | 100% | 38% |  | 25.35% | X | 38% | 25.35% | 28.37% | X | 1.2 | 34.04%
Chilled Water System - Variable Speed Drives | Assembly | E | 100% |  |  | 26.01% | X | 100% | 26.01% | 73.99% |  |  | 73.99%
Chilled Water System - Variable Speed Drives | College and University | E | 100% |  |  | 26.01% | X | 100% | 26.01% | 73.99% |  |  | 73.99%
Chilled Water System - Variable Speed Drives | Grocery | E | 100% |  |  | 25.62% | X | 100% | 25.62% | 74.38% |  |  | 74.38%
Chilled Water System - Variable Speed Drives | Healthcare | E | 100% |  |  | 26.01% | X | 100% | 26.01% | 73.99% |  |  | 73.99%
Chilled Water System - Variable Speed Drives | Hospitals | E | 100% |  |  | 26.01% | X | 100% | 26.01% | 73.99% |  |  | 73.99%
Chilled Water System - Variable Speed Drives | Institutional | E | 100% |  |  | 26.01% | X | 100% | 26.01% | 73.99% |  |  | 73.99%
Chilled Water System - Variable Speed Drives | Lodging/Hospitality | E | 100% |  |  | 26.01% | X | 100% | 26.01% | 73.99% |  |  | 73.99%
Chilled Water System - Variable Speed Drives | Miscellaneous | E | 100% |  |  | 25.62% | X | 100% | 25.62% | 74.38% |  |  | 74.38%
Chilled Water System - Variable Speed Drives | Offices | E | 100% |  |  | 26.01% | X | 100% | 26.01% | 73.99% |  |  | 73.99%
Chilled Water System - Variable Speed Drives | Restaurants | E | 100% |  |  | 26.01% | X | 100% | 26.01% | 73.99% |  |  | 73.99%
Chilled Water System - Variable Speed Drives | Retail | E | 100% |  |  | 26.01% | X | 100% | 26.01% | 73.99% |  |  | 73.99%
Chilled Water System - Variable Speed Drives | Schools K-12 | E | 100% |  |  | 26.01% | X | 100% | 26.01% | 73.99% |  |  | 73.99%
Chilled Water System - Variable Speed Drives | Warehouse | E | 100% |  |  | 26.01% | X | 100% | 26.01% | 73.99% |  |  | 73.99%
Chilled Water System - Variable Speed Drives | Assembly | N | 100% |  |  | 26.01% | X | 100% | 26.01% | 73.99% |  |  | 73.99%
Chilled Water System - Variable Speed Drives | College and University | N | 100% |  |  | 26.01% | X | 100% | 26.01% | 73.99% |  |  | 73.99%
Chilled Water System - Variable Speed Drives | Grocery | N | 100% |  |  | 25.62% | X | 100% | 25.62% | 74.38% |  |  | 74.38%
Chilled Water System - Variable Speed Drives | Healthcare | N | 100% |  |  | 26.01% | X | 100% | 26.01% | 73.99% |  |  | 73.99%
Chilled Water System - Variable Speed Drives | Hospitals | N | 100% |  |  | 26.01% | X | 100% | 26.01% | 73.99% |  |  | 73.99%
Chilled Water System - Variable Speed Drives | Institutional | N | 100% |  |  | 26.01% | X | 100% | 26.01% | 73.99% |  |  | 73.99%
Chilled Water System - Variable Speed Drives | Lodging/Hospitality | N | 100% |  |  | 26.01% | X | 100% | 26.01% | 73.99% |  |  | 73.99%
Chilled Water System - Variable Speed Drives | Miscellaneous | N | 100% |  |  | 25.62% | X | 100% | 25.62% | 74.38% |  |  | 74.38%
Chilled Water System - Variable Speed Drives | Offices | N | 100% |  |  | 26.01% | X | 100% | 26.01% | 73.99% |  |  | 73.99%
Chilled Water System - Variable Speed Drives | Restaurants | N | 100% |  |  | 26.01% | X | 100% | 26.01% | 73.99% |  |  | 73.99%
Chilled Water System - Variable Speed Drives | Retail | N | 100% |  |  | 26.01% | X | 100% | 26.01% | 73.99% |  |  | 73.99%
Chilled Water System - Variable Speed Drives | Schools K-12 | N | 100% |  |  | 26.01% | X | 100% | 26.01% | 73.99% |  |  | 73.99%
Chilled Water System - Variable Speed Drives | Warehouse | N | 100% |  |  | 26.01% | X | 100% | 26.01% | 73.99% |  |  | 73.99%
Cool Roof | Assembly | E | 80% |  |  | 8.993% | X | 80% | 8.993% | 72.81% |  |  | 72.81%
Cool Roof | College and University | E | 80% |  |  | 8.993% | X | 80% | 8.993% | 72.81% |  |  | 72.81%
Cool Roof | Grocery | E | 80% |  |  | 8.993% | X | 80% | 8.993% | 72.81% |  |  | 72.81%
Cool Roof | Healthcare | E | 80% |  |  | 8.993% | X | 80% | 8.993% | 72.81% |  |  | 72.81%
Cool Roof | Hospitals | E | 80% |  |  | 8.993% | X | 80% | 8.993% | 72.81% |  |  | 72.81%
Cool Roof | Institutional | E | 80% |  |  | 8.993% | X | 80% | 8.993% | 72.81% |  |  | 72.81%
Cool Roof | Lodging/Hospitality | E | 80% |  |  | 8.993% | X | 80% | 8.993% | 72.81% |  |  | 72.81%
Cool Roof | Miscellaneous | E | 80% |  |  | 8.993% | X | 80% | 8.993% | 72.81% |  |  | 72.81%
Cool Roof | Offices | E | 80% |  |  | 8.993% | X | 80% | 8.993% | 72.81% |  |  | 72.81%
Cool Roof | Restaurants | E | 80% |  |  | 8.993% | X | 80% | 8.993% | 72.81% |  |  | 72.81%
Cool Roof | Retail | E | 80% |  |  | 8.993% | X | 80% | 8.993% | 72.81% |  |  | 72.81%
Cool Roof | Schools K-12 | E | 80% |  |  | 8.993% | X | 80% | 8.993% | 72.81% |  |  | 72.81%
Cool Roof | Warehouse | E | 80% |  |  | 8.993% | X | 80% | 8.993% | 72.81% |  |  | 72.81%
Cool Roof | Assembly | N | 80% |  |  | 8.993% | X | 80% | 8.993% | 72.81% |  |  | 72.81%
Cool Roof | College and University | N | 80% |  |  | 8.993% | X | 80% | 8.993% | 72.81% |  |  | 72.81%
Cool Roof | Grocery | N | 80% |  |  | 8.993% | X | 80% | 8.993% | 72.81% |  |  | 72.81%
Cool Roof | Healthcare | N | 80% |  |  | 8.993% | X | 80% | 8.993% | 72.81% |  |  | 72.81%
Cool Roof | Hospitals | N | 80% |  |  | 8.993% | X | 80% | 8.993% | 72.81% |  |  | 72.81%
Cool Roof | Institutional | N | 80% |  |  | 8.993% | X | 80% | 8.993% | 72.81% |  |  | 72.81%
Cool Roof | Lodging/Hospitality | N | 80% |  |  | 8.993% | X | 80% | 8.993% | 72.81% |  |  | 72.81%
Cool Roof | Miscellaneous | N | 80% |  |  | 8.993% | X | 80% | 8.993% | 72.81% |  |  | 72.81%
Cool Roof | Offices | N | 80% |  |  | 8.993% | X | 80% | 8.993% | 72.81% |  |  | 72.81%
Cool Roof | Restaurants | N | 80% |  |  | 8.993% | X | 80% | 8.993% | 72.81% |  |  | 72.81%
Cool Roof | Retail | N | 80% |  |  | 8.993% | X | 80% | 8.993% | 72.81% |  |  | 72.81%
Cool Roof | Schools K-12 | N | 80% |  |  | 8.993% | X | 80% | 8.993% | 72.81% |  |  | 72.81%
Cool Roof | Warehouse | N | 80% |  |  | 8.993% | X | 80% | 8.993% | 72.81% |  |  | 72.81%
Dedicated Outdoor Air System on VRF unit | Assembly | E | 100% |  |  | 50.91% | X | 100% | 50.91% | 49.09% | X | 1.2 | 58.91%
Dedicated Outdoor Air System on VRF unit | College and University | E | 100% |  |  | 50.91% | X | 100% | 50.91% | 49.09% | X | 1.2 | 58.91%
Dedicated Outdoor Air System on VRF unit | Grocery | E | 100% |  |  | 50.91% | X | 100% | 50.91% | 49.09% | X | 1.2 | 58.91%
Dedicated Outdoor Air System on VRF unit | Healthcare | E | 100% |  |  | 50.91% | X | 100% | 50.91% | 49.09% | X | 1.2 | 58.91%
Dedicated Outdoor Air System on VRF unit | Hospitals | E | 100% |  |  | 50.91% | X | 100% | 50.91% | 49.09% | X | 1.2 | 58.91%
Dedicated Outdoor Air System on VRF unit | Institutional | E | 100% |  |  | 50.91% | X | 100% | 50.91% | 49.09% | X | 1.2 | 58.91%
Dedicated Outdoor Air System on VRF unit | Lodging/Hospitality | E | 100% |  |  | 50.91% | X | 100% | 50.91% | 49.09% | X | 1.2 | 58.91%
Dedicated Outdoor Air System on VRF unit | Miscellaneous | E | 100% |  |  | 50.91% | X | 100% | 50.91% | 49.09% | X | 1.2 | 58.91%
Dedicated Outdoor Air System on VRF unit | Offices | E | 100% |  |  | 50.91% | X | 100% | 50.91% | 49.09% | X | 1.2 | 58.91%
Dedicated Outdoor Air System on VRF unit | Restaurants | E | 100% |  |  | 50.91% | X | 100% | 50.91% | 49.09% | X | 1.2 | 58.91%
Dedicated Outdoor Air System on VRF unit | Retail | E | 100% |  |  | 50.91% | X | 100% | 50.91% | 49.09% | X | 1.2 | 58.91%
Dedicated Outdoor Air System on VRF unit | Schools K-12 | E | 100% |  |  | 50.91% | X | 100% | 50.91% | 49.09% | X | 1.2 | 58.91%
Dedicated Outdoor Air System on VRF unit | Warehouse | E | 100% |  |  | 50.91% | X | 100% | 50.91% | 49.09% | X | 1.2 | 58.91%
Dedicated Outdoor Air System on VRF unit | Assembly | N | 100% |  |  | 50.91% | X | 100% | 50.91% | 49.09% | X | 1.2 | 58.91%
Dedicated Outdoor Air System on VRF unit | College and University | N | 100% |  |  | 50.91% | X | 100% | 50.91% | 49.09% | X | 1.2 | 58.91%
Dedicated Outdoor Air System on VRF unit | Grocery | N | 100% |  |  | 50.91% | X | 100% | 50.91% | 49.09% | X | 1.2 | 58.91%
Dedicated Outdoor Air System on VRF unit | Healthcare | N | 100% |  |  | 50.91% | X | 100% | 50.91% | 49.09% | X | 1.2 | 58.91%
Dedicated Outdoor Air System on VRF unit | Hospitals | N | 100% |  |  | 50.91% | X | 100% | 50.91% | 49.09% | X | 1.2 | 58.91%
Dedicated Outdoor Air System on VRF unit | Institutional | N | 100% |  |  | 50.91% | X | 100% | 50.91% | 49.09% | X | 1.2 | 58.91%
Dedicated Outdoor Air System on VRF unit | Lodging/Hospitality | N | 100% |  |  | 50.91% | X | 100% | 50.91% | 49.09% | X | 1.2 | 58.91%
Dedicated Outdoor Air System on VRF unit | Miscellaneous | N | 100% |  |  | 50.91% | X | 100% | 50.91% | 49.09% | X | 1.2 | 58.91%
Dedicated Outdoor Air System on VRF unit | Offices | N | 100% |  |  | 50.91% | X | 100% | 50.91% | 49.09% | X | 1.2 | 58.91%
Dedicated Outdoor Air System on VRF unit | Restaurants | N | 100% |  |  | 50.91% | X | 100% | 50.91% | 49.09% | X | 1.2 | 58.91%
Dedicated Outdoor Air System on VRF unit | Retail | N | 100% |  |  | 50.91% | X | 100% | 50.91% | 49.09% | X | 1.2 | 58.91%
Dedicated Outdoor Air System on VRF unit | Schools K-12 | N | 100% |  |  | 50.91% | X | 100% | 50.91% | 49.09% | X | 1.2 | 58.91%
Dedicated Outdoor Air System on VRF unit | Warehouse | N | 100% |  |  | 50.91% | X | 100% | 50.91% | 49.09% | X | 1.2 | 58.91%
Destratification Fans | Assembly | E |  |  |  | 25.35% |  |  |  | 0% |  |  | 0%
Destratification Fans | College and University | E |  |  |  | 25.35% |  |  |  | 0% |  |  | 0%
Destratification Fans | Grocery | E |  |  |  | 25.35% |  |  |  | 0% |  |  | 0%
Destratification Fans | Healthcare | E |  |  |  | 25.35% |  |  |  | 0% |  |  | 0%
Destratification Fans | Hospitals | E |  |  |  | 25.35% |  |  |  | 0% |  |  | 0%
Destratification Fans | Institutional | E |  |  |  | 25.35% |  |  |  | 0% |  |  | 0%
Destratification Fans | Lodging/Hospitality | E |  |  |  | 25.35% |  |  |  | 0% |  |  | 0%
Destratification Fans | Miscellaneous | E |  |  |  | 25.35% |  |  |  | 0% |  |  | 0%
Destratification Fans | Offices | E |  |  |  | 25.35% |  |  |  | 0% |  |  | 0%
Destratification Fans | Restaurants | E |  |  |  | 25.35% |  |  |  | 0% |  |  | 0%
Destratification Fans | Retail | E |  |  |  | 25.35% |  |  |  | 0% |  |  | 0%
Destratification Fans | Schools K-12 | E |  |  |  | 25.35% |  |  |  | 0% |  |  | 0%
Destratification Fans | Warehouse | E | 100% |  |  | 25.35% | X | 100% | 25.35% | 74.65% |  |  | 74.65%
Destratification Fans | Assembly | N |  |  |  | 25.35% |  |  |  | 0% |  |  | 0%
Destratification Fans | College and University | N |  |  |  | 25.35% |  |  |  | 0% |  |  | 0%
Destratification Fans | Grocery | N |  |  |  | 25.35% |  |  |  | 0% |  |  | 0%
Destratification Fans | Healthcare | N |  |  |  | 25.35% |  |  |  | 0% |  |  | 0%
Destratification Fans | Hospitals | N |  |  |  | 25.35% |  |  |  | 0% |  |  | 0%
Destratification Fans | Institutional | N |  |  |  | 25.35% |  |  |  | 0% |  |  | 0%
Destratification Fans | Lodging/Hospitality | N |  |  |  | 25.35% |  |  |  | 0% |  |  | 0%
Destratification Fans | Miscellaneous | N |  |  |  | 25.35% |  |  |  | 0% |  |  | 0%
Destratification Fans | Offices | N |  |  |  | 25.35% |  |  |  | 0% |  |  | 0%
Destratification Fans | Restaurants | N |  |  |  | 25.35% |  |  |  | 0% |  |  | 0%
Destratification Fans | Retail | N |  |  |  | 25.35% |  |  |  | 0% |  |  | 0%
Destratification Fans | Schools K-12 | N |  |  |  | 25.35% |  |  |  | 0% |  |  | 0%
Destratification Fans | Warehouse | N | 100% |  |  | 25.35% | X | 100% | 25.35% | 74.65% |  |  | 74.65%
Duct Insulation | Assembly | E | 75% |  |  | 66.05% |  |  |  | 0% | X | 1.2 | 0%
Duct Insulation | College and University | E | 75% |  |  | 66.05% |  |  |  | 0% | X | 1.2 | 0%
Duct Insulation | Grocery | E | 75% |  |  | 66.05% |  |  |  | 0% | X | 1.2 | 0%
Duct Insulation | Healthcare | E | 75% |  |  | 66.05% |  |  |  | 0% | X | 1.2 | 0%
Duct Insulation | Hospitals | E | 75% |  |  | 66.05% |  |  |  | 0% | X | 1.2 | 0%
Duct Insulation | Institutional | E | 75% |  |  | 66.05% |  |  |  | 0% | X | 1.2 | 0%
Duct Insulation | Lodging/Hospitality | E | 75% |  |  | 66.05% |  |  |  | 0% | X | 1.2 | 0%
Duct Insulation | Miscellaneous | E | 75% |  |  | 66.05% |  |  |  | 0% | X | 1.2 | 0%
Duct Insulation | Offices | E | 75% |  |  | 66.05% | X | 75% | 66.05% | 25.46% | X | 1.2 | 30.55%
Duct Insulation | Restaurants | E | 75% |  |  | 66.05% | X | 75% | 66.05% | 25.46% | X | 1.2 | 30.55%
Duct Insulation | Retail | E | 75% |  |  | 66.05% | X | 75% | 66.05% | 25.46% | X | 1.2 | 30.55%
Duct Insulation | Schools K-12 | E | 75% |  |  | 66.05% |  |  |  | 0% | X | 1.2 | 0%
Duct Insulation | Warehouse | E | 75% |  |  | 66.05% |  |  |  | 0% | X | 1.2 | 0%
Duct Insulation | Assembly | N | 75% |  |  | 66.05% |  |  |  | 0% | X | 1.2 | 0%
Duct Insulation | College and University | N | 75% |  |  | 66.05% |  |  |  | 0% | X | 1.2 | 0%
Duct Insulation | Grocery | N | 75% |  |  | 66.05% |  |  |  | 0% | X | 1.2 | 0%
Duct Insulation | Healthcare | N | 75% |  |  | 66.05% |  |  |  | 0% | X | 1.2 | 0%
Duct Insulation | Hospitals | N | 75% |  |  | 66.05% |  |  |  | 0% | X | 1.2 | 0%
Duct Insulation | Institutional | N | 75% |  |  | 66.05% |  |  |  | 0% | X | 1.2 | 0%
Duct Insulation | Lodging/Hospitality | N | 75% |  |  | 66.05% |  |  |  | 0% | X | 1.2 | 0%
Duct Insulation | Miscellaneous | N | 75% |  |  | 66.05% |  |  |  | 0% | X | 1.2 | 0%
Duct Insulation | Offices | N | 75% |  |  | 66.05% |  |  |  | 0% | X | 1.2 | 0%
Duct Insulation | Restaurants | N | 75% |  |  | 66.05% |  |  |  | 0% | X | 1.2 | 0%
Duct Insulation | Retail | N | 75% |  |  | 66.05% |  |  |  | 0% | X | 1.2 | 0%
Duct Insulation | Schools K-12 | N | 75% |  |  | 66.05% |  |  |  | 0% | X | 1.2 | 0%
Duct Insulation | Warehouse | N | 75% |  |  | 66.05% |  |  |  | 0% | X | 1.2 | 0%
Duct Sealing Repair | Assembly | E | 75% |  |  | 66.05% |  |  |  | 0% | X | 1.2 | 0%
Duct Sealing Repair | College and University | E | 75% |  |  | 66.05% |  |  |  | 0% | X | 1.2 | 0%
Duct Sealing Repair | Grocery | E | 75% |  |  | 66.05% |  |  |  | 0% | X | 1.2 | 0%
Duct Sealing Repair | Healthcare | E | 75% |  |  | 66.05% |  |  |  | 0% | X | 1.2 | 0%
Duct Sealing Repair | Hospitals | E | 75% |  |  | 66.05% |  |  |  | 0% | X | 1.2 | 0%
Duct Sealing Repair | Institutional | E | 75% |  |  | 66.05% |  |  |  | 0% | X | 1.2 | 0%
Duct Sealing Repair | Lodging/Hospitality | E | 75% |  |  | 66.05% |  |  |  | 0% | X | 1.2 | 0%
Duct Sealing Repair | Miscellaneous | E | 75% |  |  | 66.05% |  |  |  | 0% | X | 1.2 | 0%
Duct Sealing Repair | Offices | E | 75% |  |  | 66.05% | X | 75% | 66.05% | 25.46% | X | 1.2 | 30.55%
Duct Sealing Repair | Restaurants | E | 75% |  |  | 66.05% | X | 75% | 66.05% | 25.46% | X | 1.2 | 30.55%
Duct Sealing Repair | Retail | E | 75% |  |  | 66.05% | X | 75% | 66.05% | 25.46% | X | 1.2 | 30.55%
Duct Sealing Repair | Schools K-12 | E | 75% |  |  | 66.05% |  |  |  | 0% | X | 1.2 | 0%
Duct Sealing Repair | Warehouse | E | 75% |  |  | 66.05% |  |  |  | 0% | X | 1.2 | 0%
Duct Sealing Repair | Assembly | N | 75% |  |  | 66.05% |  |  |  | 0% | X | 1.2 | 0%
Duct Sealing Repair | College and University | N | 75% |  |  | 66.05% |  |  |  | 0% | X | 1.2 | 0%
Duct Sealing Repair | Grocery | N | 75% |  |  | 66.05% |  |  |  | 0% | X | 1.2 | 0%
Duct Sealing Repair | Healthcare | N | 75% |  |  | 66.05% |  |  |  | 0% | X | 1.2 | 0%
Duct Sealing Repair | Hospitals | N | 75% |  |  | 66.05% |  |  |  | 0% | X | 1.2 | 0%
Duct Sealing Repair | Institutional | N | 75% |  |  | 66.05% |  |  |  | 0% | X | 1.2 | 0%
Duct Sealing Repair | Lodging/Hospitality | N | 75% |  |  | 66.05% |  |  |  | 0% | X | 1.2 | 0%
Duct Sealing Repair | Miscellaneous | N | 75% |  |  | 66.05% |  |  |  | 0% | X | 1.2 | 0%
Duct Sealing Repair | Offices | N | 75% |  |  | 66.05% |  |  |  | 0% | X | 1.2 | 0%
Duct Sealing Repair | Restaurants | N | 75% |  |  | 66.05% |  |  |  | 0% | X | 1.2 | 0%
Duct Sealing Repair | Retail | N | 75% |  |  | 66.05% |  |  |  | 0% | X | 1.2 | 0%
Duct Sealing Repair | Schools K-12 | N | 75% |  |  | 66.05% |  |  |  | 0% | X | 1.2 | 0%
Duct Sealing Repair | Warehouse | N | 75% |  |  | 66.05% |  |  |  | 0% | X | 1.2 | 0%
ECM Motors on Furnaces | Assembly | E | 100% | 80% |  | 50.23% | X | 80% | 50.23% | 39.82% | X | 1.2 | 47.78%
ECM Motors on Furnaces | College and University | E | 100% | 80% |  | 50.23% | X | 80% | 50.23% | 39.82% | X | 1.2 | 47.78%
ECM Motors on Furnaces | Grocery | E | 100% | 80% |  | 50.23% | X | 80% | 50.23% | 39.82% | X | 1.2 | 47.78%
ECM Motors on Furnaces | Healthcare | E | 100% | 80% |  | 50.23% | X | 80% | 50.23% | 39.82% | X | 1.2 | 47.78%
ECM Motors on Furnaces | Hospitals | E | 100% | 80% |  | 50.23% | X | 80% | 50.23% | 39.82% | X | 1.2 | 47.78%
ECM Motors on Furnaces | Institutional | E | 100% | 80% |  | 50.23% | X | 80% | 50.23% | 39.82% | X | 1.2 | 47.78%
ECM Motors on Furnaces | Lodging/Hospitality | E | 100% | 80% |  | 50.23% | X | 80% | 50.23% | 39.82% | X | 1.2 | 47.78%
ECM Motors on Furnaces | Miscellaneous | E | 100% | 80% |  | 50.23% | X | 80% | 50.23% | 39.82% | X | 1.2 | 47.78%
ECM Motors on Furnaces | Offices | E | 100% | 80% |  | 50.23% | X | 80% | 50.23% | 39.82% | X | 1.2 | 47.78%
ECM Motors on Furnaces | Restaurants | E | 100% | 80% |  | 50.23% | X | 80% | 50.23% | 39.82% | X | 1.2 | 47.78%
ECM Motors on Furnaces | Retail | E | 100% | 80% |  | 50.23% | X | 80% | 50.23% | 39.82% | X | 1.2 | 47.78%
ECM Motors on Furnaces | Schools K-12 | E | 100% | 80% |  | 50.23% | X | 80% | 50.23% | 39.82% | X | 1.2 | 47.78%
ECM Motors on Furnaces | Warehouse | E | 100% | 80% |  | 50.23% | X | 80% | 50.23% | 39.82% | X | 1.2 | 47.78%
ECM Motors on Furnaces | Assembly | N | 100% | 80% |  | 50.23% | X | 80% | 50.23% | 39.82% | X | 1.2 | 47.78%
ECM Motors on Furnaces | College and University | N | 100% | 80% |  | 50.23% | X | 80% | 50.23% | 39.82% | X | 1.2 | 47.78%
ECM Motors on Furnaces | Grocery | N | 100% | 80% |  | 50.23% | X | 80% | 50.23% | 39.82% | X | 1.2 | 47.78%
ECM Motors on Furnaces | Healthcare | N | 100% | 80% |  | 50.23% | X | 80% | 50.23% | 39.82% | X | 1.2 | 47.78%
ECM Motors on Furnaces | Hospitals | N | 100% | 80% |  | 50.23% | X | 80% | 50.23% | 39.82% | X | 1.2 | 47.78%
ECM Motors on Furnaces | Institutional | N | 100% | 80% |  | 50.23% | X | 80% | 50.23% | 39.82% | X | 1.2 | 47.78%
ECM Motors on Furnaces | Lodging/Hospitality | N | 100% | 80% |  | 50.23% | X | 80% | 50.23% | 39.82% | X | 1.2 | 47.78%
ECM Motors on Furnaces | Miscellaneous | N | 100% | 80% |  | 50.23% | X | 80% | 50.23% | 39.82% | X | 1.2 | 47.78%
ECM Motors on Furnaces | Offices | N | 100% | 80% |  | 50.23% | X | 80% | 50.23% | 39.82% | X | 1.2 | 47.78%
ECM Motors on Furnaces | Restaurants | N | 100% | 80% |  | 50.23% | X | 80% | 50.23% | 39.82% | X | 1.2 | 47.78%
ECM Motors on Furnaces | Retail | N | 100% | 80% |  | 50.23% | X | 80% | 50.23% | 39.82% | X | 1.2 | 47.78%
ECM Motors on Furnaces | Schools K-12 | N | 100% | 80% |  | 50.23% | X | 80% | 50.23% | 39.82% | X | 1.2 | 47.78%
ECM Motors on Furnaces | Warehouse | N | 100% | 80% |  | 50.23% | X | 80% | 50.23% | 39.82% | X | 1.2 | 47.78%
Energy Recovery Ventilation System (ERV) | Assembly | E | 72.38% |  | 0% | 12.38% | X | 72.38% | 0% | 72.38% |  |  | 72.38%
Energy Recovery Ventilation System (ERV) | College and University | E | 72.38% |  | 0% | 12.38% | X | 72.38% | 0% | 72.38% |  |  | 72.38%
Energy Recovery Ventilation System (ERV) | Grocery | E | 72.38% |  | 0% | 12.38% | X | 72.38% | 0% | 72.38% |  |  | 72.38%
Energy Recovery Ventilation System (ERV) | Healthcare | E | 72.38% |  | 0% | 12.38% | X | 72.38% | 0% | 72.38% |  |  | 72.38%
Energy Recovery Ventilation System (ERV) | Hospitals | E | 72.38% |  | 0% | 12.38% | X | 72.38% | 0% | 72.38% |  |  | 72.38%
Energy Recovery Ventilation System (ERV) | Institutional | E | 72.38% |  | 0% | 12.38% | X | 72.38% | 0% | 72.38% |  |  | 72.38%
Energy Recovery Ventilation System (ERV) | Lodging/Hospitality | E | 72.38% |  | 0% | 12.38% | X | 72.38% | 0% | 72.38% |  |  | 72.38%
Energy Recovery Ventilation System (ERV) | Miscellaneous | E | 72.38% |  | 0% | 12.38% | X | 72.38% | 0% | 72.38% |  |  | 72.38%
Energy Recovery Ventilation System (ERV) | Offices | E | 72.38% |  | 0% | 12.38% | X | 72.38% | 0% | 72.38% |  |  | 72.38%
Energy Recovery Ventilation System (ERV) | Restaurants | E | 72.38% |  | 0% | 12.38% | X | 72.38% | 0% | 72.38% |  |  | 72.38%
Energy Recovery Ventilation System (ERV) | Retail | E | 72.38% |  | 0% | 12.38% | X | 72.38% | 0% | 72.38% |  |  | 72.38%
Energy Recovery Ventilation System (ERV) | Schools K-12 | E | 72.38% |  | 0% | 12.38% | X | 72.38% | 0% | 72.38% |  |  | 72.38%
Energy Recovery Ventilation System (ERV) | Warehouse | E | 72.38% |  | 0% | 12.38% | X | 72.38% | 0% | 72.38% |  |  | 72.38%
Energy Recovery Ventilation System (ERV) | Assembly | N | 72.38% |  | 0% | 12.38% | X | 72.38% | 0% | 72.38% |  |  | 72.38%
Energy Recovery Ventilation System (ERV) | College and University | N | 72.38% |  | 0% | 12.38% | X | 72.38% | 0% | 72.38% |  |  | 72.38%
Energy Recovery Ventilation System (ERV) | Grocery | N | 72.38% |  | 0% | 12.38% | X | 72.38% | 0% | 72.38% |  |  | 72.38%
Energy Recovery Ventilation System (ERV) | Healthcare | N | 72.38% |  | 0% | 12.38% | X | 72.38% | 0% | 72.38% |  |  | 72.38%
Energy Recovery Ventilation System (ERV) | Hospitals | N | 72.38% |  | 0% | 12.38% | X | 72.38% | 0% | 72.38% |  |  | 72.38%
Energy Recovery Ventilation System (ERV) | Institutional | N | 72.38% |  | 0% | 12.38% | X | 72.38% | 0% | 72.38% |  |  | 72.38%
Energy Recovery Ventilation System (ERV) | Lodging/Hospitality | N | 72.38% |  | 0% | 12.38% | X | 72.38% | 0% | 72.38% |  |  | 72.38%
Energy Recovery Ventilation System (ERV) | Miscellaneous | N | 72.38% |  | 0% | 12.38% | X | 72.38% | 0% | 72.38% |  |  | 72.38%
Energy Recovery Ventilation System (ERV) | Offices | N | 72.38% |  | 0% | 12.38% | X | 72.38% | 0% | 72.38% |  |  | 72.38%
Energy Recovery Ventilation System (ERV) | Restaurants | N | 72.38% |  | 0% | 12.38% | X | 72.38% | 0% | 72.38% |  |  | 72.38%
Energy Recovery Ventilation System (ERV) | Retail | N | 72.38% |  | 0% | 12.38% | X | 72.38% | 0% | 72.38% |  |  | 72.38%
Energy Recovery Ventilation System (ERV) | Schools K-12 | N | 72.38% |  | 0% | 12.38% | X | 72.38% | 0% | 72.38% |  |  | 72.38%
Energy Recovery Ventilation System (ERV) | Warehouse | N | 72.38% |  | 0% | 12.38% | X | 72.38% | 0% | 72.38% |  |  | 72.38%
Facility Commissioning | Assembly | E |  | 0% |  | 20.37% | X | 68.62% | 20.37% | 54.64% |  |  | 54.64%
Facility Commissioning | College and University | E |  | 0% |  | 20.37% | X | 68.62% | 20.37% | 54.64% |  |  | 54.64%
Facility Commissioning | Grocery | E |  | 67.07% |  | 20.37% | X | 67.07% | 20.37% | 53.41% |  |  | 53.41%
Facility Commissioning | Healthcare | E |  | 0% |  | 20.37% | X | 68.62% | 20.37% | 54.64% |  |  | 54.64%
Facility Commissioning | Hospitals | E |  | 0% |  | 20.37% | X | 68.62% | 20.37% | 54.64% |  |  | 54.64%
Facility Commissioning | Institutional | E |  | 0% |  | 20.37% | X | 68.62% | 20.37% | 54.64% |  |  | 54.64%
Facility Commissioning | Lodging/Hospitality | E |  | 0% |  | 20.37% | X | 68.62% | 20.37% | 54.64% |  |  | 54.64%
Facility Commissioning | Miscellaneous | E |  | 67.07% |  | 20.37% | X | 67.07% | 20.37% | 53.41% |  |  | 53.41%
Facility Commissioning | Offices | E |  | 0% |  | 20.37% | X | 68.62% | 20.37% | 54.64% |  |  | 54.64%
Facility Commissioning | Restaurants | E |  | 0% |  | 20.37% | X | 68.62% | 20.37% | 54.64% |  |  | 54.64%
Facility Commissioning | Retail | E |  | 67.07% |  | 20.37% | X | 67.07% | 20.37% | 53.41% |  |  | 53.41%
Facility Commissioning | Schools K-12 | E |  | 0% |  | 20.37% | X | 68.62% | 20.37% | 54.64% |  |  | 54.64%
Facility Commissioning | Warehouse | E |  | 67.07% |  | 20.37% | X | 67.07% | 20.37% | 53.41% |  |  | 53.41%
Facility Commissioning | Assembly | N |  | 45% |  | 20.37% | X | 45% | 20.37% | 35.83% |  |  | 35.83%
Facility Commissioning | College and University | N |  | 90% |  | 20.37% | X | 90% | 20.37% | 71.67% |  |  | 71.67%
Facility Commissioning | Grocery | N |  | 67.07% |  | 20.37% | X | 67.07% | 20.37% | 53.41% |  |  | 53.41%
Facility Commissioning | Healthcare | N |  | 90% |  | 20.37% | X | 90% | 20.37% | 71.67% |  |  | 71.67%
Facility Commissioning | Hospitals | N |  | 45% |  | 20.37% | X | 45% | 20.37% | 35.83% |  |  | 35.83%
Facility Commissioning | Institutional | N |  | 45% |  | 20.37% | X | 45% | 20.37% | 35.83% |  |  | 35.83%
Facility Commissioning | Lodging/Hospitality | N |  | 90% |  | 20.37% | X | 90% | 20.37% | 71.67% |  |  | 71.67%
Facility Commissioning | Miscellaneous | N |  | 67.07% |  | 20.37% | X | 67.07% | 20.37% | 53.41% |  |  | 53.41%
Facility Commissioning | Offices | N |  | 45% |  | 20.37% | X | 45% | 20.37% | 35.83% |  |  | 35.83%
Facility Commissioning | Restaurants | N |  | 90% |  | 20.37% | X | 90% | 20.37% | 71.67% |  |  | 71.67%
Facility Commissioning | Retail | N |  | 67.07% |  | 20.37% | X | 67.07% | 20.37% | 53.41% |  |  | 53.41%
Facility Commissioning | Schools K-12 | N |  | 90% |  | 20.37% | X | 90% | 20.37% | 71.67% |  |  | 71.67%
Facility Commissioning | Warehouse | N |  | 67.07% |  | 20.37% | X | 67.07% | 20.37% | 53.41% |  |  | 53.41%
Facility Energy Management System | Assembly | E |  | 7.5% |  | 40.28% | X | 7.5% | 40.28% | 4.479% | X | 1.2 | 5.375%
Facility Energy Management System | College and University | E |  | 2% |  | 70.14% | X | 2% | 70.14% | 0.5972% | X | 1.2 | 0.7167%
Facility Energy Management System | Grocery | E |  | 10% |  | 40.28% | X | 10% | 40.28% | 5.972% | X | 1.2 | 7.167%
Facility Energy Management System | Healthcare | E |  | 1.407% |  | 70.14% | X | 1.407% | 70.14% | 0.4203% | X | 1.2 | 0.5043%
Facility Energy Management System | Hospitals | E |  | 7.5% |  | 40.28% | X | 7.5% | 40.28% | 4.479% | X | 1.2 | 5.375%
Facility Energy Management System | Institutional | E |  | 7.5% |  | 40.28% | X | 7.5% | 40.28% | 4.479% | X | 1.2 | 5.375%
Facility Energy Management System | Lodging/Hospitality | E |  | 2% |  | 70.14% | X | 2% | 70.14% | 0.5972% | X | 1.2 | 0.7167%
Facility Energy Management System | Miscellaneous | E |  | 10.61% |  | 46.09% | X | 10.61% | 46.09% | 5.718% | X | 1.2 | 6.861%
Facility Energy Management System | Offices | E |  | 9% |  | 72.32% | X | 9% | 72.32% | 2.491% | X | 1.2 | 2.99%
Facility Energy Management System | Restaurants | E |  | 1.407% |  | 70.14% | X | 1.407% | 70.14% | 0.4203% | X | 1.2 | 0.5043%
Facility Energy Management System | Retail | E |  | 6% |  | 40.28% | X | 6% | 40.28% | 3.583% | X | 1.2 | 4.3%
Facility Energy Management System | Schools K-12 | E |  | 2% |  | 70.14% | X | 2% | 70.14% | 0.5972% | X | 1.2 | 0.7167%
Facility Energy Management System | Warehouse | E |  | 6% |  | 40.28% | X | 6% | 40.28% | 3.583% | X | 1.2 | 4.3%
Facility Energy Management System | Assembly | N |  | 0% |  | 40.28% | X | 5.966% | 40.28% | 3.563% | X | 1.2 | 4.276%
Facility Energy Management System | College and University | N |  | 0% |  | 40.28% | X | 5.966% | 40.28% | 3.563% | X | 1.2 | 4.276%
Facility Energy Management System | Grocery | N |  | 0% |  | 40.28% | X | 5.966% | 40.28% | 3.563% | X | 1.2 | 4.276%
Facility Energy Management System | Healthcare | N |  | 0% |  | 40.28% | X | 5.966% | 40.28% | 3.563% | X | 1.2 | 4.276%
Facility Energy Management System | Hospitals | N |  | 0% |  | 40.28% | X | 5.966% | 40.28% | 3.563% | X | 1.2 | 4.276%
Facility Energy Management System | Institutional | N |  | 0% |  | 72.32% | X | 5.966% | 72.32% | 1.652% | X | 1.2 | 1.982%
Facility Energy Management System | Lodging/Hospitality | N |  | 0% |  | 40.28% | X | 5.966% | 40.28% | 3.563% | X | 1.2 | 4.276%
Facility Energy Management System | Miscellaneous | N |  | 10.61% |  | 46.09% | X | 10.61% | 46.09% | 5.718% | X | 1.2 | 6.861%
Facility Energy Management System | Offices | N |  | 0% |  | 72.32% | X | 5.966% | 72.32% | 1.652% | X | 1.2 | 1.982%
Facility Energy Management System | Restaurants | N |  | 0% |  | 40.28% | X | 5.966% | 40.28% | 3.563% | X | 1.2 | 4.276%
Facility Energy Management System | Retail | N |  | 0% |  | 40.28% | X | 5.966% | 40.28% | 3.563% | X | 1.2 | 4.276%
Facility Energy Management System | Schools K-12 | N |  | 0% |  | 40.28% | X | 5.966% | 40.28% | 3.563% | X | 1.2 | 4.276%
Facility Energy Management System | Warehouse | N |  | 0% |  | 40.28% | X | 5.966% | 40.28% | 3.563% | X | 1.2 | 4.276%
Floor Insulation | Assembly | E |  | 13.5% |  | 5.008% | X | 13.5% | 5.008% | 12.82% |  |  | 12.82%
Floor Insulation | College and University | E |  | 27% |  | 75% | X | 27% | 75% | 6.749% |  |  | 6.749%
Floor Insulation | Grocery | E |  | 21% |  | 5.008% | X | 21% | 5.008% | 19.95% |  |  | 19.95%
Floor Insulation | Healthcare | E |  | 21% |  | 75% | X | 21% | 75% | 5.25% |  |  | 5.25%
Floor Insulation | Hospitals | E |  | 13.5% |  | 5.008% | X | 13.5% | 5.008% | 12.82% |  |  | 12.82%
Floor Insulation | Institutional | E |  | 12.6% |  | 5.008% | X | 12.6% | 5.008% | 11.97% |  |  | 11.97%
Floor Insulation | Lodging/Hospitality | E |  | 27% |  | 55% | X | 27% | 55% | 12.15% |  |  | 12.15%
Floor Insulation | Miscellaneous | E |  | 36.35% |  | 33.45% | X | 36.35% | 33.45% | 24.19% |  |  | 24.19%
Floor Insulation | Offices | E |  | 13.5% |  | 75% | X | 13.5% | 75% | 3.375% |  |  | 3.375%
Floor Insulation | Restaurants | E |  | 27% |  | 75% | X | 27% | 75% | 6.749% |  |  | 6.749%
Floor Insulation | Retail | E |  | 12.6% |  | 5.008% | X | 12.6% | 5.008% | 11.97% |  |  | 11.97%
Floor Insulation | Schools K-12 | E |  | 27% |  | 75% | X | 27% | 75% | 6.749% |  |  | 6.749%
Floor Insulation | Warehouse | E |  | 21% |  | 5.008% | X | 21% | 5.008% | 19.95% |  |  | 19.95%
Floor Insulation | Assembly | N |  | 33.75% |  | 5.008% | X | 33.75% | 5.008% | 32.06% |  |  | 32.06%
Floor Insulation | College and University | N |  | 67.5% |  | 75% | X | 67.5% | 75% | 16.87% |  |  | 16.87%
Floor Insulation | Grocery | N |  | 52.5% |  | 5.008% | X | 52.5% | 5.008% | 49.87% |  |  | 49.87%
Floor Insulation | Healthcare | N |  | 52.5% |  | 75% | X | 52.5% | 75% | 13.12% |  |  | 13.12%
Floor Insulation | Hospitals | N |  | 33.75% |  | 5.008% | X | 33.75% | 5.008% | 32.06% |  |  | 32.06%
Floor Insulation | Institutional | N |  | 31.5% |  | 5.008% | X | 31.5% | 5.008% | 29.92% |  |  | 29.92%
Floor Insulation | Lodging/Hospitality | N |  | 67.5% |  | 75% | X | 67.5% | 75% | 16.87% |  |  | 16.87%
Floor Insulation | Miscellaneous | N |  | 36.35% |  | 33.45% | X | 36.35% | 33.45% | 24.19% |  |  | 24.19%
Floor Insulation | Offices | N |  | 33.75% |  | 75% | X | 33.75% | 75% | 8.437% |  |  | 8.437%
Floor Insulation | Restaurants | N |  | 67.5% |  | 75% | X | 67.5% | 75% | 16.87% |  |  | 16.87%
Floor Insulation | Retail | N |  | 31.5% |  | 5.008% | X | 31.5% | 5.008% | 29.92% |  |  | 29.92%
Floor Insulation | Schools K-12 | N |  | 67.5% |  | 75% | X | 67.5% | 75% | 16.87% |  |  | 16.87%
Floor Insulation | Warehouse | N |  | 52.5% |  | 5.008% | X | 52.5% | 5.008% | 49.87% |  |  | 49.87%
Green Roof | Assembly | E |  | 0.1% | 37% | 2.451% | X | 0.1% | 37% | 0.063% |  |  | 0.063%
Green Roof | College and University | E |  | 0.2% | 37% | 2.451% | X | 0.2% | 37% | 0.126% |  |  | 0.126%
Green Roof | Grocery | E |  | 0.1556% | 37% | 2.451% | X | 0.1556% | 37% | 0.098% |  |  | 0.098%
Green Roof | Healthcare | E |  | 0.1556% | 37% | 2.451% | X | 0.1556% | 37% | 0.098% |  |  | 0.098%
Green Roof | Hospitals | E |  | 0.1% | 37% | 2.451% | X | 0.1% | 37% | 0.063% |  |  | 0.063%
Green Roof | Institutional | E |  | 0.1% | 37% | 2.451% | X | 0.1% | 37% | 0.063% |  |  | 0.063%
Green Roof | Lodging/Hospitality | E |  | 0.2% | 37% | 2.451% | X | 0.2% | 37% | 0.126% |  |  | 0.126%
Green Roof | Miscellaneous | E |  | 0.5303% | 37% | 2.451% | X | 0.5303% | 37% | 0.3341% |  |  | 0.3341%
Green Roof | Offices | E |  | 0.1% | 37% | 2.451% | X | 0.1% | 37% | 0.063% |  |  | 0.063%
Green Roof | Restaurants | E |  | 0.1556% | 37% | 2.451% | X | 0.1556% | 37% | 0.098% |  |  | 0.098%
Green Roof | Retail | E |  | 0.09333% | 37% | 2.451% | X | 0.09333% | 37% | 0.0588% |  |  | 0.0588%
Green Roof | Schools K-12 | E |  | 0.2% | 37% | 2.451% | X | 0.2% | 37% | 0.126% |  |  | 0.126%
Green Roof | Warehouse | E |  | 0.09333% | 37% | 2.451% | X | 0.09333% | 37% | 0.0588% |  |  | 0.0588%
Green Roof | Assembly | N |  | 0.5% | 37% | 2.451% | X | 0.5% | 37% | 0.315% |  |  | 0.315%
Green Roof | College and University | N |  | 1% | 37% | 2.451% | X | 1% | 37% | 0.63% |  |  | 0.63%
Green Roof | Grocery | N |  | 0.7778% | 37% | 2.451% | X | 0.7778% | 37% | 0.49% |  |  | 0.49%
Green Roof | Healthcare | N |  | 0.7778% | 37% | 2.451% | X | 0.7778% | 37% | 0.49% |  |  | 0.49%
Green Roof | Hospitals | N |  | 0.5% | 37% | 2.451% | X | 0.5% | 37% | 0.315% |  |  | 0.315%
Green Roof | Institutional | N |  | 0.5% | 37% | 2.451% | X | 0.5% | 37% | 0.315% |  |  | 0.315%
Green Roof | Lodging/Hospitality | N |  | 1% | 37% | 2.451% | X | 1% | 37% | 0.63% |  |  | 0.63%
Green Roof | Miscellaneous | N |  | 0.5303% | 37% | 2.451% | X | 0.5303% | 37% | 0.3341% |  |  | 0.3341%
Green Roof | Offices | N |  | 0.5% | 37% | 2.451% | X | 0.5% | 37% | 0.315% |  |  | 0.315%
Green Roof | Restaurants | N |  | 0.7778% | 37% | 2.451% | X | 0.7778% | 37% | 0.49% |  |  | 0.49%
Green Roof | Retail | N |  | 0.4667% | 37% | 2.451% | X | 0.4667% | 37% | 0.294% |  |  | 0.294%
Green Roof | Schools K-12 | N |  | 1% | 37% | 2.451% | X | 1% | 37% | 0.63% |  |  | 0.63%
Green Roof | Warehouse | N |  | 0.4667% | 37% | 2.451% | X | 0.4667% | 37% | 0.294% |  |  | 0.294%
Hotel Card Energy Control Systems | Assembly | E |  | 50% |  | 17.48% |  |  |  | 0% |  |  | 0%
Hotel Card Energy Control Systems | College and University | E |  | 50% |  | 17.48% |  |  |  | 0% |  |  | 0%
Hotel Card Energy Control Systems | Grocery | E |  | 50% |  | 17.48% |  |  |  | 0% |  |  | 0%
Hotel Card Energy Control Systems | Healthcare | E |  | 50% |  | 17.48% |  |  |  | 0% |  |  | 0%
Hotel Card Energy Control Systems | Hospitals | E |  | 50% |  | 17.48% |  |  |  | 0% |  |  | 0%
Hotel Card Energy Control Systems | Institutional | E |  | 50% |  | 17.48% |  |  |  | 0% |  |  | 0%
Hotel Card Energy Control Systems | Lodging/Hospitality | E |  | 0% |  | 17.48% | X | 50% | 17.48% | 41.26% |  |  | 41.26%
Hotel Card Energy Control Systems | Miscellaneous | E |  | 50% |  | 17.48% |  |  |  | 0% |  |  | 0%
Hotel Card Energy Control Systems | Offices | E |  | 0% |  | 17.48% |  |  |  | 0% |  |  | 0%
Hotel Card Energy Control Systems | Restaurants | E |  | 50% |  | 17.48% |  |  |  | 0% |  |  | 0%
Hotel Card Energy Control Systems | Retail | E |  | 50% |  | 17.48% |  |  |  | 0% |  |  | 0%
Hotel Card Energy Control Systems | Schools K-12 | E |  | 50% |  | 17.48% |  |  |  | 0% |  |  | 0%
Hotel Card Energy Control Systems | Warehouse | E |  | 50% |  | 17.48% |  |  |  | 0% |  |  | 0%
Hotel Card Energy Control Systems | Assembly | N |  | 50% |  | 17.48% |  |  |  | 0% |  |  | 0%
Hotel Card Energy Control Systems | College and University | N |  | 50% |  | 17.48% |  |  |  | 0% |  |  | 0%
Hotel Card Energy Control Systems | Grocery | N |  | 50% |  | 17.48% |  |  |  | 0% |  |  | 0%
Hotel Card Energy Control Systems | Healthcare | N |  | 50% |  | 17.48% |  |  |  | 0% |  |  | 0%
Hotel Card Energy Control Systems | Hospitals | N |  | 50% |  | 17.48% |  |  |  | 0% |  |  | 0%
Hotel Card Energy Control Systems | Institutional | N |  | 50% |  | 17.48% |  |  |  | 0% |  |  | 0%
Hotel Card Energy Control Systems | Lodging/Hospitality | N |  | 50% |  | 17.48% | X | 50% | 17.48% | 41.26% |  |  | 41.26%
Hotel Card Energy Control Systems | Miscellaneous | N |  | 50% |  | 17.48% |  |  |  | 0% |  |  | 0%
Hotel Card Energy Control Systems | Offices | N |  | 0% |  | 17.48% |  |  |  | 0% |  |  | 0%
Hotel Card Energy Control Systems | Restaurants | N |  | 50% |  | 17.48% |  |  |  | 0% |  |  | 0%
Hotel Card Energy Control Systems | Retail | N |  | 50% |  | 17.48% |  |  |  | 0% |  |  | 0%
Hotel Card Energy Control Systems | Schools K-12 | N |  | 50% |  | 17.48% |  |  |  | 0% |  |  | 0%
Hotel Card Energy Control Systems | Warehouse | N |  | 50% |  | 17.48% |  |  |  | 0% |  |  | 0%
HVAC tune-up | Assembly | E | 100% |  |  | 50.91% | X | 100% | 50.91% | 49.09% |  |  | 49.09%
HVAC tune-up | College and University | E | 100% |  |  | 50.91% | X | 100% | 50.91% | 49.09% |  |  | 49.09%
HVAC tune-up | Grocery | E | 100% |  |  | 50.91% | X | 100% | 50.91% | 49.09% |  |  | 49.09%
HVAC tune-up | Healthcare | E | 100% |  |  | 50.91% | X | 100% | 50.91% | 49.09% |  |  | 49.09%
HVAC tune-up | Hospitals | E | 100% |  |  | 50.91% | X | 100% | 50.91% | 49.09% |  |  | 49.09%
HVAC tune-up | Institutional | E | 100% |  |  | 50.91% | X | 100% | 50.91% | 49.09% |  |  | 49.09%
HVAC tune-up | Lodging/Hospitality | E | 100% |  |  | 50.91% | X | 100% | 50.91% | 49.09% |  |  | 49.09%
HVAC tune-up | Miscellaneous | E | 100% |  |  | 50.91% | X | 100% | 50.91% | 49.09% |  |  | 49.09%
HVAC tune-up | Offices | E | 100% |  |  | 50.91% | X | 100% | 50.91% | 49.09% |  |  | 49.09%
HVAC tune-up | Restaurants | E | 100% |  |  | 50.91% | X | 100% | 50.91% | 49.09% |  |  | 49.09%
HVAC tune-up | Retail | E | 100% |  |  | 50.91% | X | 100% | 50.91% | 49.09% |  |  | 49.09%
HVAC tune-up | Schools K-12 | E | 100% |  |  | 50.91% | X | 100% | 50.91% | 49.09% |  |  | 49.09%
HVAC tune-up | Warehouse | E | 100% |  |  | 50.91% | X | 100% | 50.91% | 49.09% |  |  | 49.09%
HVAC tune-up | Assembly | N | 100% |  |  | 50.91% | X | 100% | 50.91% | 49.09% |  |  | 49.09%
HVAC tune-up | College and University | N | 100% |  |  | 50.91% | X | 100% | 50.91% | 49.09% |  |  | 49.09%
HVAC tune-up | Grocery | N | 100% |  |  | 50.91% | X | 100% | 50.91% | 49.09% |  |  | 49.09%
HVAC tune-up | Healthcare | N | 100% |  |  | 50.91% | X | 100% | 50.91% | 49.09% |  |  | 49.09%
HVAC tune-up | Hospitals | N | 100% |  |  | 50.91% | X | 100% | 50.91% | 49.09% |  |  | 49.09%
HVAC tune-up | Institutional | N | 100% |  |  | 50.91% | X | 100% | 50.91% | 49.09% |  |  | 49.09%
HVAC tune-up | Lodging/Hospitality | N | 100% |  |  | 50.91% | X | 100% | 50.91% | 49.09% |  |  | 49.09%
HVAC tune-up | Miscellaneous | N | 100% |  |  | 50.91% | X | 100% | 50.91% | 49.09% |  |  | 49.09%
HVAC tune-up | Offices | N | 100% |  |  | 50.91% | X | 100% | 50.91% | 49.09% |  |  | 49.09%
HVAC tune-up | Restaurants | N | 100% |  |  | 50.91% | X | 100% | 50.91% | 49.09% |  |  | 49.09%
HVAC tune-up | Retail | N | 100% |  |  | 50.91% | X | 100% | 50.91% | 49.09% |  |  | 49.09%
HVAC tune-up | Schools K-12 | N | 100% |  |  | 50.91% | X | 100% | 50.91% | 49.09% |  |  | 49.09%
HVAC tune-up | Warehouse | N | 100% |  |  | 50.91% | X | 100% | 50.91% | 49.09% |  |  | 49.09%
HVAC tune-up_RTU | Assembly | E | 100% | 0% |  | 5.437% | X | 100% | 5.437% | 94.56% |  |  | 94.56%
HVAC tune-up_RTU | College and University | E | 100% | 0% |  | 5.437% | X | 100% | 5.437% | 94.56% |  |  | 94.56%
HVAC tune-up_RTU | Grocery | E | 100% | 0% |  | 5.437% | X | 100% | 5.437% | 94.56% |  |  | 94.56%
HVAC tune-up_RTU | Healthcare | E | 100% | 0% |  | 5.437% | X | 100% | 5.437% | 94.56% |  |  | 94.56%
HVAC tune-up_RTU | Hospitals | E | 100% | 0% |  | 5.437% | X | 100% | 5.437% | 94.56% |  |  | 94.56%
HVAC tune-up_RTU | Institutional | E | 100% | 0% |  | 5.437% | X | 100% | 5.437% | 94.56% |  |  | 94.56%
HVAC tune-up_RTU | Lodging/Hospitality | E | 100% | 0% |  | 5.437% | X | 100% | 5.437% | 94.56% |  |  | 94.56%
HVAC tune-up_RTU | Miscellaneous | E | 100% | 0% |  | 5.437% | X | 100% | 5.437% | 94.56% |  |  | 94.56%
HVAC tune-up_RTU | Offices | E | 100% | 0% |  | 5.437% | X | 100% | 5.437% | 94.56% |  |  | 94.56%
HVAC tune-up_RTU | Restaurants | E | 100% | 0% |  | 5.437% | X | 100% | 5.437% | 94.56% |  |  | 94.56%
HVAC tune-up_RTU | Retail | E | 100% | 0% |  | 5.437% | X | 100% | 5.437% | 94.56% |  |  | 94.56%
HVAC tune-up_RTU | Schools K-12 | E | 100% | 0% |  | 5.437% | X | 100% | 5.437% | 94.56% |  |  | 94.56%
HVAC tune-up_RTU | Warehouse | E | 100% | 0% |  | 5.437% | X | 100% | 5.437% | 94.56% |  |  | 94.56%
HVAC tune-up_RTU | Assembly | N | 100% | 0% |  | 5.437% | X | 100% | 5.437% | 94.56% |  |  | 94.56%
HVAC tune-up_RTU | College and University | N | 100% | 0% |  | 5.437% | X | 100% | 5.437% | 94.56% |  |  | 94.56%
HVAC tune-up_RTU | Grocery | N | 100% | 0% |  | 5.437% | X | 100% | 5.437% | 94.56% |  |  | 94.56%
HVAC tune-up_RTU | Healthcare | N | 100% | 0% |  | 5.437% | X | 100% | 5.437% | 94.56% |  |  | 94.56%
HVAC tune-up_RTU | Hospitals | N | 100% | 0% |  | 5.437% | X | 100% | 5.437% | 94.56% |  |  | 94.56%
HVAC tune-up_RTU | Institutional | N | 100% | 0% |  | 5.437% | X | 100% | 5.437% | 94.56% |  |  | 94.56%
HVAC tune-up_RTU | Lodging/Hospitality | N | 100% | 0% |  | 5.437% | X | 100% | 5.437% | 94.56% |  |  | 94.56%
HVAC tune-up_RTU | Miscellaneous | N | 100% | 0% |  | 5.437% | X | 100% | 5.437% | 94.56% |  |  | 94.56%
HVAC tune-up_RTU | Offices | N | 100% | 0% |  | 5.437% | X | 100% | 5.437% | 94.56% |  |  | 94.56%
HVAC tune-up_RTU | Restaurants | N | 100% | 0% |  | 5.437% | X | 100% | 5.437% | 94.56% |  |  | 94.56%
HVAC tune-up_RTU | Retail | N | 100% | 0% |  | 5.437% | X | 100% | 5.437% | 94.56% |  |  | 94.56%
HVAC tune-up_RTU | Schools K-12 | N | 100% | 0% |  | 5.437% | X | 100% | 5.437% | 94.56% |  |  | 94.56%
HVAC tune-up_RTU | Warehouse | N | 100% | 0% |  | 5.437% | X | 100% | 5.437% | 94.56% |  |  | 94.56%
Infiltration Reduction - Air Sealing | Assembly | E | 75% |  |  | 50.23% |  |  |  | 0% | X | 1.2 | 0%
Infiltration Reduction - Air Sealing | College and University | E | 75% |  |  | 50.23% |  |  |  | 0% | X | 1.2 | 0%
Infiltration Reduction - Air Sealing | Grocery | E | 75% |  |  | 50.23% |  |  |  | 0% | X | 1.2 | 0%
Infiltration Reduction - Air Sealing | Healthcare | E | 75% |  |  | 50.23% | X | 75% | 50.23% | 37.33% | X | 1.2 | 44.79%
Infiltration Reduction - Air Sealing | Hospitals | E | 75% |  |  | 50.23% |  |  |  | 0% | X | 1.2 | 0%
Infiltration Reduction - Air Sealing | Institutional | E | 75% |  |  | 50.23% |  |  |  | 0% | X | 1.2 | 0%
Infiltration Reduction - Air Sealing | Lodging/Hospitality | E | 75% |  |  | 50.23% |  |  |  | 0% | X | 1.2 | 0%
Infiltration Reduction - Air Sealing | Miscellaneous | E | 75% |  |  | 50.23% |  |  |  | 0% | X | 1.2 | 0%
Infiltration Reduction - Air Sealing | Offices | E | 75% |  |  | 50.23% | X | 75% | 50.23% | 37.33% | X | 1.2 | 44.79%
Infiltration Reduction - Air Sealing | Restaurants | E | 75% |  |  | 50.23% |  |  |  | 0% | X | 1.2 | 0%
Infiltration Reduction - Air Sealing | Retail | E | 75% |  |  | 50.23% | X | 75% | 50.23% | 37.33% | X | 1.2 | 44.79%
Infiltration Reduction - Air Sealing | Schools K-12 | E | 75% |  |  | 50.23% |  |  |  | 0% | X | 1.2 | 0%
Infiltration Reduction - Air Sealing | Warehouse | E | 75% |  |  | 50.23% |  |  |  | 0% | X | 1.2 | 0%
Infiltration Reduction - Air Sealing | Assembly | N | 75% |  |  | 50.23% |  |  |  | 0% | X | 1.2 | 0%
Infiltration Reduction - Air Sealing | College and University | N | 75% |  |  | 50.23% |  |  |  | 0% | X | 1.2 | 0%
Infiltration Reduction - Air Sealing | Grocery | N | 75% |  |  | 50.23% |  |  |  | 0% | X | 1.2 | 0%
Infiltration Reduction - Air Sealing | Healthcare | N | 75% |  |  | 50.23% | X | 75% | 50.23% | 0% | X | 1.2 | 0%
Infiltration Reduction - Air Sealing | Hospitals | N | 75% |  |  | 50.23% |  |  |  | 0% | X | 1.2 | 0%
Infiltration Reduction - Air Sealing | Institutional | N | 75% |  |  | 50.23% |  |  |  | 0% | X | 1.2 | 0%
Infiltration Reduction - Air Sealing | Lodging/Hospitality | N | 75% |  |  | 50.23% |  |  |  | 0% | X | 1.2 | 0%
Infiltration Reduction - Air Sealing | Miscellaneous | N | 75% |  |  | 50.23% |  |  |  | 0% | X | 1.2 | 0%
Infiltration Reduction - Air Sealing | Offices | N | 75% |  |  | 50.23% | X | 75% | 50.23% | 0% | X | 1.2 | 0%
Infiltration Reduction - Air Sealing | Restaurants | N | 75% |  |  | 50.23% |  |  |  | 0% | X | 1.2 | 0%
Infiltration Reduction - Air Sealing | Retail | N | 75% |  |  | 50.23% | X | 75% | 50.23% | 0% | X | 1.2 | 0%
Infiltration Reduction - Air Sealing | Schools K-12 | N | 75% |  |  | 50.23% |  |  |  | 0% | X | 1.2 | 0%
Infiltration Reduction - Air Sealing | Warehouse | N | 75% |  |  | 50.23% |  |  |  | 0% | X | 1.2 | 0%
Low U-Value Windows | Assembly | E | 75% | 6% |  | 10.41% | X | 6% | 10.41% | 5.375% |  |  | 5.375%
Low U-Value Windows | College and University | E | 75% | 12% |  | 10.41% | X | 12% | 10.41% | 10.75% |  |  | 10.75%
Low U-Value Windows | Grocery | E | 75% | 9.333% |  | 10.41% | X | 9.333% | 10.41% | 8.361% |  |  | 8.361%
Low U-Value Windows | Healthcare | E | 75% | 9.333% |  | 10.41% | X | 9.333% | 10.41% | 8.361% |  |  | 8.361%
Low U-Value Windows | Hospitals | E | 75% | 6% |  | 10.41% | X | 6% | 10.41% | 5.375% |  |  | 5.375%
Low U-Value Windows | Institutional | E | 75% | 5.6% |  | 10.41% | X | 5.6% | 10.41% | 5.017% |  |  | 5.017%
Low U-Value Windows | Lodging/Hospitality | E | 75% | 12% |  | 10.41% | X | 12% | 10.41% | 10.75% |  |  | 10.75%
Low U-Value Windows | Miscellaneous | E | 75% | 16.15% |  | 10.41% | X | 16.15% | 10.41% | 14.46% |  |  | 14.46%
Low U-Value Windows | Offices | E | 75% | 6% |  | 10.41% | X | 6% | 10.41% | 5.375% |  |  | 5.375%
Low U-Value Windows | Restaurants | E | 75% | 12% |  | 10.41% | X | 12% | 10.41% | 10.75% |  |  | 10.75%
Low U-Value Windows | Retail | E | 50% | 5.6% |  | 10.41% | X | 5.6% | 10.41% | 5.017% |  |  | 5.017%
Low U-Value Windows | Schools K-12 | E | 75% | 12% |  | 10.41% | X | 12% | 10.41% | 10.75% |  |  | 10.75%
Low U-Value Windows | Warehouse | E | 50% | 5.6% |  | 10.41% | X | 5.6% | 10.41% | 5.017% |  |  | 5.017%
Low U-Value Windows | Assembly | N | 75% | 15% |  | 10.41% | X | 15% | 10.41% | 13.44% |  |  | 13.44%
Low U-Value Windows | College and University | N | 75% | 30% |  | 10.41% | X | 30% | 10.41% | 26.88% |  |  | 26.88%
Low U-Value Windows | Grocery | N | 75% | 23.33% |  | 10.41% | X | 23.33% | 10.41% | 20.9% |  |  | 20.9%
Low U-Value Windows | Healthcare | N | 75% | 23.33% |  | 10.41% | X | 23.33% | 10.41% | 20.9% |  |  | 20.9%
Low U-Value Windows | Hospitals | N | 75% | 15% |  | 10.41% | X | 15% | 10.41% | 13.44% |  |  | 13.44%
Low U-Value Windows | Institutional | N | 75% | 14% |  | 10.41% | X | 14% | 10.41% | 12.54% |  |  | 12.54%
Low U-Value Windows | Lodging/Hospitality | N | 75% | 30% |  | 10.41% | X | 30% | 10.41% | 26.88% |  |  | 26.88%
Low U-Value Windows | Miscellaneous | N | 75% | 16.15% |  | 10.41% | X | 16.15% | 10.41% | 14.46% |  |  | 14.46%
Low U-Value Windows | Offices | N | 75% | 15% |  | 10.41% | X | 15% | 10.41% | 13.44% |  |  | 13.44%
Low U-Value Windows | Restaurants | N | 75% | 30% |  | 10.41% | X | 30% | 10.41% | 26.88% |  |  | 26.88%
Low U-Value Windows | Retail | N | 50% | 14% |  | 10.41% | X | 14% | 10.41% | 12.54% |  |  | 12.54%
Low U-Value Windows | Schools K-12 | N | 75% | 30% |  | 10.41% | X | 30% | 10.41% | 26.88% |  |  | 26.88%
Low U-Value Windows | Warehouse | N | 50% | 14% |  | 10.41% | X | 14% | 10.41% | 12.54% |  |  | 12.54%
Programmable Thermostat | Assembly | E |  | 0% |  | 45.38% | X | 48.02% | 45.38% | 26.23% | X | 1.2 | 31.48%
Programmable Thermostat | College and University | E |  | 0% |  | 21.34% | X | 48.02% | 21.34% | 37.77% | X | 1.2 | 45.33%
Programmable Thermostat | Grocery | E |  | 0% |  | 45.38% | X | 48.02% | 45.38% | 26.23% | X | 1.2 | 31.48%
Programmable Thermostat | Healthcare | E |  | 0% |  | 21.34% | X | 48.02% | 21.34% | 37.77% | X | 1.2 | 45.33%
Programmable Thermostat | Hospitals | E |  | 0% |  | 45.38% | X | 48.02% | 45.38% | 26.23% | X | 1.2 | 31.48%
Programmable Thermostat | Institutional | E |  | 0% |  | 45.38% | X | 48.02% | 45.38% | 26.23% | X | 1.2 | 31.48%
Programmable Thermostat | Lodging/Hospitality | E |  | 0% |  | 21.34% | X | 48.02% | 21.34% | 37.77% | X | 1.2 | 45.33%
Programmable Thermostat | Miscellaneous | E |  | 48.02% |  | 61.02% | X | 48.02% | 61.02% | 18.72% | X | 1.2 | 22.46%
Programmable Thermostat | Offices | E |  | 0% |  | 21.34% | X | 48.02% | 21.34% | 37.77% | X | 1.2 | 45.33%
Programmable Thermostat | Restaurants | E |  | 0% |  | 21.34% | X | 48.02% | 21.34% | 37.77% | X | 1.2 | 45.33%
Programmable Thermostat | Retail | E |  | 0% |  | 45.38% | X | 48.02% | 45.38% | 26.23% | X | 1.2 | 31.48%
Programmable Thermostat | Schools K-12 | E |  | 0% |  | 21.34% | X | 48.02% | 21.34% | 37.77% | X | 1.2 | 45.33%
Programmable Thermostat | Warehouse | E |  | 0% |  | 45.38% | X | 48.02% | 45.38% | 26.23% | X | 1.2 | 31.48%
Programmable Thermostat | Assembly | N |  | 0% |  | 45.38% | X | 48.02% | 45.38% | 26.23% | X | 1.2 | 31.48%
Programmable Thermostat | College and University | N |  | 0% |  | 21.34% | X | 48.02% | 21.34% | 37.77% | X | 1.2 | 45.33%
Programmable Thermostat | Grocery | N |  | 0% |  | 45.38% | X | 48.02% | 45.38% | 26.23% | X | 1.2 | 31.48%
Programmable Thermostat | Healthcare | N |  | 0% |  | 21.34% | X | 48.02% | 21.34% | 37.77% | X | 1.2 | 45.33%
Programmable Thermostat | Hospitals | N |  | 0% |  | 45.38% | X | 48.02% | 45.38% | 26.23% | X | 1.2 | 31.48%
Programmable Thermostat | Institutional | N |  | 0% |  | 45.38% | X | 48.02% | 45.38% | 26.23% | X | 1.2 | 31.48%
Programmable Thermostat | Lodging/Hospitality | N |  | 0% |  | 21.34% | X | 48.02% | 21.34% | 37.77% | X | 1.2 | 45.33%
Programmable Thermostat | Miscellaneous | N |  | 48.02% |  | 61.02% | X | 48.02% | 61.02% | 18.72% | X | 1.2 | 22.46%
Programmable Thermostat | Offices | N |  | 0% |  | 21.34% | X | 48.02% | 21.34% | 37.77% | X | 1.2 | 45.33%
Programmable Thermostat | Restaurants | N |  | 0% |  | 21.34% | X | 48.02% | 21.34% | 37.77% | X | 1.2 | 45.33%
Programmable Thermostat | Retail | N |  | 0% |  | 45.38% | X | 48.02% | 45.38% | 26.23% | X | 1.2 | 31.48%
Programmable Thermostat | Schools K-12 | N |  | 0% |  | 21.34% | X | 48.02% | 21.34% | 37.77% | X | 1.2 | 45.33%
Programmable Thermostat | Warehouse | N |  | 0% |  | 45.38% | X | 48.02% | 45.38% | 26.23% | X | 1.2 | 31.48%
Roof Insulation | Assembly | E | 50% |  |  | 2.504% | X | 50% | 2.504% | 48.75% | X | 1.2 | 58.5%
Roof Insulation | College and University | E | 50% |  |  | 37.5% | X | 50% | 37.5% | 31.25% | X | 1.2 | 37.5%
Roof Insulation | Grocery | E | 50% |  |  | 2.504% | X | 50% | 2.504% | 48.75% | X | 1.2 | 58.5%
Roof Insulation | Healthcare | E | 50% |  |  | 37.5% | X | 50% | 37.5% | 31.25% | X | 1.2 | 37.5%
Roof Insulation | Hospitals | E | 50% |  |  | 2.504% | X | 50% | 2.504% | 48.75% | X | 1.2 | 58.5%
Roof Insulation | Institutional | E | 50% |  |  | 2.504% | X | 50% | 2.504% | 48.75% | X | 1.2 | 58.5%
Roof Insulation | Lodging/Hospitality | E | 50% |  |  | 27.5% | X | 50% | 27.5% | 36.25% | X | 1.2 | 43.5%
Roof Insulation | Miscellaneous | E | 50% |  |  | 16.73% | X | 50% | 16.73% | 41.64% | X | 1.2 | 49.96%
Roof Insulation | Offices | E | 50% |  |  | 37.5% | X | 50% | 37.5% | 31.25% | X | 1.2 | 37.5%
Roof Insulation | Restaurants | E | 50% |  |  | 37.5% | X | 50% | 37.5% | 31.25% | X | 1.2 | 37.5%
Roof Insulation | Retail | E | 50% |  |  | 2.504% | X | 50% | 2.504% | 48.75% | X | 1.2 | 58.5%
Roof Insulation | Schools K-12 | E | 50% |  |  | 37.5% | X | 50% | 37.5% | 31.25% | X | 1.2 | 37.5%
Roof Insulation | Warehouse | E | 50% |  |  | 2.504% | X | 50% | 2.504% | 48.75% | X | 1.2 | 58.5%
Roof Insulation | Assembly | N | 50% |  |  | 2.504% | X | 50% | 2.504% | 48.75% | X | 1.2 | 58.5%
Roof Insulation | College and University | N | 50% |  |  | 37.5% | X | 50% | 37.5% | 31.25% | X | 1.2 | 37.5%
Roof Insulation | Grocery | N | 50% |  |  | 2.504% | X | 50% | 2.504% | 48.75% | X | 1.2 | 58.5%
Roof Insulation | Healthcare | N | 50% |  |  | 37.5% | X | 50% | 37.5% | 31.25% | X | 1.2 | 37.5%
Roof Insulation | Hospitals | N | 50% |  |  | 2.504% | X | 50% | 2.504% | 48.75% | X | 1.2 | 58.5%
Roof Insulation | Institutional | N | 50% |  |  | 2.504% | X | 50% | 2.504% | 48.75% | X | 1.2 | 58.5%
Roof Insulation | Lodging/Hospitality | N | 50% |  |  | 37.5% | X | 50% | 37.5% | 31.25% | X | 1.2 | 37.5%
Roof Insulation | Miscellaneous | N | 50% |  |  | 16.73% | X | 50% | 16.73% | 41.64% | X | 1.2 | 49.96%
Roof Insulation | Offices | N | 50% |  |  | 37.5% | X | 50% | 37.5% | 31.25% | X | 1.2 | 37.5%
Roof Insulation | Restaurants | N | 50% |  |  | 37.5% | X | 50% | 37.5% | 31.25% | X | 1.2 | 37.5%
Roof Insulation | Retail | N | 50% |  |  | 2.504% | X | 50% | 2.504% | 48.75% | X | 1.2 | 58.5%
Roof Insulation | Schools K-12 | N | 50% |  |  | 37.5% | X | 50% | 37.5% | 31.25% | X | 1.2 | 37.5%
Roof Insulation | Warehouse | N | 50% |  |  | 2.504% | X | 50% | 2.504% | 48.75% | X | 1.2 | 58.5%
Smart Thermostat | Assembly | E |  | 0% |  | 45.38% | X | 48.02% | 45.38% | 26.23% | X | 1.2 | 31.48%
Smart Thermostat | College and University | E |  | 0% |  | 21.34% | X | 48.02% | 21.34% | 37.77% | X | 1.2 | 45.33%
Smart Thermostat | Grocery | E |  | 0% |  | 45.38% | X | 48.02% | 45.38% | 26.23% | X | 1.2 | 31.48%
Smart Thermostat | Healthcare | E |  | 0% |  | 21.34% | X | 48.02% | 21.34% | 37.77% | X | 1.2 | 45.33%
Smart Thermostat | Hospitals | E |  | 0% |  | 45.38% | X | 48.02% | 45.38% | 26.23% | X | 1.2 | 31.48%
Smart Thermostat | Institutional | E |  | 0% |  | 45.38% | X | 48.02% | 45.38% | 26.23% | X | 1.2 | 31.48%
Smart Thermostat | Lodging/Hospitality | E |  | 0% |  | 21.34% | X | 48.02% | 21.34% | 37.77% | X | 1.2 | 45.33%
Smart Thermostat | Miscellaneous | E |  | 48.02% |  | 61.02% | X | 48.02% | 61.02% | 18.72% | X | 1.2 | 22.46%
Smart Thermostat | Offices | E |  | 0% |  | 21.34% | X | 48.02% | 21.34% | 37.77% | X | 1.2 | 45.33%
Smart Thermostat | Restaurants | E |  | 0% |  | 21.34% | X | 48.02% | 21.34% | 37.77% | X | 1.2 | 45.33%
Smart Thermostat | Retail | E |  | 0% |  | 45.38% | X | 48.02% | 45.38% | 26.23% | X | 1.2 | 31.48%
Smart Thermostat | Schools K-12 | E |  | 0% |  | 21.34% | X | 48.02% | 21.34% | 37.77% | X | 1.2 | 45.33%
Smart Thermostat | Warehouse | E |  | 0% |  | 45.38% | X | 48.02% | 45.38% | 26.23% | X | 1.2 | 31.48%
Smart Thermostat | Assembly | N |  | 0% |  | 45.38% | X | 48.02% | 45.38% | 26.23% | X | 1.2 | 31.48%
Smart Thermostat | College and University | N |  | 0% |  | 21.34% | X | 48.02% | 21.34% | 37.77% | X | 1.2 | 45.33%
Smart Thermostat | Grocery | N |  | 0% |  | 45.38% | X | 48.02% | 45.38% | 26.23% | X | 1.2 | 31.48%
Smart Thermostat | Healthcare | N |  | 0% |  | 21.34% | X | 48.02% | 21.34% | 37.77% | X | 1.2 | 45.33%
Smart Thermostat | Hospitals | N |  | 0% |  | 45.38% | X | 48.02% | 45.38% | 26.23% | X | 1.2 | 31.48%
Smart Thermostat | Institutional | N |  | 0% |  | 45.38% | X | 48.02% | 45.38% | 26.23% | X | 1.2 | 31.48%
Smart Thermostat | Lodging/Hospitality | N |  | 0% |  | 21.34% | X | 48.02% | 21.34% | 37.77% | X | 1.2 | 45.33%
Smart Thermostat | Miscellaneous | N |  | 48.02% |  | 61.02% | X | 48.02% | 61.02% | 18.72% | X | 1.2 | 22.46%
Smart Thermostat | Offices | N |  | 0% |  | 21.34% | X | 48.02% | 21.34% | 37.77% | X | 1.2 | 45.33%
Smart Thermostat | Restaurants | N |  | 0% |  | 21.34% | X | 48.02% | 21.34% | 37.77% | X | 1.2 | 45.33%
Smart Thermostat | Retail | N |  | 0% |  | 45.38% | X | 48.02% | 45.38% | 26.23% | X | 1.2 | 31.48%
Smart Thermostat | Schools K-12 | N |  | 0% |  | 21.34% | X | 48.02% | 21.34% | 37.77% | X | 1.2 | 45.33%
Smart Thermostat | Warehouse | N |  | 0% |  | 45.38% | X | 48.02% | 45.38% | 26.23% | X | 1.2 | 31.48%
Thermal Energy Storage | Assembly | E | 50% |  | 0% |  | X | 50% | 0% | 50% |  |  | 50%
Thermal Energy Storage | College and University | E | 66.67% |  | 0% |  | X | 66.67% | 0% | 66.67% |  |  | 66.67%
Thermal Energy Storage | Grocery | E | 33.33% |  | 0% |  | X | 33.33% | 0% | 33.33% |  |  | 33.33%
Thermal Energy Storage | Healthcare | E | 20% |  | 0% |  | X | 20% | 0% | 20% |  |  | 20%
Thermal Energy Storage | Hospitals | E | 66.67% |  | 0% |  | X | 66.67% | 0% | 66.67% |  |  | 66.67%
Thermal Energy Storage | Institutional | E | 33.33% |  | 0% |  | X | 33.33% | 0% | 33.33% |  |  | 33.33%
Thermal Energy Storage | Lodging/Hospitality | E | 33.33% |  | 0% |  | X | 33.33% | 0% | 33.33% |  |  | 33.33%
Thermal Energy Storage | Miscellaneous | E | 50% |  | 0% |  | X | 50% | 0% | 50% |  |  | 50%
Thermal Energy Storage | Offices | E | 33.33% |  | 0% |  | X | 33.33% | 0% | 33.33% |  |  | 33.33%
Thermal Energy Storage | Restaurants | E | 0% |  | 0% |  |  |  |  | 0% |  |  | 0%
Thermal Energy Storage | Retail | E | 20% |  | 0% |  | X | 20% | 0% | 20% |  |  | 20%
Thermal Energy Storage | Schools K-12 | E | 33.33% |  | 0% |  | X | 33.33% | 0% | 33.33% |  |  | 33.33%
Thermal Energy Storage | Warehouse | E | 0% |  | 0% |  |  |  |  | 0% |  |  | 0%
Thermal Energy Storage | Assembly | N | 50% |  | 0% |  | X | 50% | 0% | 50% |  |  | 50%
Thermal Energy Storage | College and University | N | 66.67% |  | 0% |  | X | 66.67% | 0% | 66.67% |  |  | 66.67%
Thermal Energy Storage | Grocery | N | 33.33% |  | 0% |  | X | 33.33% | 0% | 33.33% |  |  | 33.33%
Thermal Energy Storage | Healthcare | N | 20% |  | 0% |  | X | 20% | 0% | 20% |  |  | 20%
Thermal Energy Storage | Hospitals | N | 66.67% |  | 0% |  | X | 66.67% | 0% | 66.67% |  |  | 66.67%
Thermal Energy Storage | Institutional | N | 33.33% |  | 0% |  | X | 33.33% | 0% | 33.33% |  |  | 33.33%
Thermal Energy Storage | Lodging/Hospitality | N | 33.33% |  | 0% |  | X | 33.33% | 0% | 33.33% |  |  | 33.33%
Thermal Energy Storage | Miscellaneous | N | 50% |  | 0% |  | X | 50% | 0% | 50% |  |  | 50%
Thermal Energy Storage | Offices | N | 33.33% |  | 0% |  | X | 33.33% | 0% | 33.33% |  |  | 33.33%
Thermal Energy Storage | Restaurants | N | 0% |  | 0% |  |  |  |  | 0% |  |  | 0%
Thermal Energy Storage | Retail | N | 20% |  | 0% |  | X | 20% | 0% | 20% |  |  | 20%
Thermal Energy Storage | Schools K-12 | N | 33.33% |  | 0% |  | X | 33.33% | 0% | 33.33% |  |  | 33.33%
Thermal Energy Storage | Warehouse | N | 0% |  | 0% |  |  |  |  | 0% |  |  | 0%
Wall Insulation | Assembly | E | 50% | 15% |  | 5.008% |  |  |  | 0% | X | 1.2 | 0%
Wall Insulation | College and University | E | 50% | 30% |  | 75% |  |  |  | 0% | X | 1.2 | 0%
Wall Insulation | Grocery | E | 50% | 23.33% |  | 5.008% |  |  |  | 0% | X | 1.2 | 0%
Wall Insulation | Healthcare | E | 50% | 23.33% |  | 5% | X | 23.33% | 5% | 22.17% | X | 1.2 | 26.6%
Wall Insulation | Hospitals | E | 50% | 15% |  | 5.008% |  |  |  | 0% | X | 1.2 | 0%
Wall Insulation | Institutional | E | 50% | 14% |  | 5.008% |  |  |  | 0% | X | 1.2 | 0%
Wall Insulation | Lodging/Hospitality | E | 50% | 30% |  | 55% |  |  |  | 0% | X | 1.2 | 0%
Wall Insulation | Miscellaneous | E | 50% | 40.38% |  | 33.45% |  |  |  | 0% | X | 1.2 | 0%
Wall Insulation | Offices | E | 50% | 15% |  | 5% | X | 15% | 5% | 14.25% | X | 1.2 | 17.1%
Wall Insulation | Restaurants | E | 50% | 30% |  | 75% |  |  |  | 0% | X | 1.2 | 0%
Wall Insulation | Retail | E | 50% | 14% |  | 5% | X | 14% | 5% | 13.3% | X | 1.2 | 15.96%
Wall Insulation | Schools K-12 | E | 50% | 30% |  | 75% |  |  |  | 0% | X | 1.2 | 0%
Wall Insulation | Warehouse | E | 50% | 23.33% |  | 5.008% |  |  |  | 0% | X | 1.2 | 0%
Wall Insulation | Assembly | N | 50% | 37.5% |  | 5.008% |  |  |  | 0% | X | 1.2 | 0%
Wall Insulation | College and University | N | 50% | 75% |  | 75% |  |  |  | 0% | X | 1.2 | 0%
Wall Insulation | Grocery | N | 50% | 58.33% |  | 5.008% |  |  |  | 0% | X | 1.2 | 0%
Wall Insulation | Healthcare | N | 50% | 58.33% |  | 5% | X | 50% | 5% | 47.5% | X | 1.2 | 57%
Wall Insulation | Hospitals | N | 50% | 37.5% |  | 5.008% |  |  |  | 0% | X | 1.2 | 0%
Wall Insulation | Institutional | N | 50% | 35% |  | 5.008% |  |  |  | 0% | X | 1.2 | 0%
Wall Insulation | Lodging/Hospitality | N | 50% | 75% |  | 75% |  |  |  | 0% | X | 1.2 | 0%
Wall Insulation | Miscellaneous | N | 50% | 40.38% |  | 33.45% |  |  |  | 0% | X | 1.2 | 0%
Wall Insulation | Offices | N | 50% | 37.5% |  | 5% | X | 37.5% | 5% | 35.62% | X | 1.2 | 42.75%
Wall Insulation | Restaurants | N | 50% | 75% |  | 75% |  |  |  | 0% | X | 1.2 | 0%
Wall Insulation | Retail | N | 50% | 35% |  | 5% | X | 35% | 5% | 33.25% | X | 1.2 | 39.9%
Wall Insulation | Schools K-12 | N | 50% | 75% |  | 75% |  |  |  | 0% | X | 1.2 | 0%
Wall Insulation | Warehouse | N | 50% | 58.33% |  | 5.008% |  |  |  | 0% | X | 1.2 | 0%
Warehouse Loading Dock Seals | Assembly | E |  | 0% |  | 25.35% |  |  |  | 0% |  |  | 0%
Warehouse Loading Dock Seals | College and University | E |  | 0% |  | 25.35% |  |  |  | 0% |  |  | 0%
Warehouse Loading Dock Seals | Grocery | E |  | 0% |  | 25.35% |  |  |  | 0% |  |  | 0%
Warehouse Loading Dock Seals | Healthcare | E |  | 0% |  | 25.35% |  |  |  | 0% |  |  | 0%
Warehouse Loading Dock Seals | Hospitals | E |  | 0% |  | 25.35% |  |  |  | 0% |  |  | 0%
Warehouse Loading Dock Seals | Institutional | E |  | 0% |  | 25.35% |  |  |  | 0% |  |  | 0%
Warehouse Loading Dock Seals | Lodging/Hospitality | E |  | 0% |  | 25.35% |  |  |  | 0% |  |  | 0%
Warehouse Loading Dock Seals | Miscellaneous | E |  | 34.43% |  | 25.35% |  |  |  | 0% |  |  | 0%
Warehouse Loading Dock Seals | Offices | E |  | 0% |  | 25.35% |  |  |  | 0% |  |  | 0%
Warehouse Loading Dock Seals | Restaurants | E |  | 0% |  | 25.35% |  |  |  | 0% |  |  | 0%
Warehouse Loading Dock Seals | Retail | E |  | 0% |  | 25.35% |  |  |  | 0% |  |  | 0%
Warehouse Loading Dock Seals | Schools K-12 | E |  | 0% |  | 25.35% |  |  |  | 0% |  |  | 0%
Warehouse Loading Dock Seals | Warehouse | E |  | 0% |  | 25.35% | X | 32.97% | 25.35% | 24.61% |  |  | 24.61%
Warehouse Loading Dock Seals | Assembly | N |  | 23.75% |  | 25.35% |  |  |  | 0% |  |  | 0%
Warehouse Loading Dock Seals | College and University | N |  | 47.5% |  | 25.35% |  |  |  | 0% |  |  | 0%
Warehouse Loading Dock Seals | Grocery | N |  | 36.94% |  | 25.35% |  |  |  | 0% |  |  | 0%
Warehouse Loading Dock Seals | Healthcare | N |  | 36.94% |  | 25.35% |  |  |  | 0% |  |  | 0%
Warehouse Loading Dock Seals | Hospitals | N |  | 23.75% |  | 25.35% |  |  |  | 0% |  |  | 0%
Warehouse Loading Dock Seals | Institutional | N |  | 23.75% |  | 25.35% |  |  |  | 0% |  |  | 0%
Warehouse Loading Dock Seals | Lodging/Hospitality | N |  | 47.5% |  | 25.35% |  |  |  | 0% |  |  | 0%
Warehouse Loading Dock Seals | Miscellaneous | N |  | 34.43% |  | 25.35% |  |  |  | 0% |  |  | 0%
Warehouse Loading Dock Seals | Offices | N |  | 23.75% |  | 25.35% |  |  |  | 0% |  |  | 0%
Warehouse Loading Dock Seals | Restaurants | N |  | 36.94% |  | 25.35% |  |  |  | 0% |  |  | 0%
Warehouse Loading Dock Seals | Retail | N |  | 22.17% |  | 25.35% |  |  |  | 0% |  |  | 0%
Warehouse Loading Dock Seals | Schools K-12 | N |  | 47.5% |  | 25.35% |  |  |  | 0% |  |  | 0%
Warehouse Loading Dock Seals | Warehouse | N |  | 22.17% |  | 25.35% | X | 22.17% | 25.35% | 16.55% |  |  | 16.55%
Water Cooled Refrigeration Heat Recovery | Assembly | E | 75% | 20.63% |  | 25.35% |  |  |  | 0% |  |  | 0%
Water Cooled Refrigeration Heat Recovery | College and University | E | 75% | 0% |  | 25.35% | X | 75% | 25.35% | 55.99% |  |  | 55.99%
Water Cooled Refrigeration Heat Recovery | Grocery | E | 75% | 0% |  | 25.35% |  |  |  | 0% |  |  | 0%
Water Cooled Refrigeration Heat Recovery | Healthcare | E | 75% | 0% |  | 25.35% |  |  |  | 0% |  |  | 0%
Water Cooled Refrigeration Heat Recovery | Hospitals | E | 75% | 0% |  | 25.35% | X | 75% | 25.35% | 55.99% |  |  | 55.99%
Water Cooled Refrigeration Heat Recovery | Institutional | E | 75% | 20.63% |  | 25.35% | X | 20.63% | 25.35% | 15.4% |  |  | 15.4%
Water Cooled Refrigeration Heat Recovery | Lodging/Hospitality | E | 75% | 0% |  | 25.35% |  |  |  | 0% |  |  | 0%
Water Cooled Refrigeration Heat Recovery | Miscellaneous | E | 75% | 20.63% |  | 25.35% |  |  |  | 0% |  |  | 0%
Water Cooled Refrigeration Heat Recovery | Offices | E | 75% | 20.63% |  | 25.35% | X | 20.63% | 25.35% | 15.4% |  |  | 15.4%
Water Cooled Refrigeration Heat Recovery | Restaurants | E | 75% | 0% |  | 25.35% |  |  |  | 0% |  |  | 0%
Water Cooled Refrigeration Heat Recovery | Retail | E | 75% | 0% |  | 25.35% |  |  |  | 0% |  |  | 0%
Water Cooled Refrigeration Heat Recovery | Schools K-12 | E | 75% | 0% |  | 25.35% |  |  |  | 0% |  |  | 0%
Water Cooled Refrigeration Heat Recovery | Warehouse | E | 75% | 20.63% |  | 25.35% |  |  |  | 0% |  |  | 0%
Water Cooled Refrigeration Heat Recovery | Assembly | N | 75% | 20.63% |  | 25.35% |  |  |  | 0% |  |  | 0%
Water Cooled Refrigeration Heat Recovery | College and University | N | 75% | 5.625% |  | 25.35% | X | 5.625% | 25.35% | 4.199% |  |  | 4.199%
Water Cooled Refrigeration Heat Recovery | Grocery | N | 75% | 50.63% |  | 25.35% |  |  |  | 0% |  |  | 0%
Water Cooled Refrigeration Heat Recovery | Healthcare | N | 75% | 5.625% |  | 25.35% |  |  |  | 0% |  |  | 0%
Water Cooled Refrigeration Heat Recovery | Hospitals | N | 75% | 5.625% |  | 25.35% | X | 5.625% | 25.35% | 4.199% |  |  | 4.199%
Water Cooled Refrigeration Heat Recovery | Institutional | N | 75% | 20.63% |  | 25.35% | X | 20.63% | 25.35% | 15.4% |  |  | 15.4%
Water Cooled Refrigeration Heat Recovery | Lodging/Hospitality | N | 75% | 5.625% |  | 25.35% |  |  |  | 0% |  |  | 0%
Water Cooled Refrigeration Heat Recovery | Miscellaneous | N | 75% | 20.63% |  | 25.35% |  |  |  | 0% |  |  | 0%
Water Cooled Refrigeration Heat Recovery | Offices | N | 75% | 20.63% |  | 25.35% | X | 20.63% | 25.35% | 15.4% |  |  | 15.4%
Water Cooled Refrigeration Heat Recovery | Restaurants | N | 75% | 50.63% |  | 25.35% |  |  |  | 0% |  |  | 0%
Water Cooled Refrigeration Heat Recovery | Retail | N | 75% | 5.625% |  | 25.35% |  |  |  | 0% |  |  | 0%
Water Cooled Refrigeration Heat Recovery | Schools K-12 | N | 75% | 5.625% |  | 25.35% |  |  |  | 0% |  |  | 0%
Water Cooled Refrigeration Heat Recovery | Warehouse | N | 75% | 20.63% |  | 25.35% |  |  |  | 0% |  |  | 0%
Waterside Economizer | Assembly | E | 100% | 14.25% |  | 25.35% |  |  |  | 0% | X | 1.2 | 0%
Waterside Economizer | College and University | E | 100% | 19% |  | 25.35% | X | 19% | 25.35% | 14.18% | X | 1.2 | 17.02%
Waterside Economizer | Grocery | E | 100% | 19% |  | 25.35% |  |  |  | 0% | X | 1.2 | 0%
Waterside Economizer | Healthcare | E | 100% | 19% |  | 25.35% |  |  |  | 0% | X | 1.2 | 0%
Waterside Economizer | Hospitals | E | 100% | 14.25% |  | 25.35% | X | 14.25% | 25.35% | 10.64% | X | 1.2 | 12.77%
Waterside Economizer | Institutional | E | 100% | 14.25% |  | 25.35% | X | 14.25% | 25.35% | 10.64% | X | 1.2 | 12.77%
Waterside Economizer | Lodging/Hospitality | E | 100% | 19% |  | 25.35% |  |  |  | 0% | X | 1.2 | 0%
Waterside Economizer | Miscellaneous | E | 100% | 19% |  | 25.35% |  |  |  | 0% | X | 1.2 | 0%
Waterside Economizer | Offices | E | 100% | 14.25% |  | 25.35% |  |  |  | 0% | X | 1.2 | 0%
Waterside Economizer | Restaurants | E | 100% | 19% |  | 25.35% |  |  |  | 0% | X | 1.2 | 0%
Waterside Economizer | Retail | E | 100% | 19% |  | 25.35% |  |  |  | 0% | X | 1.2 | 0%
Waterside Economizer | Schools K-12 | E | 100% | 19% |  | 25.35% |  |  |  | 0% | X | 1.2 | 0%
Waterside Economizer | Warehouse | E | 100% | 19% |  | 25.35% |  |  |  | 0% | X | 1.2 | 0%
Waterside Economizer | Assembly | N | 100% | 21.38% |  | 25.35% |  |  |  | 0% | X | 1.2 | 0%
Waterside Economizer | College and University | N | 100% | 19% |  | 25.35% | X | 19% | 25.35% | 14.18% | X | 1.2 | 17.02%
Waterside Economizer | Grocery | N | 100% | 19% |  | 25.35% |  |  |  | 0% | X | 1.2 | 0%
Waterside Economizer | Healthcare | N | 100% | 19% |  | 25.35% |  |  |  | 0% | X | 1.2 | 0%
Waterside Economizer | Hospitals | N | 100% | 21.38% |  | 25.35% | X | 21.38% | 25.35% | 15.96% | X | 1.2 | 19.15%
Waterside Economizer | Institutional | N | 100% | 21.38% |  | 25.35% | X | 21.38% | 25.35% | 15.96% | X | 1.2 | 19.15%
Waterside Economizer | Lodging/Hospitality | N | 100% | 19% |  | 25.35% |  |  |  | 0% | X | 1.2 | 0%
Waterside Economizer | Miscellaneous | N | 100% | 19% |  | 25.35% |  |  |  | 0% | X | 1.2 | 0%
Waterside Economizer | Offices | N | 100% | 21.38% |  | 25.35% |  |  |  | 0% | X | 1.2 | 0%
Waterside Economizer | Restaurants | N | 100% | 19% |  | 25.35% |  |  |  | 0% | X | 1.2 | 0%
Waterside Economizer | Retail | N | 100% | 19% |  | 25.35% |  |  |  | 0% | X | 1.2 | 0%
Waterside Economizer | Schools K-12 | N | 100% | 19% |  | 25.35% |  |  |  | 0% | X | 1.2 | 0%
Waterside Economizer | Warehouse | N | 100% | 19% |  | 25.35% |  |  |  | 0% | X | 1.2 | 0%
Window Sun Protection | Assembly | T |  | 11.25% |  | 30.32% | X | 11.25% | 30.32% | 7.839% |  |  | 7.839%
Window Sun Protection | College and University | T |  | 22.5% |  | 30.32% | X | 22.5% | 30.32% | 15.68% |  |  | 15.68%
Window Sun Protection | Grocery | T |  | 17.5% |  | 30.32% | X | 17.5% | 30.32% | 12.19% |  |  | 12.19%
Window Sun Protection | Healthcare | T |  | 17.5% |  | 30.32% | X | 17.5% | 30.32% | 12.19% |  |  | 12.19%
Window Sun Protection | Hospitals | T |  | 11.25% |  | 30.32% | X | 11.25% | 30.32% | 7.839% |  |  | 7.839%
Window Sun Protection | Institutional | T |  | 8.867% |  | 30.32% | X | 8.867% | 30.32% | 6.178% |  |  | 6.178%
Window Sun Protection | Lodging/Hospitality | T |  | 22.5% |  | 30.32% | X | 22.5% | 30.32% | 15.68% |  |  | 15.68%
Window Sun Protection | Miscellaneous | T |  | 16.12% |  | 20.37% | X | 16.12% | 20.37% | 12.84% |  |  | 12.84%
Window Sun Protection | Offices | T |  | 11.25% |  | 30.32% | X | 11.25% | 30.32% | 7.839% |  |  | 7.839%
Window Sun Protection | Restaurants | T |  | 17.5% |  | 30.32% | X | 17.5% | 30.32% | 12.19% |  |  | 12.19%
Window Sun Protection | Retail | T |  | 10.5% |  | 30.32% | X | 10.5% | 30.32% | 7.316% |  |  | 7.316%
Window Sun Protection | Schools K-12 | T |  | 22.5% |  | 30.32% | X | 22.5% | 30.32% | 15.68% |  |  | 15.68%
Window Sun Protection | Warehouse | T |  | 10.5% |  | 30.32% | X | 10.5% | 30.32% | 7.316% |  |  | 7.316%
Window Sun Protection | Assembly | N |  | 0% |  | 0.46% | X | 15.42% | 0.46% | 15.35% |  |  | 15.35%
Window Sun Protection | College and University | N |  | 0% |  | 0.46% | X | 15.42% | 0.46% | 15.35% |  |  | 15.35%
Window Sun Protection | Grocery | N |  | 0% |  | 0.46% | X | 15.42% | 0.46% | 15.35% |  |  | 15.35%
Window Sun Protection | Healthcare | N |  | 0% |  | 0.46% | X | 15.42% | 0.46% | 15.35% |  |  | 15.35%
Window Sun Protection | Hospitals | N |  | 0% |  | 0.46% | X | 15.42% | 0.46% | 15.35% |  |  | 15.35%
Window Sun Protection | Institutional | N |  | 0% |  | 0.46% | X | 15.42% | 0.46% | 15.35% |  |  | 15.35%
Window Sun Protection | Lodging/Hospitality | N |  | 0% |  | 0.46% | X | 15.42% | 0.46% | 15.35% |  |  | 15.35%
Window Sun Protection | Miscellaneous | N |  | 16.12% |  | 20.37% | X | 16.12% | 20.37% | 12.84% |  |  | 12.84%
Window Sun Protection | Offices | N |  | 0% |  | 0.46% | X | 15.42% | 0.46% | 15.35% |  |  | 15.35%
Window Sun Protection | Restaurants | N |  | 0% |  | 0.46% | X | 15.42% | 0.46% | 15.35% |  |  | 15.35%
Window Sun Protection | Retail | N |  | 0% |  | 0.46% | X | 15.42% | 0.46% | 15.35% |  |  | 15.35%
Window Sun Protection | Schools K-12 | N |  | 0% |  | 0.46% | X | 15.42% | 0.46% | 15.35% |  |  | 15.35%
Window Sun Protection | Warehouse | N |  | 0% |  | 0.46% | X | 15.42% | 0.46% | 15.35% |  |  | 15.35%
Bi-Level Lighting Control (Interior) | Assembly | E | 24.95% |  |  | 10% | X | 24.95% | 10% | 22.45% |  |  | 22.45%
Bi-Level Lighting Control (Interior) | College and University | E | 40% |  |  | 10% | X | 40% | 10% | 36% |  |  | 36%
Bi-Level Lighting Control (Interior) | Grocery | E | 24.95% |  |  | 10% | X | 24.95% | 10% | 22.45% |  |  | 22.45%
Bi-Level Lighting Control (Interior) | Healthcare | E | 40% |  |  | 10% | X | 40% | 10% | 36% |  |  | 36%
Bi-Level Lighting Control (Interior) | Hospitals | E | 40% |  |  | 10% | X | 40% | 10% | 36% |  |  | 36%
Bi-Level Lighting Control (Interior) | Institutional | E | 24.95% |  |  | 10% | X | 24.95% | 10% | 22.45% |  |  | 22.45%
Bi-Level Lighting Control (Interior) | Lodging/Hospitality | E | 40% |  |  | 10% | X | 40% | 10% | 36% |  |  | 36%
Bi-Level Lighting Control (Interior) | Miscellaneous | E | 24.95% |  |  | 10% | X | 24.95% | 10% | 22.45% |  |  | 22.45%
Bi-Level Lighting Control (Interior) | Offices | E | 40% |  |  | 10% | X | 40% | 10% | 36% |  |  | 36%
Bi-Level Lighting Control (Interior) | Restaurants | E | 10% |  |  | 10% | X | 10% | 10% | 9% |  |  | 9%
Bi-Level Lighting Control (Interior) | Retail | E | 40% |  |  | 10% | X | 40% | 10% | 36% |  |  | 36%
Bi-Level Lighting Control (Interior) | Schools K-12 | E | 24.95% |  |  | 10% | X | 24.95% | 10% | 22.45% |  |  | 22.45%
Bi-Level Lighting Control (Interior) | Warehouse | E | 40% |  |  | 10% | X | 40% | 10% | 36% |  |  | 36%
Bi-Level Lighting Control (Interior) | Assembly | N | 24.95% |  |  | 10% | X | 24.95% | 10% | 22.45% |  |  | 22.45%
Bi-Level Lighting Control (Interior) | College and University | N | 40% |  |  | 10% | X | 40% | 10% | 36% |  |  | 36%
Bi-Level Lighting Control (Interior) | Grocery | N | 24.95% |  |  | 10% | X | 24.95% | 10% | 22.45% |  |  | 22.45%
Bi-Level Lighting Control (Interior) | Healthcare | N | 40% |  |  | 10% | X | 40% | 10% | 36% |  |  | 36%
Bi-Level Lighting Control (Interior) | Hospitals | N | 40% |  |  | 10% | X | 40% | 10% | 36% |  |  | 36%
Bi-Level Lighting Control (Interior) | Institutional | N | 24.95% |  |  | 10% | X | 24.95% | 10% | 22.45% |  |  | 22.45%
Bi-Level Lighting Control (Interior) | Lodging/Hospitality | N | 40% |  |  | 10% | X | 40% | 10% | 36% |  |  | 36%
Bi-Level Lighting Control (Interior) | Miscellaneous | N | 24.95% |  |  | 10% | X | 24.95% | 10% | 22.45% |  |  | 22.45%
Bi-Level Lighting Control (Interior) | Offices | N | 40% |  |  | 10% | X | 40% | 10% | 36% |  |  | 36%
Bi-Level Lighting Control (Interior) | Restaurants | N | 10% |  |  | 10% | X | 10% | 10% | 9% |  |  | 9%
Bi-Level Lighting Control (Interior) | Retail | N | 40% |  |  | 10% | X | 40% | 10% | 36% |  |  | 36%
Bi-Level Lighting Control (Interior) | Schools K-12 | N | 24.95% |  |  | 10% | X | 24.95% | 10% | 22.45% |  |  | 22.45%
Bi-Level Lighting Control (Interior) | Warehouse | N | 40% |  |  | 10% | X | 40% | 10% | 36% |  |  | 36%
Interior Lighting Controls | Assembly | E | 20% |  |  | 24.57% | X | 20% | 24.57% | 15.09% |  |  | 15.09%
Interior Lighting Controls | College and University | E | 50% |  |  | 24.57% | X | 50% | 24.57% | 37.72% |  |  | 37.72%
Interior Lighting Controls | Grocery | E | 10% |  |  | 24.57% | X | 10% | 24.57% | 7.543% |  |  | 7.543%
Interior Lighting Controls | Healthcare | E | 50% |  |  | 24.57% | X | 50% | 24.57% | 37.72% |  |  | 37.72%
Interior Lighting Controls | Hospitals | E | 50% |  |  | 24.57% | X | 50% | 24.57% | 37.72% |  |  | 37.72%
Interior Lighting Controls | Institutional | E | 20% |  |  | 24.57% | X | 20% | 24.57% | 15.09% |  |  | 15.09%
Interior Lighting Controls | Lodging/Hospitality | E | 20% |  |  | 24.57% | X | 20% | 24.57% | 15.09% |  |  | 15.09%
Interior Lighting Controls | Miscellaneous | E | 20% |  |  | 24.57% | X | 20% | 24.57% | 15.09% |  |  | 15.09%
Interior Lighting Controls | Offices | E | 40% |  |  | 24.57% | X | 40% | 24.57% | 30.17% |  |  | 30.17%
Interior Lighting Controls | Restaurants | E | 10% |  |  | 24.57% | X | 10% | 24.57% | 7.543% |  |  | 7.543%
Interior Lighting Controls | Retail | E | 10% |  |  | 24.57% | X | 10% | 24.57% | 7.543% |  |  | 7.543%
Interior Lighting Controls | Schools K-12 | E | 50% |  |  | 24.57% | X | 50% | 24.57% | 37.72% |  |  | 37.72%
Interior Lighting Controls | Warehouse | E | 50% |  |  | 24.57% | X | 50% | 24.57% | 37.72% |  |  | 37.72%
Interior Lighting Controls | Assembly | N | 20% |  |  | 24.57% | X | 20% | 24.57% | 15.09% |  |  | 15.09%
Interior Lighting Controls | College and University | N | 50% |  |  | 24.57% | X | 50% | 24.57% | 37.72% |  |  | 37.72%
Interior Lighting Controls | Grocery | N | 10% |  |  | 24.57% | X | 10% | 24.57% | 7.543% |  |  | 7.543%
Interior Lighting Controls | Healthcare | N | 50% |  |  | 24.57% | X | 50% | 24.57% | 37.72% |  |  | 37.72%
Interior Lighting Controls | Hospitals | N | 50% |  |  | 24.57% | X | 50% | 24.57% | 37.72% |  |  | 37.72%
Interior Lighting Controls | Institutional | N | 20% |  |  | 24.57% | X | 20% | 24.57% | 15.09% |  |  | 15.09%
Interior Lighting Controls | Lodging/Hospitality | N | 20% |  |  | 24.57% | X | 20% | 24.57% | 15.09% |  |  | 15.09%
Interior Lighting Controls | Miscellaneous | N | 20% |  |  | 24.57% | X | 20% | 24.57% | 15.09% |  |  | 15.09%
Interior Lighting Controls | Offices | N | 40% |  |  | 24.57% | X | 40% | 24.57% | 30.17% |  |  | 30.17%
Interior Lighting Controls | Restaurants | N | 10% |  |  | 24.57% | X | 10% | 24.57% | 7.543% |  |  | 7.543%
Interior Lighting Controls | Retail | N | 10% |  |  | 24.57% | X | 10% | 24.57% | 7.543% |  |  | 7.543%
Interior Lighting Controls | Schools K-12 | N | 50% |  |  | 24.57% | X | 50% | 24.57% | 37.72% |  |  | 37.72%
Interior Lighting Controls | Warehouse | N | 50% |  |  | 24.57% | X | 50% | 24.57% | 37.72% |  |  | 37.72%
Efficient Motor Belts | Assembly | E | 0% | 9.63% |  | 50.23% | X | 9.63% | 50.23% | 4.793% |  |  | 4.793%
Efficient Motor Belts | College and University | E | 0% | 2.5% |  | 50.23% | X | 2.5% | 50.23% | 1.244% |  |  | 1.244%
Efficient Motor Belts | Grocery | E | 100% | 20% |  | 50.23% | X | 20% | 50.23% | 9.954% |  |  | 9.954%
Efficient Motor Belts | Healthcare | E | 0% | 2.5% |  | 50.23% | X | 2.5% | 50.23% | 1.244% |  |  | 1.244%
Efficient Motor Belts | Hospitals | E | 0% | 2.5% |  | 50.23% | X | 2.5% | 50.23% | 1.244% |  |  | 1.244%
Efficient Motor Belts | Institutional | E | 0% | 9.63% |  | 50.23% | X | 9.63% | 50.23% | 4.793% |  |  | 4.793%
Efficient Motor Belts | Lodging/Hospitality | E | 0% | 2.5% |  | 50.23% | X | 2.5% | 50.23% | 1.244% |  |  | 1.244%
Efficient Motor Belts | Miscellaneous | E | 0% | 9.63% |  | 50.23% | X | 9.63% | 50.23% | 4.793% |  |  | 4.793%
Efficient Motor Belts | Offices | E | 0% | 9.63% |  | 50.23% | X | 9.63% | 50.23% | 4.793% |  |  | 4.793%
Efficient Motor Belts | Restaurants | E | 0% | 2.5% |  | 50.23% | X | 2.5% | 50.23% | 1.244% |  |  | 1.244%
Efficient Motor Belts | Retail | E | 0% | 2.5% |  | 50.23% | X | 2.5% | 50.23% | 1.244% |  |  | 1.244%
Efficient Motor Belts | Schools K-12 | E | 0% | 2.5% |  | 50.23% | X | 2.5% | 50.23% | 1.244% |  |  | 1.244%
Efficient Motor Belts | Warehouse | E | 0% | 9.63% |  | 50.23% | X | 9.63% | 50.23% | 4.793% |  |  | 4.793%
Efficient Motor Belts | Assembly | N | 0% | 9.63% |  | 50.23% | X | 9.63% | 50.23% | 4.793% |  |  | 4.793%
Efficient Motor Belts | College and University | N | 0% | 10% |  | 50.23% | X | 10% | 50.23% | 4.977% |  |  | 4.977%
Efficient Motor Belts | Grocery | N | 100% | 20% |  | 50.23% | X | 20% | 50.23% | 9.954% |  |  | 9.954%
Efficient Motor Belts | Healthcare | N | 0% | 10% |  | 50.23% | X | 10% | 50.23% | 4.977% |  |  | 4.977%
Efficient Motor Belts | Hospitals | N | 0% | 10% |  | 50.23% | X | 10% | 50.23% | 4.977% |  |  | 4.977%
Efficient Motor Belts | Institutional | N | 0% | 9.63% |  | 50.23% | X | 9.63% | 50.23% | 4.793% |  |  | 4.793%
Efficient Motor Belts | Lodging/Hospitality | N | 0% | 10% |  | 50.23% | X | 10% | 50.23% | 4.977% |  |  | 4.977%
Efficient Motor Belts | Miscellaneous | N | 0% | 9.63% |  | 50.23% | X | 9.63% | 50.23% | 4.793% |  |  | 4.793%
Efficient Motor Belts | Offices | N | 0% | 9.63% |  | 50.23% | X | 9.63% | 50.23% | 4.793% |  |  | 4.793%
Efficient Motor Belts | Restaurants | N | 0% | 10% |  | 50.23% | X | 10% | 50.23% | 4.977% |  |  | 4.977%
Efficient Motor Belts | Retail | N | 0% | 10% |  | 50.23% | X | 10% | 50.23% | 4.977% |  |  | 4.977%
Efficient Motor Belts | Schools K-12 | N | 0% | 10% |  | 50.23% | X | 10% | 50.23% | 4.977% |  |  | 4.977%
Efficient Motor Belts | Warehouse | N | 0% | 9.63% |  | 50.23% | X | 9.63% | 50.23% | 4.793% |  |  | 4.793%
Engine Block Timer | Assembly | E |  | 9.63% |  | 50.23% |  |  |  | 0% |  |  | 0%
Engine Block Timer | College and University | E |  | 2.5% |  | 50.23% | X | 2.5% | 50.23% | 1.244% |  |  | 1.244%
Engine Block Timer | Grocery | E |  | 20% |  | 50.23% |  |  |  | 0% |  |  | 0%
Engine Block Timer | Healthcare | E |  | 2.5% |  | 50.23% | X | 2.5% | 50.23% | 1.244% |  |  | 1.244%
Engine Block Timer | Hospitals | E |  | 2.5% |  | 50.23% | X | 2.5% | 50.23% | 1.244% |  |  | 1.244%
Engine Block Timer | Institutional | E |  | 9.63% |  | 50.23% | X | 9.63% | 50.23% | 4.793% |  |  | 4.793%
Engine Block Timer | Lodging/Hospitality | E |  | 2.5% |  | 50.23% | X | 2.5% | 50.23% | 1.244% |  |  | 1.244%
Engine Block Timer | Miscellaneous | E |  | 9.63% |  | 50.23% |  |  |  | 0% |  |  | 0%
Engine Block Timer | Offices | E |  | 9.63% |  | 50.23% | X | 9.63% | 50.23% | 4.793% |  |  | 4.793%
Engine Block Timer | Restaurants | E |  | 2.5% |  | 50.23% |  |  |  | 0% |  |  | 0%
Engine Block Timer | Retail | E |  | 2.5% |  | 50.23% |  |  |  | 0% |  |  | 0%
Engine Block Timer | Schools K-12 | E |  | 2.5% |  | 50.23% |  |  |  | 0% |  |  | 0%
Engine Block Timer | Warehouse | E |  | 9.63% |  | 50.23% |  |  |  | 0% |  |  | 0%
Engine Block Timer | Assembly | N |  | 9.63% |  | 50.23% |  |  |  | 0% |  |  | 0%
Engine Block Timer | College and University | N |  | 10% |  | 50.23% | X | 10% | 50.23% | 4.977% |  |  | 4.977%
Engine Block Timer | Grocery | N |  | 20% |  | 50.23% |  |  |  | 0% |  |  | 0%
Engine Block Timer | Healthcare | N |  | 10% |  | 50.23% | X | 10% | 50.23% | 4.977% |  |  | 4.977%
Engine Block Timer | Hospitals | N |  | 10% |  | 50.23% | X | 10% | 50.23% | 4.977% |  |  | 4.977%
Engine Block Timer | Institutional | N |  | 9.63% |  | 50.23% | X | 9.63% | 50.23% | 4.793% |  |  | 4.793%
Engine Block Timer | Lodging/Hospitality | N |  | 10% |  | 50.23% | X | 10% | 50.23% | 4.977% |  |  | 4.977%
Engine Block Timer | Miscellaneous | N |  | 9.63% |  | 50.23% |  |  |  | 0% |  |  | 0%
Engine Block Timer | Offices | N |  | 9.63% |  | 50.23% | X | 9.63% | 50.23% | 4.793% |  |  | 4.793%
Engine Block Timer | Restaurants | N |  | 10% |  | 50.23% |  |  |  | 0% |  |  | 0%
Engine Block Timer | Retail | N |  | 10% |  | 50.23% |  |  |  | 0% |  |  | 0%
Engine Block Timer | Schools K-12 | N |  | 10% |  | 50.23% |  |  |  | 0% |  |  | 0%
Engine Block Timer | Warehouse | N |  | 9.63% |  | 50.23% |  |  |  | 0% |  |  | 0%
Regenerative Drive Elevator Motor | Assembly | E |  | 14% |  | 25.35% | X | 14% | 25.35% | 10.45% |  |  | 10.45%
Regenerative Drive Elevator Motor | College and University | E |  | 14% |  | 25.35% | X | 14% | 25.35% | 10.45% |  |  | 10.45%
Regenerative Drive Elevator Motor | Grocery | E |  | 25.83% |  | 25.35% |  |  |  | 0% |  |  | 0%
Regenerative Drive Elevator Motor | Healthcare | E |  | 14% |  | 25.35% | X | 14% | 25.35% | 10.45% |  |  | 10.45%
Regenerative Drive Elevator Motor | Hospitals | E |  | 14% |  | 25.35% | X | 14% | 25.35% | 10.45% |  |  | 10.45%
Regenerative Drive Elevator Motor | Institutional | E |  | 14% |  | 25.35% | X | 14% | 25.35% | 10.45% |  |  | 10.45%
Regenerative Drive Elevator Motor | Lodging/Hospitality | E |  | 14% |  | 25.35% | X | 14% | 25.35% | 10.45% |  |  | 10.45%
Regenerative Drive Elevator Motor | Miscellaneous | E |  | 25.83% |  | 25.35% |  |  |  | 0% |  |  | 0%
Regenerative Drive Elevator Motor | Offices | E |  | 14% |  | 25.35% | X | 14% | 25.35% | 10.45% |  |  | 10.45%
Regenerative Drive Elevator Motor | Restaurants | E |  | 3% |  | 25.35% | X | 3% | 25.35% | 2.24% |  |  | 2.24%
Regenerative Drive Elevator Motor | Retail | E |  | 3% |  | 25.35% | X | 3% | 25.35% | 2.24% |  |  | 2.24%
Regenerative Drive Elevator Motor | Schools K-12 | E |  | 14% |  | 25.35% | X | 14% | 25.35% | 10.45% |  |  | 10.45%
Regenerative Drive Elevator Motor | Warehouse | E |  | 3% |  | 25.35% | X | 3% | 25.35% | 2.24% |  |  | 2.24%
Regenerative Drive Elevator Motor | Assembly | N |  | 0% |  | 25.35% | X | 14.96% | 25.35% | 11.17% |  |  | 11.17%
Regenerative Drive Elevator Motor | College and University | N |  | 0% |  | 25.35% | X | 14.96% | 25.35% | 11.17% |  |  | 11.17%
Regenerative Drive Elevator Motor | Grocery | N |  | 25.83% |  | 25.35% |  |  |  | 0% |  |  | 0%
Regenerative Drive Elevator Motor | Healthcare | N |  | 0% |  | 25.35% | X | 14.96% | 25.35% | 11.17% |  |  | 11.17%
Regenerative Drive Elevator Motor | Hospitals | N |  | 0% |  | 25.35% | X | 14.96% | 25.35% | 11.17% |  |  | 11.17%
Regenerative Drive Elevator Motor | Institutional | N |  | 0% |  | 25.35% | X | 14.96% | 25.35% | 11.17% |  |  | 11.17%
Regenerative Drive Elevator Motor | Lodging/Hospitality | N |  | 0% |  | 25.35% | X | 14.96% | 25.35% | 11.17% |  |  | 11.17%
Regenerative Drive Elevator Motor | Miscellaneous | N |  | 25.83% |  | 25.35% |  |  |  | 0% |  |  | 0%
Regenerative Drive Elevator Motor | Offices | N |  | 0% |  | 25.35% | X | 14.96% | 25.35% | 11.17% |  |  | 11.17%
Regenerative Drive Elevator Motor | Restaurants | N |  | 0% |  | 25.35% | X | 14.96% | 25.35% | 11.17% |  |  | 11.17%
Regenerative Drive Elevator Motor | Retail | N |  | 0% |  | 25.35% | X | 14.96% | 25.35% | 11.17% |  |  | 11.17%
Regenerative Drive Elevator Motor | Schools K-12 | N |  | 0% |  | 25.35% | X | 14.96% | 25.35% | 11.17% |  |  | 11.17%
Regenerative Drive Elevator Motor | Warehouse | N |  | 0% |  | 25.35% | X | 14.96% | 25.35% | 11.17% |  |  | 11.17%
VSD Controlled Compressor | Assembly | E | 0% | 7.5% |  | 26.01% | X | 7.5% | 26.01% | 5.549% |  |  | 5.549%
VSD Controlled Compressor | College and University | E | 0% | 10% |  | 26.01% | X | 10% | 26.01% | 7.399% |  |  | 7.399%
VSD Controlled Compressor | Grocery | E | 50% | 31.42% |  | 25.62% | X | 31.42% | 25.62% | 23.37% |  |  | 23.37%
VSD Controlled Compressor | Healthcare | E | 0% | 10% |  | 26.01% | X | 10% | 26.01% | 7.399% |  |  | 7.399%
VSD Controlled Compressor | Hospitals | E | 0% | 7.5% |  | 26.01% | X | 7.5% | 26.01% | 5.549% |  |  | 5.549%
VSD Controlled Compressor | Institutional | E | 0% | 7.5% |  | 26.01% | X | 7.5% | 26.01% | 5.549% |  |  | 5.549%
VSD Controlled Compressor | Lodging/Hospitality | E | 0% | 10% |  | 26.01% | X | 10% | 26.01% | 7.399% |  |  | 7.399%
VSD Controlled Compressor | Miscellaneous | E | 0% | 31.42% |  | 25.62% | X | 31.42% | 25.62% | 23.37% |  |  | 23.37%
VSD Controlled Compressor | Offices | E | 0% | 7.5% |  | 26.01% | X | 7.5% | 26.01% | 5.549% |  |  | 5.549%
VSD Controlled Compressor | Restaurants | E | 0% | 10% |  | 26.01% | X | 10% | 26.01% | 7.399% |  |  | 7.399%
VSD Controlled Compressor | Retail | E | 0% | 10% |  | 26.01% | X | 10% | 26.01% | 7.399% |  |  | 7.399%
VSD Controlled Compressor | Schools K-12 | E | 0% | 10% |  | 26.01% | X | 10% | 26.01% | 7.399% |  |  | 7.399%
VSD Controlled Compressor | Warehouse | E | 0% | 10% |  | 26.01% | X | 10% | 26.01% | 7.399% |  |  | 7.399%
VSD Controlled Compressor | Assembly | N | 0% | 37.5% |  | 26.01% | X | 37.5% | 26.01% | 27.75% |  |  | 27.75%
VSD Controlled Compressor | College and University | N | 0% | 50% |  | 26.01% | X | 50% | 26.01% | 36.99% |  |  | 36.99%
VSD Controlled Compressor | Grocery | N | 50% | 31.42% |  | 25.62% | X | 31.42% | 25.62% | 23.37% |  |  | 23.37%
VSD Controlled Compressor | Healthcare | N | 0% | 50% |  | 26.01% | X | 50% | 26.01% | 36.99% |  |  | 36.99%
VSD Controlled Compressor | Hospitals | N | 0% | 37.5% |  | 26.01% | X | 37.5% | 26.01% | 27.75% |  |  | 27.75%
VSD Controlled Compressor | Institutional | N | 0% | 37.5% |  | 26.01% | X | 37.5% | 26.01% | 27.75% |  |  | 27.75%
VSD Controlled Compressor | Lodging/Hospitality | N | 0% | 50% |  | 26.01% | X | 50% | 26.01% | 36.99% |  |  | 36.99%
VSD Controlled Compressor | Miscellaneous | N | 0% | 31.42% |  | 25.62% | X | 31.42% | 25.62% | 23.37% |  |  | 23.37%
VSD Controlled Compressor | Offices | N | 0% | 37.5% |  | 26.01% | X | 37.5% | 26.01% | 27.75% |  |  | 27.75%
VSD Controlled Compressor | Restaurants | N | 0% | 50% |  | 26.01% | X | 50% | 26.01% | 36.99% |  |  | 36.99%
VSD Controlled Compressor | Retail | N | 0% | 50% |  | 26.01% | X | 50% | 26.01% | 36.99% |  |  | 36.99%
VSD Controlled Compressor | Schools K-12 | N | 0% | 50% |  | 26.01% | X | 50% | 26.01% | 36.99% |  |  | 36.99%
VSD Controlled Compressor | Warehouse | N | 0% | 50% |  | 26.01% | X | 50% | 26.01% | 36.99% |  |  | 36.99%
Network PC Power Management | Assembly | E | 75% | 0% |  | 70.14% |  |  |  | 0% |  |  | 0%
Network PC Power Management | College and University | E | 75% | 80% |  | 70.14% | X | 75% | 70.14% | 22.4% |  |  | 22.4%
Network PC Power Management | Grocery | E | 75% | 0% |  | 70.14% |  |  |  | 0% |  |  | 0%
Network PC Power Management | Healthcare | E | 75% | 0% |  | 70.14% | X | 75% | 70.14% | 22.4% |  |  | 22.4%
Network PC Power Management | Hospitals | E | 75% | 0% |  | 70.14% | X | 75% | 70.14% | 22.4% |  |  | 22.4%
Network PC Power Management | Institutional | E | 75% | 80% |  | 70.14% | X | 75% | 70.14% | 22.4% |  |  | 22.4%
Network PC Power Management | Lodging/Hospitality | E | 75% | 0% |  | 70.14% | X | 75% | 70.14% | 22.4% |  |  | 22.4%
Network PC Power Management | Miscellaneous | E | 75% | 80% |  | 70.14% |  |  |  | 0% |  |  | 0%
Network PC Power Management | Offices | E | 75% | 0% |  | 70.14% | X | 75% | 70.14% | 22.4% |  |  | 22.4%
Network PC Power Management | Restaurants | E | 75% | 80% |  | 70.14% |  |  |  | 0% |  |  | 0%
Network PC Power Management | Retail | E | 75% | 0% |  | 70.14% | X | 75% | 70.14% | 22.4% |  |  | 22.4%
Network PC Power Management | Schools K-12 | E | 75% | 80% |  | 70.14% | X | 75% | 70.14% | 22.4% |  |  | 22.4%
Network PC Power Management | Warehouse | E | 75% | 80% |  | 70.14% |  |  |  | 0% |  |  | 0%
Network PC Power Management | Assembly | N | 75% | 0% |  | 70.14% |  |  |  | 0% |  |  | 0%
Network PC Power Management | College and University | N | 75% | 80% |  | 70.14% | X | 75% | 70.14% | 22.4% |  |  | 22.4%
Network PC Power Management | Grocery | N | 75% | 0% |  | 70.14% |  |  |  | 0% |  |  | 0%
Network PC Power Management | Healthcare | N | 75% | 0% |  | 70.14% | X | 75% | 70.14% | 22.4% |  |  | 22.4%
Network PC Power Management | Hospitals | N | 75% | 0% |  | 70.14% | X | 75% | 70.14% | 22.4% |  |  | 22.4%
Network PC Power Management | Institutional | N | 75% | 80% |  | 70.14% | X | 75% | 70.14% | 22.4% |  |  | 22.4%
Network PC Power Management | Lodging/Hospitality | N | 75% | 0% |  | 70.14% | X | 75% | 70.14% | 22.4% |  |  | 22.4%
Network PC Power Management | Miscellaneous | N | 75% | 80% |  | 70.14% |  |  |  | 0% |  |  | 0%
Network PC Power Management | Offices | N | 75% | 0% |  | 70.14% | X | 75% | 70.14% | 22.4% |  |  | 22.4%
Network PC Power Management | Restaurants | N | 75% | 80% |  | 70.14% |  |  |  | 0% |  |  | 0%
Network PC Power Management | Retail | N | 75% | 0% |  | 70.14% | X | 75% | 70.14% | 22.4% |  |  | 22.4%
Network PC Power Management | Schools K-12 | N | 75% | 80% |  | 70.14% | X | 75% | 70.14% | 22.4% |  |  | 22.4%
Network PC Power Management | Warehouse | N | 75% | 80% |  | 70.14% |  |  |  | 0% |  |  | 0%
Smart Strip Plug Outlet | Assembly | E |  | 0% |  | 10.41% | X | 49% | 10.41% | 43.9% |  |  | 43.9%
Smart Strip Plug Outlet | College and University | E |  | 49% |  | 10.41% | X | 49% | 10.41% | 43.9% |  |  | 43.9%
Smart Strip Plug Outlet | Grocery | E |  | 0% |  | 10.41% | X | 49% | 10.41% | 43.9% |  |  | 43.9%
Smart Strip Plug Outlet | Healthcare | E |  | 0% |  | 10.41% | X | 49% | 10.41% | 43.9% |  |  | 43.9%
Smart Strip Plug Outlet | Hospitals | E |  | 0% |  | 10.41% | X | 49% | 10.41% | 43.9% |  |  | 43.9%
Smart Strip Plug Outlet | Institutional | E |  | 49% |  | 10.41% | X | 49% | 10.41% | 43.9% |  |  | 43.9%
Smart Strip Plug Outlet | Lodging/Hospitality | E |  | 0% |  | 10.41% | X | 49% | 10.41% | 43.9% |  |  | 43.9%
Smart Strip Plug Outlet | Miscellaneous | E |  | 49% |  | 10.41% | X | 49% | 10.41% | 43.9% |  |  | 43.9%
Smart Strip Plug Outlet | Offices | E |  | 0% |  | 10.41% | X | 49% | 10.41% | 43.9% |  |  | 43.9%
Smart Strip Plug Outlet | Restaurants | E |  | 49% |  | 10.41% | X | 49% | 10.41% | 43.9% |  |  | 43.9%
Smart Strip Plug Outlet | Retail | E |  | 0% |  | 10.41% | X | 49% | 10.41% | 43.9% |  |  | 43.9%
Smart Strip Plug Outlet | Schools K-12 | E |  | 49% |  | 10.41% | X | 49% | 10.41% | 43.9% |  |  | 43.9%
Smart Strip Plug Outlet | Warehouse | E |  | 49% |  | 10.41% | X | 49% | 10.41% | 43.9% |  |  | 43.9%
Smart Strip Plug Outlet | Assembly | N |  | 49% |  | 10.41% | X | 49% | 10.41% | 43.9% |  |  | 43.9%
Smart Strip Plug Outlet | College and University | N |  | 49% |  | 10.41% | X | 49% | 10.41% | 43.9% |  |  | 43.9%
Smart Strip Plug Outlet | Grocery | N |  | 49% |  | 10.41% | X | 49% | 10.41% | 43.9% |  |  | 43.9%
Smart Strip Plug Outlet | Healthcare | N |  | 49% |  | 10.41% | X | 49% | 10.41% | 43.9% |  |  | 43.9%
Smart Strip Plug Outlet | Hospitals | N |  | 49% |  | 10.41% | X | 49% | 10.41% | 43.9% |  |  | 43.9%
Smart Strip Plug Outlet | Institutional | N |  | 49% |  | 10.41% | X | 49% | 10.41% | 43.9% |  |  | 43.9%
Smart Strip Plug Outlet | Lodging/Hospitality | N |  | 49% |  | 10.41% | X | 49% | 10.41% | 43.9% |  |  | 43.9%
Smart Strip Plug Outlet | Miscellaneous | N |  | 49% |  | 10.41% | X | 49% | 10.41% | 43.9% |  |  | 43.9%
Smart Strip Plug Outlet | Offices | N |  | 49% |  | 10.41% | X | 49% | 10.41% | 43.9% |  |  | 43.9%
Smart Strip Plug Outlet | Restaurants | N |  | 49% |  | 10.41% | X | 49% | 10.41% | 43.9% |  |  | 43.9%
Smart Strip Plug Outlet | Retail | N |  | 49% |  | 10.41% | X | 49% | 10.41% | 43.9% |  |  | 43.9%
Smart Strip Plug Outlet | Schools K-12 | N |  | 49% |  | 10.41% | X | 49% | 10.41% | 43.9% |  |  | 43.9%
Smart Strip Plug Outlet | Warehouse | N |  | 49% |  | 10.41% | X | 49% | 10.41% | 43.9% |  |  | 43.9%
Anti-Sweat Controls | Assembly | E | 0% | 42% |  | 78.07% | X | 42% | 78.07% | 9.21% |  |  | 9.21%
Anti-Sweat Controls | College and University | E | 0% | 42% |  | 78.07% | X | 42% | 78.07% | 9.21% |  |  | 9.21%
Anti-Sweat Controls | Grocery | E | 100% | 42% |  | 67.47% | X | 42% | 67.47% | 13.66% |  |  | 13.66%
Anti-Sweat Controls | Healthcare | E | 0% | 42% |  | 78.07% | X | 42% | 78.07% | 9.21% |  |  | 9.21%
Anti-Sweat Controls | Hospitals | E | 0% | 42% |  | 78.07% | X | 42% | 78.07% | 9.21% |  |  | 9.21%
Anti-Sweat Controls | Institutional | E | 0% | 42% |  | 78.07% |  |  |  | 0% |  |  | 0%
Anti-Sweat Controls | Lodging/Hospitality | E | 0% | 42% |  | 78.07% | X | 42% | 78.07% | 9.21% |  |  | 9.21%
Anti-Sweat Controls | Miscellaneous | E | 0% | 42% |  | 78.07% |  |  |  | 0% |  |  | 0%
Anti-Sweat Controls | Offices | E | 0% | 42% |  | 78.07% |  |  |  | 0% |  |  | 0%
Anti-Sweat Controls | Restaurants | E | 0% | 42% |  | 78.07% | X | 42% | 78.07% | 9.21% |  |  | 9.21%
Anti-Sweat Controls | Retail | E | 0% | 42% |  | 67.47% | X | 42% | 67.47% | 13.66% |  |  | 13.66%
Anti-Sweat Controls | Schools K-12 | E | 0% | 42% |  | 78.07% | X | 42% | 78.07% | 9.21% |  |  | 9.21%
Anti-Sweat Controls | Warehouse | E | 0% | 42% |  | 78.07% |  |  |  | 0% |  |  | 0%
Anti-Sweat Controls | Assembly | N | 0% | 42% |  | 78.07% |  |  |  | 0% |  |  | 0%
Anti-Sweat Controls | College and University | N | 0% | 0% |  | 99.28% |  |  |  | 0% |  |  | 0%
Anti-Sweat Controls | Grocery | N | 100% | 0% |  | 99.28% |  |  |  | 0% |  |  | 0%
Anti-Sweat Controls | Healthcare | N | 0% | 0% |  | 99.28% |  |  |  | 0% |  |  | 0%
Anti-Sweat Controls | Hospitals | N | 0% | 0% |  | 99.28% |  |  |  | 0% |  |  | 0%
Anti-Sweat Controls | Institutional | N | 0% | 42% |  | 78.07% |  |  |  | 0% |  |  | 0%
Anti-Sweat Controls | Lodging/Hospitality | N | 0% | 0% |  | 99.28% |  |  |  | 0% |  |  | 0%
Anti-Sweat Controls | Miscellaneous | N | 0% | 42% |  | 78.07% |  |  |  | 0% |  |  | 0%
Anti-Sweat Controls | Offices | N | 0% | 42% |  | 78.07% |  |  |  | 0% |  |  | 0%
Anti-Sweat Controls | Restaurants | N | 0% | 0% |  | 99.28% |  |  |  | 0% |  |  | 0%
Anti-Sweat Controls | Retail | N | 0% | 0% |  | 99.28% |  |  |  | 0% |  |  | 0%
Anti-Sweat Controls | Schools K-12 | N | 0% | 0% |  | 99.28% |  |  |  | 0% |  |  | 0%
Anti-Sweat Controls | Warehouse | N | 0% | 42% |  | 78.07% |  |  |  | 0% |  |  | 0%
Automatic Door Closer for Walk-in Coolers and Freezers | Assembly | E |  | 75% |  | 25.35% | X | 75% | 25.35% | 55.99% |  |  | 55.99%
Automatic Door Closer for Walk-in Coolers and Freezers | College and University | E |  | 0% |  | 25.35% | X | 75% | 25.35% | 55.99% |  |  | 55.99%
Automatic Door Closer for Walk-in Coolers and Freezers | Grocery | E |  | 0% |  | 25.35% | X | 75% | 25.35% | 55.99% |  |  | 55.99%
Automatic Door Closer for Walk-in Coolers and Freezers | Healthcare | E |  | 0% |  | 25.35% | X | 75% | 25.35% | 55.99% |  |  | 55.99%
Automatic Door Closer for Walk-in Coolers and Freezers | Hospitals | E |  | 0% |  | 25.35% | X | 75% | 25.35% | 55.99% |  |  | 55.99%
Automatic Door Closer for Walk-in Coolers and Freezers | Institutional | E |  | 75% |  | 25.35% |  |  |  | 0% |  |  | 0%
Automatic Door Closer for Walk-in Coolers and Freezers | Lodging/Hospitality | E |  | 0% |  | 25.35% | X | 75% | 25.35% | 55.99% |  |  | 55.99%
Automatic Door Closer for Walk-in Coolers and Freezers | Miscellaneous | E |  | 75% |  | 25.35% |  |  |  | 0% |  |  | 0%
Automatic Door Closer for Walk-in Coolers and Freezers | Offices | E |  | 75% |  | 25.35% |  |  |  | 0% |  |  | 0%
Automatic Door Closer for Walk-in Coolers and Freezers | Restaurants | E |  | 0% |  | 25.35% | X | 75% | 25.35% | 55.99% |  |  | 55.99%
Automatic Door Closer for Walk-in Coolers and Freezers | Retail | E |  | 0% |  | 25.35% | X | 75% | 25.35% | 55.99% |  |  | 55.99%
Automatic Door Closer for Walk-in Coolers and Freezers | Schools K-12 | E |  | 0% |  | 25.35% | X | 75% | 25.35% | 55.99% |  |  | 55.99%
Automatic Door Closer for Walk-in Coolers and Freezers | Warehouse | E |  | 75% |  | 25.35% |  |  |  | 0% |  |  | 0%
Automatic Door Closer for Walk-in Coolers and Freezers | Assembly | N |  | 75% |  | 25.35% | X | 75% | 25.35% | 55.99% |  |  | 55.99%
Automatic Door Closer for Walk-in Coolers and Freezers | College and University | N |  | 0% |  | 25.35% | X | 75% | 25.35% | 55.99% |  |  | 55.99%
Automatic Door Closer for Walk-in Coolers and Freezers | Grocery | N |  | 0% |  | 25.35% | X | 75% | 25.35% | 55.99% |  |  | 55.99%
Automatic Door Closer for Walk-in Coolers and Freezers | Healthcare | N |  | 0% |  | 25.35% | X | 75% | 25.35% | 55.99% |  |  | 55.99%
Automatic Door Closer for Walk-in Coolers and Freezers | Hospitals | N |  | 0% |  | 25.35% | X | 75% | 25.35% | 55.99% |  |  | 55.99%
Automatic Door Closer for Walk-in Coolers and Freezers | Institutional | N |  | 75% |  | 25.35% |  |  |  | 0% |  |  | 0%
Automatic Door Closer for Walk-in Coolers and Freezers | Lodging/Hospitality | N |  | 0% |  | 25.35% | X | 75% | 25.35% | 55.99% |  |  | 55.99%
Automatic Door Closer for Walk-in Coolers and Freezers | Miscellaneous | N |  | 75% |  | 25.35% |  |  |  | 0% |  |  | 0%
Automatic Door Closer for Walk-in Coolers and Freezers | Offices | N |  | 75% |  | 25.35% |  |  |  | 0% |  |  | 0%
Automatic Door Closer for Walk-in Coolers and Freezers | Restaurants | N |  | 0% |  | 25.35% | X | 75% | 25.35% | 55.99% |  |  | 55.99%
Automatic Door Closer for Walk-in Coolers and Freezers | Retail | N |  | 0% |  | 25.35% | X | 75% | 25.35% | 55.99% |  |  | 55.99%
Automatic Door Closer for Walk-in Coolers and Freezers | Schools K-12 | N |  | 0% |  | 25.35% | X | 75% | 25.35% | 55.99% |  |  | 55.99%
Automatic Door Closer for Walk-in Coolers and Freezers | Warehouse | N |  | 75% |  | 25.35% |  |  |  | 0% |  |  | 0%
Demand Defrost | Assembly | E | 0% | 95% |  | 55.36% | X | 95% | 55.36% | 42.41% |  |  | 42.41%
Demand Defrost | College and University | E | 0% | 0% |  | 33.04% | X | 95% | 33.04% | 63.61% |  |  | 63.61%
Demand Defrost | Grocery | E | 100% | 0% |  | 33.04% | X | 100% | 33.04% | 66.96% |  |  | 66.96%
Demand Defrost | Healthcare | E | 0% | 0% |  | 33.04% | X | 95% | 33.04% | 63.61% |  |  | 63.61%
Demand Defrost | Hospitals | E | 0% | 0% |  | 33.04% | X | 95% | 33.04% | 63.61% |  |  | 63.61%
Demand Defrost | Institutional | E | 0% | 95% |  | 55.36% |  |  |  | 0% |  |  | 0%
Demand Defrost | Lodging/Hospitality | E | 0% | 0% |  | 33.04% | X | 95% | 33.04% | 63.61% |  |  | 63.61%
Demand Defrost | Miscellaneous | E | 0% | 95% |  | 55.36% |  |  |  | 0% |  |  | 0%
Demand Defrost | Offices | E | 0% | 95% |  | 55.36% |  |  |  | 0% |  |  | 0%
Demand Defrost | Restaurants | E | 0% | 0% |  | 33.04% | X | 95% | 33.04% | 63.61% |  |  | 63.61%
Demand Defrost | Retail | E | 0% | 0% |  | 33.04% | X | 95% | 33.04% | 63.61% |  |  | 63.61%
Demand Defrost | Schools K-12 | E | 0% | 0% |  | 33.04% | X | 95% | 33.04% | 63.61% |  |  | 63.61%
Demand Defrost | Warehouse | E | 0% | 95% |  | 55.36% |  |  |  | 0% |  |  | 0%
Demand Defrost | Assembly | N | 0% | 95% |  | 55.36% | X | 95% | 55.36% | 42.41% |  |  | 42.41%
Demand Defrost | College and University | N | 0% | 0% |  | 100% | X | 95% | 100% | 0% |  |  | 0%
Demand Defrost | Grocery | N | 100% | 0% |  | 100% | X | 100% | 100% | 0% |  |  | 0%
Demand Defrost | Healthcare | N | 0% | 0% |  | 100% | X | 95% | 100% | 0% |  |  | 0%
Demand Defrost | Hospitals | N | 0% | 0% |  | 100% | X | 95% | 100% | 0% |  |  | 0%
Demand Defrost | Institutional | N | 0% | 95% |  | 55.36% |  |  |  | 0% |  |  | 0%
Demand Defrost | Lodging/Hospitality | N | 0% | 0% |  | 100% | X | 95% | 100% | 0% |  |  | 0%
Demand Defrost | Miscellaneous | N | 0% | 95% |  | 55.36% |  |  |  | 0% |  |  | 0%
Demand Defrost | Offices | N | 0% | 95% |  | 55.36% |  |  |  | 0% |  |  | 0%
Demand Defrost | Restaurants | N | 0% | 0% |  | 100% | X | 95% | 100% | 0% |  |  | 0%
Demand Defrost | Retail | N | 0% | 0% |  | 100% | X | 95% | 100% | 0% |  |  | 0%
Demand Defrost | Schools K-12 | N | 0% | 0% |  | 100% | X | 95% | 100% | 0% |  |  | 0%
Demand Defrost | Warehouse | N | 0% | 95% |  | 55.36% |  |  |  | 0% |  |  | 0%
Door Gasket (Freezer) | Assembly | E | 0% | 95% |  | 55.36% | X | 95% | 55.36% | 42.41% |  |  | 42.41%
Door Gasket (Freezer) | College and University | E | 0% | 0% |  | 33.04% | X | 95% | 33.04% | 63.61% |  |  | 63.61%
Door Gasket (Freezer) | Grocery | E | 100% | 0% |  | 33.04% | X | 100% | 33.04% | 66.96% |  |  | 66.96%
Door Gasket (Freezer) | Healthcare | E | 0% | 0% |  | 33.04% | X | 95% | 33.04% | 63.61% |  |  | 63.61%
Door Gasket (Freezer) | Hospitals | E | 0% | 0% |  | 33.04% | X | 95% | 33.04% | 63.61% |  |  | 63.61%
Door Gasket (Freezer) | Institutional | E | 0% | 95% |  | 55.36% |  |  |  | 0% |  |  | 0%
Door Gasket (Freezer) | Lodging/Hospitality | E | 0% | 0% |  | 33.04% | X | 95% | 33.04% | 63.61% |  |  | 63.61%
Door Gasket (Freezer) | Miscellaneous | E | 0% | 95% |  | 55.36% |  |  |  | 0% |  |  | 0%
Door Gasket (Freezer) | Offices | E | 0% | 95% |  | 55.36% |  |  |  | 0% |  |  | 0%
Door Gasket (Freezer) | Restaurants | E | 0% | 0% |  | 33.04% | X | 95% | 33.04% | 63.61% |  |  | 63.61%
Door Gasket (Freezer) | Retail | E | 0% | 0% |  | 33.04% | X | 95% | 33.04% | 63.61% |  |  | 63.61%
Door Gasket (Freezer) | Schools K-12 | E | 0% | 0% |  | 33.04% | X | 95% | 33.04% | 63.61% |  |  | 63.61%
Door Gasket (Freezer) | Warehouse | E | 0% | 95% |  | 55.36% |  |  |  | 0% |  |  | 0%
Door Gasket (Freezer) | Assembly | N | 0% | 95% |  | 55.36% | X | 95% | 55.36% | 42.41% |  |  | 42.41%
Door Gasket (Freezer) | College and University | N | 0% | 0% |  | 100% | X | 95% | 100% | 0% |  |  | 0%
Door Gasket (Freezer) | Grocery | N | 100% | 0% |  | 100% | X | 100% | 100% | 0% |  |  | 0%
Door Gasket (Freezer) | Healthcare | N | 0% | 0% |  | 100% | X | 95% | 100% | 0% |  |  | 0%
Door Gasket (Freezer) | Hospitals | N | 0% | 0% |  | 100% | X | 95% | 100% | 0% |  |  | 0%
Door Gasket (Freezer) | Institutional | N | 0% | 95% |  | 55.36% |  |  |  | 0% |  |  | 0%
Door Gasket (Freezer) | Lodging/Hospitality | N | 0% | 0% |  | 100% | X | 95% | 100% | 0% |  |  | 0%
Door Gasket (Freezer) | Miscellaneous | N | 0% | 95% |  | 55.36% |  |  |  | 0% |  |  | 0%
Door Gasket (Freezer) | Offices | N | 0% | 95% |  | 55.36% |  |  |  | 0% |  |  | 0%
Door Gasket (Freezer) | Restaurants | N | 0% | 0% |  | 100% | X | 95% | 100% | 0% |  |  | 0%
Door Gasket (Freezer) | Retail | N | 0% | 0% |  | 100% | X | 95% | 100% | 0% |  |  | 0%
Door Gasket (Freezer) | Schools K-12 | N | 0% | 0% |  | 100% | X | 95% | 100% | 0% |  |  | 0%
Door Gasket (Freezer) | Warehouse | N | 0% | 95% |  | 55.36% |  |  |  | 0% |  |  | 0%
Floating Head Pressure Controls | Assembly | E | 0% | 55% |  | 51.89% |  |  |  | 0% |  |  | 0%
Floating Head Pressure Controls | College and University | E | 0% | 0% |  | 50.23% | X | 55% | 50.23% | 27.37% |  |  | 27.37%
Floating Head Pressure Controls | Grocery | E | 100% | 0% |  | 50.23% |  |  |  | 0% |  |  | 0%
Floating Head Pressure Controls | Healthcare | E | 0% | 55% |  | 51.89% | X | 55% | 51.89% | 26.46% |  |  | 26.46%
Floating Head Pressure Controls | Hospitals | E | 0% | 0% |  | 55.21% | X | 55% | 55.21% | 24.64% |  |  | 24.64%
Floating Head Pressure Controls | Institutional | E | 0% | 55% |  | 51.89% |  |  |  | 0% |  |  | 0%
Floating Head Pressure Controls | Lodging/Hospitality | E | 0% | 0% |  | 50.23% | X | 55% | 50.23% | 27.37% |  |  | 27.37%
Floating Head Pressure Controls | Miscellaneous | E | 0% | 55% |  | 51.89% |  |  |  | 0% |  |  | 0%
Floating Head Pressure Controls | Offices | E | 0% | 55% |  | 51.89% |  |  |  | 0% |  |  | 0%
Floating Head Pressure Controls | Restaurants | E | 0% | 0% |  | 55.21% |  |  |  | 0% |  |  | 0%
Floating Head Pressure Controls | Retail | E | 0% | 0% |  | 50.23% |  |  |  | 0% |  |  | 0%
Floating Head Pressure Controls | Schools K-12 | E | 0% | 0% |  | 50.23% | X | 55% | 50.23% | 27.37% |  |  | 27.37%
Floating Head Pressure Controls | Warehouse | E | 0% | 55% |  | 51.89% |  |  |  | 0% |  |  | 0%
Floating Head Pressure Controls | Assembly | N | 0% | 55% |  | 51.89% |  |  |  | 0% |  |  | 0%
Floating Head Pressure Controls | College and University | N | 0% | 0% |  | 50.23% | X | 55% | 50.23% | 27.37% |  |  | 27.37%
Floating Head Pressure Controls | Grocery | N | 100% | 0% |  | 50.23% |  |  |  | 0% |  |  | 0%
Floating Head Pressure Controls | Healthcare | N | 0% | 55% |  | 51.89% | X | 55% | 51.89% | 26.46% |  |  | 26.46%
Floating Head Pressure Controls | Hospitals | N | 0% | 0% |  | 55.21% | X | 55% | 55.21% | 24.64% |  |  | 24.64%
Floating Head Pressure Controls | Institutional | N | 0% | 55% |  | 51.89% |  |  |  | 0% |  |  | 0%
Floating Head Pressure Controls | Lodging/Hospitality | N | 0% | 0% |  | 50.23% | X | 55% | 50.23% | 27.37% |  |  | 27.37%
Floating Head Pressure Controls | Miscellaneous | N | 0% | 55% |  | 51.89% |  |  |  | 0% |  |  | 0%
Floating Head Pressure Controls | Offices | N | 0% | 55% |  | 51.89% |  |  |  | 0% |  |  | 0%
Floating Head Pressure Controls | Restaurants | N | 0% | 0% |  | 55.21% |  |  |  | 0% |  |  | 0%
Floating Head Pressure Controls | Retail | N | 0% | 0% |  | 50.23% |  |  |  | 0% |  |  | 0%
Floating Head Pressure Controls | Schools K-12 | N | 0% | 0% |  | 50.23% | X | 55% | 50.23% | 27.37% |  |  | 27.37%
Floating Head Pressure Controls | Warehouse | N | 0% | 55% |  | 51.89% |  |  |  | 0% |  |  | 0%
Freezer-Cooler Replacement Gaskets | Assembly | E | 0% | 95% |  | 55.36% | X | 95% | 55.36% | 42.41% |  |  | 42.41%
Freezer-Cooler Replacement Gaskets | College and University | E | 0% | 0% |  | 33.04% | X | 95% | 33.04% | 63.61% |  |  | 63.61%
Freezer-Cooler Replacement Gaskets | Grocery | E | 100% | 0% |  | 33.04% | X | 100% | 33.04% | 66.96% |  |  | 66.96%
Freezer-Cooler Replacement Gaskets | Healthcare | E | 0% | 0% |  | 33.04% | X | 95% | 33.04% | 63.61% |  |  | 63.61%
Freezer-Cooler Replacement Gaskets | Hospitals | E | 0% | 0% |  | 33.04% | X | 95% | 33.04% | 63.61% |  |  | 63.61%
Freezer-Cooler Replacement Gaskets | Institutional | E | 0% | 95% |  | 55.36% |  |  |  | 0% |  |  | 0%
Freezer-Cooler Replacement Gaskets | Lodging/Hospitality | E | 0% | 0% |  | 33.04% | X | 95% | 33.04% | 63.61% |  |  | 63.61%
Freezer-Cooler Replacement Gaskets | Miscellaneous | E | 0% | 95% |  | 55.36% |  |  |  | 0% |  |  | 0%
Freezer-Cooler Replacement Gaskets | Offices | E | 0% | 95% |  | 55.36% |  |  |  | 0% |  |  | 0%
Freezer-Cooler Replacement Gaskets | Restaurants | E | 0% | 0% |  | 33.04% | X | 95% | 33.04% | 63.61% |  |  | 63.61%
Freezer-Cooler Replacement Gaskets | Retail | E | 0% | 0% |  | 33.04% | X | 95% | 33.04% | 63.61% |  |  | 63.61%
Freezer-Cooler Replacement Gaskets | Schools K-12 | E | 0% | 0% |  | 33.04% | X | 95% | 33.04% | 63.61% |  |  | 63.61%
Freezer-Cooler Replacement Gaskets | Warehouse | E | 0% | 95% |  | 55.36% |  |  |  | 0% |  |  | 0%
Freezer-Cooler Replacement Gaskets | Assembly | N | 0% | 95% |  | 55.36% | X | 95% | 55.36% | 42.41% |  |  | 42.41%
Freezer-Cooler Replacement Gaskets | College and University | N | 0% | 0% |  | 100% | X | 95% | 100% | 0% |  |  | 0%
Freezer-Cooler Replacement Gaskets | Grocery | N | 100% | 0% |  | 100% | X | 100% | 100% | 0% |  |  | 0%
Freezer-Cooler Replacement Gaskets | Healthcare | N | 0% | 0% |  | 100% | X | 95% | 100% | 0% |  |  | 0%
Freezer-Cooler Replacement Gaskets | Hospitals | N | 0% | 0% |  | 100% | X | 95% | 100% | 0% |  |  | 0%
Freezer-Cooler Replacement Gaskets | Institutional | N | 0% | 95% |  | 55.36% |  |  |  | 0% |  |  | 0%
Freezer-Cooler Replacement Gaskets | Lodging/Hospitality | N | 0% | 0% |  | 100% | X | 95% | 100% | 0% |  |  | 0%
Freezer-Cooler Replacement Gaskets | Miscellaneous | N | 0% | 95% |  | 55.36% |  |  |  | 0% |  |  | 0%
Freezer-Cooler Replacement Gaskets | Offices | N | 0% | 95% |  | 55.36% |  |  |  | 0% |  |  | 0%
Freezer-Cooler Replacement Gaskets | Restaurants | N | 0% | 0% |  | 100% | X | 95% | 100% | 0% |  |  | 0%
Freezer-Cooler Replacement Gaskets | Retail | N | 0% | 0% |  | 100% | X | 95% | 100% | 0% |  |  | 0%
Freezer-Cooler Replacement Gaskets | Schools K-12 | N | 0% | 0% |  | 100% | X | 95% | 100% | 0% |  |  | 0%
Freezer-Cooler Replacement Gaskets | Warehouse | N | 0% | 95% |  | 55.36% |  |  |  | 0% |  |  | 0%
High Efficiency Refrigeration Compressor | Assembly | E | 0% | 20.63% |  | 25.35% | X | 20.63% | 25.35% | 15.4% |  |  | 15.4%
High Efficiency Refrigeration Compressor | College and University | E | 0% | 0% |  | 25.35% | X | 18.96% | 25.35% | 14.15% |  |  | 14.15%
High Efficiency Refrigeration Compressor | Grocery | E | 100% | 0% |  | 25.35% | X | 100% | 25.35% | 74.65% |  |  | 74.65%
High Efficiency Refrigeration Compressor | Healthcare | E | 0% | 0% |  | 25.35% | X | 18.96% | 25.35% | 14.15% |  |  | 14.15%
High Efficiency Refrigeration Compressor | Hospitals | E | 0% | 0% |  | 25.35% | X | 18.96% | 25.35% | 14.15% |  |  | 14.15%
High Efficiency Refrigeration Compressor | Institutional | E | 0% | 20.63% |  | 25.35% |  |  |  | 0% |  |  | 0%
High Efficiency Refrigeration Compressor | Lodging/Hospitality | E | 0% | 0% |  | 25.35% | X | 18.96% | 25.35% | 14.15% |  |  | 14.15%
High Efficiency Refrigeration Compressor | Miscellaneous | E | 0% | 20.63% |  | 25.35% |  |  |  | 0% |  |  | 0%
High Efficiency Refrigeration Compressor | Offices | E | 0% | 20.63% |  | 25.35% |  |  |  | 0% |  |  | 0%
High Efficiency Refrigeration Compressor | Restaurants | E | 0% | 0% |  | 25.35% | X | 18.96% | 25.35% | 14.15% |  |  | 14.15%
High Efficiency Refrigeration Compressor | Retail | E | 0% | 0% |  | 25.35% | X | 18.96% | 25.35% | 14.15% |  |  | 14.15%
High Efficiency Refrigeration Compressor | Schools K-12 | E | 0% | 0% |  | 25.35% | X | 18.96% | 25.35% | 14.15% |  |  | 14.15%
High Efficiency Refrigeration Compressor | Warehouse | E | 0% | 20.63% |  | 25.35% |  |  |  | 0% |  |  | 0%
High Efficiency Refrigeration Compressor | Assembly | N | 0% | 20.63% |  | 25.35% | X | 20.63% | 25.35% | 15.4% |  |  | 15.4%
High Efficiency Refrigeration Compressor | College and University | N | 0% | 5.625% |  | 25.35% | X | 5.625% | 25.35% | 4.199% |  |  | 4.199%
High Efficiency Refrigeration Compressor | Grocery | N | 100% | 50.63% |  | 25.35% | X | 50.63% | 25.35% | 37.79% |  |  | 37.79%
High Efficiency Refrigeration Compressor | Healthcare | N | 0% | 5.625% |  | 25.35% | X | 5.625% | 25.35% | 4.199% |  |  | 4.199%
High Efficiency Refrigeration Compressor | Hospitals | N | 0% | 5.625% |  | 25.35% | X | 5.625% | 25.35% | 4.199% |  |  | 4.199%
High Efficiency Refrigeration Compressor | Institutional | N | 0% | 20.63% |  | 25.35% |  |  |  | 0% |  |  | 0%
High Efficiency Refrigeration Compressor | Lodging/Hospitality | N | 0% | 5.625% |  | 25.35% | X | 5.625% | 25.35% | 4.199% |  |  | 4.199%
High Efficiency Refrigeration Compressor | Miscellaneous | N | 0% | 20.63% |  | 25.35% |  |  |  | 0% |  |  | 0%
High Efficiency Refrigeration Compressor | Offices | N | 0% | 20.63% |  | 25.35% |  |  |  | 0% |  |  | 0%
High Efficiency Refrigeration Compressor | Restaurants | N | 0% | 50.63% |  | 25.35% | X | 50.63% | 25.35% | 37.79% |  |  | 37.79%
High Efficiency Refrigeration Compressor | Retail | N | 0% | 5.625% |  | 25.35% | X | 5.625% | 25.35% | 4.199% |  |  | 4.199%
High Efficiency Refrigeration Compressor | Schools K-12 | N | 0% | 5.625% |  | 25.35% | X | 5.625% | 25.35% | 4.199% |  |  | 4.199%
High Efficiency Refrigeration Compressor | Warehouse | N | 0% | 20.63% |  | 25.35% |  |  |  | 0% |  |  | 0%
High R-Value Glass Doors | Assembly | E | 0% | 47.5% |  | 23.85% |  |  |  | 0% |  |  | 0%
High R-Value Glass Doors | College and University | E | 0% | 0% |  | 23.85% |  |  |  | 0% |  |  | 0%
High R-Value Glass Doors | Data Center | E |  | 47.5% |  | 23.85% | #N/A | #N/A | #N/A | #N/A |  |  | #N/A
High R-Value Glass Doors | Grocery | E | 100% | 0% |  | 23.85% | X | 100% | 23.85% | 76.15% |  |  | 76.15%
High R-Value Glass Doors | Healthcare | E | 0% | 0% |  | 23.85% |  |  |  | 0% |  |  | 0%
High R-Value Glass Doors | Hospitals | E | 0% | 0% |  | 23.85% |  |  |  | 0% |  |  | 0%
High R-Value Glass Doors | Institutional | E | 0% | 47.5% |  | 23.85% |  |  |  | 0% |  |  | 0%
High R-Value Glass Doors | Lodging/Hospitality | E | 0% | 0% |  | 23.85% |  |  |  | 0% |  |  | 0%
High R-Value Glass Doors | Miscellaneous | E | 0% | 47.5% |  | 23.85% |  |  |  | 0% |  |  | 0%
High R-Value Glass Doors | Offices | E | 0% | 47.5% |  | 23.85% |  |  |  | 0% |  |  | 0%
High R-Value Glass Doors | Restaurants | E | 0% | 0% |  | 23.85% |  |  |  | 0% |  |  | 0%
High R-Value Glass Doors | Retail | E | 0% | 0% |  | 23.85% | X | 47.5% | 23.85% | 36.17% |  |  | 36.17%
High R-Value Glass Doors | Schools K-12 | E | 0% | 0% |  | 23.85% |  |  |  | 0% |  |  | 0%
High R-Value Glass Doors | Warehouse | E | 0% | 47.5% |  | 23.85% |  |  |  | 0% |  |  | 0%
High R-Value Glass Doors | Assembly | N | 0% | 47.5% |  | 23.85% |  |  |  | 0% |  |  | 0%
High R-Value Glass Doors | College and University | N | 0% | 0% |  | 23.85% |  |  |  | 0% |  |  | 0%
High R-Value Glass Doors | Data Center | N |  | 47.5% |  | 23.85% | #N/A | #N/A | #N/A | #N/A |  |  | #N/A
High R-Value Glass Doors | Grocery | N | 100% | 0% |  | 23.85% | X | 100% | 23.85% | 76.15% |  |  | 76.15%
High R-Value Glass Doors | Healthcare | N | 0% | 0% |  | 23.85% |  |  |  | 0% |  |  | 0%
High R-Value Glass Doors | Hospitals | N | 0% | 0% |  | 23.85% |  |  |  | 0% |  |  | 0%
High R-Value Glass Doors | Institutional | N | 0% | 47.5% |  | 23.85% |  |  |  | 0% |  |  | 0%
High R-Value Glass Doors | Lodging/Hospitality | N | 0% | 0% |  | 23.85% |  |  |  | 0% |  |  | 0%
High R-Value Glass Doors | Miscellaneous | N | 0% | 47.5% |  | 23.85% |  |  |  | 0% |  |  | 0%
High R-Value Glass Doors | Offices | N | 0% | 47.5% |  | 23.85% |  |  |  | 0% |  |  | 0%
High R-Value Glass Doors | Restaurants | N | 0% | 0% |  | 23.85% |  |  |  | 0% |  |  | 0%
High R-Value Glass Doors | Retail | N | 0% | 0% |  | 23.85% | X | 47.5% | 23.85% | 36.17% |  |  | 36.17%
High R-Value Glass Doors | Schools K-12 | N | 0% | 0% |  | 23.85% |  |  |  | 0% |  |  | 0%
High R-Value Glass Doors | Warehouse | N | 0% | 47.5% |  | 23.85% |  |  |  | 0% |  |  | 0%
Night Covers for Display Cases | Assembly | E | 0% | 40% |  | 15.39% |  |  |  | 0% |  |  | 0%
Night Covers for Display Cases | College and University | E | 0% | 40% |  | 15.39% |  |  |  | 0% |  |  | 0%
Night Covers for Display Cases | Grocery | E | 50% | 0% |  | 15.39% | X | 50% | 15.39% | 42.3% |  |  | 42.3%
Night Covers for Display Cases | Healthcare | E | 0% | 40% |  | 15.39% |  |  |  | 0% |  |  | 0%
Night Covers for Display Cases | Hospitals | E | 0% | 40% |  | 15.39% |  |  |  | 0% |  |  | 0%
Night Covers for Display Cases | Institutional | E | 0% | 40% |  | 15.39% |  |  |  | 0% |  |  | 0%
Night Covers for Display Cases | Lodging/Hospitality | E | 0% | 40% |  | 15.39% |  |  |  | 0% |  |  | 0%
Night Covers for Display Cases | Miscellaneous | E | 0% | 40% |  | 15.39% |  |  |  | 0% |  |  | 0%
Night Covers for Display Cases | Offices | E | 0% | 40% |  | 15.39% |  |  |  | 0% |  |  | 0%
Night Covers for Display Cases | Restaurants | E | 0% | 40% |  | 15.39% |  |  |  | 0% |  |  | 0%
Night Covers for Display Cases | Retail | E | 0% | 40% |  | 15.39% | X | 40% | 15.39% | 33.84% |  |  | 33.84%
Night Covers for Display Cases | Schools K-12 | E | 0% | 40% |  | 15.39% |  |  |  | 0% |  |  | 0%
Night Covers for Display Cases | Warehouse | E | 0% | 40% |  | 15.39% |  |  |  | 0% |  |  | 0%
Night Covers for Display Cases | Assembly | N | 0% | 40% |  | 15.39% |  |  |  | 0% |  |  | 0%
Night Covers for Display Cases | College and University | N | 0% | 40% |  | 15.39% |  |  |  | 0% |  |  | 0%
Night Covers for Display Cases | Grocery | N | 50% | 40% |  | 15.39% | X | 40% | 15.39% | 33.84% |  |  | 33.84%
Night Covers for Display Cases | Healthcare | N | 0% | 40% |  | 15.39% |  |  |  | 0% |  |  | 0%
Night Covers for Display Cases | Hospitals | N | 0% | 40% |  | 15.39% |  |  |  | 0% |  |  | 0%
Night Covers for Display Cases | Institutional | N | 0% | 40% |  | 15.39% |  |  |  | 0% |  |  | 0%
Night Covers for Display Cases | Lodging/Hospitality | N | 0% | 40% |  | 15.39% |  |  |  | 0% |  |  | 0%
Night Covers for Display Cases | Miscellaneous | N | 0% | 40% |  | 15.39% |  |  |  | 0% |  |  | 0%
Night Covers for Display Cases | Offices | N | 0% | 40% |  | 15.39% |  |  |  | 0% |  |  | 0%
Night Covers for Display Cases | Restaurants | N | 0% | 40% |  | 15.39% |  |  |  | 0% |  |  | 0%
Night Covers for Display Cases | Retail | N | 0% | 40% |  | 15.39% | X | 40% | 15.39% | 33.84% |  |  | 33.84%
Night Covers for Display Cases | Schools K-12 | N | 0% | 40% |  | 15.39% |  |  |  | 0% |  |  | 0%
Night Covers for Display Cases | Warehouse | N | 0% | 40% |  | 15.39% |  |  |  | 0% |  |  | 0%
Outside Air Economizer for Coolers | Assembly | E |  | 10% |  | 7.096% | X | 10% | 7.096% | 9.29% |  |  | 9.29%
Outside Air Economizer for Coolers | College and University | E |  | 0% |  | 5.437% | X | 9.444% | 5.437% | 8.931% |  |  | 8.931%
Outside Air Economizer for Coolers | Grocery | E |  | 0% |  | 10.41% | X | 9.444% | 10.41% | 8.461% |  |  | 8.461%
Outside Air Economizer for Coolers | Healthcare | E |  | 0% |  | 5.437% | X | 9.444% | 5.437% | 8.931% |  |  | 8.931%
Outside Air Economizer for Coolers | Hospitals | E |  | 0% |  | 5.437% | X | 9.444% | 5.437% | 8.931% |  |  | 8.931%
Outside Air Economizer for Coolers | Institutional | E |  | 10% |  | 7.096% | X | 10% | 7.096% | 9.29% |  |  | 9.29%
Outside Air Economizer for Coolers | Lodging/Hospitality | E |  | 0% |  | 5.437% | X | 9.444% | 5.437% | 8.931% |  |  | 8.931%
Outside Air Economizer for Coolers | Miscellaneous | E |  | 10% |  | 7.096% | X | 10% | 7.096% | 9.29% |  |  | 9.29%
Outside Air Economizer for Coolers | Offices | E |  | 10% |  | 7.096% | X | 10% | 7.096% | 9.29% |  |  | 9.29%
Outside Air Economizer for Coolers | Restaurants | E |  | 0% |  | 10.41% | X | 9.444% | 10.41% | 8.461% |  |  | 8.461%
Outside Air Economizer for Coolers | Retail | E |  | 0% |  | 5.437% | X | 9.444% | 5.437% | 8.931% |  |  | 8.931%
Outside Air Economizer for Coolers | Schools K-12 | E |  | 0% |  | 5.437% | X | 9.444% | 5.437% | 8.931% |  |  | 8.931%
Outside Air Economizer for Coolers | Warehouse | E |  | 10% |  | 7.096% | X | 10% | 7.096% | 9.29% |  |  | 9.29%
Outside Air Economizer for Coolers | Assembly | N |  | 10% |  | 7.096% | X | 10% | 7.096% | 9.29% |  |  | 9.29%
Outside Air Economizer for Coolers | College and University | N |  | 5% |  | 5.437% | X | 5% | 5.437% | 4.728% |  |  | 4.728%
Outside Air Economizer for Coolers | Grocery | N |  | 20% |  | 10.41% | X | 20% | 10.41% | 17.92% |  |  | 17.92%
Outside Air Economizer for Coolers | Healthcare | N |  | 5% |  | 5.437% | X | 5% | 5.437% | 4.728% |  |  | 4.728%
Outside Air Economizer for Coolers | Hospitals | N |  | 5% |  | 5.437% | X | 5% | 5.437% | 4.728% |  |  | 4.728%
Outside Air Economizer for Coolers | Institutional | N |  | 10% |  | 7.096% | X | 10% | 7.096% | 9.29% |  |  | 9.29%
Outside Air Economizer for Coolers | Lodging/Hospitality | N |  | 5% |  | 5.437% | X | 5% | 5.437% | 4.728% |  |  | 4.728%
Outside Air Economizer for Coolers | Miscellaneous | N |  | 10% |  | 7.096% | X | 10% | 7.096% | 9.29% |  |  | 9.29%
Outside Air Economizer for Coolers | Offices | N |  | 10% |  | 7.096% | X | 10% | 7.096% | 9.29% |  |  | 9.29%
Outside Air Economizer for Coolers | Restaurants | N |  | 20% |  | 10.41% | X | 20% | 10.41% | 17.92% |  |  | 17.92%
Outside Air Economizer for Coolers | Retail | N |  | 5% |  | 5.437% | X | 5% | 5.437% | 4.728% |  |  | 4.728%
Outside Air Economizer for Coolers | Schools K-12 | N |  | 5% |  | 5.437% | X | 5% | 5.437% | 4.728% |  |  | 4.728%
Outside Air Economizer for Coolers | Warehouse | N |  | 10% |  | 7.096% | X | 10% | 7.096% | 9.29% |  |  | 9.29%
PSC to ECM Evaporator Fan Motor (Reach-In) | Assembly | E | 0% | 23% |  | 25.35% | X | 23% | 25.35% | 17.17% |  |  | 17.17%
PSC to ECM Evaporator Fan Motor (Reach-In) | College and University | E | 0% | 23% |  | 25.35% | X | 23% | 25.35% | 17.17% |  |  | 17.17%
PSC to ECM Evaporator Fan Motor (Reach-In) | Grocery | E | 100% | 23% |  | 25.35% | X | 23% | 25.35% | 17.17% |  |  | 17.17%
PSC to ECM Evaporator Fan Motor (Reach-In) | Healthcare | E | 0% | 23% |  | 25.35% | X | 23% | 25.35% | 17.17% |  |  | 17.17%
PSC to ECM Evaporator Fan Motor (Reach-In) | Hospitals | E | 0% | 23% |  | 25.35% | X | 23% | 25.35% | 17.17% |  |  | 17.17%
PSC to ECM Evaporator Fan Motor (Reach-In) | Institutional | E | 0% | 61.33% |  | 25.35% |  |  |  | 0% |  |  | 0%
PSC to ECM Evaporator Fan Motor (Reach-In) | Lodging/Hospitality | E | 0% | 23% |  | 25.35% | X | 23% | 25.35% | 17.17% |  |  | 17.17%
PSC to ECM Evaporator Fan Motor (Reach-In) | Miscellaneous | E | 0% | 61.33% |  | 25.35% |  |  |  | 0% |  |  | 0%
PSC to ECM Evaporator Fan Motor (Reach-In) | Offices | E | 0% | 61.33% |  | 25.35% |  |  |  | 0% |  |  | 0%
PSC to ECM Evaporator Fan Motor (Reach-In) | Restaurants | E | 0% | 23% |  | 25.35% | X | 23% | 25.35% | 17.17% |  |  | 17.17%
PSC to ECM Evaporator Fan Motor (Reach-In) | Retail | E | 0% | 23% |  | 25.35% | X | 23% | 25.35% | 17.17% |  |  | 17.17%
PSC to ECM Evaporator Fan Motor (Reach-In) | Schools K-12 | E | 0% | 23% |  | 25.35% | X | 23% | 25.35% | 17.17% |  |  | 17.17%
PSC to ECM Evaporator Fan Motor (Reach-In) | Warehouse | E | 0% | 61.33% |  | 25.35% |  |  |  | 0% |  |  | 0%
PSC to ECM Evaporator Fan Motor (Reach-In) | Assembly | N | 0% | 92% |  | 25.35% | X | 92% | 25.35% | 68.68% |  |  | 68.68%
PSC to ECM Evaporator Fan Motor (Reach-In) | College and University | N | 0% | 92% |  | 25.35% | X | 92% | 25.35% | 68.68% |  |  | 68.68%
PSC to ECM Evaporator Fan Motor (Reach-In) | Grocery | N | 100% | 92% |  | 25.35% | X | 92% | 25.35% | 68.68% |  |  | 68.68%
PSC to ECM Evaporator Fan Motor (Reach-In) | Healthcare | N | 0% | 92% |  | 25.35% | X | 92% | 25.35% | 68.68% |  |  | 68.68%
PSC to ECM Evaporator Fan Motor (Reach-In) | Hospitals | N | 0% | 92% |  | 25.35% | X | 92% | 25.35% | 68.68% |  |  | 68.68%
PSC to ECM Evaporator Fan Motor (Reach-In) | Institutional | N | 0% | 61.33% |  | 25.35% |  |  |  | 0% |  |  | 0%
PSC to ECM Evaporator Fan Motor (Reach-In) | Lodging/Hospitality | N | 0% | 92% |  | 25.35% | X | 92% | 25.35% | 68.68% |  |  | 68.68%
PSC to ECM Evaporator Fan Motor (Reach-In) | Miscellaneous | N | 0% | 61.33% |  | 25.35% |  |  |  | 0% |  |  | 0%
PSC to ECM Evaporator Fan Motor (Reach-In) | Offices | N | 0% | 61.33% |  | 25.35% |  |  |  | 0% |  |  | 0%
PSC to ECM Evaporator Fan Motor (Reach-In) | Restaurants | N | 0% | 92% |  | 25.35% | X | 92% | 25.35% | 68.68% |  |  | 68.68%
PSC to ECM Evaporator Fan Motor (Reach-In) | Retail | N | 0% | 92% |  | 25.35% | X | 92% | 25.35% | 68.68% |  |  | 68.68%
PSC to ECM Evaporator Fan Motor (Reach-In) | Schools K-12 | N | 0% | 92% |  | 25.35% | X | 92% | 25.35% | 68.68% |  |  | 68.68%
PSC to ECM Evaporator Fan Motor (Reach-In) | Warehouse | N | 0% | 61.33% |  | 25.35% |  |  |  | 0% |  |  | 0%
PSC to ECM Evaporator Fan Motor (Walk-In, Refrigerator) | Assembly | E | 0% | 23% |  | 25.35% | X | 23% | 25.35% | 17.17% |  |  | 17.17%
PSC to ECM Evaporator Fan Motor (Walk-In, Refrigerator) | College and University | E | 0% | 23% |  | 25.35% | X | 23% | 25.35% | 17.17% |  |  | 17.17%
PSC to ECM Evaporator Fan Motor (Walk-In, Refrigerator) | Grocery | E | 100% | 23% |  | 25.35% | X | 23% | 25.35% | 17.17% |  |  | 17.17%
PSC to ECM Evaporator Fan Motor (Walk-In, Refrigerator) | Healthcare | E | 0% | 23% |  | 25.35% | X | 23% | 25.35% | 17.17% |  |  | 17.17%
PSC to ECM Evaporator Fan Motor (Walk-In, Refrigerator) | Hospitals | E | 0% | 23% |  | 25.35% | X | 23% | 25.35% | 17.17% |  |  | 17.17%
PSC to ECM Evaporator Fan Motor (Walk-In, Refrigerator) | Institutional | E | 0% | 61.33% |  | 25.35% |  |  |  | 0% |  |  | 0%
PSC to ECM Evaporator Fan Motor (Walk-In, Refrigerator) | Lodging/Hospitality | E | 0% | 23% |  | 25.35% | X | 23% | 25.35% | 17.17% |  |  | 17.17%
PSC to ECM Evaporator Fan Motor (Walk-In, Refrigerator) | Miscellaneous | E | 0% | 61.33% |  | 25.35% |  |  |  | 0% |  |  | 0%
PSC to ECM Evaporator Fan Motor (Walk-In, Refrigerator) | Offices | E | 0% | 61.33% |  | 25.35% |  |  |  | 0% |  |  | 0%
PSC to ECM Evaporator Fan Motor (Walk-In, Refrigerator) | Restaurants | E | 0% | 23% |  | 25.35% | X | 23% | 25.35% | 17.17% |  |  | 17.17%
PSC to ECM Evaporator Fan Motor (Walk-In, Refrigerator) | Retail | E | 0% | 23% |  | 25.35% | X | 23% | 25.35% | 17.17% |  |  | 17.17%
PSC to ECM Evaporator Fan Motor (Walk-In, Refrigerator) | Schools K-12 | E | 0% | 23% |  | 25.35% | X | 23% | 25.35% | 17.17% |  |  | 17.17%
PSC to ECM Evaporator Fan Motor (Walk-In, Refrigerator) | Warehouse | E | 0% | 61.33% |  | 25.35% |  |  |  | 0% |  |  | 0%
PSC to ECM Evaporator Fan Motor (Walk-In, Refrigerator) | Assembly | N | 0% | 92% |  | 25.35% | X | 92% | 25.35% | 68.68% |  |  | 68.68%
PSC to ECM Evaporator Fan Motor (Walk-In, Refrigerator) | College and University | N | 0% | 92% |  | 25.35% | X | 92% | 25.35% | 68.68% |  |  | 68.68%
PSC to ECM Evaporator Fan Motor (Walk-In, Refrigerator) | Grocery | N | 100% | 92% |  | 25.35% | X | 92% | 25.35% | 68.68% |  |  | 68.68%
PSC to ECM Evaporator Fan Motor (Walk-In, Refrigerator) | Healthcare | N | 0% | 92% |  | 25.35% | X | 92% | 25.35% | 68.68% |  |  | 68.68%
PSC to ECM Evaporator Fan Motor (Walk-In, Refrigerator) | Hospitals | N | 0% | 92% |  | 25.35% | X | 92% | 25.35% | 68.68% |  |  | 68.68%
PSC to ECM Evaporator Fan Motor (Walk-In, Refrigerator) | Institutional | N | 0% | 61.33% |  | 25.35% |  |  |  | 0% |  |  | 0%
PSC to ECM Evaporator Fan Motor (Walk-In, Refrigerator) | Lodging/Hospitality | N | 0% | 92% |  | 25.35% | X | 92% | 25.35% | 68.68% |  |  | 68.68%
PSC to ECM Evaporator Fan Motor (Walk-In, Refrigerator) | Miscellaneous | N | 0% | 61.33% |  | 25.35% |  |  |  | 0% |  |  | 0%
PSC to ECM Evaporator Fan Motor (Walk-In, Refrigerator) | Offices | N | 0% | 61.33% |  | 25.35% |  |  |  | 0% |  |  | 0%
PSC to ECM Evaporator Fan Motor (Walk-In, Refrigerator) | Restaurants | N | 0% | 92% |  | 25.35% | X | 92% | 25.35% | 68.68% |  |  | 68.68%
PSC to ECM Evaporator Fan Motor (Walk-In, Refrigerator) | Retail | N | 0% | 92% |  | 25.35% | X | 92% | 25.35% | 68.68% |  |  | 68.68%
PSC to ECM Evaporator Fan Motor (Walk-In, Refrigerator) | Schools K-12 | N | 0% | 92% |  | 25.35% | X | 92% | 25.35% | 68.68% |  |  | 68.68%
PSC to ECM Evaporator Fan Motor (Walk-In, Refrigerator) | Warehouse | N | 0% | 61.33% |  | 25.35% |  |  |  | 0% |  |  | 0%
Refrigerated Display Case Lighting Controls | Assembly | E | 0% | 34.58% |  | 50% |  |  |  | 0% |  |  | 0%
Refrigerated Display Case Lighting Controls | College and University | E | 0% | 0% |  | 50% |  |  |  | 0% |  |  | 0%
Refrigerated Display Case Lighting Controls | Grocery | E | 100% | 0% |  | 50% | X | 100% | 50% | 50% |  |  | 50%
Refrigerated Display Case Lighting Controls | Healthcare | E | 0% | 0% |  | 50% |  |  |  | 0% |  |  | 0%
Refrigerated Display Case Lighting Controls | Hospitals | E | 0% | 0% |  | 50% |  |  |  | 0% |  |  | 0%
Refrigerated Display Case Lighting Controls | Institutional | E | 0% | 34.58% |  | 50% |  |  |  | 0% |  |  | 0%
Refrigerated Display Case Lighting Controls | Lodging/Hospitality | E | 0% | 0% |  | 50% |  |  |  | 0% |  |  | 0%
Refrigerated Display Case Lighting Controls | Miscellaneous | E | 0% | 34.58% |  | 50% |  |  |  | 0% |  |  | 0%
Refrigerated Display Case Lighting Controls | Offices | E | 0% | 34.58% |  | 50% |  |  |  | 0% |  |  | 0%
Refrigerated Display Case Lighting Controls | Restaurants | E | 0% | 0% |  | 50% |  |  |  | 0% |  |  | 0%
Refrigerated Display Case Lighting Controls | Retail | E | 0% | 0% |  | 50% |  |  |  | 0% |  |  | 0%
Refrigerated Display Case Lighting Controls | Schools K-12 | E | 0% | 0% |  | 50% |  |  |  | 0% |  |  | 0%
Refrigerated Display Case Lighting Controls | Warehouse | E | 0% | 34.58% |  | 50% |  |  |  | 0% |  |  | 0%
Refrigerated Display Case Lighting Controls | Assembly | N | 0% | 34.58% |  | 50% |  |  |  | 0% |  |  | 0%
Refrigerated Display Case Lighting Controls | College and University | N | 0% | 0% |  | 50% |  |  |  | 0% |  |  | 0%
Refrigerated Display Case Lighting Controls | Grocery | N | 100% | 0% |  | 50% | X | 100% | 50% | 50% |  |  | 50%
Refrigerated Display Case Lighting Controls | Healthcare | N | 0% | 0% |  | 50% |  |  |  | 0% |  |  | 0%
Refrigerated Display Case Lighting Controls | Hospitals | N | 0% | 0% |  | 50% |  |  |  | 0% |  |  | 0%
Refrigerated Display Case Lighting Controls | Institutional | N | 0% | 34.58% |  | 50% |  |  |  | 0% |  |  | 0%
Refrigerated Display Case Lighting Controls | Lodging/Hospitality | N | 0% | 0% |  | 50% |  |  |  | 0% |  |  | 0%
Refrigerated Display Case Lighting Controls | Miscellaneous | N | 0% | 34.58% |  | 50% |  |  |  | 0% |  |  | 0%
Refrigerated Display Case Lighting Controls | Offices | N | 0% | 34.58% |  | 50% |  |  |  | 0% |  |  | 0%
Refrigerated Display Case Lighting Controls | Restaurants | N | 0% | 0% |  | 50% |  |  |  | 0% |  |  | 0%
Refrigerated Display Case Lighting Controls | Retail | N | 0% | 0% |  | 50% |  |  |  | 0% |  |  | 0%
Refrigerated Display Case Lighting Controls | Schools K-12 | N | 0% | 0% |  | 50% |  |  |  | 0% |  |  | 0%
Refrigerated Display Case Lighting Controls | Warehouse | N | 0% | 34.58% |  | 50% |  |  |  | 0% |  |  | 0%
Strip Curtains for Walk-ins | Assembly | E | 0% | 18.89% |  | 80.09% | X | 18.89% | 80.09% | 3.76% |  |  | 3.76%
Strip Curtains for Walk-ins | College and University | E | 0% | 0% |  | 80.09% | X | 18.89% | 80.09% | 3.76% |  |  | 3.76%
Strip Curtains for Walk-ins | Grocery | E | 100% | 0% |  | 80.09% | X | 100% | 80.09% | 19.91% |  |  | 19.91%
Strip Curtains for Walk-ins | Healthcare | E | 0% | 0% |  | 80.09% | X | 18.89% | 80.09% | 3.76% |  |  | 3.76%
Strip Curtains for Walk-ins | Hospitals | E | 0% | 0% |  | 80.09% | X | 18.89% | 80.09% | 3.76% |  |  | 3.76%
Strip Curtains for Walk-ins | Institutional | E | 0% | 18.89% |  | 80.09% |  |  |  | 0% |  |  | 0%
Strip Curtains for Walk-ins | Lodging/Hospitality | E | 0% | 0% |  | 80.09% | X | 18.89% | 80.09% | 3.76% |  |  | 3.76%
Strip Curtains for Walk-ins | Miscellaneous | E | 0% | 18.89% |  | 80.09% |  |  |  | 0% |  |  | 0%
Strip Curtains for Walk-ins | Offices | E | 0% | 18.89% |  | 80.09% |  |  |  | 0% |  |  | 0%
Strip Curtains for Walk-ins | Restaurants | E | 0% | 0% |  | 80.09% | X | 18.89% | 80.09% | 3.76% |  |  | 3.76%
Strip Curtains for Walk-ins | Retail | E | 0% | 0% |  | 80.09% | X | 18.89% | 80.09% | 3.76% |  |  | 3.76%
Strip Curtains for Walk-ins | Schools K-12 | E | 0% | 0% |  | 80.09% | X | 18.89% | 80.09% | 3.76% |  |  | 3.76%
Strip Curtains for Walk-ins | Warehouse | E | 0% | 18.89% |  | 80.09% |  |  |  | 0% |  |  | 0%
Strip Curtains for Walk-ins | Assembly | N | 0% | 18.89% |  | 80.09% | X | 18.89% | 80.09% | 3.76% |  |  | 3.76%
Strip Curtains for Walk-ins | College and University | N | 0% | 0% |  | 80.09% | X | 18.89% | 80.09% | 3.76% |  |  | 3.76%
Strip Curtains for Walk-ins | Grocery | N | 100% | 0% |  | 80.09% | X | 100% | 80.09% | 19.91% |  |  | 19.91%
Strip Curtains for Walk-ins | Healthcare | N | 0% | 0% |  | 80.09% | X | 18.89% | 80.09% | 3.76% |  |  | 3.76%
Strip Curtains for Walk-ins | Hospitals | N | 0% | 0% |  | 80.09% | X | 18.89% | 80.09% | 3.76% |  |  | 3.76%
Strip Curtains for Walk-ins | Institutional | N | 0% | 18.89% |  | 80.09% |  |  |  | 0% |  |  | 0%
Strip Curtains for Walk-ins | Lodging/Hospitality | N | 0% | 0% |  | 80.09% | X | 18.89% | 80.09% | 3.76% |  |  | 3.76%
Strip Curtains for Walk-ins | Miscellaneous | N | 0% | 18.89% |  | 80.09% |  |  |  | 0% |  |  | 0%
Strip Curtains for Walk-ins | Offices | N | 0% | 18.89% |  | 80.09% |  |  |  | 0% |  |  | 0%
Strip Curtains for Walk-ins | Restaurants | N | 0% | 0% |  | 80.09% | X | 18.89% | 80.09% | 3.76% |  |  | 3.76%
Strip Curtains for Walk-ins | Retail | N | 0% | 0% |  | 80.09% | X | 18.89% | 80.09% | 3.76% |  |  | 3.76%
Strip Curtains for Walk-ins | Schools K-12 | N | 0% | 0% |  | 80.09% | X | 18.89% | 80.09% | 3.76% |  |  | 3.76%
Strip Curtains for Walk-ins | Warehouse | N | 0% | 18.89% |  | 80.09% |  |  |  | 0% |  |  | 0%
CO Sensors for Parking Garage Exhaust | Assembly | E | 75% | 0% |  | 20.37% |  |  |  | 0% |  |  | 0%
CO Sensors for Parking Garage Exhaust | College and University | E | 75% | 95% |  | 20.37% | X | 75% | 20.37% | 59.72% |  |  | 59.72%
CO Sensors for Parking Garage Exhaust | Grocery | E | 75% | 95% |  | 20.37% |  |  |  | 0% |  |  | 0%
CO Sensors for Parking Garage Exhaust | Healthcare | E | 75% | 95% |  | 20.37% | X | 75% | 20.37% | 59.72% |  |  | 59.72%
CO Sensors for Parking Garage Exhaust | Hospitals | E | 75% | 0% |  | 20.37% | X | 75% | 20.37% | 59.72% |  |  | 59.72%
CO Sensors for Parking Garage Exhaust | Institutional | E | 75% | 95% |  | 20.37% | X | 75% | 20.37% | 59.72% |  |  | 59.72%
CO Sensors for Parking Garage Exhaust | Lodging/Hospitality | E | 75% | 95% |  | 20.37% |  |  |  | 0% |  |  | 0%
CO Sensors for Parking Garage Exhaust | Miscellaneous | E | 75% | 95% |  | 20.37% |  |  |  | 0% |  |  | 0%
CO Sensors for Parking Garage Exhaust | Offices | E | 75% | 0% |  | 20.37% | X | 75% | 20.37% | 59.72% |  |  | 59.72%
CO Sensors for Parking Garage Exhaust | Restaurants | E | 75% | 95% |  | 20.37% |  |  |  | 0% |  |  | 0%
CO Sensors for Parking Garage Exhaust | Retail | E | 75% | 0% |  | 20.37% | X | 75% | 20.37% | 59.72% |  |  | 59.72%
CO Sensors for Parking Garage Exhaust | Schools K-12 | E | 75% | 95% |  | 20.37% |  |  |  | 0% |  |  | 0%
CO Sensors for Parking Garage Exhaust | Warehouse | E | 75% | 95% |  | 20.37% |  |  |  | 0% |  |  | 0%
CO Sensors for Parking Garage Exhaust | Assembly | N | 75% | 95% |  | 20.37% |  |  |  | 0% |  |  | 0%
CO Sensors for Parking Garage Exhaust | College and University | N | 75% | 95% |  | 20.37% | X | 75% | 20.37% | 59.72% |  |  | 59.72%
CO Sensors for Parking Garage Exhaust | Grocery | N | 75% | 95% |  | 20.37% |  |  |  | 0% |  |  | 0%
CO Sensors for Parking Garage Exhaust | Healthcare | N | 75% | 95% |  | 20.37% | X | 75% | 20.37% | 59.72% |  |  | 59.72%
CO Sensors for Parking Garage Exhaust | Hospitals | N | 75% | 95% |  | 20.37% | X | 75% | 20.37% | 59.72% |  |  | 59.72%
CO Sensors for Parking Garage Exhaust | Institutional | N | 75% | 95% |  | 20.37% | X | 75% | 20.37% | 59.72% |  |  | 59.72%
CO Sensors for Parking Garage Exhaust | Lodging/Hospitality | N | 75% | 95% |  | 20.37% |  |  |  | 0% |  |  | 0%
CO Sensors for Parking Garage Exhaust | Miscellaneous | N | 75% | 95% |  | 20.37% |  |  |  | 0% |  |  | 0%
CO Sensors for Parking Garage Exhaust | Offices | N | 75% | 95% |  | 20.37% | X | 75% | 20.37% | 59.72% |  |  | 59.72%
CO Sensors for Parking Garage Exhaust | Restaurants | N | 75% | 95% |  | 20.37% |  |  |  | 0% |  |  | 0%
CO Sensors for Parking Garage Exhaust | Retail | N | 75% | 95% |  | 20.37% | X | 75% | 20.37% | 59.72% |  |  | 59.72%
CO Sensors for Parking Garage Exhaust | Schools K-12 | N | 75% | 95% |  | 20.37% |  |  |  | 0% |  |  | 0%
CO Sensors for Parking Garage Exhaust | Warehouse | N | 75% | 95% |  | 20.37% |  |  |  | 0% |  |  | 0%
Demand Controlled Ventilation | Assembly | E | 25% | 20% |  | 6.432% | X | 20% | 6.432% | 18.71% |  |  | 18.71%
Demand Controlled Ventilation | College and University | E | 25% | 0% |  | 6.432% | X | 25% | 6.432% | 23.39% |  |  | 23.39%
Demand Controlled Ventilation | Grocery | E | 25% | 27.27% |  | 6.432% | X | 25% | 6.432% | 23.39% |  |  | 23.39%
Demand Controlled Ventilation | Healthcare | E | 25% | 0% |  | 6.432% | X | 25% | 6.432% | 23.39% |  |  | 23.39%
Demand Controlled Ventilation | Hospitals | E | 25% | 0% |  | 6.432% | X | 25% | 6.432% | 23.39% |  |  | 23.39%
Demand Controlled Ventilation | Institutional | E | 25% | 0% |  | 6.432% | X | 25% | 6.432% | 23.39% |  |  | 23.39%
Demand Controlled Ventilation | Lodging/Hospitality | E | 25% | 0% |  | 6.432% | X | 25% | 6.432% | 23.39% |  |  | 23.39%
Demand Controlled Ventilation | Miscellaneous | E | 25% | 27.27% |  | 6.432% | X | 25% | 6.432% | 23.39% |  |  | 23.39%
Demand Controlled Ventilation | Offices | E | 25% | 0% |  | 6.432% | X | 25% | 6.432% | 23.39% |  |  | 23.39%
Demand Controlled Ventilation | Restaurants | E | 25% | 0% |  | 6.432% | X | 25% | 6.432% | 23.39% |  |  | 23.39%
Demand Controlled Ventilation | Retail | E | 25% | 27.27% |  | 6.432% | X | 25% | 6.432% | 23.39% |  |  | 23.39%
Demand Controlled Ventilation | Schools K-12 | E | 25% | 0% |  | 6.432% | X | 25% | 6.432% | 23.39% |  |  | 23.39%
Demand Controlled Ventilation | Warehouse | E | 25% | 27.27% |  | 6.432% | X | 25% | 6.432% | 23.39% |  |  | 23.39%
Demand Controlled Ventilation | Assembly | N | 25% | 18.75% |  | 6.432% | X | 18.75% | 6.432% | 17.54% |  |  | 17.54%
Demand Controlled Ventilation | College and University | N | 25% | 29.17% |  | 6.432% | X | 25% | 6.432% | 23.39% |  |  | 23.39%
Demand Controlled Ventilation | Grocery | N | 25% | 27.27% |  | 6.432% | X | 25% | 6.432% | 23.39% |  |  | 23.39%
Demand Controlled Ventilation | Healthcare | N | 25% | 29.17% |  | 6.432% | X | 25% | 6.432% | 23.39% |  |  | 23.39%
Demand Controlled Ventilation | Hospitals | N | 25% | 18.75% |  | 6.432% | X | 18.75% | 6.432% | 17.54% |  |  | 17.54%
Demand Controlled Ventilation | Institutional | N | 25% | 18.75% |  | 6.432% | X | 18.75% | 6.432% | 17.54% |  |  | 17.54%
Demand Controlled Ventilation | Lodging/Hospitality | N | 25% | 29.17% |  | 6.432% | X | 25% | 6.432% | 23.39% |  |  | 23.39%
Demand Controlled Ventilation | Miscellaneous | N | 25% | 27.27% |  | 6.432% | X | 25% | 6.432% | 23.39% |  |  | 23.39%
Demand Controlled Ventilation | Offices | N | 25% | 18.75% |  | 6.432% | X | 18.75% | 6.432% | 17.54% |  |  | 17.54%
Demand Controlled Ventilation | Restaurants | N | 25% | 29.17% |  | 6.432% | X | 25% | 6.432% | 23.39% |  |  | 23.39%
Demand Controlled Ventilation | Retail | N | 25% | 27.27% |  | 6.432% | X | 25% | 6.432% | 23.39% |  |  | 23.39%
Demand Controlled Ventilation | Schools K-12 | N | 25% | 29.17% |  | 6.432% | X | 25% | 6.432% | 23.39% |  |  | 23.39%
Demand Controlled Ventilation | Warehouse | N | 25% | 27.27% |  | 6.432% | X | 25% | 6.432% | 23.39% |  |  | 23.39%
VAV System | Assembly | E | 100% | 14.25% |  | 25.35% |  |  |  | 0% |  |  | 0%
VAV System | College and University | E | 100% | 19% |  | 25.35% | X | 19% | 25.35% | 14.18% |  |  | 14.18%
VAV System | Grocery | E | 100% | 19% |  | 25.35% |  |  |  | 0% |  |  | 0%
VAV System | Healthcare | E | 100% | 19% |  | 25.35% | X | 19% | 25.35% | 14.18% |  |  | 14.18%
VAV System | Hospitals | E | 100% | 14.25% |  | 25.35% | X | 14.25% | 25.35% | 10.64% |  |  | 10.64%
VAV System | Institutional | E | 100% | 14.25% |  | 25.35% | X | 14.25% | 25.35% | 10.64% |  |  | 10.64%
VAV System | Lodging/Hospitality | E | 100% | 19% |  | 25.35% |  |  |  | 0% |  |  | 0%
VAV System | Miscellaneous | E | 100% | 19% |  | 25.35% |  |  |  | 0% |  |  | 0%
VAV System | Offices | E | 100% | 14.25% |  | 25.35% | X | 14.25% | 25.35% | 10.64% |  |  | 10.64%
VAV System | Restaurants | E | 100% | 19% |  | 25.35% |  |  |  | 0% |  |  | 0%
VAV System | Retail | E | 100% | 19% |  | 25.35% |  |  |  | 0% |  |  | 0%
VAV System | Schools K-12 | E | 100% | 19% |  | 25.35% | X | 19% | 25.35% | 14.18% |  |  | 14.18%
VAV System | Warehouse | E | 100% | 19% |  | 25.35% |  |  |  | 0% |  |  | 0%
VAV System | Assembly | N | 100% | 21.38% |  | 25.35% |  |  |  | 0% |  |  | 0%
VAV System | College and University | N | 100% | 19% |  | 25.35% | X | 19% | 25.35% | 14.18% |  |  | 14.18%
VAV System | Grocery | N | 100% | 19% |  | 25.35% |  |  |  | 0% |  |  | 0%
VAV System | Healthcare | N | 100% | 19% |  | 25.35% | X | 19% | 25.35% | 14.18% |  |  | 14.18%
VAV System | Hospitals | N | 100% | 21.38% |  | 25.35% | X | 21.38% | 25.35% | 15.96% |  |  | 15.96%
VAV System | Institutional | N | 100% | 21.38% |  | 25.35% | X | 21.38% | 25.35% | 15.96% |  |  | 15.96%
VAV System | Lodging/Hospitality | N | 100% | 19% |  | 25.35% |  |  |  | 0% |  |  | 0%
VAV System | Miscellaneous | N | 100% | 19% |  | 25.35% |  |  |  | 0% |  |  | 0%
VAV System | Offices | N | 100% | 21.38% |  | 25.35% | X | 21.38% | 25.35% | 15.96% |  |  | 15.96%
VAV System | Restaurants | N | 100% | 19% |  | 25.35% |  |  |  | 0% |  |  | 0%
VAV System | Retail | N | 100% | 19% |  | 25.35% |  |  |  | 0% |  |  | 0%
VAV System | Schools K-12 | N | 100% | 19% |  | 25.35% | X | 19% | 25.35% | 14.18% |  |  | 14.18%
VAV System | Warehouse | N | 100% | 19% |  | 25.35% |  |  |  | 0% |  |  | 0%
Retro-Commissioning | Assembly | E |  | 0% |  | 60.18% | X | 55.23% | 60.18% | 21.99% |  |  | 21.99%
Retro-Commissioning | College and University | E |  | 0% |  | 60.18% | X | 55.23% | 60.18% | 21.99% |  |  | 21.99%
Retro-Commissioning | Grocery | E |  | 0% |  | 60.18% | X | 55.23% | 60.18% | 21.99% |  |  | 21.99%
Retro-Commissioning | Healthcare | E |  | 0% |  | 60.18% | X | 55.23% | 60.18% | 21.99% |  |  | 21.99%
Retro-Commissioning | Hospitals | E |  | 0% |  | 60.18% | X | 55.23% | 60.18% | 21.99% |  |  | 21.99%
Retro-Commissioning | Institutional | E |  | 0% |  | 60.18% | X | 55.23% | 60.18% | 21.99% |  |  | 21.99%
Retro-Commissioning | Lodging/Hospitality | E |  | 0% |  | 60.18% | X | 55.23% | 60.18% | 21.99% |  |  | 21.99%
Retro-Commissioning | Miscellaneous | E |  | 55.23% |  | 60.18% | X | 55.23% | 60.18% | 21.99% |  |  | 21.99%
Retro-Commissioning | Offices | E |  | 0% |  | 60.18% | X | 55.23% | 60.18% | 21.99% |  |  | 21.99%
Retro-Commissioning | Restaurants | E |  | 0% |  | 60.18% | X | 55.23% | 60.18% | 21.99% |  |  | 21.99%
Retro-Commissioning | Retail | E |  | 0% |  | 60.18% | X | 55.23% | 60.18% | 21.99% |  |  | 21.99%
Retro-Commissioning | Schools K-12 | E |  | 0% |  | 60.18% | X | 55.23% | 60.18% | 21.99% |  |  | 21.99%
Retro-Commissioning | Warehouse | E |  | 0% |  | 60.18% | X | 55.23% | 60.18% | 21.99% |  |  | 21.99%
Retro-Commissioning | Assembly | N |  | 0% |  | 60.18% |  |  |  | 0% |  |  | 0%
Retro-Commissioning | College and University | N |  | 0% |  | 60.18% |  |  |  | 0% |  |  | 0%
Retro-Commissioning | Grocery | N |  | 0% |  | 60.18% |  |  |  | 0% |  |  | 0%
Retro-Commissioning | Healthcare | N |  | 0% |  | 60.18% |  |  |  | 0% |  |  | 0%
Retro-Commissioning | Hospitals | N |  | 0% |  | 60.18% |  |  |  | 0% |  |  | 0%
Retro-Commissioning | Institutional | N |  | 0% |  | 60.18% |  |  |  | 0% |  |  | 0%
Retro-Commissioning | Lodging/Hospitality | N |  | 0% |  | 60.18% |  |  |  | 0% |  |  | 0%
Retro-Commissioning | Miscellaneous | N |  | 55.23% |  | 60.18% |  |  |  | 0% |  |  | 0%
Retro-Commissioning | Offices | N |  | 0% |  | 60.18% |  |  |  | 0% |  |  | 0%
Retro-Commissioning | Restaurants | N |  | 0% |  | 60.18% |  |  |  | 0% |  |  | 0%
Retro-Commissioning | Retail | N |  | 0% |  | 60.18% |  |  |  | 0% |  |  | 0%
Retro-Commissioning | Schools K-12 | N |  | 0% |  | 60.18% |  |  |  | 0% |  |  | 0%
Retro-Commissioning | Warehouse | N |  | 0% |  | 60.18% |  |  |  | 0% |  |  | 0%
Note on K1: Zhu, Wenjia: Do not automatically fill out by formula, some permutations were manually updated
Note on E392: Zhu, Wenjia: align with solar study
Note on I392: Zhu, Wenjia: align with solar study
Note on I1549: Zhu, Wenjia: set applicability equivalent to zero for new permutations for interior lighting measures
Note on E3577: Zhu, Wenjia: Reduced by 10% based on FPL's comments

## Feasibility Factor
FEASIBILITY FACTOR
(percent)
|  |  | Office | Restaurant | Retail | FoodStore | School | College | Hospital | Other Health Care | Warehouse | Hotel | Other
Segment | Measure # | Measure Description | Building Type 1 | Building Type 2 | Building Type 3 | Building Type 4 | Building Type 5 | Building Type 6 | Building Type 7 | Building Type 8 | Building Type 9 | Building Type 10 | Building Type 11 | SOURCE:
1 | 110 | Base Fluorescent Fixture, T12, 34W, EB | 100% | 100% | 100% | 100% | 100% | 100% | 100% | 100% | 100% | 100% | 100%
1 | 111 | Premium T8, Elecctronic Ballast | 70% | 70% | 70% | 70% | 80% | 80% | 80% | 80% | 80% | 80% | 80%
1 | 112 | Premium T8, EB, Reflector | 30% | 20% | 20% | 20% | 20% | 20% | 20% | 20% | 20% | 20% | 20%
1 | 113 | Occupancy Sensor | 40% | 10% | 10% | 10% | 50% | 50% | 50% | 50% | 50% | 20% | 20%
1 | 114 | Continuous Dimming | 40% | 50% | 12% | 26% | 30% | 30% | 10% | 10% | 10% | 30% | 30%
1 | 115 | Lighing Control Tuneup | 40% | 10% | 40% | 24.95% | 24.95% | 40% | 40% | 40% | 40% | 40% | 24.95%
1 | 120 | Base T8, EB | 100% | 100% | 100% | 100% | 100% | 100% | 100% | 100% | 100% | 100% | 100%
1 | 121 | ROB Premium T8, 1EB | 100% | 100% | 100% | 100% | 100% | 100% | 100% | 100% | 100% | 100% | 100%
1 | 122 | ROB Premium T8, EB, Reflector | 30% | 20% | 20% | 20% | 20% | 20% | 20% | 20% | 20% | 20% | 20%
1 | 123 | Occupancy Sensor | 40% | 10% | 10% | 10% | 50% | 50% | 50% | 50% | 50% | 20% | 20%
1 | 124 | Lighing Control Tuneup | 40% | 10% | 40% | 24.95% | 24.95% | 40% | 40% | 40% | 40% | 40% | 24.95%
1 | 130 | Base Incandescent Flood, 75W to Screw-in CFL | 100% | 100% | 100% | 100% | 100% | 100% | 100% | 100% | 100% | 100% | 100%
1 | 131 | CFL Screw-in 18W | 70% | 50% | 50% | 70% | 70% | 70% | 70% | 70% | 70% | 70% | 70%
1 | 140 | Base Incandescent Flood, 75W to Hardwired CFL | 100% | 100% | 100% | 100% | 100% | 100% | 100% | 100% | 100% | 100% | 100%
1 | 141 | CFL Hardwired, Modular 18W | 70% | 50% | 50% | 70% | 70% | 70% | 70% | 70% | 70% | 70% | 70%
1 | 145 | Base CFL | 100% | 100% | 100% | 100% | 100% | 100% | 100% | 100% | 100% | 100% | 100%
1 | 150 | Base High Bay Metal Halide, 400W | 100% | 100% | 100% | 100% | 100% | 100% | 100% | 100% | 100% | 100% | 100%
1 | 151 | PSMH, magnetic ballast | 100% | 100% | 100% | 100% | 100% | 100% | 100% | 100% | 100% | 100% | 100%
1 | 152 | PSMH, electronic ballast | 100% | 100% | 100% | 100% | 100% | 100% | 100% | 100% | 100% | 100% | 100%
1 | 153 | High Bay T5 | 100% | 100% | 100% | 100% | 100% | 100% | 100% | 100% | 100% | 100% | 100%
1 | 160 | Base Exit Sign | 100% | 100% | 100% | 100% | 100% | 100% | 100% | 100% | 100% | 100% | 100%
1 | 161 | LED Exit Sign | 100% | 100% | 100% | 100% | 100% | 100% | 100% | 100% | 100% | 100% | 100%
1 | 200 | Base Outdoor Mercury Vapor 400W Lamp | 100% | 100% | 100% | 100% | 100% | 100% | 100% | 100% | 100% | 100% | 100%
1 | 201 | High Pressure Sodium 250W Lamp | 100% | 100% | 100% | 100% | 100% | 100% | 100% | 100% | 100% | 100% | 100%
1 | 202 | Outdoor Lighting Controls (Photocell/Timeclock) | 90% | 90% | 90% | 90% | 90% | 90% | 90% | 90% | 90% | 90% | 90%
1 | 210 | Base Outdoor HID Lamp | 100% | 100% | 100% | 100% | 100% | 100% | 100% | 100% | 100% | 100% | 100%
1 | 211 | Outdoor Lighting Controls (Photocell/Timeclock) | 90% | 90% | 90% | 90% | 90% | 90% | 90% | 90% | 90% | 90% | 90%
1 | 300 | Base Centrifugal Chiller, 0.58 kW/ton, 500 tons | 100% | 100% | 100% | 100% | 100% | 100% | 100% | 100% | 100% | 100% | 100%
1 | 301 | Centrifugal Chiller, 0.51 kW/ton, 500 tons | 100% | 100% | 100% | 100% | 100% | 100% | 100% | 100% | 100% | 100% | 100%
1 | 302 | High Efficiency Chiller Motors | 100% | 100% | 100% | 100% | 100% | 100% | 100% | 100% | 100% | 100% | 100%
1 | 304 | EMS - Chiller | 100% | 100% | 100% | 100% | 100% | 100% | 100% | 100% | 100% | 100% | 100%
1 | 305 | Chiller Tune Up/Diagnostics | 75% | 75% | 75% | 75% | 75% | 75% | 75% | 75% | 75% | 75% | 75%
1 | 306 | VSD for Chiller Pumps and Towers | 75% | 75% | 75% | 75% | 75% | 75% | 75% | 75% | 75% | 75% | 75%
1 | 307 | EMS Optimization | 75% | 75% | 75% | 75% | 75% | 75% | 75% | 75% | 75% | 75% | 75%
1 | 308 | Aerosole Duct Sealing | 75% | 75% | 75% | 75% | 75% | 75% | 75% | 75% | 75% | 75% | 75%
1 | 309 | Duct/Pipe Insulation | 75% | 75% | 75% | 75% | 75% | 75% | 75% | 75% | 75% | 75% | 75%
1 | 311 | Window Film (Standard) | 75% | 75% | 50% | 75% | 75% | 75% | 75% | 75% | 50% | 75% | 75%
1 | 313 | Ceiling Insulation | 50% | 50% | 50% | 50% | 50% | 50% | 50% | 50% | 50% | 50% | 50%
1 | 314 | Roof Insulation | 50% | 50% | 50% | 50% | 50% | 50% | 50% | 50% | 50% | 50% | 50%
1 | 315 | Cool Roof - Chiller | 50% | 50% | 50% | 50% | 50% | 50% | 50% | 50% | 50% | 50% | 50%
1 | 317 | Thermal Energy Storage (TES) | 25% | 25% | 25% | 25% | 25% | 25% | 25% | 25% | 25% | 25% | 25%
1 | 320 | Base DX Packaged System, EER=10.3, 10 tons | 100% | 100% | 100% | 100% | 100% | 100% | 100% | 100% | 100% | 100% | 100%
1 | 321 | DX Packaged System, EER=10.9, 10 tons | 100% | 100% | 100% | 100% | 100% | 100% | 100% | 100% | 100% | 100% | 100%
1 | 322 | Hybrid Dessicant-DX System (Trane CDQ) | 100% | 100% | 100% | 100% | 100% | 100% | 100% | 100% | 100% | 100% | 100%
1 | 323 | Geothermal Heat Pump, EER=13, 10 tons | 50% | 50% | 50% | 50% | 50% | 50% | 50% | 50% | 50% | 50% | 50%
1 | 326 | DX Tune Up/ Advanced Diagnostics | 75% | 75% | 75% | 75% | 75% | 75% | 75% | 75% | 75% | 75% | 75%
1 | 327 | DX Coil Cleaning | 75% | 75% | 75% | 75% | 75% | 75% | 75% | 75% | 75% | 75% | 75%
1 | 328 | Optimize Controls - DX | 75% | 75% | 75% | 75% | 75% | 75% | 75% | 75% | 75% | 75% | 75%
1 | 329 | Aerosole Duct Sealing | 75% | 75% | 75% | 75% | 75% | 75% | 75% | 75% | 75% | 75% | 75%
1 | 330 | Duct/Pipe Insulation | 75% | 75% | 75% | 75% | 75% | 75% | 75% | 75% | 75% | 75% | 75%
1 | 332 | Window Film (Standard) | 75% | 75% | 50% | 75% | 75% | 75% | 75% | 75% | 50% | 75% | 75%
1 | 334 | Ceiling Insulation | 50% | 50% | 50% | 50% | 50% | 50% | 50% | 50% | 50% | 50% | 50%
1 | 335 | Roof Insulation | 50% | 50% | 50% | 50% | 50% | 50% | 50% | 50% | 50% | 50% | 50%
1 | 336 | Cool Roof - DX | 50% | 50% | 50% | 50% | 50% | 50% | 50% | 50% | 50% | 50% | 50%
1 | 340 | Base Packaged HP System, EER=10.3, 10 tons | 100% | 100% | 100% | 100% | 100% | 100% | 100% | 100% | 100% | 100% | 100%
1 | 341 | Packaged HP System, EER=10.9, 10 tons | 100% | 100% | 100% | 100% | 100% | 100% | 100% | 100% | 100% | 100% | 100%
1 | 342 | Geothermal Heat Pump, EER=13, 10 tons | 50% | 50% | 50% | 50% | 50% | 50% | 50% | 50% | 50% | 50% | 50%
1 | 344 | Aerosole Duct Sealing | 75% | 75% | 50% | 75% | 75% | 75% | 75% | 75% | 75% | 75% | 75%
1 | 345 | Duct/Pipe Insulation | 75% | 75% | 50% | 75% | 75% | 75% | 75% | 75% | 75% | 75% | 75%
1 | 347 | Window Film (Standard) | 75% | 75% | 50% | 75% | 75% | 75% | 75% | 75% | 50% | 75% | 75%
1 | 349 | Ceiling Insulation | 50% | 50% | 50% | 50% | 50% | 50% | 50% | 50% | 50% | 50% | 50%
1 | 350 | Roof Insulation | 50% | 50% | 50% | 50% | 50% | 50% | 50% | 50% | 50% | 50% | 50%
1 | 351 | Cool Roof - DX | 50% | 50% | 50% | 50% | 50% | 50% | 50% | 50% | 50% | 50% | 50%
1 | 360 | Base PTAC, EER=8.3, 1 ton | 100% | 100% | 100% | 100% | 100% | 100% | 100% | 100% | 100% | 100% | 100%
1 | 361 | HE PTAC, EER=9.6, 1 ton | 100% | 100% | 100% | 100% | 100% | 100% | 100% | 100% | 100% | 100% | 100%
1 | 362 | Occupancy Sensor (hotels) | 100% | 100% | 100% | 100% | 100% | 100% | 100% | 100% | 100% | 100% | 100%
1 | 400 | Base Fan Motor, 15hp, 1800rpm, 91.0% | 100% | 100% | 100% | 100% | 100% | 100% | 100% | 100% | 100% | 100% | 100%
1 | 401 | High Efficiency Fan Motor, 15hp, 1800rpm, 92.4% | 100% | 100% | 100% | 100% | 100% | 100% | 100% | 100% | 100% | 100% | 100%
1 | 402 | Variable Speed Drive Control | 70.73% | 0.0001% | 18.6% | 0.0001% | 66.84% | 88.07% | 85.66% | 85.66% | 85.66% | 6.534% | 34.76%
1 | 403 | Air Handler Optimization | 75% | 75% | 75% | 75% | 75% | 75% | 75% | 75% | 75% | 75% | 75%
1 | 404 | Electronically Commutated Motors (ECM) on an Air Handler Unit | 100% | 100% | 100% | 100% | 100% | 100% | 100% | 100% | 100% | 100% | 100%
1 | 405 | Demand Control Ventilation (DCV) | 75% | 75% | 75% | 75% | 75% | 75% | 75% | 75% | 75% | 75% | 75%
1 | 406 | Energy Recovery Ventilation (ERV) | 75% | 75% | 75% | 75% | 75% | 75% | 75% | 75% | 75% | 75% | 75%
1 | 407 | Separate Makeup Air / Exhaust Hoods AC | 0% | 100% | 0% | 10% | 0% | 0% | 0% | 0% | 0% | 0% | 0% | feasibility limited to restaurants and grocery stores
1 | 500 | Base Refrigeration System |  |  |  | 100%
1 | 501 | High-efficiency fan motors |  |  |  | 100%
1 | 502 | Strip curtains for walk-ins |  |  |  | 100%
1 | 503 | Night covers for display cases |  |  |  | 50%
1 | 504 | Evaporator fan controller for MT walk-ins |  |  |  | 100%
1 | 505 | Efficient compressor motor retrofit |  |  |  | 100%
1 | 506 | Compressor VSD retrofit |  |  |  | 50%
1 | 507 | Floating head pressure controls |  |  |  | 100%
1 | 508 | Refrigeration Commissioning |  |  |  | 100%
1 | 509 | Demand Hot Gas Defrost |  |  |  | 100%
1 | 510 | Demand Defrost Electric |  |  |  | 100%
1 | 511 | Anti-sweat (humidistat) controls |  |  |  | 100%
1 | 513 | High R-Value Glass Doors |  |  |  | 100%
1 | 514 | Multiplex Compressor System |  |  |  | 100%
1 | 515 | Oversized Air Cooled Condenser |  |  |  | 100%
1 | 516 | Freezer-Cooler Replacement Gaskets |  |  |  | 100%
1 | 517 | LED Display Lighting |  |  |  | 100%
1 | 600 | Base Water Heating | 100% | 100% | 100% | 100% | 100% | 100% | 100% | 100% | 100% | 100% | 100%
1 | 601 | High Efficiency Water Heater (electric) | 100% | 100% | 100% | 100% | 100% | 100% | 100% | 100% | 100% | 100% | 100%
1 | 603 | Heat Pump Water Heater (air source) | 100% | 100% | 100% | 100% | 100% | 100% | 100% | 100% | 100% | 100% | 100%
1 | 604 | Solar Water Heater | 50% | 50% | 50% | 50% | 50% | 50% | 50% | 50% | 50% | 50% | 50%
1 | 606 | Demand controlled circulating systems | 75% | 75% | 75% | 75% | 75% | 75% | 75% | 75% | 75% | 75% | 75%
1 | 608 | Heat Recovery Unit | 75% | 75% | 75% | 75% | 75% | 75% | 75% | 75% | 75% | 75% | 75%
1 | 609 | Heat Trap | 75% | 75% | 75% | 75% | 75% | 75% | 75% | 75% | 75% | 75% | 75%
1 | 610 | Hot Water Pipe Insulation | 75% | 75% | 75% | 75% | 75% | 75% | 75% | 75% | 75% | 75% | 75%
1 | 700 | Base Desktop PC | 100% | 100% | 100% | 100% | 100% | 100% | 100% | 100% | 100% | 100% | 100%
1 | 701 | PC Manual Power Management Enabling | 75% | 75% | 75% | 75% | 75% | 75% | 75% | 75% | 75% | 75% | 75%
1 | 702 | PC Network Power Management Enabling | 75% | 75% | 75% | 75% | 75% | 75% | 75% | 75% | 75% | 75% | 75%
1 | 710 | Base Monitor, CRT | 100% | 100% | 100% | 100% | 100% | 100% | 100% | 100% | 100% | 100% | 100%
1 | 711 | Energy Star or Better Monitor | 100% | 100% | 100% | 100% | 100% | 100% | 100% | 100% | 100% | 100% | 100%
1 | 712 | Monitor Power Management Enabling | 75% | 75% | 75% | 75% | 75% | 75% | 75% | 75% | 75% | 75% | 75%
1 | 720 | Base Monitor, LCD | 100% | 100% | 100% | 100% | 100% | 100% | 100% | 100% | 100% | 100% | 100%
1 | 721 | Energy Star or Better Monitor | 100% | 100% | 100% | 100% | 100% | 100% | 100% | 100% | 100% | 100% | 100%
1 | 722 | Monitor Power Management Enabling | 75% | 75% | 75% | 75% | 75% | 75% | 75% | 75% | 75% | 75% | 75%
1 | 730 | Base Copier | 100% | 100% | 100% | 100% | 100% | 100% | 100% | 100% | 100% | 100% | 100%
1 | 731 | Energy Star or Better Copier | 100% | 100% | 100% | 100% | 100% | 100% | 100% | 100% | 100% | 100% | 100%
1 | 732 | Copier Power Management Enabling | 75% | 75% | 75% | 75% | 75% | 75% | 75% | 75% | 75% | 75% | 75%
1 | 740 | Base Laser Printer | 100% | 100% | 100% | 100% | 100% | 100% | 100% | 100% | 100% | 100% | 100%
1 | 741 | Printer Power Management Enabling | 75% | 75% | 75% | 75% | 75% | 75% | 75% | 75% | 75% | 75% | 75%
1 | 800 | Base Commercial Ovens | 100% | 100% | 100% | 100% | 100% | 100% | 100% | 100% | 100% | 100% | 100%
1 | 801 | Convection Oven | 100% | 100% | 100% | 100% | 100% | 100% | 100% | 100% | 100% | 100% | 100%
1 | 810 | Base Commercial Fryers | 100% | 100% | 100% | 100% | 100% | 100% | 100% | 100% | 100% | 100% | 100%
1 | 811 | Efficient Fryer | 100% | 100% | 100% | 100% | 100% | 100% | 100% | 100% | 100% | 100% | 100%
1 | 900 | Base Vending Machines | 100% | 100% | 100% | 100% | 100% | 100% | 100% | 100% | 100% | 100% | 100%
1 | 901 | Vending Misers | 70% | 70% | 70% | 70% | 70% | 70% | 70% | 70% | 70% | 70% | 70%
Note on D10: AlanN: 1 minus EMS Not Complete *0.5
Note on F10: AlanN: 1 minus EMS Not Complete *0.5
Note on I10: AlanN: 1 minus EMS Not Complete *0.5
Note on J10: AlanN: 1 minus EMS Not Complete *0.5
Note on M10: AlanN: 1 minus EMS Not Complete *0.5

## ESShip
Product Category1 | 2017 Units Shipped (1000's unless others stated) | 2017 Estimated Market Penetration3 | Specification Revisions Affecting Future Market Penetration (Version/Tier Effective Date) | 2017 Data available: https://www.energystar.gov/ia/partners/downloads/unit_shipment_data/2017/2017%20Unit%20Shipment%20Data%20Summary%20Report.pdf?8db4-9eb4
Audio/Video Products - Consumer |  |  | Revision Planned 2019
Blu-ray Players | 1285 | 60%
DVD Players | 2765 | 57%
Soundbars | 132 | 16% |  | Key and notes
Audio/Video Products - Professional/Commercial |  |  |  |  | New specification version effective in late 2017 or 2018; market penetration under the new version is likely to be lower.
Amplifiers |  |  |  |  | New specification version effective in 2019 or later.
Boilers | 132 | 43%
Residential Gas Boilers | 114 | 45%
Residential Oil Boilers | 18 | 36%
Ceiling Fans |  |  | Version 4.0 - June 15, 2018
Ceiling Fan Only4 | 1541 | 66%
Ceiling Fan with Light Kit | 496 | 3%
Ceiling Fan with Light Kit Only | 145 | N/A
CAC/ASHP | 2215 | 28%
ASHP5 | 1075 | 41%
CAC | 1140 | 22%
Clothes Dryers | 3113 | 40%
Clothes Dryers - Electric | 2569 | 40%
Clothes Dryers - Gas | 544 | 38%
Clothes Washers | 4636 | 46% | Version 8.0 - February 5, 2018
Residential Use | 4564 | 46%
Commercial Use | 71 | 37%
Commercial Boiler | 9 | 21%
Commercial Dishwashers | 51 | 67% | Revision Planned 2019
Commercial Fryers | 24 | 27%
Commercial Griddles | 3 | 18%
Commercial Hot Food Holding Cabinets | 10 | 23%
Commercial Ice Machines | 125 | 63% | Version 3.0 - January 28, 2018
Commercial Ovens | 42 | 59% | Revision Planned 2019
Commercial Refrigerators & Freezers | 310 | 44% | Version 4.0 - March 27, 2017
Commercial Steam Cookers | 6 | 33%
Commercial Water Heaters - Gas | 50 | 53%
Computer Servers | 334 | 9%
Computers | 76338 | 65%
Desktop | 8699 | 52% | Revision Planned 2019
Notebooks | 44005 | 90% | Version 7.0 - November 16, 2018
Tablets | 23447 | 45%
Small-Scale Servers
Thin Clients | 852 | N/A
Workstations | 187 | 21%
Connected Thermostats | 1236 | 19%
Data Center Storage | 54 | N/A
Decorative Light Strings | 42960 | 25%
Dehumidifiers | 2252 | 88% | Revision Planned 2019
Dishwashers6 | 7325 | 91% | Revision Planned
Displays | 19205 | 92%
LCD Monitors | 19009 | 94% | Revision Planned 2019
Signage Display | 197 | 29%
Freezers7 | 775 | 42%
Furnaces | 852 | 27%
Residential Gas Furnaces | 845 | 27%
Residential Oil Furnaces | 7 | 19%
Geothermal Heat Pumps | 37 | 17%
Imaging Equipment |  |  | Revision Planned 2019
Digital Duplicators
Mailing Machines
Multi-function Devices and Printers | 21755 | 99%
Scanners
Laboratory Grade Refrigerators and Freezers | 6 | N/A
Lamps8 | 384897 | 21%
Compact Fluorescent Lamps (CFLs)9 | 3758 | 5%
Integral LED Lamps | 381138 | 70%
Light Commercial HVAC | 66 | 13%
Luminaires10 | 46439 | 20%
Indoor | 41293 | 21%
Outdoor | 3857 | 12%
Solid State Retrofit Kits | 39255 | N/A
Pool Pumps | 320 | 43% | Version 2.0 - January 2, 2019
Refrigerators11 | 5288 | 46%
Roof Products | 8 billion sq. ft. | 34%
Residential | 1.25 billion sq. ft. | 26%
Commercial | 6.44 billion sq. ft. | 37%
Room Air Cleaners | 1838 | 39%
Room Air Conditioners | 2744 | 34%
Set-top Boxes12 | 13802 | 28% | Version 5.0 - January 1, 2017 (Thin Clients - January 1, 2018)
Cable | 202 | 1%
Satellite | 3677 | 76%
IP | 35 | 1%
Thin Client/Remote | 7879 | 92%
Small Network Equipment | 319 | 0%
Telephony | 7991 | 44% | Revision Planned 2019
Analog13 | 5741 | 51%
VOIP | 2251 | 29%
Televisions | 25250 | 58% | Version 8.0 - March 1, 2019
LCD
OLED
Plasma
TV Combination Units
Uninterruptible Power Supplies | 3135 | 65%
Vending Machines | 41 | 17%
Ventilating Fans14 | 4372 | N/A
Water Coolers | 1596 | 67% | Revision Planned 2019
Water Heaters
Gas Storage | 278 | 6%
Gas Tankless | 387 | N/A
Heat Pump | 72 | 2%
Solar | 8 | N/A
Windows, Doors and Skylights15 | 46404 | 81% | Version 6.0 - January 1, 2015 January 1, 2016 (for northern zone windows)
2 The number of ENERGY STAR certified products shipped and market penetrations are provided for select, notable subcategories of products. 3 For product categories where 2017 Market Penetration reads “N/A”, market penetration was unable to be calculated due to a lack of market data. 4 The market penetration for Ceiling Fans – Fan Only is substantially higher than previous years due to new market information indicating that Fan Only models comprise a smaller portion of the total market than previously assumed. 5 As percent of heat pump market. 6 Market penetration for dishwashers includes compact products. 7 Market penetration for freezers includes compact products. 8 This includes ENERGY STAR certified lamps as a percentage of all lamps, including incandescent, fluorescent, halogen and solid state. 9 CFL shipments do not include pin-based lamps. 10 Shipments and market penetration for luminaires and indoor luminaires do not include solid state lighting retrofit kits or ceiling fan light kits. 11 Market penetration for refrigerators does not include compact products. 12 Includes shipments to consumers, retailers, and set-top box service providers including both ENERGY STAR partners and non-partners. 13 Shipments and market penetration for telephony include corded and cordless analog telephones but do not include additional handsets. 14 Shipments for ventilating fans do not include in-line ventilating fans. 15 Shipment data and market penetration for windows, doors, and skylights is determined by Ducker Worldwide, LLC through a separate process and will be available at a later date
Note on C32: Zhu, Wenjia: use 2014 data
Note on C54: Zhu, Wenjia: use 2014 data
Note on C71: Zhu, Wenjia: use 2014 data
Note on C99: Zhu, Wenjia: use 2014 data

## PairList
Measure Name | Proxy Name in "Feasibility Factor" | Proxy Name in "ESShip" | Proxy Name in "Nexant" | Segment | Proxy Segment in "Feasibility Factor" | Proxy Segment1 in "Nexant" | Proxy Segment2 in "Nexant"
Window Sun Protection |  |  | Window Film | Assembly | Other | Public | Public
Waterside Economizer | Centrifugal Chiller, 0.51 kW/ton, 500 tons |  | High Efficiency Chiller (water cooled) | College and University | College | Education | Education
Water Cooled Refrigeration Heat Recovery | Heat Recovery Unit |  | High Efficiency Refrigeration Compressor | Grocery | FoodStore | Grocery | Grocery
Warehouse Loading Dock Seals |  |  | High Efficiency Ventilation System Design | Healthcare | Other Health Care | Medical_Office | Medical_Office
Wall Insulation | Ceiling Insulation |  | Ceiling Insulation | Hospitals | Hospital | Hospital | Hospital
VSD Controlled Compressor | Compressor VSD retrofit |  | Adjustable Speed Drives (ASD) | Institutional | Other | Religious | Religious
VAV System | Centrifugal Chiller, 0.51 kW/ton, 500 tons |  | High Efficiency Chiller (air cooled) | Lodging/Hospitality | Hotel | Lodging | Lodging
Variable Speed Pool Pump |  | Pool Pumps | Efficient Pool Pump (VSD for Pump) | Miscellaneous | Other | Miscellaneous | Miscellaneous
Variable Refrigerant Flow (VRF) HVAC Systems | HE PTAC, EER=9.6, 1 ton | Light Commercial HVAC11 | High Efficiency Packaged AC - Air Cooled 11.0 EER | Offices | Office | Large_Office | Small_Office
Two Speed Pool Pump |  | Pool Pumps | Efficient Pool Pump (VSD for Pump) | Restaurants | Restaurant | Restaurant | Restaurant
Thermostatic Shower Restriction Valve |  |  | Low Flow Showerhead | Retail | Retail | Large_Retail | Small_Retail
Thermal Energy Storage | Thermal Energy Storage (TES) |  | Full Thermal Energy Storage | Schools K-12 | School | Education | Education
Tank Wrap on Water Heater | Heat Trap |  | Heat Trap | Warehouse | Warehouse | Warehouse | Warehouse
Strip Curtains for Walk-ins | Strip curtains for walk-ins |  | Strip Curtains
Solar Water Heater | Solar Water Heater |  | Solar Water Heater
Solar Powered Pool Pump |  | Pool Pumps | Efficient Pool Pump (VSD for Pump)
Solar Pool Heater |  |  | Efficient Pool Pump (VSD for Pump)
Smart Thermostat |  |  | Set-Back Programmable Thermostat
Smart Strip Plug Outlet |  |  | Smart Plug Load Power Strips
Server Virtualization |  |  | Data Center - Server/Storage virtualization
Roof Insulation | Roof Insulation
Retro-Commissioning |  |  | Large Commercial Building Re-Commissioning
Regenerative Drive Elevator Motor |  |  | Elevators
Refrigerated Display Case Lighting Controls | LED Display Lighting |  | LED Refrigerated Case Door Lighting
Refrigerated Display Case LED Lighting | LED Display Lighting |  | LED Refrigerated Case Door Lighting
PSC to ECM Evaporator Fan Motor (Walk-In, Refrigerator) | Evaporator fan controller for MT walk-ins |  | Evaporator Fan ECMotor Controller on Walk-ins
PSC to ECM Evaporator Fan Motor (Reach-In) | Evaporator fan controller for MT walk-ins |  | Evaporator Fan ECMotor Controller on Walk-ins
Programmable Thermostat |  |  | Set-Back Programmable Thermostat
Premium T8 - Lamp Replacement | ROB Premium T8, 1EB |  | T8 Lamp High Performance
Premium T8 - Fixture Replacement | ROB Premium T8, 1EB |  | T8 High Performance Fixture
Oversized Air Cooled Condenser_need algorithm |  |  | High Efficiency Refrigeration Compressor
Outside Air Economizer for Coolers |  |  | Economizer for Walk-in Coolers
Outdoor Lighting Controls | Outdoor Lighting Controls (Photocell/Timeclock) |  | Photocell Controls (outdoor)
Night Covers for Display Cases | Night covers for display cases |  | Night Covers for Display Cases
Network PC Power Management | PC Network Power Management Enabling |  | Network PC Power Management
Low-Flow Pre-Rinse Sprayers |  |  | Low-Flow Pre-Rinse Spray Valves - 0.6 GPM (Code to high Efficiency)
Low U-Value Windows | Window Film (Standard) |  | Commercial Windows, 2012 IECC Standard, SHGC 0.25
Low Flow Shower Head |  |  | Low Flow Showerhead
LED Traffic and Crosswalk Lighting |  |  | HPS Lamps - Street
LED Street Lights |  |  | HPS Lamps - Street
LED Parking Lighting | Base Outdoor HID Lamp |  | LED exterior lighting
LED Linear - Lamp Replacement | ROB Premium T8, 1EB |  | T8 Lamp High Performance
LED Linear - Fixture Replacement | ROB Premium T8, 1EB |  | T8 High Performance Fixture
LED Exterior Lighting |  |  | LED exterior lighting
LED Exit Sign | LED Exit Sign |  | LED Exit Sign, Replacing Incandescent
LED Display Lighting (Interior) |  |  | LED Task Lighting/Screw-in (replacing incandescent lights)
LED Display Lighting (Exterior) |  |  | LED exterior lighting
LED - 9W Flood | CFL Screw-in 18W |  | LED Task Lighting/Screw-in (replacing incandescent lights)
LED - 14W | CFL Screw-in 18W |  | LED Task Lighting/Screw-in (replacing incandescent lights)
Interior Lighting Controls | Occupancy Sensor |  | Occupancy Sensor (interior lighting)
Instantaneous Hot Water System |  |  | High Efficiency small instantaneous water heaters (25% above the minimum)
Infiltration Reduction - Air Sealing | Aerosole Duct Sealing |  | Infiltration reduction
Induction Cooktops |  |  | High efficiency induction cooking
HVAC tune-up_RTU | DX Packaged System, EER=10.9, 10 tons |  | High Efficiency Packaged Refrigeration Equip
HVAC tune-up | HE PTAC, EER=9.6, 1 ton | Light Commercial HVAC11 | High Efficiency Packaged AC - Air Cooled 11.0 EER
Hotel Card Energy Control Systems |  |  | Hotels - lighting smart sensor
Hot Water Pipe Insulation | Hot Water Pipe Insulation |  | Pipe Insulation
Hot Water Circulation Pump Control | Demand controlled circulating systems |  | Timer for recirculation pump
High Speed Fans | Separate Makeup Air / Exhaust Hoods AC |  | High efficiency ventilation hoods
High R-Value Glass Doors | High R-Value Glass Doors |  | High Efficiency Glass Doors
High Efficiency Refrigeration Compressor | Efficient compressor motor retrofit |  | High Efficiency Refrigeration Compressor
High Efficiency PTHP | HE PTAC, EER=9.6, 1 ton | Light Commercial HVAC11 | High Efficiency Packaged AC - Air Cooled 11.0 EER
High Efficiency PTAC | HE PTAC, EER=9.6, 1 ton | Light Commercial HVAC11 | High Efficiency Packaged AC - Air Cooled 11.0 EER
High Efficiency HID Lighting | Base Outdoor HID Lamp |  | HID Lighting
High Efficiency DX over 760k BTU_h Other Heat | DX Packaged System, EER=10.9, 10 tons |  | High Efficiency Packaged Refrigeration Equip
High Efficiency DX over 240k BTU_h Elect Heat | DX Packaged System, EER=10.9, 10 tons |  | High Efficiency Packaged Refrigeration Equip
High Efficiency DX less than 65k BTU_h Other Heat | DX Packaged System, EER=10.9, 10 tons |  | High Efficiency Packaged Refrigeration Equip
High Efficiency DX less than 65k BTU_h Electric Heat | DX Packaged System, EER=10.9, 10 tons |  | High Efficiency Packaged Refrigeration Equip
High Efficiency DX 65k- less than 135k BTU_h Other Heat | DX Packaged System, EER=10.9, 10 tons |  | High Efficiency Packaged Refrigeration Equip
High Efficiency DX 65k- less than 135k BTU_h Elect Heat | DX Packaged System, EER=10.9, 10 tons |  | High Efficiency Packaged Refrigeration Equip
High Efficiency DX 240k- less than 760k BTU_h Other Heat | DX Packaged System, EER=10.9, 10 tons |  | High Efficiency Packaged Refrigeration Equip
High Efficiency DX 135k- less than 240k BTU_h Other Heat | DX Packaged System, EER=10.9, 10 tons |  | High Efficiency Packaged Refrigeration Equip
High Efficiency DX 135k- less than 240k BTU | DX Packaged System, EER=10.9, 10 tons |  | High Efficiency Packaged Refrigeration Equip
High Efficiency Data Center Cooling |  |  | High Efficiency Chiller (water cooled)
High Efficiency Chiller (Water cooled-positive displacement, 300 tons) | Centrifugal Chiller, 0.51 kW/ton, 500 tons |  | High Efficiency Chiller (water cooled)
High Efficiency Chiller (Water cooled-positive displacement, 100 tons) | Centrifugal Chiller, 0.51 kW/ton, 500 tons |  | High Efficiency Chiller (water cooled)
High Efficiency Chiller (Water cooled-centrifugal, 500 tons) | Centrifugal Chiller, 0.51 kW/ton, 500 tons |  | High Efficiency Chiller (water cooled)
High Efficiency Chiller (Water cooled-centrifugal, 200 tons) | Centrifugal Chiller, 0.51 kW/ton, 500 tons |  | High Efficiency Chiller (water cooled)
High Efficiency Chiller (Air Cooled, 50 tons) | Centrifugal Chiller, 0.51 kW/ton, 500 tons |  | High Efficiency Chiller (air cooled)
High Efficiency Chiller (Air Cooled, 150 tons) | Centrifugal Chiller, 0.51 kW/ton, 500 tons |  | High Efficiency Chiller (air cooled)
High Bay LED | LED Exit Sign |  | Interior High Bay Linear Fluorescent Fixture (T8 or T5 w/reflector)
High Bay Fluorescent (T5) | High Bay T5 |  | Interior High Bay Linear Fluorescent Fixture (T8 or T5 w/reflector)
Heat Pump Water Heater | Heat Pump Water Heater (air source) |  | Heat Pump Water Heater
Heat Pump Pool Heater |  |  | Efficient Pool Pump (VSD for Pump)
Green Roof |  | Commercial | Green roof - vegetated rooftop
Geothermal Heat Pump | Geothermal Heat Pump, EER=13, 10 tons | Geothermal Heat Pumps7 | Ground Source Heat Pump
Freezer-Cooler Replacement Gaskets | Freezer-Cooler Replacement Gaskets |  | Food Service Refrigeration: Cooler/Freezer Door Gaskets
Floor Insulation |  |  | Ceiling Insulation
Floating Head Pressure Controls | Floating head pressure controls |  | Low-Flow Pre-Rinse Spray Valves - 0.6 GPM (Code to high Efficiency)
Faucet Aerator |  |  | Faucet Aerator
Facility Energy Management System |  |  | Energy Management System
Facility Commissioning |  |  | Facility Commissioning
Engine Block Timer |  |  | ECM Case Motors
ENERGY STAR Water Cooler |  |  | Energy Star Water Cooler
Energy Star Vending Machine | Base Vending Machines | Vending Machines | Refrigerated Beverage Vending Machine (Energy Star)
Energy Star Uninterruptable Power Supply | PC Network Power Management Enabling |  | Network PC Power Management
Energy Star Steamer |  | Commercial Steam Cookers | Commercial Steam Cookers (Energy Star)
Energy Star Servers |  |  | Data Center - Energy efficient servers
Energy Star Refrigerator |  | Commercial Refrigerators & Freezers | Energy Star Refrigerator
Energy Star PCs | Base Desktop PC | Computers
ENERGY STAR Imaging Equipment | Energy Star or Better Copier | Multi-function Devices and Printers8 | Energy Star Imaging Equipment
Energy Star Ice Maker |  | Commercial Ice Machines | High Efficiency Ice Makers - Energy Star
Energy Star Hot Food Holding Cabinet |  | Commercial Hot Food Holding Cabinets | Commercial Hot Food Holding Cabinets (Energy Star)
Energy Star Griddle |  | Commercial Griddles | High efficiency griddle
Energy Star Fryer | Efficient Fryer | Commercial Fryers | High efficiency fryers (Energy Star)
Energy Star Commercial Solid Door Refrigerator | Base Refrigeration System |  | Commercial Solid Door Refrigerator & Freezer (Energy Star)
Energy Star Commercial Solid Door Freezer | Freezer-Cooler Replacement Gaskets |  | Commercial Solid Door Refrigerator & Freezer (Energy Star)
Energy Star Commercial Oven | Convection Oven | Commercial Ovens | High Efficiency Combination Oven - Energy Star
Energy Star Commercial Glass Door Refrigerator | Base Refrigeration System |  | Retrofit open vertical refrigerated case with glass door
Energy Star Commercial Glass Door Freezer | Freezer-Cooler Replacement Gaskets |  | Retrofit open vertical refrigerated case with glass door
Energy Star Commercial Dishwasher |  | Commercial Dishwashers | Energy Star commercial dishwasher
ENERGY STAR Commercial Clothes Washer |  | Commercial Use | Energy Star Clothes Washer
ENERGY STAR certified buildings program |  |  | Facility Commissioning
Energy Recovery Ventilation System (ERV) | Energy Recovery Ventilation (ERV) |  | Commercial energy recovery ventilation systems
Efficient Motor Belts | Efficient compressor motor retrofit |  | ECM Case Motors
Efficient Exhaust Hood | Separate Makeup Air / Exhaust Hoods AC |  | High efficiency ventilation hoods
Efficient Battery Charger |  |  | Energy Star Battery Charging System (for small cordless products)
ECM Motors on Furnaces | Electronically Commutated Motors (ECM) on an Air Handler Unit |  | ECM Case Motors
Duct Sealing Repair | Aerosole Duct Sealing |  | Duct Testing & Sealing
Duct Insulation | Duct/Pipe Insulation |  | Duct Testing & Sealing
Drain Water Heat Recovery | Heat Recovery Unit |  | Pipe Insulation
Door Gasket (Freezer) | Freezer-Cooler Replacement Gaskets |  | Food Service Refrigeration: Cooler/Freezer Door Gaskets
Destratification Fans |  |  | High Efficiency Ventilation System Design
Demand Defrost | Demand Defrost Electric |  | Food Service Refrigeration: Cooler/Freezer Door Gaskets
Demand Controlled Ventilation | Demand Control Ventilation (DCV) |  | demand controlled ventilation
Dedicated Outdoor Air System on VRF unit | HE PTAC, EER=9.6, 1 ton |  | High Efficiency Packaged AC - Air Cooled 11.0 EER
Cool Roof | Cool Roof - Chiller |  | Light Colored Roofs and Walls/Cool Roofs
CO Sensors for Parking Garage Exhaust | Demand Control Ventilation (DCV) |  | CO sensors for parking garage exhaust fans
Chilled Water System - Variable Speed Drives | Centrifugal Chiller, 0.51 kW/ton, 500 tons |  | Adjustable Speed Drives (ASD)
Chilled Water Controls Optimization | Centrifugal Chiller, 0.51 kW/ton, 500 tons |  | High Efficiency Chiller (water cooled)
Chilled Hot Water Reset |  |  | Chilled Water Reset, Optimizer System for Chiller(s)
CFL-23W | CFL Screw-in 18W | Compact Fluorescent Lamps (CFLs)10 | Compact Fluorescent Lamp/Screw-in
CFL - 15W Flood | CFL Screw-in 18W |  | Compact Fluorescent Lamp/Screw-in
Ceiling Insulation(R30 to R38) | Ceiling Insulation |  | Ceiling Insulation
Ceiling Insulation(R2 to R38) | Ceiling Insulation |  | Ceiling Insulation
Ceiling Insulation(R19 to R38) | Ceiling Insulation |  | Ceiling Insulation
Ceiling Insulation(R12 to R38) | Ceiling Insulation |  | Ceiling Insulation
Bi-Level Lighting Control (Interior) | Lighing Control Tuneup |  | Indoor Daylight Sensors
Bi-Level Lighting Control (Exterior) | Lighing Control Tuneup |  | Photocell Controls (outdoor)
Automatic Door Closer for Walk-in Coolers and Freezers |  |  | Auto-Closers for Cooler or Freezer Doors
Anti-Sweat Controls | Anti-sweat (humidistat) controls |  | Anti-Sweat Heat Control-Humidistat
Airside Economizer |  |  | Outside Air Economizer
Air Curtains |  |  | Air curtain technology
10HP Open Drip-Proof(ODP) Motor | High Efficiency Fan Motor, 15hp, 1800rpm, 92.4% |  | ASD HVAC Fan

## ApplicablePermutations
Applicable to segments? | [13 empty] | Applicable to Vintages? |  |  |  | Post Adjustment?
Name | Assembly | College and University | Grocery | Healthcare | Hospitals | Institutional | Lodging/Hospitality | Miscellaneous | Offices | Restaurants | Retail | Schools K-12 | Warehouse | Name | T | E | N | Name | Adjust?
Efficient Exhaust Hood |  | 1 |  | 1 | 1 |  | 1 |  |  | 1 |  | 1 |  | Efficient Exhaust Hood | 1 | 1 | 1 | Efficient Exhaust Hood
Energy Star Commercial Oven |  | 1 |  | 1 | 1 |  | 1 |  |  | 1 |  | 1 |  | Energy Star Commercial Oven | 1 | 1 | 1 | Energy Star Commercial Oven
Energy Star Fryer |  | 1 |  | 1 | 1 |  | 1 |  |  | 1 |  | 1 |  | Energy Star Fryer | 1 | 1 | 1 | Energy Star Fryer
Energy Star Griddle |  | 1 |  | 1 | 1 |  | 1 |  |  | 1 |  | 1 |  | Energy Star Griddle | 1 | 1 | 1 | Energy Star Griddle
Energy Star Hot Food Holding Cabinet |  | 1 |  | 1 | 1 |  | 1 |  |  | 1 |  | 1 |  | Energy Star Hot Food Holding Cabinet | 1 | 1 | 1 | Energy Star Hot Food Holding Cabinet
Energy Star Steamer |  | 1 |  | 1 | 1 |  | 1 |  |  | 1 |  | 1 |  | Energy Star Steamer | 1 | 1 | 1 | Energy Star Steamer
Induction Cooktops |  | 1 |  | 1 | 1 |  | 1 |  |  | 1 |  | 1 |  | Induction Cooktops | 1 | 1 | 1 | Induction Cooktops
Energy Star Commercial Dishwasher |  | 1 |  | 1 | 1 |  | 1 |  |  | 1 |  | 1 |  | Energy Star Commercial Dishwasher | 1 | 1 | 1 | Energy Star Commercial Dishwasher
Heat Pump Water Heater | 1 | 1 | 1 | 1 | 1 | 1 | 1 | 1 | 1 | 1 | 1 | 1 | 1 | Heat Pump Water Heater | 1 | 1 | 1 | Heat Pump Water Heater
Instantaneous Hot Water System | 1 | 1 | 1 | 1 | 1 | 1 | 1 | 1 | 1 | 1 | 1 | 1 | 1 | Instantaneous Hot Water System | 1 | 1 | 1 | Instantaneous Hot Water System
Solar Water Heater | 1 | 1 | 1 | 1 | 1 | 1 | 1 | 1 | 1 | 1 | 1 | 1 | 1 | Solar Water Heater | 1 | 1 | 1 | Solar Water Heater
CFL - 15W Flood | 1 | 1 | 1 | 1 | 1 | 1 | 1 | 1 | 1 | 1 | 1 | 1 | 1 | CFL - 15W Flood | 1 | 1 | 1 | CFL - 15W Flood
High Efficiency HID Lighting | 1 | 1 | 1 | 1 | 1 | 1 | 1 | 1 | 1 | 1 | 1 | 1 | 1 | High Efficiency HID Lighting | 1 | 1 | 1 | High Efficiency HID Lighting
LED - 9W Flood | 1 | 1 | 1 | 1 | 1 | 1 | 1 | 1 | 1 | 1 | 1 | 1 | 1 | LED - 9W Flood | 1 | 1 | 1 | LED - 9W Flood
LED Display Lighting (Exterior) | 1 | 1 | 1 | 1 | 1 | 1 | 1 | 1 | 1 | 1 | 1 | 1 | 1 | LED Display Lighting (Exterior) | 1 | 1 | 1 | LED Display Lighting (Exterior)
LED Exterior Lighting | 1 | 1 | 1 | 1 | 1 | 1 | 1 | 1 | 1 | 1 | 1 | 1 | 1 | LED Exterior Lighting | 1 | 1 | 1 | LED Exterior Lighting
LED Parking Lighting | 1 | 1 | 1 | 1 | 1 | 1 | 1 | 1 | 1 | 1 | 1 | 1 | 1 | LED Parking Lighting | 1 | 1 | 1 | LED Parking Lighting
LED Street Lights | [5 empty] | 1 | [7 empty] | LED Street Lights | 1 | 1 | 1 | LED Street Lights
LED Traffic and Crosswalk Lighting | [5 empty] | 1 | [7 empty] | LED Traffic and Crosswalk Lighting | 1 | 1 | 1 | LED Traffic and Crosswalk Lighting
Geothermal Heat Pump | 1 | 1 | 1 | 1 | 1 | 1 | 1 | 1 | 1 | 1 | 1 | 1 | 1 | Geothermal Heat Pump | 1 | 1 | 1 | Geothermal Heat Pump
High Efficiency Chiller (Air Cooled, 150 tons) | [13 empty] | High Efficiency Chiller (Air Cooled, 150 tons) |  |  |  | High Efficiency Chiller (Air Cooled, 150 tons)
High Efficiency Chiller (Air Cooled, 50 tons) | 1 | 1 | 1 | 1 | 1 | 1 | 1 | 1 | 1 | 1 | 1 | 1 | 1 | High Efficiency Chiller (Air Cooled, 50 tons) | 1 | 1 | 1 | High Efficiency Chiller (Air Cooled, 50 tons)
High Efficiency Chiller (Water cooled-centrifugal, 200 tons) | 1 | 1 | 1 | 1 | 1 | 1 | 1 | 1 | 1 | 1 | 1 | 1 | 1 | High Efficiency Chiller (Water cooled-centrifugal, 200 tons) | 1 | 1 | 1 | High Efficiency Chiller (Water cooled-centrifugal, 200 tons)
High Efficiency Chiller (Water cooled-centrifugal, 500 tons) | [13 empty] | High Efficiency Chiller (Water cooled-centrifugal, 500 tons) |  |  |  | High Efficiency Chiller (Water cooled-centrifugal, 500 tons)
High Efficiency Chiller (Water cooled-positive displacement, 100 tons) | 1 | 1 | 1 | 1 | 1 | 1 | 1 | 1 | 1 | 1 | 1 | 1 | 1 | High Efficiency Chiller (Water cooled-positive displacement, 100 tons) | 1 | 1 | 1 | High Efficiency Chiller (Water cooled-positive displacement, 100 tons)
High Efficiency Chiller (Water cooled-positive displacement, 300 tons) | [13 empty] | High Efficiency Chiller (Water cooled-positive displacement, 300 tons) |  |  |  | High Efficiency Chiller (Water cooled-positive displacement, 300 tons)
High Efficiency Data Center Cooling |  | 1 |  | 1 | 1 | 1 |  |  | 1 |  |  | 1 |  | High Efficiency Data Center Cooling | 1 | 1 | 1 | High Efficiency Data Center Cooling
High Efficiency DX 135k- less than 240k BTU | 1 | 1 | 1 | 1 | 1 | 1 | 1 | 1 | 1 | 1 | 1 | 1 | 1 | High Efficiency DX 135k- less than 240k BTU | 1 | 1 | 1 | High Efficiency DX 135k- less than 240k BTU
High Efficiency DX 135k- less than 240k BTU_h Other Heat | [13 empty] | High Efficiency DX 135k- less than 240k BTU_h Other Heat |  |  |  | High Efficiency DX 135k- less than 240k BTU_h Other Heat
High Efficiency DX 240k- less than 760k BTU_h Other Heat | [13 empty] | High Efficiency DX 240k- less than 760k BTU_h Other Heat |  |  |  | High Efficiency DX 240k- less than 760k BTU_h Other Heat
High Efficiency DX 65k- less than 135k BTU_h Elect Heat | [13 empty] | High Efficiency DX 65k- less than 135k BTU_h Elect Heat |  |  |  | High Efficiency DX 65k- less than 135k BTU_h Elect Heat
High Efficiency DX 65k- less than 135k BTU_h Other Heat | [13 empty] | High Efficiency DX 65k- less than 135k BTU_h Other Heat |  |  |  | High Efficiency DX 65k- less than 135k BTU_h Other Heat
High Efficiency DX less than 65k BTU_h Electric Heat | [13 empty] | High Efficiency DX less than 65k BTU_h Electric Heat |  |  |  | High Efficiency DX less than 65k BTU_h Electric Heat
High Efficiency DX less than 65k BTU_h Other Heat | [13 empty] | High Efficiency DX less than 65k BTU_h Other Heat |  |  |  | High Efficiency DX less than 65k BTU_h Other Heat
High Efficiency DX over 240k BTU_h Elect Heat | [13 empty] | High Efficiency DX over 240k BTU_h Elect Heat |  |  |  | High Efficiency DX over 240k BTU_h Elect Heat
High Efficiency DX over 760k BTU_h Other Heat | [13 empty] | High Efficiency DX over 760k BTU_h Other Heat |  |  |  | High Efficiency DX over 760k BTU_h Other Heat
High Efficiency PTAC | 1 | 1 | 1 | 1 | 1 | 1 | 1 | 1 | 1 | 1 | 1 | 1 | 1 | High Efficiency PTAC | 1 | 1 | 1 | High Efficiency PTAC
High Efficiency PTHP | 1 | 1 | 1 | 1 | 1 | 1 | 1 | 1 | 1 | 1 | 1 | 1 | 1 | High Efficiency PTHP | 1 | 1 | 1 | High Efficiency PTHP
Variable Refrigerant Flow (VRF) HVAC Systems | 1 | 1 | 1 | 1 | 1 | 1 | 1 | 1 | 1 | 1 | 1 | 1 | 1 | Variable Refrigerant Flow (VRF) HVAC Systems | 1 | 1 | 1 | Variable Refrigerant Flow (VRF) HVAC Systems
CFL-23W | 1 | 1 | 1 | 1 | 1 | 1 | 1 | 1 | 1 | 1 | 1 | 1 | 1 | CFL-23W | 1 | 1 | 1 | CFL-23W
High Bay Fluorescent (T5) | 1 | [9 empty] | 1 |  | 1 | High Bay Fluorescent (T5) | 1 | 1 | 1 | High Bay Fluorescent (T5)
High Bay LED | 1 | [9 empty] | 1 |  | 1 | High Bay LED | 1 | 1 | 1 | High Bay LED
LED - 14W | 1 | 1 | 1 | 1 | 1 | 1 | 1 | 1 | 1 | 1 | 1 | 1 | 1 | LED - 14W | 1 | 1 | 1 | LED - 14W
LED Display Lighting (Interior) | 1 | 1 | 1 | 1 | 1 | 1 | 1 | 1 | 1 | 1 | 1 | 1 | 1 | LED Display Lighting (Interior) | 1 | 1 | 1 | LED Display Lighting (Interior)
LED Exit Sign | 1 | 1 | 1 | 1 | 1 | 1 | 1 | 1 | 1 | 1 | 1 | 1 | 1 | LED Exit Sign | 1 | 1 | 1 | LED Exit Sign
LED Linear - Fixture Replacement | 1 | 1 | 1 | 1 | 1 | 1 | 1 | 1 | 1 | 1 | 1 | 1 | 1 | LED Linear - Fixture Replacement | 1 | 1 | 1 | LED Linear - Fixture Replacement
LED Linear - Lamp Replacement | 1 | 1 | 1 | 1 | 1 | 1 | 1 | 1 | 1 | 1 | 1 | 1 | 1 | LED Linear - Lamp Replacement | 1 | 1 | 1 | LED Linear - Lamp Replacement
Premium T8 - Fixture Replacement | 1 | 1 | 1 | 1 | 1 | 1 | 1 | 1 | 1 | 1 | 1 | 1 | 1 | Premium T8 - Fixture Replacement | 1 | 1 | 1 | Premium T8 - Fixture Replacement
Premium T8 - Lamp Replacement | 1 | 1 | 1 | 1 | 1 | 1 | 1 | 1 | 1 | 1 | 1 | 1 | 1 | Premium T8 - Lamp Replacement | 1 | 1 | 1 | Premium T8 - Lamp Replacement
Efficient Battery Charger | 1 |  | 1 | 1 | 1 | 1 | 1 |  | 1 |  | 1 |  | 1 | Efficient Battery Charger | 1 | 1 | 1 | Efficient Battery Charger
ENERGY STAR Commercial Clothes Washer |  | 1 |  | 1 | 1 |  | 1 |  |  | 1 |  | 1 |  | ENERGY STAR Commercial Clothes Washer | 1 | 1 | 1 | ENERGY STAR Commercial Clothes Washer
ENERGY STAR Water Cooler | [5 empty] | 1 |  |  | 1 |  |  |  |  | ENERGY STAR Water Cooler | 1 | 1 | 1 | ENERGY STAR Water Cooler
Heat Pump Pool Heater | 1 | 1 |  |  |  |  | 1 |  |  |  |  | 1 |  | Heat Pump Pool Heater | 1 | 1 | 1 | Heat Pump Pool Heater
Solar Pool Heater | 1 | 1 |  |  |  |  | 1 |  |  |  |  | 1 |  | Solar Pool Heater | 1 | 1 | 1 | Solar Pool Heater
Solar Powered Pool Pump | 1 | 1 |  |  |  |  | 1 | [6 empty] | Solar Powered Pool Pump | 1 | 1 | 1 | Solar Powered Pool Pump
Two Speed Pool Pump | 1 | 1 |  |  |  |  | 1 | [6 empty] | Two Speed Pool Pump | 1 | 1 | 1 | Two Speed Pool Pump
Variable Speed Pool Pump | 1 | 1 |  |  |  |  | 1 | [6 empty] | Variable Speed Pool Pump | 1 | 1 | 1 | Variable Speed Pool Pump
ENERGY STAR Imaging Equipment | 1 | 1 | 1 | 1 | 1 | 1 | 1 |  | 1 |  | 1 | 1 |  | ENERGY STAR Imaging Equipment | 1 | 1 | 1 | ENERGY STAR Imaging Equipment
Energy Star PCs | 1 | 1 | 1 | 1 | 1 | 1 | 1 | 1 | 1 | 1 | 1 | 1 | 1 | Energy Star PCs | 1 | 1 | 1 | Energy Star PCs
Energy Star Servers |  | 1 |  | 1 | 1 | 1 | 1 | 1 | 1 |  | 1 | 1 |  | Energy Star Servers | 1 | 1 | 1 | Energy Star Servers
Energy Star Uninterruptable Power Supply |  | 1 |  | 1 | 1 | 1 | 1 | 1 | 1 |  |  | 1 |  | Energy Star Uninterruptable Power Supply | 1 | 1 | 1 | Energy Star Uninterruptable Power Supply
Server Virtualization |  | 1 |  | 1 | 1 | 1 | 1 | 1 | 1 |  | 1 | 1 |  | Server Virtualization | 1 | 1 | 1 | Server Virtualization
Energy Star Commercial Glass Door Freezer |  |  | 1 | [7 empty] | 1 |  |  | Energy Star Commercial Glass Door Freezer | 1 | 1 | 1 | Energy Star Commercial Glass Door Freezer
Energy Star Commercial Glass Door Refrigerator |  |  | 1 | [7 empty] | 1 |  |  | Energy Star Commercial Glass Door Refrigerator | 1 | 1 | 1 | Energy Star Commercial Glass Door Refrigerator
Energy Star Commercial Solid Door Freezer |  |  | 1 | [7 empty] | 1 |  |  | Energy Star Commercial Solid Door Freezer | 1 | 1 | 1 | Energy Star Commercial Solid Door Freezer
Energy Star Commercial Solid Door Refrigerator |  |  | 1 | [7 empty] | 1 |  |  | Energy Star Commercial Solid Door Refrigerator | 1 | 1 | 1 | Energy Star Commercial Solid Door Refrigerator
Energy Star Ice Maker | 1 | 1 | 1 | 1 | 1 |  | 1 |  |  | 1 | 1 | 1 |  | Energy Star Ice Maker | 1 | 1 | 1 | Energy Star Ice Maker
Energy Star Refrigerator | 1 | 1 | 1 | 1 | 1 | 1 | 1 | 1 | 1 | 1 | 1 | 1 | 1 | Energy Star Refrigerator | 1 | 1 | 1 | Energy Star Refrigerator
Energy Star Vending Machine | 1 | 1 | 1 | 1 | 1 |  | 1 |  | 1 | 1 | 1 | 1 |  | Energy Star Vending Machine | 1 | 1 | 1 | Energy Star Vending Machine
Oversized Air Cooled Condenser_need algorithm | 1 | 1 | 1 | 1 | 1 | 1 | 1 | 1 | 1 | 1 | 1 | 1 | 1 | Oversized Air Cooled Condenser_need algorithm | 1 | 1 | 1 | Oversized Air Cooled Condenser_need algorithm
Refrigerated Display Case LED Lighting |  |  | 1 | [10 empty] | Refrigerated Display Case LED Lighting | 1 | 1 |  | Refrigerated Display Case LED Lighting
10HP Open Drip-Proof(ODP) Motor | 1 | 1 | 1 | 1 | 1 |  | 1 |  |  | 1 | 1 | 1 |  | 10HP Open Drip-Proof(ODP) Motor | 1 | 1 | 1 | 10HP Open Drip-Proof(ODP) Motor
High Speed Fans | 1 | 1 | 1 | 1 | 1 | 1 | 1 | 1 | 1 | 1 | 1 | 1 | 1 | High Speed Fans | 1 | 1 | 1 | High Speed Fans
Drain Water Heat Recovery | 1 | 1 | 1 | 1 | 1 | 1 | 1 | 1 | 1 | 1 | 1 | 1 | 1 | Drain Water Heat Recovery | 1 | 1 | 1 | Drain Water Heat Recovery
Faucet Aerator | 1 | 1 | 1 | 1 | 1 | 1 | 1 | 1 | 1 | 1 | 1 | 1 | 1 | Faucet Aerator | 1 | 1 | 1 | Faucet Aerator
Hot Water Circulation Pump Control | 1 | 1 | 1 | 1 | 1 | 1 | 1 | 1 | 1 | 1 | 1 | 1 | 1 | Hot Water Circulation Pump Control | 1 | 1 | 1 | Hot Water Circulation Pump Control
Hot Water Pipe Insulation | 1 | 1 | 1 | 1 | 1 | 1 | 1 | 1 | 1 | 1 | 1 | 1 | 1 | Hot Water Pipe Insulation | 1 | 1 | 1 | Hot Water Pipe Insulation
Low Flow Shower Head |  | 1 |  | 1 | 1 |  | 1 | [6 empty] | Low Flow Shower Head | 1 | 1 | 1 | Low Flow Shower Head
Low-Flow Pre-Rinse Sprayers |  | 1 | 1 |  | 1 |  | 1 |  |  | 1 |  |  |  | Low-Flow Pre-Rinse Sprayers | 1 | 1 | 1 | Low-Flow Pre-Rinse Sprayers
Tank Wrap on Water Heater | 1 |  | 1 | 1 | 1 | 1 | 1 | 1 | 1 | 1 | 1 |  | 1 | Tank Wrap on Water Heater | 1 | 1 | 1 | Tank Wrap on Water Heater
Thermostatic Shower Restriction Valve |  | 1 |  | 1 | 1 |  | 1 | [6 empty] | Thermostatic Shower Restriction Valve | 1 | 1 |  | Thermostatic Shower Restriction Valve
Bi-Level Lighting Control (Exterior) | 1 | 1 | 1 | 1 | 1 | 1 | 1 | 1 | 1 | 1 | 1 | 1 | 1 | Bi-Level Lighting Control (Exterior) | 1 | 1 | 1 | Bi-Level Lighting Control (Exterior)
Outdoor Lighting Controls | 1 | 1 | 1 | 1 | 1 | 1 | 1 | 1 | 1 | 1 | 1 | 1 | 1 | Outdoor Lighting Controls | 1 | 1 | 1 | Outdoor Lighting Controls
Air Curtains | 1 | 1 | 1 | 1 | 1 |  | 1 |  |  | 1 | 1 | 1 |  | Air Curtains | 1 | 1 | 1 | Air Curtains | 1
Airside Economizer | 1 | 1 | 1 | 1 | 1 | 1 | 1 | 1 | 1 | 1 | 1 | 1 | 1 | Airside Economizer | 1 | 1 | 1 | Airside Economizer | 1
Ceiling Insulation(R12 to R38) |  |  |  | 1 |  |  |  |  | 1 |  |  |  |  | Ceiling Insulation(R12 to R38) | 1 | 1 |  | Ceiling Insulation(R12 to R38) | 1
Ceiling Insulation(R19 to R38) |  |  |  | 1 |  |  |  |  | 1 |  |  |  |  | Ceiling Insulation(R19 to R38) | 1 | 1 |  | Ceiling Insulation(R19 to R38) | 1
Ceiling Insulation(R30 to R38) |  |  |  | 1 |  |  |  |  | 1 |  |  |  |  | Ceiling Insulation(R30 to R38) | 1 | 1 |  | Ceiling Insulation(R30 to R38) | 1
Ceiling Insulation(R2 to R38) |  |  |  | 1 |  |  |  |  | 1 |  |  |  |  | Ceiling Insulation(R2 to R38) | 1 | 1 |  | Ceiling Insulation(R2 to R38) | 1
Chilled Hot Water Reset | 1 | 1 | 1 | 1 | 1 | 1 | 1 | 1 | 1 | 1 | 1 | 1 | 1 | Chilled Hot Water Reset | 1 | 1 | 1 | Chilled Hot Water Reset
Chilled Water Controls Optimization | 1 | 1 | 1 | 1 | 1 | 1 | 1 | 1 | 1 | 1 | 1 | 1 | 1 | Chilled Water Controls Optimization | 1 | 1 | 1 | Chilled Water Controls Optimization | 1
Chilled Water System - Variable Speed Drives | 1 | 1 | 1 | 1 | 1 | 1 | 1 | 1 | 1 | 1 | 1 | 1 | 1 | Chilled Water System - Variable Speed Drives | 1 | 1 | 1 | Chilled Water System - Variable Speed Drives
Cool Roof | 1 | 1 | 1 | 1 | 1 | 1 | 1 | 1 | 1 | 1 | 1 | 1 | 1 | Cool Roof | 1 | 1 | 1 | Cool Roof
Dedicated Outdoor Air System on VRF unit | 1 | 1 | 1 | 1 | 1 | 1 | 1 | 1 | 1 | 1 | 1 | 1 | 1 | Dedicated Outdoor Air System on VRF unit | 1 | 1 | 1 | Dedicated Outdoor Air System on VRF unit | 1
Destratification Fans | [12 empty] | 1 | Destratification Fans | 1 | 1 | 1 | Destratification Fans
Duct Insulation | [8 empty] | 1 | 1 | 1 |  |  | Duct Insulation | 1 | 1 |  | Duct Insulation | 1
Duct Sealing Repair | [8 empty] | 1 | 1 | 1 |  |  | Duct Sealing Repair | 1 | 1 |  | Duct Sealing Repair | 1
ECM Motors on Furnaces | 1 | 1 | 1 | 1 | 1 | 1 | 1 | 1 | 1 | 1 | 1 | 1 | 1 | ECM Motors on Furnaces | 1 | 1 | 1 | ECM Motors on Furnaces | 1
Energy Recovery Ventilation System (ERV) | 1 | 1 | 1 | 1 | 1 | 1 | 1 | 1 | 1 | 1 | 1 | 1 | 1 | Energy Recovery Ventilation System (ERV) | 1 | 1 | 1 | Energy Recovery Ventilation System (ERV)
Facility Commissioning | 1 | 1 | 1 | 1 | 1 | 1 | 1 | 1 | 1 | 1 | 1 | 1 | 1 | Facility Commissioning | 1 | 1 | 1 | Facility Commissioning
Facility Energy Management System | 1 | 1 | 1 | 1 | 1 | 1 | 1 | 1 | 1 | 1 | 1 | 1 | 1 | Facility Energy Management System | 1 | 1 | 1 | Facility Energy Management System | 1
Floor Insulation | 1 | 1 | 1 | 1 | 1 | 1 | 1 | 1 | 1 | 1 | 1 | 1 | 1 | Floor Insulation | 1 | 1 | 1 | Floor Insulation
Green Roof | 1 | 1 | 1 | 1 | 1 | 1 | 1 | 1 | 1 | 1 | 1 | 1 | 1 | Green Roof | 1 | 1 | 1 | Green Roof
Hotel Card Energy Control Systems | [6 empty] | 1 | [6 empty] | Hotel Card Energy Control Systems | 1 | 1 | 1 | Hotel Card Energy Control Systems
HVAC tune-up | 1 | 1 | 1 | 1 | 1 | 1 | 1 | 1 | 1 | 1 | 1 | 1 | 1 | HVAC tune-up | 1 | 1 | 1 | HVAC tune-up
HVAC tune-up_RTU | 1 | 1 | 1 | 1 | 1 | 1 | 1 | 1 | 1 | 1 | 1 | 1 | 1 | HVAC tune-up_RTU | 1 | 1 | 1 | HVAC tune-up_RTU
Infiltration Reduction - Air Sealing |  |  |  | 1 |  |  |  |  | 1 |  | 1 |  |  | Infiltration Reduction - Air Sealing | 1 | 1 | 1 | Infiltration Reduction - Air Sealing | 1
Low U-Value Windows | 1 | 1 | 1 | 1 | 1 | 1 | 1 | 1 | 1 | 1 | 1 | 1 | 1 | Low U-Value Windows | 1 | 1 | 1 | Low U-Value Windows
Programmable Thermostat | 1 | 1 | 1 | 1 | 1 | 1 | 1 | 1 | 1 | 1 | 1 | 1 | 1 | Programmable Thermostat | 1 | 1 | 1 | Programmable Thermostat | 1
Roof Insulation | 1 | 1 | 1 | 1 | 1 | 1 | 1 | 1 | 1 | 1 | 1 | 1 | 1 | Roof Insulation | 1 | 1 | 1 | Roof Insulation | 1
Smart Thermostat | 1 | 1 | 1 | 1 | 1 | 1 | 1 | 1 | 1 | 1 | 1 | 1 | 1 | Smart Thermostat | 1 | 1 | 1 | Smart Thermostat | 1
Thermal Energy Storage | 1 | 1 | 1 | 1 | 1 | 1 | 1 | 1 | 1 |  | 1 | 1 |  | Thermal Energy Storage | 1 | 1 | 1 | Thermal Energy Storage
Wall Insulation |  |  |  | 1 |  |  |  |  | 1 |  | 1 |  |  | Wall Insulation | 1 | 1 | 1 | Wall Insulation | 1
Warehouse Loading Dock Seals | [12 empty] | 1 | Warehouse Loading Dock Seals | 1 | 1 | 1 | Warehouse Loading Dock Seals
Water Cooled Refrigeration Heat Recovery |  | 1 |  |  | 1 | 1 |  |  | 1 |  |  |  |  | Water Cooled Refrigeration Heat Recovery | 1 | 1 | 1 | Water Cooled Refrigeration Heat Recovery
Waterside Economizer |  | 1 |  |  | 1 | 1 | [7 empty] | Waterside Economizer | 1 | 1 | 1 | Waterside Economizer | 1
Window Sun Protection | 1 | 1 | 1 | 1 | 1 | 1 | 1 | 1 | 1 | 1 | 1 | 1 | 1 | Window Sun Protection | 1 | 1 | 1 | Window Sun Protection
Bi-Level Lighting Control (Interior) | 1 | 1 | 1 | 1 | 1 | 1 | 1 | 1 | 1 | 1 | 1 | 1 | 1 | Bi-Level Lighting Control (Interior) | 1 | 1 | 1 | Bi-Level Lighting Control (Interior)
Interior Lighting Controls | 1 | 1 | 1 | 1 | 1 | 1 | 1 | 1 | 1 | 1 | 1 | 1 | 1 | Interior Lighting Controls | 1 | 1 | 1 | Interior Lighting Controls
Efficient Motor Belts | 1 | 1 | 1 | 1 | 1 | 1 | 1 | 1 | 1 | 1 | 1 | 1 | 1 | Efficient Motor Belts | 1 | 1 | 1 | Efficient Motor Belts
Engine Block Timer |  | 1 |  | 1 | 1 | 1 | 1 |  | 1 |  |  |  |  | Engine Block Timer | 1 | 1 | 1 | Engine Block Timer
Regenerative Drive Elevator Motor | 1 | 1 |  | 1 | 1 | 1 | 1 |  | 1 | 1 | 1 | 1 | 1 | Regenerative Drive Elevator Motor | 1 | 1 | 1 | Regenerative Drive Elevator Motor
VSD Controlled Compressor | 1 | 1 | 1 | 1 | 1 | 1 | 1 | 1 | 1 | 1 | 1 | 1 | 1 | VSD Controlled Compressor | 1 | 1 | 1 | VSD Controlled Compressor
Network PC Power Management |  | 1 |  | 1 | 1 | 1 | 1 |  | 1 |  | 1 | 1 |  | Network PC Power Management | 1 | 1 | 1 | Network PC Power Management
Smart Strip Plug Outlet | 1 | 1 | 1 | 1 | 1 | 1 | 1 | 1 | 1 | 1 | 1 | 1 | 1 | Smart Strip Plug Outlet | 1 | 1 | 1 | Smart Strip Plug Outlet
Anti-Sweat Controls | 1 | 1 | 1 | 1 | 1 |  | 1 |  |  | 1 | 1 | 1 |  | Anti-Sweat Controls | 1 | 1 |  | Anti-Sweat Controls
Automatic Door Closer for Walk-in Coolers and Freezers | 1 | 1 | 1 | 1 | 1 |  | 1 |  |  | 1 | 1 | 1 |  | Automatic Door Closer for Walk-in Coolers and Freezers | 1 | 1 | 1 | Automatic Door Closer for Walk-in Coolers and Freezers
Demand Defrost | 1 | 1 | 1 | 1 | 1 |  | 1 |  |  | 1 | 1 | 1 |  | Demand Defrost | 1 | 1 | 1 | Demand Defrost
Door Gasket (Freezer) | 1 | 1 | 1 | 1 | 1 |  | 1 |  |  | 1 | 1 | 1 |  | Door Gasket (Freezer) | 1 | 1 | 1 | Door Gasket (Freezer)
Floating Head Pressure Controls |  | 1 |  | 1 | 1 |  | 1 |  |  |  |  | 1 |  | Floating Head Pressure Controls | 1 | 1 | 1 | Floating Head Pressure Controls
Freezer-Cooler Replacement Gaskets | 1 | 1 | 1 | 1 | 1 |  | 1 |  |  | 1 | 1 | 1 |  | Freezer-Cooler Replacement Gaskets | 1 | 1 | 1 | Freezer-Cooler Replacement Gaskets
High Efficiency Refrigeration Compressor | 1 | 1 | 1 | 1 | 1 |  | 1 |  |  | 1 | 1 | 1 |  | High Efficiency Refrigeration Compressor | 1 | 1 | 1 | High Efficiency Refrigeration Compressor
High R-Value Glass Doors |  |  | 1 | [7 empty] | 1 |  |  | High R-Value Glass Doors | 1 | 1 | 1 | High R-Value Glass Doors
Night Covers for Display Cases |  |  | 1 | [7 empty] | 1 |  |  | Night Covers for Display Cases | 1 | 1 | 1 | Night Covers for Display Cases
Outside Air Economizer for Coolers | 1 | 1 | 1 | 1 | 1 | 1 | 1 | 1 | 1 | 1 | 1 | 1 | 1 | Outside Air Economizer for Coolers | 1 | 1 | 1 | Outside Air Economizer for Coolers
PSC to ECM Evaporator Fan Motor (Reach-In) | 1 | 1 | 1 | 1 | 1 |  | 1 |  |  | 1 | 1 | 1 |  | PSC to ECM Evaporator Fan Motor (Reach-In) | 1 | 1 | 1 | PSC to ECM Evaporator Fan Motor (Reach-In)
PSC to ECM Evaporator Fan Motor (Walk-In, Refrigerator) | 1 | 1 | 1 | 1 | 1 |  | 1 |  |  | 1 | 1 | 1 |  | PSC to ECM Evaporator Fan Motor (Walk-In, Refrigerator) | 1 | 1 | 1 | PSC to ECM Evaporator Fan Motor (Walk-In, Refrigerator)
Refrigerated Display Case Lighting Controls |  |  | 1 | [10 empty] | Refrigerated Display Case Lighting Controls | 1 | 1 | 1 | Refrigerated Display Case Lighting Controls
Strip Curtains for Walk-ins | 1 | 1 | 1 | 1 | 1 |  | 1 |  |  | 1 | 1 | 1 |  | Strip Curtains for Walk-ins | 1 | 1 | 1 | Strip Curtains for Walk-ins
CO Sensors for Parking Garage Exhaust |  | 1 |  | 1 | 1 | 1 |  |  | 1 |  | 1 |  |  | CO Sensors for Parking Garage Exhaust | 1 | 1 | 1 | CO Sensors for Parking Garage Exhaust
Demand Controlled Ventilation | 1 | 1 | 1 | 1 | 1 | 1 | 1 | 1 | 1 | 1 | 1 | 1 | 1 | Demand Controlled Ventilation | 1 | 1 | 1 | Demand Controlled Ventilation
VAV System |  | 1 |  | 1 | 1 | 1 |  |  | 1 |  |  | 1 |  | VAV System | 1 | 1 | 1 | VAV System
ENERGY STAR certified buildings program | 1 | 1 | 1 | 1 | 1 | 1 | 1 | 1 | 1 | 1 | 1 | 1 | 1 | ENERGY STAR certified buildings program |  |  | 1 | ENERGY STAR certified buildings program
Retro-Commissioning | 1 | 1 | 1 | 1 | 1 | 1 | 1 | 1 | 1 | 1 | 1 | 1 | 1 | Retro-Commissioning |  | 1 |  | Retro-Commissioning

## ParentList
Measure Name | Measure Type | End Use | Parent Category/Competition Group
Efficient Exhaust Hood | Equipment | Cooking
Energy Star Commercial Oven | Equipment | Cooking
Energy Star Fryer | Equipment | Cooking
Energy Star Griddle | Equipment | Cooking
Energy Star Hot Food Holding Cabinet | Equipment | Cooking
Energy Star Steamer | Equipment | Cooking
Induction Cooktops | Equipment | Cooking
Energy Star Commercial Dishwasher | Equipment | Domestic Hot Water
Heat Pump Water Heater | Equipment | Domestic Hot Water
Instantaneous Hot Water System | Equipment | Domestic Hot Water
Solar Water Heater | Equipment | Domestic Hot Water
CFL - 15W Flood | Equipment | Exterior Lighting
High Efficiency HID Lighting | Equipment | Exterior Lighting
LED - 9W Flood | Equipment | Exterior Lighting
LED Display Lighting (Exterior) | Equipment | Exterior Lighting
LED Exterior Lighting | Equipment | Exterior Lighting
LED Parking Lighting | Equipment | Exterior Lighting
LED Street Lights | Equipment | Exterior Lighting
LED Traffic and Crosswalk Lighting | Equipment | Exterior Lighting
Geothermal Heat Pump | Equipment | Space Cooling
Geothermal Heat Pump | Equipment | Space Heating
High Efficiency Chiller (Air Cooled, 150 tons) | Equipment | Space Cooling
High Efficiency Chiller (Air Cooled, 50 tons) | Equipment | Space Cooling
High Efficiency Chiller (Water cooled-centrifugal, 200 tons) | Equipment | Space Cooling
High Efficiency Chiller (Water cooled-centrifugal, 500 tons) | Equipment | Space Cooling
High Efficiency Chiller (Water cooled-positive displacement, 100 tons) | Equipment | Space Cooling
High Efficiency Chiller (Water cooled-positive displacement, 300 tons) | Equipment | Space Cooling
High Efficiency Data Center Cooling | Equipment | Office Equipment
High Efficiency DX 135k- less than 240k BTU | Equipment | Space Cooling
High Efficiency DX 135k- less than 240k BTU | Equipment | Space Heating
High Efficiency DX 135k- less than 240k BTU_h Other Heat | Equipment | Space Cooling
High Efficiency DX 240k- less than 760k BTU_h Other Heat | Equipment | Space Cooling
High Efficiency DX 65k- less than 135k BTU_h Elect Heat | Equipment | Space Cooling
High Efficiency DX 65k- less than 135k BTU_h Elect Heat | Equipment | Space Heating
High Efficiency DX 65k- less than 135k BTU_h Other Heat | Equipment | Space Cooling
High Efficiency DX less than 65k BTU_h Electric Heat | Equipment | Space Cooling
High Efficiency DX less than 65k BTU_h Electric Heat | Equipment | Space Heating
High Efficiency DX less than 65k BTU_h Other Heat | Equipment | Space Cooling
High Efficiency DX over 240k BTU_h Elect Heat | Equipment | Space Cooling
High Efficiency DX over 240k BTU_h Elect Heat | Equipment | Space Heating
High Efficiency DX over 760k BTU_h Other Heat | Equipment | Space Cooling
High Efficiency PTAC | Equipment | Space Cooling
High Efficiency PTHP | Equipment | Space Cooling
High Efficiency PTHP | Equipment | Space Heating
Variable Refrigerant Flow (VRF) HVAC Systems | Equipment | Space Cooling
Variable Refrigerant Flow (VRF) HVAC Systems | Equipment | Space Heating
CFL-23W | Equipment | Interior Lighting
High Bay Fluorescent (T5) | Equipment | Interior Lighting
High Bay LED | Equipment | Interior Lighting
LED - 14W | Equipment | Interior Lighting
LED Display Lighting (Interior) | Equipment | Interior Lighting
LED Exit Sign | Equipment | Interior Lighting
LED Linear - Fixture Replacement | Equipment | Interior Lighting
LED Linear - Lamp Replacement | Equipment | Interior Lighting
Premium T8 - Fixture Replacement | Equipment | Interior Lighting
Premium T8 - Lamp Replacement | Equipment | Interior Lighting
Efficient Battery Charger | Equipment | Miscellaneous
ENERGY STAR Commercial Clothes Washer | Equipment | Miscellaneous
ENERGY STAR Water Cooler | Equipment | Miscellaneous
Heat Pump Pool Heater | Equipment | Miscellaneous
Solar Pool Heater | Equipment | Miscellaneous
Solar Powered Pool Pump | Equipment | Miscellaneous
Two Speed Pool Pump | Equipment | Miscellaneous
Variable Speed Pool Pump | Equipment | Miscellaneous
ENERGY STAR Imaging Equipment | Equipment | Office Equipment
Energy Star PCs | Equipment | Office Equipment
Energy Star Servers | Equipment | Office Equipment
Energy Star Uninterruptable Power Supply | Equipment | Office Equipment
Server Virtualization | Equipment | Office Equipment
Energy Star Commercial Glass Door Freezer | Equipment | Refrigeration
Energy Star Commercial Glass Door Refrigerator | Equipment | Refrigeration
Energy Star Commercial Solid Door Freezer | Equipment | Refrigeration
Energy Star Commercial Solid Door Refrigerator | Equipment | Refrigeration
Energy Star Ice Maker | Equipment | Refrigeration
Energy Star Refrigerator | Equipment | Refrigeration
Energy Star Vending Machine | Equipment | Refrigeration
Oversized Air Cooled Condenser_need algorithm | Equipment | Refrigeration
Refrigerated Display Case LED Lighting | Equipment | Refrigeration
10HP Open Drip-Proof(ODP) Motor | Equipment | Ventilation and Circulation
High Speed Fans | Equipment | Ventilation and Circulation
Drain Water Heat Recovery | Nonequipment | Domestic Hot Water | Centralized water heaters
Faucet Aerator | Nonequipment | Domestic Hot Water | Centralized water heaters
Hot Water Circulation Pump Control | Nonequipment | Domestic Hot Water | Centralized water heaters
Hot Water Pipe Insulation | Nonequipment | Domestic Hot Water | Centralized water heaters
Low Flow Shower Head | Nonequipment | Domestic Hot Water | Centralized water heaters
Low-Flow Pre-Rinse Sprayers | Nonequipment | Domestic Hot Water | Centralized water heaters
Tank Wrap on Water Heater | Nonequipment | Domestic Hot Water | Centralized water heaters
Bi-Level Lighting Control (Exterior) | Nonequipment | Exterior Lighting | Exterior parking/lot lighting
Outdoor Lighting Controls | Nonequipment | Exterior Lighting | Exterior parking/lot lighting
Air Curtains | Nonequipment | Space Heating
Air Curtains | Nonequipment | Space Cooling
Airside Economizer | Nonequipment | Space Cooling | Packaged air conditioning units (RTUs)
Ceiling Insulation(R12 to R38) | Nonequipment | Space Heating
Ceiling Insulation(R12 to R38) | Nonequipment | Space Cooling
Ceiling Insulation(R19 to R38) | Nonequipment | Space Heating
Ceiling Insulation(R19 to R38) | Nonequipment | Space Cooling
Ceiling Insulation(R30 to R38) | Nonequipment | Space Heating
Ceiling Insulation(R30 to R38) | Nonequipment | Space Cooling
Ceiling Insulation(R2 to R38) | Nonequipment | Space Heating
Ceiling Insulation(R2 to R38) | Nonequipment | Space Cooling
Chilled Hot Water Reset | Nonequipment | Space Cooling | Central chillers inside
Chilled Water Controls Optimization | Nonequipment | Space Cooling | Central chillers inside
Chilled Water System - Variable Speed Drives | Nonequipment | Space Cooling | Central chillers inside
Cool Roof | Nonequipment | Space Heating
Cool Roof | Nonequipment | Space Cooling
Dedicated Outdoor Air System on VRF unit | Nonequipment | Space Heating | Residential/split system heat pump
Dedicated Outdoor Air System on VRF unit | Nonequipment | Space Cooling | Residential-type central air conditioners
Destratification Fans | Nonequipment | Space Heating
Duct Insulation | Nonequipment | Space Cooling
Duct Insulation | Nonequipment | Space Heating
Duct Sealing Repair | Nonequipment | Space Cooling
Duct Sealing Repair | Nonequipment | Space Heating
ECM Motors on Furnaces | Nonequipment | Space Heating | Forced air furnace
Energy Recovery Ventilation System (ERV) | Nonequipment | Space Cooling | Packaged air conditioning units (RTUs)
Facility Commissioning | Nonequipment | Space Cooling
Facility Energy Management System | Nonequipment | Space Heating
Facility Energy Management System | Nonequipment | Space Cooling
Facility Energy Management System | Nonequipment | Interior Lighting
Floor Insulation | Nonequipment | Space Heating
Floor Insulation | Nonequipment | Space Cooling
Green Roof | Nonequipment | Space Heating
Green Roof | Nonequipment | Space Cooling
Hotel Card Energy Control Systems | Nonequipment | Space Cooling
Hotel Card Energy Control Systems | Nonequipment | Space Heating
HVAC tune-up | Nonequipment | Space Cooling | Residential-type central air conditioners
HVAC tune-up_RTU | Nonequipment | Space Cooling | Packaged air conditioning units (RTUs)
Infiltration Reduction - Air Sealing | Nonequipment | Space Heating
Infiltration Reduction - Air Sealing | Nonequipment | Space Cooling
Low U-Value Windows | Nonequipment | Space Cooling
Low U-Value Windows | Nonequipment | Space Heating
Programmable Thermostat | Nonequipment | Space Cooling
Programmable Thermostat | Nonequipment | Space Heating
Roof Insulation | Nonequipment | Space Heating
Roof Insulation | Nonequipment | Space Cooling
Smart Thermostat | Nonequipment | Space Cooling
Smart Thermostat | Nonequipment | Space Heating
Thermal Energy Storage | Nonequipment | Space Cooling
Wall Insulation | Nonequipment | Space Cooling
Wall Insulation | Nonequipment | Space Heating
Warehouse Loading Dock Seals | Nonequipment | Space Heating
Warehouse Loading Dock Seals | Nonequipment | Space Cooling
Water Cooled Refrigeration Heat Recovery | Nonequipment | Space Heating
Waterside Economizer | Nonequipment | Space Cooling
Window Sun Protection | Nonequipment | Space Cooling
Bi-Level Lighting Control (Interior) | Nonequipment | Interior Lighting | Overhead (fluorescent/LED/CFL U-shape)
Interior Lighting Controls | Nonequipment | Interior Lighting | Overhead (fluorescent/LED/CFL U-shape)
Efficient Motor Belts | Nonequipment | Miscellaneous | Others
Engine Block Timer | Nonequipment | Miscellaneous | Others
Regenerative Drive Elevator Motor | Nonequipment | Miscellaneous | Elevators/Escalators
VSD Controlled Compressor | Nonequipment | Miscellaneous | Others
Network PC Power Management | Nonequipment | Office Equipment | Computers
Smart Strip Plug Outlet | Nonequipment | Office Equipment
Anti-Sweat Controls | Nonequipment | Refrigeration | Display cases
Automatic Door Closer for Walk-in Coolers and Freezers | Nonequipment | Refrigeration | Walk-in cooler
Demand Defrost | Nonequipment | Refrigeration | Walk-in cooler
Door Gasket (Freezer) | Nonequipment | Refrigeration | Display cases
Floating Head Pressure Controls | Nonequipment | Refrigeration
Freezer-Cooler Replacement Gaskets | Nonequipment | Refrigeration | Display cases
High Efficiency Refrigeration Compressor | Nonequipment | Refrigeration | Display cases
High R-Value Glass Doors | Nonequipment | Refrigeration
Night Covers for Display Cases | Nonequipment | Refrigeration | Display cases
Outside Air Economizer for Coolers | Nonequipment | Refrigeration | Walk-in cooler
PSC to ECM Evaporator Fan Motor (Reach-In) | Nonequipment | Refrigeration | Display cases
PSC to ECM Evaporator Fan Motor (Walk-In, Refrigerator) | Nonequipment | Refrigeration | Walk-in cooler
Refrigerated Display Case Lighting Controls | Nonequipment | Refrigeration | Display cases
Strip Curtains for Walk-ins | Nonequipment | Refrigeration | Walk-in cooler
CO Sensors for Parking Garage Exhaust | Nonequipment | Ventilation and Circulation | Motor/Fan
Demand Controlled Ventilation | Nonequipment | Ventilation and Circulation | Individual room ventilation
VAV System | Nonequipment | Ventilation and Circulation
ENERGY STAR certified buildings program | Nonequipment | Interior Lighting
ENERGY STAR certified buildings program | Nonequipment | Exterior Lighting
ENERGY STAR certified buildings program | Nonequipment | Office Equipment
ENERGY STAR certified buildings program | Nonequipment | Cooking
ENERGY STAR certified buildings program | Nonequipment | Refrigeration
ENERGY STAR certified buildings program | Nonequipment | Space Heating
ENERGY STAR certified buildings program | Nonequipment | Space Cooling
ENERGY STAR certified buildings program | Nonequipment | Ventilation and Circulation
ENERGY STAR certified buildings program | Nonequipment | Domestic Hot Water
ENERGY STAR certified buildings program | Nonequipment | Miscellaneous
Retro-Commissioning | Nonequipment | Interior Lighting
Retro-Commissioning | Nonequipment | Exterior Lighting
Retro-Commissioning | Nonequipment | Office Equipment
Retro-Commissioning | Nonequipment | Cooking
Retro-Commissioning | Nonequipment | Refrigeration
Retro-Commissioning | Nonequipment | Space Heating
Retro-Commissioning | Nonequipment | Space Cooling
Retro-Commissioning | Nonequipment | Ventilation and Circulation
Retro-Commissioning | Nonequipment | Domestic Hot Water
Retro-Commissioning | Nonequipment | Miscellaneous

## Competition
Name | Segment | Vintage | Applied? | Feasibility Used | Saturation Used | Adjustment (x1.2) | Applicability | Competition Group | Rank | New Applicability | Finalized Applicability
Efficient Exhaust Hood | Assembly | T |  |  |  |  | 0% |  |  |  | 0%
Efficient Exhaust Hood | College and University | T | X | 11.55% | 5.437% |  | 10.93% |  |  |  | 10.93%
Efficient Exhaust Hood | Grocery | T |  |  |  |  | 0% |  |  |  | 0%
Efficient Exhaust Hood | Healthcare | T | X | 11.61% | 5.437% |  | 10.98% |  |  |  | 10.98%
Efficient Exhaust Hood | Hospitals | T | X | 12.5% | 5.437% |  | 11.82% |  |  |  | 11.82%
Efficient Exhaust Hood | Institutional | T |  |  |  |  | 0% |  |  |  | 0%
Efficient Exhaust Hood | Lodging/Hospitality | T | X | 14.83% | 5.437% |  | 14.03% |  |  |  | 14.03%
Efficient Exhaust Hood | Miscellaneous | T |  |  |  |  | 0% |  |  |  | 0%
Efficient Exhaust Hood | Offices | T |  |  |  |  | 0% |  |  |  | 0%
Efficient Exhaust Hood | Restaurants | T | X | 14.83% | 5.437% |  | 14.03% |  |  |  | 14.03%
Efficient Exhaust Hood | Retail | T |  |  |  |  | 0% |  |  |  | 0%
Efficient Exhaust Hood | Schools K-12 | T | X | 11.55% | 5.437% |  | 10.93% |  |  |  | 10.93%
Efficient Exhaust Hood | Warehouse | T |  |  |  |  | 0% |  |  |  | 0%
Efficient Exhaust Hood | Assembly | E |  |  |  |  | 0% |  |  |  | 0%
Efficient Exhaust Hood | College and University | E | X | 14.12% | 5.437% |  | 13.35% |  |  |  | 13.35%
Efficient Exhaust Hood | Grocery | E |  |  |  |  | 0% |  |  |  | 0%
Efficient Exhaust Hood | Healthcare | E | X | 14.12% | 5.437% |  | 13.35% |  |  |  | 13.35%
Efficient Exhaust Hood | Hospitals | E | X | 14.12% | 5.437% |  | 13.35% |  |  |  | 13.35%
Efficient Exhaust Hood | Institutional | E |  |  |  |  | 0% |  |  |  | 0%
Efficient Exhaust Hood | Lodging/Hospitality | E | X | 14.83% | 5.437% |  | 14.03% |  |  |  | 14.03%
Efficient Exhaust Hood | Miscellaneous | E |  |  |  |  | 0% |  |  |  | 0%
Efficient Exhaust Hood | Offices | E |  |  |  |  | 0% |  |  |  | 0%
Efficient Exhaust Hood | Restaurants | E | X | 14.83% | 5.437% |  | 14.03% |  |  |  | 14.03%
Efficient Exhaust Hood | Retail | E |  |  |  |  | 0% |  |  |  | 0%
Efficient Exhaust Hood | Schools K-12 | E | X | 14.12% | 5.437% |  | 13.35% |  |  |  | 13.35%
Efficient Exhaust Hood | Warehouse | E |  |  |  |  | 0% |  |  |  | 0%
Efficient Exhaust Hood | Assembly | N |  |  |  |  | 0% |  |  |  | 0%
Efficient Exhaust Hood | College and University | N | X | 11.55% | 5.437% |  | 10.93% |  |  |  | 10.93%
Efficient Exhaust Hood | Grocery | N |  |  |  |  | 0% |  |  |  | 0%
Efficient Exhaust Hood | Healthcare | N | X | 11.61% | 5.437% |  | 10.98% |  |  |  | 10.98%
Efficient Exhaust Hood | Hospitals | N | X | 12.5% | 5.437% |  | 11.82% |  |  |  | 11.82%
Efficient Exhaust Hood | Institutional | N |  |  |  |  | 0% |  |  |  | 0%
Efficient Exhaust Hood | Lodging/Hospitality | N | X | 14.83% | 5.437% |  | 14.03% |  |  |  | 14.03%
Efficient Exhaust Hood | Miscellaneous | N |  |  |  |  | 0% |  |  |  | 0%
Efficient Exhaust Hood | Offices | N |  |  |  |  | 0% |  |  |  | 0%
Efficient Exhaust Hood | Restaurants | N | X | 14.83% | 5.437% |  | 14.03% |  |  |  | 14.03%
Efficient Exhaust Hood | Retail | N |  |  |  |  | 0% |  |  |  | 0%
Efficient Exhaust Hood | Schools K-12 | N | X | 11.55% | 5.437% |  | 10.93% |  |  |  | 10.93%
Efficient Exhaust Hood | Warehouse | N |  |  |  |  | 0% |  |  |  | 0%
Energy Star Commercial Oven | Assembly | T |  |  |  |  | 0% |  |  |  | 0%
Energy Star Commercial Oven | College and University | T | X | 54.78% | 59% |  | 22.46% |  |  |  | 22.46%
Energy Star Commercial Oven | Grocery | T |  |  |  |  | 0% |  |  |  | 0%
Energy Star Commercial Oven | Healthcare | T | X | 54.78% | 59% |  | 22.46% |  |  |  | 22.46%
Energy Star Commercial Oven | Hospitals | T | X | 54.78% | 59% |  | 22.46% |  |  |  | 22.46%
Energy Star Commercial Oven | Institutional | T |  |  |  |  | 0% |  |  |  | 0%
Energy Star Commercial Oven | Lodging/Hospitality | T | X | 54.78% | 59% |  | 22.46% |  |  |  | 22.46%
Energy Star Commercial Oven | Miscellaneous | T |  |  |  |  | 0% |  |  |  | 0%
Energy Star Commercial Oven | Offices | T |  |  |  |  | 0% |  |  |  | 0%
Energy Star Commercial Oven | Restaurants | T | X | 54.78% | 59% |  | 22.46% |  |  |  | 22.46%
Energy Star Commercial Oven | Retail | T |  |  |  |  | 0% |  |  |  | 0%
Energy Star Commercial Oven | Schools K-12 | T | X | 54.78% | 59% |  | 22.46% |  |  |  | 22.46%
Energy Star Commercial Oven | Warehouse | T |  |  |  |  | 0% |  |  |  | 0%
Energy Star Commercial Oven | Assembly | E |  |  |  |  | 0% |  |  |  | 0%
Energy Star Commercial Oven | College and University | E | X | 100% | 59% |  | 41% |  |  |  | 41%
Energy Star Commercial Oven | Grocery | E |  |  |  |  | 0% |  |  |  | 0%
Energy Star Commercial Oven | Healthcare | E | X | 54.78% | 59% |  | 22.46% |  |  |  | 22.46%
Energy Star Commercial Oven | Hospitals | E | X | 100% | 59% |  | 41% |  |  |  | 41%
Energy Star Commercial Oven | Institutional | E |  |  |  |  | 0% |  |  |  | 0%
Energy Star Commercial Oven | Lodging/Hospitality | E | X | 54.78% | 59% |  | 22.46% |  |  |  | 22.46%
Energy Star Commercial Oven | Miscellaneous | E |  |  |  |  | 0% |  |  |  | 0%
Energy Star Commercial Oven | Offices | E |  |  |  |  | 0% |  |  |  | 0%
Energy Star Commercial Oven | Restaurants | E | X | 100% | 59% |  | 41% |  |  |  | 41%
Energy Star Commercial Oven | Retail | E |  |  |  |  | 0% |  |  |  | 0%
Energy Star Commercial Oven | Schools K-12 | E | X | 100% | 59% |  | 41% |  |  |  | 41%
Energy Star Commercial Oven | Warehouse | E |  |  |  |  | 0% |  |  |  | 0%
Energy Star Commercial Oven | Assembly | N |  |  |  |  | 0% |  |  |  | 0%
Energy Star Commercial Oven | College and University | N | X | 54.78% | 59% |  | 22.46% |  |  |  | 22.46%
Energy Star Commercial Oven | Grocery | N |  |  |  |  | 0% |  |  |  | 0%
Energy Star Commercial Oven | Healthcare | N | X | 54.78% | 59% |  | 22.46% |  |  |  | 22.46%
Energy Star Commercial Oven | Hospitals | N | X | 54.78% | 59% |  | 22.46% |  |  |  | 22.46%
Energy Star Commercial Oven | Institutional | N |  |  |  |  | 0% |  |  |  | 0%
Energy Star Commercial Oven | Lodging/Hospitality | N | X | 54.78% | 59% |  | 22.46% |  |  |  | 22.46%
Energy Star Commercial Oven | Miscellaneous | N |  |  |  |  | 0% |  |  |  | 0%
Energy Star Commercial Oven | Offices | N |  |  |  |  | 0% |  |  |  | 0%
Energy Star Commercial Oven | Restaurants | N | X | 54.78% | 59% |  | 22.46% |  |  |  | 22.46%
Energy Star Commercial Oven | Retail | N |  |  |  |  | 0% |  |  |  | 0%
Energy Star Commercial Oven | Schools K-12 | N | X | 54.78% | 59% |  | 22.46% |  |  |  | 22.46%
Energy Star Commercial Oven | Warehouse | N |  |  |  |  | 0% |  |  |  | 0%
Energy Star Fryer | Assembly | T |  |  |  |  | 0% |  |  |  | 0%
Energy Star Fryer | College and University | T | X | 40% | 27% |  | 29.2% |  |  |  | 29.2%
Energy Star Fryer | Grocery | T |  |  |  |  | 0% |  |  |  | 0%
Energy Star Fryer | Healthcare | T | X | 40% | 27% |  | 29.2% |  |  |  | 29.2%
Energy Star Fryer | Hospitals | T | X | 40% | 27% |  | 29.2% |  |  |  | 29.2%
Energy Star Fryer | Institutional | T |  |  |  |  | 0% |  |  |  | 0%
Energy Star Fryer | Lodging/Hospitality | T | X | 40% | 27% |  | 29.2% |  |  |  | 29.2%
Energy Star Fryer | Miscellaneous | T |  |  |  |  | 0% |  |  |  | 0%
Energy Star Fryer | Offices | T |  |  |  |  | 0% |  |  |  | 0%
Energy Star Fryer | Restaurants | T | X | 40% | 27% |  | 29.2% |  |  |  | 29.2%
Energy Star Fryer | Retail | T |  |  |  |  | 0% |  |  |  | 0%
Energy Star Fryer | Schools K-12 | T | X | 40% | 27% |  | 29.2% |  |  |  | 29.2%
Energy Star Fryer | Warehouse | T |  |  |  |  | 0% |  |  |  | 0%
Energy Star Fryer | Assembly | E |  |  |  |  | 0% |  |  |  | 0%
Energy Star Fryer | College and University | E | X | 100% | 27% |  | 73% |  |  |  | 73%
Energy Star Fryer | Grocery | E |  |  |  |  | 0% |  |  |  | 0%
Energy Star Fryer | Healthcare | E | X | 40% | 27% |  | 29.2% |  |  |  | 29.2%
Energy Star Fryer | Hospitals | E | X | 100% | 27% |  | 73% |  |  |  | 73%
Energy Star Fryer | Institutional | E |  |  |  |  | 0% |  |  |  | 0%
Energy Star Fryer | Lodging/Hospitality | E | X | 40% | 27% |  | 29.2% |  |  |  | 29.2%
Energy Star Fryer | Miscellaneous | E |  |  |  |  | 0% |  |  |  | 0%
Energy Star Fryer | Offices | E |  |  |  |  | 0% |  |  |  | 0%
Energy Star Fryer | Restaurants | E | X | 100% | 27% |  | 73% |  |  |  | 73%
Energy Star Fryer | Retail | E |  |  |  |  | 0% |  |  |  | 0%
Energy Star Fryer | Schools K-12 | E | X | 100% | 27% |  | 73% |  |  |  | 73%
Energy Star Fryer | Warehouse | E |  |  |  |  | 0% |  |  |  | 0%
Energy Star Fryer | Assembly | N |  |  |  |  | 0% |  |  |  | 0%
Energy Star Fryer | College and University | N | X | 40% | 27% |  | 29.2% |  |  |  | 29.2%
Energy Star Fryer | Grocery | N |  |  |  |  | 0% |  |  |  | 0%
Energy Star Fryer | Healthcare | N | X | 40% | 27% |  | 29.2% |  |  |  | 29.2%
Energy Star Fryer | Hospitals | N | X | 40% | 27% |  | 29.2% |  |  |  | 29.2%
Energy Star Fryer | Institutional | N |  |  |  |  | 0% |  |  |  | 0%
Energy Star Fryer | Lodging/Hospitality | N | X | 40% | 27% |  | 29.2% |  |  |  | 29.2%
Energy Star Fryer | Miscellaneous | N |  |  |  |  | 0% |  |  |  | 0%
Energy Star Fryer | Offices | N |  |  |  |  | 0% |  |  |  | 0%
Energy Star Fryer | Restaurants | N | X | 40% | 27% |  | 29.2% |  |  |  | 29.2%
Energy Star Fryer | Retail | N |  |  |  |  | 0% |  |  |  | 0%
Energy Star Fryer | Schools K-12 | N | X | 40% | 27% |  | 29.2% |  |  |  | 29.2%
Energy Star Fryer | Warehouse | N |  |  |  |  | 0% |  |  |  | 0%
Energy Star Griddle | Assembly | T |  |  |  |  | 0% |  |  |  | 0%
Energy Star Griddle | College and University | T | X | 50% | 18% |  | 41% |  |  |  | 41%
Energy Star Griddle | Grocery | T |  |  |  |  | 0% |  |  |  | 0%
Energy Star Griddle | Healthcare | T | X | 50% | 18% |  | 41% |  |  |  | 41%
Energy Star Griddle | Hospitals | T | X | 50% | 18% |  | 41% |  |  |  | 41%
Energy Star Griddle | Institutional | T |  |  |  |  | 0% |  |  |  | 0%
Energy Star Griddle | Lodging/Hospitality | T | X | 50% | 18% |  | 41% |  |  |  | 41%
Energy Star Griddle | Miscellaneous | T |  |  |  |  | 0% |  |  |  | 0%
Energy Star Griddle | Offices | T |  |  |  |  | 0% |  |  |  | 0%
Energy Star Griddle | Restaurants | T | X | 50% | 18% |  | 41% |  |  |  | 41%
Energy Star Griddle | Retail | T |  |  |  |  | 0% |  |  |  | 0%
Energy Star Griddle | Schools K-12 | T | X | 50% | 18% |  | 41% |  |  |  | 41%
Energy Star Griddle | Warehouse | T |  |  |  |  | 0% |  |  |  | 0%
Energy Star Griddle | Assembly | E |  |  |  |  | 0% |  |  |  | 0%
Energy Star Griddle | College and University | E | X | 50% | 18% |  | 41% |  |  |  | 41%
Energy Star Griddle | Grocery | E |  |  |  |  | 0% |  |  |  | 0%
Energy Star Griddle | Healthcare | E | X | 50% | 18% |  | 41% |  |  |  | 41%
Energy Star Griddle | Hospitals | E | X | 50% | 18% |  | 41% |  |  |  | 41%
Energy Star Griddle | Institutional | E |  |  |  |  | 0% |  |  |  | 0%
Energy Star Griddle | Lodging/Hospitality | E | X | 50% | 18% |  | 41% |  |  |  | 41%
Energy Star Griddle | Miscellaneous | E |  |  |  |  | 0% |  |  |  | 0%
Energy Star Griddle | Offices | E |  |  |  |  | 0% |  |  |  | 0%
Energy Star Griddle | Restaurants | E | X | 50% | 18% |  | 41% |  |  |  | 41%
Energy Star Griddle | Retail | E |  |  |  |  | 0% |  |  |  | 0%
Energy Star Griddle | Schools K-12 | E | X | 50% | 18% |  | 41% |  |  |  | 41%
Energy Star Griddle | Warehouse | E |  |  |  |  | 0% |  |  |  | 0%
Energy Star Griddle | Assembly | N |  |  |  |  | 0% |  |  |  | 0%
Energy Star Griddle | College and University | N | X | 50% | 18% |  | 41% |  |  |  | 41%
Energy Star Griddle | Grocery | N |  |  |  |  | 0% |  |  |  | 0%
Energy Star Griddle | Healthcare | N | X | 50% | 18% |  | 41% |  |  |  | 41%
Energy Star Griddle | Hospitals | N | X | 50% | 18% |  | 41% |  |  |  | 41%
Energy Star Griddle | Institutional | N |  |  |  |  | 0% |  |  |  | 0%
Energy Star Griddle | Lodging/Hospitality | N | X | 50% | 18% |  | 41% |  |  |  | 41%
Energy Star Griddle | Miscellaneous | N |  |  |  |  | 0% |  |  |  | 0%
Energy Star Griddle | Offices | N |  |  |  |  | 0% |  |  |  | 0%
Energy Star Griddle | Restaurants | N | X | 50% | 18% |  | 41% |  |  |  | 41%
Energy Star Griddle | Retail | N |  |  |  |  | 0% |  |  |  | 0%
Energy Star Griddle | Schools K-12 | N | X | 50% | 18% |  | 41% |  |  |  | 41%
Energy Star Griddle | Warehouse | N |  |  |  |  | 0% |  |  |  | 0%
Energy Star Hot Food Holding Cabinet | Assembly | T |  |  |  |  | 0% |  |  |  | 0%
Energy Star Hot Food Holding Cabinet | College and University | T | X | 35% | 23% |  | 26.95% |  |  |  | 26.95%
Energy Star Hot Food Holding Cabinet | Grocery | T |  |  |  |  | 0% |  |  |  | 0%
Energy Star Hot Food Holding Cabinet | Healthcare | T | X | 35% | 23% |  | 26.95% |  |  |  | 26.95%
Energy Star Hot Food Holding Cabinet | Hospitals | T | X | 35% | 23% |  | 26.95% |  |  |  | 26.95%
Energy Star Hot Food Holding Cabinet | Institutional | T |  |  |  |  | 0% |  |  |  | 0%
Energy Star Hot Food Holding Cabinet | Lodging/Hospitality | T | X | 35% | 23% |  | 26.95% |  |  |  | 26.95%
Energy Star Hot Food Holding Cabinet | Miscellaneous | T |  |  |  |  | 0% |  |  |  | 0%
Energy Star Hot Food Holding Cabinet | Offices | T |  |  |  |  | 0% |  |  |  | 0%
Energy Star Hot Food Holding Cabinet | Restaurants | T | X | 35% | 23% |  | 26.95% |  |  |  | 26.95%
Energy Star Hot Food Holding Cabinet | Retail | T |  |  |  |  | 0% |  |  |  | 0%
Energy Star Hot Food Holding Cabinet | Schools K-12 | T | X | 35% | 23% |  | 26.95% |  |  |  | 26.95%
Energy Star Hot Food Holding Cabinet | Warehouse | T |  |  |  |  | 0% |  |  |  | 0%
Energy Star Hot Food Holding Cabinet | Assembly | E |  |  |  |  | 0% |  |  |  | 0%
Energy Star Hot Food Holding Cabinet | College and University | E | X | 35% | 23% |  | 26.95% |  |  |  | 26.95%
Energy Star Hot Food Holding Cabinet | Grocery | E |  |  |  |  | 0% |  |  |  | 0%
Energy Star Hot Food Holding Cabinet | Healthcare | E | X | 35% | 23% |  | 26.95% |  |  |  | 26.95%
Energy Star Hot Food Holding Cabinet | Hospitals | E | X | 35% | 23% |  | 26.95% |  |  |  | 26.95%
Energy Star Hot Food Holding Cabinet | Institutional | E |  |  |  |  | 0% |  |  |  | 0%
Energy Star Hot Food Holding Cabinet | Lodging/Hospitality | E | X | 35% | 23% |  | 26.95% |  |  |  | 26.95%
Energy Star Hot Food Holding Cabinet | Miscellaneous | E |  |  |  |  | 0% |  |  |  | 0%
Energy Star Hot Food Holding Cabinet | Offices | E |  |  |  |  | 0% |  |  |  | 0%
Energy Star Hot Food Holding Cabinet | Restaurants | E | X | 35% | 23% |  | 26.95% |  |  |  | 26.95%
Energy Star Hot Food Holding Cabinet | Retail | E |  |  |  |  | 0% |  |  |  | 0%
Energy Star Hot Food Holding Cabinet | Schools K-12 | E | X | 35% | 23% |  | 26.95% |  |  |  | 26.95%
Energy Star Hot Food Holding Cabinet | Warehouse | E |  |  |  |  | 0% |  |  |  | 0%
Energy Star Hot Food Holding Cabinet | Assembly | N |  |  |  |  | 0% |  |  |  | 0%
Energy Star Hot Food Holding Cabinet | College and University | N | X | 35% | 23% |  | 26.95% |  |  |  | 26.95%
Energy Star Hot Food Holding Cabinet | Grocery | N |  |  |  |  | 0% |  |  |  | 0%
Energy Star Hot Food Holding Cabinet | Healthcare | N | X | 35% | 23% |  | 26.95% |  |  |  | 26.95%
Energy Star Hot Food Holding Cabinet | Hospitals | N | X | 35% | 23% |  | 26.95% |  |  |  | 26.95%
Energy Star Hot Food Holding Cabinet | Institutional | N |  |  |  |  | 0% |  |  |  | 0%
Energy Star Hot Food Holding Cabinet | Lodging/Hospitality | N | X | 35% | 23% |  | 26.95% |  |  |  | 26.95%
Energy Star Hot Food Holding Cabinet | Miscellaneous | N |  |  |  |  | 0% |  |  |  | 0%
Energy Star Hot Food Holding Cabinet | Offices | N |  |  |  |  | 0% |  |  |  | 0%
Energy Star Hot Food Holding Cabinet | Restaurants | N | X | 35% | 23% |  | 26.95% |  |  |  | 26.95%
Energy Star Hot Food Holding Cabinet | Retail | N |  |  |  |  | 0% |  |  |  | 0%
Energy Star Hot Food Holding Cabinet | Schools K-12 | N | X | 35% | 23% |  | 26.95% |  |  |  | 26.95%
Energy Star Hot Food Holding Cabinet | Warehouse | N |  |  |  |  | 0% |  |  |  | 0%
Energy Star Steamer | Assembly | T |  |  |  |  | 0% |  |  |  | 0%
Energy Star Steamer | College and University | T | X | 17.5% | 33% |  | 11.72% |  |  |  | 11.72%
Energy Star Steamer | Grocery | T |  |  |  |  | 0% |  |  |  | 0%
Energy Star Steamer | Healthcare | T | X | 17.5% | 33% |  | 11.72% |  |  |  | 11.72%
Energy Star Steamer | Hospitals | T | X | 17.5% | 33% |  | 11.72% |  |  |  | 11.72%
Energy Star Steamer | Institutional | T |  |  |  |  | 0% |  |  |  | 0%
Energy Star Steamer | Lodging/Hospitality | T | X | 17.5% | 33% |  | 11.72% |  |  |  | 11.72%
Energy Star Steamer | Miscellaneous | T |  |  |  |  | 0% |  |  |  | 0%
Energy Star Steamer | Offices | T |  |  |  |  | 0% |  |  |  | 0%
Energy Star Steamer | Restaurants | T | X | 17.5% | 33% |  | 11.72% |  |  |  | 11.72%
Energy Star Steamer | Retail | T |  |  |  |  | 0% |  |  |  | 0%
Energy Star Steamer | Schools K-12 | T | X | 17.5% | 33% |  | 11.72% |  |  |  | 11.72%
Energy Star Steamer | Warehouse | T |  |  |  |  | 0% |  |  |  | 0%
Energy Star Steamer | Assembly | E |  |  |  |  | 0% |  |  |  | 0%
Energy Star Steamer | College and University | E | X | 17.5% | 33% |  | 11.72% |  |  |  | 11.72%
Energy Star Steamer | Grocery | E |  |  |  |  | 0% |  |  |  | 0%
Energy Star Steamer | Healthcare | E | X | 17.5% | 33% |  | 11.72% |  |  |  | 11.72%
Energy Star Steamer | Hospitals | E | X | 17.5% | 33% |  | 11.72% |  |  |  | 11.72%
Energy Star Steamer | Institutional | E |  |  |  |  | 0% |  |  |  | 0%
Energy Star Steamer | Lodging/Hospitality | E | X | 17.5% | 33% |  | 11.72% |  |  |  | 11.72%
Energy Star Steamer | Miscellaneous | E |  |  |  |  | 0% |  |  |  | 0%
Energy Star Steamer | Offices | E |  |  |  |  | 0% |  |  |  | 0%
Energy Star Steamer | Restaurants | E | X | 17.5% | 33% |  | 11.72% |  |  |  | 11.72%
Energy Star Steamer | Retail | E |  |  |  |  | 0% |  |  |  | 0%
Energy Star Steamer | Schools K-12 | E | X | 17.5% | 33% |  | 11.72% |  |  |  | 11.72%
Energy Star Steamer | Warehouse | E |  |  |  |  | 0% |  |  |  | 0%
Energy Star Steamer | Assembly | N |  |  |  |  | 0% |  |  |  | 0%
Energy Star Steamer | College and University | N | X | 17.5% | 33% |  | 11.72% |  |  |  | 11.72%
Energy Star Steamer | Grocery | N |  |  |  |  | 0% |  |  |  | 0%
Energy Star Steamer | Healthcare | N | X | 17.5% | 33% |  | 11.72% |  |  |  | 11.72%
Energy Star Steamer | Hospitals | N | X | 17.5% | 33% |  | 11.72% |  |  |  | 11.72%
Energy Star Steamer | Institutional | N |  |  |  |  | 0% |  |  |  | 0%
Energy Star Steamer | Lodging/Hospitality | N | X | 17.5% | 33% |  | 11.72% |  |  |  | 11.72%
Energy Star Steamer | Miscellaneous | N |  |  |  |  | 0% |  |  |  | 0%
Energy Star Steamer | Offices | N |  |  |  |  | 0% |  |  |  | 0%
Energy Star Steamer | Restaurants | N | X | 17.5% | 33% |  | 11.72% |  |  |  | 11.72%
Energy Star Steamer | Retail | N |  |  |  |  | 0% |  |  |  | 0%
Energy Star Steamer | Schools K-12 | N | X | 17.5% | 33% |  | 11.72% |  |  |  | 11.72%
Energy Star Steamer | Warehouse | N |  |  |  |  | 0% |  |  |  | 0%
Induction Cooktops | Assembly | T |  |  |  |  | 0% |  |  |  | 0%
Induction Cooktops | College and University | T | X | 5% | 5.437% |  | 4.728% |  |  |  | 4.728%
Induction Cooktops | Grocery | T |  |  |  |  | 0% |  |  |  | 0%
Induction Cooktops | Healthcare | T | X | 16.25% | 12.9% |  | 14.15% |  |  |  | 14.15%
Induction Cooktops | Hospitals | T | X | 5% | 5.437% |  | 4.728% |  |  |  | 4.728%
Induction Cooktops | Institutional | T |  |  |  |  | 0% |  |  |  | 0%
Induction Cooktops | Lodging/Hospitality | T | X | 16.25% | 12.9% |  | 14.15% |  |  |  | 14.15%
Induction Cooktops | Miscellaneous | T |  |  |  |  | 0% |  |  |  | 0%
Induction Cooktops | Offices | T |  |  |  |  | 0% |  |  |  | 0%
Induction Cooktops | Restaurants | T | X | 5% | 5.437% |  | 4.728% |  |  |  | 4.728%
Induction Cooktops | Retail | T |  |  |  |  | 0% |  |  |  | 0%
Induction Cooktops | Schools K-12 | T | X | 5% | 5.437% |  | 4.728% |  |  |  | 4.728%
Induction Cooktops | Warehouse | T |  |  |  |  | 0% |  |  |  | 0%
Induction Cooktops | Assembly | E |  |  |  |  | 0% |  |  |  | 0%
Induction Cooktops | College and University | E | X | 15.59% | 5.437% |  | 14.74% |  |  |  | 14.74%
Induction Cooktops | Grocery | E |  |  |  |  | 0% |  |  |  | 0%
Induction Cooktops | Healthcare | E | X | 16.25% | 12.9% |  | 14.15% |  |  |  | 14.15%
Induction Cooktops | Hospitals | E | X | 15.59% | 5.437% |  | 14.74% |  |  |  | 14.74%
Induction Cooktops | Institutional | E |  |  |  |  | 0% |  |  |  | 0%
Induction Cooktops | Lodging/Hospitality | E | X | 16.25% | 12.9% |  | 14.15% |  |  |  | 14.15%
Induction Cooktops | Miscellaneous | E |  |  |  |  | 0% |  |  |  | 0%
Induction Cooktops | Offices | E |  |  |  |  | 0% |  |  |  | 0%
Induction Cooktops | Restaurants | E | X | 15.59% | 50.23% |  | 7.758% |  |  |  | 7.758%
Induction Cooktops | Retail | E |  |  |  |  | 0% |  |  |  | 0%
Induction Cooktops | Schools K-12 | E | X | 15.59% | 5.437% |  | 14.74% |  |  |  | 14.74%
Induction Cooktops | Warehouse | E |  |  |  |  | 0% |  |  |  | 0%
Induction Cooktops | Assembly | N |  |  |  |  | 0% |  |  |  | 0%
Induction Cooktops | College and University | N | X | 5% | 5.437% |  | 4.728% |  |  |  | 4.728%
Induction Cooktops | Grocery | N |  |  |  |  | 0% |  |  |  | 0%
Induction Cooktops | Healthcare | N | X | 16.25% | 12.9% |  | 14.15% |  |  |  | 14.15%
Induction Cooktops | Hospitals | N | X | 5% | 5.437% |  | 4.728% |  |  |  | 4.728%
Induction Cooktops | Institutional | N |  |  |  |  | 0% |  |  |  | 0%
Induction Cooktops | Lodging/Hospitality | N | X | 16.25% | 12.9% |  | 14.15% |  |  |  | 14.15%
Induction Cooktops | Miscellaneous | N |  |  |  |  | 0% |  |  |  | 0%
Induction Cooktops | Offices | N |  |  |  |  | 0% |  |  |  | 0%
Induction Cooktops | Restaurants | N | X | 95% | 50.23% |  | 47.28% |  |  |  | 47.28%
Induction Cooktops | Retail | N |  |  |  |  | 0% |  |  |  | 0%
Induction Cooktops | Schools K-12 | N | X | 5% | 5.437% |  | 4.728% |  |  |  | 4.728%
Induction Cooktops | Warehouse | N |  |  |  |  | 0% |  |  |  | 0%
Energy Star Commercial Dishwasher | Assembly | T |  |  |  |  | 0% |  |  |  | 0%
Energy Star Commercial Dishwasher | College and University | T | X | 90% | 67% |  | 29.7% |  |  |  | 29.7%
Energy Star Commercial Dishwasher | Grocery | T |  |  |  |  | 0% |  |  |  | 0%
Energy Star Commercial Dishwasher | Healthcare | T | X | 90% | 67% |  | 29.7% |  |  |  | 29.7%
Energy Star Commercial Dishwasher | Hospitals | T | X | 90% | 67% |  | 29.7% |  |  |  | 29.7%
Energy Star Commercial Dishwasher | Institutional | T |  |  |  |  | 0% |  |  |  | 0%
Energy Star Commercial Dishwasher | Lodging/Hospitality | T | X | 90% | 67% |  | 29.7% |  |  |  | 29.7%
Energy Star Commercial Dishwasher | Miscellaneous | T |  |  |  |  | 0% |  |  |  | 0%
Energy Star Commercial Dishwasher | Offices | T |  |  |  |  | 0% |  |  |  | 0%
Energy Star Commercial Dishwasher | Restaurants | T | X | 90% | 67% |  | 29.7% |  |  |  | 29.7%
Energy Star Commercial Dishwasher | Retail | T |  |  |  |  | 0% |  |  |  | 0%
Energy Star Commercial Dishwasher | Schools K-12 | T | X | 90% | 67% |  | 29.7% |  |  |  | 29.7%
Energy Star Commercial Dishwasher | Warehouse | T |  |  |  |  | 0% |  |  |  | 0%
Energy Star Commercial Dishwasher | Assembly | E |  |  |  |  | 0% |  |  |  | 0%
Energy Star Commercial Dishwasher | College and University | E | X | 90% | 67% |  | 29.7% |  |  |  | 29.7%
Energy Star Commercial Dishwasher | Grocery | E |  |  |  |  | 0% |  |  |  | 0%
Energy Star Commercial Dishwasher | Healthcare | E | X | 90% | 67% |  | 29.7% |  |  |  | 29.7%
Energy Star Commercial Dishwasher | Hospitals | E | X | 90% | 67% |  | 29.7% |  |  |  | 29.7%
Energy Star Commercial Dishwasher | Institutional | E |  |  |  |  | 0% |  |  |  | 0%
Energy Star Commercial Dishwasher | Lodging/Hospitality | E | X | 90% | 67% |  | 29.7% |  |  |  | 29.7%
Energy Star Commercial Dishwasher | Miscellaneous | E |  |  |  |  | 0% |  |  |  | 0%
Energy Star Commercial Dishwasher | Offices | E |  |  |  |  | 0% |  |  |  | 0%
Energy Star Commercial Dishwasher | Restaurants | E | X | 90% | 67% |  | 29.7% |  |  |  | 29.7%
Energy Star Commercial Dishwasher | Retail | E |  |  |  |  | 0% |  |  |  | 0%
Energy Star Commercial Dishwasher | Schools K-12 | E | X | 90% | 67% |  | 29.7% |  |  |  | 29.7%
Energy Star Commercial Dishwasher | Warehouse | E |  |  |  |  | 0% |  |  |  | 0%
Energy Star Commercial Dishwasher | Assembly | N |  |  |  |  | 0% |  |  |  | 0%
Energy Star Commercial Dishwasher | College and University | N | X | 90% | 67% |  | 29.7% |  |  |  | 29.7%
Energy Star Commercial Dishwasher | Grocery | N |  |  |  |  | 0% |  |  |  | 0%
Energy Star Commercial Dishwasher | Healthcare | N | X | 90% | 67% |  | 29.7% |  |  |  | 29.7%
Energy Star Commercial Dishwasher | Hospitals | N | X | 90% | 67% |  | 29.7% |  |  |  | 29.7%
Energy Star Commercial Dishwasher | Institutional | N |  |  |  |  | 0% |  |  |  | 0%
Energy Star Commercial Dishwasher | Lodging/Hospitality | N | X | 90% | 67% |  | 29.7% |  |  |  | 29.7%
Energy Star Commercial Dishwasher | Miscellaneous | N |  |  |  |  | 0% |  |  |  | 0%
Energy Star Commercial Dishwasher | Offices | N |  |  |  |  | 0% |  |  |  | 0%
Energy Star Commercial Dishwasher | Restaurants | N | X | 90% | 67% |  | 29.7% |  |  |  | 29.7%
Energy Star Commercial Dishwasher | Retail | N |  |  |  |  | 0% |  |  |  | 0%
Energy Star Commercial Dishwasher | Schools K-12 | N | X | 90% | 67% |  | 29.7% |  |  |  | 29.7%
Energy Star Commercial Dishwasher | Warehouse | N |  |  |  |  | 0% |  |  |  | 0%
Heat Pump Water Heater | Assembly | T | X | 50% | 6.04% |  | 46.98% | 1 | 2 | 33.74% | 33.74%
Heat Pump Water Heater | College and University | T | X | 50% | 6.04% |  | 46.98% | 1 | 2 | 28.07% | 28.07%
Heat Pump Water Heater | Grocery | T | X | 50% | 6.04% |  | 46.98% | 1 | 2 | 18.61% | 18.61%
Heat Pump Water Heater | Healthcare | T | X | 50% | 6.04% |  | 46.98% | 1 | 2 | 38.47% | 38.47%
Heat Pump Water Heater | Hospitals | T | X | 50% | 6.04% |  | 46.98% | 1 | 2 | 42.25% | 42.25%
Heat Pump Water Heater | Institutional | T | X | 50% | 6.04% |  | 46.98% | 1 | 2 | 33.74% | 33.74%
Heat Pump Water Heater | Lodging/Hospitality | T | X | 50% | 6.04% |  | 46.98% | 1 | 2 | 41.31% | 41.31%
Heat Pump Water Heater | Miscellaneous | T | X | 50% | 6.04% |  | 46.98% | 1 | 2 | 33.74% | 33.74%
Heat Pump Water Heater | Offices | T | X | 50% | 6.04% |  | 46.98% | 1 | 2 | 40.36% | 40.36%
Heat Pump Water Heater | Restaurants | T | X | 50% | 6.04% |  | 46.98% | 1 | 2 | 19.56% | 19.56%
Heat Pump Water Heater | Retail | T | X | 50% | 6.04% |  | 46.98% | 1 | 2 | 17.67% | 17.67%
Heat Pump Water Heater | Schools K-12 | T | X | 50% | 6.04% |  | 46.98% | 1 | 2 | 28.07% | 28.07%
Heat Pump Water Heater | Warehouse | T | X | 50% | 6.04% |  | 46.98% | 1 | 2 | 19.56% | 19.56%
Heat Pump Water Heater | Assembly | E | X | 50% | 6.04% |  | 46.98% | 1 | 2 | 33.74% | 33.74%
Heat Pump Water Heater | College and University | E | X | 50% | 6.04% |  | 46.98% | 1 | 2 | 28.07% | 28.07%
Heat Pump Water Heater | Grocery | E | X | 50% | 6.04% |  | 46.98% | 1 | 2 | 18.61% | 18.61%
Heat Pump Water Heater | Healthcare | E | X | 50% | 6.04% |  | 46.98% | 1 | 2 | 38.47% | 38.47%
Heat Pump Water Heater | Hospitals | E | X | 50% | 6.04% |  | 46.98% | 1 | 2 | 42.25% | 42.25%
Heat Pump Water Heater | Institutional | E | X | 50% | 6.04% |  | 46.98% | 1 | 2 | 33.74% | 33.74%
Heat Pump Water Heater | Lodging/Hospitality | E | X | 50% | 6.04% |  | 46.98% | 1 | 2 | 41.31% | 41.31%
Heat Pump Water Heater | Miscellaneous | E | X | 50% | 6.04% |  | 46.98% | 1 | 2 | 33.74% | 33.74%
Heat Pump Water Heater | Offices | E | X | 50% | 6.04% |  | 46.98% | 1 | 2 | 40.36% | 40.36%
Heat Pump Water Heater | Restaurants | E | X | 50% | 6.04% |  | 46.98% | 1 | 2 | 19.56% | 19.56%
Heat Pump Water Heater | Retail | E | X | 50% | 6.04% |  | 46.98% | 1 | 2 | 17.67% | 17.67%
Heat Pump Water Heater | Schools K-12 | E | X | 50% | 6.04% |  | 46.98% | 1 | 2 | 28.07% | 28.07%
Heat Pump Water Heater | Warehouse | E | X | 50% | 6.04% |  | 46.98% | 1 | 2 | 19.56% | 19.56%
Heat Pump Water Heater | Assembly | N | X | 50% | 6.04% |  | 46.98% | 1 | 2 | 33.74% | 33.74%
Heat Pump Water Heater | College and University | N | X | 50% | 6.04% |  | 46.98% | 1 | 2 | 28.07% | 28.07%
Heat Pump Water Heater | Grocery | N | X | 50% | 6.04% |  | 46.98% | 1 | 2 | 18.61% | 18.61%
Heat Pump Water Heater | Healthcare | N | X | 50% | 6.04% |  | 46.98% | 1 | 2 | 38.47% | 38.47%
Heat Pump Water Heater | Hospitals | N | X | 50% | 6.04% |  | 46.98% | 1 | 2 | 42.25% | 42.25%
Heat Pump Water Heater | Institutional | N | X | 50% | 6.04% |  | 46.98% | 1 | 2 | 33.74% | 33.74%
Heat Pump Water Heater | Lodging/Hospitality | N | X | 50% | 6.04% |  | 46.98% | 1 | 2 | 41.31% | 41.31%
Heat Pump Water Heater | Miscellaneous | N | X | 50% | 6.04% |  | 46.98% | 1 | 2 | 33.74% | 33.74%
Heat Pump Water Heater | Offices | N | X | 50% | 6.04% |  | 46.98% | 1 | 2 | 40.36% | 40.36%
Heat Pump Water Heater | Restaurants | N | X | 50% | 6.04% |  | 46.98% | 1 | 2 | 19.56% | 19.56%
Heat Pump Water Heater | Retail | N | X | 50% | 6.04% |  | 46.98% | 1 | 2 | 17.67% | 17.67%
Heat Pump Water Heater | Schools K-12 | N | X | 50% | 6.04% |  | 46.98% | 1 | 2 | 28.07% | 28.07%
Heat Pump Water Heater | Warehouse | N | X | 50% | 6.04% |  | 46.98% | 1 | 2 | 19.56% | 19.56%
Instantaneous Hot Water System | Assembly | T | X | 100% | 5.437% |  | 94.56% |  |  |  | 94.56%
Instantaneous Hot Water System | College and University | T | X | 100% | 5.437% |  | 94.56% |  |  |  | 94.56%
Instantaneous Hot Water System | Grocery | T | X | 100% | 5.437% |  | 94.56% |  |  |  | 94.56%
Instantaneous Hot Water System | Healthcare | T | X | 100% | 5.437% |  | 94.56% |  |  |  | 94.56%
Instantaneous Hot Water System | Hospitals | T | X | 100% | 5.437% |  | 94.56% |  |  |  | 94.56%
Instantaneous Hot Water System | Institutional | T | X | 100% | 5.437% |  | 94.56% |  |  |  | 94.56%
Instantaneous Hot Water System | Lodging/Hospitality | T | X | 100% | 5.437% |  | 94.56% |  |  |  | 94.56%
Instantaneous Hot Water System | Miscellaneous | T | X | 100% | 5.437% |  | 94.56% |  |  |  | 94.56%
Instantaneous Hot Water System | Offices | T | X | 100% | 5.437% |  | 94.56% |  |  |  | 94.56%
Instantaneous Hot Water System | Restaurants | T | X | 100% | 5.437% |  | 94.56% |  |  |  | 94.56%
Instantaneous Hot Water System | Retail | T | X | 100% | 5.437% |  | 94.56% |  |  |  | 94.56%
Instantaneous Hot Water System | Schools K-12 | T | X | 100% | 5.437% |  | 94.56% |  |  |  | 94.56%
Instantaneous Hot Water System | Warehouse | T | X | 100% | 5.437% |  | 94.56% |  |  |  | 94.56%
Instantaneous Hot Water System | Assembly | E | X | 100% | 5.437% |  | 94.56% |  |  |  | 94.56%
Instantaneous Hot Water System | College and University | E | X | 100% | 5.437% |  | 94.56% |  |  |  | 94.56%
Instantaneous Hot Water System | Grocery | E | X | 100% | 5.437% |  | 94.56% |  |  |  | 94.56%
Instantaneous Hot Water System | Healthcare | E | X | 100% | 5.437% |  | 94.56% |  |  |  | 94.56%
Instantaneous Hot Water System | Hospitals | E | X | 100% | 5.437% |  | 94.56% |  |  |  | 94.56%
Instantaneous Hot Water System | Institutional | E | X | 100% | 5.437% |  | 94.56% |  |  |  | 94.56%
Instantaneous Hot Water System | Lodging/Hospitality | E | X | 100% | 5.437% |  | 94.56% |  |  |  | 94.56%
Instantaneous Hot Water System | Miscellaneous | E | X | 100% | 5.437% |  | 94.56% |  |  |  | 94.56%
Instantaneous Hot Water System | Offices | E | X | 100% | 5.437% |  | 94.56% |  |  |  | 94.56%
Instantaneous Hot Water System | Restaurants | E | X | 100% | 5.437% |  | 94.56% |  |  |  | 94.56%
Instantaneous Hot Water System | Retail | E | X | 100% | 5.437% |  | 94.56% |  |  |  | 94.56%
Instantaneous Hot Water System | Schools K-12 | E | X | 100% | 5.437% |  | 94.56% |  |  |  | 94.56%
Instantaneous Hot Water System | Warehouse | E | X | 100% | 5.437% |  | 94.56% |  |  |  | 94.56%
Instantaneous Hot Water System | Assembly | N | X | 100% | 5.437% |  | 94.56% |  |  |  | 94.56%
Instantaneous Hot Water System | College and University | N | X | 100% | 5.437% |  | 94.56% |  |  |  | 94.56%
Instantaneous Hot Water System | Grocery | N | X | 100% | 5.437% |  | 94.56% |  |  |  | 94.56%
Instantaneous Hot Water System | Healthcare | N | X | 100% | 5.437% |  | 94.56% |  |  |  | 94.56%
Instantaneous Hot Water System | Hospitals | N | X | 100% | 5.437% |  | 94.56% |  |  |  | 94.56%
Instantaneous Hot Water System | Institutional | N | X | 100% | 5.437% |  | 94.56% |  |  |  | 94.56%
Instantaneous Hot Water System | Lodging/Hospitality | N | X | 100% | 5.437% |  | 94.56% |  |  |  | 94.56%
Instantaneous Hot Water System | Miscellaneous | N | X | 100% | 5.437% |  | 94.56% |  |  |  | 94.56%
Instantaneous Hot Water System | Offices | N | X | 100% | 5.437% |  | 94.56% |  |  |  | 94.56%
Instantaneous Hot Water System | Restaurants | N | X | 100% | 5.437% |  | 94.56% |  |  |  | 94.56%
Instantaneous Hot Water System | Retail | N | X | 100% | 5.437% |  | 94.56% |  |  |  | 94.56%
Instantaneous Hot Water System | Schools K-12 | N | X | 100% | 5.437% |  | 94.56% |  |  |  | 94.56%
Instantaneous Hot Water System | Warehouse | N | X | 100% | 5.437% |  | 94.56% |  |  |  | 94.56%
Solar Water Heater | Assembly | T | X | 14% | 5.437% |  | 13.24% | 1 | 1 | 13.24% | 13.24%
Solar Water Heater | College and University | T | X | 20% | 5.437% |  | 18.91% | 1 | 1 | 18.91% | 18.91%
Solar Water Heater | Grocery | T | X | 30% | 5.437% |  | 28.37% | 1 | 1 | 28.37% | 28.37%
Solar Water Heater | Healthcare | T | X | 9% | 5.437% |  | 8.511% | 1 | 1 | 8.511% | 8.511%
Solar Water Heater | Hospitals | T | X | 5% | 5.437% |  | 4.728% | 1 | 1 | 4.728% | 4.728%
Solar Water Heater | Institutional | T | X | 14% | 5.437% |  | 13.24% | 1 | 1 | 13.24% | 13.24%
Solar Water Heater | Lodging/Hospitality | T | X | 6% | 5.437% |  | 5.674% | 1 | 1 | 5.674% | 5.674%
Solar Water Heater | Miscellaneous | T | X | 14% | 5.437% |  | 13.24% | 1 | 1 | 13.24% | 13.24%
Solar Water Heater | Offices | T | X | 7% | 5.437% |  | 6.619% | 1 | 1 | 6.619% | 6.619%
Solar Water Heater | Restaurants | T | X | 29% | 5.437% |  | 27.42% | 1 | 1 | 27.42% | 27.42%
Solar Water Heater | Retail | T | X | 31% | 5.437% |  | 29.31% | 1 | 1 | 29.31% | 29.31%
Solar Water Heater | Schools K-12 | T | X | 20% | 5.437% |  | 18.91% | 1 | 1 | 18.91% | 18.91%
Solar Water Heater | Warehouse | T | X | 29% | 5.437% |  | 27.42% | 1 | 1 | 27.42% | 27.42%
Solar Water Heater | Assembly | E | X | 14% | 5.437% |  | 13.24% | 1 | 1 | 13.24% | 13.24%
Solar Water Heater | College and University | E | X | 20% | 5.437% |  | 18.91% | 1 | 1 | 18.91% | 18.91%
Solar Water Heater | Grocery | E | X | 30% | 5.437% |  | 28.37% | 1 | 1 | 28.37% | 28.37%
Solar Water Heater | Healthcare | E | X | 9% | 5.437% |  | 8.511% | 1 | 1 | 8.511% | 8.511%
Solar Water Heater | Hospitals | E | X | 5% | 5.437% |  | 4.728% | 1 | 1 | 4.728% | 4.728%
Solar Water Heater | Institutional | E | X | 14% | 5.437% |  | 13.24% | 1 | 1 | 13.24% | 13.24%
Solar Water Heater | Lodging/Hospitality | E | X | 6% | 5.437% |  | 5.674% | 1 | 1 | 5.674% | 5.674%
Solar Water Heater | Miscellaneous | E | X | 14% | 5.437% |  | 13.24% | 1 | 1 | 13.24% | 13.24%
Solar Water Heater | Offices | E | X | 7% | 5.437% |  | 6.619% | 1 | 1 | 6.619% | 6.619%
Solar Water Heater | Restaurants | E | X | 29% | 5.437% |  | 27.42% | 1 | 1 | 27.42% | 27.42%
Solar Water Heater | Retail | E | X | 31% | 5.437% |  | 29.31% | 1 | 1 | 29.31% | 29.31%
Solar Water Heater | Schools K-12 | E | X | 20% | 5.437% |  | 18.91% | 1 | 1 | 18.91% | 18.91%
Solar Water Heater | Warehouse | E | X | 29% | 5.437% |  | 27.42% | 1 | 1 | 27.42% | 27.42%
Solar Water Heater | Assembly | N | X | 14% | 5.437% |  | 13.24% | 1 | 1 | 13.24% | 13.24%
Solar Water Heater | College and University | N | X | 20% | 5.437% |  | 18.91% | 1 | 1 | 18.91% | 18.91%
Solar Water Heater | Grocery | N | X | 30% | 5.437% |  | 28.37% | 1 | 1 | 28.37% | 28.37%
Solar Water Heater | Healthcare | N | X | 9% | 5.437% |  | 8.511% | 1 | 1 | 8.511% | 8.511%
Solar Water Heater | Hospitals | N | X | 5% | 5.437% |  | 4.728% | 1 | 1 | 4.728% | 4.728%
Solar Water Heater | Institutional | N | X | 14% | 5.437% |  | 13.24% | 1 | 1 | 13.24% | 13.24%
Solar Water Heater | Lodging/Hospitality | N | X | 6% | 5.437% |  | 5.674% | 1 | 1 | 5.674% | 5.674%
Solar Water Heater | Miscellaneous | N | X | 14% | 5.437% |  | 13.24% | 1 | 1 | 13.24% | 13.24%
Solar Water Heater | Offices | N | X | 7% | 5.437% |  | 6.619% | 1 | 1 | 6.619% | 6.619%
Solar Water Heater | Restaurants | N | X | 29% | 5.437% |  | 27.42% | 1 | 1 | 27.42% | 27.42%
Solar Water Heater | Retail | N | X | 31% | 5.437% |  | 29.31% | 1 | 1 | 29.31% | 29.31%
Solar Water Heater | Schools K-12 | N | X | 20% | 5.437% |  | 18.91% | 1 | 1 | 18.91% | 18.91%
Solar Water Heater | Warehouse | N | X | 29% | 5.437% |  | 27.42% | 1 | 1 | 27.42% | 27.42%
CFL - 15W Flood | Assembly | T | X | 24% | 53.42% |  | 11.18% | 2 | 2 | 0% | 0%
CFL - 15W Flood | College and University | T | X | 24% | 53.42% |  | 11.18% | 2 | 2 | 0% | 0%
CFL - 15W Flood | Grocery | T | X | 24% | 53.42% |  | 11.18% | 2 | 2 | 0% | 0%
CFL - 15W Flood | Healthcare | T | X | 24% | 53.42% |  | 11.18% | 2 | 2 | 0% | 0%
CFL - 15W Flood | Hospitals | T | X | 24% | 53.42% |  | 11.18% | 2 | 2 | 0% | 0%
CFL - 15W Flood | Institutional | T | X | 24% | 53.42% |  | 11.18% | 2 | 2 | 0% | 0%
CFL - 15W Flood | Lodging/Hospitality | T | X | 24% | 53.42% |  | 11.18% | 2 | 2 | 0% | 0%
CFL - 15W Flood | Miscellaneous | T | X | 24% | 53.42% |  | 11.18% | 2 | 2 | 0% | 0%
CFL - 15W Flood | Offices | T | X | 24% | 53.42% |  | 11.18% | 2 | 2 | 0% | 0%
CFL - 15W Flood | Restaurants | T | X | 24% | 53.42% |  | 11.18% | 2 | 2 | 0% | 0%
CFL - 15W Flood | Retail | T | X | 24% | 53.42% |  | 11.18% | 2 | 2 | 0% | 0%
CFL - 15W Flood | Schools K-12 | T | X | 24% | 53.42% |  | 11.18% | 2 | 2 | 0% | 0%
CFL - 15W Flood | Warehouse | T | X | 24% | 53.42% |  | 11.18% | 2 | 2 | 0% | 0%
CFL - 15W Flood | Assembly | E | X | 70% | 53.42% |  | 32.61% | 2 | 2 | 0% | 0%
CFL - 15W Flood | College and University | E | X | 70% | 53.42% |  | 32.61% | 2 | 2 | 0% | 0%
CFL - 15W Flood | Grocery | E | X | 70% | 53.42% |  | 32.61% | 2 | 2 | 0% | 0%
CFL - 15W Flood | Healthcare | E | X | 70% | 53.42% |  | 32.61% | 2 | 2 | 0% | 0%
CFL - 15W Flood | Hospitals | E | X | 70% | 53.42% |  | 32.61% | 2 | 2 | 0% | 0%
CFL - 15W Flood | Institutional | E | X | 70% | 53.42% |  | 32.61% | 2 | 2 | 0% | 0%
CFL - 15W Flood | Lodging/Hospitality | E | X | 70% | 53.42% |  | 32.61% | 2 | 2 | 0% | 0%
CFL - 15W Flood | Miscellaneous | E | X | 24% | 53.42% |  | 11.18% | 2 | 2 | 0% | 0%
CFL - 15W Flood | Offices | E | X | 70% | 53.42% |  | 32.61% | 2 | 2 | 0% | 0%
CFL - 15W Flood | Restaurants | E | X | 50% | 53.42% |  | 23.29% | 2 | 2 | 0% | 0%
CFL - 15W Flood | Retail | E | X | 50% | 53.42% |  | 23.29% | 2 | 2 | 0% | 0%
CFL - 15W Flood | Schools K-12 | E | X | 70% | 53.42% |  | 32.61% | 2 | 2 | 0% | 0%
CFL - 15W Flood | Warehouse | E | X | 70% | 53.42% |  | 32.61% | 2 | 2 | 0% | 0%
CFL - 15W Flood | Assembly | N | X | 70% | 53.42% |  | 32.61% | 2 | 2 | 0% | 0%
CFL - 15W Flood | College and University | N | X | 70% | 53.42% |  | 32.61% | 2 | 2 | 0% | 0%
CFL - 15W Flood | Grocery | N | X | 70% | 53.42% |  | 32.61% | 2 | 2 | 0% | 0%
CFL - 15W Flood | Healthcare | N | X | 70% | 53.42% |  | 32.61% | 2 | 2 | 0% | 0%
CFL - 15W Flood | Hospitals | N | X | 70% | 53.42% |  | 32.61% | 2 | 2 | 0% | 0%
CFL - 15W Flood | Institutional | N | X | 70% | 53.42% |  | 32.61% | 2 | 2 | 0% | 0%
CFL - 15W Flood | Lodging/Hospitality | N | X | 70% | 53.42% |  | 32.61% | 2 | 2 | 0% | 0%
CFL - 15W Flood | Miscellaneous | N | X | 24% | 53.42% |  | 11.18% | 2 | 2 | 0% | 0%
CFL - 15W Flood | Offices | N | X | 70% | 53.42% |  | 32.61% | 2 | 2 | 0% | 0%
CFL - 15W Flood | Restaurants | N | X | 50% | 53.42% |  | 23.29% | 2 | 2 | 0% | 0%
CFL - 15W Flood | Retail | N | X | 50% | 53.42% |  | 23.29% | 2 | 2 | 0% | 0%
CFL - 15W Flood | Schools K-12 | N | X | 70% | 53.42% |  | 32.61% | 2 | 2 | 0% | 0%
CFL - 15W Flood | Warehouse | N | X | 70% | 53.42% |  | 32.61% | 2 | 2 | 0% | 0%
High Efficiency HID Lighting | Assembly | T | X | 10.45% | 76.46% |  | 2.46% | 3 | 2 | 0% | 0%
High Efficiency HID Lighting | College and University | T | X | 10.45% | 76.46% |  | 2.46% | 3 | 2 | 0% | 0%
High Efficiency HID Lighting | Grocery | T | X | 10.45% | 76.46% |  | 2.46% | 3 | 2 | 0% | 0%
High Efficiency HID Lighting | Healthcare | T | X | 10.45% | 76.46% |  | 2.46% | 3 | 2 | 0% | 0%
High Efficiency HID Lighting | Hospitals | T | X | 10.45% | 76.46% |  | 2.46% | 3 | 2 | 0% | 0%
High Efficiency HID Lighting | Institutional | T | X | 10.45% | 76.46% |  | 2.46% | 3 | 2 | 0% | 0%
High Efficiency HID Lighting | Lodging/Hospitality | T | X | 10.45% | 76.46% |  | 2.46% | 3 | 2 | 0% | 0%
High Efficiency HID Lighting | Miscellaneous | T | X | 10.45% | 76.46% |  | 2.46% | 3 | 2 | 0% | 0%
High Efficiency HID Lighting | Offices | T | X | 10.45% | 76.46% |  | 2.46% | 3 | 2 | 0% | 0%
High Efficiency HID Lighting | Restaurants | T | X | 10.45% | 76.46% |  | 2.46% | 3 | 2 | 0% | 0%
High Efficiency HID Lighting | Retail | T | X | 10.45% | 76.46% |  | 2.46% | 3 | 2 | 0% | 0%
High Efficiency HID Lighting | Schools K-12 | T | X | 10.45% | 76.46% |  | 2.46% | 3 | 2 | 0% | 0%
High Efficiency HID Lighting | Warehouse | T | X | 14.25% | 76.46% |  | 3.354% | 3 | 2 | 0% | 0%
High Efficiency HID Lighting | Assembly | E | X | 10.45% | 76.46% |  | 2.46% | 3 | 2 | 0% | 0%
High Efficiency HID Lighting | College and University | E | X | 10.45% | 76.46% |  | 2.46% | 3 | 2 | 0% | 0%
High Efficiency HID Lighting | Grocery | E | X | 10.45% | 76.46% |  | 2.46% | 3 | 2 | 0% | 0%
High Efficiency HID Lighting | Healthcare | E | X | 10.45% | 76.46% |  | 2.46% | 3 | 2 | 0% | 0%
High Efficiency HID Lighting | Hospitals | E | X | 10.45% | 76.46% |  | 2.46% | 3 | 2 | 0% | 0%
High Efficiency HID Lighting | Institutional | E | X | 10.45% | 76.46% |  | 2.46% | 3 | 2 | 0% | 0%
High Efficiency HID Lighting | Lodging/Hospitality | E | X | 10.45% | 76.46% |  | 2.46% | 3 | 2 | 0% | 0%
High Efficiency HID Lighting | Miscellaneous | E | X | 10.45% | 76.46% |  | 2.46% | 3 | 2 | 0% | 0%
High Efficiency HID Lighting | Offices | E | X | 10.45% | 76.46% |  | 2.46% | 3 | 2 | 0% | 0%
High Efficiency HID Lighting | Restaurants | E | X | 10.45% | 76.46% |  | 2.46% | 3 | 2 | 0% | 0%
High Efficiency HID Lighting | Retail | E | X | 10.45% | 76.46% |  | 2.46% | 3 | 2 | 0% | 0%
High Efficiency HID Lighting | Schools K-12 | E | X | 10.45% | 76.46% |  | 2.46% | 3 | 2 | 0% | 0%
High Efficiency HID Lighting | Warehouse | E | X | 4.75% | 76.46% |  | 1.118% | 3 | 2 | 0% | 0%
High Efficiency HID Lighting | Assembly | N | X | 10.45% | 76.46% |  | 2.46% | 3 | 2 | 0% | 0%
High Efficiency HID Lighting | College and University | N | X | 10.45% | 76.46% |  | 2.46% | 3 | 2 | 0% | 0%
High Efficiency HID Lighting | Grocery | N | X | 10.45% | 76.46% |  | 2.46% | 3 | 2 | 0% | 0%
High Efficiency HID Lighting | Healthcare | N | X | 10.45% | 76.46% |  | 2.46% | 3 | 2 | 0% | 0%
High Efficiency HID Lighting | Hospitals | N | X | 10.45% | 76.46% |  | 2.46% | 3 | 2 | 0% | 0%
High Efficiency HID Lighting | Institutional | N | X | 10.45% | 76.46% |  | 2.46% | 3 | 2 | 0% | 0%
High Efficiency HID Lighting | Lodging/Hospitality | N | X | 10.45% | 76.46% |  | 2.46% | 3 | 2 | 0% | 0%
High Efficiency HID Lighting | Miscellaneous | N | X | 10.45% | 76.46% |  | 2.46% | 3 | 2 | 0% | 0%
High Efficiency HID Lighting | Offices | N | X | 10.45% | 76.46% |  | 2.46% | 3 | 2 | 0% | 0%
High Efficiency HID Lighting | Restaurants | N | X | 10.45% | 76.46% |  | 2.46% | 3 | 2 | 0% | 0%
High Efficiency HID Lighting | Retail | N | X | 10.45% | 76.46% |  | 2.46% | 3 | 2 | 0% | 0%
High Efficiency HID Lighting | Schools K-12 | N | X | 10.45% | 76.46% |  | 2.46% | 3 | 2 | 0% | 0%
High Efficiency HID Lighting | Warehouse | N | X | 14.25% | 76.46% |  | 3.354% | 3 | 2 | 0% | 0%
LED - 9W Flood | Assembly | T | X | 2.769% | 23.13% |  | 2.129% | 2 | 1 | 13.31% | 13.31%
LED - 9W Flood | College and University | T | X | 2.769% | 23.13% |  | 2.129% | 2 | 1 | 13.31% | 13.31%
LED - 9W Flood | Grocery | T | X | 2.769% | 23.13% |  | 2.129% | 2 | 1 | 13.31% | 13.31%
LED - 9W Flood | Healthcare | T | X | 2.769% | 23.13% |  | 2.129% | 2 | 1 | 13.31% | 13.31%
LED - 9W Flood | Hospitals | T | X | 2.769% | 23.13% |  | 2.129% | 2 | 1 | 13.31% | 13.31%
LED - 9W Flood | Institutional | T | X | 2.769% | 23.13% |  | 2.129% | 2 | 1 | 13.31% | 13.31%
LED - 9W Flood | Lodging/Hospitality | T | X | 2.769% | 23.13% |  | 2.129% | 2 | 1 | 13.31% | 13.31%
LED - 9W Flood | Miscellaneous | T | X | 3% | 23.13% |  | 2.306% | 2 | 1 | 13.49% | 13.49%
LED - 9W Flood | Offices | T | X | 2.769% | 23.13% |  | 2.129% | 2 | 1 | 13.31% | 13.31%
LED - 9W Flood | Restaurants | T | X | 2.769% | 23.13% |  | 2.129% | 2 | 1 | 13.31% | 13.31%
LED - 9W Flood | Retail | T | X | 2.769% | 23.13% |  | 2.129% | 2 | 1 | 13.31% | 13.31%
LED - 9W Flood | Schools K-12 | T | X | 2.769% | 23.13% |  | 2.129% | 2 | 1 | 13.31% | 13.31%
LED - 9W Flood | Warehouse | T | X | 2.769% | 23.13% |  | 2.129% | 2 | 1 | 13.31% | 13.31%
LED - 9W Flood | Assembly | E | X | 3.231% | 23.13% |  | 2.484% | 2 | 1 | 35.09% | 35.09%
LED - 9W Flood | College and University | E | X | 3.231% | 23.13% |  | 2.484% | 2 | 1 | 35.09% | 35.09%
LED - 9W Flood | Grocery | E | X | 3.231% | 23.13% |  | 2.484% | 2 | 1 | 35.09% | 35.09%
LED - 9W Flood | Healthcare | E | X | 3.231% | 23.13% |  | 2.484% | 2 | 1 | 35.09% | 35.09%
LED - 9W Flood | Hospitals | E | X | 3.231% | 23.13% |  | 2.484% | 2 | 1 | 35.09% | 35.09%
LED - 9W Flood | Institutional | E | X | 3.231% | 23.13% |  | 2.484% | 2 | 1 | 35.09% | 35.09%
LED - 9W Flood | Lodging/Hospitality | E | X | 3.231% | 23.13% |  | 2.484% | 2 | 1 | 35.09% | 35.09%
LED - 9W Flood | Miscellaneous | E | X | 3% | 23.13% |  | 2.306% | 2 | 1 | 13.49% | 13.49%
LED - 9W Flood | Offices | E | X | 3.231% | 23.13% |  | 2.484% | 2 | 1 | 35.09% | 35.09%
LED - 9W Flood | Restaurants | E | X | 3.231% | 23.13% |  | 2.484% | 2 | 1 | 25.77% | 25.77%
LED - 9W Flood | Retail | E | X | 3.231% | 23.13% |  | 2.484% | 2 | 1 | 25.77% | 25.77%
LED - 9W Flood | Schools K-12 | E | X | 3.231% | 23.13% |  | 2.484% | 2 | 1 | 35.09% | 35.09%
LED - 9W Flood | Warehouse | E | X | 3.231% | 23.13% |  | 2.484% | 2 | 1 | 35.09% | 35.09%
LED - 9W Flood | Assembly | N | X | 70% | 23.13% |  | 53.81% | 2 | 1 | 86.42% | 86.42%
LED - 9W Flood | College and University | N | X | 70% | 23.13% |  | 53.81% | 2 | 1 | 86.42% | 86.42%
LED - 9W Flood | Grocery | N | X | 70% | 23.13% |  | 53.81% | 2 | 1 | 86.42% | 86.42%
LED - 9W Flood | Healthcare | N | X | 70% | 23.13% |  | 53.81% | 2 | 1 | 86.42% | 86.42%
LED - 9W Flood | Hospitals | N | X | 70% | 23.13% |  | 53.81% | 2 | 1 | 86.42% | 86.42%
LED - 9W Flood | Institutional | N | X | 70% | 23.13% |  | 53.81% | 2 | 1 | 86.42% | 86.42%
LED - 9W Flood | Lodging/Hospitality | N | X | 70% | 23.13% |  | 53.81% | 2 | 1 | 86.42% | 86.42%
LED - 9W Flood | Miscellaneous | N | X | 3% | 23.13% |  | 2.306% | 2 | 1 | 13.49% | 13.49%
LED - 9W Flood | Offices | N | X | 70% | 23.13% |  | 53.81% | 2 | 1 | 86.42% | 86.42%
LED - 9W Flood | Restaurants | N | X | 50% | 23.13% |  | 38.44% | 2 | 1 | 61.73% | 61.73%
LED - 9W Flood | Retail | N | X | 50% | 23.13% |  | 38.44% | 2 | 1 | 61.73% | 61.73%
LED - 9W Flood | Schools K-12 | N | X | 70% | 23.13% |  | 53.81% | 2 | 1 | 86.42% | 86.42%
LED - 9W Flood | Warehouse | N | X | 70% | 23.13% |  | 53.81% | 2 | 1 | 86.42% | 86.42%
LED Display Lighting (Exterior) | Assembly | T | X | 4.615% | 7.523% |  | 4.268% |  |  |  | 4.268%
LED Display Lighting (Exterior) | College and University | T | X | 5% | 7.523% |  | 4.624% |  |  |  | 4.624%
LED Display Lighting (Exterior) | Grocery | T | X | 4.615% | 7.523% |  | 4.268% |  |  |  | 4.268%
LED Display Lighting (Exterior) | Healthcare | T | X | 5% | 7.523% |  | 4.624% |  |  |  | 4.624%
LED Display Lighting (Exterior) | Hospitals | T | X | 4.615% | 7.523% |  | 4.268% |  |  |  | 4.268%
LED Display Lighting (Exterior) | Institutional | T | X | 5% | 7.523% |  | 4.624% |  |  |  | 4.624%
LED Display Lighting (Exterior) | Lodging/Hospitality | T | X | 4.615% | 7.523% |  | 4.268% |  |  |  | 4.268%
LED Display Lighting (Exterior) | Miscellaneous | T | X | 5% | 7.523% |  | 4.624% |  |  |  | 4.624%
LED Display Lighting (Exterior) | Offices | T | X | 4.615% | 7.523% |  | 4.268% |  |  |  | 4.268%
LED Display Lighting (Exterior) | Restaurants | T | X | 4.615% | 7.523% |  | 4.268% |  |  |  | 4.268%
LED Display Lighting (Exterior) | Retail | T | X | 4.615% | 7.523% |  | 4.268% |  |  |  | 4.268%
LED Display Lighting (Exterior) | Schools K-12 | T | X | 5% | 7.523% |  | 4.624% |  |  |  | 4.624%
LED Display Lighting (Exterior) | Warehouse | T | X | 5% | 7.523% |  | 4.624% |  |  |  | 4.624%
LED Display Lighting (Exterior) | Assembly | E | X | 5.385% | 7.523% |  | 4.98% |  |  |  | 4.98%
LED Display Lighting (Exterior) | College and University | E | X | 5% | 7.523% |  | 4.624% |  |  |  | 4.624%
LED Display Lighting (Exterior) | Grocery | E | X | 5.385% | 7.523% |  | 4.98% |  |  |  | 4.98%
LED Display Lighting (Exterior) | Healthcare | E | X | 5% | 7.523% |  | 4.624% |  |  |  | 4.624%
LED Display Lighting (Exterior) | Hospitals | E | X | 5.385% | 7.523% |  | 4.98% |  |  |  | 4.98%
LED Display Lighting (Exterior) | Institutional | E | X | 5% | 7.523% |  | 4.624% |  |  |  | 4.624%
LED Display Lighting (Exterior) | Lodging/Hospitality | E | X | 5.385% | 7.523% |  | 4.98% |  |  |  | 4.98%
LED Display Lighting (Exterior) | Miscellaneous | E | X | 5% | 7.523% |  | 4.624% |  |  |  | 4.624%
LED Display Lighting (Exterior) | Offices | E | X | 5.385% | 7.523% |  | 4.98% |  |  |  | 4.98%
LED Display Lighting (Exterior) | Restaurants | E | X | 5.385% | 7.523% |  | 4.98% |  |  |  | 4.98%
LED Display Lighting (Exterior) | Retail | E | X | 5.385% | 7.523% |  | 4.98% |  |  |  | 4.98%
LED Display Lighting (Exterior) | Schools K-12 | E | X | 5% | 7.523% |  | 4.624% |  |  |  | 4.624%
LED Display Lighting (Exterior) | Warehouse | E | X | 5% | 7.523% |  | 4.624% |  |  |  | 4.624%
LED Display Lighting (Exterior) | Assembly | N | X | 5% | 7.523% |  | 4.624% |  |  |  | 4.624%
LED Display Lighting (Exterior) | College and University | N | X | 5% | 7.523% |  | 4.624% |  |  |  | 4.624%
LED Display Lighting (Exterior) | Grocery | N | X | 5% | 7.523% |  | 4.624% |  |  |  | 4.624%
LED Display Lighting (Exterior) | Healthcare | N | X | 5% | 7.523% |  | 4.624% |  |  |  | 4.624%
LED Display Lighting (Exterior) | Hospitals | N | X | 5% | 7.523% |  | 4.624% |  |  |  | 4.624%
LED Display Lighting (Exterior) | Institutional | N | X | 5% | 7.523% |  | 4.624% |  |  |  | 4.624%
LED Display Lighting (Exterior) | Lodging/Hospitality | N | X | 5% | 7.523% |  | 4.624% |  |  |  | 4.624%
LED Display Lighting (Exterior) | Miscellaneous | N | X | 5% | 7.523% |  | 4.624% |  |  |  | 4.624%
LED Display Lighting (Exterior) | Offices | N | X | 5% | 7.523% |  | 4.624% |  |  |  | 4.624%
LED Display Lighting (Exterior) | Restaurants | N | X | 5% | 7.523% |  | 4.624% |  |  |  | 4.624%
LED Display Lighting (Exterior) | Retail | N | X | 5% | 7.523% |  | 4.624% |  |  |  | 4.624%
LED Display Lighting (Exterior) | Schools K-12 | N | X | 5% | 7.523% |  | 4.624% |  |  |  | 4.624%
LED Display Lighting (Exterior) | Warehouse | N | X | 5% | 7.523% |  | 4.624% |  |  |  | 4.624%
LED Exterior Lighting | Assembly | T | X | 4.615% | 7.523% |  | 4.268% |  |  |  | 4.268%
LED Exterior Lighting | College and University | T | X | 5% | 7.523% |  | 4.624% |  |  |  | 4.624%
LED Exterior Lighting | Grocery | T | X | 4.615% | 7.523% |  | 4.268% |  |  |  | 4.268%
LED Exterior Lighting | Healthcare | T | X | 5% | 7.523% |  | 4.624% |  |  |  | 4.624%
LED Exterior Lighting | Hospitals | T | X | 4.615% | 7.523% |  | 4.268% |  |  |  | 4.268%
LED Exterior Lighting | Institutional | T | X | 5% | 7.523% |  | 4.624% |  |  |  | 4.624%
LED Exterior Lighting | Lodging/Hospitality | T | X | 4.615% | 7.523% |  | 4.268% |  |  |  | 4.268%
LED Exterior Lighting | Miscellaneous | T | X | 5% | 7.523% |  | 4.624% |  |  |  | 4.624%
LED Exterior Lighting | Offices | T | X | 4.615% | 7.523% |  | 4.268% |  |  |  | 4.268%
LED Exterior Lighting | Restaurants | T | X | 4.615% | 7.523% |  | 4.268% |  |  |  | 4.268%
LED Exterior Lighting | Retail | T | X | 4.615% | 7.523% |  | 4.268% |  |  |  | 4.268%
LED Exterior Lighting | Schools K-12 | T | X | 5% | 7.523% |  | 4.624% |  |  |  | 4.624%
LED Exterior Lighting | Warehouse | T | X | 5% | 7.523% |  | 4.624% |  |  |  | 4.624%
LED Exterior Lighting | Assembly | E | X | 5.385% | 7.523% |  | 4.98% |  |  |  | 4.98%
LED Exterior Lighting | College and University | E | X | 5% | 7.523% |  | 4.624% |  |  |  | 4.624%
LED Exterior Lighting | Grocery | E | X | 5.385% | 7.523% |  | 4.98% |  |  |  | 4.98%
LED Exterior Lighting | Healthcare | E | X | 5% | 7.523% |  | 4.624% |  |  |  | 4.624%
LED Exterior Lighting | Hospitals | E | X | 5.385% | 7.523% |  | 4.98% |  |  |  | 4.98%
LED Exterior Lighting | Institutional | E | X | 5% | 7.523% |  | 4.624% |  |  |  | 4.624%
LED Exterior Lighting | Lodging/Hospitality | E | X | 5.385% | 7.523% |  | 4.98% |  |  |  | 4.98%
LED Exterior Lighting | Miscellaneous | E | X | 5% | 7.523% |  | 4.624% |  |  |  | 4.624%
LED Exterior Lighting | Offices | E | X | 5.385% | 7.523% |  | 4.98% |  |  |  | 4.98%
LED Exterior Lighting | Restaurants | E | X | 5.385% | 7.523% |  | 4.98% |  |  |  | 4.98%
LED Exterior Lighting | Retail | E | X | 5.385% | 7.523% |  | 4.98% |  |  |  | 4.98%
LED Exterior Lighting | Schools K-12 | E | X | 5% | 7.523% |  | 4.624% |  |  |  | 4.624%
LED Exterior Lighting | Warehouse | E | X | 5% | 7.523% |  | 4.624% |  |  |  | 4.624%
LED Exterior Lighting | Assembly | N | X | 5% | 7.523% |  | 4.624% |  |  |  | 4.624%
LED Exterior Lighting | College and University | N | X | 5% | 7.523% |  | 4.624% |  |  |  | 4.624%
LED Exterior Lighting | Grocery | N | X | 5% | 7.523% |  | 4.624% |  |  |  | 4.624%
LED Exterior Lighting | Healthcare | N | X | 5% | 7.523% |  | 4.624% |  |  |  | 4.624%
LED Exterior Lighting | Hospitals | N | X | 5% | 7.523% |  | 4.624% |  |  |  | 4.624%
LED Exterior Lighting | Institutional | N | X | 5% | 7.523% |  | 4.624% |  |  |  | 4.624%
LED Exterior Lighting | Lodging/Hospitality | N | X | 5% | 7.523% |  | 4.624% |  |  |  | 4.624%
LED Exterior Lighting | Miscellaneous | N | X | 5% | 7.523% |  | 4.624% |  |  |  | 4.624%
LED Exterior Lighting | Offices | N | X | 5% | 7.523% |  | 4.624% |  |  |  | 4.624%
LED Exterior Lighting | Restaurants | N | X | 5% | 7.523% |  | 4.624% |  |  |  | 4.624%
LED Exterior Lighting | Retail | N | X | 5% | 7.523% |  | 4.624% |  |  |  | 4.624%
LED Exterior Lighting | Schools K-12 | N | X | 5% | 7.523% |  | 4.624% |  |  |  | 4.624%
LED Exterior Lighting | Warehouse | N | X | 5% | 7.523% |  | 4.624% |  |  |  | 4.624%
LED Parking Lighting | Assembly | T | X | 4.615% | 7.523% |  | 4.268% | 3 | 1 | 6.728% | 6.728%
LED Parking Lighting | College and University | T | X | 5% | 7.523% |  | 4.624% | 3 | 1 | 7.084% | 7.084%
LED Parking Lighting | Grocery | T | X | 4.615% | 7.523% |  | 4.268% | 3 | 1 | 6.728% | 6.728%
LED Parking Lighting | Healthcare | T | X | 5% | 7.523% |  | 4.624% | 3 | 1 | 7.084% | 7.084%
LED Parking Lighting | Hospitals | T | X | 4.615% | 7.523% |  | 4.268% | 3 | 1 | 6.728% | 6.728%
LED Parking Lighting | Institutional | T | X | 5% | 7.523% |  | 4.624% | 3 | 1 | 7.084% | 7.084%
LED Parking Lighting | Lodging/Hospitality | T | X | 4.615% | 7.523% |  | 4.268% | 3 | 1 | 6.728% | 6.728%
LED Parking Lighting | Miscellaneous | T | X | 5% | 7.523% |  | 4.624% | 3 | 1 | 7.084% | 7.084%
LED Parking Lighting | Offices | T | X | 4.615% | 7.523% |  | 4.268% | 3 | 1 | 6.728% | 6.728%
LED Parking Lighting | Restaurants | T | X | 4.615% | 7.523% |  | 4.268% | 3 | 1 | 6.728% | 6.728%
LED Parking Lighting | Retail | T | X | 4.615% | 7.523% |  | 4.268% | 3 | 1 | 6.728% | 6.728%
LED Parking Lighting | Schools K-12 | T | X | 5% | 7.523% |  | 4.624% | 3 | 1 | 7.084% | 7.084%
LED Parking Lighting | Warehouse | T | X | 5% | 7.523% |  | 4.624% | 3 | 1 | 7.978% | 7.978%
LED Parking Lighting | Assembly | E | X | 5.385% | 7.523% |  | 4.98% | 3 | 1 | 7.439% | 7.439%
LED Parking Lighting | College and University | E | X | 5% | 7.523% |  | 4.624% | 3 | 1 | 7.084% | 7.084%
LED Parking Lighting | Grocery | E | X | 5.385% | 7.523% |  | 4.98% | 3 | 1 | 7.439% | 7.439%
LED Parking Lighting | Healthcare | E | X | 5% | 7.523% |  | 4.624% | 3 | 1 | 7.084% | 7.084%
LED Parking Lighting | Hospitals | E | X | 5.385% | 7.523% |  | 4.98% | 3 | 1 | 7.439% | 7.439%
LED Parking Lighting | Institutional | E | X | 5% | 7.523% |  | 4.624% | 3 | 1 | 7.084% | 7.084%
LED Parking Lighting | Lodging/Hospitality | E | X | 5.385% | 7.523% |  | 4.98% | 3 | 1 | 7.439% | 7.439%
LED Parking Lighting | Miscellaneous | E | X | 5% | 7.523% |  | 4.624% | 3 | 1 | 7.084% | 7.084%
LED Parking Lighting | Offices | E | X | 5.385% | 7.523% |  | 4.98% | 3 | 1 | 7.439% | 7.439%
LED Parking Lighting | Restaurants | E | X | 5.385% | 7.523% |  | 4.98% | 3 | 1 | 7.439% | 7.439%
LED Parking Lighting | Retail | E | X | 5.385% | 7.523% |  | 4.98% | 3 | 1 | 7.439% | 7.439%
LED Parking Lighting | Schools K-12 | E | X | 5% | 7.523% |  | 4.624% | 3 | 1 | 7.084% | 7.084%
LED Parking Lighting | Warehouse | E | X | 5% | 7.523% |  | 4.624% | 3 | 1 | 5.742% | 5.742%
LED Parking Lighting | Assembly | N | X | 100% | 7.523% |  | 92.48% | 3 | 1 | 94.94% | 94.94%
LED Parking Lighting | College and University | N | X | 5% | 7.523% |  | 4.624% | 3 | 1 | 7.084% | 7.084%
LED Parking Lighting | Grocery | N | X | 100% | 7.523% |  | 92.48% | 3 | 1 | 94.94% | 94.94%
LED Parking Lighting | Healthcare | N | X | 5% | 7.523% |  | 4.624% | 3 | 1 | 7.084% | 7.084%
LED Parking Lighting | Hospitals | N | X | 100% | 7.523% |  | 92.48% | 3 | 1 | 94.94% | 94.94%
LED Parking Lighting | Institutional | N | X | 5% | 7.523% |  | 4.624% | 3 | 1 | 7.084% | 7.084%
LED Parking Lighting | Lodging/Hospitality | N | X | 100% | 7.523% |  | 92.48% | 3 | 1 | 94.94% | 94.94%
LED Parking Lighting | Miscellaneous | N | X | 5% | 7.523% |  | 4.624% | 3 | 1 | 7.084% | 7.084%
LED Parking Lighting | Offices | N | X | 100% | 7.523% |  | 92.48% | 3 | 1 | 94.94% | 94.94%
LED Parking Lighting | Restaurants | N | X | 100% | 7.523% |  | 92.48% | 3 | 1 | 94.94% | 94.94%
LED Parking Lighting | Retail | N | X | 100% | 7.523% |  | 92.48% | 3 | 1 | 94.94% | 94.94%
LED Parking Lighting | Schools K-12 | N | X | 5% | 7.523% |  | 4.624% | 3 | 1 | 7.084% | 7.084%
LED Parking Lighting | Warehouse | N | X | 5% | 7.523% |  | 4.624% | 3 | 1 | 7.978% | 7.978%
LED Street Lights | Assembly | T |  |  |  |  | 0% |  |  |  | 0%
LED Street Lights | College and University | T |  |  |  |  | 0% |  |  |  | 0%
LED Street Lights | Grocery | T |  |  |  |  | 0% |  |  |  | 0%
LED Street Lights | Healthcare | T |  |  |  |  | 0% |  |  |  | 0%
LED Street Lights | Hospitals | T |  |  |  |  | 0% |  |  |  | 0%
LED Street Lights | Institutional | T | X | 41.36% | 48.04% |  | 21.49% |  |  |  | 21.49%
LED Street Lights | Lodging/Hospitality | T |  |  |  |  | 0% |  |  |  | 0%
LED Street Lights | Miscellaneous | T |  |  |  |  | 0% |  |  |  | 0%
LED Street Lights | Offices | T |  |  |  |  | 0% |  |  |  | 0%
LED Street Lights | Restaurants | T |  |  |  |  | 0% |  |  |  | 0%
LED Street Lights | Retail | T |  |  |  |  | 0% |  |  |  | 0%
LED Street Lights | Schools K-12 | T |  |  |  |  | 0% |  |  |  | 0%
LED Street Lights | Warehouse | T |  |  |  |  | 0% |  |  |  | 0%
LED Street Lights | Assembly | E |  |  |  |  | 0% |  |  |  | 0%
LED Street Lights | College and University | E |  |  |  |  | 0% |  |  |  | 0%
LED Street Lights | Grocery | E |  |  |  |  | 0% |  |  |  | 0%
LED Street Lights | Healthcare | E |  |  |  |  | 0% |  |  |  | 0%
LED Street Lights | Hospitals | E |  |  |  |  | 0% |  |  |  | 0%
LED Street Lights | Institutional | E | X | 41.36% | 48.04% |  | 21.49% |  |  |  | 21.49%
LED Street Lights | Lodging/Hospitality | E |  |  |  |  | 0% |  |  |  | 0%
LED Street Lights | Miscellaneous | E |  |  |  |  | 0% |  |  |  | 0%
LED Street Lights | Offices | E |  |  |  |  | 0% |  |  |  | 0%
LED Street Lights | Restaurants | E |  |  |  |  | 0% |  |  |  | 0%
LED Street Lights | Retail | E |  |  |  |  | 0% |  |  |  | 0%
LED Street Lights | Schools K-12 | E |  |  |  |  | 0% |  |  |  | 0%
LED Street Lights | Warehouse | E |  |  |  |  | 0% |  |  |  | 0%
LED Street Lights | Assembly | N |  |  |  |  | 0% |  |  |  | 0%
LED Street Lights | College and University | N |  |  |  |  | 0% |  |  |  | 0%
LED Street Lights | Grocery | N |  |  |  |  | 0% |  |  |  | 0%
LED Street Lights | Healthcare | N |  |  |  |  | 0% |  |  |  | 0%
LED Street Lights | Hospitals | N |  |  |  |  | 0% |  |  |  | 0%
LED Street Lights | Institutional | N | X | 41.36% | 48.04% |  | 21.49% |  |  |  | 21.49%
LED Street Lights | Lodging/Hospitality | N |  |  |  |  | 0% |  |  |  | 0%
LED Street Lights | Miscellaneous | N |  |  |  |  | 0% |  |  |  | 0%
LED Street Lights | Offices | N |  |  |  |  | 0% |  |  |  | 0%
LED Street Lights | Restaurants | N |  |  |  |  | 0% |  |  |  | 0%
LED Street Lights | Retail | N |  |  |  |  | 0% |  |  |  | 0%
LED Street Lights | Schools K-12 | N |  |  |  |  | 0% |  |  |  | 0%
LED Street Lights | Warehouse | N |  |  |  |  | 0% |  |  |  | 0%
LED Traffic and Crosswalk Lighting | Assembly | T |  |  |  |  | 0% |  |  |  | 0%
LED Traffic and Crosswalk Lighting | College and University | T |  |  |  |  | 0% |  |  |  | 0%
LED Traffic and Crosswalk Lighting | Grocery | T |  |  |  |  | 0% |  |  |  | 0%
LED Traffic and Crosswalk Lighting | Healthcare | T |  |  |  |  | 0% |  |  |  | 0%
LED Traffic and Crosswalk Lighting | Hospitals | T |  |  |  |  | 0% |  |  |  | 0%
LED Traffic and Crosswalk Lighting | Institutional | T | X | 41.36% | 48.04% |  | 21.49% |  |  |  | 21.49%
LED Traffic and Crosswalk Lighting | Lodging/Hospitality | T |  |  |  |  | 0% |  |  |  | 0%
LED Traffic and Crosswalk Lighting | Miscellaneous | T |  |  |  |  | 0% |  |  |  | 0%
LED Traffic and Crosswalk Lighting | Offices | T |  |  |  |  | 0% |  |  |  | 0%
LED Traffic and Crosswalk Lighting | Restaurants | T |  |  |  |  | 0% |  |  |  | 0%
LED Traffic and Crosswalk Lighting | Retail | T |  |  |  |  | 0% |  |  |  | 0%
LED Traffic and Crosswalk Lighting | Schools K-12 | T |  |  |  |  | 0% |  |  |  | 0%
LED Traffic and Crosswalk Lighting | Warehouse | T |  |  |  |  | 0% |  |  |  | 0%
LED Traffic and Crosswalk Lighting | Assembly | E |  |  |  |  | 0% |  |  |  | 0%
LED Traffic and Crosswalk Lighting | College and University | E |  |  |  |  | 0% |  |  |  | 0%
LED Traffic and Crosswalk Lighting | Grocery | E |  |  |  |  | 0% |  |  |  | 0%
LED Traffic and Crosswalk Lighting | Healthcare | E |  |  |  |  | 0% |  |  |  | 0%
LED Traffic and Crosswalk Lighting | Hospitals | E |  |  |  |  | 0% |  |  |  | 0%
LED Traffic and Crosswalk Lighting | Institutional | E | X | 41.36% | 48.04% |  | 21.49% |  |  |  | 21.49%
LED Traffic and Crosswalk Lighting | Lodging/Hospitality | E |  |  |  |  | 0% |  |  |  | 0%
LED Traffic and Crosswalk Lighting | Miscellaneous | E |  |  |  |  | 0% |  |  |  | 0%
LED Traffic and Crosswalk Lighting | Offices | E |  |  |  |  | 0% |  |  |  | 0%
LED Traffic and Crosswalk Lighting | Restaurants | E |  |  |  |  | 0% |  |  |  | 0%
LED Traffic and Crosswalk Lighting | Retail | E |  |  |  |  | 0% |  |  |  | 0%
LED Traffic and Crosswalk Lighting | Schools K-12 | E |  |  |  |  | 0% |  |  |  | 0%
LED Traffic and Crosswalk Lighting | Warehouse | E |  |  |  |  | 0% |  |  |  | 0%
LED Traffic and Crosswalk Lighting | Assembly | N |  |  |  |  | 0% |  |  |  | 0%
LED Traffic and Crosswalk Lighting | College and University | N |  |  |  |  | 0% |  |  |  | 0%
LED Traffic and Crosswalk Lighting | Grocery | N |  |  |  |  | 0% |  |  |  | 0%
LED Traffic and Crosswalk Lighting | Healthcare | N |  |  |  |  | 0% |  |  |  | 0%
LED Traffic and Crosswalk Lighting | Hospitals | N |  |  |  |  | 0% |  |  |  | 0%
LED Traffic and Crosswalk Lighting | Institutional | N | X | 41.36% | 48.04% |  | 21.49% |  |  |  | 21.49%
LED Traffic and Crosswalk Lighting | Lodging/Hospitality | N |  |  |  |  | 0% |  |  |  | 0%
LED Traffic and Crosswalk Lighting | Miscellaneous | N |  |  |  |  | 0% |  |  |  | 0%
LED Traffic and Crosswalk Lighting | Offices | N |  |  |  |  | 0% |  |  |  | 0%
LED Traffic and Crosswalk Lighting | Restaurants | N |  |  |  |  | 0% |  |  |  | 0%
LED Traffic and Crosswalk Lighting | Retail | N |  |  |  |  | 0% |  |  |  | 0%
LED Traffic and Crosswalk Lighting | Schools K-12 | N |  |  |  |  | 0% |  |  |  | 0%
LED Traffic and Crosswalk Lighting | Warehouse | N |  |  |  |  | 0% |  |  |  | 0%
Geothermal Heat Pump | Assembly | T | X | 50% | 39% |  | 30.5% |  |  |  | 30.5%
Geothermal Heat Pump | College and University | T | X | 50% | 39% |  | 30.5% |  |  |  | 30.5%
Geothermal Heat Pump | Grocery | T | X | 50% | 39% |  | 30.5% |  |  |  | 30.5%
Geothermal Heat Pump | Healthcare | T | X | 50% | 39% |  | 30.5% |  |  |  | 30.5%
Geothermal Heat Pump | Hospitals | T | X | 50% | 39% |  | 30.5% |  |  |  | 30.5%
Geothermal Heat Pump | Institutional | T | X | 50% | 39% |  | 30.5% |  |  |  | 30.5%
Geothermal Heat Pump | Lodging/Hospitality | T | X | 50% | 39% |  | 30.5% |  |  |  | 30.5%
Geothermal Heat Pump | Miscellaneous | T | X | 50% | 39% |  | 30.5% |  |  |  | 30.5%
Geothermal Heat Pump | Offices | T | X | 50% | 39% |  | 30.5% |  |  |  | 30.5%
Geothermal Heat Pump | Restaurants | T | X | 50% | 39% |  | 30.5% |  |  |  | 30.5%
Geothermal Heat Pump | Retail | T | X | 50% | 39% |  | 30.5% |  |  |  | 30.5%
Geothermal Heat Pump | Schools K-12 | T | X | 50% | 39% |  | 30.5% |  |  |  | 30.5%
Geothermal Heat Pump | Warehouse | T | X | 50% | 39% |  | 30.5% |  |  |  | 30.5%
Geothermal Heat Pump | Assembly | E | X | 50% | 39% |  | 30.5% |  |  |  | 30.5%
Geothermal Heat Pump | College and University | E | X | 50% | 39% |  | 30.5% |  |  |  | 30.5%
Geothermal Heat Pump | Grocery | E | X | 50% | 39% |  | 30.5% |  |  |  | 30.5%
Geothermal Heat Pump | Healthcare | E | X | 50% | 39% |  | 30.5% |  |  |  | 30.5%
Geothermal Heat Pump | Hospitals | E | X | 50% | 39% |  | 30.5% |  |  |  | 30.5%
Geothermal Heat Pump | Institutional | E | X | 50% | 39% |  | 30.5% |  |  |  | 30.5%
Geothermal Heat Pump | Lodging/Hospitality | E | X | 50% | 39% |  | 30.5% |  |  |  | 30.5%
Geothermal Heat Pump | Miscellaneous | E | X | 50% | 39% |  | 30.5% |  |  |  | 30.5%
Geothermal Heat Pump | Offices | E | X | 50% | 39% |  | 30.5% |  |  |  | 30.5%
Geothermal Heat Pump | Restaurants | E | X | 50% | 39% |  | 30.5% |  |  |  | 30.5%
Geothermal Heat Pump | Retail | E | X | 50% | 39% |  | 30.5% |  |  |  | 30.5%
Geothermal Heat Pump | Schools K-12 | E | X | 50% | 39% |  | 30.5% |  |  |  | 30.5%
Geothermal Heat Pump | Warehouse | E | X | 50% | 39% |  | 30.5% |  |  |  | 30.5%
Geothermal Heat Pump | Assembly | N | X | 50% | 39% |  | 30.5% |  |  |  | 30.5%
Geothermal Heat Pump | College and University | N | X | 50% | 39% |  | 30.5% |  |  |  | 30.5%
Geothermal Heat Pump | Grocery | N | X | 50% | 39% |  | 30.5% |  |  |  | 30.5%
Geothermal Heat Pump | Healthcare | N | X | 50% | 39% |  | 30.5% |  |  |  | 30.5%
Geothermal Heat Pump | Hospitals | N | X | 50% | 39% |  | 30.5% |  |  |  | 30.5%
Geothermal Heat Pump | Institutional | N | X | 50% | 39% |  | 30.5% |  |  |  | 30.5%
Geothermal Heat Pump | Lodging/Hospitality | N | X | 50% | 39% |  | 30.5% |  |  |  | 30.5%
Geothermal Heat Pump | Miscellaneous | N | X | 50% | 39% |  | 30.5% |  |  |  | 30.5%
Geothermal Heat Pump | Offices | N | X | 50% | 39% |  | 30.5% |  |  |  | 30.5%
Geothermal Heat Pump | Restaurants | N | X | 50% | 39% |  | 30.5% |  |  |  | 30.5%
Geothermal Heat Pump | Retail | N | X | 50% | 39% |  | 30.5% |  |  |  | 30.5%
Geothermal Heat Pump | Schools K-12 | N | X | 50% | 39% |  | 30.5% |  |  |  | 30.5%
Geothermal Heat Pump | Warehouse | N | X | 50% | 39% |  | 30.5% |  |  |  | 30.5%
High Efficiency Chiller (Air Cooled, 150 tons) | Assembly | T |  |  |  |  | 0% |  |  |  | 0%
High Efficiency Chiller (Air Cooled, 150 tons) | College and University | T |  |  |  |  | 0% |  |  |  | 0%
High Efficiency Chiller (Air Cooled, 150 tons) | Grocery | T |  |  |  |  | 0% |  |  |  | 0%
High Efficiency Chiller (Air Cooled, 150 tons) | Healthcare | T |  |  |  |  | 0% |  |  |  | 0%
High Efficiency Chiller (Air Cooled, 150 tons) | Hospitals | T |  |  |  |  | 0% |  |  |  | 0%
High Efficiency Chiller (Air Cooled, 150 tons) | Institutional | T |  |  |  |  | 0% |  |  |  | 0%
High Efficiency Chiller (Air Cooled, 150 tons) | Lodging/Hospitality | T |  |  |  |  | 0% |  |  |  | 0%
High Efficiency Chiller (Air Cooled, 150 tons) | Miscellaneous | T |  |  |  |  | 0% |  |  |  | 0%
High Efficiency Chiller (Air Cooled, 150 tons) | Offices | T |  |  |  |  | 0% |  |  |  | 0%
High Efficiency Chiller (Air Cooled, 150 tons) | Restaurants | T |  |  |  |  | 0% |  |  |  | 0%
High Efficiency Chiller (Air Cooled, 150 tons) | Retail | T |  |  |  |  | 0% |  |  |  | 0%
High Efficiency Chiller (Air Cooled, 150 tons) | Schools K-12 | T |  |  |  |  | 0% |  |  |  | 0%
High Efficiency Chiller (Air Cooled, 150 tons) | Warehouse | T |  |  |  |  | 0% |  |  |  | 0%
High Efficiency Chiller (Air Cooled, 150 tons) | Assembly | E |  |  |  |  | 0% |  |  |  | 0%
High Efficiency Chiller (Air Cooled, 150 tons) | College and University | E |  |  |  |  | 0% |  |  |  | 0%
High Efficiency Chiller (Air Cooled, 150 tons) | Grocery | E |  |  |  |  | 0% |  |  |  | 0%
High Efficiency Chiller (Air Cooled, 150 tons) | Healthcare | E |  |  |  |  | 0% |  |  |  | 0%
High Efficiency Chiller (Air Cooled, 150 tons) | Hospitals | E |  |  |  |  | 0% |  |  |  | 0%
High Efficiency Chiller (Air Cooled, 150 tons) | Institutional | E |  |  |  |  | 0% |  |  |  | 0%
High Efficiency Chiller (Air Cooled, 150 tons) | Lodging/Hospitality | E |  |  |  |  | 0% |  |  |  | 0%
High Efficiency Chiller (Air Cooled, 150 tons) | Miscellaneous | E |  |  |  |  | 0% |  |  |  | 0%
High Efficiency Chiller (Air Cooled, 150 tons) | Offices | E |  |  |  |  | 0% |  |  |  | 0%
High Efficiency Chiller (Air Cooled, 150 tons) | Restaurants | E |  |  |  |  | 0% |  |  |  | 0%
High Efficiency Chiller (Air Cooled, 150 tons) | Retail | E |  |  |  |  | 0% |  |  |  | 0%
High Efficiency Chiller (Air Cooled, 150 tons) | Schools K-12 | E |  |  |  |  | 0% |  |  |  | 0%
High Efficiency Chiller (Air Cooled, 150 tons) | Warehouse | E |  |  |  |  | 0% |  |  |  | 0%
High Efficiency Chiller (Air Cooled, 150 tons) | Assembly | N |  |  |  |  | 0% |  |  |  | 0%
High Efficiency Chiller (Air Cooled, 150 tons) | College and University | N |  |  |  |  | 0% |  |  |  | 0%
High Efficiency Chiller (Air Cooled, 150 tons) | Grocery | N |  |  |  |  | 0% |  |  |  | 0%
High Efficiency Chiller (Air Cooled, 150 tons) | Healthcare | N |  |  |  |  | 0% |  |  |  | 0%
High Efficiency Chiller (Air Cooled, 150 tons) | Hospitals | N |  |  |  |  | 0% |  |  |  | 0%
High Efficiency Chiller (Air Cooled, 150 tons) | Institutional | N |  |  |  |  | 0% |  |  |  | 0%
High Efficiency Chiller (Air Cooled, 150 tons) | Lodging/Hospitality | N |  |  |  |  | 0% |  |  |  | 0%
High Efficiency Chiller (Air Cooled, 150 tons) | Miscellaneous | N |  |  |  |  | 0% |  |  |  | 0%
High Efficiency Chiller (Air Cooled, 150 tons) | Offices | N |  |  |  |  | 0% |  |  |  | 0%
High Efficiency Chiller (Air Cooled, 150 tons) | Restaurants | N |  |  |  |  | 0% |  |  |  | 0%
High Efficiency Chiller (Air Cooled, 150 tons) | Retail | N |  |  |  |  | 0% |  |  |  | 0%
High Efficiency Chiller (Air Cooled, 150 tons) | Schools K-12 | N |  |  |  |  | 0% |  |  |  | 0%
High Efficiency Chiller (Air Cooled, 150 tons) | Warehouse | N |  |  |  |  | 0% |  |  |  | 0%
High Efficiency Chiller (Air Cooled, 50 tons) | Assembly | T | X | 42.75% | 25.35% |  | 31.91% |  |  |  | 31.91%
High Efficiency Chiller (Air Cooled, 50 tons) | College and University | T | X | 38% | 25.35% |  | 28.37% |  |  |  | 28.37%
High Efficiency Chiller (Air Cooled, 50 tons) | Grocery | T | X | 38% | 25.35% |  | 28.37% |  |  |  | 28.37%
High Efficiency Chiller (Air Cooled, 50 tons) | Healthcare | T | X | 38% | 25.35% |  | 28.37% |  |  |  | 28.37%
High Efficiency Chiller (Air Cooled, 50 tons) | Hospitals | T | X | 42.75% | 25.35% |  | 31.91% |  |  |  | 31.91%
High Efficiency Chiller (Air Cooled, 50 tons) | Institutional | T | X | 42.75% | 25.35% |  | 31.91% |  |  |  | 31.91%
High Efficiency Chiller (Air Cooled, 50 tons) | Lodging/Hospitality | T | X | 38% | 25.35% |  | 28.37% |  |  |  | 28.37%
High Efficiency Chiller (Air Cooled, 50 tons) | Miscellaneous | T | X | 38% | 25.35% |  | 28.37% |  |  |  | 28.37%
High Efficiency Chiller (Air Cooled, 50 tons) | Offices | T | X | 42.75% | 25.35% |  | 31.91% |  |  |  | 31.91%
High Efficiency Chiller (Air Cooled, 50 tons) | Restaurants | T | X | 38% | 25.35% |  | 28.37% |  |  |  | 28.37%
High Efficiency Chiller (Air Cooled, 50 tons) | Retail | T | X | 38% | 25.35% |  | 28.37% |  |  |  | 28.37%
High Efficiency Chiller (Air Cooled, 50 tons) | Schools K-12 | T | X | 38% | 25.35% |  | 28.37% |  |  |  | 28.37%
High Efficiency Chiller (Air Cooled, 50 tons) | Warehouse | T | X | 38% | 25.35% |  | 28.37% |  |  |  | 28.37%
High Efficiency Chiller (Air Cooled, 50 tons) | Assembly | E | X | 28.5% | 25.35% |  | 21.28% |  |  |  | 21.28%
High Efficiency Chiller (Air Cooled, 50 tons) | College and University | E | X | 38% | 25.35% |  | 28.37% |  |  |  | 28.37%
High Efficiency Chiller (Air Cooled, 50 tons) | Grocery | E | X | 38% | 25.35% |  | 28.37% |  |  |  | 28.37%
High Efficiency Chiller (Air Cooled, 50 tons) | Healthcare | E | X | 38% | 25.35% |  | 28.37% |  |  |  | 28.37%
High Efficiency Chiller (Air Cooled, 50 tons) | Hospitals | E | X | 28.5% | 25.35% |  | 21.28% |  |  |  | 21.28%
High Efficiency Chiller (Air Cooled, 50 tons) | Institutional | E | X | 28.5% | 25.35% |  | 21.28% |  |  |  | 21.28%
High Efficiency Chiller (Air Cooled, 50 tons) | Lodging/Hospitality | E | X | 38% | 25.35% |  | 28.37% |  |  |  | 28.37%
High Efficiency Chiller (Air Cooled, 50 tons) | Miscellaneous | E | X | 38% | 25.35% |  | 28.37% |  |  |  | 28.37%
High Efficiency Chiller (Air Cooled, 50 tons) | Offices | E | X | 28.5% | 25.35% |  | 21.28% |  |  |  | 21.28%
High Efficiency Chiller (Air Cooled, 50 tons) | Restaurants | E | X | 38% | 25.35% |  | 28.37% |  |  |  | 28.37%
High Efficiency Chiller (Air Cooled, 50 tons) | Retail | E | X | 38% | 25.35% |  | 28.37% |  |  |  | 28.37%
High Efficiency Chiller (Air Cooled, 50 tons) | Schools K-12 | E | X | 38% | 25.35% |  | 28.37% |  |  |  | 28.37%
High Efficiency Chiller (Air Cooled, 50 tons) | Warehouse | E | X | 38% | 25.35% |  | 28.37% |  |  |  | 28.37%
High Efficiency Chiller (Air Cooled, 50 tons) | Assembly | N | X | 42.75% | 25.35% |  | 31.91% |  |  |  | 31.91%
High Efficiency Chiller (Air Cooled, 50 tons) | College and University | N | X | 38% | 25.35% |  | 28.37% |  |  |  | 28.37%
High Efficiency Chiller (Air Cooled, 50 tons) | Grocery | N | X | 38% | 25.35% |  | 28.37% |  |  |  | 28.37%
High Efficiency Chiller (Air Cooled, 50 tons) | Healthcare | N | X | 38% | 25.35% |  | 28.37% |  |  |  | 28.37%
High Efficiency Chiller (Air Cooled, 50 tons) | Hospitals | N | X | 42.75% | 25.35% |  | 31.91% |  |  |  | 31.91%
High Efficiency Chiller (Air Cooled, 50 tons) | Institutional | N | X | 42.75% | 25.35% |  | 31.91% |  |  |  | 31.91%
High Efficiency Chiller (Air Cooled, 50 tons) | Lodging/Hospitality | N | X | 38% | 25.35% |  | 28.37% |  |  |  | 28.37%
High Efficiency Chiller (Air Cooled, 50 tons) | Miscellaneous | N | X | 38% | 25.35% |  | 28.37% |  |  |  | 28.37%
High Efficiency Chiller (Air Cooled, 50 tons) | Offices | N | X | 42.75% | 25.35% |  | 31.91% |  |  |  | 31.91%
High Efficiency Chiller (Air Cooled, 50 tons) | Restaurants | N | X | 38% | 25.35% |  | 28.37% |  |  |  | 28.37%
High Efficiency Chiller (Air Cooled, 50 tons) | Retail | N | X | 38% | 25.35% |  | 28.37% |  |  |  | 28.37%
High Efficiency Chiller (Air Cooled, 50 tons) | Schools K-12 | N | X | 38% | 25.35% |  | 28.37% |  |  |  | 28.37%
High Efficiency Chiller (Air Cooled, 50 tons) | Warehouse | N | X | 38% | 25.35% |  | 28.37% |  |  |  | 28.37%
High Efficiency Chiller (Water cooled-centrifugal, 200 tons) | Assembly | T | X | 42.75% | 25.35% |  | 31.91% |  |  |  | 31.91%
High Efficiency Chiller (Water cooled-centrifugal, 200 tons) | College and University | T | X | 38% | 25.35% |  | 28.37% |  |  |  | 28.37%
High Efficiency Chiller (Water cooled-centrifugal, 200 tons) | Grocery | T | X | 38% | 25.35% |  | 28.37% |  |  |  | 28.37%
High Efficiency Chiller (Water cooled-centrifugal, 200 tons) | Healthcare | T | X | 38% | 25.35% |  | 28.37% |  |  |  | 28.37%
High Efficiency Chiller (Water cooled-centrifugal, 200 tons) | Hospitals | T | X | 42.75% | 25.35% |  | 31.91% |  |  |  | 31.91%
High Efficiency Chiller (Water cooled-centrifugal, 200 tons) | Institutional | T | X | 42.75% | 25.35% |  | 31.91% |  |  |  | 31.91%
High Efficiency Chiller (Water cooled-centrifugal, 200 tons) | Lodging/Hospitality | T | X | 38% | 25.35% |  | 28.37% |  |  |  | 28.37%
High Efficiency Chiller (Water cooled-centrifugal, 200 tons) | Miscellaneous | T | X | 38% | 25.35% |  | 28.37% |  |  |  | 28.37%
High Efficiency Chiller (Water cooled-centrifugal, 200 tons) | Offices | T | X | 42.75% | 25.35% |  | 31.91% |  |  |  | 31.91%
High Efficiency Chiller (Water cooled-centrifugal, 200 tons) | Restaurants | T | X | 38% | 25.35% |  | 28.37% |  |  |  | 28.37%
High Efficiency Chiller (Water cooled-centrifugal, 200 tons) | Retail | T | X | 38% | 25.35% |  | 28.37% |  |  |  | 28.37%
High Efficiency Chiller (Water cooled-centrifugal, 200 tons) | Schools K-12 | T | X | 38% | 25.35% |  | 28.37% |  |  |  | 28.37%
High Efficiency Chiller (Water cooled-centrifugal, 200 tons) | Warehouse | T | X | 38% | 25.35% |  | 28.37% |  |  |  | 28.37%
High Efficiency Chiller (Water cooled-centrifugal, 200 tons) | Assembly | E | X | 28.5% | 25.35% |  | 21.28% |  |  |  | 21.28%
High Efficiency Chiller (Water cooled-centrifugal, 200 tons) | College and University | E | X | 38% | 25.35% |  | 28.37% |  |  |  | 28.37%
High Efficiency Chiller (Water cooled-centrifugal, 200 tons) | Grocery | E | X | 38% | 25.35% |  | 28.37% |  |  |  | 28.37%
High Efficiency Chiller (Water cooled-centrifugal, 200 tons) | Healthcare | E | X | 38% | 25.35% |  | 28.37% |  |  |  | 28.37%
High Efficiency Chiller (Water cooled-centrifugal, 200 tons) | Hospitals | E | X | 28.5% | 25.35% |  | 21.28% |  |  |  | 21.28%
High Efficiency Chiller (Water cooled-centrifugal, 200 tons) | Institutional | E | X | 28.5% | 25.35% |  | 21.28% |  |  |  | 21.28%
High Efficiency Chiller (Water cooled-centrifugal, 200 tons) | Lodging/Hospitality | E | X | 38% | 25.35% |  | 28.37% |  |  |  | 28.37%
High Efficiency Chiller (Water cooled-centrifugal, 200 tons) | Miscellaneous | E | X | 38% | 25.35% |  | 28.37% |  |  |  | 28.37%
High Efficiency Chiller (Water cooled-centrifugal, 200 tons) | Offices | E | X | 28.5% | 25.35% |  | 21.28% |  |  |  | 21.28%
High Efficiency Chiller (Water cooled-centrifugal, 200 tons) | Restaurants | E | X | 38% | 25.35% |  | 28.37% |  |  |  | 28.37%
High Efficiency Chiller (Water cooled-centrifugal, 200 tons) | Retail | E | X | 38% | 25.35% |  | 28.37% |  |  |  | 28.37%
High Efficiency Chiller (Water cooled-centrifugal, 200 tons) | Schools K-12 | E | X | 38% | 25.35% |  | 28.37% |  |  |  | 28.37%
High Efficiency Chiller (Water cooled-centrifugal, 200 tons) | Warehouse | E | X | 38% | 25.35% |  | 28.37% |  |  |  | 28.37%
High Efficiency Chiller (Water cooled-centrifugal, 200 tons) | Assembly | N | X | 42.75% | 25.35% |  | 31.91% |  |  |  | 31.91%
High Efficiency Chiller (Water cooled-centrifugal, 200 tons) | College and University | N | X | 38% | 25.35% |  | 28.37% |  |  |  | 28.37%
High Efficiency Chiller (Water cooled-centrifugal, 200 tons) | Grocery | N | X | 38% | 25.35% |  | 28.37% |  |  |  | 28.37%
High Efficiency Chiller (Water cooled-centrifugal, 200 tons) | Healthcare | N | X | 38% | 25.35% |  | 28.37% |  |  |  | 28.37%
High Efficiency Chiller (Water cooled-centrifugal, 200 tons) | Hospitals | N | X | 42.75% | 25.35% |  | 31.91% |  |  |  | 31.91%
High Efficiency Chiller (Water cooled-centrifugal, 200 tons) | Institutional | N | X | 42.75% | 25.35% |  | 31.91% |  |  |  | 31.91%
High Efficiency Chiller (Water cooled-centrifugal, 200 tons) | Lodging/Hospitality | N | X | 38% | 25.35% |  | 28.37% |  |  |  | 28.37%
High Efficiency Chiller (Water cooled-centrifugal, 200 tons) | Miscellaneous | N | X | 38% | 25.35% |  | 28.37% |  |  |  | 28.37%
High Efficiency Chiller (Water cooled-centrifugal, 200 tons) | Offices | N | X | 42.75% | 25.35% |  | 31.91% |  |  |  | 31.91%
High Efficiency Chiller (Water cooled-centrifugal, 200 tons) | Restaurants | N | X | 38% | 25.35% |  | 28.37% |  |  |  | 28.37%
High Efficiency Chiller (Water cooled-centrifugal, 200 tons) | Retail | N | X | 38% | 25.35% |  | 28.37% |  |  |  | 28.37%
High Efficiency Chiller (Water cooled-centrifugal, 200 tons) | Schools K-12 | N | X | 38% | 25.35% |  | 28.37% |  |  |  | 28.37%
High Efficiency Chiller (Water cooled-centrifugal, 200 tons) | Warehouse | N | X | 38% | 25.35% |  | 28.37% |  |  |  | 28.37%
High Efficiency Chiller (Water cooled-centrifugal, 500 tons) | Assembly | T |  |  |  |  | 0% |  |  |  | 0%
High Efficiency Chiller (Water cooled-centrifugal, 500 tons) | College and University | T |  |  |  |  | 0% |  |  |  | 0%
High Efficiency Chiller (Water cooled-centrifugal, 500 tons) | Grocery | T |  |  |  |  | 0% |  |  |  | 0%
High Efficiency Chiller (Water cooled-centrifugal, 500 tons) | Healthcare | T |  |  |  |  | 0% |  |  |  | 0%
High Efficiency Chiller (Water cooled-centrifugal, 500 tons) | Hospitals | T |  |  |  |  | 0% |  |  |  | 0%
High Efficiency Chiller (Water cooled-centrifugal, 500 tons) | Institutional | T |  |  |  |  | 0% |  |  |  | 0%
High Efficiency Chiller (Water cooled-centrifugal, 500 tons) | Lodging/Hospitality | T |  |  |  |  | 0% |  |  |  | 0%
High Efficiency Chiller (Water cooled-centrifugal, 500 tons) | Miscellaneous | T |  |  |  |  | 0% |  |  |  | 0%
High Efficiency Chiller (Water cooled-centrifugal, 500 tons) | Offices | T |  |  |  |  | 0% |  |  |  | 0%
High Efficiency Chiller (Water cooled-centrifugal, 500 tons) | Restaurants | T |  |  |  |  | 0% |  |  |  | 0%
High Efficiency Chiller (Water cooled-centrifugal, 500 tons) | Retail | T |  |  |  |  | 0% |  |  |  | 0%
High Efficiency Chiller (Water cooled-centrifugal, 500 tons) | Schools K-12 | T |  |  |  |  | 0% |  |  |  | 0%
High Efficiency Chiller (Water cooled-centrifugal, 500 tons) | Warehouse | T |  |  |  |  | 0% |  |  |  | 0%
High Efficiency Chiller (Water cooled-centrifugal, 500 tons) | Assembly | E |  |  |  |  | 0% |  |  |  | 0%
High Efficiency Chiller (Water cooled-centrifugal, 500 tons) | College and University | E |  |  |  |  | 0% |  |  |  | 0%
High Efficiency Chiller (Water cooled-centrifugal, 500 tons) | Grocery | E |  |  |  |  | 0% |  |  |  | 0%
High Efficiency Chiller (Water cooled-centrifugal, 500 tons) | Healthcare | E |  |  |  |  | 0% |  |  |  | 0%
High Efficiency Chiller (Water cooled-centrifugal, 500 tons) | Hospitals | E |  |  |  |  | 0% |  |  |  | 0%
High Efficiency Chiller (Water cooled-centrifugal, 500 tons) | Institutional | E |  |  |  |  | 0% |  |  |  | 0%
High Efficiency Chiller (Water cooled-centrifugal, 500 tons) | Lodging/Hospitality | E |  |  |  |  | 0% |  |  |  | 0%
High Efficiency Chiller (Water cooled-centrifugal, 500 tons) | Miscellaneous | E |  |  |  |  | 0% |  |  |  | 0%
High Efficiency Chiller (Water cooled-centrifugal, 500 tons) | Offices | E |  |  |  |  | 0% |  |  |  | 0%
High Efficiency Chiller (Water cooled-centrifugal, 500 tons) | Restaurants | E |  |  |  |  | 0% |  |  |  | 0%
High Efficiency Chiller (Water cooled-centrifugal, 500 tons) | Retail | E |  |  |  |  | 0% |  |  |  | 0%
High Efficiency Chiller (Water cooled-centrifugal, 500 tons) | Schools K-12 | E |  |  |  |  | 0% |  |  |  | 0%
High Efficiency Chiller (Water cooled-centrifugal, 500 tons) | Warehouse | E |  |  |  |  | 0% |  |  |  | 0%
High Efficiency Chiller (Water cooled-centrifugal, 500 tons) | Assembly | N |  |  |  |  | 0% |  |  |  | 0%
High Efficiency Chiller (Water cooled-centrifugal, 500 tons) | College and University | N |  |  |  |  | 0% |  |  |  | 0%
High Efficiency Chiller (Water cooled-centrifugal, 500 tons) | Grocery | N |  |  |  |  | 0% |  |  |  | 0%
High Efficiency Chiller (Water cooled-centrifugal, 500 tons) | Healthcare | N |  |  |  |  | 0% |  |  |  | 0%
High Efficiency Chiller (Water cooled-centrifugal, 500 tons) | Hospitals | N |  |  |  |  | 0% |  |  |  | 0%
High Efficiency Chiller (Water cooled-centrifugal, 500 tons) | Institutional | N |  |  |  |  | 0% |  |  |  | 0%
High Efficiency Chiller (Water cooled-centrifugal, 500 tons) | Lodging/Hospitality | N |  |  |  |  | 0% |  |  |  | 0%
High Efficiency Chiller (Water cooled-centrifugal, 500 tons) | Miscellaneous | N |  |  |  |  | 0% |  |  |  | 0%
High Efficiency Chiller (Water cooled-centrifugal, 500 tons) | Offices | N |  |  |  |  | 0% |  |  |  | 0%
High Efficiency Chiller (Water cooled-centrifugal, 500 tons) | Restaurants | N |  |  |  |  | 0% |  |  |  | 0%
High Efficiency Chiller (Water cooled-centrifugal, 500 tons) | Retail | N |  |  |  |  | 0% |  |  |  | 0%
High Efficiency Chiller (Water cooled-centrifugal, 500 tons) | Schools K-12 | N |  |  |  |  | 0% |  |  |  | 0%
High Efficiency Chiller (Water cooled-centrifugal, 500 tons) | Warehouse | N |  |  |  |  | 0% |  |  |  | 0%
High Efficiency Chiller (Water cooled-positive displacement, 100 tons) | Assembly | T | X | 42.75% | 25.35% |  | 31.91% |  |  |  | 31.91%
High Efficiency Chiller (Water cooled-positive displacement, 100 tons) | College and University | T | X | 38% | 25.35% |  | 28.37% |  |  |  | 28.37%
High Efficiency Chiller (Water cooled-positive displacement, 100 tons) | Grocery | T | X | 38% | 25.35% |  | 28.37% |  |  |  | 28.37%
High Efficiency Chiller (Water cooled-positive displacement, 100 tons) | Healthcare | T | X | 38% | 25.35% |  | 28.37% |  |  |  | 28.37%
High Efficiency Chiller (Water cooled-positive displacement, 100 tons) | Hospitals | T | X | 42.75% | 25.35% |  | 31.91% |  |  |  | 31.91%
High Efficiency Chiller (Water cooled-positive displacement, 100 tons) | Institutional | T | X | 42.75% | 25.35% |  | 31.91% |  |  |  | 31.91%
High Efficiency Chiller (Water cooled-positive displacement, 100 tons) | Lodging/Hospitality | T | X | 38% | 25.35% |  | 28.37% |  |  |  | 28.37%
High Efficiency Chiller (Water cooled-positive displacement, 100 tons) | Miscellaneous | T | X | 38% | 25.35% |  | 28.37% |  |  |  | 28.37%
High Efficiency Chiller (Water cooled-positive displacement, 100 tons) | Offices | T | X | 42.75% | 25.35% |  | 31.91% |  |  |  | 31.91%
High Efficiency Chiller (Water cooled-positive displacement, 100 tons) | Restaurants | T | X | 38% | 25.35% |  | 28.37% |  |  |  | 28.37%
High Efficiency Chiller (Water cooled-positive displacement, 100 tons) | Retail | T | X | 38% | 25.35% |  | 28.37% |  |  |  | 28.37%
High Efficiency Chiller (Water cooled-positive displacement, 100 tons) | Schools K-12 | T | X | 38% | 25.35% |  | 28.37% |  |  |  | 28.37%
High Efficiency Chiller (Water cooled-positive displacement, 100 tons) | Warehouse | T | X | 38% | 25.35% |  | 28.37% |  |  |  | 28.37%
High Efficiency Chiller (Water cooled-positive displacement, 100 tons) | Assembly | E | X | 28.5% | 25.35% |  | 21.28% |  |  |  | 21.28%
High Efficiency Chiller (Water cooled-positive displacement, 100 tons) | College and University | E | X | 38% | 25.35% |  | 28.37% |  |  |  | 28.37%
High Efficiency Chiller (Water cooled-positive displacement, 100 tons) | Grocery | E | X | 38% | 25.35% |  | 28.37% |  |  |  | 28.37%
High Efficiency Chiller (Water cooled-positive displacement, 100 tons) | Healthcare | E | X | 38% | 25.35% |  | 28.37% |  |  |  | 28.37%
High Efficiency Chiller (Water cooled-positive displacement, 100 tons) | Hospitals | E | X | 28.5% | 25.35% |  | 21.28% |  |  |  | 21.28%
High Efficiency Chiller (Water cooled-positive displacement, 100 tons) | Institutional | E | X | 28.5% | 25.35% |  | 21.28% |  |  |  | 21.28%
High Efficiency Chiller (Water cooled-positive displacement, 100 tons) | Lodging/Hospitality | E | X | 38% | 25.35% |  | 28.37% |  |  |  | 28.37%
High Efficiency Chiller (Water cooled-positive displacement, 100 tons) | Miscellaneous | E | X | 38% | 25.35% |  | 28.37% |  |  |  | 28.37%
High Efficiency Chiller (Water cooled-positive displacement, 100 tons) | Offices | E | X | 28.5% | 25.35% |  | 21.28% |  |  |  | 21.28%
High Efficiency Chiller (Water cooled-positive displacement, 100 tons) | Restaurants | E | X | 38% | 25.35% |  | 28.37% |  |  |  | 28.37%
High Efficiency Chiller (Water cooled-positive displacement, 100 tons) | Retail | E | X | 38% | 25.35% |  | 28.37% |  |  |  | 28.37%
High Efficiency Chiller (Water cooled-positive displacement, 100 tons) | Schools K-12 | E | X | 38% | 25.35% |  | 28.37% |  |  |  | 28.37%
High Efficiency Chiller (Water cooled-positive displacement, 100 tons) | Warehouse | E | X | 38% | 25.35% |  | 28.37% |  |  |  | 28.37%
High Efficiency Chiller (Water cooled-positive displacement, 100 tons) | Assembly | N | X | 42.75% | 25.35% |  | 31.91% |  |  |  | 31.91%
High Efficiency Chiller (Water cooled-positive displacement, 100 tons) | College and University | N | X | 38% | 25.35% |  | 28.37% |  |  |  | 28.37%
High Efficiency Chiller (Water cooled-positive displacement, 100 tons) | Grocery | N | X | 38% | 25.35% |  | 28.37% |  |  |  | 28.37%
High Efficiency Chiller (Water cooled-positive displacement, 100 tons) | Healthcare | N | X | 38% | 25.35% |  | 28.37% |  |  |  | 28.37%
High Efficiency Chiller (Water cooled-positive displacement, 100 tons) | Hospitals | N | X | 42.75% | 25.35% |  | 31.91% |  |  |  | 31.91%
High Efficiency Chiller (Water cooled-positive displacement, 100 tons) | Institutional | N | X | 42.75% | 25.35% |  | 31.91% |  |  |  | 31.91%
High Efficiency Chiller (Water cooled-positive displacement, 100 tons) | Lodging/Hospitality | N | X | 38% | 25.35% |  | 28.37% |  |  |  | 28.37%
High Efficiency Chiller (Water cooled-positive displacement, 100 tons) | Miscellaneous | N | X | 38% | 25.35% |  | 28.37% |  |  |  | 28.37%
High Efficiency Chiller (Water cooled-positive displacement, 100 tons) | Offices | N | X | 42.75% | 25.35% |  | 31.91% |  |  |  | 31.91%
High Efficiency Chiller (Water cooled-positive displacement, 100 tons) | Restaurants | N | X | 38% | 25.35% |  | 28.37% |  |  |  | 28.37%
High Efficiency Chiller (Water cooled-positive displacement, 100 tons) | Retail | N | X | 38% | 25.35% |  | 28.37% |  |  |  | 28.37%
High Efficiency Chiller (Water cooled-positive displacement, 100 tons) | Schools K-12 | N | X | 38% | 25.35% |  | 28.37% |  |  |  | 28.37%
High Efficiency Chiller (Water cooled-positive displacement, 100 tons) | Warehouse | N | X | 38% | 25.35% |  | 28.37% |  |  |  | 28.37%
High Efficiency Chiller (Water cooled-positive displacement, 300 tons) | Assembly | T |  |  |  |  | 0% |  |  |  | 0%
High Efficiency Chiller (Water cooled-positive displacement, 300 tons) | College and University | T |  |  |  |  | 0% |  |  |  | 0%
High Efficiency Chiller (Water cooled-positive displacement, 300 tons) | Grocery | T |  |  |  |  | 0% |  |  |  | 0%
High Efficiency Chiller (Water cooled-positive displacement, 300 tons) | Healthcare | T |  |  |  |  | 0% |  |  |  | 0%
High Efficiency Chiller (Water cooled-positive displacement, 300 tons) | Hospitals | T |  |  |  |  | 0% |  |  |  | 0%
High Efficiency Chiller (Water cooled-positive displacement, 300 tons) | Institutional | T |  |  |  |  | 0% |  |  |  | 0%
High Efficiency Chiller (Water cooled-positive displacement, 300 tons) | Lodging/Hospitality | T |  |  |  |  | 0% |  |  |  | 0%
High Efficiency Chiller (Water cooled-positive displacement, 300 tons) | Miscellaneous | T |  |  |  |  | 0% |  |  |  | 0%
High Efficiency Chiller (Water cooled-positive displacement, 300 tons) | Offices | T |  |  |  |  | 0% |  |  |  | 0%
High Efficiency Chiller (Water cooled-positive displacement, 300 tons) | Restaurants | T |  |  |  |  | 0% |  |  |  | 0%
High Efficiency Chiller (Water cooled-positive displacement, 300 tons) | Retail | T |  |  |  |  | 0% |  |  |  | 0%
High Efficiency Chiller (Water cooled-positive displacement, 300 tons) | Schools K-12 | T |  |  |  |  | 0% |  |  |  | 0%
High Efficiency Chiller (Water cooled-positive displacement, 300 tons) | Warehouse | T |  |  |  |  | 0% |  |  |  | 0%
High Efficiency Chiller (Water cooled-positive displacement, 300 tons) | Assembly | E |  |  |  |  | 0% |  |  |  | 0%
High Efficiency Chiller (Water cooled-positive displacement, 300 tons) | College and University | E |  |  |  |  | 0% |  |  |  | 0%
High Efficiency Chiller (Water cooled-positive displacement, 300 tons) | Grocery | E |  |  |  |  | 0% |  |  |  | 0%
High Efficiency Chiller (Water cooled-positive displacement, 300 tons) | Healthcare | E |  |  |  |  | 0% |  |  |  | 0%
High Efficiency Chiller (Water cooled-positive displacement, 300 tons) | Hospitals | E |  |  |  |  | 0% |  |  |  | 0%
High Efficiency Chiller (Water cooled-positive displacement, 300 tons) | Institutional | E |  |  |  |  | 0% |  |  |  | 0%
High Efficiency Chiller (Water cooled-positive displacement, 300 tons) | Lodging/Hospitality | E |  |  |  |  | 0% |  |  |  | 0%
High Efficiency Chiller (Water cooled-positive displacement, 300 tons) | Miscellaneous | E |  |  |  |  | 0% |  |  |  | 0%
High Efficiency Chiller (Water cooled-positive displacement, 300 tons) | Offices | E |  |  |  |  | 0% |  |  |  | 0%
High Efficiency Chiller (Water cooled-positive displacement, 300 tons) | Restaurants | E |  |  |  |  | 0% |  |  |  | 0%
High Efficiency Chiller (Water cooled-positive displacement, 300 tons) | Retail | E |  |  |  |  | 0% |  |  |  | 0%
High Efficiency Chiller (Water cooled-positive displacement, 300 tons) | Schools K-12 | E |  |  |  |  | 0% |  |  |  | 0%
High Efficiency Chiller (Water cooled-positive displacement, 300 tons) | Warehouse | E |  |  |  |  | 0% |  |  |  | 0%
High Efficiency Chiller (Water cooled-positive displacement, 300 tons) | Assembly | N |  |  |  |  | 0% |  |  |  | 0%
High Efficiency Chiller (Water cooled-positive displacement, 300 tons) | College and University | N |  |  |  |  | 0% |  |  |  | 0%
High Efficiency Chiller (Water cooled-positive displacement, 300 tons) | Grocery | N |  |  |  |  | 0% |  |  |  | 0%
High Efficiency Chiller (Water cooled-positive displacement, 300 tons) | Healthcare | N |  |  |  |  | 0% |  |  |  | 0%
High Efficiency Chiller (Water cooled-positive displacement, 300 tons) | Hospitals | N |  |  |  |  | 0% |  |  |  | 0%
High Efficiency Chiller (Water cooled-positive displacement, 300 tons) | Institutional | N |  |  |  |  | 0% |  |  |  | 0%
High Efficiency Chiller (Water cooled-positive displacement, 300 tons) | Lodging/Hospitality | N |  |  |  |  | 0% |  |  |  | 0%
High Efficiency Chiller (Water cooled-positive displacement, 300 tons) | Miscellaneous | N |  |  |  |  | 0% |  |  |  | 0%
High Efficiency Chiller (Water cooled-positive displacement, 300 tons) | Offices | N |  |  |  |  | 0% |  |  |  | 0%
High Efficiency Chiller (Water cooled-positive displacement, 300 tons) | Restaurants | N |  |  |  |  | 0% |  |  |  | 0%
High Efficiency Chiller (Water cooled-positive displacement, 300 tons) | Retail | N |  |  |  |  | 0% |  |  |  | 0%
High Efficiency Chiller (Water cooled-positive displacement, 300 tons) | Schools K-12 | N |  |  |  |  | 0% |  |  |  | 0%
High Efficiency Chiller (Water cooled-positive displacement, 300 tons) | Warehouse | N |  |  |  |  | 0% |  |  |  | 0%
High Efficiency Data Center Cooling | Assembly | T |  |  |  |  | 0% |  |  |  | 0%
High Efficiency Data Center Cooling | College and University | T | X | 19% | 25.35% |  | 14.18% |  |  |  | 14.18%
High Efficiency Data Center Cooling | Grocery | T |  |  |  |  | 0% |  |  |  | 0%
High Efficiency Data Center Cooling | Healthcare | T | X | 19% | 25.35% |  | 14.18% |  |  |  | 14.18%
High Efficiency Data Center Cooling | Hospitals | T | X | 21.38% | 25.35% |  | 15.96% |  |  |  | 15.96%
High Efficiency Data Center Cooling | Institutional | T | X | 21.38% | 25.35% |  | 15.96% |  |  |  | 15.96%
High Efficiency Data Center Cooling | Lodging/Hospitality | T |  |  |  |  | 0% |  |  |  | 0%
High Efficiency Data Center Cooling | Miscellaneous | T |  |  |  |  | 0% |  |  |  | 0%
High Efficiency Data Center Cooling | Offices | T | X | 21.38% | 25.35% |  | 15.96% |  |  |  | 15.96%
High Efficiency Data Center Cooling | Restaurants | T |  |  |  |  | 0% |  |  |  | 0%
High Efficiency Data Center Cooling | Retail | T |  |  |  |  | 0% |  |  |  | 0%
High Efficiency Data Center Cooling | Schools K-12 | T | X | 19% | 25.35% |  | 14.18% |  |  |  | 14.18%
High Efficiency Data Center Cooling | Warehouse | T |  |  |  |  | 0% |  |  |  | 0%
High Efficiency Data Center Cooling | Assembly | E |  |  |  |  | 0% |  |  |  | 0%
High Efficiency Data Center Cooling | College and University | E | X | 19% | 25.35% |  | 14.18% |  |  |  | 14.18%
High Efficiency Data Center Cooling | Grocery | E |  |  |  |  | 0% |  |  |  | 0%
High Efficiency Data Center Cooling | Healthcare | E | X | 19% | 25.35% |  | 14.18% |  |  |  | 14.18%
High Efficiency Data Center Cooling | Hospitals | E | X | 14.25% | 25.35% |  | 10.64% |  |  |  | 10.64%
High Efficiency Data Center Cooling | Institutional | E | X | 14.25% | 25.35% |  | 10.64% |  |  |  | 10.64%
High Efficiency Data Center Cooling | Lodging/Hospitality | E |  |  |  |  | 0% |  |  |  | 0%
High Efficiency Data Center Cooling | Miscellaneous | E |  |  |  |  | 0% |  |  |  | 0%
High Efficiency Data Center Cooling | Offices | E | X | 14.25% | 25.35% |  | 10.64% |  |  |  | 10.64%
High Efficiency Data Center Cooling | Restaurants | E |  |  |  |  | 0% |  |  |  | 0%
High Efficiency Data Center Cooling | Retail | E |  |  |  |  | 0% |  |  |  | 0%
High Efficiency Data Center Cooling | Schools K-12 | E | X | 19% | 25.35% |  | 14.18% |  |  |  | 14.18%
High Efficiency Data Center Cooling | Warehouse | E |  |  |  |  | 0% |  |  |  | 0%
High Efficiency Data Center Cooling | Assembly | N |  |  |  |  | 0% |  |  |  | 0%
High Efficiency Data Center Cooling | College and University | N | X | 19% | 25.35% |  | 14.18% |  |  |  | 14.18%
High Efficiency Data Center Cooling | Grocery | N |  |  |  |  | 0% |  |  |  | 0%
High Efficiency Data Center Cooling | Healthcare | N | X | 19% | 25.35% |  | 14.18% |  |  |  | 14.18%
High Efficiency Data Center Cooling | Hospitals | N | X | 21.38% | 25.35% |  | 15.96% |  |  |  | 15.96%
High Efficiency Data Center Cooling | Institutional | N | X | 21.38% | 25.35% |  | 15.96% |  |  |  | 15.96%
High Efficiency Data Center Cooling | Lodging/Hospitality | N |  |  |  |  | 0% |  |  |  | 0%
High Efficiency Data Center Cooling | Miscellaneous | N |  |  |  |  | 0% |  |  |  | 0%
High Efficiency Data Center Cooling | Offices | N | X | 21.38% | 25.35% |  | 15.96% |  |  |  | 15.96%
High Efficiency Data Center Cooling | Restaurants | N |  |  |  |  | 0% |  |  |  | 0%
High Efficiency Data Center Cooling | Retail | N |  |  |  |  | 0% |  |  |  | 0%
High Efficiency Data Center Cooling | Schools K-12 | N | X | 19% | 25.35% |  | 14.18% |  |  |  | 14.18%
High Efficiency Data Center Cooling | Warehouse | N |  |  |  |  | 0% |  |  |  | 0%
High Efficiency DX 135k- less than 240k BTU | Assembly | T | X | 100% | 5.437% |  | 94.56% |  |  |  | 94.56%
High Efficiency DX 135k- less than 240k BTU | College and University | T | X | 100% | 5.437% |  | 94.56% |  |  |  | 94.56%
High Efficiency DX 135k- less than 240k BTU | Grocery | T | X | 100% | 5.437% |  | 94.56% |  |  |  | 94.56%
High Efficiency DX 135k- less than 240k BTU | Healthcare | T | X | 100% | 5.437% |  | 94.56% |  |  |  | 94.56%
High Efficiency DX 135k- less than 240k BTU | Hospitals | T | X | 100% | 5.437% |  | 94.56% |  |  |  | 94.56%
High Efficiency DX 135k- less than 240k BTU | Institutional | T | X | 100% | 5.437% |  | 94.56% |  |  |  | 94.56%
High Efficiency DX 135k- less than 240k BTU | Lodging/Hospitality | T | X | 100% | 5.437% |  | 94.56% |  |  |  | 94.56%
High Efficiency DX 135k- less than 240k BTU | Miscellaneous | T | X | 100% | 5.437% |  | 94.56% |  |  |  | 94.56%
High Efficiency DX 135k- less than 240k BTU | Offices | T | X | 100% | 5.437% |  | 94.56% |  |  |  | 94.56%
High Efficiency DX 135k- less than 240k BTU | Restaurants | T | X | 100% | 5.437% |  | 94.56% |  |  |  | 94.56%
High Efficiency DX 135k- less than 240k BTU | Retail | T | X | 100% | 5.437% |  | 94.56% |  |  |  | 94.56%
High Efficiency DX 135k- less than 240k BTU | Schools K-12 | T | X | 100% | 5.437% |  | 94.56% |  |  |  | 94.56%
High Efficiency DX 135k- less than 240k BTU | Warehouse | T | X | 100% | 5.437% |  | 94.56% |  |  |  | 94.56%
High Efficiency DX 135k- less than 240k BTU | Assembly | E | X | 100% | 5.437% |  | 94.56% |  |  |  | 94.56%
High Efficiency DX 135k- less than 240k BTU | College and University | E | X | 100% | 5.437% |  | 94.56% |  |  |  | 94.56%
High Efficiency DX 135k- less than 240k BTU | Grocery | E | X | 100% | 5.437% |  | 94.56% |  |  |  | 94.56%
High Efficiency DX 135k- less than 240k BTU | Healthcare | E | X | 100% | 5.437% |  | 94.56% |  |  |  | 94.56%
High Efficiency DX 135k- less than 240k BTU | Hospitals | E | X | 100% | 5.437% |  | 94.56% |  |  |  | 94.56%
High Efficiency DX 135k- less than 240k BTU | Institutional | E | X | 100% | 5.437% |  | 94.56% |  |  |  | 94.56%
High Efficiency DX 135k- less than 240k BTU | Lodging/Hospitality | E | X | 100% | 5.437% |  | 94.56% |  |  |  | 94.56%
High Efficiency DX 135k- less than 240k BTU | Miscellaneous | E | X | 100% | 5.437% |  | 94.56% |  |  |  | 94.56%
High Efficiency DX 135k- less than 240k BTU | Offices | E | X | 100% | 5.437% |  | 94.56% |  |  |  | 94.56%
High Efficiency DX 135k- less than 240k BTU | Restaurants | E | X | 100% | 5.437% |  | 94.56% |  |  |  | 94.56%
High Efficiency DX 135k- less than 240k BTU | Retail | E | X | 100% | 5.437% |  | 94.56% |  |  |  | 94.56%
High Efficiency DX 135k- less than 240k BTU | Schools K-12 | E | X | 100% | 5.437% |  | 94.56% |  |  |  | 94.56%
High Efficiency DX 135k- less than 240k BTU | Warehouse | E | X | 100% | 5.437% |  | 94.56% |  |  |  | 94.56%
High Efficiency DX 135k- less than 240k BTU | Assembly | N | X | 100% | 5.437% |  | 94.56% |  |  |  | 94.56%
High Efficiency DX 135k- less than 240k BTU | College and University | N | X | 100% | 5.437% |  | 94.56% |  |  |  | 94.56%
High Efficiency DX 135k- less than 240k BTU | Grocery | N | X | 100% | 5.437% |  | 94.56% |  |  |  | 94.56%
High Efficiency DX 135k- less than 240k BTU | Healthcare | N | X | 100% | 5.437% |  | 94.56% |  |  |  | 94.56%
High Efficiency DX 135k- less than 240k BTU | Hospitals | N | X | 100% | 5.437% |  | 94.56% |  |  |  | 94.56%
High Efficiency DX 135k- less than 240k BTU | Institutional | N | X | 100% | 5.437% |  | 94.56% |  |  |  | 94.56%
High Efficiency DX 135k- less than 240k BTU | Lodging/Hospitality | N | X | 100% | 5.437% |  | 94.56% |  |  |  | 94.56%
High Efficiency DX 135k- less than 240k BTU | Miscellaneous | N | X | 100% | 5.437% |  | 94.56% |  |  |  | 94.56%
High Efficiency DX 135k- less than 240k BTU | Offices | N | X | 100% | 5.437% |  | 94.56% |  |  |  | 94.56%
High Efficiency DX 135k- less than 240k BTU | Restaurants | N | X | 100% | 5.437% |  | 94.56% |  |  |  | 94.56%
High Efficiency DX 135k- less than 240k BTU | Retail | N | X | 100% | 5.437% |  | 94.56% |  |  |  | 94.56%
High Efficiency DX 135k- less than 240k BTU | Schools K-12 | N | X | 100% | 5.437% |  | 94.56% |  |  |  | 94.56%
High Efficiency DX 135k- less than 240k BTU | Warehouse | N | X | 100% | 5.437% |  | 94.56% |  |  |  | 94.56%
High Efficiency DX 135k- less than 240k BTU_h Other Heat | Assembly | T |  |  |  |  | 0% |  |  |  | 0%
High Efficiency DX 135k- less than 240k BTU_h Other Heat | College and University | T |  |  |  |  | 0% |  |  |  | 0%
High Efficiency DX 135k- less than 240k BTU_h Other Heat | Grocery | T |  |  |  |  | 0% |  |  |  | 0%
High Efficiency DX 135k- less than 240k BTU_h Other Heat | Healthcare | T |  |  |  |  | 0% |  |  |  | 0%
High Efficiency DX 135k- less than 240k BTU_h Other Heat | Hospitals | T |  |  |  |  | 0% |  |  |  | 0%
High Efficiency DX 135k- less than 240k BTU_h Other Heat | Institutional | T |  |  |  |  | 0% |  |  |  | 0%
High Efficiency DX 135k- less than 240k BTU_h Other Heat | Lodging/Hospitality | T |  |  |  |  | 0% |  |  |  | 0%
High Efficiency DX 135k- less than 240k BTU_h Other Heat | Miscellaneous | T |  |  |  |  | 0% |  |  |  | 0%
High Efficiency DX 135k- less than 240k BTU_h Other Heat | Offices | T |  |  |  |  | 0% |  |  |  | 0%
High Efficiency DX 135k- less than 240k BTU_h Other Heat | Restaurants | T |  |  |  |  | 0% |  |  |  | 0%
High Efficiency DX 135k- less than 240k BTU_h Other Heat | Retail | T |  |  |  |  | 0% |  |  |  | 0%
High Efficiency DX 135k- less than 240k BTU_h Other Heat | Schools K-12 | T |  |  |  |  | 0% |  |  |  | 0%
High Efficiency DX 135k- less than 240k BTU_h Other Heat | Warehouse | T |  |  |  |  | 0% |  |  |  | 0%
High Efficiency DX 135k- less than 240k BTU_h Other Heat | Assembly | E |  |  |  |  | 0% |  |  |  | 0%
High Efficiency DX 135k- less than 240k BTU_h Other Heat | College and University | E |  |  |  |  | 0% |  |  |  | 0%
High Efficiency DX 135k- less than 240k BTU_h Other Heat | Grocery | E |  |  |  |  | 0% |  |  |  | 0%
High Efficiency DX 135k- less than 240k BTU_h Other Heat | Healthcare | E |  |  |  |  | 0% |  |  |  | 0%
High Efficiency DX 135k- less than 240k BTU_h Other Heat | Hospitals | E |  |  |  |  | 0% |  |  |  | 0%
High Efficiency DX 135k- less than 240k BTU_h Other Heat | Institutional | E |  |  |  |  | 0% |  |  |  | 0%
High Efficiency DX 135k- less than 240k BTU_h Other Heat | Lodging/Hospitality | E |  |  |  |  | 0% |  |  |  | 0%
High Efficiency DX 135k- less than 240k BTU_h Other Heat | Miscellaneous | E |  |  |  |  | 0% |  |  |  | 0%
High Efficiency DX 135k- less than 240k BTU_h Other Heat | Offices | E |  |  |  |  | 0% |  |  |  | 0%
High Efficiency DX 135k- less than 240k BTU_h Other Heat | Restaurants | E |  |  |  |  | 0% |  |  |  | 0%
High Efficiency DX 135k- less than 240k BTU_h Other Heat | Retail | E |  |  |  |  | 0% |  |  |  | 0%
High Efficiency DX 135k- less than 240k BTU_h Other Heat | Schools K-12 | E |  |  |  |  | 0% |  |  |  | 0%
High Efficiency DX 135k- less than 240k BTU_h Other Heat | Warehouse | E |  |  |  |  | 0% |  |  |  | 0%
High Efficiency DX 135k- less than 240k BTU_h Other Heat | Assembly | N |  |  |  |  | 0% |  |  |  | 0%
High Efficiency DX 135k- less than 240k BTU_h Other Heat | College and University | N |  |  |  |  | 0% |  |  |  | 0%
High Efficiency DX 135k- less than 240k BTU_h Other Heat | Grocery | N |  |  |  |  | 0% |  |  |  | 0%
High Efficiency DX 135k- less than 240k BTU_h Other Heat | Healthcare | N |  |  |  |  | 0% |  |  |  | 0%
High Efficiency DX 135k- less than 240k BTU_h Other Heat | Hospitals | N |  |  |  |  | 0% |  |  |  | 0%
High Efficiency DX 135k- less than 240k BTU_h Other Heat | Institutional | N |  |  |  |  | 0% |  |  |  | 0%
High Efficiency DX 135k- less than 240k BTU_h Other Heat | Lodging/Hospitality | N |  |  |  |  | 0% |  |  |  | 0%
High Efficiency DX 135k- less than 240k BTU_h Other Heat | Miscellaneous | N |  |  |  |  | 0% |  |  |  | 0%
High Efficiency DX 135k- less than 240k BTU_h Other Heat | Offices | N |  |  |  |  | 0% |  |  |  | 0%
High Efficiency DX 135k- less than 240k BTU_h Other Heat | Restaurants | N |  |  |  |  | 0% |  |  |  | 0%
High Efficiency DX 135k- less than 240k BTU_h Other Heat | Retail | N |  |  |  |  | 0% |  |  |  | 0%
High Efficiency DX 135k- less than 240k BTU_h Other Heat | Schools K-12 | N |  |  |  |  | 0% |  |  |  | 0%
High Efficiency DX 135k- less than 240k BTU_h Other Heat | Warehouse | N |  |  |  |  | 0% |  |  |  | 0%
High Efficiency DX 240k- less than 760k BTU_h Other Heat | Assembly | T |  |  |  |  | 0% |  |  |  | 0%
High Efficiency DX 240k- less than 760k BTU_h Other Heat | College and University | T |  |  |  |  | 0% |  |  |  | 0%
High Efficiency DX 240k- less than 760k BTU_h Other Heat | Grocery | T |  |  |  |  | 0% |  |  |  | 0%
High Efficiency DX 240k- less than 760k BTU_h Other Heat | Healthcare | T |  |  |  |  | 0% |  |  |  | 0%
High Efficiency DX 240k- less than 760k BTU_h Other Heat | Hospitals | T |  |  |  |  | 0% |  |  |  | 0%
High Efficiency DX 240k- less than 760k BTU_h Other Heat | Institutional | T |  |  |  |  | 0% |  |  |  | 0%
High Efficiency DX 240k- less than 760k BTU_h Other Heat | Lodging/Hospitality | T |  |  |  |  | 0% |  |  |  | 0%
High Efficiency DX 240k- less than 760k BTU_h Other Heat | Miscellaneous | T |  |  |  |  | 0% |  |  |  | 0%
High Efficiency DX 240k- less than 760k BTU_h Other Heat | Offices | T |  |  |  |  | 0% |  |  |  | 0%
High Efficiency DX 240k- less than 760k BTU_h Other Heat | Restaurants | T |  |  |  |  | 0% |  |  |  | 0%
High Efficiency DX 240k- less than 760k BTU_h Other Heat | Retail | T |  |  |  |  | 0% |  |  |  | 0%
High Efficiency DX 240k- less than 760k BTU_h Other Heat | Schools K-12 | T |  |  |  |  | 0% |  |  |  | 0%
High Efficiency DX 240k- less than 760k BTU_h Other Heat | Warehouse | T |  |  |  |  | 0% |  |  |  | 0%
High Efficiency DX 240k- less than 760k BTU_h Other Heat | Assembly | E |  |  |  |  | 0% |  |  |  | 0%
High Efficiency DX 240k- less than 760k BTU_h Other Heat | College and University | E |  |  |  |  | 0% |  |  |  | 0%
High Efficiency DX 240k- less than 760k BTU_h Other Heat | Grocery | E |  |  |  |  | 0% |  |  |  | 0%
High Efficiency DX 240k- less than 760k BTU_h Other Heat | Healthcare | E |  |  |  |  | 0% |  |  |  | 0%
High Efficiency DX 240k- less than 760k BTU_h Other Heat | Hospitals | E |  |  |  |  | 0% |  |  |  | 0%
High Efficiency DX 240k- less than 760k BTU_h Other Heat | Institutional | E |  |  |  |  | 0% |  |  |  | 0%
High Efficiency DX 240k- less than 760k BTU_h Other Heat | Lodging/Hospitality | E |  |  |  |  | 0% |  |  |  | 0%
High Efficiency DX 240k- less than 760k BTU_h Other Heat | Miscellaneous | E |  |  |  |  | 0% |  |  |  | 0%
High Efficiency DX 240k- less than 760k BTU_h Other Heat | Offices | E |  |  |  |  | 0% |  |  |  | 0%
High Efficiency DX 240k- less than 760k BTU_h Other Heat | Restaurants | E |  |  |  |  | 0% |  |  |  | 0%
High Efficiency DX 240k- less than 760k BTU_h Other Heat | Retail | E |  |  |  |  | 0% |  |  |  | 0%
High Efficiency DX 240k- less than 760k BTU_h Other Heat | Schools K-12 | E |  |  |  |  | 0% |  |  |  | 0%
High Efficiency DX 240k- less than 760k BTU_h Other Heat | Warehouse | E |  |  |  |  | 0% |  |  |  | 0%
High Efficiency DX 240k- less than 760k BTU_h Other Heat | Assembly | N |  |  |  |  | 0% |  |  |  | 0%
High Efficiency DX 240k- less than 760k BTU_h Other Heat | College and University | N |  |  |  |  | 0% |  |  |  | 0%
High Efficiency DX 240k- less than 760k BTU_h Other Heat | Grocery | N |  |  |  |  | 0% |  |  |  | 0%
High Efficiency DX 240k- less than 760k BTU_h Other Heat | Healthcare | N |  |  |  |  | 0% |  |  |  | 0%
High Efficiency DX 240k- less than 760k BTU_h Other Heat | Hospitals | N |  |  |  |  | 0% |  |  |  | 0%
High Efficiency DX 240k- less than 760k BTU_h Other Heat | Institutional | N |  |  |  |  | 0% |  |  |  | 0%
High Efficiency DX 240k- less than 760k BTU_h Other Heat | Lodging/Hospitality | N |  |  |  |  | 0% |  |  |  | 0%
High Efficiency DX 240k- less than 760k BTU_h Other Heat | Miscellaneous | N |  |  |  |  | 0% |  |  |  | 0%
High Efficiency DX 240k- less than 760k BTU_h Other Heat | Offices | N |  |  |  |  | 0% |  |  |  | 0%
High Efficiency DX 240k- less than 760k BTU_h Other Heat | Restaurants | N |  |  |  |  | 0% |  |  |  | 0%
High Efficiency DX 240k- less than 760k BTU_h Other Heat | Retail | N |  |  |  |  | 0% |  |  |  | 0%
High Efficiency DX 240k- less than 760k BTU_h Other Heat | Schools K-12 | N |  |  |  |  | 0% |  |  |  | 0%
High Efficiency DX 240k- less than 760k BTU_h Other Heat | Warehouse | N |  |  |  |  | 0% |  |  |  | 0%
High Efficiency DX 65k- less than 135k BTU_h Elect Heat | Assembly | T |  |  |  |  | 0% |  |  |  | 0%
High Efficiency DX 65k- less than 135k BTU_h Elect Heat | College and University | T |  |  |  |  | 0% |  |  |  | 0%
High Efficiency DX 65k- less than 135k BTU_h Elect Heat | Grocery | T |  |  |  |  | 0% |  |  |  | 0%
High Efficiency DX 65k- less than 135k BTU_h Elect Heat | Healthcare | T |  |  |  |  | 0% |  |  |  | 0%
High Efficiency DX 65k- less than 135k BTU_h Elect Heat | Hospitals | T |  |  |  |  | 0% |  |  |  | 0%
High Efficiency DX 65k- less than 135k BTU_h Elect Heat | Institutional | T |  |  |  |  | 0% |  |  |  | 0%
High Efficiency DX 65k- less than 135k BTU_h Elect Heat | Lodging/Hospitality | T |  |  |  |  | 0% |  |  |  | 0%
High Efficiency DX 65k- less than 135k BTU_h Elect Heat | Miscellaneous | T |  |  |  |  | 0% |  |  |  | 0%
High Efficiency DX 65k- less than 135k BTU_h Elect Heat | Offices | T |  |  |  |  | 0% |  |  |  | 0%
High Efficiency DX 65k- less than 135k BTU_h Elect Heat | Restaurants | T |  |  |  |  | 0% |  |  |  | 0%
High Efficiency DX 65k- less than 135k BTU_h Elect Heat | Retail | T |  |  |  |  | 0% |  |  |  | 0%
High Efficiency DX 65k- less than 135k BTU_h Elect Heat | Schools K-12 | T |  |  |  |  | 0% |  |  |  | 0%
High Efficiency DX 65k- less than 135k BTU_h Elect Heat | Warehouse | T |  |  |  |  | 0% |  |  |  | 0%
High Efficiency DX 65k- less than 135k BTU_h Elect Heat | Assembly | E |  |  |  |  | 0% |  |  |  | 0%
High Efficiency DX 65k- less than 135k BTU_h Elect Heat | College and University | E |  |  |  |  | 0% |  |  |  | 0%
High Efficiency DX 65k- less than 135k BTU_h Elect Heat | Grocery | E |  |  |  |  | 0% |  |  |  | 0%
High Efficiency DX 65k- less than 135k BTU_h Elect Heat | Healthcare | E |  |  |  |  | 0% |  |  |  | 0%
High Efficiency DX 65k- less than 135k BTU_h Elect Heat | Hospitals | E |  |  |  |  | 0% |  |  |  | 0%
High Efficiency DX 65k- less than 135k BTU_h Elect Heat | Institutional | E |  |  |  |  | 0% |  |  |  | 0%
High Efficiency DX 65k- less than 135k BTU_h Elect Heat | Lodging/Hospitality | E |  |  |  |  | 0% |  |  |  | 0%
High Efficiency DX 65k- less than 135k BTU_h Elect Heat | Miscellaneous | E |  |  |  |  | 0% |  |  |  | 0%
High Efficiency DX 65k- less than 135k BTU_h Elect Heat | Offices | E |  |  |  |  | 0% |  |  |  | 0%
High Efficiency DX 65k- less than 135k BTU_h Elect Heat | Restaurants | E |  |  |  |  | 0% |  |  |  | 0%
High Efficiency DX 65k- less than 135k BTU_h Elect Heat | Retail | E |  |  |  |  | 0% |  |  |  | 0%
High Efficiency DX 65k- less than 135k BTU_h Elect Heat | Schools K-12 | E |  |  |  |  | 0% |  |  |  | 0%
High Efficiency DX 65k- less than 135k BTU_h Elect Heat | Warehouse | E |  |  |  |  | 0% |  |  |  | 0%
High Efficiency DX 65k- less than 135k BTU_h Elect Heat | Assembly | N |  |  |  |  | 0% |  |  |  | 0%
High Efficiency DX 65k- less than 135k BTU_h Elect Heat | College and University | N |  |  |  |  | 0% |  |  |  | 0%
High Efficiency DX 65k- less than 135k BTU_h Elect Heat | Grocery | N |  |  |  |  | 0% |  |  |  | 0%
High Efficiency DX 65k- less than 135k BTU_h Elect Heat | Healthcare | N |  |  |  |  | 0% |  |  |  | 0%
High Efficiency DX 65k- less than 135k BTU_h Elect Heat | Hospitals | N |  |  |  |  | 0% |  |  |  | 0%
High Efficiency DX 65k- less than 135k BTU_h Elect Heat | Institutional | N |  |  |  |  | 0% |  |  |  | 0%
High Efficiency DX 65k- less than 135k BTU_h Elect Heat | Lodging/Hospitality | N |  |  |  |  | 0% |  |  |  | 0%
High Efficiency DX 65k- less than 135k BTU_h Elect Heat | Miscellaneous | N |  |  |  |  | 0% |  |  |  | 0%
High Efficiency DX 65k- less than 135k BTU_h Elect Heat | Offices | N |  |  |  |  | 0% |  |  |  | 0%
High Efficiency DX 65k- less than 135k BTU_h Elect Heat | Restaurants | N |  |  |  |  | 0% |  |  |  | 0%
High Efficiency DX 65k- less than 135k BTU_h Elect Heat | Retail | N |  |  |  |  | 0% |  |  |  | 0%
High Efficiency DX 65k- less than 135k BTU_h Elect Heat | Schools K-12 | N |  |  |  |  | 0% |  |  |  | 0%
High Efficiency DX 65k- less than 135k BTU_h Elect Heat | Warehouse | N |  |  |  |  | 0% |  |  |  | 0%
High Efficiency DX 65k- less than 135k BTU_h Other Heat | Assembly | T |  |  |  |  | 0% |  |  |  | 0%
High Efficiency DX 65k- less than 135k BTU_h Other Heat | College and University | T |  |  |  |  | 0% |  |  |  | 0%
High Efficiency DX 65k- less than 135k BTU_h Other Heat | Grocery | T |  |  |  |  | 0% |  |  |  | 0%
High Efficiency DX 65k- less than 135k BTU_h Other Heat | Healthcare | T |  |  |  |  | 0% |  |  |  | 0%
High Efficiency DX 65k- less than 135k BTU_h Other Heat | Hospitals | T |  |  |  |  | 0% |  |  |  | 0%
High Efficiency DX 65k- less than 135k BTU_h Other Heat | Institutional | T |  |  |  |  | 0% |  |  |  | 0%
High Efficiency DX 65k- less than 135k BTU_h Other Heat | Lodging/Hospitality | T |  |  |  |  | 0% |  |  |  | 0%
High Efficiency DX 65k- less than 135k BTU_h Other Heat | Miscellaneous | T |  |  |  |  | 0% |  |  |  | 0%
High Efficiency DX 65k- less than 135k BTU_h Other Heat | Offices | T |  |  |  |  | 0% |  |  |  | 0%
High Efficiency DX 65k- less than 135k BTU_h Other Heat | Restaurants | T |  |  |  |  | 0% |  |  |  | 0%
High Efficiency DX 65k- less than 135k BTU_h Other Heat | Retail | T |  |  |  |  | 0% |  |  |  | 0%
High Efficiency DX 65k- less than 135k BTU_h Other Heat | Schools K-12 | T |  |  |  |  | 0% |  |  |  | 0%
High Efficiency DX 65k- less than 135k BTU_h Other Heat | Warehouse | T |  |  |  |  | 0% |  |  |  | 0%
High Efficiency DX 65k- less than 135k BTU_h Other Heat | Assembly | E |  |  |  |  | 0% |  |  |  | 0%
High Efficiency DX 65k- less than 135k BTU_h Other Heat | College and University | E |  |  |  |  | 0% |  |  |  | 0%
High Efficiency DX 65k- less than 135k BTU_h Other Heat | Grocery | E |  |  |  |  | 0% |  |  |  | 0%
High Efficiency DX 65k- less than 135k BTU_h Other Heat | Healthcare | E |  |  |  |  | 0% |  |  |  | 0%
High Efficiency DX 65k- less than 135k BTU_h Other Heat | Hospitals | E |  |  |  |  | 0% |  |  |  | 0%
High Efficiency DX 65k- less than 135k BTU_h Other Heat | Institutional | E |  |  |  |  | 0% |  |  |  | 0%
High Efficiency DX 65k- less than 135k BTU_h Other Heat | Lodging/Hospitality | E |  |  |  |  | 0% |  |  |  | 0%
High Efficiency DX 65k- less than 135k BTU_h Other Heat | Miscellaneous | E |  |  |  |  | 0% |  |  |  | 0%
High Efficiency DX 65k- less than 135k BTU_h Other Heat | Offices | E |  |  |  |  | 0% |  |  |  | 0%
High Efficiency DX 65k- less than 135k BTU_h Other Heat | Restaurants | E |  |  |  |  | 0% |  |  |  | 0%
High Efficiency DX 65k- less than 135k BTU_h Other Heat | Retail | E |  |  |  |  | 0% |  |  |  | 0%
High Efficiency DX 65k- less than 135k BTU_h Other Heat | Schools K-12 | E |  |  |  |  | 0% |  |  |  | 0%
High Efficiency DX 65k- less than 135k BTU_h Other Heat | Warehouse | E |  |  |  |  | 0% |  |  |  | 0%
High Efficiency DX 65k- less than 135k BTU_h Other Heat | Assembly | N |  |  |  |  | 0% |  |  |  | 0%
High Efficiency DX 65k- less than 135k BTU_h Other Heat | College and University | N |  |  |  |  | 0% |  |  |  | 0%
High Efficiency DX 65k- less than 135k BTU_h Other Heat | Grocery | N |  |  |  |  | 0% |  |  |  | 0%
High Efficiency DX 65k- less than 135k BTU_h Other Heat | Healthcare | N |  |  |  |  | 0% |  |  |  | 0%
High Efficiency DX 65k- less than 135k BTU_h Other Heat | Hospitals | N |  |  |  |  | 0% |  |  |  | 0%
High Efficiency DX 65k- less than 135k BTU_h Other Heat | Institutional | N |  |  |  |  | 0% |  |  |  | 0%
High Efficiency DX 65k- less than 135k BTU_h Other Heat | Lodging/Hospitality | N |  |  |  |  | 0% |  |  |  | 0%
High Efficiency DX 65k- less than 135k BTU_h Other Heat | Miscellaneous | N |  |  |  |  | 0% |  |  |  | 0%
High Efficiency DX 65k- less than 135k BTU_h Other Heat | Offices | N |  |  |  |  | 0% |  |  |  | 0%
High Efficiency DX 65k- less than 135k BTU_h Other Heat | Restaurants | N |  |  |  |  | 0% |  |  |  | 0%
High Efficiency DX 65k- less than 135k BTU_h Other Heat | Retail | N |  |  |  |  | 0% |  |  |  | 0%
High Efficiency DX 65k- less than 135k BTU_h Other Heat | Schools K-12 | N |  |  |  |  | 0% |  |  |  | 0%
High Efficiency DX 65k- less than 135k BTU_h Other Heat | Warehouse | N |  |  |  |  | 0% |  |  |  | 0%
High Efficiency DX less than 65k BTU_h Electric Heat | Assembly | T |  |  |  |  | 0% |  |  |  | 0%
High Efficiency DX less than 65k BTU_h Electric Heat | College and University | T |  |  |  |  | 0% |  |  |  | 0%
High Efficiency DX less than 65k BTU_h Electric Heat | Grocery | T |  |  |  |  | 0% |  |  |  | 0%
High Efficiency DX less than 65k BTU_h Electric Heat | Healthcare | T |  |  |  |  | 0% |  |  |  | 0%
High Efficiency DX less than 65k BTU_h Electric Heat | Hospitals | T |  |  |  |  | 0% |  |  |  | 0%
High Efficiency DX less than 65k BTU_h Electric Heat | Institutional | T |  |  |  |  | 0% |  |  |  | 0%
High Efficiency DX less than 65k BTU_h Electric Heat | Lodging/Hospitality | T |  |  |  |  | 0% |  |  |  | 0%
High Efficiency DX less than 65k BTU_h Electric Heat | Miscellaneous | T |  |  |  |  | 0% |  |  |  | 0%
High Efficiency DX less than 65k BTU_h Electric Heat | Offices | T |  |  |  |  | 0% |  |  |  | 0%
High Efficiency DX less than 65k BTU_h Electric Heat | Restaurants | T |  |  |  |  | 0% |  |  |  | 0%
High Efficiency DX less than 65k BTU_h Electric Heat | Retail | T |  |  |  |  | 0% |  |  |  | 0%
High Efficiency DX less than 65k BTU_h Electric Heat | Schools K-12 | T |  |  |  |  | 0% |  |  |  | 0%
High Efficiency DX less than 65k BTU_h Electric Heat | Warehouse | T |  |  |  |  | 0% |  |  |  | 0%
High Efficiency DX less than 65k BTU_h Electric Heat | Assembly | E |  |  |  |  | 0% |  |  |  | 0%
High Efficiency DX less than 65k BTU_h Electric Heat | College and University | E |  |  |  |  | 0% |  |  |  | 0%
High Efficiency DX less than 65k BTU_h Electric Heat | Grocery | E |  |  |  |  | 0% |  |  |  | 0%
High Efficiency DX less than 65k BTU_h Electric Heat | Healthcare | E |  |  |  |  | 0% |  |  |  | 0%
High Efficiency DX less than 65k BTU_h Electric Heat | Hospitals | E |  |  |  |  | 0% |  |  |  | 0%
High Efficiency DX less than 65k BTU_h Electric Heat | Institutional | E |  |  |  |  | 0% |  |  |  | 0%
High Efficiency DX less than 65k BTU_h Electric Heat | Lodging/Hospitality | E |  |  |  |  | 0% |  |  |  | 0%
High Efficiency DX less than 65k BTU_h Electric Heat | Miscellaneous | E |  |  |  |  | 0% |  |  |  | 0%
High Efficiency DX less than 65k BTU_h Electric Heat | Offices | E |  |  |  |  | 0% |  |  |  | 0%
High Efficiency DX less than 65k BTU_h Electric Heat | Restaurants | E |  |  |  |  | 0% |  |  |  | 0%
High Efficiency DX less than 65k BTU_h Electric Heat | Retail | E |  |  |  |  | 0% |  |  |  | 0%
High Efficiency DX less than 65k BTU_h Electric Heat | Schools K-12 | E |  |  |  |  | 0% |  |  |  | 0%
High Efficiency DX less than 65k BTU_h Electric Heat | Warehouse | E |  |  |  |  | 0% |  |  |  | 0%
High Efficiency DX less than 65k BTU_h Electric Heat | Assembly | N |  |  |  |  | 0% |  |  |  | 0%
High Efficiency DX less than 65k BTU_h Electric Heat | College and University | N |  |  |  |  | 0% |  |  |  | 0%
High Efficiency DX less than 65k BTU_h Electric Heat | Grocery | N |  |  |  |  | 0% |  |  |  | 0%
High Efficiency DX less than 65k BTU_h Electric Heat | Healthcare | N |  |  |  |  | 0% |  |  |  | 0%
High Efficiency DX less than 65k BTU_h Electric Heat | Hospitals | N |  |  |  |  | 0% |  |  |  | 0%
High Efficiency DX less than 65k BTU_h Electric Heat | Institutional | N |  |  |  |  | 0% |  |  |  | 0%
High Efficiency DX less than 65k BTU_h Electric Heat | Lodging/Hospitality | N |  |  |  |  | 0% |  |  |  | 0%
High Efficiency DX less than 65k BTU_h Electric Heat | Miscellaneous | N |  |  |  |  | 0% |  |  |  | 0%
High Efficiency DX less than 65k BTU_h Electric Heat | Offices | N |  |  |  |  | 0% |  |  |  | 0%
High Efficiency DX less than 65k BTU_h Electric Heat | Restaurants | N |  |  |  |  | 0% |  |  |  | 0%
High Efficiency DX less than 65k BTU_h Electric Heat | Retail | N |  |  |  |  | 0% |  |  |  | 0%
High Efficiency DX less than 65k BTU_h Electric Heat | Schools K-12 | N |  |  |  |  | 0% |  |  |  | 0%
High Efficiency DX less than 65k BTU_h Electric Heat | Warehouse | N |  |  |  |  | 0% |  |  |  | 0%
High Efficiency DX less than 65k BTU_h Other Heat | Assembly | T |  |  |  |  | 0% |  |  |  | 0%
High Efficiency DX less than 65k BTU_h Other Heat | College and University | T |  |  |  |  | 0% |  |  |  | 0%
High Efficiency DX less than 65k BTU_h Other Heat | Grocery | T |  |  |  |  | 0% |  |  |  | 0%
High Efficiency DX less than 65k BTU_h Other Heat | Healthcare | T |  |  |  |  | 0% |  |  |  | 0%
High Efficiency DX less than 65k BTU_h Other Heat | Hospitals | T |  |  |  |  | 0% |  |  |  | 0%
High Efficiency DX less than 65k BTU_h Other Heat | Institutional | T |  |  |  |  | 0% |  |  |  | 0%
High Efficiency DX less than 65k BTU_h Other Heat | Lodging/Hospitality | T |  |  |  |  | 0% |  |  |  | 0%
High Efficiency DX less than 65k BTU_h Other Heat | Miscellaneous | T |  |  |  |  | 0% |  |  |  | 0%
High Efficiency DX less than 65k BTU_h Other Heat | Offices | T |  |  |  |  | 0% |  |  |  | 0%
High Efficiency DX less than 65k BTU_h Other Heat | Restaurants | T |  |  |  |  | 0% |  |  |  | 0%
High Efficiency DX less than 65k BTU_h Other Heat | Retail | T |  |  |  |  | 0% |  |  |  | 0%
High Efficiency DX less than 65k BTU_h Other Heat | Schools K-12 | T |  |  |  |  | 0% |  |  |  | 0%
High Efficiency DX less than 65k BTU_h Other Heat | Warehouse | T |  |  |  |  | 0% |  |  |  | 0%
High Efficiency DX less than 65k BTU_h Other Heat | Assembly | E |  |  |  |  | 0% |  |  |  | 0%
High Efficiency DX less than 65k BTU_h Other Heat | College and University | E |  |  |  |  | 0% |  |  |  | 0%
High Efficiency DX less than 65k BTU_h Other Heat | Grocery | E |  |  |  |  | 0% |  |  |  | 0%
High Efficiency DX less than 65k BTU_h Other Heat | Healthcare | E |  |  |  |  | 0% |  |  |  | 0%
High Efficiency DX less than 65k BTU_h Other Heat | Hospitals | E |  |  |  |  | 0% |  |  |  | 0%
High Efficiency DX less than 65k BTU_h Other Heat | Institutional | E |  |  |  |  | 0% |  |  |  | 0%
High Efficiency DX less than 65k BTU_h Other Heat | Lodging/Hospitality | E |  |  |  |  | 0% |  |  |  | 0%
High Efficiency DX less than 65k BTU_h Other Heat | Miscellaneous | E |  |  |  |  | 0% |  |  |  | 0%
High Efficiency DX less than 65k BTU_h Other Heat | Offices | E |  |  |  |  | 0% |  |  |  | 0%
High Efficiency DX less than 65k BTU_h Other Heat | Restaurants | E |  |  |  |  | 0% |  |  |  | 0%
High Efficiency DX less than 65k BTU_h Other Heat | Retail | E |  |  |  |  | 0% |  |  |  | 0%
High Efficiency DX less than 65k BTU_h Other Heat | Schools K-12 | E |  |  |  |  | 0% |  |  |  | 0%
High Efficiency DX less than 65k BTU_h Other Heat | Warehouse | E |  |  |  |  | 0% |  |  |  | 0%
High Efficiency DX less than 65k BTU_h Other Heat | Assembly | N |  |  |  |  | 0% |  |  |  | 0%
High Efficiency DX less than 65k BTU_h Other Heat | College and University | N |  |  |  |  | 0% |  |  |  | 0%
High Efficiency DX less than 65k BTU_h Other Heat | Grocery | N |  |  |  |  | 0% |  |  |  | 0%
High Efficiency DX less than 65k BTU_h Other Heat | Healthcare | N |  |  |  |  | 0% |  |  |  | 0%
High Efficiency DX less than 65k BTU_h Other Heat | Hospitals | N |  |  |  |  | 0% |  |  |  | 0%
High Efficiency DX less than 65k BTU_h Other Heat | Institutional | N |  |  |  |  | 0% |  |  |  | 0%
High Efficiency DX less than 65k BTU_h Other Heat | Lodging/Hospitality | N |  |  |  |  | 0% |  |  |  | 0%
High Efficiency DX less than 65k BTU_h Other Heat | Miscellaneous | N |  |  |  |  | 0% |  |  |  | 0%
High Efficiency DX less than 65k BTU_h Other Heat | Offices | N |  |  |  |  | 0% |  |  |  | 0%
High Efficiency DX less than 65k BTU_h Other Heat | Restaurants | N |  |  |  |  | 0% |  |  |  | 0%
High Efficiency DX less than 65k BTU_h Other Heat | Retail | N |  |  |  |  | 0% |  |  |  | 0%
High Efficiency DX less than 65k BTU_h Other Heat | Schools K-12 | N |  |  |  |  | 0% |  |  |  | 0%
High Efficiency DX less than 65k BTU_h Other Heat | Warehouse | N |  |  |  |  | 0% |  |  |  | 0%
High Efficiency DX over 240k BTU_h Elect Heat | Assembly | T |  |  |  |  | 0% |  |  |  | 0%
High Efficiency DX over 240k BTU_h Elect Heat | College and University | T |  |  |  |  | 0% |  |  |  | 0%
High Efficiency DX over 240k BTU_h Elect Heat | Grocery | T |  |  |  |  | 0% |  |  |  | 0%
High Efficiency DX over 240k BTU_h Elect Heat | Healthcare | T |  |  |  |  | 0% |  |  |  | 0%
High Efficiency DX over 240k BTU_h Elect Heat | Hospitals | T |  |  |  |  | 0% |  |  |  | 0%
High Efficiency DX over 240k BTU_h Elect Heat | Institutional | T |  |  |  |  | 0% |  |  |  | 0%
High Efficiency DX over 240k BTU_h Elect Heat | Lodging/Hospitality | T |  |  |  |  | 0% |  |  |  | 0%
High Efficiency DX over 240k BTU_h Elect Heat | Miscellaneous | T |  |  |  |  | 0% |  |  |  | 0%
High Efficiency DX over 240k BTU_h Elect Heat | Offices | T |  |  |  |  | 0% |  |  |  | 0%
High Efficiency DX over 240k BTU_h Elect Heat | Restaurants | T |  |  |  |  | 0% |  |  |  | 0%
High Efficiency DX over 240k BTU_h Elect Heat | Retail | T |  |  |  |  | 0% |  |  |  | 0%
High Efficiency DX over 240k BTU_h Elect Heat | Schools K-12 | T |  |  |  |  | 0% |  |  |  | 0%
High Efficiency DX over 240k BTU_h Elect Heat | Warehouse | T |  |  |  |  | 0% |  |  |  | 0%
High Efficiency DX over 240k BTU_h Elect Heat | Assembly | E |  |  |  |  | 0% |  |  |  | 0%
High Efficiency DX over 240k BTU_h Elect Heat | College and University | E |  |  |  |  | 0% |  |  |  | 0%
High Efficiency DX over 240k BTU_h Elect Heat | Grocery | E |  |  |  |  | 0% |  |  |  | 0%
High Efficiency DX over 240k BTU_h Elect Heat | Healthcare | E |  |  |  |  | 0% |  |  |  | 0%
High Efficiency DX over 240k BTU_h Elect Heat | Hospitals | E |  |  |  |  | 0% |  |  |  | 0%
High Efficiency DX over 240k BTU_h Elect Heat | Institutional | E |  |  |  |  | 0% |  |  |  | 0%
High Efficiency DX over 240k BTU_h Elect Heat | Lodging/Hospitality | E |  |  |  |  | 0% |  |  |  | 0%
High Efficiency DX over 240k BTU_h Elect Heat | Miscellaneous | E |  |  |  |  | 0% |  |  |  | 0%
High Efficiency DX over 240k BTU_h Elect Heat | Offices | E |  |  |  |  | 0% |  |  |  | 0%
High Efficiency DX over 240k BTU_h Elect Heat | Restaurants | E |  |  |  |  | 0% |  |  |  | 0%
High Efficiency DX over 240k BTU_h Elect Heat | Retail | E |  |  |  |  | 0% |  |  |  | 0%
High Efficiency DX over 240k BTU_h Elect Heat | Schools K-12 | E |  |  |  |  | 0% |  |  |  | 0%
High Efficiency DX over 240k BTU_h Elect Heat | Warehouse | E |  |  |  |  | 0% |  |  |  | 0%
High Efficiency DX over 240k BTU_h Elect Heat | Assembly | N |  |  |  |  | 0% |  |  |  | 0%
High Efficiency DX over 240k BTU_h Elect Heat | College and University | N |  |  |  |  | 0% |  |  |  | 0%
High Efficiency DX over 240k BTU_h Elect Heat | Grocery | N |  |  |  |  | 0% |  |  |  | 0%
High Efficiency DX over 240k BTU_h Elect Heat | Healthcare | N |  |  |  |  | 0% |  |  |  | 0%
High Efficiency DX over 240k BTU_h Elect Heat | Hospitals | N |  |  |  |  | 0% |  |  |  | 0%
High Efficiency DX over 240k BTU_h Elect Heat | Institutional | N |  |  |  |  | 0% |  |  |  | 0%
High Efficiency DX over 240k BTU_h Elect Heat | Lodging/Hospitality | N |  |  |  |  | 0% |  |  |  | 0%
High Efficiency DX over 240k BTU_h Elect Heat | Miscellaneous | N |  |  |  |  | 0% |  |  |  | 0%
High Efficiency DX over 240k BTU_h Elect Heat | Offices | N |  |  |  |  | 0% |  |  |  | 0%
High Efficiency DX over 240k BTU_h Elect Heat | Restaurants | N |  |  |  |  | 0% |  |  |  | 0%
High Efficiency DX over 240k BTU_h Elect Heat | Retail | N |  |  |  |  | 0% |  |  |  | 0%
High Efficiency DX over 240k BTU_h Elect Heat | Schools K-12 | N |  |  |  |  | 0% |  |  |  | 0%
High Efficiency DX over 240k BTU_h Elect Heat | Warehouse | N |  |  |  |  | 0% |  |  |  | 0%
High Efficiency DX over 760k BTU_h Other Heat | Assembly | T |  |  |  |  | 0% |  |  |  | 0%
High Efficiency DX over 760k BTU_h Other Heat | College and University | T |  |  |  |  | 0% |  |  |  | 0%
High Efficiency DX over 760k BTU_h Other Heat | Grocery | T |  |  |  |  | 0% |  |  |  | 0%
High Efficiency DX over 760k BTU_h Other Heat | Healthcare | T |  |  |  |  | 0% |  |  |  | 0%
High Efficiency DX over 760k BTU_h Other Heat | Hospitals | T |  |  |  |  | 0% |  |  |  | 0%
High Efficiency DX over 760k BTU_h Other Heat | Institutional | T |  |  |  |  | 0% |  |  |  | 0%
High Efficiency DX over 760k BTU_h Other Heat | Lodging/Hospitality | T |  |  |  |  | 0% |  |  |  | 0%
High Efficiency DX over 760k BTU_h Other Heat | Miscellaneous | T |  |  |  |  | 0% |  |  |  | 0%
High Efficiency DX over 760k BTU_h Other Heat | Offices | T |  |  |  |  | 0% |  |  |  | 0%
High Efficiency DX over 760k BTU_h Other Heat | Restaurants | T |  |  |  |  | 0% |  |  |  | 0%
High Efficiency DX over 760k BTU_h Other Heat | Retail | T |  |  |  |  | 0% |  |  |  | 0%
High Efficiency DX over 760k BTU_h Other Heat | Schools K-12 | T |  |  |  |  | 0% |  |  |  | 0%
High Efficiency DX over 760k BTU_h Other Heat | Warehouse | T |  |  |  |  | 0% |  |  |  | 0%
High Efficiency DX over 760k BTU_h Other Heat | Assembly | E |  |  |  |  | 0% |  |  |  | 0%
High Efficiency DX over 760k BTU_h Other Heat | College and University | E |  |  |  |  | 0% |  |  |  | 0%
High Efficiency DX over 760k BTU_h Other Heat | Grocery | E |  |  |  |  | 0% |  |  |  | 0%
High Efficiency DX over 760k BTU_h Other Heat | Healthcare | E |  |  |  |  | 0% |  |  |  | 0%
High Efficiency DX over 760k BTU_h Other Heat | Hospitals | E |  |  |  |  | 0% |  |  |  | 0%
High Efficiency DX over 760k BTU_h Other Heat | Institutional | E |  |  |  |  | 0% |  |  |  | 0%
High Efficiency DX over 760k BTU_h Other Heat | Lodging/Hospitality | E |  |  |  |  | 0% |  |  |  | 0%
High Efficiency DX over 760k BTU_h Other Heat | Miscellaneous | E |  |  |  |  | 0% |  |  |  | 0%
High Efficiency DX over 760k BTU_h Other Heat | Offices | E |  |  |  |  | 0% |  |  |  | 0%
High Efficiency DX over 760k BTU_h Other Heat | Restaurants | E |  |  |  |  | 0% |  |  |  | 0%
High Efficiency DX over 760k BTU_h Other Heat | Retail | E |  |  |  |  | 0% |  |  |  | 0%
High Efficiency DX over 760k BTU_h Other Heat | Schools K-12 | E |  |  |  |  | 0% |  |  |  | 0%
High Efficiency DX over 760k BTU_h Other Heat | Warehouse | E |  |  |  |  | 0% |  |  |  | 0%
High Efficiency DX over 760k BTU_h Other Heat | Assembly | N |  |  |  |  | 0% |  |  |  | 0%
High Efficiency DX over 760k BTU_h Other Heat | College and University | N |  |  |  |  | 0% |  |  |  | 0%
High Efficiency DX over 760k BTU_h Other Heat | Grocery | N |  |  |  |  | 0% |  |  |  | 0%
High Efficiency DX over 760k BTU_h Other Heat | Healthcare | N |  |  |  |  | 0% |  |  |  | 0%
High Efficiency DX over 760k BTU_h Other Heat | Hospitals | N |  |  |  |  | 0% |  |  |  | 0%
High Efficiency DX over 760k BTU_h Other Heat | Institutional | N |  |  |  |  | 0% |  |  |  | 0%
High Efficiency DX over 760k BTU_h Other Heat | Lodging/Hospitality | N |  |  |  |  | 0% |  |  |  | 0%
High Efficiency DX over 760k BTU_h Other Heat | Miscellaneous | N |  |  |  |  | 0% |  |  |  | 0%
High Efficiency DX over 760k BTU_h Other Heat | Offices | N |  |  |  |  | 0% |  |  |  | 0%
High Efficiency DX over 760k BTU_h Other Heat | Restaurants | N |  |  |  |  | 0% |  |  |  | 0%
High Efficiency DX over 760k BTU_h Other Heat | Retail | N |  |  |  |  | 0% |  |  |  | 0%
High Efficiency DX over 760k BTU_h Other Heat | Schools K-12 | N |  |  |  |  | 0% |  |  |  | 0%
High Efficiency DX over 760k BTU_h Other Heat | Warehouse | N |  |  |  |  | 0% |  |  |  | 0%
High Efficiency PTAC | Assembly | T | X | 100% | 50.91% |  | 49.09% | 14 | 3 | 0% | 0%
High Efficiency PTAC | College and University | T | X | 100% | 50.91% |  | 49.09% | 14 | 3 | 0% | 0%
High Efficiency PTAC | Grocery | T | X | 100% | 50.91% |  | 49.09% | 14 | 3 | 0% | 0%
High Efficiency PTAC | Healthcare | T | X | 100% | 50.91% |  | 49.09% | 14 | 3 | 0% | 0%
High Efficiency PTAC | Hospitals | T | X | 100% | 50.91% |  | 49.09% | 14 | 3 | 0% | 0%
High Efficiency PTAC | Institutional | T | X | 100% | 50.91% |  | 49.09% | 14 | 3 | 0% | 0%
High Efficiency PTAC | Lodging/Hospitality | T | X | 100% | 50.91% |  | 49.09% | 14 | 3 | 0% | 0%
High Efficiency PTAC | Miscellaneous | T | X | 100% | 50.91% |  | 49.09% | 14 | 3 | 0% | 0%
High Efficiency PTAC | Offices | T | X | 100% | 50.91% |  | 49.09% | 14 | 3 | 0% | 0%
High Efficiency PTAC | Restaurants | T | X | 100% | 50.91% |  | 49.09% | 14 | 3 | 0% | 0%
High Efficiency PTAC | Retail | T | X | 100% | 50.91% |  | 49.09% | 14 | 3 | 0% | 0%
High Efficiency PTAC | Schools K-12 | T | X | 100% | 50.91% |  | 49.09% | 14 | 3 | 0% | 0%
High Efficiency PTAC | Warehouse | T | X | 100% | 50.91% |  | 49.09% | 14 | 3 | 0% | 0%
High Efficiency PTAC | Assembly | E | X | 100% | 50.91% |  | 49.09% | 14 | 3 | 0% | 0%
High Efficiency PTAC | College and University | E | X | 100% | 50.91% |  | 49.09% | 14 | 3 | 0% | 0%
High Efficiency PTAC | Grocery | E | X | 100% | 50.91% |  | 49.09% | 14 | 3 | 0% | 0%
High Efficiency PTAC | Healthcare | E | X | 100% | 50.91% |  | 49.09% | 14 | 3 | 0% | 0%
High Efficiency PTAC | Hospitals | E | X | 100% | 50.91% |  | 49.09% | 14 | 3 | 0% | 0%
High Efficiency PTAC | Institutional | E | X | 100% | 50.91% |  | 49.09% | 14 | 3 | 0% | 0%
High Efficiency PTAC | Lodging/Hospitality | E | X | 100% | 50.91% |  | 49.09% | 14 | 3 | 0% | 0%
High Efficiency PTAC | Miscellaneous | E | X | 100% | 50.91% |  | 49.09% | 14 | 3 | 0% | 0%
High Efficiency PTAC | Offices | E | X | 100% | 50.91% |  | 49.09% | 14 | 3 | 0% | 0%
High Efficiency PTAC | Restaurants | E | X | 100% | 50.91% |  | 49.09% | 14 | 3 | 0% | 0%
High Efficiency PTAC | Retail | E | X | 100% | 50.91% |  | 49.09% | 14 | 3 | 0% | 0%
High Efficiency PTAC | Schools K-12 | E | X | 100% | 50.91% |  | 49.09% | 14 | 3 | 0% | 0%
High Efficiency PTAC | Warehouse | E | X | 100% | 50.91% |  | 49.09% | 14 | 3 | 0% | 0%
High Efficiency PTAC | Assembly | N | X | 100% | 50.91% |  | 49.09% | 14 | 3 | 0% | 0%
High Efficiency PTAC | College and University | N | X | 100% | 50.91% |  | 49.09% | 14 | 3 | 0% | 0%
High Efficiency PTAC | Grocery | N | X | 100% | 50.91% |  | 49.09% | 14 | 3 | 0% | 0%
High Efficiency PTAC | Healthcare | N | X | 100% | 50.91% |  | 49.09% | 14 | 3 | 0% | 0%
High Efficiency PTAC | Hospitals | N | X | 100% | 50.91% |  | 49.09% | 14 | 3 | 0% | 0%
High Efficiency PTAC | Institutional | N | X | 100% | 50.91% |  | 49.09% | 14 | 3 | 0% | 0%
High Efficiency PTAC | Lodging/Hospitality | N | X | 100% | 50.91% |  | 49.09% | 14 | 3 | 0% | 0%
High Efficiency PTAC | Miscellaneous | N | X | 100% | 50.91% |  | 49.09% | 14 | 3 | 0% | 0%
High Efficiency PTAC | Offices | N | X | 100% | 50.91% |  | 49.09% | 14 | 3 | 0% | 0%
High Efficiency PTAC | Restaurants | N | X | 100% | 50.91% |  | 49.09% | 14 | 3 | 0% | 0%
High Efficiency PTAC | Retail | N | X | 100% | 50.91% |  | 49.09% | 14 | 3 | 0% | 0%
High Efficiency PTAC | Schools K-12 | N | X | 100% | 50.91% |  | 49.09% | 14 | 3 | 0% | 0%
High Efficiency PTAC | Warehouse | N | X | 100% | 50.91% |  | 49.09% | 14 | 3 | 0% | 0%
High Efficiency PTHP | Assembly | T | X | 100% | 50.91% |  | 49.09% | 14 | 2 | 0% | 0%
High Efficiency PTHP | College and University | T | X | 100% | 50.91% |  | 49.09% | 14 | 2 | 0% | 0%
High Efficiency PTHP | Grocery | T | X | 100% | 50.91% |  | 49.09% | 14 | 2 | 0% | 0%
High Efficiency PTHP | Healthcare | T | X | 100% | 50.91% |  | 49.09% | 14 | 2 | 0% | 0%
High Efficiency PTHP | Hospitals | T | X | 100% | 50.91% |  | 49.09% | 14 | 2 | 0% | 0%
High Efficiency PTHP | Institutional | T | X | 100% | 50.91% |  | 49.09% | 14 | 2 | 0% | 0%
High Efficiency PTHP | Lodging/Hospitality | T | X | 100% | 50.91% |  | 49.09% | 14 | 2 | 0% | 0%
High Efficiency PTHP | Miscellaneous | T | X | 100% | 50.91% |  | 49.09% | 14 | 2 | 0% | 0%
High Efficiency PTHP | Offices | T | X | 100% | 50.91% |  | 49.09% | 14 | 2 | 0% | 0%
High Efficiency PTHP | Restaurants | T | X | 100% | 50.91% |  | 49.09% | 14 | 2 | 0% | 0%
High Efficiency PTHP | Retail | T | X | 100% | 50.91% |  | 49.09% | 14 | 2 | 0% | 0%
High Efficiency PTHP | Schools K-12 | T | X | 100% | 50.91% |  | 49.09% | 14 | 2 | 0% | 0%
High Efficiency PTHP | Warehouse | T | X | 100% | 50.91% |  | 49.09% | 14 | 2 | 0% | 0%
High Efficiency PTHP | Assembly | E | X | 100% | 50.91% |  | 49.09% | 14 | 2 | 0% | 0%
High Efficiency PTHP | College and University | E | X | 100% | 50.91% |  | 49.09% | 14 | 2 | 0% | 0%
High Efficiency PTHP | Grocery | E | X | 100% | 50.91% |  | 49.09% | 14 | 2 | 0% | 0%
High Efficiency PTHP | Healthcare | E | X | 100% | 50.91% |  | 49.09% | 14 | 2 | 0% | 0%
High Efficiency PTHP | Hospitals | E | X | 100% | 50.91% |  | 49.09% | 14 | 2 | 0% | 0%
High Efficiency PTHP | Institutional | E | X | 100% | 50.91% |  | 49.09% | 14 | 2 | 0% | 0%
High Efficiency PTHP | Lodging/Hospitality | E | X | 100% | 50.91% |  | 49.09% | 14 | 2 | 0% | 0%
High Efficiency PTHP | Miscellaneous | E | X | 100% | 50.91% |  | 49.09% | 14 | 2 | 0% | 0%
High Efficiency PTHP | Offices | E | X | 100% | 50.91% |  | 49.09% | 14 | 2 | 0% | 0%
High Efficiency PTHP | Restaurants | E | X | 100% | 50.91% |  | 49.09% | 14 | 2 | 0% | 0%
High Efficiency PTHP | Retail | E | X | 100% | 50.91% |  | 49.09% | 14 | 2 | 0% | 0%
High Efficiency PTHP | Schools K-12 | E | X | 100% | 50.91% |  | 49.09% | 14 | 2 | 0% | 0%
High Efficiency PTHP | Warehouse | E | X | 100% | 50.91% |  | 49.09% | 14 | 2 | 0% | 0%
High Efficiency PTHP | Assembly | N | X | 100% | 50.91% |  | 49.09% | 14 | 2 | 0% | 0%
High Efficiency PTHP | College and University | N | X | 100% | 50.91% |  | 49.09% | 14 | 2 | 0% | 0%
High Efficiency PTHP | Grocery | N | X | 100% | 50.91% |  | 49.09% | 14 | 2 | 0% | 0%
High Efficiency PTHP | Healthcare | N | X | 100% | 50.91% |  | 49.09% | 14 | 2 | 0% | 0%
High Efficiency PTHP | Hospitals | N | X | 100% | 50.91% |  | 49.09% | 14 | 2 | 0% | 0%
High Efficiency PTHP | Institutional | N | X | 100% | 50.91% |  | 49.09% | 14 | 2 | 0% | 0%
High Efficiency PTHP | Lodging/Hospitality | N | X | 100% | 50.91% |  | 49.09% | 14 | 2 | 0% | 0%
High Efficiency PTHP | Miscellaneous | N | X | 100% | 50.91% |  | 49.09% | 14 | 2 | 0% | 0%
High Efficiency PTHP | Offices | N | X | 100% | 50.91% |  | 49.09% | 14 | 2 | 0% | 0%
High Efficiency PTHP | Restaurants | N | X | 100% | 50.91% |  | 49.09% | 14 | 2 | 0% | 0%
High Efficiency PTHP | Retail | N | X | 100% | 50.91% |  | 49.09% | 14 | 2 | 0% | 0%
High Efficiency PTHP | Schools K-12 | N | X | 100% | 50.91% |  | 49.09% | 14 | 2 | 0% | 0%
High Efficiency PTHP | Warehouse | N | X | 100% | 50.91% |  | 49.09% | 14 | 2 | 0% | 0%
Variable Refrigerant Flow (VRF) HVAC Systems | Assembly | T | X | 100% | 50.91% |  | 49.09% | 14 | 1 | 49.09% | 49.09%
Variable Refrigerant Flow (VRF) HVAC Systems | College and University | T | X | 100% | 50.91% |  | 49.09% | 14 | 1 | 49.09% | 49.09%
Variable Refrigerant Flow (VRF) HVAC Systems | Grocery | T | X | 100% | 50.91% |  | 49.09% | 14 | 1 | 49.09% | 49.09%
Variable Refrigerant Flow (VRF) HVAC Systems | Healthcare | T | X | 100% | 50.91% |  | 49.09% | 14 | 1 | 49.09% | 49.09%
Variable Refrigerant Flow (VRF) HVAC Systems | Hospitals | T | X | 100% | 50.91% |  | 49.09% | 14 | 1 | 49.09% | 49.09%
Variable Refrigerant Flow (VRF) HVAC Systems | Institutional | T | X | 100% | 50.91% |  | 49.09% | 14 | 1 | 49.09% | 49.09%
Variable Refrigerant Flow (VRF) HVAC Systems | Lodging/Hospitality | T | X | 100% | 50.91% |  | 49.09% | 14 | 1 | 49.09% | 49.09%
Variable Refrigerant Flow (VRF) HVAC Systems | Miscellaneous | T | X | 100% | 50.91% |  | 49.09% | 14 | 1 | 49.09% | 49.09%
Variable Refrigerant Flow (VRF) HVAC Systems | Offices | T | X | 100% | 50.91% |  | 49.09% | 14 | 1 | 49.09% | 49.09%
Variable Refrigerant Flow (VRF) HVAC Systems | Restaurants | T | X | 100% | 50.91% |  | 49.09% | 14 | 1 | 49.09% | 49.09%
Variable Refrigerant Flow (VRF) HVAC Systems | Retail | T | X | 100% | 50.91% |  | 49.09% | 14 | 1 | 49.09% | 49.09%
Variable Refrigerant Flow (VRF) HVAC Systems | Schools K-12 | T | X | 100% | 50.91% |  | 49.09% | 14 | 1 | 49.09% | 49.09%
Variable Refrigerant Flow (VRF) HVAC Systems | Warehouse | T | X | 100% | 50.91% |  | 49.09% | 14 | 1 | 49.09% | 49.09%
Variable Refrigerant Flow (VRF) HVAC Systems | Assembly | E | X | 100% | 50.91% |  | 49.09% | 14 | 1 | 49.09% | 49.09%
Variable Refrigerant Flow (VRF) HVAC Systems | College and University | E | X | 100% | 50.91% |  | 49.09% | 14 | 1 | 49.09% | 49.09%
Variable Refrigerant Flow (VRF) HVAC Systems | Grocery | E | X | 100% | 50.91% |  | 49.09% | 14 | 1 | 49.09% | 49.09%
Variable Refrigerant Flow (VRF) HVAC Systems | Healthcare | E | X | 100% | 50.91% |  | 49.09% | 14 | 1 | 49.09% | 49.09%
Variable Refrigerant Flow (VRF) HVAC Systems | Hospitals | E | X | 100% | 50.91% |  | 49.09% | 14 | 1 | 49.09% | 49.09%
Variable Refrigerant Flow (VRF) HVAC Systems | Institutional | E | X | 100% | 50.91% |  | 49.09% | 14 | 1 | 49.09% | 49.09%
Variable Refrigerant Flow (VRF) HVAC Systems | Lodging/Hospitality | E | X | 100% | 50.91% |  | 49.09% | 14 | 1 | 49.09% | 49.09%
Variable Refrigerant Flow (VRF) HVAC Systems | Miscellaneous | E | X | 100% | 50.91% |  | 49.09% | 14 | 1 | 49.09% | 49.09%
Variable Refrigerant Flow (VRF) HVAC Systems | Offices | E | X | 100% | 50.91% |  | 49.09% | 14 | 1 | 49.09% | 49.09%
Variable Refrigerant Flow (VRF) HVAC Systems | Restaurants | E | X | 100% | 50.91% |  | 49.09% | 14 | 1 | 49.09% | 49.09%
Variable Refrigerant Flow (VRF) HVAC Systems | Retail | E | X | 100% | 50.91% |  | 49.09% | 14 | 1 | 49.09% | 49.09%
Variable Refrigerant Flow (VRF) HVAC Systems | Schools K-12 | E | X | 100% | 50.91% |  | 49.09% | 14 | 1 | 49.09% | 49.09%
Variable Refrigerant Flow (VRF) HVAC Systems | Warehouse | E | X | 100% | 50.91% |  | 49.09% | 14 | 1 | 49.09% | 49.09%
Variable Refrigerant Flow (VRF) HVAC Systems | Assembly | N | X | 100% | 50.91% |  | 49.09% | 14 | 1 | 49.09% | 49.09%
Variable Refrigerant Flow (VRF) HVAC Systems | College and University | N | X | 100% | 50.91% |  | 49.09% | 14 | 1 | 49.09% | 49.09%
Variable Refrigerant Flow (VRF) HVAC Systems | Grocery | N | X | 100% | 50.91% |  | 49.09% | 14 | 1 | 49.09% | 49.09%
Variable Refrigerant Flow (VRF) HVAC Systems | Healthcare | N | X | 100% | 50.91% |  | 49.09% | 14 | 1 | 49.09% | 49.09%
Variable Refrigerant Flow (VRF) HVAC Systems | Hospitals | N | X | 100% | 50.91% |  | 49.09% | 14 | 1 | 49.09% | 49.09%
Variable Refrigerant Flow (VRF) HVAC Systems | Institutional | N | X | 100% | 50.91% |  | 49.09% | 14 | 1 | 49.09% | 49.09%
Variable Refrigerant Flow (VRF) HVAC Systems | Lodging/Hospitality | N | X | 100% | 50.91% |  | 49.09% | 14 | 1 | 49.09% | 49.09%
Variable Refrigerant Flow (VRF) HVAC Systems | Miscellaneous | N | X | 100% | 50.91% |  | 49.09% | 14 | 1 | 49.09% | 49.09%
Variable Refrigerant Flow (VRF) HVAC Systems | Offices | N | X | 100% | 50.91% |  | 49.09% | 14 | 1 | 49.09% | 49.09%
Variable Refrigerant Flow (VRF) HVAC Systems | Restaurants | N | X | 100% | 50.91% |  | 49.09% | 14 | 1 | 49.09% | 49.09%
Variable Refrigerant Flow (VRF) HVAC Systems | Retail | N | X | 100% | 50.91% |  | 49.09% | 14 | 1 | 49.09% | 49.09%
Variable Refrigerant Flow (VRF) HVAC Systems | Schools K-12 | N | X | 100% | 50.91% |  | 49.09% | 14 | 1 | 49.09% | 49.09%
Variable Refrigerant Flow (VRF) HVAC Systems | Warehouse | N | X | 100% | 50.91% |  | 49.09% | 14 | 1 | 49.09% | 49.09%
CFL-23W | Assembly | T | X | 70% | 53.42% |  | 32.61% | 4 | 2 | 0% | 0%
CFL-23W | College and University | T | X | 70% | 53.42% |  | 32.61% | 4 | 2 | 0% | 0%
CFL-23W | Grocery | T | X | 70% | 53.42% |  | 32.61% | 4 | 2 | 0% | 0%
CFL-23W | Healthcare | T | X | 70% | 53.42% |  | 32.61% | 4 | 2 | 0% | 0%
CFL-23W | Hospitals | T | X | 70% | 53.42% |  | 32.61% | 4 | 2 | 0% | 0%
CFL-23W | Institutional | T | X | 70% | 53.42% |  | 32.61% | 4 | 2 | 0% | 0%
CFL-23W | Lodging/Hospitality | T | X | 70% | 53.42% |  | 32.61% | 4 | 2 | 0% | 0%
CFL-23W | Miscellaneous | T | X | 70% | 53.42% |  | 32.61% | 4 | 2 | 0% | 0%
CFL-23W | Offices | T | X | 70% | 53.42% |  | 32.61% | 4 | 2 | 0% | 0%
CFL-23W | Restaurants | T | X | 50% | 53.42% |  | 23.29% | 4 | 2 | 0% | 0%
CFL-23W | Retail | T | X | 50% | 53.42% |  | 23.29% | 4 | 2 | 0% | 0%
CFL-23W | Schools K-12 | T | X | 70% | 53.42% |  | 32.61% | 4 | 2 | 0% | 0%
CFL-23W | Warehouse | T | X | 70% | 53.42% |  | 32.61% | 4 | 2 | 0% | 0%
CFL-23W | Assembly | E | X | 70% | 53.42% |  | 32.61% | 4 | 2 | 0% | 0%
CFL-23W | College and University | E | X | 70% | 53.42% |  | 32.61% | 4 | 2 | 0% | 0%
CFL-23W | Grocery | E | X | 70% | 53.42% |  | 32.61% | 4 | 2 | 0% | 0%
CFL-23W | Healthcare | E | X | 70% | 53.42% |  | 32.61% | 4 | 2 | 0% | 0%
CFL-23W | Hospitals | E | X | 70% | 53.42% |  | 32.61% | 4 | 2 | 0% | 0%
CFL-23W | Institutional | E | X | 70% | 53.42% |  | 32.61% | 4 | 2 | 0% | 0%
CFL-23W | Lodging/Hospitality | E | X | 70% | 53.42% |  | 32.61% | 4 | 2 | 0% | 0%
CFL-23W | Miscellaneous | E | X | 70% | 53.42% |  | 32.61% | 4 | 2 | 0% | 0%
CFL-23W | Offices | E | X | 70% | 53.42% |  | 32.61% | 4 | 2 | 0% | 0%
CFL-23W | Restaurants | E | X | 50% | 53.42% |  | 23.29% | 4 | 2 | 0% | 0%
CFL-23W | Retail | E | X | 50% | 53.42% |  | 23.29% | 4 | 2 | 0% | 0%
CFL-23W | Schools K-12 | E | X | 70% | 53.42% |  | 32.61% | 4 | 2 | 0% | 0%
CFL-23W | Warehouse | E | X | 70% | 53.42% |  | 32.61% | 4 | 2 | 0% | 0%
CFL-23W | Assembly | N | X | 0% | 53.42% |  | 0% | 4 | 2 | 0% | 0%
CFL-23W | College and University | N | X | 0% | 53.42% |  | 0% | 4 | 2 | 0% | 0%
CFL-23W | Grocery | N | X | 0% | 53.42% |  | 0% | 4 | 2 | 0% | 0%
CFL-23W | Healthcare | N | X | 0% | 53.42% |  | 0% | 4 | 2 | 0% | 0%
CFL-23W | Hospitals | N | X | 0% | 53.42% |  | 0% | 4 | 2 | 0% | 0%
CFL-23W | Institutional | N | X | 0% | 53.42% |  | 0% | 4 | 2 | 0% | 0%
CFL-23W | Lodging/Hospitality | N | X | 0% | 53.42% |  | 0% | 4 | 2 | 0% | 0%
CFL-23W | Miscellaneous | N | X | 0% | 53.42% |  | 0% | 4 | 2 | 0% | 0%
CFL-23W | Offices | N | X | 0% | 53.42% |  | 0% | 4 | 2 | 0% | 0%
CFL-23W | Restaurants | N | X | 0% | 53.42% |  | 0% | 4 | 2 | 0% | 0%
CFL-23W | Retail | N | X | 0% | 53.42% |  | 0% | 4 | 2 | 0% | 0%
CFL-23W | Schools K-12 | N | X | 0% | 53.42% |  | 0% | 4 | 2 | 0% | 0%
CFL-23W | Warehouse | N | X | 0% | 53.42% |  | 0% | 4 | 2 | 0% | 0%
High Bay Fluorescent (T5) | Assembly | T | X | 100% | 34.09% |  | 65.91% | 5 | 2 | 0% | 0%
High Bay Fluorescent (T5) | College and University | T |  |  |  |  | 0% | 5 | 2 | 0% | 0%
High Bay Fluorescent (T5) | Grocery | T |  |  |  |  | 0% | 5 | 2 | 0% | 0%
High Bay Fluorescent (T5) | Healthcare | T |  |  |  |  | 0% | 5 | 2 | 0% | 0%
High Bay Fluorescent (T5) | Hospitals | T |  |  |  |  | 0% | 5 | 2 | 0% | 0%
High Bay Fluorescent (T5) | Institutional | T |  |  |  |  | 0% | 5 | 2 | 0% | 0%
High Bay Fluorescent (T5) | Lodging/Hospitality | T |  |  |  |  | 0% | 5 | 2 | 0% | 0%
High Bay Fluorescent (T5) | Miscellaneous | T |  |  |  |  | 0% | 5 | 2 | 0% | 0%
High Bay Fluorescent (T5) | Offices | T |  |  |  |  | 0% | 5 | 2 | 0% | 0%
High Bay Fluorescent (T5) | Restaurants | T |  |  |  |  | 0% | 5 | 2 | 0% | 0%
High Bay Fluorescent (T5) | Retail | T | X | 100% | 34.09% |  | 65.91% | 5 | 2 | 0% | 0%
High Bay Fluorescent (T5) | Schools K-12 | T |  |  |  |  | 0% | 5 | 2 | 0% | 0%
High Bay Fluorescent (T5) | Warehouse | T | X | 100% | 34.09% |  | 65.91% | 5 | 2 | 0% | 0%
High Bay Fluorescent (T5) | Assembly | E | X | 100% | 34.09% |  | 65.91% | 5 | 2 | 0% | 0%
High Bay Fluorescent (T5) | College and University | E |  |  |  |  | 0% | 5 | 2 | 0% | 0%
High Bay Fluorescent (T5) | Grocery | E |  |  |  |  | 0% | 5 | 2 | 0% | 0%
High Bay Fluorescent (T5) | Healthcare | E |  |  |  |  | 0% | 5 | 2 | 0% | 0%
High Bay Fluorescent (T5) | Hospitals | E |  |  |  |  | 0% | 5 | 2 | 0% | 0%
High Bay Fluorescent (T5) | Institutional | E |  |  |  |  | 0% | 5 | 2 | 0% | 0%
High Bay Fluorescent (T5) | Lodging/Hospitality | E |  |  |  |  | 0% | 5 | 2 | 0% | 0%
High Bay Fluorescent (T5) | Miscellaneous | E |  |  |  |  | 0% | 5 | 2 | 0% | 0%
High Bay Fluorescent (T5) | Offices | E |  |  |  |  | 0% | 5 | 2 | 0% | 0%
High Bay Fluorescent (T5) | Restaurants | E |  |  |  |  | 0% | 5 | 2 | 0% | 0%
High Bay Fluorescent (T5) | Retail | E | X | 100% | 34.09% |  | 65.91% | 5 | 2 | 0% | 0%
High Bay Fluorescent (T5) | Schools K-12 | E |  |  |  |  | 0% | 5 | 2 | 0% | 0%
High Bay Fluorescent (T5) | Warehouse | E | X | 100% | 34.09% |  | 65.91% | 5 | 2 | 0% | 0%
High Bay Fluorescent (T5) | Assembly | N | X | 0% | 34.09% |  | 0% | 5 | 2 | 0% | 0%
High Bay Fluorescent (T5) | College and University | N |  | 0% |  |  | 0% | 5 | 2 | 0% | 0%
High Bay Fluorescent (T5) | Grocery | N |  | 0% |  |  | 0% | 5 | 2 | 0% | 0%
High Bay Fluorescent (T5) | Healthcare | N |  | 0% |  |  | 0% | 5 | 2 | 0% | 0%
High Bay Fluorescent (T5) | Hospitals | N |  | 0% |  |  | 0% | 5 | 2 | 0% | 0%
High Bay Fluorescent (T5) | Institutional | N |  | 0% |  |  | 0% | 5 | 2 | 0% | 0%
High Bay Fluorescent (T5) | Lodging/Hospitality | N |  | 0% |  |  | 0% | 5 | 2 | 0% | 0%
High Bay Fluorescent (T5) | Miscellaneous | N |  | 0% |  |  | 0% | 5 | 2 | 0% | 0%
High Bay Fluorescent (T5) | Offices | N |  | 0% |  |  | 0% | 5 | 2 | 0% | 0%
High Bay Fluorescent (T5) | Restaurants | N |  | 0% |  |  | 0% | 5 | 2 | 0% | 0%
High Bay Fluorescent (T5) | Retail | N | X | 0% | 34.09% |  | 0% | 5 | 2 | 0% | 0%
High Bay Fluorescent (T5) | Schools K-12 | N |  | 0% |  |  | 0% | 5 | 2 | 0% | 0%
High Bay Fluorescent (T5) | Warehouse | N | X | 0% | 34.09% |  | 0% | 5 | 2 | 0% | 0%
High Bay LED | Assembly | T | X | 100% | 34.09% |  | 65.91% | 5 | 1 | 65.91% | 65.91%
High Bay LED | College and University | T |  |  |  |  | 0% | 5 | 1 | 0% | 0%
High Bay LED | Grocery | T |  |  |  |  | 0% | 5 | 1 | 0% | 0%
High Bay LED | Healthcare | T |  |  |  |  | 0% | 5 | 1 | 0% | 0%
High Bay LED | Hospitals | T |  |  |  |  | 0% | 5 | 1 | 0% | 0%
High Bay LED | Institutional | T |  |  |  |  | 0% | 5 | 1 | 0% | 0%
High Bay LED | Lodging/Hospitality | T |  |  |  |  | 0% | 5 | 1 | 0% | 0%
High Bay LED | Miscellaneous | T |  |  |  |  | 0% | 5 | 1 | 0% | 0%
High Bay LED | Offices | T |  |  |  |  | 0% | 5 | 1 | 0% | 0%
High Bay LED | Restaurants | T |  |  |  |  | 0% | 5 | 1 | 0% | 0%
High Bay LED | Retail | T | X | 100% | 34.09% |  | 65.91% | 5 | 1 | 65.91% | 65.91%
High Bay LED | Schools K-12 | T |  |  |  |  | 0% | 5 | 1 | 0% | 0%
High Bay LED | Warehouse | T | X | 100% | 34.09% |  | 65.91% | 5 | 1 | 65.91% | 65.91%
High Bay LED | Assembly | E | X | 100% | 34.09% |  | 65.91% | 5 | 1 | 65.91% | 65.91%
High Bay LED | College and University | E |  |  |  |  | 0% | 5 | 1 | 0% | 0%
High Bay LED | Grocery | E |  |  |  |  | 0% | 5 | 1 | 0% | 0%
High Bay LED | Healthcare | E |  |  |  |  | 0% | 5 | 1 | 0% | 0%
High Bay LED | Hospitals | E |  |  |  |  | 0% | 5 | 1 | 0% | 0%
High Bay LED | Institutional | E |  |  |  |  | 0% | 5 | 1 | 0% | 0%
High Bay LED | Lodging/Hospitality | E |  |  |  |  | 0% | 5 | 1 | 0% | 0%
High Bay LED | Miscellaneous | E |  |  |  |  | 0% | 5 | 1 | 0% | 0%
High Bay LED | Offices | E |  |  |  |  | 0% | 5 | 1 | 0% | 0%
High Bay LED | Restaurants | E |  |  |  |  | 0% | 5 | 1 | 0% | 0%
High Bay LED | Retail | E | X | 100% | 34.09% |  | 65.91% | 5 | 1 | 65.91% | 65.91%
High Bay LED | Schools K-12 | E |  |  |  |  | 0% | 5 | 1 | 0% | 0%
High Bay LED | Warehouse | E | X | 100% | 34.09% |  | 65.91% | 5 | 1 | 65.91% | 65.91%
High Bay LED | Assembly | N | X | 0% | 34.09% |  | 0% | 5 | 1 | 0% | 0%
High Bay LED | College and University | N |  | 0% |  |  | 0% | 5 | 1 | 0% | 0%
High Bay LED | Grocery | N |  | 0% |  |  | 0% | 5 | 1 | 0% | 0%
High Bay LED | Healthcare | N |  | 0% |  |  | 0% | 5 | 1 | 0% | 0%
High Bay LED | Hospitals | N |  | 0% |  |  | 0% | 5 | 1 | 0% | 0%
High Bay LED | Institutional | N |  | 0% |  |  | 0% | 5 | 1 | 0% | 0%
High Bay LED | Lodging/Hospitality | N |  | 0% |  |  | 0% | 5 | 1 | 0% | 0%
High Bay LED | Miscellaneous | N |  | 0% |  |  | 0% | 5 | 1 | 0% | 0%
High Bay LED | Offices | N |  | 0% |  |  | 0% | 5 | 1 | 0% | 0%
High Bay LED | Restaurants | N |  | 0% |  |  | 0% | 5 | 1 | 0% | 0%
High Bay LED | Retail | N | X | 0% | 34.09% |  | 0% | 5 | 1 | 0% | 0%
High Bay LED | Schools K-12 | N |  | 0% |  |  | 0% | 5 | 1 | 0% | 0%
High Bay LED | Warehouse | N | X | 0% | 34.09% |  | 0% | 5 | 1 | 0% | 0%
LED - 14W | Assembly | T | X | 70% | 23.13% |  | 53.81% | 4 | 1 | 86.42% | 86.42%
LED - 14W | College and University | T | X | 70% | 23.13% |  | 53.81% | 4 | 1 | 86.42% | 86.42%
LED - 14W | Grocery | T | X | 70% | 23.13% |  | 53.81% | 4 | 1 | 86.42% | 86.42%
LED - 14W | Healthcare | T | X | 70% | 23.13% |  | 53.81% | 4 | 1 | 86.42% | 86.42%
LED - 14W | Hospitals | T | X | 70% | 23.13% |  | 53.81% | 4 | 1 | 86.42% | 86.42%
LED - 14W | Institutional | T | X | 70% | 23.13% |  | 53.81% | 4 | 1 | 86.42% | 86.42%
LED - 14W | Lodging/Hospitality | T | X | 70% | 23.13% |  | 53.81% | 4 | 1 | 86.42% | 86.42%
LED - 14W | Miscellaneous | T | X | 70% | 23.13% |  | 53.81% | 4 | 1 | 86.42% | 86.42%
LED - 14W | Offices | T | X | 70% | 23.13% |  | 53.81% | 4 | 1 | 86.42% | 86.42%
LED - 14W | Restaurants | T | X | 50% | 23.13% |  | 38.44% | 4 | 1 | 61.73% | 61.73%
LED - 14W | Retail | T | X | 50% | 23.13% |  | 38.44% | 4 | 1 | 61.73% | 61.73%
LED - 14W | Schools K-12 | T | X | 70% | 23.13% |  | 53.81% | 4 | 1 | 86.42% | 86.42%
LED - 14W | Warehouse | T | X | 70% | 23.13% |  | 53.81% | 4 | 1 | 86.42% | 86.42%
LED - 14W | Assembly | E | X | 70% | 23.13% |  | 53.81% | 4 | 1 | 86.42% | 86.42%
LED - 14W | College and University | E | X | 70% | 23.13% |  | 53.81% | 4 | 1 | 86.42% | 86.42%
LED - 14W | Grocery | E | X | 70% | 23.13% |  | 53.81% | 4 | 1 | 86.42% | 86.42%
LED - 14W | Healthcare | E | X | 70% | 23.13% |  | 53.81% | 4 | 1 | 86.42% | 86.42%
LED - 14W | Hospitals | E | X | 70% | 23.13% |  | 53.81% | 4 | 1 | 86.42% | 86.42%
LED - 14W | Institutional | E | X | 70% | 23.13% |  | 53.81% | 4 | 1 | 86.42% | 86.42%
LED - 14W | Lodging/Hospitality | E | X | 70% | 23.13% |  | 53.81% | 4 | 1 | 86.42% | 86.42%
LED - 14W | Miscellaneous | E | X | 70% | 23.13% |  | 53.81% | 4 | 1 | 86.42% | 86.42%
LED - 14W | Offices | E | X | 70% | 23.13% |  | 53.81% | 4 | 1 | 86.42% | 86.42%
LED - 14W | Restaurants | E | X | 50% | 23.13% |  | 38.44% | 4 | 1 | 61.73% | 61.73%
LED - 14W | Retail | E | X | 50% | 23.13% |  | 38.44% | 4 | 1 | 61.73% | 61.73%
LED - 14W | Schools K-12 | E | X | 70% | 23.13% |  | 53.81% | 4 | 1 | 86.42% | 86.42%
LED - 14W | Warehouse | E | X | 70% | 23.13% |  | 53.81% | 4 | 1 | 86.42% | 86.42%
LED - 14W | Assembly | N | X | 0% | 23.13% |  | 0% | 4 | 1 | 0% | 0%
LED - 14W | College and University | N | X | 0% | 23.13% |  | 0% | 4 | 1 | 0% | 0%
LED - 14W | Grocery | N | X | 0% | 23.13% |  | 0% | 4 | 1 | 0% | 0%
LED - 14W | Healthcare | N | X | 0% | 23.13% |  | 0% | 4 | 1 | 0% | 0%
LED - 14W | Hospitals | N | X | 0% | 23.13% |  | 0% | 4 | 1 | 0% | 0%
LED - 14W | Institutional | N | X | 0% | 23.13% |  | 0% | 4 | 1 | 0% | 0%
LED - 14W | Lodging/Hospitality | N | X | 0% | 23.13% |  | 0% | 4 | 1 | 0% | 0%
LED - 14W | Miscellaneous | N | X | 0% | 23.13% |  | 0% | 4 | 1 | 0% | 0%
LED - 14W | Offices | N | X | 0% | 23.13% |  | 0% | 4 | 1 | 0% | 0%
LED - 14W | Restaurants | N | X | 0% | 23.13% |  | 0% | 4 | 1 | 0% | 0%
LED - 14W | Retail | N | X | 0% | 23.13% |  | 0% | 4 | 1 | 0% | 0%
LED - 14W | Schools K-12 | N | X | 0% | 23.13% |  | 0% | 4 | 1 | 0% | 0%
LED - 14W | Warehouse | N | X | 0% | 23.13% |  | 0% | 4 | 1 | 0% | 0%
LED Display Lighting (Interior) | Assembly | T | X | 2.769% | 23.13% |  | 2.129% |  |  |  | 2.129%
LED Display Lighting (Interior) | College and University | T | X | 2.769% | 23.13% |  | 2.129% |  |  |  | 2.129%
LED Display Lighting (Interior) | Grocery | T | X | 2.769% | 23.13% |  | 2.129% |  |  |  | 2.129%
LED Display Lighting (Interior) | Healthcare | T | X | 2.769% | 23.13% |  | 2.129% |  |  |  | 2.129%
LED Display Lighting (Interior) | Hospitals | T | X | 2.769% | 23.13% |  | 2.129% |  |  |  | 2.129%
LED Display Lighting (Interior) | Institutional | T | X | 2.769% | 23.13% |  | 2.129% |  |  |  | 2.129%
LED Display Lighting (Interior) | Lodging/Hospitality | T | X | 2.769% | 23.13% |  | 2.129% |  |  |  | 2.129%
LED Display Lighting (Interior) | Miscellaneous | T | X | 3% | 23.13% |  | 2.306% |  |  |  | 2.306%
LED Display Lighting (Interior) | Offices | T | X | 2.769% | 23.13% |  | 2.129% |  |  |  | 2.129%
LED Display Lighting (Interior) | Restaurants | T | X | 2.769% | 23.13% |  | 2.129% |  |  |  | 2.129%
LED Display Lighting (Interior) | Retail | T | X | 2.769% | 23.13% |  | 2.129% |  |  |  | 2.129%
LED Display Lighting (Interior) | Schools K-12 | T | X | 2.769% | 23.13% |  | 2.129% |  |  |  | 2.129%
LED Display Lighting (Interior) | Warehouse | T | X | 2.769% | 23.13% |  | 2.129% |  |  |  | 2.129%
LED Display Lighting (Interior) | Assembly | E | X | 3.231% | 23.13% |  | 2.484% |  |  |  | 2.484%
LED Display Lighting (Interior) | College and University | E | X | 3.231% | 23.13% |  | 2.484% |  |  |  | 2.484%
LED Display Lighting (Interior) | Grocery | E | X | 3.231% | 23.13% |  | 2.484% |  |  |  | 2.484%
LED Display Lighting (Interior) | Healthcare | E | X | 3.231% | 23.13% |  | 2.484% |  |  |  | 2.484%
LED Display Lighting (Interior) | Hospitals | E | X | 3.231% | 23.13% |  | 2.484% |  |  |  | 2.484%
LED Display Lighting (Interior) | Institutional | E | X | 3.231% | 23.13% |  | 2.484% |  |  |  | 2.484%
LED Display Lighting (Interior) | Lodging/Hospitality | E | X | 3.231% | 23.13% |  | 2.484% |  |  |  | 2.484%
LED Display Lighting (Interior) | Miscellaneous | E | X | 3% | 23.13% |  | 2.306% |  |  |  | 2.306%
LED Display Lighting (Interior) | Offices | E | X | 3.231% | 23.13% |  | 2.484% |  |  |  | 2.484%
LED Display Lighting (Interior) | Restaurants | E | X | 3.231% | 23.13% |  | 2.484% |  |  |  | 2.484%
LED Display Lighting (Interior) | Retail | E | X | 3.231% | 23.13% |  | 2.484% |  |  |  | 2.484%
LED Display Lighting (Interior) | Schools K-12 | E | X | 3.231% | 23.13% |  | 2.484% |  |  |  | 2.484%
LED Display Lighting (Interior) | Warehouse | E | X | 3.231% | 23.13% |  | 2.484% |  |  |  | 2.484%
LED Display Lighting (Interior) | Assembly | N | X | 0% | 23.13% |  | 0% |  |  |  | 0%
LED Display Lighting (Interior) | College and University | N | X | 0% | 23.13% |  | 0% |  |  |  | 0%
LED Display Lighting (Interior) | Grocery | N | X | 0% | 23.13% |  | 0% |  |  |  | 0%
LED Display Lighting (Interior) | Healthcare | N | X | 0% | 23.13% |  | 0% |  |  |  | 0%
LED Display Lighting (Interior) | Hospitals | N | X | 0% | 23.13% |  | 0% |  |  |  | 0%
LED Display Lighting (Interior) | Institutional | N | X | 0% | 23.13% |  | 0% |  |  |  | 0%
LED Display Lighting (Interior) | Lodging/Hospitality | N | X | 0% | 23.13% |  | 0% |  |  |  | 0%
LED Display Lighting (Interior) | Miscellaneous | N | X | 0% | 23.13% |  | 0% |  |  |  | 0%
LED Display Lighting (Interior) | Offices | N | X | 0% | 23.13% |  | 0% |  |  |  | 0%
LED Display Lighting (Interior) | Restaurants | N | X | 0% | 23.13% |  | 0% |  |  |  | 0%
LED Display Lighting (Interior) | Retail | N | X | 0% | 23.13% |  | 0% |  |  |  | 0%
LED Display Lighting (Interior) | Schools K-12 | N | X | 0% | 23.13% |  | 0% |  |  |  | 0%
LED Display Lighting (Interior) | Warehouse | N | X | 0% | 23.13% |  | 0% |  |  |  | 0%
LED Exit Sign | Assembly | T | X | 57% | 45.7% |  | 30.95% |  |  |  | 30.95%
LED Exit Sign | College and University | T | X | 57% | 45.7% |  | 30.95% |  |  |  | 30.95%
LED Exit Sign | Grocery | T | X | 57% | 34.81% |  | 37.16% |  |  |  | 37.16%
LED Exit Sign | Healthcare | T | X | 57% | 45.7% |  | 30.95% |  |  |  | 30.95%
LED Exit Sign | Hospitals | T | X | 57% | 62.88% |  | 21.16% |  |  |  | 21.16%
LED Exit Sign | Institutional | T | X | 57% | 45.7% |  | 30.95% |  |  |  | 30.95%
LED Exit Sign | Lodging/Hospitality | T | X | 57% | 45.7% |  | 30.95% |  |  |  | 30.95%
LED Exit Sign | Miscellaneous | T | X | 38% | 62.63% |  | 14.2% |  |  |  | 14.2%
LED Exit Sign | Offices | T | X | 57% | 45.7% |  | 30.95% |  |  |  | 30.95%
LED Exit Sign | Restaurants | T | X | 57% | 34.81% |  | 37.16% |  |  |  | 37.16%
LED Exit Sign | Retail | T | X | 57% | 34.81% |  | 37.16% |  |  |  | 37.16%
LED Exit Sign | Schools K-12 | T | X | 57% | 45.7% |  | 30.95% |  |  |  | 30.95%
LED Exit Sign | Warehouse | T | X | 57% | 45.7% |  | 30.95% |  |  |  | 30.95%
LED Exit Sign | Assembly | E | X | 19% | 45.7% |  | 10.32% |  |  |  | 10.32%
LED Exit Sign | College and University | E | X | 19% | 45.7% |  | 10.32% |  |  |  | 10.32%
LED Exit Sign | Grocery | E | X | 19% | 34.81% |  | 12.39% |  |  |  | 12.39%
LED Exit Sign | Healthcare | E | X | 19% | 45.7% |  | 10.32% |  |  |  | 10.32%
LED Exit Sign | Hospitals | E | X | 19% | 62.88% |  | 7.053% |  |  |  | 7.053%
LED Exit Sign | Institutional | E | X | 19% | 45.7% |  | 10.32% |  |  |  | 10.32%
LED Exit Sign | Lodging/Hospitality | E | X | 19% | 45.7% |  | 10.32% |  |  |  | 10.32%
LED Exit Sign | Miscellaneous | E | X | 38% | 62.63% |  | 14.2% |  |  |  | 14.2%
LED Exit Sign | Offices | E | X | 19% | 45.7% |  | 10.32% |  |  |  | 10.32%
LED Exit Sign | Restaurants | E | X | 19% | 34.81% |  | 12.39% |  |  |  | 12.39%
LED Exit Sign | Retail | E | X | 19% | 34.81% |  | 12.39% |  |  |  | 12.39%
LED Exit Sign | Schools K-12 | E | X | 19% | 45.7% |  | 10.32% |  |  |  | 10.32%
LED Exit Sign | Warehouse | E | X | 19% | 45.7% |  | 10.32% |  |  |  | 10.32%
LED Exit Sign | Assembly | N | X | 0% | 100% |  | 0% |  |  |  | 0%
LED Exit Sign | College and University | N | X | 0% | 100% |  | 0% |  |  |  | 0%
LED Exit Sign | Grocery | N | X | 0% | 100% |  | 0% |  |  |  | 0%
LED Exit Sign | Healthcare | N | X | 0% | 100% |  | 0% |  |  |  | 0%
LED Exit Sign | Hospitals | N | X | 0% | 100% |  | 0% |  |  |  | 0%
LED Exit Sign | Institutional | N | X | 0% | 100% |  | 0% |  |  |  | 0%
LED Exit Sign | Lodging/Hospitality | N | X | 0% | 100% |  | 0% |  |  |  | 0%
LED Exit Sign | Miscellaneous | N | X | 0% | 62.63% |  | 0% |  |  |  | 0%
LED Exit Sign | Offices | N | X | 0% | 100% |  | 0% |  |  |  | 0%
LED Exit Sign | Restaurants | N | X | 0% | 100% |  | 0% |  |  |  | 0%
LED Exit Sign | Retail | N | X | 0% | 100% |  | 0% |  |  |  | 0%
LED Exit Sign | Schools K-12 | N | X | 0% | 100% |  | 0% |  |  |  | 0%
LED Exit Sign | Warehouse | N | X | 0% | 100% |  | 0% |  |  |  | 0%
LED Linear - Fixture Replacement | Assembly | T | X | 36% | 33.05% |  | 24.1% | 6 | 1 | 24.1% | 24.1%
LED Linear - Fixture Replacement | College and University | T | X | 36% | 33.05% |  | 24.1% | 6 | 1 | 24.1% | 24.1%
LED Linear - Fixture Replacement | Grocery | T | X | 36% | 33.05% |  | 24.1% | 6 | 1 | 24.1% | 24.1%
LED Linear - Fixture Replacement | Healthcare | T | X | 36% | 33.05% |  | 24.1% | 6 | 1 | 24.1% | 24.1%
LED Linear - Fixture Replacement | Hospitals | T | X | 36% | 33.05% |  | 24.1% | 6 | 1 | 24.1% | 24.1%
LED Linear - Fixture Replacement | Institutional | T | X | 36% | 33.05% |  | 24.1% | 6 | 1 | 24.1% | 24.1%
LED Linear - Fixture Replacement | Lodging/Hospitality | T | X | 36% | 33.05% |  | 24.1% | 6 | 1 | 24.1% | 24.1%
LED Linear - Fixture Replacement | Miscellaneous | T | X | 36% | 33.05% |  | 24.1% | 6 | 1 | 24.1% | 24.1%
LED Linear - Fixture Replacement | Offices | T | X | 36% | 33.05% |  | 24.1% | 6 | 1 | 24.1% | 24.1%
LED Linear - Fixture Replacement | Restaurants | T | X | 36% | 33.05% |  | 24.1% | 6 | 1 | 24.1% | 24.1%
LED Linear - Fixture Replacement | Retail | T | X | 36% | 33.05% |  | 24.1% | 6 | 1 | 24.1% | 24.1%
LED Linear - Fixture Replacement | Schools K-12 | T | X | 36% | 33.05% |  | 24.1% | 6 | 1 | 24.1% | 24.1%
LED Linear - Fixture Replacement | Warehouse | T | X | 36% | 33.05% |  | 24.1% | 6 | 1 | 24.1% | 24.1%
LED Linear - Fixture Replacement | Assembly | E | X | 36% | 33.05% |  | 24.1% | 6 | 1 | 24.1% | 24.1%
LED Linear - Fixture Replacement | College and University | E | X | 100% | 33.05% |  | 66.95% | 6 | 1 | 66.95% | 66.95%
LED Linear - Fixture Replacement | Grocery | E | X | 100% | 33.05% |  | 66.95% | 6 | 1 | 66.95% | 66.95%
LED Linear - Fixture Replacement | Healthcare | E | X | 36% | 33.05% |  | 24.1% | 6 | 1 | 24.1% | 24.1%
LED Linear - Fixture Replacement | Hospitals | E | X | 100% | 33.05% |  | 66.95% | 6 | 1 | 66.95% | 66.95%
LED Linear - Fixture Replacement | Institutional | E | X | 100% | 33.05% |  | 66.95% | 6 | 1 | 66.95% | 66.95%
LED Linear - Fixture Replacement | Lodging/Hospitality | E | X | 100% | 33.05% |  | 66.95% | 6 | 1 | 66.95% | 66.95%
LED Linear - Fixture Replacement | Miscellaneous | E | X | 100% | 33.05% |  | 66.95% | 6 | 1 | 66.95% | 66.95%
LED Linear - Fixture Replacement | Offices | E | X | 100% | 33.05% |  | 66.95% | 6 | 1 | 66.95% | 66.95%
LED Linear - Fixture Replacement | Restaurants | E | X | 100% | 33.05% |  | 66.95% | 6 | 1 | 66.95% | 66.95%
LED Linear - Fixture Replacement | Retail | E | X | 100% | 33.05% |  | 66.95% | 6 | 1 | 66.95% | 66.95%
LED Linear - Fixture Replacement | Schools K-12 | E | X | 100% | 33.05% |  | 66.95% | 6 | 1 | 66.95% | 66.95%
LED Linear - Fixture Replacement | Warehouse | E | X | 100% | 33.05% |  | 66.95% | 6 | 1 | 66.95% | 66.95%
LED Linear - Fixture Replacement | Assembly | N | X | 0% | 33.05% |  | 0% | 6 | 1 | 0% | 0%
LED Linear - Fixture Replacement | College and University | N | X | 0% | 33.05% |  | 0% | 6 | 1 | 0% | 0%
LED Linear - Fixture Replacement | Grocery | N | X | 0% | 33.05% |  | 0% | 6 | 1 | 0% | 0%
LED Linear - Fixture Replacement | Healthcare | N | X | 0% | 33.05% |  | 0% | 6 | 1 | 0% | 0%
LED Linear - Fixture Replacement | Hospitals | N | X | 0% | 33.05% |  | 0% | 6 | 1 | 0% | 0%
LED Linear - Fixture Replacement | Institutional | N | X | 0% | 33.05% |  | 0% | 6 | 1 | 0% | 0%
LED Linear - Fixture Replacement | Lodging/Hospitality | N | X | 0% | 33.05% |  | 0% | 6 | 1 | 0% | 0%
LED Linear - Fixture Replacement | Miscellaneous | N | X | 0% | 33.05% |  | 0% | 6 | 1 | 0% | 0%
LED Linear - Fixture Replacement | Offices | N | X | 0% | 33.05% |  | 0% | 6 | 1 | 0% | 0%
LED Linear - Fixture Replacement | Restaurants | N | X | 0% | 33.05% |  | 0% | 6 | 1 | 0% | 0%
LED Linear - Fixture Replacement | Retail | N | X | 0% | 33.05% |  | 0% | 6 | 1 | 0% | 0%
LED Linear - Fixture Replacement | Schools K-12 | N | X | 0% | 33.05% |  | 0% | 6 | 1 | 0% | 0%
LED Linear - Fixture Replacement | Warehouse | N | X | 0% | 33.05% |  | 0% | 6 | 1 | 0% | 0%
LED Linear - Lamp Replacement | Assembly | T | X | 33.33% | 33.05% |  | 22.32% | 7 | 1 | 22.32% | 22.32%
LED Linear - Lamp Replacement | College and University | T | X | 36% | 33.05% |  | 24.1% | 7 | 1 | 24.1% | 24.1%
LED Linear - Lamp Replacement | Grocery | T | X | 36% | 33.05% |  | 24.1% | 7 | 1 | 24.1% | 24.1%
LED Linear - Lamp Replacement | Healthcare | T | X | 33.33% | 33.05% |  | 22.32% | 7 | 1 | 22.32% | 22.32%
LED Linear - Lamp Replacement | Hospitals | T | X | 36% | 33.05% |  | 24.1% | 7 | 1 | 24.1% | 24.1%
LED Linear - Lamp Replacement | Institutional | T | X | 36% | 33.05% |  | 24.1% | 7 | 1 | 24.1% | 24.1%
LED Linear - Lamp Replacement | Lodging/Hospitality | T | X | 36% | 33.05% |  | 24.1% | 7 | 1 | 24.1% | 24.1%
LED Linear - Lamp Replacement | Miscellaneous | T | X | 4% | 33.05% |  | 2.678% | 7 | 1 | 2.678% | 2.678%
LED Linear - Lamp Replacement | Offices | T | X | 36% | 33.05% |  | 24.1% | 7 | 1 | 24.1% | 24.1%
LED Linear - Lamp Replacement | Restaurants | T | X | 36% | 33.05% |  | 24.1% | 7 | 1 | 24.1% | 24.1%
LED Linear - Lamp Replacement | Retail | T | X | 36% | 33.05% |  | 24.1% | 7 | 1 | 24.1% | 24.1%
LED Linear - Lamp Replacement | Schools K-12 | T | X | 36% | 33.05% |  | 24.1% | 7 | 1 | 24.1% | 24.1%
LED Linear - Lamp Replacement | Warehouse | T | X | 36% | 33.05% |  | 24.1% | 7 | 1 | 24.1% | 24.1%
LED Linear - Lamp Replacement | Assembly | E | X | 33.33% | 33.05% |  | 22.32% | 7 | 1 | 22.32% | 22.32%
LED Linear - Lamp Replacement | College and University | E | X | 100% | 33.05% |  | 66.95% | 7 | 1 | 66.95% | 66.95%
LED Linear - Lamp Replacement | Grocery | E | X | 100% | 33.05% |  | 66.95% | 7 | 1 | 66.95% | 66.95%
LED Linear - Lamp Replacement | Healthcare | E | X | 33.33% | 33.05% |  | 22.32% | 7 | 1 | 22.32% | 22.32%
LED Linear - Lamp Replacement | Hospitals | E | X | 100% | 33.05% |  | 66.95% | 7 | 1 | 66.95% | 66.95%
LED Linear - Lamp Replacement | Institutional | E | X | 100% | 33.05% |  | 66.95% | 7 | 1 | 66.95% | 66.95%
LED Linear - Lamp Replacement | Lodging/Hospitality | E | X | 100% | 33.05% |  | 66.95% | 7 | 1 | 66.95% | 66.95%
LED Linear - Lamp Replacement | Miscellaneous | E | X | 100% | 33.05% |  | 66.95% | 7 | 1 | 66.95% | 66.95%
LED Linear - Lamp Replacement | Offices | E | X | 100% | 33.05% |  | 66.95% | 7 | 1 | 66.95% | 66.95%
LED Linear - Lamp Replacement | Restaurants | E | X | 100% | 33.05% |  | 66.95% | 7 | 1 | 66.95% | 66.95%
LED Linear - Lamp Replacement | Retail | E | X | 100% | 33.05% |  | 66.95% | 7 | 1 | 66.95% | 66.95%
LED Linear - Lamp Replacement | Schools K-12 | E | X | 100% | 33.05% |  | 66.95% | 7 | 1 | 66.95% | 66.95%
LED Linear - Lamp Replacement | Warehouse | E | X | 100% | 33.05% |  | 66.95% | 7 | 1 | 66.95% | 66.95%
LED Linear - Lamp Replacement | Assembly | N | X | 0% | 33.05% |  | 0% | 7 | 1 | 0% | 0%
LED Linear - Lamp Replacement | College and University | N | X | 0% | 33.05% |  | 0% | 7 | 1 | 0% | 0%
LED Linear - Lamp Replacement | Grocery | N | X | 0% | 33.05% |  | 0% | 7 | 1 | 0% | 0%
LED Linear - Lamp Replacement | Healthcare | N | X | 0% | 33.05% |  | 0% | 7 | 1 | 0% | 0%
LED Linear - Lamp Replacement | Hospitals | N | X | 0% | 33.05% |  | 0% | 7 | 1 | 0% | 0%
LED Linear - Lamp Replacement | Institutional | N | X | 0% | 33.05% |  | 0% | 7 | 1 | 0% | 0%
LED Linear - Lamp Replacement | Lodging/Hospitality | N | X | 0% | 33.05% |  | 0% | 7 | 1 | 0% | 0%
LED Linear - Lamp Replacement | Miscellaneous | N | X | 0% | 33.05% |  | 0% | 7 | 1 | 0% | 0%
LED Linear - Lamp Replacement | Offices | N | X | 0% | 33.05% |  | 0% | 7 | 1 | 0% | 0%
LED Linear - Lamp Replacement | Restaurants | N | X | 0% | 33.05% |  | 0% | 7 | 1 | 0% | 0%
LED Linear - Lamp Replacement | Retail | N | X | 0% | 33.05% |  | 0% | 7 | 1 | 0% | 0%
LED Linear - Lamp Replacement | Schools K-12 | N | X | 0% | 33.05% |  | 0% | 7 | 1 | 0% | 0%
LED Linear - Lamp Replacement | Warehouse | N | X | 0% | 33.05% |  | 0% | 7 | 1 | 0% | 0%
Premium T8 - Fixture Replacement | Assembly | T | X | 36% | 33.05% |  | 24.1% | 6 | 2 | 0% | 0%
Premium T8 - Fixture Replacement | College and University | T | X | 36% | 33.05% |  | 24.1% | 6 | 2 | 0% | 0%
Premium T8 - Fixture Replacement | Grocery | T | X | 36% | 33.05% |  | 24.1% | 6 | 2 | 0% | 0%
Premium T8 - Fixture Replacement | Healthcare | T | X | 36% | 33.05% |  | 24.1% | 6 | 2 | 0% | 0%
Premium T8 - Fixture Replacement | Hospitals | T | X | 36% | 33.05% |  | 24.1% | 6 | 2 | 0% | 0%
Premium T8 - Fixture Replacement | Institutional | T | X | 36% | 33.05% |  | 24.1% | 6 | 2 | 0% | 0%
Premium T8 - Fixture Replacement | Lodging/Hospitality | T | X | 36% | 33.05% |  | 24.1% | 6 | 2 | 0% | 0%
Premium T8 - Fixture Replacement | Miscellaneous | T | X | 36% | 33.05% |  | 24.1% | 6 | 2 | 0% | 0%
Premium T8 - Fixture Replacement | Offices | T | X | 36% | 33.05% |  | 24.1% | 6 | 2 | 0% | 0%
Premium T8 - Fixture Replacement | Restaurants | T | X | 36% | 33.05% |  | 24.1% | 6 | 2 | 0% | 0%
Premium T8 - Fixture Replacement | Retail | T | X | 36% | 33.05% |  | 24.1% | 6 | 2 | 0% | 0%
Premium T8 - Fixture Replacement | Schools K-12 | T | X | 36% | 33.05% |  | 24.1% | 6 | 2 | 0% | 0%
Premium T8 - Fixture Replacement | Warehouse | T | X | 36% | 33.05% |  | 24.1% | 6 | 2 | 0% | 0%
Premium T8 - Fixture Replacement | Assembly | E | X | 36% | 33.05% |  | 24.1% | 6 | 2 | 0% | 0%
Premium T8 - Fixture Replacement | College and University | E | X | 100% | 33.05% |  | 66.95% | 6 | 2 | 0% | 0%
Premium T8 - Fixture Replacement | Grocery | E | X | 100% | 33.05% |  | 66.95% | 6 | 2 | 0% | 0%
Premium T8 - Fixture Replacement | Healthcare | E | X | 36% | 33.05% |  | 24.1% | 6 | 2 | 0% | 0%
Premium T8 - Fixture Replacement | Hospitals | E | X | 100% | 33.05% |  | 66.95% | 6 | 2 | 0% | 0%
Premium T8 - Fixture Replacement | Institutional | E | X | 100% | 33.05% |  | 66.95% | 6 | 2 | 0% | 0%
Premium T8 - Fixture Replacement | Lodging/Hospitality | E | X | 100% | 33.05% |  | 66.95% | 6 | 2 | 0% | 0%
Premium T8 - Fixture Replacement | Miscellaneous | E | X | 100% | 33.05% |  | 66.95% | 6 | 2 | 0% | 0%
Premium T8 - Fixture Replacement | Offices | E | X | 100% | 33.05% |  | 66.95% | 6 | 2 | 0% | 0%
Premium T8 - Fixture Replacement | Restaurants | E | X | 100% | 33.05% |  | 66.95% | 6 | 2 | 0% | 0%
Premium T8 - Fixture Replacement | Retail | E | X | 100% | 33.05% |  | 66.95% | 6 | 2 | 0% | 0%
Premium T8 - Fixture Replacement | Schools K-12 | E | X | 100% | 33.05% |  | 66.95% | 6 | 2 | 0% | 0%
Premium T8 - Fixture Replacement | Warehouse | E | X | 100% | 33.05% |  | 66.95% | 6 | 2 | 0% | 0%
Premium T8 - Fixture Replacement | Assembly | N | X | 0% | 33.05% |  | 0% | 6 | 2 | 0% | 0%
Premium T8 - Fixture Replacement | College and University | N | X | 0% | 33.05% |  | 0% | 6 | 2 | 0% | 0%
Premium T8 - Fixture Replacement | Grocery | N | X | 0% | 33.05% |  | 0% | 6 | 2 | 0% | 0%
Premium T8 - Fixture Replacement | Healthcare | N | X | 0% | 33.05% |  | 0% | 6 | 2 | 0% | 0%
Premium T8 - Fixture Replacement | Hospitals | N | X | 0% | 33.05% |  | 0% | 6 | 2 | 0% | 0%
Premium T8 - Fixture Replacement | Institutional | N | X | 0% | 33.05% |  | 0% | 6 | 2 | 0% | 0%
Premium T8 - Fixture Replacement | Lodging/Hospitality | N | X | 0% | 33.05% |  | 0% | 6 | 2 | 0% | 0%
Premium T8 - Fixture Replacement | Miscellaneous | N | X | 0% | 33.05% |  | 0% | 6 | 2 | 0% | 0%
Premium T8 - Fixture Replacement | Offices | N | X | 0% | 33.05% |  | 0% | 6 | 2 | 0% | 0%
Premium T8 - Fixture Replacement | Restaurants | N | X | 0% | 33.05% |  | 0% | 6 | 2 | 0% | 0%
Premium T8 - Fixture Replacement | Retail | N | X | 0% | 33.05% |  | 0% | 6 | 2 | 0% | 0%
Premium T8 - Fixture Replacement | Schools K-12 | N | X | 0% | 33.05% |  | 0% | 6 | 2 | 0% | 0%
Premium T8 - Fixture Replacement | Warehouse | N | X | 0% | 33.05% |  | 0% | 6 | 2 | 0% | 0%
Premium T8 - Lamp Replacement | Assembly | T | X | 33.33% | 33.05% |  | 22.32% | 7 | 2 | 0% | 0%
Premium T8 - Lamp Replacement | College and University | T | X | 36% | 33.05% |  | 24.1% | 7 | 2 | 0% | 0%
Premium T8 - Lamp Replacement | Grocery | T | X | 36% | 33.05% |  | 24.1% | 7 | 2 | 0% | 0%
Premium T8 - Lamp Replacement | Healthcare | T | X | 33.33% | 33.05% |  | 22.32% | 7 | 2 | 0% | 0%
Premium T8 - Lamp Replacement | Hospitals | T | X | 36% | 33.05% |  | 24.1% | 7 | 2 | 0% | 0%
Premium T8 - Lamp Replacement | Institutional | T | X | 36% | 33.05% |  | 24.1% | 7 | 2 | 0% | 0%
Premium T8 - Lamp Replacement | Lodging/Hospitality | T | X | 36% | 33.05% |  | 24.1% | 7 | 2 | 0% | 0%
Premium T8 - Lamp Replacement | Miscellaneous | T | X | 4% | 33.05% |  | 2.678% | 7 | 2 | 0% | 0%
Premium T8 - Lamp Replacement | Offices | T | X | 36% | 33.05% |  | 24.1% | 7 | 2 | 0% | 0%
Premium T8 - Lamp Replacement | Restaurants | T | X | 36% | 33.05% |  | 24.1% | 7 | 2 | 0% | 0%
Premium T8 - Lamp Replacement | Retail | T | X | 36% | 33.05% |  | 24.1% | 7 | 2 | 0% | 0%
Premium T8 - Lamp Replacement | Schools K-12 | T | X | 36% | 33.05% |  | 24.1% | 7 | 2 | 0% | 0%
Premium T8 - Lamp Replacement | Warehouse | T | X | 36% | 33.05% |  | 24.1% | 7 | 2 | 0% | 0%
Premium T8 - Lamp Replacement | Assembly | E | X | 33.33% | 33.05% |  | 22.32% | 7 | 2 | 0% | 0%
Premium T8 - Lamp Replacement | College and University | E | X | 100% | 33.05% |  | 66.95% | 7 | 2 | 0% | 0%
Premium T8 - Lamp Replacement | Grocery | E | X | 100% | 33.05% |  | 66.95% | 7 | 2 | 0% | 0%
Premium T8 - Lamp Replacement | Healthcare | E | X | 33.33% | 33.05% |  | 22.32% | 7 | 2 | 0% | 0%
Premium T8 - Lamp Replacement | Hospitals | E | X | 100% | 33.05% |  | 66.95% | 7 | 2 | 0% | 0%
Premium T8 - Lamp Replacement | Institutional | E | X | 100% | 33.05% |  | 66.95% | 7 | 2 | 0% | 0%
Premium T8 - Lamp Replacement | Lodging/Hospitality | E | X | 100% | 33.05% |  | 66.95% | 7 | 2 | 0% | 0%
Premium T8 - Lamp Replacement | Miscellaneous | E | X | 100% | 33.05% |  | 66.95% | 7 | 2 | 0% | 0%
Premium T8 - Lamp Replacement | Offices | E | X | 100% | 33.05% |  | 66.95% | 7 | 2 | 0% | 0%
Premium T8 - Lamp Replacement | Restaurants | E | X | 100% | 33.05% |  | 66.95% | 7 | 2 | 0% | 0%
Premium T8 - Lamp Replacement | Retail | E | X | 100% | 33.05% |  | 66.95% | 7 | 2 | 0% | 0%
Premium T8 - Lamp Replacement | Schools K-12 | E | X | 100% | 33.05% |  | 66.95% | 7 | 2 | 0% | 0%
Premium T8 - Lamp Replacement | Warehouse | E | X | 100% | 33.05% |  | 66.95% | 7 | 2 | 0% | 0%
Premium T8 - Lamp Replacement | Assembly | N | X | 0% | 33.05% |  | 0% | 7 | 2 | 0% | 0%
Premium T8 - Lamp Replacement | College and University | N | X | 0% | 33.05% |  | 0% | 7 | 2 | 0% | 0%
Premium T8 - Lamp Replacement | Grocery | N | X | 0% | 33.05% |  | 0% | 7 | 2 | 0% | 0%
Premium T8 - Lamp Replacement | Healthcare | N | X | 0% | 33.05% |  | 0% | 7 | 2 | 0% | 0%
Premium T8 - Lamp Replacement | Hospitals | N | X | 0% | 33.05% |  | 0% | 7 | 2 | 0% | 0%
Premium T8 - Lamp Replacement | Institutional | N | X | 0% | 33.05% |  | 0% | 7 | 2 | 0% | 0%
Premium T8 - Lamp Replacement | Lodging/Hospitality | N | X | 0% | 33.05% |  | 0% | 7 | 2 | 0% | 0%
Premium T8 - Lamp Replacement | Miscellaneous | N | X | 0% | 33.05% |  | 0% | 7 | 2 | 0% | 0%
Premium T8 - Lamp Replacement | Offices | N | X | 0% | 33.05% |  | 0% | 7 | 2 | 0% | 0%
Premium T8 - Lamp Replacement | Restaurants | N | X | 0% | 33.05% |  | 0% | 7 | 2 | 0% | 0%
Premium T8 - Lamp Replacement | Retail | N | X | 0% | 33.05% |  | 0% | 7 | 2 | 0% | 0%
Premium T8 - Lamp Replacement | Schools K-12 | N | X | 0% | 33.05% |  | 0% | 7 | 2 | 0% | 0%
Premium T8 - Lamp Replacement | Warehouse | N | X | 0% | 33.05% |  | 0% | 7 | 2 | 0% | 0%
Efficient Battery Charger | Assembly | T | X | 20% | 10.41% |  | 17.92% |  |  |  | 17.92%
Efficient Battery Charger | College and University | T |  |  |  |  | 0% |  |  |  | 0%
Efficient Battery Charger | Grocery | T | X | 20% | 10.41% |  | 17.92% |  |  |  | 17.92%
Efficient Battery Charger | Healthcare | T | X | 20% | 10.41% |  | 17.92% |  |  |  | 17.92%
Efficient Battery Charger | Hospitals | T | X | 20% | 10.41% |  | 17.92% |  |  |  | 17.92%
Efficient Battery Charger | Institutional | T | X | 20% | 10.41% |  | 17.92% |  |  |  | 17.92%
Efficient Battery Charger | Lodging/Hospitality | T | X | 20% | 10.41% |  | 17.92% |  |  |  | 17.92%
Efficient Battery Charger | Miscellaneous | T |  |  |  |  | 0% |  |  |  | 0%
Efficient Battery Charger | Offices | T | X | 20% | 10.41% |  | 17.92% |  |  |  | 17.92%
Efficient Battery Charger | Restaurants | T |  |  |  |  | 0% |  |  |  | 0%
Efficient Battery Charger | Retail | T | X | 20% | 10.41% |  | 17.92% |  |  |  | 17.92%
Efficient Battery Charger | Schools K-12 | T |  |  |  |  | 0% |  |  |  | 0%
Efficient Battery Charger | Warehouse | T | X | 20% | 10.41% |  | 17.92% |  |  |  | 17.92%
Efficient Battery Charger | Assembly | E | X | 20% | 10.41% |  | 17.92% |  |  |  | 17.92%
Efficient Battery Charger | College and University | E |  |  |  |  | 0% |  |  |  | 0%
Efficient Battery Charger | Grocery | E | X | 20% | 10.41% |  | 17.92% |  |  |  | 17.92%
Efficient Battery Charger | Healthcare | E | X | 20% | 10.41% |  | 17.92% |  |  |  | 17.92%
Efficient Battery Charger | Hospitals | E | X | 20% | 10.41% |  | 17.92% |  |  |  | 17.92%
Efficient Battery Charger | Institutional | E | X | 20% | 10.41% |  | 17.92% |  |  |  | 17.92%
Efficient Battery Charger | Lodging/Hospitality | E | X | 20% | 10.41% |  | 17.92% |  |  |  | 17.92%
Efficient Battery Charger | Miscellaneous | E |  |  |  |  | 0% |  |  |  | 0%
Efficient Battery Charger | Offices | E | X | 20% | 10.41% |  | 17.92% |  |  |  | 17.92%
Efficient Battery Charger | Restaurants | E |  |  |  |  | 0% |  |  |  | 0%
Efficient Battery Charger | Retail | E | X | 20% | 10.41% |  | 17.92% |  |  |  | 17.92%
Efficient Battery Charger | Schools K-12 | E |  |  |  |  | 0% |  |  |  | 0%
Efficient Battery Charger | Warehouse | E | X | 20% | 10.41% |  | 17.92% |  |  |  | 17.92%
Efficient Battery Charger | Assembly | N | X | 20% | 10.41% |  | 17.92% |  |  |  | 17.92%
Efficient Battery Charger | College and University | N |  |  |  |  | 0% |  |  |  | 0%
Efficient Battery Charger | Grocery | N | X | 20% | 10.41% |  | 17.92% |  |  |  | 17.92%
Efficient Battery Charger | Healthcare | N | X | 20% | 10.41% |  | 17.92% |  |  |  | 17.92%
Efficient Battery Charger | Hospitals | N | X | 20% | 10.41% |  | 17.92% |  |  |  | 17.92%
Efficient Battery Charger | Institutional | N | X | 20% | 10.41% |  | 17.92% |  |  |  | 17.92%
Efficient Battery Charger | Lodging/Hospitality | N | X | 20% | 10.41% |  | 17.92% |  |  |  | 17.92%
Efficient Battery Charger | Miscellaneous | N |  |  |  |  | 0% |  |  |  | 0%
Efficient Battery Charger | Offices | N | X | 20% | 10.41% |  | 17.92% |  |  |  | 17.92%
Efficient Battery Charger | Restaurants | N |  |  |  |  | 0% |  |  |  | 0%
Efficient Battery Charger | Retail | N | X | 20% | 10.41% |  | 17.92% |  |  |  | 17.92%
Efficient Battery Charger | Schools K-12 | N |  |  |  |  | 0% |  |  |  | 0%
Efficient Battery Charger | Warehouse | N | X | 20% | 10.41% |  | 17.92% |  |  |  | 17.92%
ENERGY STAR Commercial Clothes Washer | Assembly | T |  |  |  |  | 0% |  |  |  | 0%
ENERGY STAR Commercial Clothes Washer | College and University | T | X | 35% | 37% |  | 22.05% |  |  |  | 22.05%
ENERGY STAR Commercial Clothes Washer | Grocery | T |  |  |  |  | 0% |  |  |  | 0%
ENERGY STAR Commercial Clothes Washer | Healthcare | T | X | 35% | 37% |  | 22.05% |  |  |  | 22.05%
ENERGY STAR Commercial Clothes Washer | Hospitals | T | X | 35% | 37% |  | 22.05% |  |  |  | 22.05%
ENERGY STAR Commercial Clothes Washer | Institutional | T |  |  |  |  | 0% |  |  |  | 0%
ENERGY STAR Commercial Clothes Washer | Lodging/Hospitality | T | X | 35% | 37% |  | 22.05% |  |  |  | 22.05%
ENERGY STAR Commercial Clothes Washer | Miscellaneous | T |  |  |  |  | 0% |  |  |  | 0%
ENERGY STAR Commercial Clothes Washer | Offices | T |  |  |  |  | 0% |  |  |  | 0%
ENERGY STAR Commercial Clothes Washer | Restaurants | T | X | 35% | 37% |  | 22.05% |  |  |  | 22.05%
ENERGY STAR Commercial Clothes Washer | Retail | T |  |  |  |  | 0% |  |  |  | 0%
ENERGY STAR Commercial Clothes Washer | Schools K-12 | T | X | 35% | 37% |  | 22.05% |  |  |  | 22.05%
ENERGY STAR Commercial Clothes Washer | Warehouse | T |  |  |  |  | 0% |  |  |  | 0%
ENERGY STAR Commercial Clothes Washer | Assembly | E |  |  |  |  | 0% |  |  |  | 0%
ENERGY STAR Commercial Clothes Washer | College and University | E | X | 35% | 37% |  | 22.05% |  |  |  | 22.05%
ENERGY STAR Commercial Clothes Washer | Grocery | E |  |  |  |  | 0% |  |  |  | 0%
ENERGY STAR Commercial Clothes Washer | Healthcare | E | X | 35% | 37% |  | 22.05% |  |  |  | 22.05%
ENERGY STAR Commercial Clothes Washer | Hospitals | E | X | 35% | 37% |  | 22.05% |  |  |  | 22.05%
ENERGY STAR Commercial Clothes Washer | Institutional | E |  |  |  |  | 0% |  |  |  | 0%
ENERGY STAR Commercial Clothes Washer | Lodging/Hospitality | E | X | 35% | 37% |  | 22.05% |  |  |  | 22.05%
ENERGY STAR Commercial Clothes Washer | Miscellaneous | E |  |  |  |  | 0% |  |  |  | 0%
ENERGY STAR Commercial Clothes Washer | Offices | E |  |  |  |  | 0% |  |  |  | 0%
ENERGY STAR Commercial Clothes Washer | Restaurants | E | X | 35% | 37% |  | 22.05% |  |  |  | 22.05%
ENERGY STAR Commercial Clothes Washer | Retail | E |  |  |  |  | 0% |  |  |  | 0%
ENERGY STAR Commercial Clothes Washer | Schools K-12 | E | X | 35% | 37% |  | 22.05% |  |  |  | 22.05%
ENERGY STAR Commercial Clothes Washer | Warehouse | E |  |  |  |  | 0% |  |  |  | 0%
ENERGY STAR Commercial Clothes Washer | Assembly | N |  |  |  |  | 0% |  |  |  | 0%
ENERGY STAR Commercial Clothes Washer | College and University | N | X | 35% | 37% |  | 22.05% |  |  |  | 22.05%
ENERGY STAR Commercial Clothes Washer | Grocery | N |  |  |  |  | 0% |  |  |  | 0%
ENERGY STAR Commercial Clothes Washer | Healthcare | N | X | 35% | 37% |  | 22.05% |  |  |  | 22.05%
ENERGY STAR Commercial Clothes Washer | Hospitals | N | X | 35% | 37% |  | 22.05% |  |  |  | 22.05%
ENERGY STAR Commercial Clothes Washer | Institutional | N |  |  |  |  | 0% |  |  |  | 0%
ENERGY STAR Commercial Clothes Washer | Lodging/Hospitality | N | X | 35% | 37% |  | 22.05% |  |  |  | 22.05%
ENERGY STAR Commercial Clothes Washer | Miscellaneous | N |  |  |  |  | 0% |  |  |  | 0%
ENERGY STAR Commercial Clothes Washer | Offices | N |  |  |  |  | 0% |  |  |  | 0%
ENERGY STAR Commercial Clothes Washer | Restaurants | N | X | 35% | 37% |  | 22.05% |  |  |  | 22.05%
ENERGY STAR Commercial Clothes Washer | Retail | N |  |  |  |  | 0% |  |  |  | 0%
ENERGY STAR Commercial Clothes Washer | Schools K-12 | N | X | 35% | 37% |  | 22.05% |  |  |  | 22.05%
ENERGY STAR Commercial Clothes Washer | Warehouse | N |  |  |  |  | 0% |  |  |  | 0%
ENERGY STAR Water Cooler | Assembly | T |  |  |  |  | 0% |  |  |  | 0%
ENERGY STAR Water Cooler | College and University | T |  |  |  |  | 0% |  |  |  | 0%
ENERGY STAR Water Cooler | Grocery | T |  |  |  |  | 0% |  |  |  | 0%
ENERGY STAR Water Cooler | Healthcare | T |  |  |  |  | 0% |  |  |  | 0%
ENERGY STAR Water Cooler | Hospitals | T |  |  |  |  | 0% |  |  |  | 0%
ENERGY STAR Water Cooler | Institutional | T | X | 4.333% | 25.35% |  | 3.235% |  |  |  | 3.235%
ENERGY STAR Water Cooler | Lodging/Hospitality | T |  |  |  |  | 0% |  |  |  | 0%
ENERGY STAR Water Cooler | Miscellaneous | T |  |  |  |  | 0% |  |  |  | 0%
ENERGY STAR Water Cooler | Offices | T | X | 3.9% | 25.35% |  | 2.912% |  |  |  | 2.912%
ENERGY STAR Water Cooler | Restaurants | T |  |  |  |  | 0% |  |  |  | 0%
ENERGY STAR Water Cooler | Retail | T |  |  |  |  | 0% |  |  |  | 0%
ENERGY STAR Water Cooler | Schools K-12 | T |  |  |  |  | 0% |  |  |  | 0%
ENERGY STAR Water Cooler | Warehouse | T |  |  |  |  | 0% |  |  |  | 0%
ENERGY STAR Water Cooler | Assembly | E |  |  |  |  | 0% |  |  |  | 0%
ENERGY STAR Water Cooler | College and University | E |  |  |  |  | 0% |  |  |  | 0%
ENERGY STAR Water Cooler | Grocery | E |  |  |  |  | 0% |  |  |  | 0%
ENERGY STAR Water Cooler | Healthcare | E |  |  |  |  | 0% |  |  |  | 0%
ENERGY STAR Water Cooler | Hospitals | E |  |  |  |  | 0% |  |  |  | 0%
ENERGY STAR Water Cooler | Institutional | E | X | 4.333% | 25.35% |  | 3.235% |  |  |  | 3.235%
ENERGY STAR Water Cooler | Lodging/Hospitality | E |  |  |  |  | 0% |  |  |  | 0%
ENERGY STAR Water Cooler | Miscellaneous | E |  |  |  |  | 0% |  |  |  | 0%
ENERGY STAR Water Cooler | Offices | E | X | 2.6% | 25.35% |  | 1.941% |  |  |  | 1.941%
ENERGY STAR Water Cooler | Restaurants | E |  |  |  |  | 0% |  |  |  | 0%
ENERGY STAR Water Cooler | Retail | E |  |  |  |  | 0% |  |  |  | 0%
ENERGY STAR Water Cooler | Schools K-12 | E |  |  |  |  | 0% |  |  |  | 0%
ENERGY STAR Water Cooler | Warehouse | E |  |  |  |  | 0% |  |  |  | 0%
ENERGY STAR Water Cooler | Assembly | N |  |  |  |  | 0% |  |  |  | 0%
ENERGY STAR Water Cooler | College and University | N |  |  |  |  | 0% |  |  |  | 0%
ENERGY STAR Water Cooler | Grocery | N |  |  |  |  | 0% |  |  |  | 0%
ENERGY STAR Water Cooler | Healthcare | N |  |  |  |  | 0% |  |  |  | 0%
ENERGY STAR Water Cooler | Hospitals | N |  |  |  |  | 0% |  |  |  | 0%
ENERGY STAR Water Cooler | Institutional | N | X | 4.333% | 25.35% |  | 3.235% |  |  |  | 3.235%
ENERGY STAR Water Cooler | Lodging/Hospitality | N |  |  |  |  | 0% |  |  |  | 0%
ENERGY STAR Water Cooler | Miscellaneous | N |  |  |  |  | 0% |  |  |  | 0%
ENERGY STAR Water Cooler | Offices | N | X | 6.5% | 25.35% |  | 4.853% |  |  |  | 4.853%
ENERGY STAR Water Cooler | Restaurants | N |  |  |  |  | 0% |  |  |  | 0%
ENERGY STAR Water Cooler | Retail | N |  |  |  |  | 0% |  |  |  | 0%
ENERGY STAR Water Cooler | Schools K-12 | N |  |  |  |  | 0% |  |  |  | 0%
ENERGY STAR Water Cooler | Warehouse | N |  |  |  |  | 0% |  |  |  | 0%
Heat Pump Pool Heater | Assembly | T | X | 95% | 15.39% |  | 80.38% | 13 | 2 | 68.53% | 68.53%
Heat Pump Pool Heater | College and University | T | X | 95% | 15.39% |  | 80.38% | 13 | 2 | 63.46% | 63.46%
Heat Pump Pool Heater | Grocery | T |  |  |  |  | 0% | 13 | 2 | 0% | 0%
Heat Pump Pool Heater | Healthcare | T |  |  |  |  | 0% | 13 | 2 | 0% | 0%
Heat Pump Pool Heater | Hospitals | T |  |  |  |  | 0% | 13 | 2 | 0% | 0%
Heat Pump Pool Heater | Institutional | T |  |  |  |  | 0% | 13 | 2 | 0% | 0%
Heat Pump Pool Heater | Lodging/Hospitality | T | X | 95% | 15.39% |  | 80.38% | 13 | 2 | 75.3% | 75.3%
Heat Pump Pool Heater | Miscellaneous | T |  |  |  |  | 0% | 13 | 2 | 0% | 0%
Heat Pump Pool Heater | Offices | T |  |  |  |  | 0% | 13 | 2 | 0% | 0%
Heat Pump Pool Heater | Restaurants | T |  |  |  |  | 0% | 13 | 2 | 0% | 0%
Heat Pump Pool Heater | Retail | T |  |  |  |  | 0% | 13 | 2 | 0% | 0%
Heat Pump Pool Heater | Schools K-12 | T | X | 95% | 15.39% |  | 80.38% | 13 | 2 | 63.46% | 63.46%
Heat Pump Pool Heater | Warehouse | T |  |  |  |  | 0% | 13 | 2 | 0% | 0%
Heat Pump Pool Heater | Assembly | E | X | 95% | 15.39% |  | 80.38% | 13 | 2 | 68.53% | 68.53%
Heat Pump Pool Heater | College and University | E | X | 95% | 15.39% |  | 80.38% | 13 | 2 | 63.46% | 63.46%
Heat Pump Pool Heater | Grocery | E |  |  |  |  | 0% | 13 | 2 | 0% | 0%
Heat Pump Pool Heater | Healthcare | E |  |  |  |  | 0% | 13 | 2 | 0% | 0%
Heat Pump Pool Heater | Hospitals | E |  |  |  |  | 0% | 13 | 2 | 0% | 0%
Heat Pump Pool Heater | Institutional | E |  |  |  |  | 0% | 13 | 2 | 0% | 0%
Heat Pump Pool Heater | Lodging/Hospitality | E | X | 95% | 15.39% |  | 80.38% | 13 | 2 | 75.3% | 75.3%
Heat Pump Pool Heater | Miscellaneous | E |  |  |  |  | 0% | 13 | 2 | 0% | 0%
Heat Pump Pool Heater | Offices | E |  |  |  |  | 0% | 13 | 2 | 0% | 0%
Heat Pump Pool Heater | Restaurants | E |  |  |  |  | 0% | 13 | 2 | 0% | 0%
Heat Pump Pool Heater | Retail | E |  |  |  |  | 0% | 13 | 2 | 0% | 0%
Heat Pump Pool Heater | Schools K-12 | E | X | 95% | 15.39% |  | 80.38% | 13 | 2 | 63.46% | 63.46%
Heat Pump Pool Heater | Warehouse | E |  |  |  |  | 0% | 13 | 2 | 0% | 0%
Heat Pump Pool Heater | Assembly | N | X | 95% | 15.39% |  | 80.38% | 13 | 2 | 68.53% | 68.53%
Heat Pump Pool Heater | College and University | N | X | 95% | 15.39% |  | 80.38% | 13 | 2 | 63.46% | 63.46%
Heat Pump Pool Heater | Grocery | N |  |  |  |  | 0% | 13 | 2 | 0% | 0%
Heat Pump Pool Heater | Healthcare | N |  |  |  |  | 0% | 13 | 2 | 0% | 0%
Heat Pump Pool Heater | Hospitals | N |  |  |  |  | 0% | 13 | 2 | 0% | 0%
Heat Pump Pool Heater | Institutional | N |  |  |  |  | 0% | 13 | 2 | 0% | 0%
Heat Pump Pool Heater | Lodging/Hospitality | N | X | 95% | 15.39% |  | 80.38% | 13 | 2 | 75.3% | 75.3%
Heat Pump Pool Heater | Miscellaneous | N |  |  |  |  | 0% | 13 | 2 | 0% | 0%
Heat Pump Pool Heater | Offices | N |  |  |  |  | 0% | 13 | 2 | 0% | 0%
Heat Pump Pool Heater | Restaurants | N |  |  |  |  | 0% | 13 | 2 | 0% | 0%
Heat Pump Pool Heater | Retail | N |  |  |  |  | 0% | 13 | 2 | 0% | 0%
Heat Pump Pool Heater | Schools K-12 | N | X | 95% | 15.39% |  | 80.38% | 13 | 2 | 63.46% | 63.46%
Heat Pump Pool Heater | Warehouse | N |  |  |  |  | 0% | 13 | 2 | 0% | 0%
Solar Pool Heater | Assembly | T | X | 14% | 15.39% |  | 11.85% | 13 | 1 | 11.85% | 11.85%
Solar Pool Heater | College and University | T | X | 20% | 15.39% |  | 16.92% | 13 | 1 | 16.92% | 16.92%
Solar Pool Heater | Grocery | T |  |  |  |  | 0% | 13 | 1 | 0% | 0%
Solar Pool Heater | Healthcare | T |  |  |  |  | 0% | 13 | 1 | 0% | 0%
Solar Pool Heater | Hospitals | T |  |  |  |  | 0% | 13 | 1 | 0% | 0%
Solar Pool Heater | Institutional | T |  |  |  |  | 0% | 13 | 1 | 0% | 0%
Solar Pool Heater | Lodging/Hospitality | T | X | 6% | 15.39% |  | 5.077% | 13 | 1 | 5.077% | 5.077%
Solar Pool Heater | Miscellaneous | T |  |  |  |  | 0% | 13 | 1 | 0% | 0%
Solar Pool Heater | Offices | T |  |  |  |  | 0% | 13 | 1 | 0% | 0%
Solar Pool Heater | Restaurants | T |  |  |  |  | 0% | 13 | 1 | 0% | 0%
Solar Pool Heater | Retail | T |  |  |  |  | 0% | 13 | 1 | 0% | 0%
Solar Pool Heater | Schools K-12 | T | X | 20% | 15.39% |  | 16.92% | 13 | 1 | 16.92% | 16.92%
Solar Pool Heater | Warehouse | T |  |  |  |  | 0% | 13 | 1 | 0% | 0%
Solar Pool Heater | Assembly | E | X | 14% | 15.39% |  | 11.85% | 13 | 1 | 11.85% | 11.85%
Solar Pool Heater | College and University | E | X | 20% | 15.39% |  | 16.92% | 13 | 1 | 16.92% | 16.92%
Solar Pool Heater | Grocery | E |  |  |  |  | 0% | 13 | 1 | 0% | 0%
Solar Pool Heater | Healthcare | E |  |  |  |  | 0% | 13 | 1 | 0% | 0%
Solar Pool Heater | Hospitals | E |  |  |  |  | 0% | 13 | 1 | 0% | 0%
Solar Pool Heater | Institutional | E |  |  |  |  | 0% | 13 | 1 | 0% | 0%
Solar Pool Heater | Lodging/Hospitality | E | X | 6% | 15.39% |  | 5.077% | 13 | 1 | 5.077% | 5.077%
Solar Pool Heater | Miscellaneous | E |  |  |  |  | 0% | 13 | 1 | 0% | 0%
Solar Pool Heater | Offices | E |  |  |  |  | 0% | 13 | 1 | 0% | 0%
Solar Pool Heater | Restaurants | E |  |  |  |  | 0% | 13 | 1 | 0% | 0%
Solar Pool Heater | Retail | E |  |  |  |  | 0% | 13 | 1 | 0% | 0%
Solar Pool Heater | Schools K-12 | E | X | 20% | 15.39% |  | 16.92% | 13 | 1 | 16.92% | 16.92%
Solar Pool Heater | Warehouse | E |  |  |  |  | 0% | 13 | 1 | 0% | 0%
Solar Pool Heater | Assembly | N | X | 14% | 15.39% |  | 11.85% | 13 | 1 | 11.85% | 11.85%
Solar Pool Heater | College and University | N | X | 20% | 15.39% |  | 16.92% | 13 | 1 | 16.92% | 16.92%
Solar Pool Heater | Grocery | N |  |  |  |  | 0% | 13 | 1 | 0% | 0%
Solar Pool Heater | Healthcare | N |  |  |  |  | 0% | 13 | 1 | 0% | 0%
Solar Pool Heater | Hospitals | N |  |  |  |  | 0% | 13 | 1 | 0% | 0%
Solar Pool Heater | Institutional | N |  |  |  |  | 0% | 13 | 1 | 0% | 0%
Solar Pool Heater | Lodging/Hospitality | N | X | 6% | 15.39% |  | 5.077% | 13 | 1 | 5.077% | 5.077%
Solar Pool Heater | Miscellaneous | N |  |  |  |  | 0% | 13 | 1 | 0% | 0%
Solar Pool Heater | Offices | N |  |  |  |  | 0% | 13 | 1 | 0% | 0%
Solar Pool Heater | Restaurants | N |  |  |  |  | 0% | 13 | 1 | 0% | 0%
Solar Pool Heater | Retail | N |  |  |  |  | 0% | 13 | 1 | 0% | 0%
Solar Pool Heater | Schools K-12 | N | X | 20% | 15.39% |  | 16.92% | 13 | 1 | 16.92% | 16.92%
Solar Pool Heater | Warehouse | N |  |  |  |  | 0% | 13 | 1 | 0% | 0%
Solar Powered Pool Pump | Assembly | T | X | 14% | 43% |  | 7.98% | 8 | 1 | 7.98% | 7.98%
Solar Powered Pool Pump | College and University | T | X | 20% | 43% |  | 11.4% | 8 | 1 | 11.4% | 11.4%
Solar Powered Pool Pump | Grocery | T |  |  |  |  | 0% | 8 | 1 | 0% | 0%
Solar Powered Pool Pump | Healthcare | T |  |  |  |  | 0% | 8 | 1 | 0% | 0%
Solar Powered Pool Pump | Hospitals | T |  |  |  |  | 0% | 8 | 1 | 0% | 0%
Solar Powered Pool Pump | Institutional | T |  |  |  |  | 0% | 8 | 1 | 0% | 0%
Solar Powered Pool Pump | Lodging/Hospitality | T | X | 6% | 43% |  | 3.42% | 8 | 1 | 3.42% | 3.42%
Solar Powered Pool Pump | Miscellaneous | T |  |  |  |  | 0% | 8 | 1 | 0% | 0%
Solar Powered Pool Pump | Offices | T |  |  |  |  | 0% | 8 | 1 | 0% | 0%
Solar Powered Pool Pump | Restaurants | T |  |  |  |  | 0% | 8 | 1 | 0% | 0%
Solar Powered Pool Pump | Retail | T |  |  |  |  | 0% | 8 | 1 | 0% | 0%
Solar Powered Pool Pump | Schools K-12 | T |  | 20% |  |  | 0% | 8 | 1 | 0% | 0%
Solar Powered Pool Pump | Warehouse | T |  |  |  |  | 0% | 8 | 1 | 0% | 0%
Solar Powered Pool Pump | Assembly | E | X | 14% | 43% |  | 7.98% | 8 | 1 | 7.98% | 7.98%
Solar Powered Pool Pump | College and University | E | X | 20% | 43% |  | 11.4% | 8 | 1 | 11.4% | 11.4%
Solar Powered Pool Pump | Grocery | E |  |  |  |  | 0% | 8 | 1 | 0% | 0%
Solar Powered Pool Pump | Healthcare | E |  |  |  |  | 0% | 8 | 1 | 0% | 0%
Solar Powered Pool Pump | Hospitals | E |  |  |  |  | 0% | 8 | 1 | 0% | 0%
Solar Powered Pool Pump | Institutional | E |  |  |  |  | 0% | 8 | 1 | 0% | 0%
Solar Powered Pool Pump | Lodging/Hospitality | E | X | 6% | 43% |  | 3.42% | 8 | 1 | 3.42% | 3.42%
Solar Powered Pool Pump | Miscellaneous | E |  |  |  |  | 0% | 8 | 1 | 0% | 0%
Solar Powered Pool Pump | Offices | E |  |  |  |  | 0% | 8 | 1 | 0% | 0%
Solar Powered Pool Pump | Restaurants | E |  |  |  |  | 0% | 8 | 1 | 0% | 0%
Solar Powered Pool Pump | Retail | E |  |  |  |  | 0% | 8 | 1 | 0% | 0%
Solar Powered Pool Pump | Schools K-12 | E |  | 20% |  |  | 0% | 8 | 1 | 0% | 0%
Solar Powered Pool Pump | Warehouse | E |  |  |  |  | 0% | 8 | 1 | 0% | 0%
Solar Powered Pool Pump | Assembly | N | X | 14% | 43% |  | 7.98% | 8 | 1 | 7.98% | 7.98%
Solar Powered Pool Pump | College and University | N | X | 20% | 43% |  | 11.4% | 8 | 1 | 11.4% | 11.4%
Solar Powered Pool Pump | Grocery | N |  |  |  |  | 0% | 8 | 1 | 0% | 0%
Solar Powered Pool Pump | Healthcare | N |  |  |  |  | 0% | 8 | 1 | 0% | 0%
Solar Powered Pool Pump | Hospitals | N |  |  |  |  | 0% | 8 | 1 | 0% | 0%
Solar Powered Pool Pump | Institutional | N |  |  |  |  | 0% | 8 | 1 | 0% | 0%
Solar Powered Pool Pump | Lodging/Hospitality | N | X | 6% | 43% |  | 3.42% | 8 | 1 | 3.42% | 3.42%
Solar Powered Pool Pump | Miscellaneous | N |  |  |  |  | 0% | 8 | 1 | 0% | 0%
Solar Powered Pool Pump | Offices | N |  |  |  |  | 0% | 8 | 1 | 0% | 0%
Solar Powered Pool Pump | Restaurants | N |  |  |  |  | 0% | 8 | 1 | 0% | 0%
Solar Powered Pool Pump | Retail | N |  |  |  |  | 0% | 8 | 1 | 0% | 0%
Solar Powered Pool Pump | Schools K-12 | N |  | 20% |  |  | 0% | 8 | 1 | 0% | 0%
Solar Powered Pool Pump | Warehouse | N |  |  |  |  | 0% | 8 | 1 | 0% | 0%
Two Speed Pool Pump | Assembly | T | X | 95% | 43% |  | 54.15% | 8 | 3 | 0% | 0%
Two Speed Pool Pump | College and University | T | X | 95% | 43% |  | 54.15% | 8 | 3 | 0% | 0%
Two Speed Pool Pump | Grocery | T |  |  |  |  | 0% | 8 | 3 | 0% | 0%
Two Speed Pool Pump | Healthcare | T |  |  |  |  | 0% | 8 | 3 | 0% | 0%
Two Speed Pool Pump | Hospitals | T |  |  |  |  | 0% | 8 | 3 | 0% | 0%
Two Speed Pool Pump | Institutional | T |  |  |  |  | 0% | 8 | 3 | 0% | 0%
Two Speed Pool Pump | Lodging/Hospitality | T | X | 95% | 43% |  | 54.15% | 8 | 3 | 0% | 0%
Two Speed Pool Pump | Miscellaneous | T |  |  |  |  | 0% | 8 | 3 | 0% | 0%
Two Speed Pool Pump | Offices | T |  |  |  |  | 0% | 8 | 3 | 0% | 0%
Two Speed Pool Pump | Restaurants | T |  |  |  |  | 0% | 8 | 3 | 0% | 0%
Two Speed Pool Pump | Retail | T |  |  |  |  | 0% | 8 | 3 | 0% | 0%
Two Speed Pool Pump | Schools K-12 | T |  |  |  |  | 0% | 8 | 3 | 0% | 0%
Two Speed Pool Pump | Warehouse | T |  |  |  |  | 0% | 8 | 3 | 0% | 0%
Two Speed Pool Pump | Assembly | E | X | 95% | 43% |  | 54.15% | 8 | 3 | 0% | 0%
Two Speed Pool Pump | College and University | E | X | 95% | 43% |  | 54.15% | 8 | 3 | 0% | 0%
Two Speed Pool Pump | Grocery | E |  |  |  |  | 0% | 8 | 3 | 0% | 0%
Two Speed Pool Pump | Healthcare | E |  |  |  |  | 0% | 8 | 3 | 0% | 0%
Two Speed Pool Pump | Hospitals | E |  |  |  |  | 0% | 8 | 3 | 0% | 0%
Two Speed Pool Pump | Institutional | E |  |  |  |  | 0% | 8 | 3 | 0% | 0%
Two Speed Pool Pump | Lodging/Hospitality | E | X | 95% | 43% |  | 54.15% | 8 | 3 | 0% | 0%
Two Speed Pool Pump | Miscellaneous | E |  |  |  |  | 0% | 8 | 3 | 0% | 0%
Two Speed Pool Pump | Offices | E |  |  |  |  | 0% | 8 | 3 | 0% | 0%
Two Speed Pool Pump | Restaurants | E |  |  |  |  | 0% | 8 | 3 | 0% | 0%
Two Speed Pool Pump | Retail | E |  |  |  |  | 0% | 8 | 3 | 0% | 0%
Two Speed Pool Pump | Schools K-12 | E |  |  |  |  | 0% | 8 | 3 | 0% | 0%
Two Speed Pool Pump | Warehouse | E |  |  |  |  | 0% | 8 | 3 | 0% | 0%
Two Speed Pool Pump | Assembly | N | X | 95% | 43% |  | 54.15% | 8 | 3 | 0% | 0%
Two Speed Pool Pump | College and University | N | X | 95% | 43% |  | 54.15% | 8 | 3 | 0% | 0%
Two Speed Pool Pump | Grocery | N |  |  |  |  | 0% | 8 | 3 | 0% | 0%
Two Speed Pool Pump | Healthcare | N |  |  |  |  | 0% | 8 | 3 | 0% | 0%
Two Speed Pool Pump | Hospitals | N |  |  |  |  | 0% | 8 | 3 | 0% | 0%
Two Speed Pool Pump | Institutional | N |  |  |  |  | 0% | 8 | 3 | 0% | 0%
Two Speed Pool Pump | Lodging/Hospitality | N | X | 95% | 43% |  | 54.15% | 8 | 3 | 0% | 0%
Two Speed Pool Pump | Miscellaneous | N |  |  |  |  | 0% | 8 | 3 | 0% | 0%
Two Speed Pool Pump | Offices | N |  |  |  |  | 0% | 8 | 3 | 0% | 0%
Two Speed Pool Pump | Restaurants | N |  |  |  |  | 0% | 8 | 3 | 0% | 0%
Two Speed Pool Pump | Retail | N |  |  |  |  | 0% | 8 | 3 | 0% | 0%
Two Speed Pool Pump | Schools K-12 | N |  |  |  |  | 0% | 8 | 3 | 0% | 0%
Two Speed Pool Pump | Warehouse | N |  |  |  |  | 0% | 8 | 3 | 0% | 0%
Variable Speed Pool Pump | Assembly | T | X | 95% | 43% |  | 54.15% | 8 | 2 | 46.17% | 46.17%
Variable Speed Pool Pump | College and University | T | X | 95% | 43% |  | 54.15% | 8 | 2 | 42.75% | 42.75%
Variable Speed Pool Pump | Grocery | T |  |  |  |  | 0% | 8 | 2 | 0% | 0%
Variable Speed Pool Pump | Healthcare | T |  |  |  |  | 0% | 8 | 2 | 0% | 0%
Variable Speed Pool Pump | Hospitals | T |  |  |  |  | 0% | 8 | 2 | 0% | 0%
Variable Speed Pool Pump | Institutional | T |  |  |  |  | 0% | 8 | 2 | 0% | 0%
Variable Speed Pool Pump | Lodging/Hospitality | T | X | 95% | 43% |  | 54.15% | 8 | 2 | 50.73% | 50.73%
Variable Speed Pool Pump | Miscellaneous | T |  |  |  |  | 0% | 8 | 2 | 0% | 0%
Variable Speed Pool Pump | Offices | T |  |  |  |  | 0% | 8 | 2 | 0% | 0%
Variable Speed Pool Pump | Restaurants | T |  |  |  |  | 0% | 8 | 2 | 0% | 0%
Variable Speed Pool Pump | Retail | T |  |  |  |  | 0% | 8 | 2 | 0% | 0%
Variable Speed Pool Pump | Schools K-12 | T |  |  |  |  | 0% | 8 | 2 | 0% | 0%
Variable Speed Pool Pump | Warehouse | T |  |  |  |  | 0% | 8 | 2 | 0% | 0%
Variable Speed Pool Pump | Assembly | E | X | 95% | 43% |  | 54.15% | 8 | 2 | 46.17% | 46.17%
Variable Speed Pool Pump | College and University | E | X | 95% | 43% |  | 54.15% | 8 | 2 | 42.75% | 42.75%
Variable Speed Pool Pump | Grocery | E |  |  |  |  | 0% | 8 | 2 | 0% | 0%
Variable Speed Pool Pump | Healthcare | E |  |  |  |  | 0% | 8 | 2 | 0% | 0%
Variable Speed Pool Pump | Hospitals | E |  |  |  |  | 0% | 8 | 2 | 0% | 0%
Variable Speed Pool Pump | Institutional | E |  |  |  |  | 0% | 8 | 2 | 0% | 0%
Variable Speed Pool Pump | Lodging/Hospitality | E | X | 95% | 43% |  | 54.15% | 8 | 2 | 50.73% | 50.73%
Variable Speed Pool Pump | Miscellaneous | E |  |  |  |  | 0% | 8 | 2 | 0% | 0%
Variable Speed Pool Pump | Offices | E |  |  |  |  | 0% | 8 | 2 | 0% | 0%
Variable Speed Pool Pump | Restaurants | E |  |  |  |  | 0% | 8 | 2 | 0% | 0%
Variable Speed Pool Pump | Retail | E |  |  |  |  | 0% | 8 | 2 | 0% | 0%
Variable Speed Pool Pump | Schools K-12 | E |  |  |  |  | 0% | 8 | 2 | 0% | 0%
Variable Speed Pool Pump | Warehouse | E |  |  |  |  | 0% | 8 | 2 | 0% | 0%
Variable Speed Pool Pump | Assembly | N | X | 95% | 43% |  | 54.15% | 8 | 2 | 46.17% | 46.17%
Variable Speed Pool Pump | College and University | N | X | 95% | 43% |  | 54.15% | 8 | 2 | 42.75% | 42.75%
Variable Speed Pool Pump | Grocery | N |  |  |  |  | 0% | 8 | 2 | 0% | 0%
Variable Speed Pool Pump | Healthcare | N |  |  |  |  | 0% | 8 | 2 | 0% | 0%
Variable Speed Pool Pump | Hospitals | N |  |  |  |  | 0% | 8 | 2 | 0% | 0%
Variable Speed Pool Pump | Institutional | N |  |  |  |  | 0% | 8 | 2 | 0% | 0%
Variable Speed Pool Pump | Lodging/Hospitality | N | X | 95% | 43% |  | 54.15% | 8 | 2 | 50.73% | 50.73%
Variable Speed Pool Pump | Miscellaneous | N |  |  |  |  | 0% | 8 | 2 | 0% | 0%
Variable Speed Pool Pump | Offices | N |  |  |  |  | 0% | 8 | 2 | 0% | 0%
Variable Speed Pool Pump | Restaurants | N |  |  |  |  | 0% | 8 | 2 | 0% | 0%
Variable Speed Pool Pump | Retail | N |  |  |  |  | 0% | 8 | 2 | 0% | 0%
Variable Speed Pool Pump | Schools K-12 | N |  |  |  |  | 0% | 8 | 2 | 0% | 0%
Variable Speed Pool Pump | Warehouse | N |  |  |  |  | 0% | 8 | 2 | 0% | 0%
ENERGY STAR Imaging Equipment | Assembly | T | X | 90% | 80.09% |  | 17.92% |  |  |  | 17.92%
ENERGY STAR Imaging Equipment | College and University | T | X | 90% | 80.09% |  | 17.92% |  |  |  | 17.92%
ENERGY STAR Imaging Equipment | Grocery | T | X | 90% | 80.09% |  | 17.92% |  |  |  | 17.92%
ENERGY STAR Imaging Equipment | Healthcare | T | X | 90% | 80.09% |  | 17.92% |  |  |  | 17.92%
ENERGY STAR Imaging Equipment | Hospitals | T | X | 90% | 80.09% |  | 17.92% |  |  |  | 17.92%
ENERGY STAR Imaging Equipment | Institutional | T | X | 90% | 80.09% |  | 17.92% |  |  |  | 17.92%
ENERGY STAR Imaging Equipment | Lodging/Hospitality | T | X | 90% | 80.09% |  | 17.92% |  |  |  | 17.92%
ENERGY STAR Imaging Equipment | Miscellaneous | T |  |  |  |  | 0% |  |  |  | 0%
ENERGY STAR Imaging Equipment | Offices | T | X | 90% | 80.09% |  | 17.92% |  |  |  | 17.92%
ENERGY STAR Imaging Equipment | Restaurants | T |  |  |  |  | 0% |  |  |  | 0%
ENERGY STAR Imaging Equipment | Retail | T | X | 90% | 80.09% |  | 17.92% |  |  |  | 17.92%
ENERGY STAR Imaging Equipment | Schools K-12 | T | X | 90% | 80.09% |  | 17.92% |  |  |  | 17.92%
ENERGY STAR Imaging Equipment | Warehouse | T |  |  |  |  | 0% |  |  |  | 0%
ENERGY STAR Imaging Equipment | Assembly | E | X | 100% | 80.09% |  | 19.91% |  |  |  | 19.91%
ENERGY STAR Imaging Equipment | College and University | E | X | 90% | 80.09% |  | 17.92% |  |  |  | 17.92%
ENERGY STAR Imaging Equipment | Grocery | E | X | 100% | 80.09% |  | 19.91% |  |  |  | 19.91%
ENERGY STAR Imaging Equipment | Healthcare | E | X | 100% | 80.09% |  | 19.91% |  |  |  | 19.91%
ENERGY STAR Imaging Equipment | Hospitals | E | X | 100% | 80.09% |  | 19.91% |  |  |  | 19.91%
ENERGY STAR Imaging Equipment | Institutional | E | X | 90% | 80.09% |  | 17.92% |  |  |  | 17.92%
ENERGY STAR Imaging Equipment | Lodging/Hospitality | E | X | 100% | 80.09% |  | 19.91% |  |  |  | 19.91%
ENERGY STAR Imaging Equipment | Miscellaneous | E |  |  |  |  | 0% |  |  |  | 0%
ENERGY STAR Imaging Equipment | Offices | E | X | 100% | 80.09% |  | 19.91% |  |  |  | 19.91%
ENERGY STAR Imaging Equipment | Restaurants | E |  |  |  |  | 0% |  |  |  | 0%
ENERGY STAR Imaging Equipment | Retail | E | X | 100% | 80.09% |  | 19.91% |  |  |  | 19.91%
ENERGY STAR Imaging Equipment | Schools K-12 | E | X | 90% | 80.09% |  | 17.92% |  |  |  | 17.92%
ENERGY STAR Imaging Equipment | Warehouse | E |  |  |  |  | 0% |  |  |  | 0%
ENERGY STAR Imaging Equipment | Assembly | N | X | 90% | 80.09% |  | 17.92% |  |  |  | 17.92%
ENERGY STAR Imaging Equipment | College and University | N | X | 90% | 80.09% |  | 17.92% |  |  |  | 17.92%
ENERGY STAR Imaging Equipment | Grocery | N | X | 90% | 80.09% |  | 17.92% |  |  |  | 17.92%
ENERGY STAR Imaging Equipment | Healthcare | N | X | 90% | 80.09% |  | 17.92% |  |  |  | 17.92%
ENERGY STAR Imaging Equipment | Hospitals | N | X | 90% | 80.09% |  | 17.92% |  |  |  | 17.92%
ENERGY STAR Imaging Equipment | Institutional | N | X | 90% | 80.09% |  | 17.92% |  |  |  | 17.92%
ENERGY STAR Imaging Equipment | Lodging/Hospitality | N | X | 90% | 80.09% |  | 17.92% |  |  |  | 17.92%
ENERGY STAR Imaging Equipment | Miscellaneous | N |  |  |  |  | 0% |  |  |  | 0%
ENERGY STAR Imaging Equipment | Offices | N | X | 90% | 80.09% |  | 17.92% |  |  |  | 17.92%
ENERGY STAR Imaging Equipment | Restaurants | N |  |  |  |  | 0% |  |  |  | 0%
ENERGY STAR Imaging Equipment | Retail | N | X | 90% | 80.09% |  | 17.92% |  |  |  | 17.92%
ENERGY STAR Imaging Equipment | Schools K-12 | N | X | 90% | 80.09% |  | 17.92% |  |  |  | 17.92%
ENERGY STAR Imaging Equipment | Warehouse | N |  |  |  |  | 0% |  |  |  | 0%
Energy Star PCs | Assembly | T | X | 100% | 65% |  | 35% |  |  |  | 35%
Energy Star PCs | College and University | T | X | 100% | 65% |  | 35% |  |  |  | 35%
Energy Star PCs | Grocery | T | X | 100% | 65% |  | 35% |  |  |  | 35%
Energy Star PCs | Healthcare | T | X | 100% | 65% |  | 35% |  |  |  | 35%
Energy Star PCs | Hospitals | T | X | 100% | 65% |  | 35% |  |  |  | 35%
Energy Star PCs | Institutional | T | X | 100% | 65% |  | 35% |  |  |  | 35%
Energy Star PCs | Lodging/Hospitality | T | X | 100% | 65% |  | 35% |  |  |  | 35%
Energy Star PCs | Miscellaneous | T | X | 100% | 65% |  | 35% |  |  |  | 35%
Energy Star PCs | Offices | T | X | 100% | 65% |  | 35% |  |  |  | 35%
Energy Star PCs | Restaurants | T | X | 100% | 65% |  | 35% |  |  |  | 35%
Energy Star PCs | Retail | T | X | 100% | 65% |  | 35% |  |  |  | 35%
Energy Star PCs | Schools K-12 | T | X | 100% | 65% |  | 35% |  |  |  | 35%
Energy Star PCs | Warehouse | T | X | 100% | 65% |  | 35% |  |  |  | 35%
Energy Star PCs | Assembly | E | X | 100% | 65% |  | 35% |  |  |  | 35%
Energy Star PCs | College and University | E | X | 100% | 65% |  | 35% |  |  |  | 35%
Energy Star PCs | Grocery | E | X | 100% | 65% |  | 35% |  |  |  | 35%
Energy Star PCs | Healthcare | E | X | 100% | 65% |  | 35% |  |  |  | 35%
Energy Star PCs | Hospitals | E | X | 100% | 65% |  | 35% |  |  |  | 35%
Energy Star PCs | Institutional | E | X | 100% | 65% |  | 35% |  |  |  | 35%
Energy Star PCs | Lodging/Hospitality | E | X | 100% | 65% |  | 35% |  |  |  | 35%
Energy Star PCs | Miscellaneous | E | X | 100% | 65% |  | 35% |  |  |  | 35%
Energy Star PCs | Offices | E | X | 100% | 65% |  | 35% |  |  |  | 35%
Energy Star PCs | Restaurants | E | X | 100% | 65% |  | 35% |  |  |  | 35%
Energy Star PCs | Retail | E | X | 100% | 65% |  | 35% |  |  |  | 35%
Energy Star PCs | Schools K-12 | E | X | 100% | 65% |  | 35% |  |  |  | 35%
Energy Star PCs | Warehouse | E | X | 100% | 65% |  | 35% |  |  |  | 35%
Energy Star PCs | Assembly | N | X | 100% | 65% |  | 35% |  |  |  | 35%
Energy Star PCs | College and University | N | X | 100% | 65% |  | 35% |  |  |  | 35%
Energy Star PCs | Grocery | N | X | 100% | 65% |  | 35% |  |  |  | 35%
Energy Star PCs | Healthcare | N | X | 100% | 65% |  | 35% |  |  |  | 35%
Energy Star PCs | Hospitals | N | X | 100% | 65% |  | 35% |  |  |  | 35%
Energy Star PCs | Institutional | N | X | 100% | 65% |  | 35% |  |  |  | 35%
Energy Star PCs | Lodging/Hospitality | N | X | 100% | 65% |  | 35% |  |  |  | 35%
Energy Star PCs | Miscellaneous | N | X | 100% | 65% |  | 35% |  |  |  | 35%
Energy Star PCs | Offices | N | X | 100% | 65% |  | 35% |  |  |  | 35%
Energy Star PCs | Restaurants | N | X | 100% | 65% |  | 35% |  |  |  | 35%
Energy Star PCs | Retail | N | X | 100% | 65% |  | 35% |  |  |  | 35%
Energy Star PCs | Schools K-12 | N | X | 100% | 65% |  | 35% |  |  |  | 35%
Energy Star PCs | Warehouse | N | X | 100% | 65% |  | 35% |  |  |  | 35%
Energy Star Servers | Assembly | T |  |  |  |  | 0% |  |  |  | 0%
Energy Star Servers | College and University | T | X | 95% | 50.23% |  | 47.28% |  |  |  | 47.28%
Energy Star Servers | Grocery | T |  |  |  |  | 0% |  |  |  | 0%
Energy Star Servers | Healthcare | T | X | 95% | 50.23% |  | 47.28% |  |  |  | 47.28%
Energy Star Servers | Hospitals | T | X | 95% | 50.23% |  | 47.28% |  |  |  | 47.28%
Energy Star Servers | Institutional | T | X | 95% | 50.23% |  | 47.28% |  |  |  | 47.28%
Energy Star Servers | Lodging/Hospitality | T | X | 95% | 50.23% |  | 47.28% |  |  |  | 47.28%
Energy Star Servers | Miscellaneous | T | X | 95% | 50.23% |  | 47.28% |  |  |  | 47.28%
Energy Star Servers | Offices | T | X | 95% | 50.23% |  | 47.28% |  |  |  | 47.28%
Energy Star Servers | Restaurants | T |  |  |  |  | 0% |  |  |  | 0%
Energy Star Servers | Retail | T | X | 95% | 50.23% |  | 47.28% |  |  |  | 47.28%
Energy Star Servers | Schools K-12 | T | X | 95% | 50.23% |  | 47.28% |  |  |  | 47.28%
Energy Star Servers | Warehouse | T |  |  |  |  | 0% |  |  |  | 0%
Energy Star Servers | Assembly | E |  |  |  |  | 0% |  |  |  | 0%
Energy Star Servers | College and University | E | X | 95% | 50.23% |  | 47.28% |  |  |  | 47.28%
Energy Star Servers | Grocery | E |  |  |  |  | 0% |  |  |  | 0%
Energy Star Servers | Healthcare | E | X | 95% | 50.23% |  | 47.28% |  |  |  | 47.28%
Energy Star Servers | Hospitals | E | X | 95% | 50.23% |  | 47.28% |  |  |  | 47.28%
Energy Star Servers | Institutional | E | X | 95% | 50.23% |  | 47.28% |  |  |  | 47.28%
Energy Star Servers | Lodging/Hospitality | E | X | 95% | 50.23% |  | 47.28% |  |  |  | 47.28%
Energy Star Servers | Miscellaneous | E | X | 95% | 50.23% |  | 47.28% |  |  |  | 47.28%
Energy Star Servers | Offices | E | X | 95% | 50.23% |  | 47.28% |  |  |  | 47.28%
Energy Star Servers | Restaurants | E |  |  |  |  | 0% |  |  |  | 0%
Energy Star Servers | Retail | E | X | 95% | 50.23% |  | 47.28% |  |  |  | 47.28%
Energy Star Servers | Schools K-12 | E | X | 95% | 50.23% |  | 47.28% |  |  |  | 47.28%
Energy Star Servers | Warehouse | E |  |  |  |  | 0% |  |  |  | 0%
Energy Star Servers | Assembly | N |  |  |  |  | 0% |  |  |  | 0%
Energy Star Servers | College and University | N | X | 95% | 50.23% |  | 47.28% |  |  |  | 47.28%
Energy Star Servers | Grocery | N |  |  |  |  | 0% |  |  |  | 0%
Energy Star Servers | Healthcare | N | X | 95% | 50.23% |  | 47.28% |  |  |  | 47.28%
Energy Star Servers | Hospitals | N | X | 95% | 50.23% |  | 47.28% |  |  |  | 47.28%
Energy Star Servers | Institutional | N | X | 95% | 50.23% |  | 47.28% |  |  |  | 47.28%
Energy Star Servers | Lodging/Hospitality | N | X | 95% | 50.23% |  | 47.28% |  |  |  | 47.28%
Energy Star Servers | Miscellaneous | N | X | 95% | 50.23% |  | 47.28% |  |  |  | 47.28%
Energy Star Servers | Offices | N | X | 95% | 50.23% |  | 47.28% |  |  |  | 47.28%
Energy Star Servers | Restaurants | N |  |  |  |  | 0% |  |  |  | 0%
Energy Star Servers | Retail | N | X | 95% | 50.23% |  | 47.28% |  |  |  | 47.28%
Energy Star Servers | Schools K-12 | N | X | 95% | 50.23% |  | 47.28% |  |  |  | 47.28%
Energy Star Servers | Warehouse | N |  |  |  |  | 0% |  |  |  | 0%
Energy Star Uninterruptable Power Supply | Assembly | T |  |  |  |  | 0% |  |  |  | 0%
Energy Star Uninterruptable Power Supply | College and University | T | X | 75% | 70.14% |  | 22.4% |  |  |  | 22.4%
Energy Star Uninterruptable Power Supply | Grocery | T |  |  |  |  | 0% |  |  |  | 0%
Energy Star Uninterruptable Power Supply | Healthcare | T | X | 75% | 70.14% |  | 22.4% |  |  |  | 22.4%
Energy Star Uninterruptable Power Supply | Hospitals | T | X | 75% | 70.14% |  | 22.4% |  |  |  | 22.4%
Energy Star Uninterruptable Power Supply | Institutional | T | X | 75% | 70.14% |  | 22.4% |  |  |  | 22.4%
Energy Star Uninterruptable Power Supply | Lodging/Hospitality | T | X | 75% | 70.14% |  | 22.4% |  |  |  | 22.4%
Energy Star Uninterruptable Power Supply | Miscellaneous | T | X | 75% | 70.14% |  | 22.4% |  |  |  | 22.4%
Energy Star Uninterruptable Power Supply | Offices | T | X | 75% | 70.14% |  | 22.4% |  |  |  | 22.4%
Energy Star Uninterruptable Power Supply | Restaurants | T |  |  |  |  | 0% |  |  |  | 0%
Energy Star Uninterruptable Power Supply | Retail | T |  |  |  |  | 0% |  |  |  | 0%
Energy Star Uninterruptable Power Supply | Schools K-12 | T | X | 75% | 70.14% |  | 22.4% |  |  |  | 22.4%
Energy Star Uninterruptable Power Supply | Warehouse | T |  |  |  |  | 0% |  |  |  | 0%
Energy Star Uninterruptable Power Supply | Assembly | E |  |  |  |  | 0% |  |  |  | 0%
Energy Star Uninterruptable Power Supply | College and University | E | X | 75% | 70.14% |  | 22.4% |  |  |  | 22.4%
Energy Star Uninterruptable Power Supply | Grocery | E |  |  |  |  | 0% |  |  |  | 0%
Energy Star Uninterruptable Power Supply | Healthcare | E | X | 75% | 70.14% |  | 22.4% |  |  |  | 22.4%
Energy Star Uninterruptable Power Supply | Hospitals | E | X | 75% | 70.14% |  | 22.4% |  |  |  | 22.4%
Energy Star Uninterruptable Power Supply | Institutional | E | X | 75% | 70.14% |  | 22.4% |  |  |  | 22.4%
Energy Star Uninterruptable Power Supply | Lodging/Hospitality | E | X | 75% | 70.14% |  | 22.4% |  |  |  | 22.4%
Energy Star Uninterruptable Power Supply | Miscellaneous | E | X | 75% | 70.14% |  | 22.4% |  |  |  | 22.4%
Energy Star Uninterruptable Power Supply | Offices | E | X | 75% | 70.14% |  | 22.4% |  |  |  | 22.4%
Energy Star Uninterruptable Power Supply | Restaurants | E |  |  |  |  | 0% |  |  |  | 0%
Energy Star Uninterruptable Power Supply | Retail | E |  |  |  |  | 0% |  |  |  | 0%
Energy Star Uninterruptable Power Supply | Schools K-12 | E | X | 75% | 70.14% |  | 22.4% |  |  |  | 22.4%
Energy Star Uninterruptable Power Supply | Warehouse | E |  |  |  |  | 0% |  |  |  | 0%
Energy Star Uninterruptable Power Supply | Assembly | N |  |  |  |  | 0% |  |  |  | 0%
Energy Star Uninterruptable Power Supply | College and University | N | X | 75% | 70.14% |  | 22.4% |  |  |  | 22.4%
Energy Star Uninterruptable Power Supply | Grocery | N |  |  |  |  | 0% |  |  |  | 0%
Energy Star Uninterruptable Power Supply | Healthcare | N | X | 75% | 70.14% |  | 22.4% |  |  |  | 22.4%
Energy Star Uninterruptable Power Supply | Hospitals | N | X | 75% | 70.14% |  | 22.4% |  |  |  | 22.4%
Energy Star Uninterruptable Power Supply | Institutional | N | X | 75% | 70.14% |  | 22.4% |  |  |  | 22.4%
Energy Star Uninterruptable Power Supply | Lodging/Hospitality | N | X | 75% | 70.14% |  | 22.4% |  |  |  | 22.4%
Energy Star Uninterruptable Power Supply | Miscellaneous | N | X | 75% | 70.14% |  | 22.4% |  |  |  | 22.4%
Energy Star Uninterruptable Power Supply | Offices | N | X | 75% | 70.14% |  | 22.4% |  |  |  | 22.4%
Energy Star Uninterruptable Power Supply | Restaurants | N |  |  |  |  | 0% |  |  |  | 0%
Energy Star Uninterruptable Power Supply | Retail | N |  |  |  |  | 0% |  |  |  | 0%
Energy Star Uninterruptable Power Supply | Schools K-12 | N | X | 75% | 70.14% |  | 22.4% |  |  |  | 22.4%
Energy Star Uninterruptable Power Supply | Warehouse | N |  |  |  |  | 0% |  |  |  | 0%
Server Virtualization | Assembly | T |  |  |  |  | 0% |  |  |  | 0%
Server Virtualization | College and University | T | X | 52.27% | 25.35% |  | 92% |  |  |  | 92%
Server Virtualization | Grocery | T |  |  |  |  | 0% |  |  |  | 0%
Server Virtualization | Healthcare | T | X | 50% | 25.35% |  | 37.33% |  |  |  | 37.33%
Server Virtualization | Hospitals | T | X | 50% | 25.35% |  | 92% |  |  |  | 92%
Server Virtualization | Institutional | T | X | 52.27% | 25.35% |  | 92% |  |  |  | 92%
Server Virtualization | Lodging/Hospitality | T | X | 50% | 25.35% |  | 37.33% |  |  |  | 37.33%
Server Virtualization | Miscellaneous | T | X | 52.27% | 25.35% |  | 39.02% |  |  |  | 39.02%
Server Virtualization | Offices | T | X | 50% | 25.35% |  | 37.33% |  |  |  | 37.33%
Server Virtualization | Restaurants | T |  |  |  |  | 0% |  |  |  | 0%
Server Virtualization | Retail | T | X | 50% | 25.35% |  | 37.33% |  |  |  | 37.33%
Server Virtualization | Schools K-12 | T | X | 52.27% | 25.35% |  | 92% |  |  |  | 92%
Server Virtualization | Warehouse | T |  |  |  |  | 0% |  |  |  | 0%
Server Virtualization | Assembly | E |  |  |  |  | 0% |  |  |  | 0%
Server Virtualization | College and University | E | X | 52.27% | 25.35% |  | 92% |  |  |  | 92%
Server Virtualization | Grocery | E |  |  |  |  | 0% |  |  |  | 0%
Server Virtualization | Healthcare | E | X | 51.64% | 25.35% |  | 38.55% |  |  |  | 38.55%
Server Virtualization | Hospitals | E | X | 51.64% | 25.35% |  | 92% |  |  |  | 92%
Server Virtualization | Institutional | E | X | 52.27% | 25.35% |  | 92% |  |  |  | 92%
Server Virtualization | Lodging/Hospitality | E | X | 51.64% | 25.35% |  | 38.55% |  |  |  | 38.55%
Server Virtualization | Miscellaneous | E | X | 52.27% | 25.35% |  | 39.02% |  |  |  | 39.02%
Server Virtualization | Offices | E | X | 51.64% | 25.35% |  | 38.55% |  |  |  | 38.55%
Server Virtualization | Restaurants | E |  |  |  |  | 0% |  |  |  | 0%
Server Virtualization | Retail | E | X | 51.64% | 25.35% |  | 38.55% |  |  |  | 38.55%
Server Virtualization | Schools K-12 | E | X | 52.27% | 25.35% |  | 92% |  |  |  | 92%
Server Virtualization | Warehouse | E |  |  |  |  | 0% |  |  |  | 0%
Server Virtualization | Assembly | N |  |  |  |  | 0% |  |  |  | 0%
Server Virtualization | College and University | N | X | 52.27% | 25.35% |  | 92% |  |  |  | 92%
Server Virtualization | Grocery | N |  |  |  |  | 0% |  |  |  | 0%
Server Virtualization | Healthcare | N | X | 51.64% | 25.35% |  | 38.55% |  |  |  | 38.55%
Server Virtualization | Hospitals | N | X | 51.64% | 25.35% |  | 92% |  |  |  | 92%
Server Virtualization | Institutional | N | X | 52.27% | 25.35% |  | 92% |  |  |  | 92%
Server Virtualization | Lodging/Hospitality | N | X | 51.64% | 25.35% |  | 38.55% |  |  |  | 38.55%
Server Virtualization | Miscellaneous | N | X | 52.27% | 25.35% |  | 39.02% |  |  |  | 39.02%
Server Virtualization | Offices | N | X | 51.64% | 25.35% |  | 38.55% |  |  |  | 38.55%
Server Virtualization | Restaurants | N |  |  |  |  | 0% |  |  |  | 0%
Server Virtualization | Retail | N | X | 51.64% | 25.35% |  | 38.55% |  |  |  | 38.55%
Server Virtualization | Schools K-12 | N | X | 52.27% | 25.35% |  | 92% |  |  |  | 92%
Server Virtualization | Warehouse | N |  |  |  |  | 0% |  |  |  | 0%
Energy Star Commercial Glass Door Freezer | Assembly | T |  |  |  |  | 0% | 9 | 2 | 0% | 0%
Energy Star Commercial Glass Door Freezer | College and University | T |  |  |  |  | 0% | 9 | 2 | 0% | 0%
Energy Star Commercial Glass Door Freezer | Grocery | T | X | 95% | 65.16% |  | 33.1% | 9 | 2 | 33.1% | 33.1%
Energy Star Commercial Glass Door Freezer | Healthcare | T |  |  |  |  | 0% | 9 | 2 | 0% | 0%
Energy Star Commercial Glass Door Freezer | Hospitals | T |  |  |  |  | 0% | 9 | 2 | 0% | 0%
Energy Star Commercial Glass Door Freezer | Institutional | T |  |  |  |  | 0% | 9 | 2 | 0% | 0%
Energy Star Commercial Glass Door Freezer | Lodging/Hospitality | T |  |  |  |  | 0% | 9 | 2 | 0% | 0%
Energy Star Commercial Glass Door Freezer | Miscellaneous | T |  |  |  |  | 0% | 9 | 2 | 0% | 0%
Energy Star Commercial Glass Door Freezer | Offices | T |  |  |  |  | 0% | 9 | 2 | 0% | 0%
Energy Star Commercial Glass Door Freezer | Restaurants | T |  |  |  |  | 0% | 9 | 2 | 0% | 0%
Energy Star Commercial Glass Door Freezer | Retail | T | X | 95% | 65.16% |  | 33.1% | 9 | 2 | 33.1% | 33.1%
Energy Star Commercial Glass Door Freezer | Schools K-12 | T |  |  |  |  | 0% | 9 | 2 | 0% | 0%
Energy Star Commercial Glass Door Freezer | Warehouse | T |  |  |  |  | 0% | 9 | 2 | 0% | 0%
Energy Star Commercial Glass Door Freezer | Assembly | E |  |  |  |  | 0% | 9 | 2 | 0% | 0%
Energy Star Commercial Glass Door Freezer | College and University | E |  |  |  |  | 0% | 9 | 2 | 0% | 0%
Energy Star Commercial Glass Door Freezer | Grocery | E | X | 100% | 65.16% |  | 34.84% | 9 | 2 | 12.38% | 12.38%
Energy Star Commercial Glass Door Freezer | Healthcare | E |  |  |  |  | 0% | 9 | 2 | 0% | 0%
Energy Star Commercial Glass Door Freezer | Hospitals | E |  |  |  |  | 0% | 9 | 2 | 0% | 0%
Energy Star Commercial Glass Door Freezer | Institutional | E |  |  |  |  | 0% | 9 | 2 | 0% | 0%
Energy Star Commercial Glass Door Freezer | Lodging/Hospitality | E |  |  |  |  | 0% | 9 | 2 | 0% | 0%
Energy Star Commercial Glass Door Freezer | Miscellaneous | E |  |  |  |  | 0% | 9 | 2 | 0% | 0%
Energy Star Commercial Glass Door Freezer | Offices | E |  |  |  |  | 0% | 9 | 2 | 0% | 0%
Energy Star Commercial Glass Door Freezer | Restaurants | E |  |  |  |  | 0% | 9 | 2 | 0% | 0%
Energy Star Commercial Glass Door Freezer | Retail | E | X | 95% | 65.16% |  | 33.1% | 9 | 2 | 33.1% | 33.1%
Energy Star Commercial Glass Door Freezer | Schools K-12 | E |  |  |  |  | 0% | 9 | 2 | 0% | 0%
Energy Star Commercial Glass Door Freezer | Warehouse | E |  |  |  |  | 0% | 9 | 2 | 0% | 0%
Energy Star Commercial Glass Door Freezer | Assembly | N |  |  |  |  | 0% | 9 | 2 | 0% | 0%
Energy Star Commercial Glass Door Freezer | College and University | N |  |  |  |  | 0% | 9 | 2 | 0% | 0%
Energy Star Commercial Glass Door Freezer | Grocery | N | X | 100% | 99.54% |  | 0.46% | 9 | 2 | 0.46% | 0.46%
Energy Star Commercial Glass Door Freezer | Healthcare | N |  |  |  |  | 0% | 9 | 2 | 0% | 0%
Energy Star Commercial Glass Door Freezer | Hospitals | N |  |  |  |  | 0% | 9 | 2 | 0% | 0%
Energy Star Commercial Glass Door Freezer | Institutional | N |  |  |  |  | 0% | 9 | 2 | 0% | 0%
Energy Star Commercial Glass Door Freezer | Lodging/Hospitality | N |  |  |  |  | 0% | 9 | 2 | 0% | 0%
Energy Star Commercial Glass Door Freezer | Miscellaneous | N |  |  |  |  | 0% | 9 | 2 | 0% | 0%
Energy Star Commercial Glass Door Freezer | Offices | N |  |  |  |  | 0% | 9 | 2 | 0% | 0%
Energy Star Commercial Glass Door Freezer | Restaurants | N |  |  |  |  | 0% | 9 | 2 | 0% | 0%
Energy Star Commercial Glass Door Freezer | Retail | N | X | 95% | 99.54% |  | 0.437% | 9 | 2 | 0.437% | 0.437%
Energy Star Commercial Glass Door Freezer | Schools K-12 | N |  |  |  |  | 0% | 9 | 2 | 0% | 0%
Energy Star Commercial Glass Door Freezer | Warehouse | N |  |  |  |  | 0% | 9 | 2 | 0% | 0%
Energy Star Commercial Glass Door Refrigerator | Assembly | T |  |  |  |  | 0% | 10 | 2 | 0% | 0%
Energy Star Commercial Glass Door Refrigerator | College and University | T |  |  |  |  | 0% | 10 | 2 | 0% | 0%
Energy Star Commercial Glass Door Refrigerator | Grocery | T | X | 95% | 65.16% |  | 33.1% | 10 | 2 | 33.1% | 33.1%
Energy Star Commercial Glass Door Refrigerator | Healthcare | T |  |  |  |  | 0% | 10 | 2 | 0% | 0%
Energy Star Commercial Glass Door Refrigerator | Hospitals | T |  |  |  |  | 0% | 10 | 2 | 0% | 0%
Energy Star Commercial Glass Door Refrigerator | Institutional | T |  |  |  |  | 0% | 10 | 2 | 0% | 0%
Energy Star Commercial Glass Door Refrigerator | Lodging/Hospitality | T |  |  |  |  | 0% | 10 | 2 | 0% | 0%
Energy Star Commercial Glass Door Refrigerator | Miscellaneous | T |  |  |  |  | 0% | 10 | 2 | 0% | 0%
Energy Star Commercial Glass Door Refrigerator | Offices | T |  |  |  |  | 0% | 10 | 2 | 0% | 0%
Energy Star Commercial Glass Door Refrigerator | Restaurants | T |  |  |  |  | 0% | 10 | 2 | 0% | 0%
Energy Star Commercial Glass Door Refrigerator | Retail | T | X | 95% | 65.16% |  | 33.1% | 10 | 2 | 33.1% | 33.1%
Energy Star Commercial Glass Door Refrigerator | Schools K-12 | T |  |  |  |  | 0% | 10 | 2 | 0% | 0%
Energy Star Commercial Glass Door Refrigerator | Warehouse | T |  |  |  |  | 0% | 10 | 2 | 0% | 0%
Energy Star Commercial Glass Door Refrigerator | Assembly | E |  |  |  |  | 0% | 10 | 2 | 0% | 0%
Energy Star Commercial Glass Door Refrigerator | College and University | E |  |  |  |  | 0% | 10 | 2 | 0% | 0%
Energy Star Commercial Glass Door Refrigerator | Grocery | E | X | 100% | 65.16% |  | 34.84% | 10 | 2 | 12.38% | 12.38%
Energy Star Commercial Glass Door Refrigerator | Healthcare | E |  |  |  |  | 0% | 10 | 2 | 0% | 0%
Energy Star Commercial Glass Door Refrigerator | Hospitals | E |  |  |  |  | 0% | 10 | 2 | 0% | 0%
Energy Star Commercial Glass Door Refrigerator | Institutional | E |  |  |  |  | 0% | 10 | 2 | 0% | 0%
Energy Star Commercial Glass Door Refrigerator | Lodging/Hospitality | E |  |  |  |  | 0% | 10 | 2 | 0% | 0%
Energy Star Commercial Glass Door Refrigerator | Miscellaneous | E |  |  |  |  | 0% | 10 | 2 | 0% | 0%
Energy Star Commercial Glass Door Refrigerator | Offices | E |  |  |  |  | 0% | 10 | 2 | 0% | 0%
Energy Star Commercial Glass Door Refrigerator | Restaurants | E |  |  |  |  | 0% | 10 | 2 | 0% | 0%
Energy Star Commercial Glass Door Refrigerator | Retail | E | X | 95% | 65.16% |  | 33.1% | 10 | 2 | 33.1% | 33.1%
Energy Star Commercial Glass Door Refrigerator | Schools K-12 | E |  |  |  |  | 0% | 10 | 2 | 0% | 0%
Energy Star Commercial Glass Door Refrigerator | Warehouse | E |  |  |  |  | 0% | 10 | 2 | 0% | 0%
Energy Star Commercial Glass Door Refrigerator | Assembly | N |  |  |  |  | 0% | 10 | 2 | 0% | 0%
Energy Star Commercial Glass Door Refrigerator | College and University | N |  |  |  |  | 0% | 10 | 2 | 0% | 0%
Energy Star Commercial Glass Door Refrigerator | Grocery | N | X | 100% | 99.54% |  | 0.46% | 10 | 2 | 0.46% | 0.46%
Energy Star Commercial Glass Door Refrigerator | Healthcare | N |  |  |  |  | 0% | 10 | 2 | 0% | 0%
Energy Star Commercial Glass Door Refrigerator | Hospitals | N |  |  |  |  | 0% | 10 | 2 | 0% | 0%
Energy Star Commercial Glass Door Refrigerator | Institutional | N |  |  |  |  | 0% | 10 | 2 | 0% | 0%
Energy Star Commercial Glass Door Refrigerator | Lodging/Hospitality | N |  |  |  |  | 0% | 10 | 2 | 0% | 0%
Energy Star Commercial Glass Door Refrigerator | Miscellaneous | N |  |  |  |  | 0% | 10 | 2 | 0% | 0%
Energy Star Commercial Glass Door Refrigerator | Offices | N |  |  |  |  | 0% | 10 | 2 | 0% | 0%
Energy Star Commercial Glass Door Refrigerator | Restaurants | N |  |  |  |  | 0% | 10 | 2 | 0% | 0%
Energy Star Commercial Glass Door Refrigerator | Retail | N | X | 95% | 99.54% |  | 0.437% | 10 | 2 | 0.437% | 0.437%
Energy Star Commercial Glass Door Refrigerator | Schools K-12 | N |  |  |  |  | 0% | 10 | 2 | 0% | 0%
Energy Star Commercial Glass Door Refrigerator | Warehouse | N |  |  |  |  | 0% | 10 | 2 | 0% | 0%
Energy Star Commercial Solid Door Freezer | Assembly | T |  |  |  |  | 0% | 9 | 1 | 0% | 0%
Energy Star Commercial Solid Door Freezer | College and University | T |  |  |  |  | 0% | 9 | 1 | 0% | 0%
Energy Star Commercial Solid Door Freezer | Grocery | T | X | 76% | 12.38% |  | 66.59% | 9 | 1 | 66.59% | 66.59%
Energy Star Commercial Solid Door Freezer | Healthcare | T |  |  |  |  | 0% | 9 | 1 | 0% | 0%
Energy Star Commercial Solid Door Freezer | Hospitals | T |  |  |  |  | 0% | 9 | 1 | 0% | 0%
Energy Star Commercial Solid Door Freezer | Institutional | T |  |  |  |  | 0% | 9 | 1 | 0% | 0%
Energy Star Commercial Solid Door Freezer | Lodging/Hospitality | T |  |  |  |  | 0% | 9 | 1 | 0% | 0%
Energy Star Commercial Solid Door Freezer | Miscellaneous | T |  |  |  |  | 0% | 9 | 1 | 0% | 0%
Energy Star Commercial Solid Door Freezer | Offices | T |  |  |  |  | 0% | 9 | 1 | 0% | 0%
Energy Star Commercial Solid Door Freezer | Restaurants | T |  |  |  |  | 0% | 9 | 1 | 0% | 0%
Energy Star Commercial Solid Door Freezer | Retail | T | X | 76% | 12.38% |  | 66.59% | 9 | 1 | 66.59% | 66.59%
Energy Star Commercial Solid Door Freezer | Schools K-12 | T |  |  |  |  | 0% | 9 | 1 | 0% | 0%
Energy Star Commercial Solid Door Freezer | Warehouse | T |  |  |  |  | 0% | 9 | 1 | 0% | 0%
Energy Star Commercial Solid Door Freezer | Assembly | E |  |  |  |  | 0% | 9 | 1 | 0% | 0%
Energy Star Commercial Solid Door Freezer | College and University | E |  |  |  |  | 0% | 9 | 1 | 0% | 0%
Energy Star Commercial Solid Door Freezer | Grocery | E | X | 100% | 12.38% |  | 87.62% | 9 | 1 | 87.62% | 87.62%
Energy Star Commercial Solid Door Freezer | Healthcare | E |  |  |  |  | 0% | 9 | 1 | 0% | 0%
Energy Star Commercial Solid Door Freezer | Hospitals | E |  |  |  |  | 0% | 9 | 1 | 0% | 0%
Energy Star Commercial Solid Door Freezer | Institutional | E |  |  |  |  | 0% | 9 | 1 | 0% | 0%
Energy Star Commercial Solid Door Freezer | Lodging/Hospitality | E |  |  |  |  | 0% | 9 | 1 | 0% | 0%
Energy Star Commercial Solid Door Freezer | Miscellaneous | E |  |  |  |  | 0% | 9 | 1 | 0% | 0%
Energy Star Commercial Solid Door Freezer | Offices | E |  |  |  |  | 0% | 9 | 1 | 0% | 0%
Energy Star Commercial Solid Door Freezer | Restaurants | E |  |  |  |  | 0% | 9 | 1 | 0% | 0%
Energy Star Commercial Solid Door Freezer | Retail | E | X | 76% | 12.38% |  | 66.59% | 9 | 1 | 66.59% | 66.59%
Energy Star Commercial Solid Door Freezer | Schools K-12 | E |  |  |  |  | 0% | 9 | 1 | 0% | 0%
Energy Star Commercial Solid Door Freezer | Warehouse | E |  |  |  |  | 0% | 9 | 1 | 0% | 0%
Energy Star Commercial Solid Door Freezer | Assembly | N |  |  |  |  | 0% | 9 | 1 | 0% | 0%
Energy Star Commercial Solid Door Freezer | College and University | N |  |  |  |  | 0% | 9 | 1 | 0% | 0%
Energy Star Commercial Solid Door Freezer | Grocery | N | X | 76% | 12.38% |  | 66.59% | 9 | 1 | 66.59% | 66.59%
Energy Star Commercial Solid Door Freezer | Healthcare | N |  |  |  |  | 0% | 9 | 1 | 0% | 0%
Energy Star Commercial Solid Door Freezer | Hospitals | N |  |  |  |  | 0% | 9 | 1 | 0% | 0%
Energy Star Commercial Solid Door Freezer | Institutional | N |  |  |  |  | 0% | 9 | 1 | 0% | 0%
Energy Star Commercial Solid Door Freezer | Lodging/Hospitality | N |  |  |  |  | 0% | 9 | 1 | 0% | 0%
Energy Star Commercial Solid Door Freezer | Miscellaneous | N |  |  |  |  | 0% | 9 | 1 | 0% | 0%
Energy Star Commercial Solid Door Freezer | Offices | N |  |  |  |  | 0% | 9 | 1 | 0% | 0%
Energy Star Commercial Solid Door Freezer | Restaurants | N |  |  |  |  | 0% | 9 | 1 | 0% | 0%
Energy Star Commercial Solid Door Freezer | Retail | N | X | 76% | 12.38% |  | 66.59% | 9 | 1 | 66.59% | 66.59%
Energy Star Commercial Solid Door Freezer | Schools K-12 | N |  |  |  |  | 0% | 9 | 1 | 0% | 0%
Energy Star Commercial Solid Door Freezer | Warehouse | N |  |  |  |  | 0% | 9 | 1 | 0% | 0%
Energy Star Commercial Solid Door Refrigerator | Assembly | T |  |  |  |  | 0% | 10 | 1 | 0% | 0%
Energy Star Commercial Solid Door Refrigerator | College and University | T |  |  |  |  | 0% | 10 | 1 | 0% | 0%
Energy Star Commercial Solid Door Refrigerator | Grocery | T | X | 76% | 12.38% |  | 66.59% | 10 | 1 | 66.59% | 66.59%
Energy Star Commercial Solid Door Refrigerator | Healthcare | T |  |  |  |  | 0% | 10 | 1 | 0% | 0%
Energy Star Commercial Solid Door Refrigerator | Hospitals | T |  |  |  |  | 0% | 10 | 1 | 0% | 0%
Energy Star Commercial Solid Door Refrigerator | Institutional | T |  |  |  |  | 0% | 10 | 1 | 0% | 0%
Energy Star Commercial Solid Door Refrigerator | Lodging/Hospitality | T |  |  |  |  | 0% | 10 | 1 | 0% | 0%
Energy Star Commercial Solid Door Refrigerator | Miscellaneous | T |  |  |  |  | 0% | 10 | 1 | 0% | 0%
Energy Star Commercial Solid Door Refrigerator | Offices | T |  |  |  |  | 0% | 10 | 1 | 0% | 0%
Energy Star Commercial Solid Door Refrigerator | Restaurants | T |  |  |  |  | 0% | 10 | 1 | 0% | 0%
Energy Star Commercial Solid Door Refrigerator | Retail | T | X | 76% | 12.38% |  | 66.59% | 10 | 1 | 66.59% | 66.59%
Energy Star Commercial Solid Door Refrigerator | Schools K-12 | T |  |  |  |  | 0% | 10 | 1 | 0% | 0%
Energy Star Commercial Solid Door Refrigerator | Warehouse | T |  |  |  |  | 0% | 10 | 1 | 0% | 0%
Energy Star Commercial Solid Door Refrigerator | Assembly | E |  |  |  |  | 0% | 10 | 1 | 0% | 0%
Energy Star Commercial Solid Door Refrigerator | College and University | E |  |  |  |  | 0% | 10 | 1 | 0% | 0%
Energy Star Commercial Solid Door Refrigerator | Grocery | E | X | 100% | 12.38% |  | 87.62% | 10 | 1 | 87.62% | 87.62%
Energy Star Commercial Solid Door Refrigerator | Healthcare | E |  |  |  |  | 0% | 10 | 1 | 0% | 0%
Energy Star Commercial Solid Door Refrigerator | Hospitals | E |  |  |  |  | 0% | 10 | 1 | 0% | 0%
Energy Star Commercial Solid Door Refrigerator | Institutional | E |  |  |  |  | 0% | 10 | 1 | 0% | 0%
Energy Star Commercial Solid Door Refrigerator | Lodging/Hospitality | E |  |  |  |  | 0% | 10 | 1 | 0% | 0%
Energy Star Commercial Solid Door Refrigerator | Miscellaneous | E |  |  |  |  | 0% | 10 | 1 | 0% | 0%
Energy Star Commercial Solid Door Refrigerator | Offices | E |  |  |  |  | 0% | 10 | 1 | 0% | 0%
Energy Star Commercial Solid Door Refrigerator | Restaurants | E |  |  |  |  | 0% | 10 | 1 | 0% | 0%
Energy Star Commercial Solid Door Refrigerator | Retail | E | X | 76% | 12.38% |  | 66.59% | 10 | 1 | 66.59% | 66.59%
Energy Star Commercial Solid Door Refrigerator | Schools K-12 | E |  |  |  |  | 0% | 10 | 1 | 0% | 0%
Energy Star Commercial Solid Door Refrigerator | Warehouse | E |  |  |  |  | 0% | 10 | 1 | 0% | 0%
Energy Star Commercial Solid Door Refrigerator | Assembly | N |  |  |  |  | 0% | 10 | 1 | 0% | 0%
Energy Star Commercial Solid Door Refrigerator | College and University | N |  |  |  |  | 0% | 10 | 1 | 0% | 0%
Energy Star Commercial Solid Door Refrigerator | Grocery | N | X | 76% | 12.38% |  | 66.59% | 10 | 1 | 66.59% | 66.59%
Energy Star Commercial Solid Door Refrigerator | Healthcare | N |  |  |  |  | 0% | 10 | 1 | 0% | 0%
Energy Star Commercial Solid Door Refrigerator | Hospitals | N |  |  |  |  | 0% | 10 | 1 | 0% | 0%
Energy Star Commercial Solid Door Refrigerator | Institutional | N |  |  |  |  | 0% | 10 | 1 | 0% | 0%
Energy Star Commercial Solid Door Refrigerator | Lodging/Hospitality | N |  |  |  |  | 0% | 10 | 1 | 0% | 0%
Energy Star Commercial Solid Door Refrigerator | Miscellaneous | N |  |  |  |  | 0% | 10 | 1 | 0% | 0%
Energy Star Commercial Solid Door Refrigerator | Offices | N |  |  |  |  | 0% | 10 | 1 | 0% | 0%
Energy Star Commercial Solid Door Refrigerator | Restaurants | N |  |  |  |  | 0% | 10 | 1 | 0% | 0%
Energy Star Commercial Solid Door Refrigerator | Retail | N | X | 76% | 12.38% |  | 66.59% | 10 | 1 | 66.59% | 66.59%
Energy Star Commercial Solid Door Refrigerator | Schools K-12 | N |  |  |  |  | 0% | 10 | 1 | 0% | 0%
Energy Star Commercial Solid Door Refrigerator | Warehouse | N |  |  |  |  | 0% | 10 | 1 | 0% | 0%
Energy Star Ice Maker | Assembly | T | X | 89.07% | 63% |  | 32.96% |  |  |  | 32.96%
Energy Star Ice Maker | College and University | T | X | 88.33% | 63% |  | 32.68% |  |  |  | 32.68%
Energy Star Ice Maker | Grocery | T | X | 91.67% | 63% |  | 33.92% |  |  |  | 33.92%
Energy Star Ice Maker | Healthcare | T | X | 88.33% | 63% |  | 32.68% |  |  |  | 32.68%
Energy Star Ice Maker | Hospitals | T | X | 88.33% | 63% |  | 32.68% |  |  |  | 32.68%
Energy Star Ice Maker | Institutional | T |  |  |  |  | 0% |  |  |  | 0%
Energy Star Ice Maker | Lodging/Hospitality | T | X | 88.33% | 63% |  | 32.68% |  |  |  | 32.68%
Energy Star Ice Maker | Miscellaneous | T |  |  |  |  | 0% |  |  |  | 0%
Energy Star Ice Maker | Offices | T |  |  |  |  | 0% |  |  |  | 0%
Energy Star Ice Maker | Restaurants | T | X | 91.67% | 63% |  | 33.92% |  |  |  | 33.92%
Energy Star Ice Maker | Retail | T | X | 88.33% | 63% |  | 32.68% |  |  |  | 32.68%
Energy Star Ice Maker | Schools K-12 | T | X | 88.33% | 63% |  | 32.68% |  |  |  | 32.68%
Energy Star Ice Maker | Warehouse | T |  |  |  |  | 0% |  |  |  | 0%
Energy Star Ice Maker | Assembly | E | X | 89.07% | 63% |  | 32.96% |  |  |  | 32.96%
Energy Star Ice Maker | College and University | E | X | 89.12% | 63% |  | 32.98% |  |  |  | 32.98%
Energy Star Ice Maker | Grocery | E | X | 89.12% | 63% |  | 32.98% |  |  |  | 32.98%
Energy Star Ice Maker | Healthcare | E | X | 89.12% | 63% |  | 32.98% |  |  |  | 32.98%
Energy Star Ice Maker | Hospitals | E | X | 89.12% | 63% |  | 32.98% |  |  |  | 32.98%
Energy Star Ice Maker | Institutional | E |  |  |  |  | 0% |  |  |  | 0%
Energy Star Ice Maker | Lodging/Hospitality | E | X | 89.12% | 63% |  | 32.98% |  |  |  | 32.98%
Energy Star Ice Maker | Miscellaneous | E |  |  |  |  | 0% |  |  |  | 0%
Energy Star Ice Maker | Offices | E |  |  |  |  | 0% |  |  |  | 0%
Energy Star Ice Maker | Restaurants | E | X | 89.12% | 63% |  | 32.98% |  |  |  | 32.98%
Energy Star Ice Maker | Retail | E | X | 89.12% | 63% |  | 32.98% |  |  |  | 32.98%
Energy Star Ice Maker | Schools K-12 | E | X | 89.12% | 63% |  | 32.98% |  |  |  | 32.98%
Energy Star Ice Maker | Warehouse | E |  |  |  |  | 0% |  |  |  | 0%
Energy Star Ice Maker | Assembly | N | X | 89.07% | 63% |  | 32.96% |  |  |  | 32.96%
Energy Star Ice Maker | College and University | N | X | 88.33% | 63% |  | 32.68% |  |  |  | 32.68%
Energy Star Ice Maker | Grocery | N | X | 91.67% | 63% |  | 33.92% |  |  |  | 33.92%
Energy Star Ice Maker | Healthcare | N | X | 88.33% | 63% |  | 32.68% |  |  |  | 32.68%
Energy Star Ice Maker | Hospitals | N | X | 88.33% | 63% |  | 32.68% |  |  |  | 32.68%
Energy Star Ice Maker | Institutional | N |  |  |  |  | 0% |  |  |  | 0%
Energy Star Ice Maker | Lodging/Hospitality | N | X | 88.33% | 63% |  | 32.68% |  |  |  | 32.68%
Energy Star Ice Maker | Miscellaneous | N |  |  |  |  | 0% |  |  |  | 0%
Energy Star Ice Maker | Offices | N |  |  |  |  | 0% |  |  |  | 0%
Energy Star Ice Maker | Restaurants | N | X | 91.67% | 63% |  | 33.92% |  |  |  | 33.92%
Energy Star Ice Maker | Retail | N | X | 88.33% | 63% |  | 32.68% |  |  |  | 32.68%
Energy Star Ice Maker | Schools K-12 | N | X | 88.33% | 63% |  | 32.68% |  |  |  | 32.68%
Energy Star Ice Maker | Warehouse | N |  |  |  |  | 0% |  |  |  | 0%
Energy Star Refrigerator | Assembly | T | X | 63.33% | 44% |  | 35.47% |  |  |  | 35.47%
Energy Star Refrigerator | College and University | T | X | 81.43% | 44% |  | 45.6% |  |  |  | 45.6%
Energy Star Refrigerator | Grocery | T | X | 81.43% | 44% |  | 45.6% |  |  |  | 45.6%
Energy Star Refrigerator | Healthcare | T | X | 63.33% | 44% |  | 35.47% |  |  |  | 35.47%
Energy Star Refrigerator | Hospitals | T | X | 81.43% | 44% |  | 45.6% |  |  |  | 45.6%
Energy Star Refrigerator | Institutional | T | X | 81.43% | 44% |  | 45.6% |  |  |  | 45.6%
Energy Star Refrigerator | Lodging/Hospitality | T | X | 81.43% | 44% |  | 45.6% |  |  |  | 45.6%
Energy Star Refrigerator | Miscellaneous | T | X | 81.43% | 44% |  | 45.6% |  |  |  | 45.6%
Energy Star Refrigerator | Offices | T | X | 81.43% | 44% |  | 45.6% |  |  |  | 45.6%
Energy Star Refrigerator | Restaurants | T | X | 81.43% | 44% |  | 45.6% |  |  |  | 45.6%
Energy Star Refrigerator | Retail | T | X | 81.43% | 44% |  | 45.6% |  |  |  | 45.6%
Energy Star Refrigerator | Schools K-12 | T | X | 81.43% | 44% |  | 45.6% |  |  |  | 45.6%
Energy Star Refrigerator | Warehouse | T | X | 81.43% | 44% |  | 45.6% |  |  |  | 45.6%
Energy Star Refrigerator | Assembly | E | X | 63.33% | 44% |  | 35.47% |  |  |  | 35.47%
Energy Star Refrigerator | College and University | E | X | 13.57% | 44% |  | 7.6% |  |  |  | 7.6%
Energy Star Refrigerator | Grocery | E | X | 13.57% | 44% |  | 7.6% |  |  |  | 7.6%
Energy Star Refrigerator | Healthcare | E | X | 63.33% | 44% |  | 35.47% |  |  |  | 35.47%
Energy Star Refrigerator | Hospitals | E | X | 13.57% | 44% |  | 7.6% |  |  |  | 7.6%
Energy Star Refrigerator | Institutional | E | X | 13.57% | 44% |  | 7.6% |  |  |  | 7.6%
Energy Star Refrigerator | Lodging/Hospitality | E | X | 13.57% | 44% |  | 7.6% |  |  |  | 7.6%
Energy Star Refrigerator | Miscellaneous | E | X | 13.57% | 44% |  | 7.6% |  |  |  | 7.6%
Energy Star Refrigerator | Offices | E | X | 13.57% | 44% |  | 7.6% |  |  |  | 7.6%
Energy Star Refrigerator | Restaurants | E | X | 13.57% | 44% |  | 7.6% |  |  |  | 7.6%
Energy Star Refrigerator | Retail | E | X | 13.57% | 44% |  | 7.6% |  |  |  | 7.6%
Energy Star Refrigerator | Schools K-12 | E | X | 13.57% | 44% |  | 7.6% |  |  |  | 7.6%
Energy Star Refrigerator | Warehouse | E | X | 13.57% | 44% |  | 7.6% |  |  |  | 7.6%
Energy Star Refrigerator | Assembly | N | X | 63.33% | 44% |  | 35.47% |  |  |  | 35.47%
Energy Star Refrigerator | College and University | N | X | 95% | 44% |  | 53.2% |  |  |  | 53.2%
Energy Star Refrigerator | Grocery | N | X | 95% | 44% |  | 53.2% |  |  |  | 53.2%
Energy Star Refrigerator | Healthcare | N | X | 63.33% | 44% |  | 35.47% |  |  |  | 35.47%
Energy Star Refrigerator | Hospitals | N | X | 95% | 44% |  | 53.2% |  |  |  | 53.2%
Energy Star Refrigerator | Institutional | N | X | 95% | 44% |  | 53.2% |  |  |  | 53.2%
Energy Star Refrigerator | Lodging/Hospitality | N | X | 95% | 44% |  | 53.2% |  |  |  | 53.2%
Energy Star Refrigerator | Miscellaneous | N | X | 95% | 44% |  | 53.2% |  |  |  | 53.2%
Energy Star Refrigerator | Offices | N | X | 95% | 44% |  | 53.2% |  |  |  | 53.2%
Energy Star Refrigerator | Restaurants | N | X | 95% | 44% |  | 53.2% |  |  |  | 53.2%
Energy Star Refrigerator | Retail | N | X | 95% | 44% |  | 53.2% |  |  |  | 53.2%
Energy Star Refrigerator | Schools K-12 | N | X | 95% | 44% |  | 53.2% |  |  |  | 53.2%
Energy Star Refrigerator | Warehouse | N | X | 95% | 44% |  | 53.2% |  |  |  | 53.2%
Energy Star Vending Machine | Assembly | T | X | 12.78% | 17% |  | 10.61% |  |  |  | 10.61%
Energy Star Vending Machine | College and University | T | X | 5% | 17% |  | 4.15% |  |  |  | 4.15%
Energy Star Vending Machine | Grocery | T | X | 75% | 17% |  | 62.25% |  |  |  | 62.25%
Energy Star Vending Machine | Healthcare | T | X | 5% | 17% |  | 4.15% |  |  |  | 4.15%
Energy Star Vending Machine | Hospitals | T | X | 5% | 17% |  | 4.15% |  |  |  | 4.15%
Energy Star Vending Machine | Institutional | T |  |  |  |  | 0% |  |  |  | 0%
Energy Star Vending Machine | Lodging/Hospitality | T | X | 5% | 17% |  | 4.15% |  |  |  | 4.15%
Energy Star Vending Machine | Miscellaneous | T |  |  |  |  | 0% |  |  |  | 0%
Energy Star Vending Machine | Offices | T | X | 12.78% | 17% |  | 10.61% |  |  |  | 10.61%
Energy Star Vending Machine | Restaurants | T | X | 5% | 17% |  | 4.15% |  |  |  | 4.15%
Energy Star Vending Machine | Retail | T | X | 5% | 17% |  | 4.15% |  |  |  | 4.15%
Energy Star Vending Machine | Schools K-12 | T | X | 5% | 17% |  | 4.15% |  |  |  | 4.15%
Energy Star Vending Machine | Warehouse | T |  |  |  |  | 0% |  |  |  | 0%
Energy Star Vending Machine | Assembly | E | X | 12.78% | 17% |  | 10.61% |  |  |  | 10.61%
Energy Star Vending Machine | College and University | E | X | 100% | 17% |  | 83% |  |  |  | 83%
Energy Star Vending Machine | Grocery | E | X | 100% | 17% |  | 83% |  |  |  | 83%
Energy Star Vending Machine | Healthcare | E | X | 100% | 17% |  | 83% |  |  |  | 83%
Energy Star Vending Machine | Hospitals | E | X | 100% | 17% |  | 83% |  |  |  | 83%
Energy Star Vending Machine | Institutional | E |  |  |  |  | 0% |  |  |  | 0%
Energy Star Vending Machine | Lodging/Hospitality | E | X | 100% | 17% |  | 83% |  |  |  | 83%
Energy Star Vending Machine | Miscellaneous | E |  |  |  |  | 0% |  |  |  | 0%
Energy Star Vending Machine | Offices | E | X | 12.78% | 17% |  | 10.61% |  |  |  | 10.61%
Energy Star Vending Machine | Restaurants | E | X | 100% | 17% |  | 83% |  |  |  | 83%
Energy Star Vending Machine | Retail | E | X | 100% | 17% |  | 83% |  |  |  | 83%
Energy Star Vending Machine | Schools K-12 | E | X | 100% | 17% |  | 83% |  |  |  | 83%
Energy Star Vending Machine | Warehouse | E |  |  |  |  | 0% |  |  |  | 0%
Energy Star Vending Machine | Assembly | N | X | 12.78% | 17% |  | 10.61% |  |  |  | 10.61%
Energy Star Vending Machine | College and University | N | X | 5% | 17% |  | 4.15% |  |  |  | 4.15%
Energy Star Vending Machine | Grocery | N | X | 75% | 17% |  | 62.25% |  |  |  | 62.25%
Energy Star Vending Machine | Healthcare | N | X | 5% | 17% |  | 4.15% |  |  |  | 4.15%
Energy Star Vending Machine | Hospitals | N | X | 5% | 17% |  | 4.15% |  |  |  | 4.15%
Energy Star Vending Machine | Institutional | N |  |  |  |  | 0% |  |  |  | 0%
Energy Star Vending Machine | Lodging/Hospitality | N | X | 5% | 17% |  | 4.15% |  |  |  | 4.15%
Energy Star Vending Machine | Miscellaneous | N |  |  |  |  | 0% |  |  |  | 0%
Energy Star Vending Machine | Offices | N | X | 12.78% | 17% |  | 10.61% |  |  |  | 10.61%
Energy Star Vending Machine | Restaurants | N | X | 5% | 17% |  | 4.15% |  |  |  | 4.15%
Energy Star Vending Machine | Retail | N | X | 5% | 17% |  | 4.15% |  |  |  | 4.15%
Energy Star Vending Machine | Schools K-12 | N | X | 5% | 17% |  | 4.15% |  |  |  | 4.15%
Energy Star Vending Machine | Warehouse | N |  |  |  |  | 0% |  |  |  | 0%
Oversized Air Cooled Condenser_need algorithm | Assembly | T | X | 20.63% | 25.35% |  | 15.4% |  |  |  | 15.4%
Oversized Air Cooled Condenser_need algorithm | College and University | T | X | 5.625% | 25.35% |  | 4.199% |  |  |  | 4.199%
Oversized Air Cooled Condenser_need algorithm | Grocery | T | X | 50.63% | 25.35% |  | 37.79% |  |  |  | 37.79%
Oversized Air Cooled Condenser_need algorithm | Healthcare | T | X | 5.625% | 25.35% |  | 4.199% |  |  |  | 4.199%
Oversized Air Cooled Condenser_need algorithm | Hospitals | T | X | 5.625% | 25.35% |  | 4.199% |  |  |  | 4.199%
Oversized Air Cooled Condenser_need algorithm | Institutional | T | X | 20.63% | 25.35% |  | 15.4% |  |  |  | 15.4%
Oversized Air Cooled Condenser_need algorithm | Lodging/Hospitality | T | X | 5.625% | 25.35% |  | 4.199% |  |  |  | 4.199%
Oversized Air Cooled Condenser_need algorithm | Miscellaneous | T | X | 20.63% | 25.35% |  | 15.4% |  |  |  | 15.4%
Oversized Air Cooled Condenser_need algorithm | Offices | T | X | 20.63% | 25.35% |  | 15.4% |  |  |  | 15.4%
Oversized Air Cooled Condenser_need algorithm | Restaurants | T | X | 50.63% | 25.35% |  | 37.79% |  |  |  | 37.79%
Oversized Air Cooled Condenser_need algorithm | Retail | T | X | 5.625% | 25.35% |  | 4.199% |  |  |  | 4.199%
Oversized Air Cooled Condenser_need algorithm | Schools K-12 | T | X | 5.625% | 25.35% |  | 4.199% |  |  |  | 4.199%
Oversized Air Cooled Condenser_need algorithm | Warehouse | T | X | 20.63% | 25.35% |  | 15.4% |  |  |  | 15.4%
Oversized Air Cooled Condenser_need algorithm | Assembly | E | X | 20.63% | 25.35% |  | 15.4% |  |  |  | 15.4%
Oversized Air Cooled Condenser_need algorithm | College and University | E | X | 18.69% | 25.35% |  | 13.95% |  |  |  | 13.95%
Oversized Air Cooled Condenser_need algorithm | Grocery | E | X | 18.69% | 25.35% |  | 13.95% |  |  |  | 13.95%
Oversized Air Cooled Condenser_need algorithm | Healthcare | E | X | 18.69% | 25.35% |  | 13.95% |  |  |  | 13.95%
Oversized Air Cooled Condenser_need algorithm | Hospitals | E | X | 18.69% | 25.35% |  | 13.95% |  |  |  | 13.95%
Oversized Air Cooled Condenser_need algorithm | Institutional | E | X | 20.63% | 25.35% |  | 15.4% |  |  |  | 15.4%
Oversized Air Cooled Condenser_need algorithm | Lodging/Hospitality | E | X | 18.69% | 25.35% |  | 13.95% |  |  |  | 13.95%
Oversized Air Cooled Condenser_need algorithm | Miscellaneous | E | X | 20.63% | 25.35% |  | 15.4% |  |  |  | 15.4%
Oversized Air Cooled Condenser_need algorithm | Offices | E | X | 20.63% | 25.35% |  | 15.4% |  |  |  | 15.4%
Oversized Air Cooled Condenser_need algorithm | Restaurants | E | X | 18.69% | 25.35% |  | 13.95% |  |  |  | 13.95%
Oversized Air Cooled Condenser_need algorithm | Retail | E | X | 18.69% | 25.35% |  | 13.95% |  |  |  | 13.95%
Oversized Air Cooled Condenser_need algorithm | Schools K-12 | E | X | 18.69% | 25.35% |  | 13.95% |  |  |  | 13.95%
Oversized Air Cooled Condenser_need algorithm | Warehouse | E | X | 20.63% | 25.35% |  | 15.4% |  |  |  | 15.4%
Oversized Air Cooled Condenser_need algorithm | Assembly | N | X | 20.63% | 25.35% |  | 15.4% |  |  |  | 15.4%
Oversized Air Cooled Condenser_need algorithm | College and University | N | X | 5.625% | 25.35% |  | 4.199% |  |  |  | 4.199%
Oversized Air Cooled Condenser_need algorithm | Grocery | N | X | 50.63% | 25.35% |  | 37.79% |  |  |  | 37.79%
Oversized Air Cooled Condenser_need algorithm | Healthcare | N | X | 5.625% | 25.35% |  | 4.199% |  |  |  | 4.199%
Oversized Air Cooled Condenser_need algorithm | Hospitals | N | X | 5.625% | 25.35% |  | 4.199% |  |  |  | 4.199%
Oversized Air Cooled Condenser_need algorithm | Institutional | N | X | 20.63% | 25.35% |  | 15.4% |  |  |  | 15.4%
Oversized Air Cooled Condenser_need algorithm | Lodging/Hospitality | N | X | 5.625% | 25.35% |  | 4.199% |  |  |  | 4.199%
Oversized Air Cooled Condenser_need algorithm | Miscellaneous | N | X | 20.63% | 25.35% |  | 15.4% |  |  |  | 15.4%
Oversized Air Cooled Condenser_need algorithm | Offices | N | X | 20.63% | 25.35% |  | 15.4% |  |  |  | 15.4%
Oversized Air Cooled Condenser_need algorithm | Restaurants | N | X | 50.63% | 25.35% |  | 37.79% |  |  |  | 37.79%
Oversized Air Cooled Condenser_need algorithm | Retail | N | X | 5.625% | 25.35% |  | 4.199% |  |  |  | 4.199%
Oversized Air Cooled Condenser_need algorithm | Schools K-12 | N | X | 5.625% | 25.35% |  | 4.199% |  |  |  | 4.199%
Oversized Air Cooled Condenser_need algorithm | Warehouse | N | X | 20.63% | 25.35% |  | 15.4% |  |  |  | 15.4%
Refrigerated Display Case LED Lighting | Assembly | T |  |  |  |  | 0% |  |  |  | 0%
Refrigerated Display Case LED Lighting | College and University | T |  |  |  |  | 0% |  |  |  | 0%
Refrigerated Display Case LED Lighting | Grocery | T | X | 71.25% | 50% |  | 35.63% |  |  |  | 35.63%
Refrigerated Display Case LED Lighting | Healthcare | T |  |  |  |  | 0% |  |  |  | 0%
Refrigerated Display Case LED Lighting | Hospitals | T |  |  |  |  | 0% |  |  |  | 0%
Refrigerated Display Case LED Lighting | Institutional | T |  |  |  |  | 0% |  |  |  | 0%
Refrigerated Display Case LED Lighting | Lodging/Hospitality | T |  |  |  |  | 0% |  |  |  | 0%
Refrigerated Display Case LED Lighting | Miscellaneous | T |  |  |  |  | 0% |  |  |  | 0%
Refrigerated Display Case LED Lighting | Offices | T |  |  |  |  | 0% |  |  |  | 0%
Refrigerated Display Case LED Lighting | Restaurants | T |  |  |  |  | 0% |  |  |  | 0%
Refrigerated Display Case LED Lighting | Retail | T |  |  |  |  | 0% |  |  |  | 0%
Refrigerated Display Case LED Lighting | Schools K-12 | T |  |  |  |  | 0% |  |  |  | 0%
Refrigerated Display Case LED Lighting | Warehouse | T |  |  |  |  | 0% |  |  |  | 0%
Refrigerated Display Case LED Lighting | Assembly | E |  |  |  |  | 0% |  |  |  | 0%
Refrigerated Display Case LED Lighting | College and University | E |  |  |  |  | 0% |  |  |  | 0%
Refrigerated Display Case LED Lighting | Grocery | E | X | 100% | 50% |  | 50% |  |  |  | 50%
Refrigerated Display Case LED Lighting | Healthcare | E |  |  |  |  | 0% |  |  |  | 0%
Refrigerated Display Case LED Lighting | Hospitals | E |  |  |  |  | 0% |  |  |  | 0%
Refrigerated Display Case LED Lighting | Institutional | E |  |  |  |  | 0% |  |  |  | 0%
Refrigerated Display Case LED Lighting | Lodging/Hospitality | E |  |  |  |  | 0% |  |  |  | 0%
Refrigerated Display Case LED Lighting | Miscellaneous | E |  |  |  |  | 0% |  |  |  | 0%
Refrigerated Display Case LED Lighting | Offices | E |  |  |  |  | 0% |  |  |  | 0%
Refrigerated Display Case LED Lighting | Restaurants | E |  |  |  |  | 0% |  |  |  | 0%
Refrigerated Display Case LED Lighting | Retail | E |  |  |  |  | 0% |  |  |  | 0%
Refrigerated Display Case LED Lighting | Schools K-12 | E |  |  |  |  | 0% |  |  |  | 0%
Refrigerated Display Case LED Lighting | Warehouse | E |  |  |  |  | 0% |  |  |  | 0%
Refrigerated Display Case LED Lighting | Assembly | N |  |  |  |  | 0% |  |  |  | 0%
Refrigerated Display Case LED Lighting | College and University | N |  |  |  |  | 0% |  |  |  | 0%
Refrigerated Display Case LED Lighting | Grocery | N |  |  |  |  | 0% |  |  |  | 0%
Refrigerated Display Case LED Lighting | Healthcare | N |  |  |  |  | 0% |  |  |  | 0%
Refrigerated Display Case LED Lighting | Hospitals | N |  |  |  |  | 0% |  |  |  | 0%
Refrigerated Display Case LED Lighting | Institutional | N |  |  |  |  | 0% |  |  |  | 0%
Refrigerated Display Case LED Lighting | Lodging/Hospitality | N |  |  |  |  | 0% |  |  |  | 0%
Refrigerated Display Case LED Lighting | Miscellaneous | N |  |  |  |  | 0% |  |  |  | 0%
Refrigerated Display Case LED Lighting | Offices | N |  |  |  |  | 0% |  |  |  | 0%
Refrigerated Display Case LED Lighting | Restaurants | N |  |  |  |  | 0% |  |  |  | 0%
Refrigerated Display Case LED Lighting | Retail | N |  |  |  |  | 0% |  |  |  | 0%
Refrigerated Display Case LED Lighting | Schools K-12 | N |  |  |  |  | 0% |  |  |  | 0%
Refrigerated Display Case LED Lighting | Warehouse | N |  |  |  |  | 0% |  |  |  | 0%
10HP Open Drip-Proof(ODP) Motor | Assembly | T | X | 37.33% | 20.37% |  | 29.73% |  |  |  | 29.73%
10HP Open Drip-Proof(ODP) Motor | College and University | T | X | 37.33% | 20.37% |  | 29.73% |  |  |  | 29.73%
10HP Open Drip-Proof(ODP) Motor | Grocery | T | X | 37.33% | 20.37% |  | 29.73% |  |  |  | 29.73%
10HP Open Drip-Proof(ODP) Motor | Healthcare | T | X | 37.33% | 20.37% |  | 29.73% |  |  |  | 29.73%
10HP Open Drip-Proof(ODP) Motor | Hospitals | T | X | 37.33% | 20.37% |  | 29.73% |  |  |  | 29.73%
10HP Open Drip-Proof(ODP) Motor | Institutional | T |  |  |  |  | 0% |  |  |  | 0%
10HP Open Drip-Proof(ODP) Motor | Lodging/Hospitality | T | X | 37.33% | 20.37% |  | 29.73% |  |  |  | 29.73%
10HP Open Drip-Proof(ODP) Motor | Miscellaneous | T |  |  |  |  | 0% |  |  |  | 0%
10HP Open Drip-Proof(ODP) Motor | Offices | T |  |  |  |  | 0% |  |  |  | 0%
10HP Open Drip-Proof(ODP) Motor | Restaurants | T | X | 37.33% | 20.37% |  | 29.73% |  |  |  | 29.73%
10HP Open Drip-Proof(ODP) Motor | Retail | T | X | 37.33% | 20.37% |  | 29.73% |  |  |  | 29.73%
10HP Open Drip-Proof(ODP) Motor | Schools K-12 | T | X | 37.33% | 20.37% |  | 29.73% |  |  |  | 29.73%
10HP Open Drip-Proof(ODP) Motor | Warehouse | T |  |  |  |  | 0% |  |  |  | 0%
10HP Open Drip-Proof(ODP) Motor | Assembly | E | X | 9.333% | 20.37% |  | 7.432% |  |  |  | 7.432%
10HP Open Drip-Proof(ODP) Motor | College and University | E | X | 9.333% | 20.37% |  | 7.432% |  |  |  | 7.432%
10HP Open Drip-Proof(ODP) Motor | Grocery | E | X | 9.333% | 20.37% |  | 7.432% |  |  |  | 7.432%
10HP Open Drip-Proof(ODP) Motor | Healthcare | E | X | 9.333% | 20.37% |  | 7.432% |  |  |  | 7.432%
10HP Open Drip-Proof(ODP) Motor | Hospitals | E | X | 9.333% | 20.37% |  | 7.432% |  |  |  | 7.432%
10HP Open Drip-Proof(ODP) Motor | Institutional | E |  |  |  |  | 0% |  |  |  | 0%
10HP Open Drip-Proof(ODP) Motor | Lodging/Hospitality | E | X | 9.333% | 20.37% |  | 7.432% |  |  |  | 7.432%
10HP Open Drip-Proof(ODP) Motor | Miscellaneous | E |  |  |  |  | 0% |  |  |  | 0%
10HP Open Drip-Proof(ODP) Motor | Offices | E |  |  |  |  | 0% |  |  |  | 0%
10HP Open Drip-Proof(ODP) Motor | Restaurants | E | X | 9.333% | 20.37% |  | 7.432% |  |  |  | 7.432%
10HP Open Drip-Proof(ODP) Motor | Retail | E | X | 9.333% | 20.37% |  | 7.432% |  |  |  | 7.432%
10HP Open Drip-Proof(ODP) Motor | Schools K-12 | E | X | 9.333% | 20.37% |  | 7.432% |  |  |  | 7.432%
10HP Open Drip-Proof(ODP) Motor | Warehouse | E |  |  |  |  | 0% |  |  |  | 0%
10HP Open Drip-Proof(ODP) Motor | Assembly | N | X | 46.67% | 20.37% |  | 37.16% |  |  |  | 37.16%
10HP Open Drip-Proof(ODP) Motor | College and University | N | X | 46.67% | 20.37% |  | 37.16% |  |  |  | 37.16%
10HP Open Drip-Proof(ODP) Motor | Grocery | N | X | 46.67% | 20.37% |  | 37.16% |  |  |  | 37.16%
10HP Open Drip-Proof(ODP) Motor | Healthcare | N | X | 46.67% | 20.37% |  | 37.16% |  |  |  | 37.16%
10HP Open Drip-Proof(ODP) Motor | Hospitals | N | X | 46.67% | 20.37% |  | 37.16% |  |  |  | 37.16%
10HP Open Drip-Proof(ODP) Motor | Institutional | N |  |  |  |  | 0% |  |  |  | 0%
10HP Open Drip-Proof(ODP) Motor | Lodging/Hospitality | N | X | 46.67% | 20.37% |  | 37.16% |  |  |  | 37.16%
10HP Open Drip-Proof(ODP) Motor | Miscellaneous | N |  |  |  |  | 0% |  |  |  | 0%
10HP Open Drip-Proof(ODP) Motor | Offices | N |  |  |  |  | 0% |  |  |  | 0%
10HP Open Drip-Proof(ODP) Motor | Restaurants | N | X | 46.67% | 20.37% |  | 37.16% |  |  |  | 37.16%
10HP Open Drip-Proof(ODP) Motor | Retail | N | X | 46.67% | 20.37% |  | 37.16% |  |  |  | 37.16%
10HP Open Drip-Proof(ODP) Motor | Schools K-12 | N | X | 46.67% | 20.37% |  | 37.16% |  |  |  | 37.16%
10HP Open Drip-Proof(ODP) Motor | Warehouse | N |  |  |  |  | 0% |  |  |  | 0%
High Speed Fans | Assembly | T | X | 12.5% | 5.437% |  | 11.82% |  |  |  | 11.82%
High Speed Fans | College and University | T | X | 11.55% | 5.437% |  | 10.93% |  |  |  | 10.93%
High Speed Fans | Grocery | T | X | 10% | 5.437% |  | 9.456% |  |  |  | 9.456%
High Speed Fans | Healthcare | T | X | 11.61% | 5.437% |  | 10.98% |  |  |  | 10.98%
High Speed Fans | Hospitals | T | X | 12.5% | 5.437% |  | 11.82% |  |  |  | 11.82%
High Speed Fans | Institutional | T | X | 19.44% | 5.437% |  | 18.39% |  |  |  | 18.39%
High Speed Fans | Lodging/Hospitality | T | X | 14.83% | 5.437% |  | 14.03% |  |  |  | 14.03%
High Speed Fans | Miscellaneous | T | X | 14.83% | 5.437% |  | 14.03% |  |  |  | 14.03%
High Speed Fans | Offices | T | X | 12.5% | 5.437% |  | 11.82% |  |  |  | 11.82%
High Speed Fans | Restaurants | T | X | 14.83% | 5.437% |  | 14.03% |  |  |  | 14.03%
High Speed Fans | Retail | T | X | 11.67% | 5.437% |  | 11.03% |  |  |  | 11.03%
High Speed Fans | Schools K-12 | T | X | 11.55% | 5.437% |  | 10.93% |  |  |  | 10.93%
High Speed Fans | Warehouse | T | X | 14.83% | 5.437% |  | 14.03% |  |  |  | 14.03%
High Speed Fans | Assembly | E | X | 14.12% | 5.437% |  | 13.35% |  |  |  | 13.35%
High Speed Fans | College and University | E | X | 14.12% | 5.437% |  | 13.35% |  |  |  | 13.35%
High Speed Fans | Grocery | E | X | 10% | 5.437% |  | 9.456% |  |  |  | 9.456%
High Speed Fans | Healthcare | E | X | 14.12% | 5.437% |  | 13.35% |  |  |  | 13.35%
High Speed Fans | Hospitals | E | X | 14.12% | 5.437% |  | 13.35% |  |  |  | 13.35%
High Speed Fans | Institutional | E | X | 14.12% | 5.437% |  | 13.35% |  |  |  | 13.35%
High Speed Fans | Lodging/Hospitality | E | X | 14.83% | 5.437% |  | 14.03% |  |  |  | 14.03%
High Speed Fans | Miscellaneous | E | X | 14.83% | 5.437% |  | 14.03% |  |  |  | 14.03%
High Speed Fans | Offices | E | X | 14.12% | 5.437% |  | 13.35% |  |  |  | 13.35%
High Speed Fans | Restaurants | E | X | 14.83% | 5.437% |  | 14.03% |  |  |  | 14.03%
High Speed Fans | Retail | E | X | 14.12% | 5.437% |  | 13.35% |  |  |  | 13.35%
High Speed Fans | Schools K-12 | E | X | 14.12% | 5.437% |  | 13.35% |  |  |  | 13.35%
High Speed Fans | Warehouse | E | X | 14.83% | 5.437% |  | 14.03% |  |  |  | 14.03%
High Speed Fans | Assembly | N | X | 12.5% | 5.437% |  | 11.82% |  |  |  | 11.82%
High Speed Fans | College and University | N | X | 11.55% | 5.437% |  | 10.93% |  |  |  | 10.93%
High Speed Fans | Grocery | N | X | 10% | 5.437% |  | 9.456% |  |  |  | 9.456%
High Speed Fans | Healthcare | N | X | 11.61% | 5.437% |  | 10.98% |  |  |  | 10.98%
High Speed Fans | Hospitals | N | X | 12.5% | 5.437% |  | 11.82% |  |  |  | 11.82%
High Speed Fans | Institutional | N | X | 19.44% | 5.437% |  | 18.39% |  |  |  | 18.39%
High Speed Fans | Lodging/Hospitality | N | X | 14.83% | 5.437% |  | 14.03% |  |  |  | 14.03%
High Speed Fans | Miscellaneous | N | X | 14.83% | 5.437% |  | 14.03% |  |  |  | 14.03%
High Speed Fans | Offices | N | X | 12.5% | 5.437% |  | 11.82% |  |  |  | 11.82%
High Speed Fans | Restaurants | N | X | 14.83% | 5.437% |  | 14.03% |  |  |  | 14.03%
High Speed Fans | Retail | N | X | 11.67% | 5.437% |  | 11.03% |  |  |  | 11.03%
High Speed Fans | Schools K-12 | N | X | 11.55% | 5.437% |  | 10.93% |  |  |  | 10.93%
High Speed Fans | Warehouse | N | X | 14.83% | 5.437% |  | 14.03% |  |  |  | 14.03%
Drain Water Heat Recovery | Assembly | E | X | 6.154% | 30.14% |  | 2.67% |  |  |  | 2.67%
Drain Water Heat Recovery | College and University | E | X | 6.154% | 30.14% |  | 2.67% |  |  |  | 2.67%
Drain Water Heat Recovery | Grocery | E | X | 6.154% | 30.14% |  | 2.67% |  |  |  | 2.67%
Drain Water Heat Recovery | Healthcare | E | X | 6.154% | 30.14% |  | 2.67% |  |  |  | 2.67%
Drain Water Heat Recovery | Hospitals | E | X | 6.154% | 30.14% |  | 2.67% |  |  |  | 2.67%
Drain Water Heat Recovery | Institutional | E | X | 40% | 43.45% |  | 2.67% |  |  |  | 2.67%
Drain Water Heat Recovery | Lodging/Hospitality | E | X | 6.154% | 30.14% |  | 2.67% |  |  |  | 2.67%
Drain Water Heat Recovery | Miscellaneous | E | X | 40% | 43.45% |  | 2.67% |  |  |  | 2.67%
Drain Water Heat Recovery | Offices | E | X | 6.154% | 30.14% |  | 2.67% |  |  |  | 2.67%
Drain Water Heat Recovery | Restaurants | E | X | 6.154% | 30.14% |  | 2.67% |  |  |  | 2.67%
Drain Water Heat Recovery | Retail | E | X | 6.154% | 30.14% |  | 2.67% |  |  |  | 2.67%
Drain Water Heat Recovery | Schools K-12 | E | X | 6.154% | 30.14% |  | 2.67% |  |  |  | 2.67%
Drain Water Heat Recovery | Warehouse | E | X | 6.154% | 30.14% |  | 2.67% |  |  |  | 2.67%
Drain Water Heat Recovery | Assembly | N | X | 75% | 70.06% |  | 22.45% |  |  |  | 22.45%
Drain Water Heat Recovery | College and University | N | X | 75% | 70.06% |  | 22.45% |  |  |  | 22.45%
Drain Water Heat Recovery | Grocery | N | X | 75% | 70.06% |  | 22.45% |  |  |  | 22.45%
Drain Water Heat Recovery | Healthcare | N | X | 75% | 70.06% |  | 22.45% |  |  |  | 22.45%
Drain Water Heat Recovery | Hospitals | N | X | 75% | 70.06% |  | 22.45% |  |  |  | 22.45%
Drain Water Heat Recovery | Institutional | N | X | 40% | 43.45% |  | 22.62% |  |  |  | 22.62%
Drain Water Heat Recovery | Lodging/Hospitality | N | X | 75% | 70.06% |  | 22.45% |  |  |  | 22.45%
Drain Water Heat Recovery | Miscellaneous | N | X | 40% | 43.45% |  | 22.62% |  |  |  | 22.62%
Drain Water Heat Recovery | Offices | N | X | 75% | 70.06% |  | 22.45% |  |  |  | 22.45%
Drain Water Heat Recovery | Restaurants | N | X | 75% | 70.06% |  | 22.45% |  |  |  | 22.45%
Drain Water Heat Recovery | Retail | N | X | 75% | 70.06% |  | 22.45% |  |  |  | 22.45%
Drain Water Heat Recovery | Schools K-12 | N | X | 75% | 70.06% |  | 22.45% |  |  |  | 22.45%
Drain Water Heat Recovery | Warehouse | N | X | 75% | 70.06% |  | 22.45% |  |  |  | 22.45%
Faucet Aerator | Assembly | E | X | 95% | 75.12% |  | 23.64% |  |  |  | 23.64%
Faucet Aerator | College and University | E | X | 95% | 75.12% |  | 23.64% |  |  |  | 23.64%
Faucet Aerator | Grocery | E | X | 95% | 75.12% |  | 23.64% |  |  |  | 23.64%
Faucet Aerator | Healthcare | E | X | 95% | 75.12% |  | 23.64% |  |  |  | 23.64%
Faucet Aerator | Hospitals | E | X | 95% | 75.12% |  | 23.64% |  |  |  | 23.64%
Faucet Aerator | Institutional | E | X | 95% | 75.12% |  | 23.64% |  |  |  | 23.64%
Faucet Aerator | Lodging/Hospitality | E | X | 95% | 75.12% |  | 23.64% |  |  |  | 23.64%
Faucet Aerator | Miscellaneous | E | X | 95% | 75.12% |  | 23.64% |  |  |  | 23.64%
Faucet Aerator | Offices | E | X | 95% | 75.12% |  | 23.64% |  |  |  | 23.64%
Faucet Aerator | Restaurants | E | X | 95% | 75.12% |  | 23.64% |  |  |  | 23.64%
Faucet Aerator | Retail | E | X | 95% | 75.12% |  | 23.64% |  |  |  | 23.64%
Faucet Aerator | Schools K-12 | E | X | 95% | 75.12% |  | 23.64% |  |  |  | 23.64%
Faucet Aerator | Warehouse | E | X | 95% | 75.12% |  | 23.64% |  |  |  | 23.64%
Faucet Aerator | Assembly | N | X | 95% | 75.12% |  | 23.64% |  |  |  | 23.64%
Faucet Aerator | College and University | N | X | 95% | 75.12% |  | 23.64% |  |  |  | 23.64%
Faucet Aerator | Grocery | N | X | 95% | 75.12% |  | 23.64% |  |  |  | 23.64%
Faucet Aerator | Healthcare | N | X | 95% | 75.12% |  | 23.64% |  |  |  | 23.64%
Faucet Aerator | Hospitals | N | X | 95% | 75.12% |  | 23.64% |  |  |  | 23.64%
Faucet Aerator | Institutional | N | X | 95% | 75.12% |  | 23.64% |  |  |  | 23.64%
Faucet Aerator | Lodging/Hospitality | N | X | 95% | 75.12% |  | 23.64% |  |  |  | 23.64%
Faucet Aerator | Miscellaneous | N | X | 95% | 75.12% |  | 23.64% |  |  |  | 23.64%
Faucet Aerator | Offices | N | X | 95% | 75.12% |  | 23.64% |  |  |  | 23.64%
Faucet Aerator | Restaurants | N | X | 95% | 75.12% |  | 23.64% |  |  |  | 23.64%
Faucet Aerator | Retail | N | X | 95% | 75.12% |  | 23.64% |  |  |  | 23.64%
Faucet Aerator | Schools K-12 | N | X | 95% | 75.12% |  | 23.64% |  |  |  | 23.64%
Faucet Aerator | Warehouse | N | X | 95% | 75.12% |  | 23.64% |  |  |  | 23.64%
Hot Water Circulation Pump Control | Assembly | E | X | 75% | 6.432% |  | 70.18% |  |  |  | 70.18%
Hot Water Circulation Pump Control | College and University | E | X | 75% | 6.432% |  | 70.18% |  |  |  | 70.18%
Hot Water Circulation Pump Control | Grocery | E | X | 75% | 6.432% |  | 70.18% |  |  |  | 70.18%
Hot Water Circulation Pump Control | Healthcare | E | X | 75% | 6.432% |  | 70.18% |  |  |  | 70.18%
Hot Water Circulation Pump Control | Hospitals | E | X | 75% | 6.432% |  | 70.18% |  |  |  | 70.18%
Hot Water Circulation Pump Control | Institutional | E | X | 55% | 37.62% |  | 34.31% |  |  |  | 34.31%
Hot Water Circulation Pump Control | Lodging/Hospitality | E | X | 75% | 6.432% |  | 70.18% |  |  |  | 70.18%
Hot Water Circulation Pump Control | Miscellaneous | E | X | 55% | 37.62% |  | 34.31% |  |  |  | 34.31%
Hot Water Circulation Pump Control | Offices | E | X | 75% | 6.432% |  | 70.18% |  |  |  | 70.18%
Hot Water Circulation Pump Control | Restaurants | E | X | 75% | 6.432% |  | 70.18% |  |  |  | 70.18%
Hot Water Circulation Pump Control | Retail | E | X | 75% | 6.432% |  | 70.18% |  |  |  | 70.18%
Hot Water Circulation Pump Control | Schools K-12 | E | X | 75% | 6.432% |  | 70.18% |  |  |  | 70.18%
Hot Water Circulation Pump Control | Warehouse | E | X | 75% | 6.432% |  | 70.18% |  |  |  | 70.18%
Hot Water Circulation Pump Control | Assembly | N | X | 75% | 100% |  | 0% |  |  |  | 0%
Hot Water Circulation Pump Control | College and University | N | X | 75% | 100% |  | 0% |  |  |  | 0%
Hot Water Circulation Pump Control | Grocery | N | X | 75% | 100% |  | 0% |  |  |  | 0%
Hot Water Circulation Pump Control | Healthcare | N | X | 75% | 100% |  | 0% |  |  |  | 0%
Hot Water Circulation Pump Control | Hospitals | N | X | 75% | 100% |  | 0% |  |  |  | 0%
Hot Water Circulation Pump Control | Institutional | N | X | 55% | 37.62% |  | 34.31% |  |  |  | 34.31%
Hot Water Circulation Pump Control | Lodging/Hospitality | N | X | 75% | 100% |  | 0% |  |  |  | 0%
Hot Water Circulation Pump Control | Miscellaneous | N | X | 55% | 37.62% |  | 34.31% |  |  |  | 34.31%
Hot Water Circulation Pump Control | Offices | N | X | 75% | 100% |  | 0% |  |  |  | 0%
Hot Water Circulation Pump Control | Restaurants | N | X | 75% | 100% |  | 0% |  |  |  | 0%
Hot Water Circulation Pump Control | Retail | N | X | 75% | 100% |  | 0% |  |  |  | 0%
Hot Water Circulation Pump Control | Schools K-12 | N | X | 75% | 100% |  | 0% |  |  |  | 0%
Hot Water Circulation Pump Control | Warehouse | N | X | 75% | 100% |  | 0% |  |  |  | 0%
Hot Water Pipe Insulation | Assembly | E | X | 6.154% | 30.14% |  | 4.299% |  |  |  | 4.299%
Hot Water Pipe Insulation | College and University | E | X | 6.154% | 30.14% |  | 4.299% |  |  |  | 4.299%
Hot Water Pipe Insulation | Grocery | E | X | 6.154% | 30.14% |  | 4.299% |  |  |  | 4.299%
Hot Water Pipe Insulation | Healthcare | E | X | 6.154% | 30.14% |  | 4.299% |  |  |  | 4.299%
Hot Water Pipe Insulation | Hospitals | E | X | 6.154% | 30.14% |  | 4.299% |  |  |  | 4.299%
Hot Water Pipe Insulation | Institutional | E | X | 40% | 43.45% |  | 22.62% |  |  |  | 22.62%
Hot Water Pipe Insulation | Lodging/Hospitality | E | X | 6.154% | 30.14% |  | 4.299% |  |  |  | 4.299%
Hot Water Pipe Insulation | Miscellaneous | E | X | 40% | 43.45% |  | 22.62% |  |  |  | 22.62%
Hot Water Pipe Insulation | Offices | E | X | 6.154% | 30.14% |  | 4.299% |  |  |  | 4.299%
Hot Water Pipe Insulation | Restaurants | E | X | 6.154% | 30.14% |  | 4.299% |  |  |  | 4.299%
Hot Water Pipe Insulation | Retail | E | X | 6.154% | 30.14% |  | 4.299% |  |  |  | 4.299%
Hot Water Pipe Insulation | Schools K-12 | E | X | 6.154% | 30.14% |  | 4.299% |  |  |  | 4.299%
Hot Water Pipe Insulation | Warehouse | E | X | 6.154% | 30.14% |  | 4.299% |  |  |  | 4.299%
Hot Water Pipe Insulation | Assembly | N | X | 75% | 70.06% |  | 22.45% |  |  |  | 22.45%
Hot Water Pipe Insulation | College and University | N | X | 75% | 70.06% |  | 22.45% |  |  |  | 22.45%
Hot Water Pipe Insulation | Grocery | N | X | 75% | 70.06% |  | 22.45% |  |  |  | 22.45%
Hot Water Pipe Insulation | Healthcare | N | X | 75% | 70.06% |  | 22.45% |  |  |  | 22.45%
Hot Water Pipe Insulation | Hospitals | N | X | 75% | 70.06% |  | 22.45% |  |  |  | 22.45%
Hot Water Pipe Insulation | Institutional | N | X | 40% | 43.45% |  | 22.62% |  |  |  | 22.62%
Hot Water Pipe Insulation | Lodging/Hospitality | N | X | 75% | 70.06% |  | 22.45% |  |  |  | 22.45%
Hot Water Pipe Insulation | Miscellaneous | N | X | 40% | 43.45% |  | 22.62% |  |  |  | 22.62%
Hot Water Pipe Insulation | Offices | N | X | 75% | 70.06% |  | 22.45% |  |  |  | 22.45%
Hot Water Pipe Insulation | Restaurants | N | X | 75% | 70.06% |  | 22.45% |  |  |  | 22.45%
Hot Water Pipe Insulation | Retail | N | X | 75% | 70.06% |  | 22.45% |  |  |  | 22.45%
Hot Water Pipe Insulation | Schools K-12 | N | X | 75% | 70.06% |  | 22.45% |  |  |  | 22.45%
Hot Water Pipe Insulation | Warehouse | N | X | 75% | 70.06% |  | 22.45% |  |  |  | 22.45%
Low Flow Shower Head | Assembly | E |  |  |  |  | 0% |  |  |  | 0%
Low Flow Shower Head | College and University | E | X | 100% | 25.35% |  | 74.65% |  |  |  | 74.65%
Low Flow Shower Head | Grocery | E |  |  |  |  | 0% |  |  |  | 0%
Low Flow Shower Head | Healthcare | E | X | 100% | 25.35% |  | 74.65% |  |  |  | 74.65%
Low Flow Shower Head | Hospitals | E | X | 100% | 25.35% |  | 74.65% |  |  |  | 74.65%
Low Flow Shower Head | Institutional | E |  |  |  |  | 0% |  |  |  | 0%
Low Flow Shower Head | Lodging/Hospitality | E | X | 100% | 25.35% |  | 74.65% |  |  |  | 74.65%
Low Flow Shower Head | Miscellaneous | E |  |  |  |  | 0% |  |  |  | 0%
Low Flow Shower Head | Offices | E |  |  |  |  | 0% |  |  |  | 0%
Low Flow Shower Head | Restaurants | E |  |  |  |  | 0% |  |  |  | 0%
Low Flow Shower Head | Retail | E |  |  |  |  | 0% |  |  |  | 0%
Low Flow Shower Head | Schools K-12 | E |  |  |  |  | 0% |  |  |  | 0%
Low Flow Shower Head | Warehouse | E |  |  |  |  | 0% |  |  |  | 0%
Low Flow Shower Head | Assembly | N |  |  |  |  | 0% |  |  |  | 0%
Low Flow Shower Head | College and University | N | X | 100% | 25.35% |  | 74.65% |  |  |  | 74.65%
Low Flow Shower Head | Grocery | N |  |  |  |  | 0% |  |  |  | 0%
Low Flow Shower Head | Healthcare | N | X | 100% | 25.35% |  | 74.65% |  |  |  | 74.65%
Low Flow Shower Head | Hospitals | N | X | 100% | 25.35% |  | 74.65% |  |  |  | 74.65%
Low Flow Shower Head | Institutional | N |  |  |  |  | 0% |  |  |  | 0%
Low Flow Shower Head | Lodging/Hospitality | N | X | 100% | 25.35% |  | 74.65% |  |  |  | 74.65%
Low Flow Shower Head | Miscellaneous | N |  |  |  |  | 0% |  |  |  | 0%
Low Flow Shower Head | Offices | N |  |  |  |  | 0% |  |  |  | 0%
Low Flow Shower Head | Restaurants | N |  |  |  |  | 0% |  |  |  | 0%
Low Flow Shower Head | Retail | N |  |  |  |  | 0% |  |  |  | 0%
Low Flow Shower Head | Schools K-12 | N |  |  |  |  | 0% |  |  |  | 0%
Low Flow Shower Head | Warehouse | N |  |  |  |  | 0% |  |  |  | 0%
Low-Flow Pre-Rinse Sprayers | Assembly | E |  |  |  |  | 0% |  |  |  | 0%
Low-Flow Pre-Rinse Sprayers | College and University | E | X | 55% | 50.23% |  | 27.37% |  |  |  | 27.37%
Low-Flow Pre-Rinse Sprayers | Grocery | E | X | 55% | 50.23% |  | 27.37% |  |  |  | 27.37%
Low-Flow Pre-Rinse Sprayers | Healthcare | E |  |  |  |  | 0% |  |  |  | 0%
Low-Flow Pre-Rinse Sprayers | Hospitals | E | X | 55% | 55.21% |  | 24.64% |  |  |  | 24.64%
Low-Flow Pre-Rinse Sprayers | Institutional | E |  |  |  |  | 0% |  |  |  | 0%
Low-Flow Pre-Rinse Sprayers | Lodging/Hospitality | E | X | 55% | 50.23% |  | 27.37% |  |  |  | 27.37%
Low-Flow Pre-Rinse Sprayers | Miscellaneous | E |  |  |  |  | 0% |  |  |  | 0%
Low-Flow Pre-Rinse Sprayers | Offices | E |  |  |  |  | 0% |  |  |  | 0%
Low-Flow Pre-Rinse Sprayers | Restaurants | E | X | 55% | 55.21% |  | 24.64% |  |  |  | 24.64%
Low-Flow Pre-Rinse Sprayers | Retail | E |  |  |  |  | 0% |  |  |  | 0%
Low-Flow Pre-Rinse Sprayers | Schools K-12 | E |  |  |  |  | 0% |  |  |  | 0%
Low-Flow Pre-Rinse Sprayers | Warehouse | E |  |  |  |  | 0% |  |  |  | 0%
Low-Flow Pre-Rinse Sprayers | Assembly | N |  |  |  |  | 0% |  |  |  | 0%
Low-Flow Pre-Rinse Sprayers | College and University | N | X | 55% | 50.23% |  | 27.37% |  |  |  | 27.37%
Low-Flow Pre-Rinse Sprayers | Grocery | N | X | 55% | 50.23% |  | 27.37% |  |  |  | 27.37%
Low-Flow Pre-Rinse Sprayers | Healthcare | N |  |  |  |  | 0% |  |  |  | 0%
Low-Flow Pre-Rinse Sprayers | Hospitals | N | X | 55% | 55.21% |  | 24.64% |  |  |  | 24.64%
Low-Flow Pre-Rinse Sprayers | Institutional | N |  |  |  |  | 0% |  |  |  | 0%
Low-Flow Pre-Rinse Sprayers | Lodging/Hospitality | N | X | 55% | 50.23% |  | 27.37% |  |  |  | 27.37%
Low-Flow Pre-Rinse Sprayers | Miscellaneous | N |  |  |  |  | 0% |  |  |  | 0%
Low-Flow Pre-Rinse Sprayers | Offices | N |  |  |  |  | 0% |  |  |  | 0%
Low-Flow Pre-Rinse Sprayers | Restaurants | N | X | 55% | 55.21% |  | 24.64% |  |  |  | 24.64%
Low-Flow Pre-Rinse Sprayers | Retail | N |  |  |  |  | 0% |  |  |  | 0%
Low-Flow Pre-Rinse Sprayers | Schools K-12 | N |  |  |  |  | 0% |  |  |  | 0%
Low-Flow Pre-Rinse Sprayers | Warehouse | N |  |  |  |  | 0% |  |  |  | 0%
Tank Wrap on Water Heater | Assembly | E | X | 75% | 25.35% |  | 55.99% |  |  |  | 55.99%
Tank Wrap on Water Heater | College and University | E |  |  |  |  | 0% |  |  |  | 0%
Tank Wrap on Water Heater | Grocery | E | X | 75% | 25.35% |  | 55.99% |  |  |  | 55.99%
Tank Wrap on Water Heater | Healthcare | E | X | 75% | 25.35% |  | 55.99% |  |  |  | 55.99%
Tank Wrap on Water Heater | Hospitals | E | X | 75% | 25.35% |  | 55.99% |  |  |  | 55.99%
Tank Wrap on Water Heater | Institutional | E | X | 75% | 25.35% |  | 55.99% |  |  |  | 55.99%
Tank Wrap on Water Heater | Lodging/Hospitality | E | X | 75% | 25.35% |  | 55.99% |  |  |  | 55.99%
Tank Wrap on Water Heater | Miscellaneous | E | X | 75% | 25.35% |  | 55.99% |  |  |  | 55.99%
Tank Wrap on Water Heater | Offices | E | X | 75% | 25.35% |  | 55.99% |  |  |  | 55.99%
Tank Wrap on Water Heater | Restaurants | E | X | 75% | 25.35% |  | 55.99% |  |  |  | 55.99%
Tank Wrap on Water Heater | Retail | E | X | 75% | 25.35% |  | 55.99% |  |  |  | 55.99%
Tank Wrap on Water Heater | Schools K-12 | E |  |  |  |  | 0% |  |  |  | 0%
Tank Wrap on Water Heater | Warehouse | E | X | 75% | 25.35% |  | 55.99% |  |  |  | 55.99%
Tank Wrap on Water Heater | Assembly | N | X | 75% | 25.35% |  | 55.99% |  |  |  | 55.99%
Tank Wrap on Water Heater | College and University | N |  |  |  |  | 0% |  |  |  | 0%
Tank Wrap on Water Heater | Grocery | N | X | 75% | 25.35% |  | 55.99% |  |  |  | 55.99%
Tank Wrap on Water Heater | Healthcare | N | X | 75% | 25.35% |  | 55.99% |  |  |  | 55.99%
Tank Wrap on Water Heater | Hospitals | N | X | 75% | 25.35% |  | 55.99% |  |  |  | 55.99%
Tank Wrap on Water Heater | Institutional | N | X | 75% | 25.35% |  | 55.99% |  |  |  | 55.99%
Tank Wrap on Water Heater | Lodging/Hospitality | N | X | 75% | 25.35% |  | 55.99% |  |  |  | 55.99%
Tank Wrap on Water Heater | Miscellaneous | N | X | 75% | 25.35% |  | 55.99% |  |  |  | 55.99%
Tank Wrap on Water Heater | Offices | N | X | 75% | 25.35% |  | 55.99% |  |  |  | 55.99%
Tank Wrap on Water Heater | Restaurants | N | X | 75% | 25.35% |  | 55.99% |  |  |  | 55.99%
Tank Wrap on Water Heater | Retail | N | X | 75% | 25.35% |  | 55.99% |  |  |  | 55.99%
Tank Wrap on Water Heater | Schools K-12 | N |  |  |  |  | 0% |  |  |  | 0%
Tank Wrap on Water Heater | Warehouse | N | X | 75% | 25.35% |  | 55.99% |  |  |  | 55.99%
Thermostatic Shower Restriction Valve | Assembly | E |  |  |  |  | 0% |  |  |  | 0%
Thermostatic Shower Restriction Valve | College and University | E | X | 100% | 25.35% |  | 74.65% |  |  |  | 74.65%
Thermostatic Shower Restriction Valve | Grocery | E |  |  |  |  | 0% |  |  |  | 0%
Thermostatic Shower Restriction Valve | Healthcare | E | X | 100% | 25.35% |  | 74.65% |  |  |  | 74.65%
Thermostatic Shower Restriction Valve | Hospitals | E | X | 100% | 25.35% |  | 74.65% |  |  |  | 74.65%
Thermostatic Shower Restriction Valve | Institutional | E |  |  |  |  | 0% |  |  |  | 0%
Thermostatic Shower Restriction Valve | Lodging/Hospitality | E | X | 100% | 25.35% |  | 74.65% |  |  |  | 74.65%
Thermostatic Shower Restriction Valve | Miscellaneous | E |  |  |  |  | 0% |  |  |  | 0%
Thermostatic Shower Restriction Valve | Offices | E |  |  |  |  | 0% |  |  |  | 0%
Thermostatic Shower Restriction Valve | Restaurants | E |  |  |  |  | 0% |  |  |  | 0%
Thermostatic Shower Restriction Valve | Retail | E |  |  |  |  | 0% |  |  |  | 0%
Thermostatic Shower Restriction Valve | Schools K-12 | E |  |  |  |  | 0% |  |  |  | 0%
Thermostatic Shower Restriction Valve | Warehouse | E |  |  |  |  | 0% |  |  |  | 0%
Thermostatic Shower Restriction Valve | Assembly | N |  |  |  |  | 0% |  |  |  | 0%
Thermostatic Shower Restriction Valve | College and University | N |  |  |  |  | 0% |  |  |  | 0%
Thermostatic Shower Restriction Valve | Grocery | N |  |  |  |  | 0% |  |  |  | 0%
Thermostatic Shower Restriction Valve | Healthcare | N |  |  |  |  | 0% |  |  |  | 0%
Thermostatic Shower Restriction Valve | Hospitals | N |  |  |  |  | 0% |  |  |  | 0%
Thermostatic Shower Restriction Valve | Institutional | N |  |  |  |  | 0% |  |  |  | 0%
Thermostatic Shower Restriction Valve | Lodging/Hospitality | N |  |  |  |  | 0% |  |  |  | 0%
Thermostatic Shower Restriction Valve | Miscellaneous | N |  |  |  |  | 0% |  |  |  | 0%
Thermostatic Shower Restriction Valve | Offices | N |  |  |  |  | 0% |  |  |  | 0%
Thermostatic Shower Restriction Valve | Restaurants | N |  |  |  |  | 0% |  |  |  | 0%
Thermostatic Shower Restriction Valve | Retail | N |  |  |  |  | 0% |  |  |  | 0%
Thermostatic Shower Restriction Valve | Schools K-12 | N |  |  |  |  | 0% |  |  |  | 0%
Thermostatic Shower Restriction Valve | Warehouse | N |  |  |  |  | 0% |  |  |  | 0%
Bi-Level Lighting Control (Exterior) | Assembly | E | X | 12.47% | 31.23% |  | 8.579% |  |  |  | 8.579%
Bi-Level Lighting Control (Exterior) | College and University | E | X | 20% | 31.23% |  | 13.75% |  |  |  | 13.75%
Bi-Level Lighting Control (Exterior) | Grocery | E | X | 12.47% | 31.23% |  | 8.579% |  |  |  | 8.579%
Bi-Level Lighting Control (Exterior) | Healthcare | E | X | 20% | 31.23% |  | 13.75% |  |  |  | 13.75%
Bi-Level Lighting Control (Exterior) | Hospitals | E | X | 20% | 31.23% |  | 13.75% |  |  |  | 13.75%
Bi-Level Lighting Control (Exterior) | Institutional | E | X | 12.47% | 31.23% |  | 8.579% |  |  |  | 8.579%
Bi-Level Lighting Control (Exterior) | Lodging/Hospitality | E | X | 20% | 31.23% |  | 13.75% |  |  |  | 13.75%
Bi-Level Lighting Control (Exterior) | Miscellaneous | E | X | 12.47% | 31.23% |  | 8.579% |  |  |  | 8.579%
Bi-Level Lighting Control (Exterior) | Offices | E | X | 20% | 31.23% |  | 13.75% |  |  |  | 13.75%
Bi-Level Lighting Control (Exterior) | Restaurants | E | X | 5% | 31.23% |  | 3.438% |  |  |  | 3.438%
Bi-Level Lighting Control (Exterior) | Retail | E | X | 20% | 31.23% |  | 13.75% |  |  |  | 13.75%
Bi-Level Lighting Control (Exterior) | Schools K-12 | E | X | 12.47% | 31.23% |  | 8.579% |  |  |  | 8.579%
Bi-Level Lighting Control (Exterior) | Warehouse | E | X | 20% | 31.23% |  | 13.75% |  |  |  | 13.75%
Bi-Level Lighting Control (Exterior) | Assembly | N | X | 12.47% | 31.23% |  | 8.579% |  |  |  | 8.579%
Bi-Level Lighting Control (Exterior) | College and University | N | X | 20% | 31.23% |  | 13.75% |  |  |  | 13.75%
Bi-Level Lighting Control (Exterior) | Grocery | N | X | 12.47% | 31.23% |  | 8.579% |  |  |  | 8.579%
Bi-Level Lighting Control (Exterior) | Healthcare | N | X | 20% | 31.23% |  | 13.75% |  |  |  | 13.75%
Bi-Level Lighting Control (Exterior) | Hospitals | N | X | 20% | 31.23% |  | 13.75% |  |  |  | 13.75%
Bi-Level Lighting Control (Exterior) | Institutional | N | X | 12.47% | 31.23% |  | 8.579% |  |  |  | 8.579%
Bi-Level Lighting Control (Exterior) | Lodging/Hospitality | N | X | 20% | 31.23% |  | 13.75% |  |  |  | 13.75%
Bi-Level Lighting Control (Exterior) | Miscellaneous | N | X | 12.47% | 31.23% |  | 8.579% |  |  |  | 8.579%
Bi-Level Lighting Control (Exterior) | Offices | N | X | 20% | 31.23% |  | 13.75% |  |  |  | 13.75%
Bi-Level Lighting Control (Exterior) | Restaurants | N | X | 5% | 31.23% |  | 3.438% |  |  |  | 3.438%
Bi-Level Lighting Control (Exterior) | Retail | N | X | 20% | 31.23% |  | 13.75% |  |  |  | 13.75%
Bi-Level Lighting Control (Exterior) | Schools K-12 | N | X | 12.47% | 31.23% |  | 8.579% |  |  |  | 8.579%
Bi-Level Lighting Control (Exterior) | Warehouse | N | X | 20% | 31.23% |  | 13.75% |  |  |  | 13.75%
Outdoor Lighting Controls | Assembly | E | X | 45% | 31.23% |  | 30.95% |  |  |  | 30.95%
Outdoor Lighting Controls | College and University | E | X | 45% | 31.23% |  | 30.95% |  |  |  | 30.95%
Outdoor Lighting Controls | Grocery | E | X | 45% | 31.23% |  | 30.95% |  |  |  | 30.95%
Outdoor Lighting Controls | Healthcare | E | X | 45% | 31.23% |  | 30.95% |  |  |  | 30.95%
Outdoor Lighting Controls | Hospitals | E | X | 45% | 31.23% |  | 30.95% |  |  |  | 30.95%
Outdoor Lighting Controls | Institutional | E | X | 45% | 31.23% |  | 30.95% |  |  |  | 30.95%
Outdoor Lighting Controls | Lodging/Hospitality | E | X | 45% | 31.23% |  | 30.95% |  |  |  | 30.95%
Outdoor Lighting Controls | Miscellaneous | E | X | 45% | 31.23% |  | 30.95% |  |  |  | 30.95%
Outdoor Lighting Controls | Offices | E | X | 45% | 31.23% |  | 30.95% |  |  |  | 30.95%
Outdoor Lighting Controls | Restaurants | E | X | 45% | 31.23% |  | 30.95% |  |  |  | 30.95%
Outdoor Lighting Controls | Retail | E | X | 45% | 31.23% |  | 30.95% |  |  |  | 30.95%
Outdoor Lighting Controls | Schools K-12 | E | X | 45% | 31.23% |  | 30.95% |  |  |  | 30.95%
Outdoor Lighting Controls | Warehouse | E | X | 45% | 31.23% |  | 30.95% |  |  |  | 30.95%
Outdoor Lighting Controls | Assembly | N | X | 45% | 31.23% |  | 30.95% |  |  |  | 30.95%
Outdoor Lighting Controls | College and University | N | X | 45% | 31.23% |  | 30.95% |  |  |  | 30.95%
Outdoor Lighting Controls | Grocery | N | X | 45% | 31.23% |  | 30.95% |  |  |  | 30.95%
Outdoor Lighting Controls | Healthcare | N | X | 45% | 31.23% |  | 30.95% |  |  |  | 30.95%
Outdoor Lighting Controls | Hospitals | N | X | 45% | 31.23% |  | 30.95% |  |  |  | 30.95%
Outdoor Lighting Controls | Institutional | N | X | 45% | 31.23% |  | 30.95% |  |  |  | 30.95%
Outdoor Lighting Controls | Lodging/Hospitality | N | X | 45% | 31.23% |  | 30.95% |  |  |  | 30.95%
Outdoor Lighting Controls | Miscellaneous | N | X | 45% | 31.23% |  | 30.95% |  |  |  | 30.95%
Outdoor Lighting Controls | Offices | N | X | 45% | 31.23% |  | 30.95% |  |  |  | 30.95%
Outdoor Lighting Controls | Restaurants | N | X | 45% | 31.23% |  | 30.95% |  |  |  | 30.95%
Outdoor Lighting Controls | Retail | N | X | 45% | 31.23% |  | 30.95% |  |  |  | 30.95%
Outdoor Lighting Controls | Schools K-12 | N | X | 45% | 31.23% |  | 30.95% |  |  |  | 30.95%
Outdoor Lighting Controls | Warehouse | N | X | 45% | 31.23% |  | 30.95% |  |  |  | 30.95%
Air Curtains | Assembly | E | X | 30.56% | 9.308% | 1.2 | 33.25% |  |  |  | 33.25%
Air Curtains | College and University | E | X | 29.48% | 5.437% | 1.2 | 33.45% |  |  |  | 33.45%
Air Curtains | Grocery | E | X | 29.48% | 20.37% | 1.2 | 28.17% |  |  |  | 28.17%
Air Curtains | Healthcare | E | X | 29.48% | 5.437% | 1.2 | 33.45% |  |  |  | 33.45%
Air Curtains | Hospitals | E | X | 29.48% | 5.437% | 1.2 | 33.45% |  |  |  | 33.45%
Air Curtains | Institutional | E |  |  |  | 1.2 | 0% |  |  |  | 0%
Air Curtains | Lodging/Hospitality | E | X | 29.48% | 5.437% | 1.2 | 33.45% |  |  |  | 33.45%
Air Curtains | Miscellaneous | E |  |  |  | 1.2 | 0% |  |  |  | 0%
Air Curtains | Offices | E |  |  |  | 1.2 | 0% |  |  |  | 0%
Air Curtains | Restaurants | E | X | 29.48% | 10.41% | 1.2 | 31.69% |  |  |  | 31.69%
Air Curtains | Retail | E | X | 29.48% | 5.437% | 1.2 | 33.45% |  |  |  | 33.45%
Air Curtains | Schools K-12 | E | X | 29.48% | 5.437% | 1.2 | 33.45% |  |  |  | 33.45%
Air Curtains | Warehouse | E |  |  |  | 1.2 | 0% |  |  |  | 0%
Air Curtains | Assembly | N | X | 30.56% | 9.308% | 1.2 | 33.25% |  |  |  | 33.25%
Air Curtains | College and University | N | X | 25% | 5.437% | 1.2 | 28.37% |  |  |  | 28.37%
Air Curtains | Grocery | N | X | 50% | 20.37% | 1.2 | 47.78% |  |  |  | 47.78%
Air Curtains | Healthcare | N | X | 25% | 5.437% | 1.2 | 28.37% |  |  |  | 28.37%
Air Curtains | Hospitals | N | X | 25% | 5.437% | 1.2 | 28.37% |  |  |  | 28.37%
Air Curtains | Institutional | N |  |  |  | 1.2 | 0% |  |  |  | 0%
Air Curtains | Lodging/Hospitality | N | X | 25% | 5.437% | 1.2 | 28.37% |  |  |  | 28.37%
Air Curtains | Miscellaneous | N |  |  |  | 1.2 | 0% |  |  |  | 0%
Air Curtains | Offices | N |  |  |  | 1.2 | 0% |  |  |  | 0%
Air Curtains | Restaurants | N | X | 25% | 10.41% | 1.2 | 26.88% |  |  |  | 26.88%
Air Curtains | Retail | N | X | 25% | 5.437% | 1.2 | 28.37% |  |  |  | 28.37%
Air Curtains | Schools K-12 | N | X | 25% | 5.437% | 1.2 | 28.37% |  |  |  | 28.37%
Air Curtains | Warehouse | N |  |  |  | 1.2 | 0% |  |  |  | 0%
Airside Economizer | Assembly | E | X | 19.06% | 80.09% | 1.2 | 4.552% |  |  |  | 4.552%
Airside Economizer | College and University | E | X | 19.06% | 80.09% | 1.2 | 4.552% |  |  |  | 4.552%
Airside Economizer | Grocery | E | X | 19.06% | 80.09% | 1.2 | 4.552% |  |  |  | 4.552%
Airside Economizer | Healthcare | E | X | 19.06% | 80.09% | 1.2 | 4.552% |  |  |  | 4.552%
Airside Economizer | Hospitals | E | X | 19.06% | 80.09% | 1.2 | 4.552% |  |  |  | 4.552%
Airside Economizer | Institutional | E | X | 19.06% | 80.09% | 1.2 | 4.552% |  |  |  | 4.552%
Airside Economizer | Lodging/Hospitality | E | X | 19.06% | 80.09% | 1.2 | 4.552% |  |  |  | 4.552%
Airside Economizer | Miscellaneous | E | X | 19.06% | 86.73% | 1.2 | 3.035% |  |  |  | 3.035%
Airside Economizer | Offices | E | X | 19.06% | 86.73% | 1.2 | 3.035% |  |  |  | 3.035%
Airside Economizer | Restaurants | E | X | 19.06% | 80.09% | 1.2 | 4.552% |  |  |  | 4.552%
Airside Economizer | Retail | E | X | 19.06% | 80.09% | 1.2 | 4.552% |  |  |  | 4.552%
Airside Economizer | Schools K-12 | E | X | 19.06% | 80.09% | 1.2 | 4.552% |  |  |  | 4.552%
Airside Economizer | Warehouse | E | X | 19.06% | 80.09% | 1.2 | 4.552% |  |  |  | 4.552%
Airside Economizer | Assembly | N | X | 19.06% | 80.09% | 1.2 | 4.552% |  |  |  | 4.552%
Airside Economizer | College and University | N | X | 19.06% | 80.09% | 1.2 | 4.552% |  |  |  | 4.552%
Airside Economizer | Grocery | N | X | 19.06% | 80.09% | 1.2 | 4.552% |  |  |  | 4.552%
Airside Economizer | Healthcare | N | X | 19.06% | 80.09% | 1.2 | 4.552% |  |  |  | 4.552%
Airside Economizer | Hospitals | N | X | 19.06% | 80.09% | 1.2 | 4.552% |  |  |  | 4.552%
Airside Economizer | Institutional | N | X | 19.06% | 80.09% | 1.2 | 4.552% |  |  |  | 4.552%
Airside Economizer | Lodging/Hospitality | N | X | 19.06% | 80.09% | 1.2 | 4.552% |  |  |  | 4.552%
Airside Economizer | Miscellaneous | N | X | 19.06% | 86.73% | 1.2 | 3.035% |  |  |  | 3.035%
Airside Economizer | Offices | N | X | 19.06% | 86.73% | 1.2 | 3.035% |  |  |  | 3.035%
Airside Economizer | Restaurants | N | X | 19.06% | 80.09% | 1.2 | 4.552% |  |  |  | 4.552%
Airside Economizer | Retail | N | X | 19.06% | 80.09% | 1.2 | 4.552% |  |  |  | 4.552%
Airside Economizer | Schools K-12 | N | X | 19.06% | 80.09% | 1.2 | 4.552% |  |  |  | 4.552%
Airside Economizer | Warehouse | N | X | 19.06% | 80.09% | 1.2 | 4.552% |  |  |  | 4.552%
Ceiling Insulation(R12 to R38) | Assembly | E |  |  |  | 1.2 | 0% |  |  |  | 0%
Ceiling Insulation(R12 to R38) | College and University | E |  |  |  | 1.2 | 0% |  |  |  | 0%
Ceiling Insulation(R12 to R38) | Grocery | E |  |  |  | 1.2 | 0% |  |  |  | 0%
Ceiling Insulation(R12 to R38) | Healthcare | E | X | 30% | 5% | 1.2 | 34.2% |  |  |  | 34.2%
Ceiling Insulation(R12 to R38) | Hospitals | E |  |  |  | 1.2 | 0% |  |  |  | 0%
Ceiling Insulation(R12 to R38) | Institutional | E |  |  |  | 1.2 | 0% |  |  |  | 0%
Ceiling Insulation(R12 to R38) | Lodging/Hospitality | E |  |  |  | 1.2 | 0% |  |  |  | 0%
Ceiling Insulation(R12 to R38) | Miscellaneous | E |  |  |  | 1.2 | 0% |  |  |  | 0%
Ceiling Insulation(R12 to R38) | Offices | E | X | 30% | 5% | 1.2 | 34.2% |  |  |  | 34.2%
Ceiling Insulation(R12 to R38) | Restaurants | E |  |  |  | 1.2 | 0% |  |  |  | 0%
Ceiling Insulation(R12 to R38) | Retail | E |  |  |  | 1.2 | 0% |  |  |  | 0%
Ceiling Insulation(R12 to R38) | Schools K-12 | E |  |  |  | 1.2 | 0% |  |  |  | 0%
Ceiling Insulation(R12 to R38) | Warehouse | E |  |  |  | 1.2 | 0% |  |  |  | 0%
Ceiling Insulation(R12 to R38) | Assembly | N |  |  |  | 1.2 | 0% |  |  |  | 0%
Ceiling Insulation(R12 to R38) | College and University | N |  |  |  | 1.2 | 0% |  |  |  | 0%
Ceiling Insulation(R12 to R38) | Grocery | N |  |  |  | 1.2 | 0% |  |  |  | 0%
Ceiling Insulation(R12 to R38) | Healthcare | N |  |  |  | 1.2 | 0% |  |  |  | 0%
Ceiling Insulation(R12 to R38) | Hospitals | N |  |  |  | 1.2 | 0% |  |  |  | 0%
Ceiling Insulation(R12 to R38) | Institutional | N |  |  |  | 1.2 | 0% |  |  |  | 0%
Ceiling Insulation(R12 to R38) | Lodging/Hospitality | N |  |  |  | 1.2 | 0% |  |  |  | 0%
Ceiling Insulation(R12 to R38) | Miscellaneous | N |  |  |  | 1.2 | 0% |  |  |  | 0%
Ceiling Insulation(R12 to R38) | Offices | N |  |  |  | 1.2 | 0% |  |  |  | 0%
Ceiling Insulation(R12 to R38) | Restaurants | N |  |  |  | 1.2 | 0% |  |  |  | 0%
Ceiling Insulation(R12 to R38) | Retail | N |  |  |  | 1.2 | 0% |  |  |  | 0%
Ceiling Insulation(R12 to R38) | Schools K-12 | N |  |  |  | 1.2 | 0% |  |  |  | 0%
Ceiling Insulation(R12 to R38) | Warehouse | N |  |  |  | 1.2 | 0% |  |  |  | 0%
Ceiling Insulation(R19 to R38) | Assembly | E |  |  |  | 1.2 | 0% |  |  |  | 0%
Ceiling Insulation(R19 to R38) | College and University | E |  |  |  | 1.2 | 0% |  |  |  | 0%
Ceiling Insulation(R19 to R38) | Grocery | E |  |  |  | 1.2 | 0% |  |  |  | 0%
Ceiling Insulation(R19 to R38) | Healthcare | E | X | 20% | 5% | 1.2 | 22.8% |  |  |  | 22.8%
Ceiling Insulation(R19 to R38) | Hospitals | E |  |  |  | 1.2 | 0% |  |  |  | 0%
Ceiling Insulation(R19 to R38) | Institutional | E |  |  |  | 1.2 | 0% |  |  |  | 0%
Ceiling Insulation(R19 to R38) | Lodging/Hospitality | E |  |  |  | 1.2 | 0% |  |  |  | 0%
Ceiling Insulation(R19 to R38) | Miscellaneous | E |  |  |  | 1.2 | 0% |  |  |  | 0%
Ceiling Insulation(R19 to R38) | Offices | E | X | 20% | 5% | 1.2 | 22.8% |  |  |  | 22.8%
Ceiling Insulation(R19 to R38) | Restaurants | E |  |  |  | 1.2 | 0% |  |  |  | 0%
Ceiling Insulation(R19 to R38) | Retail | E |  |  |  | 1.2 | 0% |  |  |  | 0%
Ceiling Insulation(R19 to R38) | Schools K-12 | E |  |  |  | 1.2 | 0% |  |  |  | 0%
Ceiling Insulation(R19 to R38) | Warehouse | E |  |  |  | 1.2 | 0% |  |  |  | 0%
Ceiling Insulation(R19 to R38) | Assembly | N |  |  |  | 1.2 | 0% |  |  |  | 0%
Ceiling Insulation(R19 to R38) | College and University | N |  |  |  | 1.2 | 0% |  |  |  | 0%
Ceiling Insulation(R19 to R38) | Grocery | N |  |  |  | 1.2 | 0% |  |  |  | 0%
Ceiling Insulation(R19 to R38) | Healthcare | N |  |  |  | 1.2 | 0% |  |  |  | 0%
Ceiling Insulation(R19 to R38) | Hospitals | N |  |  |  | 1.2 | 0% |  |  |  | 0%
Ceiling Insulation(R19 to R38) | Institutional | N |  |  |  | 1.2 | 0% |  |  |  | 0%
Ceiling Insulation(R19 to R38) | Lodging/Hospitality | N |  |  |  | 1.2 | 0% |  |  |  | 0%
Ceiling Insulation(R19 to R38) | Miscellaneous | N |  |  |  | 1.2 | 0% |  |  |  | 0%
Ceiling Insulation(R19 to R38) | Offices | N |  |  |  | 1.2 | 0% |  |  |  | 0%
Ceiling Insulation(R19 to R38) | Restaurants | N |  |  |  | 1.2 | 0% |  |  |  | 0%
Ceiling Insulation(R19 to R38) | Retail | N |  |  |  | 1.2 | 0% |  |  |  | 0%
Ceiling Insulation(R19 to R38) | Schools K-12 | N |  |  |  | 1.2 | 0% |  |  |  | 0%
Ceiling Insulation(R19 to R38) | Warehouse | N |  |  |  | 1.2 | 0% |  |  |  | 0%
Ceiling Insulation(R30 to R38) | Assembly | E |  |  |  | 1.2 | 0% |  |  |  | 0%
Ceiling Insulation(R30 to R38) | College and University | E |  |  |  | 1.2 | 0% |  |  |  | 0%
Ceiling Insulation(R30 to R38) | Grocery | E |  |  |  | 1.2 | 0% |  |  |  | 0%
Ceiling Insulation(R30 to R38) | Healthcare | E | X | 10% | 5% | 1.2 | 11.4% |  |  |  | 11.4%
Ceiling Insulation(R30 to R38) | Hospitals | E |  |  |  | 1.2 | 0% |  |  |  | 0%
Ceiling Insulation(R30 to R38) | Institutional | E |  |  |  | 1.2 | 0% |  |  |  | 0%
Ceiling Insulation(R30 to R38) | Lodging/Hospitality | E |  |  |  | 1.2 | 0% |  |  |  | 0%
Ceiling Insulation(R30 to R38) | Miscellaneous | E |  |  |  | 1.2 | 0% |  |  |  | 0%
Ceiling Insulation(R30 to R38) | Offices | E | X | 10% | 5% | 1.2 | 11.4% |  |  |  | 11.4%
Ceiling Insulation(R30 to R38) | Restaurants | E |  |  |  | 1.2 | 0% |  |  |  | 0%
Ceiling Insulation(R30 to R38) | Retail | E |  |  |  | 1.2 | 0% |  |  |  | 0%
Ceiling Insulation(R30 to R38) | Schools K-12 | E |  |  |  | 1.2 | 0% |  |  |  | 0%
Ceiling Insulation(R30 to R38) | Warehouse | E |  |  |  | 1.2 | 0% |  |  |  | 0%
Ceiling Insulation(R30 to R38) | Assembly | N |  |  |  | 1.2 | 0% |  |  |  | 0%
Ceiling Insulation(R30 to R38) | College and University | N |  |  |  | 1.2 | 0% |  |  |  | 0%
Ceiling Insulation(R30 to R38) | Grocery | N |  |  |  | 1.2 | 0% |  |  |  | 0%
Ceiling Insulation(R30 to R38) | Healthcare | N |  |  |  | 1.2 | 0% |  |  |  | 0%
Ceiling Insulation(R30 to R38) | Hospitals | N |  |  |  | 1.2 | 0% |  |  |  | 0%
Ceiling Insulation(R30 to R38) | Institutional | N |  |  |  | 1.2 | 0% |  |  |  | 0%
Ceiling Insulation(R30 to R38) | Lodging/Hospitality | N |  |  |  | 1.2 | 0% |  |  |  | 0%
Ceiling Insulation(R30 to R38) | Miscellaneous | N |  |  |  | 1.2 | 0% |  |  |  | 0%
Ceiling Insulation(R30 to R38) | Offices | N |  |  |  | 1.2 | 0% |  |  |  | 0%
Ceiling Insulation(R30 to R38) | Restaurants | N |  |  |  | 1.2 | 0% |  |  |  | 0%
Ceiling Insulation(R30 to R38) | Retail | N |  |  |  | 1.2 | 0% |  |  |  | 0%
Ceiling Insulation(R30 to R38) | Schools K-12 | N |  |  |  | 1.2 | 0% |  |  |  | 0%
Ceiling Insulation(R30 to R38) | Warehouse | N |  |  |  | 1.2 | 0% |  |  |  | 0%
Ceiling Insulation(R2 to R38) | Assembly | E |  |  |  | 1.2 | 0% |  |  |  | 0%
Ceiling Insulation(R2 to R38) | College and University | E |  |  |  | 1.2 | 0% |  |  |  | 0%
Ceiling Insulation(R2 to R38) | Grocery | E |  |  |  | 1.2 | 0% |  |  |  | 0%
Ceiling Insulation(R2 to R38) | Healthcare | E | X | 40% | 5% | 1.2 | 45.6% |  |  |  | 45.6%
Ceiling Insulation(R2 to R38) | Hospitals | E |  |  |  | 1.2 | 0% |  |  |  | 0%
Ceiling Insulation(R2 to R38) | Institutional | E |  |  |  | 1.2 | 0% |  |  |  | 0%
Ceiling Insulation(R2 to R38) | Lodging/Hospitality | E |  |  |  | 1.2 | 0% |  |  |  | 0%
Ceiling Insulation(R2 to R38) | Miscellaneous | E |  |  |  | 1.2 | 0% |  |  |  | 0%
Ceiling Insulation(R2 to R38) | Offices | E | X | 40% | 5% | 1.2 | 45.6% |  |  |  | 45.6%
Ceiling Insulation(R2 to R38) | Restaurants | E |  |  |  | 1.2 | 0% |  |  |  | 0%
Ceiling Insulation(R2 to R38) | Retail | E |  |  |  | 1.2 | 0% |  |  |  | 0%
Ceiling Insulation(R2 to R38) | Schools K-12 | E |  |  |  | 1.2 | 0% |  |  |  | 0%
Ceiling Insulation(R2 to R38) | Warehouse | E |  |  |  | 1.2 | 0% |  |  |  | 0%
Ceiling Insulation(R2 to R38) | Assembly | N |  |  |  | 1.2 | 0% |  |  |  | 0%
Ceiling Insulation(R2 to R38) | College and University | N |  |  |  | 1.2 | 0% |  |  |  | 0%
Ceiling Insulation(R2 to R38) | Grocery | N |  |  |  | 1.2 | 0% |  |  |  | 0%
Ceiling Insulation(R2 to R38) | Healthcare | N |  |  |  | 1.2 | 0% |  |  |  | 0%
Ceiling Insulation(R2 to R38) | Hospitals | N |  |  |  | 1.2 | 0% |  |  |  | 0%
Ceiling Insulation(R2 to R38) | Institutional | N |  |  |  | 1.2 | 0% |  |  |  | 0%
Ceiling Insulation(R2 to R38) | Lodging/Hospitality | N |  |  |  | 1.2 | 0% |  |  |  | 0%
Ceiling Insulation(R2 to R38) | Miscellaneous | N |  |  |  | 1.2 | 0% |  |  |  | 0%
Ceiling Insulation(R2 to R38) | Offices | N |  |  |  | 1.2 | 0% |  |  |  | 0%
Ceiling Insulation(R2 to R38) | Restaurants | N |  |  |  | 1.2 | 0% |  |  |  | 0%
Ceiling Insulation(R2 to R38) | Retail | N |  |  |  | 1.2 | 0% |  |  |  | 0%
Ceiling Insulation(R2 to R38) | Schools K-12 | N |  |  |  | 1.2 | 0% |  |  |  | 0%
Ceiling Insulation(R2 to R38) | Warehouse | N |  |  |  | 1.2 | 0% |  |  |  | 0%
Chilled Hot Water Reset | Assembly | E | X | 95% | 5.437% |  | 89.83% |  |  |  | 89.83%
Chilled Hot Water Reset | College and University | E | X | 95% | 5.437% |  | 89.83% |  |  |  | 89.83%
Chilled Hot Water Reset | Grocery | E | X | 95% | 5.437% |  | 89.83% |  |  |  | 89.83%
Chilled Hot Water Reset | Healthcare | E | X | 95% | 5.437% |  | 89.83% |  |  |  | 89.83%
Chilled Hot Water Reset | Hospitals | E | X | 95% | 5.437% |  | 89.83% |  |  |  | 89.83%
Chilled Hot Water Reset | Institutional | E | X | 95% | 5.437% |  | 89.83% |  |  |  | 89.83%
Chilled Hot Water Reset | Lodging/Hospitality | E | X | 95% | 5.437% |  | 89.83% |  |  |  | 89.83%
Chilled Hot Water Reset | Miscellaneous | E | X | 95% | 5.437% |  | 89.83% |  |  |  | 89.83%
Chilled Hot Water Reset | Offices | E | X | 95% | 5.437% |  | 89.83% |  |  |  | 89.83%
Chilled Hot Water Reset | Restaurants | E | X | 95% | 5.437% |  | 89.83% |  |  |  | 89.83%
Chilled Hot Water Reset | Retail | E | X | 95% | 5.437% |  | 89.83% |  |  |  | 89.83%
Chilled Hot Water Reset | Schools K-12 | E | X | 95% | 5.437% |  | 89.83% |  |  |  | 89.83%
Chilled Hot Water Reset | Warehouse | E | X | 95% | 5.437% |  | 89.83% |  |  |  | 89.83%
Chilled Hot Water Reset | Assembly | N | X | 95% | 5.437% |  | 89.83% |  |  |  | 89.83%
Chilled Hot Water Reset | College and University | N | X | 95% | 5.437% |  | 89.83% |  |  |  | 89.83%
Chilled Hot Water Reset | Grocery | N | X | 95% | 5.437% |  | 89.83% |  |  |  | 89.83%
Chilled Hot Water Reset | Healthcare | N | X | 95% | 5.437% |  | 89.83% |  |  |  | 89.83%
Chilled Hot Water Reset | Hospitals | N | X | 95% | 5.437% |  | 89.83% |  |  |  | 89.83%
Chilled Hot Water Reset | Institutional | N | X | 95% | 5.437% |  | 89.83% |  |  |  | 89.83%
Chilled Hot Water Reset | Lodging/Hospitality | N | X | 95% | 5.437% |  | 89.83% |  |  |  | 89.83%
Chilled Hot Water Reset | Miscellaneous | N | X | 95% | 5.437% |  | 89.83% |  |  |  | 89.83%
Chilled Hot Water Reset | Offices | N | X | 95% | 5.437% |  | 89.83% |  |  |  | 89.83%
Chilled Hot Water Reset | Restaurants | N | X | 95% | 5.437% |  | 89.83% |  |  |  | 89.83%
Chilled Hot Water Reset | Retail | N | X | 95% | 5.437% |  | 89.83% |  |  |  | 89.83%
Chilled Hot Water Reset | Schools K-12 | N | X | 95% | 5.437% |  | 89.83% |  |  |  | 89.83%
Chilled Hot Water Reset | Warehouse | N | X | 95% | 5.437% |  | 89.83% |  |  |  | 89.83%
Chilled Water Controls Optimization | Assembly | E | X | 28.5% | 25.35% | 1.2 | 25.53% |  |  |  | 25.53%
Chilled Water Controls Optimization | College and University | E | X | 38% | 25.35% | 1.2 | 34.04% |  |  |  | 34.04%
Chilled Water Controls Optimization | Grocery | E | X | 38% | 25.35% | 1.2 | 34.04% |  |  |  | 34.04%
Chilled Water Controls Optimization | Healthcare | E | X | 38% | 25.35% | 1.2 | 34.04% |  |  |  | 34.04%
Chilled Water Controls Optimization | Hospitals | E | X | 28.5% | 25.35% | 1.2 | 25.53% |  |  |  | 25.53%
Chilled Water Controls Optimization | Institutional | E | X | 28.5% | 25.35% | 1.2 | 25.53% |  |  |  | 25.53%
Chilled Water Controls Optimization | Lodging/Hospitality | E | X | 38% | 25.35% | 1.2 | 34.04% |  |  |  | 34.04%
Chilled Water Controls Optimization | Miscellaneous | E | X | 38% | 25.35% | 1.2 | 34.04% |  |  |  | 34.04%
Chilled Water Controls Optimization | Offices | E | X | 28.5% | 25.35% | 1.2 | 25.53% |  |  |  | 25.53%
Chilled Water Controls Optimization | Restaurants | E | X | 38% | 25.35% | 1.2 | 34.04% |  |  |  | 34.04%
Chilled Water Controls Optimization | Retail | E | X | 38% | 25.35% | 1.2 | 34.04% |  |  |  | 34.04%
Chilled Water Controls Optimization | Schools K-12 | E | X | 38% | 25.35% | 1.2 | 34.04% |  |  |  | 34.04%
Chilled Water Controls Optimization | Warehouse | E | X | 38% | 25.35% | 1.2 | 34.04% |  |  |  | 34.04%
Chilled Water Controls Optimization | Assembly | N | X | 42.75% | 25.35% | 1.2 | 38.3% |  |  |  | 38.3%
Chilled Water Controls Optimization | College and University | N | X | 38% | 25.35% | 1.2 | 34.04% |  |  |  | 34.04%
Chilled Water Controls Optimization | Grocery | N | X | 38% | 25.35% | 1.2 | 34.04% |  |  |  | 34.04%
Chilled Water Controls Optimization | Healthcare | N | X | 38% | 25.35% | 1.2 | 34.04% |  |  |  | 34.04%
Chilled Water Controls Optimization | Hospitals | N | X | 42.75% | 25.35% | 1.2 | 38.3% |  |  |  | 38.3%
Chilled Water Controls Optimization | Institutional | N | X | 42.75% | 25.35% | 1.2 | 38.3% |  |  |  | 38.3%
Chilled Water Controls Optimization | Lodging/Hospitality | N | X | 38% | 25.35% | 1.2 | 34.04% |  |  |  | 34.04%
Chilled Water Controls Optimization | Miscellaneous | N | X | 38% | 25.35% | 1.2 | 34.04% |  |  |  | 34.04%
Chilled Water Controls Optimization | Offices | N | X | 42.75% | 25.35% | 1.2 | 38.3% |  |  |  | 38.3%
Chilled Water Controls Optimization | Restaurants | N | X | 38% | 25.35% | 1.2 | 34.04% |  |  |  | 34.04%
Chilled Water Controls Optimization | Retail | N | X | 38% | 25.35% | 1.2 | 34.04% |  |  |  | 34.04%
Chilled Water Controls Optimization | Schools K-12 | N | X | 38% | 25.35% | 1.2 | 34.04% |  |  |  | 34.04%
Chilled Water Controls Optimization | Warehouse | N | X | 38% | 25.35% | 1.2 | 34.04% |  |  |  | 34.04%
Chilled Water System - Variable Speed Drives | Assembly | E | X | 100% | 26.01% |  | 73.99% |  |  |  | 73.99%
Chilled Water System - Variable Speed Drives | College and University | E | X | 100% | 26.01% |  | 73.99% |  |  |  | 73.99%
Chilled Water System - Variable Speed Drives | Grocery | E | X | 100% | 25.62% |  | 74.38% |  |  |  | 74.38%
Chilled Water System - Variable Speed Drives | Healthcare | E | X | 100% | 26.01% |  | 73.99% |  |  |  | 73.99%
Chilled Water System - Variable Speed Drives | Hospitals | E | X | 100% | 26.01% |  | 73.99% |  |  |  | 73.99%
Chilled Water System - Variable Speed Drives | Institutional | E | X | 100% | 26.01% |  | 73.99% |  |  |  | 73.99%
Chilled Water System - Variable Speed Drives | Lodging/Hospitality | E | X | 100% | 26.01% |  | 73.99% |  |  |  | 73.99%
Chilled Water System - Variable Speed Drives | Miscellaneous | E | X | 100% | 25.62% |  | 74.38% |  |  |  | 74.38%
Chilled Water System - Variable Speed Drives | Offices | E | X | 100% | 26.01% |  | 73.99% |  |  |  | 73.99%
Chilled Water System - Variable Speed Drives | Restaurants | E | X | 100% | 26.01% |  | 73.99% |  |  |  | 73.99%
Chilled Water System - Variable Speed Drives | Retail | E | X | 100% | 26.01% |  | 73.99% |  |  |  | 73.99%
Chilled Water System - Variable Speed Drives | Schools K-12 | E | X | 100% | 26.01% |  | 73.99% |  |  |  | 73.99%
Chilled Water System - Variable Speed Drives | Warehouse | E | X | 100% | 26.01% |  | 73.99% |  |  |  | 73.99%
Chilled Water System - Variable Speed Drives | Assembly | N | X | 100% | 26.01% |  | 73.99% |  |  |  | 73.99%
Chilled Water System - Variable Speed Drives | College and University | N | X | 100% | 26.01% |  | 73.99% |  |  |  | 73.99%
Chilled Water System - Variable Speed Drives | Grocery | N | X | 100% | 25.62% |  | 74.38% |  |  |  | 74.38%
Chilled Water System - Variable Speed Drives | Healthcare | N | X | 100% | 26.01% |  | 73.99% |  |  |  | 73.99%
Chilled Water System - Variable Speed Drives | Hospitals | N | X | 100% | 26.01% |  | 73.99% |  |  |  | 73.99%
Chilled Water System - Variable Speed Drives | Institutional | N | X | 100% | 26.01% |  | 73.99% |  |  |  | 73.99%
Chilled Water System - Variable Speed Drives | Lodging/Hospitality | N | X | 100% | 26.01% |  | 73.99% |  |  |  | 73.99%
Chilled Water System - Variable Speed Drives | Miscellaneous | N | X | 100% | 25.62% |  | 74.38% |  |  |  | 74.38%
Chilled Water System - Variable Speed Drives | Offices | N | X | 100% | 26.01% |  | 73.99% |  |  |  | 73.99%
Chilled Water System - Variable Speed Drives | Restaurants | N | X | 100% | 26.01% |  | 73.99% |  |  |  | 73.99%
Chilled Water System - Variable Speed Drives | Retail | N | X | 100% | 26.01% |  | 73.99% |  |  |  | 73.99%
Chilled Water System - Variable Speed Drives | Schools K-12 | N | X | 100% | 26.01% |  | 73.99% |  |  |  | 73.99%
Chilled Water System - Variable Speed Drives | Warehouse | N | X | 100% | 26.01% |  | 73.99% |  |  |  | 73.99%
Cool Roof | Assembly | E | X | 80% | 8.993% |  | 72.81% | 11 | 2 | 72.74% | 72.74%
Cool Roof | College and University | E | X | 80% | 8.993% |  | 72.81% | 11 | 2 | 72.68% | 72.68%
Cool Roof | Grocery | E | X | 80% | 8.993% |  | 72.81% | 11 | 2 | 72.71% | 72.71%
Cool Roof | Healthcare | E | X | 80% | 8.993% |  | 72.81% | 11 | 2 | 72.71% | 72.71%
Cool Roof | Hospitals | E | X | 80% | 8.993% |  | 72.81% | 11 | 2 | 72.74% | 72.74%
Cool Roof | Institutional | E | X | 80% | 8.993% |  | 72.81% | 11 | 2 | 72.74% | 72.74%
Cool Roof | Lodging/Hospitality | E | X | 80% | 8.993% |  | 72.81% | 11 | 2 | 72.68% | 72.68%
Cool Roof | Miscellaneous | E | X | 80% | 8.993% |  | 72.81% | 11 | 2 | 72.47% | 72.47%
Cool Roof | Offices | E | X | 80% | 8.993% |  | 72.81% | 11 | 2 | 72.74% | 72.74%
Cool Roof | Restaurants | E | X | 80% | 8.993% |  | 72.81% | 11 | 2 | 72.71% | 72.71%
Cool Roof | Retail | E | X | 80% | 8.993% |  | 72.81% | 11 | 2 | 72.75% | 72.75%
Cool Roof | Schools K-12 | E | X | 80% | 8.993% |  | 72.81% | 11 | 2 | 72.68% | 72.68%
Cool Roof | Warehouse | E | X | 80% | 8.993% |  | 72.81% | 11 | 2 | 72.75% | 72.75%
Cool Roof | Assembly | N | X | 80% | 8.993% |  | 72.81% | 11 | 2 | 72.49% | 72.49%
Cool Roof | College and University | N | X | 80% | 8.993% |  | 72.81% | 11 | 2 | 72.18% | 72.18%
Cool Roof | Grocery | N | X | 80% | 8.993% |  | 72.81% | 11 | 2 | 72.32% | 72.32%
Cool Roof | Healthcare | N | X | 80% | 8.993% |  | 72.81% | 11 | 2 | 72.32% | 72.32%
Cool Roof | Hospitals | N | X | 80% | 8.993% |  | 72.81% | 11 | 2 | 72.49% | 72.49%
Cool Roof | Institutional | N | X | 80% | 8.993% |  | 72.81% | 11 | 2 | 72.49% | 72.49%
Cool Roof | Lodging/Hospitality | N | X | 80% | 8.993% |  | 72.81% | 11 | 2 | 72.18% | 72.18%
Cool Roof | Miscellaneous | N | X | 80% | 8.993% |  | 72.81% | 11 | 2 | 72.47% | 72.47%
Cool Roof | Offices | N | X | 80% | 8.993% |  | 72.81% | 11 | 2 | 72.49% | 72.49%
Cool Roof | Restaurants | N | X | 80% | 8.993% |  | 72.81% | 11 | 2 | 72.32% | 72.32%
Cool Roof | Retail | N | X | 80% | 8.993% |  | 72.81% | 11 | 2 | 72.51% | 72.51%
Cool Roof | Schools K-12 | N | X | 80% | 8.993% |  | 72.81% | 11 | 2 | 72.18% | 72.18%
Cool Roof | Warehouse | N | X | 80% | 8.993% |  | 72.81% | 11 | 2 | 72.51% | 72.51%
Dedicated Outdoor Air System on VRF unit | Assembly | E | X | 100% | 50.91% | 1.2 | 58.91% |  |  |  | 58.91%
Dedicated Outdoor Air System on VRF unit | College and University | E | X | 100% | 50.91% | 1.2 | 58.91% |  |  |  | 58.91%
Dedicated Outdoor Air System on VRF unit | Grocery | E | X | 100% | 50.91% | 1.2 | 58.91% |  |  |  | 58.91%
Dedicated Outdoor Air System on VRF unit | Healthcare | E | X | 100% | 50.91% | 1.2 | 58.91% |  |  |  | 58.91%
Dedicated Outdoor Air System on VRF unit | Hospitals | E | X | 100% | 50.91% | 1.2 | 58.91% |  |  |  | 58.91%
Dedicated Outdoor Air System on VRF unit | Institutional | E | X | 100% | 50.91% | 1.2 | 58.91% |  |  |  | 58.91%
Dedicated Outdoor Air System on VRF unit | Lodging/Hospitality | E | X | 100% | 50.91% | 1.2 | 58.91% |  |  |  | 58.91%
Dedicated Outdoor Air System on VRF unit | Miscellaneous | E | X | 100% | 50.91% | 1.2 | 58.91% |  |  |  | 58.91%
Dedicated Outdoor Air System on VRF unit | Offices | E | X | 100% | 50.91% | 1.2 | 58.91% |  |  |  | 58.91%
Dedicated Outdoor Air System on VRF unit | Restaurants | E | X | 100% | 50.91% | 1.2 | 58.91% |  |  |  | 58.91%
Dedicated Outdoor Air System on VRF unit | Retail | E | X | 100% | 50.91% | 1.2 | 58.91% |  |  |  | 58.91%
Dedicated Outdoor Air System on VRF unit | Schools K-12 | E | X | 100% | 50.91% | 1.2 | 58.91% |  |  |  | 58.91%
Dedicated Outdoor Air System on VRF unit | Warehouse | E | X | 100% | 50.91% | 1.2 | 58.91% |  |  |  | 58.91%
Dedicated Outdoor Air System on VRF unit | Assembly | N | X | 100% | 50.91% | 1.2 | 58.91% |  |  |  | 58.91%
Dedicated Outdoor Air System on VRF unit | College and University | N | X | 100% | 50.91% | 1.2 | 58.91% |  |  |  | 58.91%
Dedicated Outdoor Air System on VRF unit | Grocery | N | X | 100% | 50.91% | 1.2 | 58.91% |  |  |  | 58.91%
Dedicated Outdoor Air System on VRF unit | Healthcare | N | X | 100% | 50.91% | 1.2 | 58.91% |  |  |  | 58.91%
Dedicated Outdoor Air System on VRF unit | Hospitals | N | X | 100% | 50.91% | 1.2 | 58.91% |  |  |  | 58.91%
Dedicated Outdoor Air System on VRF unit | Institutional | N | X | 100% | 50.91% | 1.2 | 58.91% |  |  |  | 58.91%
Dedicated Outdoor Air System on VRF unit | Lodging/Hospitality | N | X | 100% | 50.91% | 1.2 | 58.91% |  |  |  | 58.91%
Dedicated Outdoor Air System on VRF unit | Miscellaneous | N | X | 100% | 50.91% | 1.2 | 58.91% |  |  |  | 58.91%
Dedicated Outdoor Air System on VRF unit | Offices | N | X | 100% | 50.91% | 1.2 | 58.91% |  |  |  | 58.91%
Dedicated Outdoor Air System on VRF unit | Restaurants | N | X | 100% | 50.91% | 1.2 | 58.91% |  |  |  | 58.91%
Dedicated Outdoor Air System on VRF unit | Retail | N | X | 100% | 50.91% | 1.2 | 58.91% |  |  |  | 58.91%
Dedicated Outdoor Air System on VRF unit | Schools K-12 | N | X | 100% | 50.91% | 1.2 | 58.91% |  |  |  | 58.91%
Dedicated Outdoor Air System on VRF unit | Warehouse | N | X | 100% | 50.91% | 1.2 | 58.91% |  |  |  | 58.91%
Destratification Fans | Assembly | E |  |  |  |  | 0% |  |  |  | 0%
Destratification Fans | College and University | E |  |  |  |  | 0% |  |  |  | 0%
Destratification Fans | Grocery | E |  |  |  |  | 0% |  |  |  | 0%
Destratification Fans | Healthcare | E |  |  |  |  | 0% |  |  |  | 0%
Destratification Fans | Hospitals | E |  |  |  |  | 0% |  |  |  | 0%
Destratification Fans | Institutional | E |  |  |  |  | 0% |  |  |  | 0%
Destratification Fans | Lodging/Hospitality | E |  |  |  |  | 0% |  |  |  | 0%
Destratification Fans | Miscellaneous | E |  |  |  |  | 0% |  |  |  | 0%
Destratification Fans | Offices | E |  |  |  |  | 0% |  |  |  | 0%
Destratification Fans | Restaurants | E |  |  |  |  | 0% |  |  |  | 0%
Destratification Fans | Retail | E |  |  |  |  | 0% |  |  |  | 0%
Destratification Fans | Schools K-12 | E |  |  |  |  | 0% |  |  |  | 0%
Destratification Fans | Warehouse | E | X | 100% | 25.35% |  | 74.65% |  |  |  | 74.65%
Destratification Fans | Assembly | N |  |  |  |  | 0% |  |  |  | 0%
Destratification Fans | College and University | N |  |  |  |  | 0% |  |  |  | 0%
Destratification Fans | Grocery | N |  |  |  |  | 0% |  |  |  | 0%
Destratification Fans | Healthcare | N |  |  |  |  | 0% |  |  |  | 0%
Destratification Fans | Hospitals | N |  |  |  |  | 0% |  |  |  | 0%
Destratification Fans | Institutional | N |  |  |  |  | 0% |  |  |  | 0%
Destratification Fans | Lodging/Hospitality | N |  |  |  |  | 0% |  |  |  | 0%
Destratification Fans | Miscellaneous | N |  |  |  |  | 0% |  |  |  | 0%
Destratification Fans | Offices | N |  |  |  |  | 0% |  |  |  | 0%
Destratification Fans | Restaurants | N |  |  |  |  | 0% |  |  |  | 0%
Destratification Fans | Retail | N |  |  |  |  | 0% |  |  |  | 0%
Destratification Fans | Schools K-12 | N |  |  |  |  | 0% |  |  |  | 0%
Destratification Fans | Warehouse | N | X | 100% | 25.35% |  | 74.65% |  |  |  | 74.65%
Duct Insulation | Assembly | E |  |  |  | 1.2 | 0% |  |  |  | 0%
Duct Insulation | College and University | E |  |  |  | 1.2 | 0% |  |  |  | 0%
Duct Insulation | Grocery | E |  |  |  | 1.2 | 0% |  |  |  | 0%
Duct Insulation | Healthcare | E |  |  |  | 1.2 | 0% |  |  |  | 0%
Duct Insulation | Hospitals | E |  |  |  | 1.2 | 0% |  |  |  | 0%
Duct Insulation | Institutional | E |  |  |  | 1.2 | 0% |  |  |  | 0%
Duct Insulation | Lodging/Hospitality | E |  |  |  | 1.2 | 0% |  |  |  | 0%
Duct Insulation | Miscellaneous | E |  |  |  | 1.2 | 0% |  |  |  | 0%
Duct Insulation | Offices | E | X | 75% | 66.05% | 1.2 | 30.55% |  |  |  | 30.55%
Duct Insulation | Restaurants | E | X | 75% | 66.05% | 1.2 | 30.55% |  |  |  | 30.55%
Duct Insulation | Retail | E | X | 75% | 66.05% | 1.2 | 30.55% |  |  |  | 30.55%
Duct Insulation | Schools K-12 | E |  |  |  | 1.2 | 0% |  |  |  | 0%
Duct Insulation | Warehouse | E |  |  |  | 1.2 | 0% |  |  |  | 0%
Duct Insulation | Assembly | N |  |  |  | 1.2 | 0% |  |  |  | 0%
Duct Insulation | College and University | N |  |  |  | 1.2 | 0% |  |  |  | 0%
Duct Insulation | Grocery | N |  |  |  | 1.2 | 0% |  |  |  | 0%
Duct Insulation | Healthcare | N |  |  |  | 1.2 | 0% |  |  |  | 0%
Duct Insulation | Hospitals | N |  |  |  | 1.2 | 0% |  |  |  | 0%
Duct Insulation | Institutional | N |  |  |  | 1.2 | 0% |  |  |  | 0%
Duct Insulation | Lodging/Hospitality | N |  |  |  | 1.2 | 0% |  |  |  | 0%
Duct Insulation | Miscellaneous | N |  |  |  | 1.2 | 0% |  |  |  | 0%
Duct Insulation | Offices | N |  |  |  | 1.2 | 0% |  |  |  | 0%
Duct Insulation | Restaurants | N |  |  |  | 1.2 | 0% |  |  |  | 0%
Duct Insulation | Retail | N |  |  |  | 1.2 | 0% |  |  |  | 0%
Duct Insulation | Schools K-12 | N |  |  |  | 1.2 | 0% |  |  |  | 0%
Duct Insulation | Warehouse | N |  |  |  | 1.2 | 0% |  |  |  | 0%
Duct Sealing Repair | Assembly | E |  |  |  | 1.2 | 0% |  |  |  | 0%
Duct Sealing Repair | College and University | E |  |  |  | 1.2 | 0% |  |  |  | 0%
Duct Sealing Repair | Grocery | E |  |  |  | 1.2 | 0% |  |  |  | 0%
Duct Sealing Repair | Healthcare | E |  |  |  | 1.2 | 0% |  |  |  | 0%
Duct Sealing Repair | Hospitals | E |  |  |  | 1.2 | 0% |  |  |  | 0%
Duct Sealing Repair | Institutional | E |  |  |  | 1.2 | 0% |  |  |  | 0%
Duct Sealing Repair | Lodging/Hospitality | E |  |  |  | 1.2 | 0% |  |  |  | 0%
Duct Sealing Repair | Miscellaneous | E |  |  |  | 1.2 | 0% |  |  |  | 0%
Duct Sealing Repair | Offices | E | X | 75% | 66.05% | 1.2 | 30.55% |  |  |  | 30.55%
Duct Sealing Repair | Restaurants | E | X | 75% | 66.05% | 1.2 | 30.55% |  |  |  | 30.55%
Duct Sealing Repair | Retail | E | X | 75% | 66.05% | 1.2 | 30.55% |  |  |  | 30.55%
Duct Sealing Repair | Schools K-12 | E |  |  |  | 1.2 | 0% |  |  |  | 0%
Duct Sealing Repair | Warehouse | E |  |  |  | 1.2 | 0% |  |  |  | 0%
Duct Sealing Repair | Assembly | N |  |  |  | 1.2 | 0% |  |  |  | 0%
Duct Sealing Repair | College and University | N |  |  |  | 1.2 | 0% |  |  |  | 0%
Duct Sealing Repair | Grocery | N |  |  |  | 1.2 | 0% |  |  |  | 0%
Duct Sealing Repair | Healthcare | N |  |  |  | 1.2 | 0% |  |  |  | 0%
Duct Sealing Repair | Hospitals | N |  |  |  | 1.2 | 0% |  |  |  | 0%
Duct Sealing Repair | Institutional | N |  |  |  | 1.2 | 0% |  |  |  | 0%
Duct Sealing Repair | Lodging/Hospitality | N |  |  |  | 1.2 | 0% |  |  |  | 0%
Duct Sealing Repair | Miscellaneous | N |  |  |  | 1.2 | 0% |  |  |  | 0%
Duct Sealing Repair | Offices | N |  |  |  | 1.2 | 0% |  |  |  | 0%
Duct Sealing Repair | Restaurants | N |  |  |  | 1.2 | 0% |  |  |  | 0%
Duct Sealing Repair | Retail | N |  |  |  | 1.2 | 0% |  |  |  | 0%
Duct Sealing Repair | Schools K-12 | N |  |  |  | 1.2 | 0% |  |  |  | 0%
Duct Sealing Repair | Warehouse | N |  |  |  | 1.2 | 0% |  |  |  | 0%
ECM Motors on Furnaces | Assembly | E | X | 80% | 50.23% | 1.2 | 47.78% |  |  |  | 47.78%
ECM Motors on Furnaces | College and University | E | X | 80% | 50.23% | 1.2 | 47.78% |  |  |  | 47.78%
ECM Motors on Furnaces | Grocery | E | X | 80% | 50.23% | 1.2 | 47.78% |  |  |  | 47.78%
ECM Motors on Furnaces | Healthcare | E | X | 80% | 50.23% | 1.2 | 47.78% |  |  |  | 47.78%
ECM Motors on Furnaces | Hospitals | E | X | 80% | 50.23% | 1.2 | 47.78% |  |  |  | 47.78%
ECM Motors on Furnaces | Institutional | E | X | 80% | 50.23% | 1.2 | 47.78% |  |  |  | 47.78%
ECM Motors on Furnaces | Lodging/Hospitality | E | X | 80% | 50.23% | 1.2 | 47.78% |  |  |  | 47.78%
ECM Motors on Furnaces | Miscellaneous | E | X | 80% | 50.23% | 1.2 | 47.78% |  |  |  | 47.78%
ECM Motors on Furnaces | Offices | E | X | 80% | 50.23% | 1.2 | 47.78% |  |  |  | 47.78%
ECM Motors on Furnaces | Restaurants | E | X | 80% | 50.23% | 1.2 | 47.78% |  |  |  | 47.78%
ECM Motors on Furnaces | Retail | E | X | 80% | 50.23% | 1.2 | 47.78% |  |  |  | 47.78%
ECM Motors on Furnaces | Schools K-12 | E | X | 80% | 50.23% | 1.2 | 47.78% |  |  |  | 47.78%
ECM Motors on Furnaces | Warehouse | E | X | 80% | 50.23% | 1.2 | 47.78% |  |  |  | 47.78%
ECM Motors on Furnaces | Assembly | N | X | 80% | 50.23% | 1.2 | 47.78% |  |  |  | 47.78%
ECM Motors on Furnaces | College and University | N | X | 80% | 50.23% | 1.2 | 47.78% |  |  |  | 47.78%
ECM Motors on Furnaces | Grocery | N | X | 80% | 50.23% | 1.2 | 47.78% |  |  |  | 47.78%
ECM Motors on Furnaces | Healthcare | N | X | 80% | 50.23% | 1.2 | 47.78% |  |  |  | 47.78%
ECM Motors on Furnaces | Hospitals | N | X | 80% | 50.23% | 1.2 | 47.78% |  |  |  | 47.78%
ECM Motors on Furnaces | Institutional | N | X | 80% | 50.23% | 1.2 | 47.78% |  |  |  | 47.78%
ECM Motors on Furnaces | Lodging/Hospitality | N | X | 80% | 50.23% | 1.2 | 47.78% |  |  |  | 47.78%
ECM Motors on Furnaces | Miscellaneous | N | X | 80% | 50.23% | 1.2 | 47.78% |  |  |  | 47.78%
ECM Motors on Furnaces | Offices | N | X | 80% | 50.23% | 1.2 | 47.78% |  |  |  | 47.78%
ECM Motors on Furnaces | Restaurants | N | X | 80% | 50.23% | 1.2 | 47.78% |  |  |  | 47.78%
ECM Motors on Furnaces | Retail | N | X | 80% | 50.23% | 1.2 | 47.78% |  |  |  | 47.78%
ECM Motors on Furnaces | Schools K-12 | N | X | 80% | 50.23% | 1.2 | 47.78% |  |  |  | 47.78%
ECM Motors on Furnaces | Warehouse | N | X | 80% | 50.23% | 1.2 | 47.78% |  |  |  | 47.78%
Energy Recovery Ventilation System (ERV) | Assembly | E | X | 72.38% | 0% |  | 72.38% | 17 | 3 | 53.67% | 53.67%
Energy Recovery Ventilation System (ERV) | College and University | E | X | 72.38% | 0% |  | 72.38% | 17 | 3 | 34.81% | 34.81%
Energy Recovery Ventilation System (ERV) | Grocery | E | X | 72.38% | 0% |  | 72.38% | 17 | 3 | 48.99% | 48.99%
Energy Recovery Ventilation System (ERV) | Healthcare | E | X | 72.38% | 0% |  | 72.38% | 17 | 3 | 34.81% | 34.81%
Energy Recovery Ventilation System (ERV) | Hospitals | E | X | 72.38% | 0% |  | 72.38% | 17 | 3 | 38.35% | 38.35%
Energy Recovery Ventilation System (ERV) | Institutional | E | X | 72.38% | 0% |  | 72.38% | 17 | 3 | 38.35% | 38.35%
Energy Recovery Ventilation System (ERV) | Lodging/Hospitality | E | X | 72.38% | 0% |  | 72.38% | 17 | 3 | 48.99% | 48.99%
Energy Recovery Ventilation System (ERV) | Miscellaneous | E | X | 72.38% | 0% |  | 72.38% | 17 | 3 | 48.99% | 48.99%
Energy Recovery Ventilation System (ERV) | Offices | E | X | 72.38% | 0% |  | 72.38% | 17 | 3 | 38.35% | 38.35%
Energy Recovery Ventilation System (ERV) | Restaurants | E | X | 72.38% | 0% |  | 72.38% | 17 | 3 | 48.99% | 48.99%
Energy Recovery Ventilation System (ERV) | Retail | E | X | 72.38% | 0% |  | 72.38% | 17 | 3 | 48.99% | 48.99%
Energy Recovery Ventilation System (ERV) | Schools K-12 | E | X | 72.38% | 0% |  | 72.38% | 17 | 3 | 34.81% | 34.81%
Energy Recovery Ventilation System (ERV) | Warehouse | E | X | 72.38% | 0% |  | 72.38% | 17 | 3 | 48.99% | 48.99%
Energy Recovery Ventilation System (ERV) | Assembly | N | X | 72.38% | 0% |  | 72.38% | 17 | 3 | 54.84% | 54.84%
Energy Recovery Ventilation System (ERV) | College and University | N | X | 72.38% | 0% |  | 72.38% | 17 | 3 | 34.81% | 34.81%
Energy Recovery Ventilation System (ERV) | Grocery | N | X | 72.38% | 0% |  | 72.38% | 17 | 3 | 48.99% | 48.99%
Energy Recovery Ventilation System (ERV) | Healthcare | N | X | 72.38% | 0% |  | 72.38% | 17 | 3 | 34.81% | 34.81%
Energy Recovery Ventilation System (ERV) | Hospitals | N | X | 72.38% | 0% |  | 72.38% | 17 | 3 | 38.88% | 38.88%
Energy Recovery Ventilation System (ERV) | Institutional | N | X | 72.38% | 0% |  | 72.38% | 17 | 3 | 38.88% | 38.88%
Energy Recovery Ventilation System (ERV) | Lodging/Hospitality | N | X | 72.38% | 0% |  | 72.38% | 17 | 3 | 48.99% | 48.99%
Energy Recovery Ventilation System (ERV) | Miscellaneous | N | X | 72.38% | 0% |  | 72.38% | 17 | 3 | 48.99% | 48.99%
Energy Recovery Ventilation System (ERV) | Offices | N | X | 72.38% | 0% |  | 72.38% | 17 | 3 | 38.88% | 38.88%
Energy Recovery Ventilation System (ERV) | Restaurants | N | X | 72.38% | 0% |  | 72.38% | 17 | 3 | 48.99% | 48.99%
Energy Recovery Ventilation System (ERV) | Retail | N | X | 72.38% | 0% |  | 72.38% | 17 | 3 | 48.99% | 48.99%
Energy Recovery Ventilation System (ERV) | Schools K-12 | N | X | 72.38% | 0% |  | 72.38% | 17 | 3 | 34.81% | 34.81%
Energy Recovery Ventilation System (ERV) | Warehouse | N | X | 72.38% | 0% |  | 72.38% | 17 | 3 | 48.99% | 48.99%
Facility Commissioning | Assembly | E | X | 68.62% | 20.37% |  | 54.64% |  |  |  | 54.64%
Facility Commissioning | College and University | E | X | 68.62% | 20.37% |  | 54.64% |  |  |  | 54.64%
Facility Commissioning | Grocery | E | X | 67.07% | 20.37% |  | 53.41% |  |  |  | 53.41%
Facility Commissioning | Healthcare | E | X | 68.62% | 20.37% |  | 54.64% |  |  |  | 54.64%
Facility Commissioning | Hospitals | E | X | 68.62% | 20.37% |  | 54.64% |  |  |  | 54.64%
Facility Commissioning | Institutional | E | X | 68.62% | 20.37% |  | 54.64% |  |  |  | 54.64%
Facility Commissioning | Lodging/Hospitality | E | X | 68.62% | 20.37% |  | 54.64% |  |  |  | 54.64%
Facility Commissioning | Miscellaneous | E | X | 67.07% | 20.37% |  | 53.41% |  |  |  | 53.41%
Facility Commissioning | Offices | E | X | 68.62% | 20.37% |  | 54.64% |  |  |  | 54.64%
Facility Commissioning | Restaurants | E | X | 68.62% | 20.37% |  | 54.64% |  |  |  | 54.64%
Facility Commissioning | Retail | E | X | 67.07% | 20.37% |  | 53.41% |  |  |  | 53.41%
Facility Commissioning | Schools K-12 | E | X | 68.62% | 20.37% |  | 54.64% |  |  |  | 54.64%
Facility Commissioning | Warehouse | E | X | 67.07% | 20.37% |  | 53.41% |  |  |  | 53.41%
Facility Commissioning | Assembly | N | X | 45% | 20.37% |  | 35.83% |  |  |  | 35.83%
Facility Commissioning | College and University | N | X | 90% | 20.37% |  | 71.67% |  |  |  | 71.67%
Facility Commissioning | Grocery | N | X | 67.07% | 20.37% |  | 53.41% |  |  |  | 53.41%
Facility Commissioning | Healthcare | N | X | 90% | 20.37% |  | 71.67% |  |  |  | 71.67%
Facility Commissioning | Hospitals | N | X | 45% | 20.37% |  | 35.83% |  |  |  | 35.83%
Facility Commissioning | Institutional | N | X | 45% | 20.37% |  | 35.83% |  |  |  | 35.83%
Facility Commissioning | Lodging/Hospitality | N | X | 90% | 20.37% |  | 71.67% |  |  |  | 71.67%
Facility Commissioning | Miscellaneous | N | X | 67.07% | 20.37% |  | 53.41% |  |  |  | 53.41%
Facility Commissioning | Offices | N | X | 45% | 20.37% |  | 35.83% |  |  |  | 35.83%
Facility Commissioning | Restaurants | N | X | 90% | 20.37% |  | 71.67% |  |  |  | 71.67%
Facility Commissioning | Retail | N | X | 67.07% | 20.37% |  | 53.41% |  |  |  | 53.41%
Facility Commissioning | Schools K-12 | N | X | 90% | 20.37% |  | 71.67% |  |  |  | 71.67%
Facility Commissioning | Warehouse | N | X | 67.07% | 20.37% |  | 53.41% |  |  |  | 53.41%
Facility Energy Management System | Assembly | E | X | 7.5% | 40.28% | 1.2 | 5.375% |  |  |  | 5.375%
Facility Energy Management System | College and University | E | X | 2% | 70.14% | 1.2 | 0.7167% |  |  |  | 0.7167%
Facility Energy Management System | Grocery | E | X | 10% | 40.28% | 1.2 | 7.167% |  |  |  | 7.167%
Facility Energy Management System | Healthcare | E | X | 1.407% | 70.14% | 1.2 | 0.5043% |  |  |  | 0.5043%
Facility Energy Management System | Hospitals | E | X | 7.5% | 40.28% | 1.2 | 5.375% |  |  |  | 5.375%
Facility Energy Management System | Institutional | E | X | 7.5% | 40.28% | 1.2 | 5.375% |  |  |  | 5.375%
Facility Energy Management System | Lodging/Hospitality | E | X | 2% | 70.14% | 1.2 | 0.7167% |  |  |  | 0.7167%
Facility Energy Management System | Miscellaneous | E | X | 10.61% | 46.09% | 1.2 | 6.861% |  |  |  | 6.861%
Facility Energy Management System | Offices | E | X | 9% | 72.32% | 1.2 | 2.99% |  |  |  | 2.99%
Facility Energy Management System | Restaurants | E | X | 1.407% | 70.14% | 1.2 | 0.5043% |  |  |  | 0.5043%
Facility Energy Management System | Retail | E | X | 6% | 40.28% | 1.2 | 4.3% |  |  |  | 4.3%
Facility Energy Management System | Schools K-12 | E | X | 2% | 70.14% | 1.2 | 0.7167% |  |  |  | 0.7167%
Facility Energy Management System | Warehouse | E | X | 6% | 40.28% | 1.2 | 4.3% |  |  |  | 4.3%
Facility Energy Management System | Assembly | N | X | 5.966% | 40.28% | 1.2 | 4.276% |  |  |  | 4.276%
Facility Energy Management System | College and University | N | X | 5.966% | 40.28% | 1.2 | 4.276% |  |  |  | 4.276%
Facility Energy Management System | Grocery | N | X | 5.966% | 40.28% | 1.2 | 4.276% |  |  |  | 4.276%
Facility Energy Management System | Healthcare | N | X | 5.966% | 40.28% | 1.2 | 4.276% |  |  |  | 4.276%
Facility Energy Management System | Hospitals | N | X | 5.966% | 40.28% | 1.2 | 4.276% |  |  |  | 4.276%
Facility Energy Management System | Institutional | N | X | 5.966% | 72.32% | 1.2 | 1.982% |  |  |  | 1.982%
Facility Energy Management System | Lodging/Hospitality | N | X | 5.966% | 40.28% | 1.2 | 4.276% |  |  |  | 4.276%
Facility Energy Management System | Miscellaneous | N | X | 10.61% | 46.09% | 1.2 | 6.861% |  |  |  | 6.861%
Facility Energy Management System | Offices | N | X | 5.966% | 72.32% | 1.2 | 1.982% |  |  |  | 1.982%
Facility Energy Management System | Restaurants | N | X | 5.966% | 40.28% | 1.2 | 4.276% |  |  |  | 4.276%
Facility Energy Management System | Retail | N | X | 5.966% | 40.28% | 1.2 | 4.276% |  |  |  | 4.276%
Facility Energy Management System | Schools K-12 | N | X | 5.966% | 40.28% | 1.2 | 4.276% |  |  |  | 4.276%
Facility Energy Management System | Warehouse | N | X | 5.966% | 40.28% | 1.2 | 4.276% |  |  |  | 4.276%
Floor Insulation | Assembly | E | X | 13.5% | 5.008% |  | 12.82% |  |  |  | 12.82%
Floor Insulation | College and University | E | X | 27% | 75% |  | 6.749% |  |  |  | 6.749%
Floor Insulation | Grocery | E | X | 21% | 5.008% |  | 19.95% |  |  |  | 19.95%
Floor Insulation | Healthcare | E | X | 21% | 75% |  | 5.25% |  |  |  | 5.25%
Floor Insulation | Hospitals | E | X | 13.5% | 5.008% |  | 12.82% |  |  |  | 12.82%
Floor Insulation | Institutional | E | X | 12.6% | 5.008% |  | 11.97% |  |  |  | 11.97%
Floor Insulation | Lodging/Hospitality | E | X | 27% | 55% |  | 12.15% |  |  |  | 12.15%
Floor Insulation | Miscellaneous | E | X | 36.35% | 33.45% |  | 24.19% |  |  |  | 24.19%
Floor Insulation | Offices | E | X | 13.5% | 75% |  | 3.375% |  |  |  | 3.375%
Floor Insulation | Restaurants | E | X | 27% | 75% |  | 6.749% |  |  |  | 6.749%
Floor Insulation | Retail | E | X | 12.6% | 5.008% |  | 11.97% |  |  |  | 11.97%
Floor Insulation | Schools K-12 | E | X | 27% | 75% |  | 6.749% |  |  |  | 6.749%
Floor Insulation | Warehouse | E | X | 21% | 5.008% |  | 19.95% |  |  |  | 19.95%
Floor Insulation | Assembly | N | X | 33.75% | 5.008% |  | 32.06% |  |  |  | 32.06%
Floor Insulation | College and University | N | X | 67.5% | 75% |  | 16.87% |  |  |  | 16.87%
Floor Insulation | Grocery | N | X | 52.5% | 5.008% |  | 49.87% |  |  |  | 49.87%
Floor Insulation | Healthcare | N | X | 52.5% | 75% |  | 13.12% |  |  |  | 13.12%
Floor Insulation | Hospitals | N | X | 33.75% | 5.008% |  | 32.06% |  |  |  | 32.06%
Floor Insulation | Institutional | N | X | 31.5% | 5.008% |  | 29.92% |  |  |  | 29.92%
Floor Insulation | Lodging/Hospitality | N | X | 67.5% | 75% |  | 16.87% |  |  |  | 16.87%
Floor Insulation | Miscellaneous | N | X | 36.35% | 33.45% |  | 24.19% |  |  |  | 24.19%
Floor Insulation | Offices | N | X | 33.75% | 75% |  | 8.437% |  |  |  | 8.437%
Floor Insulation | Restaurants | N | X | 67.5% | 75% |  | 16.87% |  |  |  | 16.87%
Floor Insulation | Retail | N | X | 31.5% | 5.008% |  | 29.92% |  |  |  | 29.92%
Floor Insulation | Schools K-12 | N | X | 67.5% | 75% |  | 16.87% |  |  |  | 16.87%
Floor Insulation | Warehouse | N | X | 52.5% | 5.008% |  | 49.87% |  |  |  | 49.87%
Green Roof | Assembly | E | X | 0.1% | 37% |  | 0.063% | 11 | 1 | 0.063% | 0.063%
Green Roof | College and University | E | X | 0.2% | 37% |  | 0.126% | 11 | 1 | 0.126% | 0.126%
Green Roof | Grocery | E | X | 0.1556% | 37% |  | 0.098% | 11 | 1 | 0.098% | 0.098%
Green Roof | Healthcare | E | X | 0.1556% | 37% |  | 0.098% | 11 | 1 | 0.098% | 0.098%
Green Roof | Hospitals | E | X | 0.1% | 37% |  | 0.063% | 11 | 1 | 0.063% | 0.063%
Green Roof | Institutional | E | X | 0.1% | 37% |  | 0.063% | 11 | 1 | 0.063% | 0.063%
Green Roof | Lodging/Hospitality | E | X | 0.2% | 37% |  | 0.126% | 11 | 1 | 0.126% | 0.126%
Green Roof | Miscellaneous | E | X | 0.5303% | 37% |  | 0.3341% | 11 | 1 | 0.3341% | 0.3341%
Green Roof | Offices | E | X | 0.1% | 37% |  | 0.063% | 11 | 1 | 0.063% | 0.063%
Green Roof | Restaurants | E | X | 0.1556% | 37% |  | 0.098% | 11 | 1 | 0.098% | 0.098%
Green Roof | Retail | E | X | 0.09333% | 37% |  | 0.0588% | 11 | 1 | 0.0588% | 0.0588%
Green Roof | Schools K-12 | E | X | 0.2% | 37% |  | 0.126% | 11 | 1 | 0.126% | 0.126%
Green Roof | Warehouse | E | X | 0.09333% | 37% |  | 0.0588% | 11 | 1 | 0.0588% | 0.0588%
Green Roof | Assembly | N | X | 0.5% | 37% |  | 0.315% | 11 | 1 | 0.315% | 0.315%
Green Roof | College and University | N | X | 1% | 37% |  | 0.63% | 11 | 1 | 0.63% | 0.63%
Green Roof | Grocery | N | X | 0.7778% | 37% |  | 0.49% | 11 | 1 | 0.49% | 0.49%
Green Roof | Healthcare | N | X | 0.7778% | 37% |  | 0.49% | 11 | 1 | 0.49% | 0.49%
Green Roof | Hospitals | N | X | 0.5% | 37% |  | 0.315% | 11 | 1 | 0.315% | 0.315%
Green Roof | Institutional | N | X | 0.5% | 37% |  | 0.315% | 11 | 1 | 0.315% | 0.315%
Green Roof | Lodging/Hospitality | N | X | 1% | 37% |  | 0.63% | 11 | 1 | 0.63% | 0.63%
Green Roof | Miscellaneous | N | X | 0.5303% | 37% |  | 0.3341% | 11 | 1 | 0.3341% | 0.3341%
Green Roof | Offices | N | X | 0.5% | 37% |  | 0.315% | 11 | 1 | 0.315% | 0.315%
Green Roof | Restaurants | N | X | 0.7778% | 37% |  | 0.49% | 11 | 1 | 0.49% | 0.49%
Green Roof | Retail | N | X | 0.4667% | 37% |  | 0.294% | 11 | 1 | 0.294% | 0.294%
Green Roof | Schools K-12 | N | X | 1% | 37% |  | 0.63% | 11 | 1 | 0.63% | 0.63%
Green Roof | Warehouse | N | X | 0.4667% | 37% |  | 0.294% | 11 | 1 | 0.294% | 0.294%
Hotel Card Energy Control Systems | Assembly | E |  |  |  |  | 0% |  |  |  | 0%
Hotel Card Energy Control Systems | College and University | E |  |  |  |  | 0% |  |  |  | 0%
Hotel Card Energy Control Systems | Grocery | E |  |  |  |  | 0% |  |  |  | 0%
Hotel Card Energy Control Systems | Healthcare | E |  |  |  |  | 0% |  |  |  | 0%
Hotel Card Energy Control Systems | Hospitals | E |  |  |  |  | 0% |  |  |  | 0%
Hotel Card Energy Control Systems | Institutional | E |  |  |  |  | 0% |  |  |  | 0%
Hotel Card Energy Control Systems | Lodging/Hospitality | E | X | 50% | 17.48% |  | 41.26% |  |  |  | 41.26%
Hotel Card Energy Control Systems | Miscellaneous | E |  |  |  |  | 0% |  |  |  | 0%
Hotel Card Energy Control Systems | Offices | E |  |  |  |  | 0% |  |  |  | 0%
Hotel Card Energy Control Systems | Restaurants | E |  |  |  |  | 0% |  |  |  | 0%
Hotel Card Energy Control Systems | Retail | E |  |  |  |  | 0% |  |  |  | 0%
Hotel Card Energy Control Systems | Schools K-12 | E |  |  |  |  | 0% |  |  |  | 0%
Hotel Card Energy Control Systems | Warehouse | E |  |  |  |  | 0% |  |  |  | 0%
Hotel Card Energy Control Systems | Assembly | N |  |  |  |  | 0% |  |  |  | 0%
Hotel Card Energy Control Systems | College and University | N |  |  |  |  | 0% |  |  |  | 0%
Hotel Card Energy Control Systems | Grocery | N |  |  |  |  | 0% |  |  |  | 0%
Hotel Card Energy Control Systems | Healthcare | N |  |  |  |  | 0% |  |  |  | 0%
Hotel Card Energy Control Systems | Hospitals | N |  |  |  |  | 0% |  |  |  | 0%
Hotel Card Energy Control Systems | Institutional | N |  |  |  |  | 0% |  |  |  | 0%
Hotel Card Energy Control Systems | Lodging/Hospitality | N | X | 50% | 17.48% |  | 41.26% |  |  |  | 41.26%
Hotel Card Energy Control Systems | Miscellaneous | N |  |  |  |  | 0% |  |  |  | 0%
Hotel Card Energy Control Systems | Offices | N |  |  |  |  | 0% |  |  |  | 0%
Hotel Card Energy Control Systems | Restaurants | N |  |  |  |  | 0% |  |  |  | 0%
Hotel Card Energy Control Systems | Retail | N |  |  |  |  | 0% |  |  |  | 0%
Hotel Card Energy Control Systems | Schools K-12 | N |  |  |  |  | 0% |  |  |  | 0%
Hotel Card Energy Control Systems | Warehouse | N |  |  |  |  | 0% |  |  |  | 0%
HVAC tune-up | Assembly | E | X | 100% | 50.91% |  | 49.09% | 15 | 0 | 0% | 0%
HVAC tune-up | College and University | E | X | 100% | 50.91% |  | 49.09% | 15 | 0 | 0% | 0%
HVAC tune-up | Grocery | E | X | 100% | 50.91% |  | 49.09% | 15 | 0 | 0% | 0%
HVAC tune-up | Healthcare | E | X | 100% | 50.91% |  | 49.09% | 15 | 0 | 0% | 0%
HVAC tune-up | Hospitals | E | X | 100% | 50.91% |  | 49.09% | 15 | 0 | 0% | 0%
HVAC tune-up | Institutional | E | X | 100% | 50.91% |  | 49.09% | 15 | 0 | 0% | 0%
HVAC tune-up | Lodging/Hospitality | E | X | 100% | 50.91% |  | 49.09% | 15 | 0 | 0% | 0%
HVAC tune-up | Miscellaneous | E | X | 100% | 50.91% |  | 49.09% | 15 | 0 | 0% | 0%
HVAC tune-up | Offices | E | X | 100% | 50.91% |  | 49.09% | 15 | 0 | 0% | 0%
HVAC tune-up | Restaurants | E | X | 100% | 50.91% |  | 49.09% | 15 | 0 | 0% | 0%
HVAC tune-up | Retail | E | X | 100% | 50.91% |  | 49.09% | 15 | 0 | 0% | 0%
HVAC tune-up | Schools K-12 | E | X | 100% | 50.91% |  | 49.09% | 15 | 0 | 0% | 0%
HVAC tune-up | Warehouse | E | X | 100% | 50.91% |  | 49.09% | 15 | 0 | 0% | 0%
HVAC tune-up | Assembly | N | X | 100% | 50.91% |  | 49.09% | 15 | 0 | 0% | 0%
HVAC tune-up | College and University | N | X | 100% | 50.91% |  | 49.09% | 15 | 0 | 0% | 0%
HVAC tune-up | Grocery | N | X | 100% | 50.91% |  | 49.09% | 15 | 0 | 0% | 0%
HVAC tune-up | Healthcare | N | X | 100% | 50.91% |  | 49.09% | 15 | 0 | 0% | 0%
HVAC tune-up | Hospitals | N | X | 100% | 50.91% |  | 49.09% | 15 | 0 | 0% | 0%
HVAC tune-up | Institutional | N | X | 100% | 50.91% |  | 49.09% | 15 | 0 | 0% | 0%
HVAC tune-up | Lodging/Hospitality | N | X | 100% | 50.91% |  | 49.09% | 15 | 0 | 0% | 0%
HVAC tune-up | Miscellaneous | N | X | 100% | 50.91% |  | 49.09% | 15 | 0 | 0% | 0%
HVAC tune-up | Offices | N | X | 100% | 50.91% |  | 49.09% | 15 | 0 | 0% | 0%
HVAC tune-up | Restaurants | N | X | 100% | 50.91% |  | 49.09% | 15 | 0 | 0% | 0%
HVAC tune-up | Retail | N | X | 100% | 50.91% |  | 49.09% | 15 | 0 | 0% | 0%
HVAC tune-up | Schools K-12 | N | X | 100% | 50.91% |  | 49.09% | 15 | 0 | 0% | 0%
HVAC tune-up | Warehouse | N | X | 100% | 50.91% |  | 49.09% | 15 | 0 | 0% | 0%
HVAC tune-up_RTU | Assembly | E | X | 100% | 5.437% |  | 94.56% | 15 | 0 | 0% | 0%
HVAC tune-up_RTU | College and University | E | X | 100% | 5.437% |  | 94.56% | 15 | 0 | 0% | 0%
HVAC tune-up_RTU | Grocery | E | X | 100% | 5.437% |  | 94.56% | 15 | 0 | 0% | 0%
HVAC tune-up_RTU | Healthcare | E | X | 100% | 5.437% |  | 94.56% | 15 | 0 | 0% | 0%
HVAC tune-up_RTU | Hospitals | E | X | 100% | 5.437% |  | 94.56% | 15 | 0 | 0% | 0%
HVAC tune-up_RTU | Institutional | E | X | 100% | 5.437% |  | 94.56% | 15 | 0 | 0% | 0%
HVAC tune-up_RTU | Lodging/Hospitality | E | X | 100% | 5.437% |  | 94.56% | 15 | 0 | 0% | 0%
HVAC tune-up_RTU | Miscellaneous | E | X | 100% | 5.437% |  | 94.56% | 15 | 0 | 0% | 0%
HVAC tune-up_RTU | Offices | E | X | 100% | 5.437% |  | 94.56% | 15 | 0 | 0% | 0%
HVAC tune-up_RTU | Restaurants | E | X | 100% | 5.437% |  | 94.56% | 15 | 0 | 0% | 0%
HVAC tune-up_RTU | Retail | E | X | 100% | 5.437% |  | 94.56% | 15 | 0 | 0% | 0%
HVAC tune-up_RTU | Schools K-12 | E | X | 100% | 5.437% |  | 94.56% | 15 | 0 | 0% | 0%
HVAC tune-up_RTU | Warehouse | E | X | 100% | 5.437% |  | 94.56% | 15 | 0 | 0% | 0%
HVAC tune-up_RTU | Assembly | N | X | 100% | 5.437% |  | 94.56% | 15 | 0 | 0% | 0%
HVAC tune-up_RTU | College and University | N | X | 100% | 5.437% |  | 94.56% | 15 | 0 | 0% | 0%
HVAC tune-up_RTU | Grocery | N | X | 100% | 5.437% |  | 94.56% | 15 | 0 | 0% | 0%
HVAC tune-up_RTU | Healthcare | N | X | 100% | 5.437% |  | 94.56% | 15 | 0 | 0% | 0%
HVAC tune-up_RTU | Hospitals | N | X | 100% | 5.437% |  | 94.56% | 15 | 0 | 0% | 0%
HVAC tune-up_RTU | Institutional | N | X | 100% | 5.437% |  | 94.56% | 15 | 0 | 0% | 0%
HVAC tune-up_RTU | Lodging/Hospitality | N | X | 100% | 5.437% |  | 94.56% | 15 | 0 | 0% | 0%
HVAC tune-up_RTU | Miscellaneous | N | X | 100% | 5.437% |  | 94.56% | 15 | 0 | 0% | 0%
HVAC tune-up_RTU | Offices | N | X | 100% | 5.437% |  | 94.56% | 15 | 0 | 0% | 0%
HVAC tune-up_RTU | Restaurants | N | X | 100% | 5.437% |  | 94.56% | 15 | 0 | 0% | 0%
HVAC tune-up_RTU | Retail | N | X | 100% | 5.437% |  | 94.56% | 15 | 0 | 0% | 0%
HVAC tune-up_RTU | Schools K-12 | N | X | 100% | 5.437% |  | 94.56% | 15 | 0 | 0% | 0%
HVAC tune-up_RTU | Warehouse | N | X | 100% | 5.437% |  | 94.56% | 15 | 0 | 0% | 0%
Infiltration Reduction - Air Sealing | Assembly | E |  |  |  | 1.2 | 0% |  |  |  | 0%
Infiltration Reduction - Air Sealing | College and University | E |  |  |  | 1.2 | 0% |  |  |  | 0%
Infiltration Reduction - Air Sealing | Grocery | E |  |  |  | 1.2 | 0% |  |  |  | 0%
Infiltration Reduction - Air Sealing | Healthcare | E | X | 75% | 50.23% | 1.2 | 44.79% |  |  |  | 44.79%
Infiltration Reduction - Air Sealing | Hospitals | E |  |  |  | 1.2 | 0% |  |  |  | 0%
Infiltration Reduction - Air Sealing | Institutional | E |  |  |  | 1.2 | 0% |  |  |  | 0%
Infiltration Reduction - Air Sealing | Lodging/Hospitality | E |  |  |  | 1.2 | 0% |  |  |  | 0%
Infiltration Reduction - Air Sealing | Miscellaneous | E |  |  |  | 1.2 | 0% |  |  |  | 0%
Infiltration Reduction - Air Sealing | Offices | E | X | 75% | 50.23% | 1.2 | 44.79% |  |  |  | 44.79%
Infiltration Reduction - Air Sealing | Restaurants | E |  |  |  | 1.2 | 0% |  |  |  | 0%
Infiltration Reduction - Air Sealing | Retail | E | X | 75% | 50.23% | 1.2 | 44.79% |  |  |  | 44.79%
Infiltration Reduction - Air Sealing | Schools K-12 | E |  |  |  | 1.2 | 0% |  |  |  | 0%
Infiltration Reduction - Air Sealing | Warehouse | E |  |  |  | 1.2 | 0% |  |  |  | 0%
Infiltration Reduction - Air Sealing | Assembly | N |  |  |  | 1.2 | 0% |  |  |  | 0%
Infiltration Reduction - Air Sealing | College and University | N |  |  |  | 1.2 | 0% |  |  |  | 0%
Infiltration Reduction - Air Sealing | Grocery | N |  |  |  | 1.2 | 0% |  |  |  | 0%
Infiltration Reduction - Air Sealing | Healthcare | N | X | 75% | 50.23% | 1.2 | 0% |  |  |  | 0%
Infiltration Reduction - Air Sealing | Hospitals | N |  |  |  | 1.2 | 0% |  |  |  | 0%
Infiltration Reduction - Air Sealing | Institutional | N |  |  |  | 1.2 | 0% |  |  |  | 0%
Infiltration Reduction - Air Sealing | Lodging/Hospitality | N |  |  |  | 1.2 | 0% |  |  |  | 0%
Infiltration Reduction - Air Sealing | Miscellaneous | N |  |  |  | 1.2 | 0% |  |  |  | 0%
Infiltration Reduction - Air Sealing | Offices | N | X | 75% | 50.23% | 1.2 | 0% |  |  |  | 0%
Infiltration Reduction - Air Sealing | Restaurants | N |  |  |  | 1.2 | 0% |  |  |  | 0%
Infiltration Reduction - Air Sealing | Retail | N | X | 75% | 50.23% | 1.2 | 0% |  |  |  | 0%
Infiltration Reduction - Air Sealing | Schools K-12 | N |  |  |  | 1.2 | 0% |  |  |  | 0%
Infiltration Reduction - Air Sealing | Warehouse | N |  |  |  | 1.2 | 0% |  |  |  | 0%
Low U-Value Windows | Assembly | E | X | 6% | 10.41% |  | 5.375% |  |  |  | 5.375%
Low U-Value Windows | College and University | E | X | 12% | 10.41% |  | 10.75% |  |  |  | 10.75%
Low U-Value Windows | Grocery | E | X | 9.333% | 10.41% |  | 8.361% |  |  |  | 8.361%
Low U-Value Windows | Healthcare | E | X | 9.333% | 10.41% |  | 8.361% |  |  |  | 8.361%
Low U-Value Windows | Hospitals | E | X | 6% | 10.41% |  | 5.375% |  |  |  | 5.375%
Low U-Value Windows | Institutional | E | X | 5.6% | 10.41% |  | 5.017% |  |  |  | 5.017%
Low U-Value Windows | Lodging/Hospitality | E | X | 12% | 10.41% |  | 10.75% |  |  |  | 10.75%
Low U-Value Windows | Miscellaneous | E | X | 16.15% | 10.41% |  | 14.46% |  |  |  | 14.46%
Low U-Value Windows | Offices | E | X | 6% | 10.41% |  | 5.375% |  |  |  | 5.375%
Low U-Value Windows | Restaurants | E | X | 12% | 10.41% |  | 10.75% |  |  |  | 10.75%
Low U-Value Windows | Retail | E | X | 5.6% | 10.41% |  | 5.017% |  |  |  | 5.017%
Low U-Value Windows | Schools K-12 | E | X | 12% | 10.41% |  | 10.75% |  |  |  | 10.75%
Low U-Value Windows | Warehouse | E | X | 5.6% | 10.41% |  | 5.017% |  |  |  | 5.017%
Low U-Value Windows | Assembly | N | X | 15% | 10.41% |  | 13.44% |  |  |  | 13.44%
Low U-Value Windows | College and University | N | X | 30% | 10.41% |  | 26.88% |  |  |  | 26.88%
Low U-Value Windows | Grocery | N | X | 23.33% | 10.41% |  | 20.9% |  |  |  | 20.9%
Low U-Value Windows | Healthcare | N | X | 23.33% | 10.41% |  | 20.9% |  |  |  | 20.9%
Low U-Value Windows | Hospitals | N | X | 15% | 10.41% |  | 13.44% |  |  |  | 13.44%
Low U-Value Windows | Institutional | N | X | 14% | 10.41% |  | 12.54% |  |  |  | 12.54%
Low U-Value Windows | Lodging/Hospitality | N | X | 30% | 10.41% |  | 26.88% |  |  |  | 26.88%
Low U-Value Windows | Miscellaneous | N | X | 16.15% | 10.41% |  | 14.46% |  |  |  | 14.46%
Low U-Value Windows | Offices | N | X | 15% | 10.41% |  | 13.44% |  |  |  | 13.44%
Low U-Value Windows | Restaurants | N | X | 30% | 10.41% |  | 26.88% |  |  |  | 26.88%
Low U-Value Windows | Retail | N | X | 14% | 10.41% |  | 12.54% |  |  |  | 12.54%
Low U-Value Windows | Schools K-12 | N | X | 30% | 10.41% |  | 26.88% |  |  |  | 26.88%
Low U-Value Windows | Warehouse | N | X | 14% | 10.41% |  | 12.54% |  |  |  | 12.54%
Programmable Thermostat | Assembly | E | X | 48.02% | 45.38% | 1.2 | 31.48% | 12 | 2 | 0% | 0%
Programmable Thermostat | College and University | E | X | 48.02% | 21.34% | 1.2 | 45.33% | 12 | 2 | 0% | 0%
Programmable Thermostat | Grocery | E | X | 48.02% | 45.38% | 1.2 | 31.48% | 12 | 2 | 0% | 0%
Programmable Thermostat | Healthcare | E | X | 48.02% | 21.34% | 1.2 | 45.33% | 12 | 2 | 0% | 0%
Programmable Thermostat | Hospitals | E | X | 48.02% | 45.38% | 1.2 | 31.48% | 12 | 2 | 0% | 0%
Programmable Thermostat | Institutional | E | X | 48.02% | 45.38% | 1.2 | 31.48% | 12 | 2 | 0% | 0%
Programmable Thermostat | Lodging/Hospitality | E | X | 48.02% | 21.34% | 1.2 | 45.33% | 12 | 2 | 0% | 0%
Programmable Thermostat | Miscellaneous | E | X | 48.02% | 61.02% | 1.2 | 22.46% | 12 | 2 | 0% | 0%
Programmable Thermostat | Offices | E | X | 48.02% | 21.34% | 1.2 | 45.33% | 12 | 2 | 0% | 0%
Programmable Thermostat | Restaurants | E | X | 48.02% | 21.34% | 1.2 | 45.33% | 12 | 2 | 0% | 0%
Programmable Thermostat | Retail | E | X | 48.02% | 45.38% | 1.2 | 31.48% | 12 | 2 | 0% | 0%
Programmable Thermostat | Schools K-12 | E | X | 48.02% | 21.34% | 1.2 | 45.33% | 12 | 2 | 0% | 0%
Programmable Thermostat | Warehouse | E | X | 48.02% | 45.38% | 1.2 | 31.48% | 12 | 2 | 0% | 0%
Programmable Thermostat | Assembly | N | X | 48.02% | 45.38% | 1.2 | 31.48% | 12 | 2 | 0% | 0%
Programmable Thermostat | College and University | N | X | 48.02% | 21.34% | 1.2 | 45.33% | 12 | 2 | 0% | 0%
Programmable Thermostat | Grocery | N | X | 48.02% | 45.38% | 1.2 | 31.48% | 12 | 2 | 0% | 0%
Programmable Thermostat | Healthcare | N | X | 48.02% | 21.34% | 1.2 | 45.33% | 12 | 2 | 0% | 0%
Programmable Thermostat | Hospitals | N | X | 48.02% | 45.38% | 1.2 | 31.48% | 12 | 2 | 0% | 0%
Programmable Thermostat | Institutional | N | X | 48.02% | 45.38% | 1.2 | 31.48% | 12 | 2 | 0% | 0%
Programmable Thermostat | Lodging/Hospitality | N | X | 48.02% | 21.34% | 1.2 | 45.33% | 12 | 2 | 0% | 0%
Programmable Thermostat | Miscellaneous | N | X | 48.02% | 61.02% | 1.2 | 22.46% | 12 | 2 | 0% | 0%
Programmable Thermostat | Offices | N | X | 48.02% | 21.34% | 1.2 | 45.33% | 12 | 2 | 0% | 0%
Programmable Thermostat | Restaurants | N | X | 48.02% | 21.34% | 1.2 | 45.33% | 12 | 2 | 0% | 0%
Programmable Thermostat | Retail | N | X | 48.02% | 45.38% | 1.2 | 31.48% | 12 | 2 | 0% | 0%
Programmable Thermostat | Schools K-12 | N | X | 48.02% | 21.34% | 1.2 | 45.33% | 12 | 2 | 0% | 0%
Programmable Thermostat | Warehouse | N | X | 48.02% | 45.38% | 1.2 | 31.48% | 12 | 2 | 0% | 0%
Roof Insulation | Assembly | E | X | 50% | 2.504% | 1.2 | 58.5% |  |  |  | 58.5%
Roof Insulation | College and University | E | X | 50% | 37.5% | 1.2 | 37.5% |  |  |  | 37.5%
Roof Insulation | Grocery | E | X | 50% | 2.504% | 1.2 | 58.5% |  |  |  | 58.5%
Roof Insulation | Healthcare | E | X | 50% | 37.5% | 1.2 | 37.5% |  |  |  | 37.5%
Roof Insulation | Hospitals | E | X | 50% | 2.504% | 1.2 | 58.5% |  |  |  | 58.5%
Roof Insulation | Institutional | E | X | 50% | 2.504% | 1.2 | 58.5% |  |  |  | 58.5%
Roof Insulation | Lodging/Hospitality | E | X | 50% | 27.5% | 1.2 | 43.5% |  |  |  | 43.5%
Roof Insulation | Miscellaneous | E | X | 50% | 16.73% | 1.2 | 49.96% |  |  |  | 49.96%
Roof Insulation | Offices | E | X | 50% | 37.5% | 1.2 | 37.5% |  |  |  | 37.5%
Roof Insulation | Restaurants | E | X | 50% | 37.5% | 1.2 | 37.5% |  |  |  | 37.5%
Roof Insulation | Retail | E | X | 50% | 2.504% | 1.2 | 58.5% |  |  |  | 58.5%
Roof Insulation | Schools K-12 | E | X | 50% | 37.5% | 1.2 | 37.5% |  |  |  | 37.5%
Roof Insulation | Warehouse | E | X | 50% | 2.504% | 1.2 | 58.5% |  |  |  | 58.5%
Roof Insulation | Assembly | N | X | 50% | 2.504% | 1.2 | 58.5% |  |  |  | 58.5%
Roof Insulation | College and University | N | X | 50% | 37.5% | 1.2 | 37.5% |  |  |  | 37.5%
Roof Insulation | Grocery | N | X | 50% | 2.504% | 1.2 | 58.5% |  |  |  | 58.5%
Roof Insulation | Healthcare | N | X | 50% | 37.5% | 1.2 | 37.5% |  |  |  | 37.5%
Roof Insulation | Hospitals | N | X | 50% | 2.504% | 1.2 | 58.5% |  |  |  | 58.5%
Roof Insulation | Institutional | N | X | 50% | 2.504% | 1.2 | 58.5% |  |  |  | 58.5%
Roof Insulation | Lodging/Hospitality | N | X | 50% | 37.5% | 1.2 | 37.5% |  |  |  | 37.5%
Roof Insulation | Miscellaneous | N | X | 50% | 16.73% | 1.2 | 49.96% |  |  |  | 49.96%
Roof Insulation | Offices | N | X | 50% | 37.5% | 1.2 | 37.5% |  |  |  | 37.5%
Roof Insulation | Restaurants | N | X | 50% | 37.5% | 1.2 | 37.5% |  |  |  | 37.5%
Roof Insulation | Retail | N | X | 50% | 2.504% | 1.2 | 58.5% |  |  |  | 58.5%
Roof Insulation | Schools K-12 | N | X | 50% | 37.5% | 1.2 | 37.5% |  |  |  | 37.5%
Roof Insulation | Warehouse | N | X | 50% | 2.504% | 1.2 | 58.5% |  |  |  | 58.5%
Smart Thermostat | Assembly | E | X | 48.02% | 45.38% | 1.2 | 31.48% | 12 | 1 | 31.48% | 31.48%
Smart Thermostat | College and University | E | X | 48.02% | 21.34% | 1.2 | 45.33% | 12 | 1 | 45.33% | 45.33%
Smart Thermostat | Grocery | E | X | 48.02% | 45.38% | 1.2 | 31.48% | 12 | 1 | 31.48% | 31.48%
Smart Thermostat | Healthcare | E | X | 48.02% | 21.34% | 1.2 | 45.33% | 12 | 1 | 45.33% | 45.33%
Smart Thermostat | Hospitals | E | X | 48.02% | 45.38% | 1.2 | 31.48% | 12 | 1 | 31.48% | 31.48%
Smart Thermostat | Institutional | E | X | 48.02% | 45.38% | 1.2 | 31.48% | 12 | 1 | 31.48% | 31.48%
Smart Thermostat | Lodging/Hospitality | E | X | 48.02% | 21.34% | 1.2 | 45.33% | 12 | 1 | 45.33% | 45.33%
Smart Thermostat | Miscellaneous | E | X | 48.02% | 61.02% | 1.2 | 22.46% | 12 | 1 | 22.46% | 22.46%
Smart Thermostat | Offices | E | X | 48.02% | 21.34% | 1.2 | 45.33% | 12 | 1 | 45.33% | 45.33%
Smart Thermostat | Restaurants | E | X | 48.02% | 21.34% | 1.2 | 45.33% | 12 | 1 | 45.33% | 45.33%
Smart Thermostat | Retail | E | X | 48.02% | 45.38% | 1.2 | 31.48% | 12 | 1 | 31.48% | 31.48%
Smart Thermostat | Schools K-12 | E | X | 48.02% | 21.34% | 1.2 | 45.33% | 12 | 1 | 45.33% | 45.33%
Smart Thermostat | Warehouse | E | X | 48.02% | 45.38% | 1.2 | 31.48% | 12 | 1 | 31.48% | 31.48%
Smart Thermostat | Assembly | N | X | 48.02% | 45.38% | 1.2 | 31.48% | 12 | 1 | 31.48% | 31.48%
Smart Thermostat | College and University | N | X | 48.02% | 21.34% | 1.2 | 45.33% | 12 | 1 | 45.33% | 45.33%
Smart Thermostat | Grocery | N | X | 48.02% | 45.38% | 1.2 | 31.48% | 12 | 1 | 31.48% | 31.48%
Smart Thermostat | Healthcare | N | X | 48.02% | 21.34% | 1.2 | 45.33% | 12 | 1 | 45.33% | 45.33%
Smart Thermostat | Hospitals | N | X | 48.02% | 45.38% | 1.2 | 31.48% | 12 | 1 | 31.48% | 31.48%
Smart Thermostat | Institutional | N | X | 48.02% | 45.38% | 1.2 | 31.48% | 12 | 1 | 31.48% | 31.48%
Smart Thermostat | Lodging/Hospitality | N | X | 48.02% | 21.34% | 1.2 | 45.33% | 12 | 1 | 45.33% | 45.33%
Smart Thermostat | Miscellaneous | N | X | 48.02% | 61.02% | 1.2 | 22.46% | 12 | 1 | 22.46% | 22.46%
Smart Thermostat | Offices | N | X | 48.02% | 21.34% | 1.2 | 45.33% | 12 | 1 | 45.33% | 45.33%
Smart Thermostat | Restaurants | N | X | 48.02% | 21.34% | 1.2 | 45.33% | 12 | 1 | 45.33% | 45.33%
Smart Thermostat | Retail | N | X | 48.02% | 45.38% | 1.2 | 31.48% | 12 | 1 | 31.48% | 31.48%
Smart Thermostat | Schools K-12 | N | X | 48.02% | 21.34% | 1.2 | 45.33% | 12 | 1 | 45.33% | 45.33%
Smart Thermostat | Warehouse | N | X | 48.02% | 45.38% | 1.2 | 31.48% | 12 | 1 | 31.48% | 31.48%
Thermal Energy Storage | Assembly | E | X | 50% | 0% |  | 50% |  |  |  | 50%
Thermal Energy Storage | College and University | E | X | 66.67% | 0% |  | 66.67% |  |  |  | 66.67%
Thermal Energy Storage | Grocery | E | X | 33.33% | 0% |  | 33.33% |  |  |  | 33.33%
Thermal Energy Storage | Healthcare | E | X | 20% | 0% |  | 20% |  |  |  | 20%
Thermal Energy Storage | Hospitals | E | X | 66.67% | 0% |  | 66.67% |  |  |  | 66.67%
Thermal Energy Storage | Institutional | E | X | 33.33% | 0% |  | 33.33% |  |  |  | 33.33%
Thermal Energy Storage | Lodging/Hospitality | E | X | 33.33% | 0% |  | 33.33% |  |  |  | 33.33%
Thermal Energy Storage | Miscellaneous | E | X | 50% | 0% |  | 50% |  |  |  | 50%
Thermal Energy Storage | Offices | E | X | 33.33% | 0% |  | 33.33% |  |  |  | 33.33%
Thermal Energy Storage | Restaurants | E |  |  |  |  | 0% |  |  |  | 0%
Thermal Energy Storage | Retail | E | X | 20% | 0% |  | 20% |  |  |  | 20%
Thermal Energy Storage | Schools K-12 | E | X | 33.33% | 0% |  | 33.33% |  |  |  | 33.33%
Thermal Energy Storage | Warehouse | E |  |  |  |  | 0% |  |  |  | 0%
Thermal Energy Storage | Assembly | N | X | 50% | 0% |  | 50% |  |  |  | 50%
Thermal Energy Storage | College and University | N | X | 66.67% | 0% |  | 66.67% |  |  |  | 66.67%
Thermal Energy Storage | Grocery | N | X | 33.33% | 0% |  | 33.33% |  |  |  | 33.33%
Thermal Energy Storage | Healthcare | N | X | 20% | 0% |  | 20% |  |  |  | 20%
Thermal Energy Storage | Hospitals | N | X | 66.67% | 0% |  | 66.67% |  |  |  | 66.67%
Thermal Energy Storage | Institutional | N | X | 33.33% | 0% |  | 33.33% |  |  |  | 33.33%
Thermal Energy Storage | Lodging/Hospitality | N | X | 33.33% | 0% |  | 33.33% |  |  |  | 33.33%
Thermal Energy Storage | Miscellaneous | N | X | 50% | 0% |  | 50% |  |  |  | 50%
Thermal Energy Storage | Offices | N | X | 33.33% | 0% |  | 33.33% |  |  |  | 33.33%
Thermal Energy Storage | Restaurants | N |  |  |  |  | 0% |  |  |  | 0%
Thermal Energy Storage | Retail | N | X | 20% | 0% |  | 20% |  |  |  | 20%
Thermal Energy Storage | Schools K-12 | N | X | 33.33% | 0% |  | 33.33% |  |  |  | 33.33%
Thermal Energy Storage | Warehouse | N |  |  |  |  | 0% |  |  |  | 0%
Wall Insulation | Assembly | E |  |  |  | 1.2 | 0% |  |  |  | 0%
Wall Insulation | College and University | E |  |  |  | 1.2 | 0% |  |  |  | 0%
Wall Insulation | Grocery | E |  |  |  | 1.2 | 0% |  |  |  | 0%
Wall Insulation | Healthcare | E | X | 23.33% | 5% | 1.2 | 26.6% |  |  |  | 26.6%
Wall Insulation | Hospitals | E |  |  |  | 1.2 | 0% |  |  |  | 0%
Wall Insulation | Institutional | E |  |  |  | 1.2 | 0% |  |  |  | 0%
Wall Insulation | Lodging/Hospitality | E |  |  |  | 1.2 | 0% |  |  |  | 0%
Wall Insulation | Miscellaneous | E |  |  |  | 1.2 | 0% |  |  |  | 0%
Wall Insulation | Offices | E | X | 15% | 5% | 1.2 | 17.1% |  |  |  | 17.1%
Wall Insulation | Restaurants | E |  |  |  | 1.2 | 0% |  |  |  | 0%
Wall Insulation | Retail | E | X | 14% | 5% | 1.2 | 15.96% |  |  |  | 15.96%
Wall Insulation | Schools K-12 | E |  |  |  | 1.2 | 0% |  |  |  | 0%
Wall Insulation | Warehouse | E |  |  |  | 1.2 | 0% |  |  |  | 0%
Wall Insulation | Assembly | N |  |  |  | 1.2 | 0% |  |  |  | 0%
Wall Insulation | College and University | N |  |  |  | 1.2 | 0% |  |  |  | 0%
Wall Insulation | Grocery | N |  |  |  | 1.2 | 0% |  |  |  | 0%
Wall Insulation | Healthcare | N | X | 50% | 5% | 1.2 | 57% |  |  |  | 57%
Wall Insulation | Hospitals | N |  |  |  | 1.2 | 0% |  |  |  | 0%
Wall Insulation | Institutional | N |  |  |  | 1.2 | 0% |  |  |  | 0%
Wall Insulation | Lodging/Hospitality | N |  |  |  | 1.2 | 0% |  |  |  | 0%
Wall Insulation | Miscellaneous | N |  |  |  | 1.2 | 0% |  |  |  | 0%
Wall Insulation | Offices | N | X | 37.5% | 5% | 1.2 | 42.75% |  |  |  | 42.75%
Wall Insulation | Restaurants | N |  |  |  | 1.2 | 0% |  |  |  | 0%
Wall Insulation | Retail | N | X | 35% | 5% | 1.2 | 39.9% |  |  |  | 39.9%
Wall Insulation | Schools K-12 | N |  |  |  | 1.2 | 0% |  |  |  | 0%
Wall Insulation | Warehouse | N |  |  |  | 1.2 | 0% |  |  |  | 0%
Warehouse Loading Dock Seals | Assembly | E |  |  |  |  | 0% |  |  |  | 0%
Warehouse Loading Dock Seals | College and University | E |  |  |  |  | 0% |  |  |  | 0%
Warehouse Loading Dock Seals | Grocery | E |  |  |  |  | 0% |  |  |  | 0%
Warehouse Loading Dock Seals | Healthcare | E |  |  |  |  | 0% |  |  |  | 0%
Warehouse Loading Dock Seals | Hospitals | E |  |  |  |  | 0% |  |  |  | 0%
Warehouse Loading Dock Seals | Institutional | E |  |  |  |  | 0% |  |  |  | 0%
Warehouse Loading Dock Seals | Lodging/Hospitality | E |  |  |  |  | 0% |  |  |  | 0%
Warehouse Loading Dock Seals | Miscellaneous | E |  |  |  |  | 0% |  |  |  | 0%
Warehouse Loading Dock Seals | Offices | E |  |  |  |  | 0% |  |  |  | 0%
Warehouse Loading Dock Seals | Restaurants | E |  |  |  |  | 0% |  |  |  | 0%
Warehouse Loading Dock Seals | Retail | E |  |  |  |  | 0% |  |  |  | 0%
Warehouse Loading Dock Seals | Schools K-12 | E |  |  |  |  | 0% |  |  |  | 0%
Warehouse Loading Dock Seals | Warehouse | E | X | 32.97% | 25.35% |  | 24.61% |  |  |  | 24.61%
Warehouse Loading Dock Seals | Assembly | N |  |  |  |  | 0% |  |  |  | 0%
Warehouse Loading Dock Seals | College and University | N |  |  |  |  | 0% |  |  |  | 0%
Warehouse Loading Dock Seals | Grocery | N |  |  |  |  | 0% |  |  |  | 0%
Warehouse Loading Dock Seals | Healthcare | N |  |  |  |  | 0% |  |  |  | 0%
Warehouse Loading Dock Seals | Hospitals | N |  |  |  |  | 0% |  |  |  | 0%
Warehouse Loading Dock Seals | Institutional | N |  |  |  |  | 0% |  |  |  | 0%
Warehouse Loading Dock Seals | Lodging/Hospitality | N |  |  |  |  | 0% |  |  |  | 0%
Warehouse Loading Dock Seals | Miscellaneous | N |  |  |  |  | 0% |  |  |  | 0%
Warehouse Loading Dock Seals | Offices | N |  |  |  |  | 0% |  |  |  | 0%
Warehouse Loading Dock Seals | Restaurants | N |  |  |  |  | 0% |  |  |  | 0%
Warehouse Loading Dock Seals | Retail | N |  |  |  |  | 0% |  |  |  | 0%
Warehouse Loading Dock Seals | Schools K-12 | N |  |  |  |  | 0% |  |  |  | 0%
Warehouse Loading Dock Seals | Warehouse | N | X | 22.17% | 25.35% |  | 16.55% |  |  |  | 16.55%
Water Cooled Refrigeration Heat Recovery | Assembly | E |  |  |  |  | 0% |  |  |  | 0%
Water Cooled Refrigeration Heat Recovery | College and University | E | X | 75% | 25.35% |  | 55.99% |  |  |  | 55.99%
Water Cooled Refrigeration Heat Recovery | Grocery | E |  |  |  |  | 0% |  |  |  | 0%
Water Cooled Refrigeration Heat Recovery | Healthcare | E |  |  |  |  | 0% |  |  |  | 0%
Water Cooled Refrigeration Heat Recovery | Hospitals | E | X | 75% | 25.35% |  | 55.99% |  |  |  | 55.99%
Water Cooled Refrigeration Heat Recovery | Institutional | E | X | 20.63% | 25.35% |  | 15.4% |  |  |  | 15.4%
Water Cooled Refrigeration Heat Recovery | Lodging/Hospitality | E |  |  |  |  | 0% |  |  |  | 0%
Water Cooled Refrigeration Heat Recovery | Miscellaneous | E |  |  |  |  | 0% |  |  |  | 0%
Water Cooled Refrigeration Heat Recovery | Offices | E | X | 20.63% | 25.35% |  | 15.4% |  |  |  | 15.4%
Water Cooled Refrigeration Heat Recovery | Restaurants | E |  |  |  |  | 0% |  |  |  | 0%
Water Cooled Refrigeration Heat Recovery | Retail | E |  |  |  |  | 0% |  |  |  | 0%
Water Cooled Refrigeration Heat Recovery | Schools K-12 | E |  |  |  |  | 0% |  |  |  | 0%
Water Cooled Refrigeration Heat Recovery | Warehouse | E |  |  |  |  | 0% |  |  |  | 0%
Water Cooled Refrigeration Heat Recovery | Assembly | N |  |  |  |  | 0% |  |  |  | 0%
Water Cooled Refrigeration Heat Recovery | College and University | N | X | 5.625% | 25.35% |  | 4.199% |  |  |  | 4.199%
Water Cooled Refrigeration Heat Recovery | Grocery | N |  |  |  |  | 0% |  |  |  | 0%
Water Cooled Refrigeration Heat Recovery | Healthcare | N |  |  |  |  | 0% |  |  |  | 0%
Water Cooled Refrigeration Heat Recovery | Hospitals | N | X | 5.625% | 25.35% |  | 4.199% |  |  |  | 4.199%
Water Cooled Refrigeration Heat Recovery | Institutional | N | X | 20.63% | 25.35% |  | 15.4% |  |  |  | 15.4%
Water Cooled Refrigeration Heat Recovery | Lodging/Hospitality | N |  |  |  |  | 0% |  |  |  | 0%
Water Cooled Refrigeration Heat Recovery | Miscellaneous | N |  |  |  |  | 0% |  |  |  | 0%
Water Cooled Refrigeration Heat Recovery | Offices | N | X | 20.63% | 25.35% |  | 15.4% |  |  |  | 15.4%
Water Cooled Refrigeration Heat Recovery | Restaurants | N |  |  |  |  | 0% |  |  |  | 0%
Water Cooled Refrigeration Heat Recovery | Retail | N |  |  |  |  | 0% |  |  |  | 0%
Water Cooled Refrigeration Heat Recovery | Schools K-12 | N |  |  |  |  | 0% |  |  |  | 0%
Water Cooled Refrigeration Heat Recovery | Warehouse | N |  |  |  |  | 0% |  |  |  | 0%
Waterside Economizer | Assembly | E |  |  |  | 1.2 | 0% |  |  |  | 0%
Waterside Economizer | College and University | E | X | 19% | 25.35% | 1.2 | 17.02% |  |  |  | 17.02%
Waterside Economizer | Grocery | E |  |  |  | 1.2 | 0% |  |  |  | 0%
Waterside Economizer | Healthcare | E |  |  |  | 1.2 | 0% |  |  |  | 0%
Waterside Economizer | Hospitals | E | X | 14.25% | 25.35% | 1.2 | 12.77% |  |  |  | 12.77%
Waterside Economizer | Institutional | E | X | 14.25% | 25.35% | 1.2 | 12.77% |  |  |  | 12.77%
Waterside Economizer | Lodging/Hospitality | E |  |  |  | 1.2 | 0% |  |  |  | 0%
Waterside Economizer | Miscellaneous | E |  |  |  | 1.2 | 0% |  |  |  | 0%
Waterside Economizer | Offices | E |  |  |  | 1.2 | 0% |  |  |  | 0%
Waterside Economizer | Restaurants | E |  |  |  | 1.2 | 0% |  |  |  | 0%
Waterside Economizer | Retail | E |  |  |  | 1.2 | 0% |  |  |  | 0%
Waterside Economizer | Schools K-12 | E |  |  |  | 1.2 | 0% |  |  |  | 0%
Waterside Economizer | Warehouse | E |  |  |  | 1.2 | 0% |  |  |  | 0%
Waterside Economizer | Assembly | N |  |  |  | 1.2 | 0% |  |  |  | 0%
Waterside Economizer | College and University | N | X | 19% | 25.35% | 1.2 | 17.02% |  |  |  | 17.02%
Waterside Economizer | Grocery | N |  |  |  | 1.2 | 0% |  |  |  | 0%
Waterside Economizer | Healthcare | N |  |  |  | 1.2 | 0% |  |  |  | 0%
Waterside Economizer | Hospitals | N | X | 21.38% | 25.35% | 1.2 | 19.15% |  |  |  | 19.15%
Waterside Economizer | Institutional | N | X | 21.38% | 25.35% | 1.2 | 19.15% |  |  |  | 19.15%
Waterside Economizer | Lodging/Hospitality | N |  |  |  | 1.2 | 0% |  |  |  | 0%
Waterside Economizer | Miscellaneous | N |  |  |  | 1.2 | 0% |  |  |  | 0%
Waterside Economizer | Offices | N |  |  |  | 1.2 | 0% |  |  |  | 0%
Waterside Economizer | Restaurants | N |  |  |  | 1.2 | 0% |  |  |  | 0%
Waterside Economizer | Retail | N |  |  |  | 1.2 | 0% |  |  |  | 0%
Waterside Economizer | Schools K-12 | N |  |  |  | 1.2 | 0% |  |  |  | 0%
Waterside Economizer | Warehouse | N |  |  |  | 1.2 | 0% |  |  |  | 0%
Window Sun Protection | Assembly | E | X | 11.25% | 30.32% |  | 7.839% |  |  |  | 7.839%
Window Sun Protection | College and University | E | X | 22.5% | 30.32% |  | 15.68% |  |  |  | 15.68%
Window Sun Protection | Grocery | E | X | 17.5% | 30.32% |  | 12.19% |  |  |  | 12.19%
Window Sun Protection | Healthcare | E | X | 17.5% | 30.32% |  | 12.19% |  |  |  | 12.19%
Window Sun Protection | Hospitals | E | X | 11.25% | 30.32% |  | 7.839% |  |  |  | 7.839%
Window Sun Protection | Institutional | E | X | 8.867% | 30.32% |  | 6.178% |  |  |  | 6.178%
Window Sun Protection | Lodging/Hospitality | E | X | 22.5% | 30.32% |  | 15.68% |  |  |  | 15.68%
Window Sun Protection | Miscellaneous | E | X | 16.12% | 20.37% |  | 12.84% |  |  |  | 12.84%
Window Sun Protection | Offices | E | X | 11.25% | 30.32% |  | 7.839% |  |  |  | 7.839%
Window Sun Protection | Restaurants | E | X | 17.5% | 30.32% |  | 12.19% |  |  |  | 12.19%
Window Sun Protection | Retail | E | X | 10.5% | 30.32% |  | 7.316% |  |  |  | 7.316%
Window Sun Protection | Schools K-12 | E | X | 22.5% | 30.32% |  | 15.68% |  |  |  | 15.68%
Window Sun Protection | Warehouse | E | X | 10.5% | 30.32% |  | 7.316% |  |  |  | 7.316%
Window Sun Protection | Assembly | N | X | 15.42% | 0.46% |  | 15.35% |  |  |  | 15.35%
Window Sun Protection | College and University | N | X | 15.42% | 0.46% |  | 15.35% |  |  |  | 15.35%
Window Sun Protection | Grocery | N | X | 15.42% | 0.46% |  | 15.35% |  |  |  | 15.35%
Window Sun Protection | Healthcare | N | X | 15.42% | 0.46% |  | 15.35% |  |  |  | 15.35%
Window Sun Protection | Hospitals | N | X | 15.42% | 0.46% |  | 15.35% |  |  |  | 15.35%
Window Sun Protection | Institutional | N | X | 15.42% | 0.46% |  | 15.35% |  |  |  | 15.35%
Window Sun Protection | Lodging/Hospitality | N | X | 15.42% | 0.46% |  | 15.35% |  |  |  | 15.35%
Window Sun Protection | Miscellaneous | N | X | 16.12% | 20.37% |  | 12.84% |  |  |  | 12.84%
Window Sun Protection | Offices | N | X | 15.42% | 0.46% |  | 15.35% |  |  |  | 15.35%
Window Sun Protection | Restaurants | N | X | 15.42% | 0.46% |  | 15.35% |  |  |  | 15.35%
Window Sun Protection | Retail | N | X | 15.42% | 0.46% |  | 15.35% |  |  |  | 15.35%
Window Sun Protection | Schools K-12 | N | X | 15.42% | 0.46% |  | 15.35% |  |  |  | 15.35%
Window Sun Protection | Warehouse | N | X | 15.42% | 0.46% |  | 15.35% |  |  |  | 15.35%
Bi-Level Lighting Control (Interior) | Assembly | E | X | 24.95% | 10% |  | 22.45% |  |  |  | 22.45%
Bi-Level Lighting Control (Interior) | College and University | E | X | 40% | 10% |  | 36% |  |  |  | 36%
Bi-Level Lighting Control (Interior) | Grocery | E | X | 24.95% | 10% |  | 22.45% |  |  |  | 22.45%
Bi-Level Lighting Control (Interior) | Healthcare | E | X | 40% | 10% |  | 36% |  |  |  | 36%
Bi-Level Lighting Control (Interior) | Hospitals | E | X | 40% | 10% |  | 36% |  |  |  | 36%
Bi-Level Lighting Control (Interior) | Institutional | E | X | 24.95% | 10% |  | 22.45% |  |  |  | 22.45%
Bi-Level Lighting Control (Interior) | Lodging/Hospitality | E | X | 40% | 10% |  | 36% |  |  |  | 36%
Bi-Level Lighting Control (Interior) | Miscellaneous | E | X | 24.95% | 10% |  | 22.45% |  |  |  | 22.45%
Bi-Level Lighting Control (Interior) | Offices | E | X | 40% | 10% |  | 36% |  |  |  | 36%
Bi-Level Lighting Control (Interior) | Restaurants | E | X | 10% | 10% |  | 9% |  |  |  | 9%
Bi-Level Lighting Control (Interior) | Retail | E | X | 40% | 10% |  | 36% |  |  |  | 36%
Bi-Level Lighting Control (Interior) | Schools K-12 | E | X | 24.95% | 10% |  | 22.45% |  |  |  | 22.45%
Bi-Level Lighting Control (Interior) | Warehouse | E | X | 40% | 10% |  | 36% |  |  |  | 36%
Bi-Level Lighting Control (Interior) | Assembly | N | X | 24.95% | 10% |  | 22.45% |  |  |  | 22.45%
Bi-Level Lighting Control (Interior) | College and University | N | X | 40% | 10% |  | 36% |  |  |  | 36%
Bi-Level Lighting Control (Interior) | Grocery | N | X | 24.95% | 10% |  | 22.45% |  |  |  | 22.45%
Bi-Level Lighting Control (Interior) | Healthcare | N | X | 40% | 10% |  | 36% |  |  |  | 36%
Bi-Level Lighting Control (Interior) | Hospitals | N | X | 40% | 10% |  | 36% |  |  |  | 36%
Bi-Level Lighting Control (Interior) | Institutional | N | X | 24.95% | 10% |  | 22.45% |  |  |  | 22.45%
Bi-Level Lighting Control (Interior) | Lodging/Hospitality | N | X | 40% | 10% |  | 36% |  |  |  | 36%
Bi-Level Lighting Control (Interior) | Miscellaneous | N | X | 24.95% | 10% |  | 22.45% |  |  |  | 22.45%
Bi-Level Lighting Control (Interior) | Offices | N | X | 40% | 10% |  | 36% |  |  |  | 36%
Bi-Level Lighting Control (Interior) | Restaurants | N | X | 10% | 10% |  | 9% |  |  |  | 9%
Bi-Level Lighting Control (Interior) | Retail | N | X | 40% | 10% |  | 36% |  |  |  | 36%
Bi-Level Lighting Control (Interior) | Schools K-12 | N | X | 24.95% | 10% |  | 22.45% |  |  |  | 22.45%
Bi-Level Lighting Control (Interior) | Warehouse | N | X | 40% | 10% |  | 36% |  |  |  | 36%
Interior Lighting Controls | Assembly | E | X | 20% | 24.57% |  | 15.09% |  |  |  | 15.09%
Interior Lighting Controls | College and University | E | X | 50% | 24.57% |  | 37.72% |  |  |  | 37.72%
Interior Lighting Controls | Grocery | E | X | 10% | 24.57% |  | 7.543% |  |  |  | 7.543%
Interior Lighting Controls | Healthcare | E | X | 50% | 24.57% |  | 37.72% |  |  |  | 37.72%
Interior Lighting Controls | Hospitals | E | X | 50% | 24.57% |  | 37.72% |  |  |  | 37.72%
Interior Lighting Controls | Institutional | E | X | 20% | 24.57% |  | 15.09% |  |  |  | 15.09%
Interior Lighting Controls | Lodging/Hospitality | E | X | 20% | 24.57% |  | 15.09% |  |  |  | 15.09%
Interior Lighting Controls | Miscellaneous | E | X | 20% | 24.57% |  | 15.09% |  |  |  | 15.09%
Interior Lighting Controls | Offices | E | X | 40% | 24.57% |  | 30.17% |  |  |  | 30.17%
Interior Lighting Controls | Restaurants | E | X | 10% | 24.57% |  | 7.543% |  |  |  | 7.543%
Interior Lighting Controls | Retail | E | X | 10% | 24.57% |  | 7.543% |  |  |  | 7.543%
Interior Lighting Controls | Schools K-12 | E | X | 50% | 24.57% |  | 37.72% |  |  |  | 37.72%
Interior Lighting Controls | Warehouse | E | X | 50% | 24.57% |  | 37.72% |  |  |  | 37.72%
Interior Lighting Controls | Assembly | N | X | 20% | 24.57% |  | 15.09% |  |  |  | 15.09%
Interior Lighting Controls | College and University | N | X | 50% | 24.57% |  | 37.72% |  |  |  | 37.72%
Interior Lighting Controls | Grocery | N | X | 10% | 24.57% |  | 7.543% |  |  |  | 7.543%
Interior Lighting Controls | Healthcare | N | X | 50% | 24.57% |  | 37.72% |  |  |  | 37.72%
Interior Lighting Controls | Hospitals | N | X | 50% | 24.57% |  | 37.72% |  |  |  | 37.72%
Interior Lighting Controls | Institutional | N | X | 20% | 24.57% |  | 15.09% |  |  |  | 15.09%
Interior Lighting Controls | Lodging/Hospitality | N | X | 20% | 24.57% |  | 15.09% |  |  |  | 15.09%
Interior Lighting Controls | Miscellaneous | N | X | 20% | 24.57% |  | 15.09% |  |  |  | 15.09%
Interior Lighting Controls | Offices | N | X | 40% | 24.57% |  | 30.17% |  |  |  | 30.17%
Interior Lighting Controls | Restaurants | N | X | 10% | 24.57% |  | 7.543% |  |  |  | 7.543%
Interior Lighting Controls | Retail | N | X | 10% | 24.57% |  | 7.543% |  |  |  | 7.543%
Interior Lighting Controls | Schools K-12 | N | X | 50% | 24.57% |  | 37.72% |  |  |  | 37.72%
Interior Lighting Controls | Warehouse | N | X | 50% | 24.57% |  | 37.72% |  |  |  | 37.72%
Efficient Motor Belts | Assembly | E | X | 9.63% | 50.23% |  | 4.793% |  |  |  | 4.793%
Efficient Motor Belts | College and University | E | X | 2.5% | 50.23% |  | 1.244% |  |  |  | 1.244%
Efficient Motor Belts | Grocery | E | X | 20% | 50.23% |  | 9.954% |  |  |  | 9.954%
Efficient Motor Belts | Healthcare | E | X | 2.5% | 50.23% |  | 1.244% |  |  |  | 1.244%
Efficient Motor Belts | Hospitals | E | X | 2.5% | 50.23% |  | 1.244% |  |  |  | 1.244%
Efficient Motor Belts | Institutional | E | X | 9.63% | 50.23% |  | 4.793% |  |  |  | 4.793%
Efficient Motor Belts | Lodging/Hospitality | E | X | 2.5% | 50.23% |  | 1.244% |  |  |  | 1.244%
Efficient Motor Belts | Miscellaneous | E | X | 9.63% | 50.23% |  | 4.793% |  |  |  | 4.793%
Efficient Motor Belts | Offices | E | X | 9.63% | 50.23% |  | 4.793% |  |  |  | 4.793%
Efficient Motor Belts | Restaurants | E | X | 2.5% | 50.23% |  | 1.244% |  |  |  | 1.244%
Efficient Motor Belts | Retail | E | X | 2.5% | 50.23% |  | 1.244% |  |  |  | 1.244%
Efficient Motor Belts | Schools K-12 | E | X | 2.5% | 50.23% |  | 1.244% |  |  |  | 1.244%
Efficient Motor Belts | Warehouse | E | X | 9.63% | 50.23% |  | 4.793% |  |  |  | 4.793%
Efficient Motor Belts | Assembly | N | X | 9.63% | 50.23% |  | 4.793% |  |  |  | 4.793%
Efficient Motor Belts | College and University | N | X | 10% | 50.23% |  | 4.977% |  |  |  | 4.977%
Efficient Motor Belts | Grocery | N | X | 20% | 50.23% |  | 9.954% |  |  |  | 9.954%
Efficient Motor Belts | Healthcare | N | X | 10% | 50.23% |  | 4.977% |  |  |  | 4.977%
Efficient Motor Belts | Hospitals | N | X | 10% | 50.23% |  | 4.977% |  |  |  | 4.977%
Efficient Motor Belts | Institutional | N | X | 9.63% | 50.23% |  | 4.793% |  |  |  | 4.793%
Efficient Motor Belts | Lodging/Hospitality | N | X | 10% | 50.23% |  | 4.977% |  |  |  | 4.977%
Efficient Motor Belts | Miscellaneous | N | X | 9.63% | 50.23% |  | 4.793% |  |  |  | 4.793%
Efficient Motor Belts | Offices | N | X | 9.63% | 50.23% |  | 4.793% |  |  |  | 4.793%
Efficient Motor Belts | Restaurants | N | X | 10% | 50.23% |  | 4.977% |  |  |  | 4.977%
Efficient Motor Belts | Retail | N | X | 10% | 50.23% |  | 4.977% |  |  |  | 4.977%
Efficient Motor Belts | Schools K-12 | N | X | 10% | 50.23% |  | 4.977% |  |  |  | 4.977%
Efficient Motor Belts | Warehouse | N | X | 9.63% | 50.23% |  | 4.793% |  |  |  | 4.793%
Engine Block Timer | Assembly | E |  |  |  |  | 0% |  |  |  | 0%
Engine Block Timer | College and University | E | X | 2.5% | 50.23% |  | 1.244% |  |  |  | 1.244%
Engine Block Timer | Grocery | E |  |  |  |  | 0% |  |  |  | 0%
Engine Block Timer | Healthcare | E | X | 2.5% | 50.23% |  | 1.244% |  |  |  | 1.244%
Engine Block Timer | Hospitals | E | X | 2.5% | 50.23% |  | 1.244% |  |  |  | 1.244%
Engine Block Timer | Institutional | E | X | 9.63% | 50.23% |  | 4.793% |  |  |  | 4.793%
Engine Block Timer | Lodging/Hospitality | E | X | 2.5% | 50.23% |  | 1.244% |  |  |  | 1.244%
Engine Block Timer | Miscellaneous | E |  |  |  |  | 0% |  |  |  | 0%
Engine Block Timer | Offices | E | X | 9.63% | 50.23% |  | 4.793% |  |  |  | 4.793%
Engine Block Timer | Restaurants | E |  |  |  |  | 0% |  |  |  | 0%
Engine Block Timer | Retail | E |  |  |  |  | 0% |  |  |  | 0%
Engine Block Timer | Schools K-12 | E |  |  |  |  | 0% |  |  |  | 0%
Engine Block Timer | Warehouse | E |  |  |  |  | 0% |  |  |  | 0%
Engine Block Timer | Assembly | N |  |  |  |  | 0% |  |  |  | 0%
Engine Block Timer | College and University | N | X | 10% | 50.23% |  | 4.977% |  |  |  | 4.977%
Engine Block Timer | Grocery | N |  |  |  |  | 0% |  |  |  | 0%
Engine Block Timer | Healthcare | N | X | 10% | 50.23% |  | 4.977% |  |  |  | 4.977%
Engine Block Timer | Hospitals | N | X | 10% | 50.23% |  | 4.977% |  |  |  | 4.977%
Engine Block Timer | Institutional | N | X | 9.63% | 50.23% |  | 4.793% |  |  |  | 4.793%
Engine Block Timer | Lodging/Hospitality | N | X | 10% | 50.23% |  | 4.977% |  |  |  | 4.977%
Engine Block Timer | Miscellaneous | N |  |  |  |  | 0% |  |  |  | 0%
Engine Block Timer | Offices | N | X | 9.63% | 50.23% |  | 4.793% |  |  |  | 4.793%
Engine Block Timer | Restaurants | N |  |  |  |  | 0% |  |  |  | 0%
Engine Block Timer | Retail | N |  |  |  |  | 0% |  |  |  | 0%
Engine Block Timer | Schools K-12 | N |  |  |  |  | 0% |  |  |  | 0%
Engine Block Timer | Warehouse | N |  |  |  |  | 0% |  |  |  | 0%
Regenerative Drive Elevator Motor | Assembly | E | X | 14% | 25.35% |  | 10.45% |  |  |  | 10.45%
Regenerative Drive Elevator Motor | College and University | E | X | 14% | 25.35% |  | 10.45% |  |  |  | 10.45%
Regenerative Drive Elevator Motor | Grocery | E |  |  |  |  | 0% |  |  |  | 0%
Regenerative Drive Elevator Motor | Healthcare | E | X | 14% | 25.35% |  | 10.45% |  |  |  | 10.45%
Regenerative Drive Elevator Motor | Hospitals | E | X | 14% | 25.35% |  | 10.45% |  |  |  | 10.45%
Regenerative Drive Elevator Motor | Institutional | E | X | 14% | 25.35% |  | 10.45% |  |  |  | 10.45%
Regenerative Drive Elevator Motor | Lodging/Hospitality | E | X | 14% | 25.35% |  | 10.45% |  |  |  | 10.45%
Regenerative Drive Elevator Motor | Miscellaneous | E |  |  |  |  | 0% |  |  |  | 0%
Regenerative Drive Elevator Motor | Offices | E | X | 14% | 25.35% |  | 10.45% |  |  |  | 10.45%
Regenerative Drive Elevator Motor | Restaurants | E | X | 3% | 25.35% |  | 2.24% |  |  |  | 2.24%
Regenerative Drive Elevator Motor | Retail | E | X | 3% | 25.35% |  | 2.24% |  |  |  | 2.24%
Regenerative Drive Elevator Motor | Schools K-12 | E | X | 14% | 25.35% |  | 10.45% |  |  |  | 10.45%
Regenerative Drive Elevator Motor | Warehouse | E | X | 3% | 25.35% |  | 2.24% |  |  |  | 2.24%
Regenerative Drive Elevator Motor | Assembly | N | X | 14.96% | 25.35% |  | 11.17% |  |  |  | 11.17%
Regenerative Drive Elevator Motor | College and University | N | X | 14.96% | 25.35% |  | 11.17% |  |  |  | 11.17%
Regenerative Drive Elevator Motor | Grocery | N |  |  |  |  | 0% |  |  |  | 0%
Regenerative Drive Elevator Motor | Healthcare | N | X | 14.96% | 25.35% |  | 11.17% |  |  |  | 11.17%
Regenerative Drive Elevator Motor | Hospitals | N | X | 14.96% | 25.35% |  | 11.17% |  |  |  | 11.17%
Regenerative Drive Elevator Motor | Institutional | N | X | 14.96% | 25.35% |  | 11.17% |  |  |  | 11.17%
Regenerative Drive Elevator Motor | Lodging/Hospitality | N | X | 14.96% | 25.35% |  | 11.17% |  |  |  | 11.17%
Regenerative Drive Elevator Motor | Miscellaneous | N |  |  |  |  | 0% |  |  |  | 0%
Regenerative Drive Elevator Motor | Offices | N | X | 14.96% | 25.35% |  | 11.17% |  |  |  | 11.17%
Regenerative Drive Elevator Motor | Restaurants | N | X | 14.96% | 25.35% |  | 11.17% |  |  |  | 11.17%
Regenerative Drive Elevator Motor | Retail | N | X | 14.96% | 25.35% |  | 11.17% |  |  |  | 11.17%
Regenerative Drive Elevator Motor | Schools K-12 | N | X | 14.96% | 25.35% |  | 11.17% |  |  |  | 11.17%
Regenerative Drive Elevator Motor | Warehouse | N | X | 14.96% | 25.35% |  | 11.17% |  |  |  | 11.17%
VSD Controlled Compressor | Assembly | E | X | 7.5% | 26.01% |  | 5.549% |  |  |  | 5.549%
VSD Controlled Compressor | College and University | E | X | 10% | 26.01% |  | 7.399% |  |  |  | 7.399%
VSD Controlled Compressor | Grocery | E | X | 31.42% | 25.62% |  | 23.37% |  |  |  | 23.37%
VSD Controlled Compressor | Healthcare | E | X | 10% | 26.01% |  | 7.399% |  |  |  | 7.399%
VSD Controlled Compressor | Hospitals | E | X | 7.5% | 26.01% |  | 5.549% |  |  |  | 5.549%
VSD Controlled Compressor | Institutional | E | X | 7.5% | 26.01% |  | 5.549% |  |  |  | 5.549%
VSD Controlled Compressor | Lodging/Hospitality | E | X | 10% | 26.01% |  | 7.399% |  |  |  | 7.399%
VSD Controlled Compressor | Miscellaneous | E | X | 31.42% | 25.62% |  | 23.37% |  |  |  | 23.37%
VSD Controlled Compressor | Offices | E | X | 7.5% | 26.01% |  | 5.549% |  |  |  | 5.549%
VSD Controlled Compressor | Restaurants | E | X | 10% | 26.01% |  | 7.399% |  |  |  | 7.399%
VSD Controlled Compressor | Retail | E | X | 10% | 26.01% |  | 7.399% |  |  |  | 7.399%
VSD Controlled Compressor | Schools K-12 | E | X | 10% | 26.01% |  | 7.399% |  |  |  | 7.399%
VSD Controlled Compressor | Warehouse | E | X | 10% | 26.01% |  | 7.399% |  |  |  | 7.399%
VSD Controlled Compressor | Assembly | N | X | 37.5% | 26.01% |  | 27.75% |  |  |  | 27.75%
VSD Controlled Compressor | College and University | N | X | 50% | 26.01% |  | 36.99% |  |  |  | 36.99%
VSD Controlled Compressor | Grocery | N | X | 31.42% | 25.62% |  | 23.37% |  |  |  | 23.37%
VSD Controlled Compressor | Healthcare | N | X | 50% | 26.01% |  | 36.99% |  |  |  | 36.99%
VSD Controlled Compressor | Hospitals | N | X | 37.5% | 26.01% |  | 27.75% |  |  |  | 27.75%
VSD Controlled Compressor | Institutional | N | X | 37.5% | 26.01% |  | 27.75% |  |  |  | 27.75%
VSD Controlled Compressor | Lodging/Hospitality | N | X | 50% | 26.01% |  | 36.99% |  |  |  | 36.99%
VSD Controlled Compressor | Miscellaneous | N | X | 31.42% | 25.62% |  | 23.37% |  |  |  | 23.37%
VSD Controlled Compressor | Offices | N | X | 37.5% | 26.01% |  | 27.75% |  |  |  | 27.75%
VSD Controlled Compressor | Restaurants | N | X | 50% | 26.01% |  | 36.99% |  |  |  | 36.99%
VSD Controlled Compressor | Retail | N | X | 50% | 26.01% |  | 36.99% |  |  |  | 36.99%
VSD Controlled Compressor | Schools K-12 | N | X | 50% | 26.01% |  | 36.99% |  |  |  | 36.99%
VSD Controlled Compressor | Warehouse | N | X | 50% | 26.01% |  | 36.99% |  |  |  | 36.99%
Network PC Power Management | Assembly | E |  |  |  |  | 0% |  |  |  | 0%
Network PC Power Management | College and University | E | X | 75% | 70.14% |  | 22.4% |  |  |  | 22.4%
Network PC Power Management | Grocery | E |  |  |  |  | 0% |  |  |  | 0%
Network PC Power Management | Healthcare | E | X | 75% | 70.14% |  | 22.4% |  |  |  | 22.4%
Network PC Power Management | Hospitals | E | X | 75% | 70.14% |  | 22.4% |  |  |  | 22.4%
Network PC Power Management | Institutional | E | X | 75% | 70.14% |  | 22.4% |  |  |  | 22.4%
Network PC Power Management | Lodging/Hospitality | E | X | 75% | 70.14% |  | 22.4% |  |  |  | 22.4%
Network PC Power Management | Miscellaneous | E |  |  |  |  | 0% |  |  |  | 0%
Network PC Power Management | Offices | E | X | 75% | 70.14% |  | 22.4% |  |  |  | 22.4%
Network PC Power Management | Restaurants | E |  |  |  |  | 0% |  |  |  | 0%
Network PC Power Management | Retail | E | X | 75% | 70.14% |  | 22.4% |  |  |  | 22.4%
Network PC Power Management | Schools K-12 | E | X | 75% | 70.14% |  | 22.4% |  |  |  | 22.4%
Network PC Power Management | Warehouse | E |  |  |  |  | 0% |  |  |  | 0%
Network PC Power Management | Assembly | N |  |  |  |  | 0% |  |  |  | 0%
Network PC Power Management | College and University | N | X | 75% | 70.14% |  | 22.4% |  |  |  | 22.4%
Network PC Power Management | Grocery | N |  |  |  |  | 0% |  |  |  | 0%
Network PC Power Management | Healthcare | N | X | 75% | 70.14% |  | 22.4% |  |  |  | 22.4%
Network PC Power Management | Hospitals | N | X | 75% | 70.14% |  | 22.4% |  |  |  | 22.4%
Network PC Power Management | Institutional | N | X | 75% | 70.14% |  | 22.4% |  |  |  | 22.4%
Network PC Power Management | Lodging/Hospitality | N | X | 75% | 70.14% |  | 22.4% |  |  |  | 22.4%
Network PC Power Management | Miscellaneous | N |  |  |  |  | 0% |  |  |  | 0%
Network PC Power Management | Offices | N | X | 75% | 70.14% |  | 22.4% |  |  |  | 22.4%
Network PC Power Management | Restaurants | N |  |  |  |  | 0% |  |  |  | 0%
Network PC Power Management | Retail | N | X | 75% | 70.14% |  | 22.4% |  |  |  | 22.4%
Network PC Power Management | Schools K-12 | N | X | 75% | 70.14% |  | 22.4% |  |  |  | 22.4%
Network PC Power Management | Warehouse | N |  |  |  |  | 0% |  |  |  | 0%
Smart Strip Plug Outlet | Assembly | E | X | 49% | 10.41% |  | 43.9% |  |  |  | 43.9%
Smart Strip Plug Outlet | College and University | E | X | 49% | 10.41% |  | 43.9% |  |  |  | 43.9%
Smart Strip Plug Outlet | Grocery | E | X | 49% | 10.41% |  | 43.9% |  |  |  | 43.9%
Smart Strip Plug Outlet | Healthcare | E | X | 49% | 10.41% |  | 43.9% |  |  |  | 43.9%
Smart Strip Plug Outlet | Hospitals | E | X | 49% | 10.41% |  | 43.9% |  |  |  | 43.9%
Smart Strip Plug Outlet | Institutional | E | X | 49% | 10.41% |  | 43.9% |  |  |  | 43.9%
Smart Strip Plug Outlet | Lodging/Hospitality | E | X | 49% | 10.41% |  | 43.9% |  |  |  | 43.9%
Smart Strip Plug Outlet | Miscellaneous | E | X | 49% | 10.41% |  | 43.9% |  |  |  | 43.9%
Smart Strip Plug Outlet | Offices | E | X | 49% | 10.41% |  | 43.9% |  |  |  | 43.9%
Smart Strip Plug Outlet | Restaurants | E | X | 49% | 10.41% |  | 43.9% |  |  |  | 43.9%
Smart Strip Plug Outlet | Retail | E | X | 49% | 10.41% |  | 43.9% |  |  |  | 43.9%
Smart Strip Plug Outlet | Schools K-12 | E | X | 49% | 10.41% |  | 43.9% |  |  |  | 43.9%
Smart Strip Plug Outlet | Warehouse | E | X | 49% | 10.41% |  | 43.9% |  |  |  | 43.9%
Smart Strip Plug Outlet | Assembly | N | X | 49% | 10.41% |  | 43.9% |  |  |  | 43.9%
Smart Strip Plug Outlet | College and University | N | X | 49% | 10.41% |  | 43.9% |  |  |  | 43.9%
Smart Strip Plug Outlet | Grocery | N | X | 49% | 10.41% |  | 43.9% |  |  |  | 43.9%
Smart Strip Plug Outlet | Healthcare | N | X | 49% | 10.41% |  | 43.9% |  |  |  | 43.9%
Smart Strip Plug Outlet | Hospitals | N | X | 49% | 10.41% |  | 43.9% |  |  |  | 43.9%
Smart Strip Plug Outlet | Institutional | N | X | 49% | 10.41% |  | 43.9% |  |  |  | 43.9%
Smart Strip Plug Outlet | Lodging/Hospitality | N | X | 49% | 10.41% |  | 43.9% |  |  |  | 43.9%
Smart Strip Plug Outlet | Miscellaneous | N | X | 49% | 10.41% |  | 43.9% |  |  |  | 43.9%
Smart Strip Plug Outlet | Offices | N | X | 49% | 10.41% |  | 43.9% |  |  |  | 43.9%
Smart Strip Plug Outlet | Restaurants | N | X | 49% | 10.41% |  | 43.9% |  |  |  | 43.9%
Smart Strip Plug Outlet | Retail | N | X | 49% | 10.41% |  | 43.9% |  |  |  | 43.9%
Smart Strip Plug Outlet | Schools K-12 | N | X | 49% | 10.41% |  | 43.9% |  |  |  | 43.9%
Smart Strip Plug Outlet | Warehouse | N | X | 49% | 10.41% |  | 43.9% |  |  |  | 43.9%
Anti-Sweat Controls | Assembly | E | X | 42% | 78.07% |  | 9.21% |  |  |  | 9.21%
Anti-Sweat Controls | College and University | E | X | 42% | 78.07% |  | 9.21% |  |  |  | 9.21%
Anti-Sweat Controls | Grocery | E | X | 42% | 67.47% |  | 13.66% |  |  |  | 13.66%
Anti-Sweat Controls | Healthcare | E | X | 42% | 78.07% |  | 9.21% |  |  |  | 9.21%
Anti-Sweat Controls | Hospitals | E | X | 42% | 78.07% |  | 9.21% |  |  |  | 9.21%
Anti-Sweat Controls | Institutional | E |  |  |  |  | 0% |  |  |  | 0%
Anti-Sweat Controls | Lodging/Hospitality | E | X | 42% | 78.07% |  | 9.21% |  |  |  | 9.21%
Anti-Sweat Controls | Miscellaneous | E |  |  |  |  | 0% |  |  |  | 0%
Anti-Sweat Controls | Offices | E |  |  |  |  | 0% |  |  |  | 0%
Anti-Sweat Controls | Restaurants | E | X | 42% | 78.07% |  | 9.21% |  |  |  | 9.21%
Anti-Sweat Controls | Retail | E | X | 42% | 67.47% |  | 13.66% |  |  |  | 13.66%
Anti-Sweat Controls | Schools K-12 | E | X | 42% | 78.07% |  | 9.21% |  |  |  | 9.21%
Anti-Sweat Controls | Warehouse | E |  |  |  |  | 0% |  |  |  | 0%
Anti-Sweat Controls | Assembly | N |  |  |  |  | 0% |  |  |  | 0%
Anti-Sweat Controls | College and University | N |  |  |  |  | 0% |  |  |  | 0%
Anti-Sweat Controls | Grocery | N |  |  |  |  | 0% |  |  |  | 0%
Anti-Sweat Controls | Healthcare | N |  |  |  |  | 0% |  |  |  | 0%
Anti-Sweat Controls | Hospitals | N |  |  |  |  | 0% |  |  |  | 0%
Anti-Sweat Controls | Institutional | N |  |  |  |  | 0% |  |  |  | 0%
Anti-Sweat Controls | Lodging/Hospitality | N |  |  |  |  | 0% |  |  |  | 0%
Anti-Sweat Controls | Miscellaneous | N |  |  |  |  | 0% |  |  |  | 0%
Anti-Sweat Controls | Offices | N |  |  |  |  | 0% |  |  |  | 0%
Anti-Sweat Controls | Restaurants | N |  |  |  |  | 0% |  |  |  | 0%
Anti-Sweat Controls | Retail | N |  |  |  |  | 0% |  |  |  | 0%
Anti-Sweat Controls | Schools K-12 | N |  |  |  |  | 0% |  |  |  | 0%
Anti-Sweat Controls | Warehouse | N |  |  |  |  | 0% |  |  |  | 0%
Automatic Door Closer for Walk-in Coolers and Freezers | Assembly | E | X | 75% | 25.35% |  | 55.99% |  |  |  | 55.99%
Automatic Door Closer for Walk-in Coolers and Freezers | College and University | E | X | 75% | 25.35% |  | 55.99% |  |  |  | 55.99%
Automatic Door Closer for Walk-in Coolers and Freezers | Grocery | E | X | 75% | 25.35% |  | 55.99% |  |  |  | 55.99%
Automatic Door Closer for Walk-in Coolers and Freezers | Healthcare | E | X | 75% | 25.35% |  | 55.99% |  |  |  | 55.99%
Automatic Door Closer for Walk-in Coolers and Freezers | Hospitals | E | X | 75% | 25.35% |  | 55.99% |  |  |  | 55.99%
Automatic Door Closer for Walk-in Coolers and Freezers | Institutional | E |  |  |  |  | 0% |  |  |  | 0%
Automatic Door Closer for Walk-in Coolers and Freezers | Lodging/Hospitality | E | X | 75% | 25.35% |  | 55.99% |  |  |  | 55.99%
Automatic Door Closer for Walk-in Coolers and Freezers | Miscellaneous | E |  |  |  |  | 0% |  |  |  | 0%
Automatic Door Closer for Walk-in Coolers and Freezers | Offices | E |  |  |  |  | 0% |  |  |  | 0%
Automatic Door Closer for Walk-in Coolers and Freezers | Restaurants | E | X | 75% | 25.35% |  | 55.99% |  |  |  | 55.99%
Automatic Door Closer for Walk-in Coolers and Freezers | Retail | E | X | 75% | 25.35% |  | 55.99% |  |  |  | 55.99%
Automatic Door Closer for Walk-in Coolers and Freezers | Schools K-12 | E | X | 75% | 25.35% |  | 55.99% |  |  |  | 55.99%
Automatic Door Closer for Walk-in Coolers and Freezers | Warehouse | E |  |  |  |  | 0% |  |  |  | 0%
Automatic Door Closer for Walk-in Coolers and Freezers | Assembly | N | X | 75% | 25.35% |  | 55.99% |  |  |  | 55.99%
Automatic Door Closer for Walk-in Coolers and Freezers | College and University | N | X | 75% | 25.35% |  | 55.99% |  |  |  | 55.99%
Automatic Door Closer for Walk-in Coolers and Freezers | Grocery | N | X | 75% | 25.35% |  | 55.99% |  |  |  | 55.99%
Automatic Door Closer for Walk-in Coolers and Freezers | Healthcare | N | X | 75% | 25.35% |  | 55.99% |  |  |  | 55.99%
Automatic Door Closer for Walk-in Coolers and Freezers | Hospitals | N | X | 75% | 25.35% |  | 55.99% |  |  |  | 55.99%
Automatic Door Closer for Walk-in Coolers and Freezers | Institutional | N |  |  |  |  | 0% |  |  |  | 0%
Automatic Door Closer for Walk-in Coolers and Freezers | Lodging/Hospitality | N | X | 75% | 25.35% |  | 55.99% |  |  |  | 55.99%
Automatic Door Closer for Walk-in Coolers and Freezers | Miscellaneous | N |  |  |  |  | 0% |  |  |  | 0%
Automatic Door Closer for Walk-in Coolers and Freezers | Offices | N |  |  |  |  | 0% |  |  |  | 0%
Automatic Door Closer for Walk-in Coolers and Freezers | Restaurants | N | X | 75% | 25.35% |  | 55.99% |  |  |  | 55.99%
Automatic Door Closer for Walk-in Coolers and Freezers | Retail | N | X | 75% | 25.35% |  | 55.99% |  |  |  | 55.99%
Automatic Door Closer for Walk-in Coolers and Freezers | Schools K-12 | N | X | 75% | 25.35% |  | 55.99% |  |  |  | 55.99%
Automatic Door Closer for Walk-in Coolers and Freezers | Warehouse | N |  |  |  |  | 0% |  |  |  | 0%
Demand Defrost | Assembly | E | X | 95% | 55.36% |  | 42.41% |  |  |  | 42.41%
Demand Defrost | College and University | E | X | 95% | 33.04% |  | 63.61% |  |  |  | 63.61%
Demand Defrost | Grocery | E | X | 100% | 33.04% |  | 66.96% |  |  |  | 66.96%
Demand Defrost | Healthcare | E | X | 95% | 33.04% |  | 63.61% |  |  |  | 63.61%
Demand Defrost | Hospitals | E | X | 95% | 33.04% |  | 63.61% |  |  |  | 63.61%
Demand Defrost | Institutional | E |  |  |  |  | 0% |  |  |  | 0%
Demand Defrost | Lodging/Hospitality | E | X | 95% | 33.04% |  | 63.61% |  |  |  | 63.61%
Demand Defrost | Miscellaneous | E |  |  |  |  | 0% |  |  |  | 0%
Demand Defrost | Offices | E |  |  |  |  | 0% |  |  |  | 0%
Demand Defrost | Restaurants | E | X | 95% | 33.04% |  | 63.61% |  |  |  | 63.61%
Demand Defrost | Retail | E | X | 95% | 33.04% |  | 63.61% |  |  |  | 63.61%
Demand Defrost | Schools K-12 | E | X | 95% | 33.04% |  | 63.61% |  |  |  | 63.61%
Demand Defrost | Warehouse | E |  |  |  |  | 0% |  |  |  | 0%
Demand Defrost | Assembly | N | X | 95% | 55.36% |  | 42.41% |  |  |  | 42.41%
Demand Defrost | College and University | N | X | 95% | 100% |  | 0% |  |  |  | 0%
Demand Defrost | Grocery | N | X | 100% | 100% |  | 0% |  |  |  | 0%
Demand Defrost | Healthcare | N | X | 95% | 100% |  | 0% |  |  |  | 0%
Demand Defrost | Hospitals | N | X | 95% | 100% |  | 0% |  |  |  | 0%
Demand Defrost | Institutional | N |  |  |  |  | 0% |  |  |  | 0%
Demand Defrost | Lodging/Hospitality | N | X | 95% | 100% |  | 0% |  |  |  | 0%
Demand Defrost | Miscellaneous | N |  |  |  |  | 0% |  |  |  | 0%
Demand Defrost | Offices | N |  |  |  |  | 0% |  |  |  | 0%
Demand Defrost | Restaurants | N | X | 95% | 100% |  | 0% |  |  |  | 0%
Demand Defrost | Retail | N | X | 95% | 100% |  | 0% |  |  |  | 0%
Demand Defrost | Schools K-12 | N | X | 95% | 100% |  | 0% |  |  |  | 0%
Demand Defrost | Warehouse | N |  |  |  |  | 0% |  |  |  | 0%
Door Gasket (Freezer) | Assembly | E | X | 95% | 55.36% |  | 42.41% |  |  |  | 42.41%
Door Gasket (Freezer) | College and University | E | X | 95% | 33.04% |  | 63.61% |  |  |  | 63.61%
Door Gasket (Freezer) | Grocery | E | X | 100% | 33.04% |  | 66.96% |  |  |  | 66.96%
Door Gasket (Freezer) | Healthcare | E | X | 95% | 33.04% |  | 63.61% |  |  |  | 63.61%
Door Gasket (Freezer) | Hospitals | E | X | 95% | 33.04% |  | 63.61% |  |  |  | 63.61%
Door Gasket (Freezer) | Institutional | E |  |  |  |  | 0% |  |  |  | 0%
Door Gasket (Freezer) | Lodging/Hospitality | E | X | 95% | 33.04% |  | 63.61% |  |  |  | 63.61%
Door Gasket (Freezer) | Miscellaneous | E |  |  |  |  | 0% |  |  |  | 0%
Door Gasket (Freezer) | Offices | E |  |  |  |  | 0% |  |  |  | 0%
Door Gasket (Freezer) | Restaurants | E | X | 95% | 33.04% |  | 63.61% |  |  |  | 63.61%
Door Gasket (Freezer) | Retail | E | X | 95% | 33.04% |  | 63.61% |  |  |  | 63.61%
Door Gasket (Freezer) | Schools K-12 | E | X | 95% | 33.04% |  | 63.61% |  |  |  | 63.61%
Door Gasket (Freezer) | Warehouse | E |  |  |  |  | 0% |  |  |  | 0%
Door Gasket (Freezer) | Assembly | N | X | 95% | 55.36% |  | 42.41% |  |  |  | 42.41%
Door Gasket (Freezer) | College and University | N | X | 95% | 100% |  | 0% |  |  |  | 0%
Door Gasket (Freezer) | Grocery | N | X | 100% | 100% |  | 0% |  |  |  | 0%
Door Gasket (Freezer) | Healthcare | N | X | 95% | 100% |  | 0% |  |  |  | 0%
Door Gasket (Freezer) | Hospitals | N | X | 95% | 100% |  | 0% |  |  |  | 0%
Door Gasket (Freezer) | Institutional | N |  |  |  |  | 0% |  |  |  | 0%
Door Gasket (Freezer) | Lodging/Hospitality | N | X | 95% | 100% |  | 0% |  |  |  | 0%
Door Gasket (Freezer) | Miscellaneous | N |  |  |  |  | 0% |  |  |  | 0%
Door Gasket (Freezer) | Offices | N |  |  |  |  | 0% |  |  |  | 0%
Door Gasket (Freezer) | Restaurants | N | X | 95% | 100% |  | 0% |  |  |  | 0%
Door Gasket (Freezer) | Retail | N | X | 95% | 100% |  | 0% |  |  |  | 0%
Door Gasket (Freezer) | Schools K-12 | N | X | 95% | 100% |  | 0% |  |  |  | 0%
Door Gasket (Freezer) | Warehouse | N |  |  |  |  | 0% |  |  |  | 0%
Floating Head Pressure Controls | Assembly | E |  |  |  |  | 0% |  |  |  | 0%
Floating Head Pressure Controls | College and University | E | X | 55% | 50.23% |  | 27.37% |  |  |  | 27.37%
Floating Head Pressure Controls | Grocery | E |  |  |  |  | 0% |  |  |  | 0%
Floating Head Pressure Controls | Healthcare | E | X | 55% | 51.89% |  | 26.46% |  |  |  | 26.46%
Floating Head Pressure Controls | Hospitals | E | X | 55% | 55.21% |  | 24.64% |  |  |  | 24.64%
Floating Head Pressure Controls | Institutional | E |  |  |  |  | 0% |  |  |  | 0%
Floating Head Pressure Controls | Lodging/Hospitality | E | X | 55% | 50.23% |  | 27.37% |  |  |  | 27.37%
Floating Head Pressure Controls | Miscellaneous | E |  |  |  |  | 0% |  |  |  | 0%
Floating Head Pressure Controls | Offices | E |  |  |  |  | 0% |  |  |  | 0%
Floating Head Pressure Controls | Restaurants | E |  |  |  |  | 0% |  |  |  | 0%
Floating Head Pressure Controls | Retail | E |  |  |  |  | 0% |  |  |  | 0%
Floating Head Pressure Controls | Schools K-12 | E | X | 55% | 50.23% |  | 27.37% |  |  |  | 27.37%
Floating Head Pressure Controls | Warehouse | E |  |  |  |  | 0% |  |  |  | 0%
Floating Head Pressure Controls | Assembly | N |  |  |  |  | 0% |  |  |  | 0%
Floating Head Pressure Controls | College and University | N | X | 55% | 50.23% |  | 27.37% |  |  |  | 27.37%
Floating Head Pressure Controls | Grocery | N |  |  |  |  | 0% |  |  |  | 0%
Floating Head Pressure Controls | Healthcare | N | X | 55% | 51.89% |  | 26.46% |  |  |  | 26.46%
Floating Head Pressure Controls | Hospitals | N | X | 55% | 55.21% |  | 24.64% |  |  |  | 24.64%
Floating Head Pressure Controls | Institutional | N |  |  |  |  | 0% |  |  |  | 0%
Floating Head Pressure Controls | Lodging/Hospitality | N | X | 55% | 50.23% |  | 27.37% |  |  |  | 27.37%
Floating Head Pressure Controls | Miscellaneous | N |  |  |  |  | 0% |  |  |  | 0%
Floating Head Pressure Controls | Offices | N |  |  |  |  | 0% |  |  |  | 0%
Floating Head Pressure Controls | Restaurants | N |  |  |  |  | 0% |  |  |  | 0%
Floating Head Pressure Controls | Retail | N |  |  |  |  | 0% |  |  |  | 0%
Floating Head Pressure Controls | Schools K-12 | N | X | 55% | 50.23% |  | 27.37% |  |  |  | 27.37%
Floating Head Pressure Controls | Warehouse | N |  |  |  |  | 0% |  |  |  | 0%
Freezer-Cooler Replacement Gaskets | Assembly | E | X | 95% | 55.36% |  | 42.41% |  |  |  | 42.41%
Freezer-Cooler Replacement Gaskets | College and University | E | X | 95% | 33.04% |  | 63.61% |  |  |  | 63.61%
Freezer-Cooler Replacement Gaskets | Grocery | E | X | 100% | 33.04% |  | 66.96% |  |  |  | 66.96%
Freezer-Cooler Replacement Gaskets | Healthcare | E | X | 95% | 33.04% |  | 63.61% |  |  |  | 63.61%
Freezer-Cooler Replacement Gaskets | Hospitals | E | X | 95% | 33.04% |  | 63.61% |  |  |  | 63.61%
Freezer-Cooler Replacement Gaskets | Institutional | E |  |  |  |  | 0% |  |  |  | 0%
Freezer-Cooler Replacement Gaskets | Lodging/Hospitality | E | X | 95% | 33.04% |  | 63.61% |  |  |  | 63.61%
Freezer-Cooler Replacement Gaskets | Miscellaneous | E |  |  |  |  | 0% |  |  |  | 0%
Freezer-Cooler Replacement Gaskets | Offices | E |  |  |  |  | 0% |  |  |  | 0%
Freezer-Cooler Replacement Gaskets | Restaurants | E | X | 95% | 33.04% |  | 63.61% |  |  |  | 63.61%
Freezer-Cooler Replacement Gaskets | Retail | E | X | 95% | 33.04% |  | 63.61% |  |  |  | 63.61%
Freezer-Cooler Replacement Gaskets | Schools K-12 | E | X | 95% | 33.04% |  | 63.61% |  |  |  | 63.61%
Freezer-Cooler Replacement Gaskets | Warehouse | E |  |  |  |  | 0% |  |  |  | 0%
Freezer-Cooler Replacement Gaskets | Assembly | N | X | 95% | 55.36% |  | 42.41% |  |  |  | 42.41%
Freezer-Cooler Replacement Gaskets | College and University | N | X | 95% | 100% |  | 0% |  |  |  | 0%
Freezer-Cooler Replacement Gaskets | Grocery | N | X | 100% | 100% |  | 0% |  |  |  | 0%
Freezer-Cooler Replacement Gaskets | Healthcare | N | X | 95% | 100% |  | 0% |  |  |  | 0%
Freezer-Cooler Replacement Gaskets | Hospitals | N | X | 95% | 100% |  | 0% |  |  |  | 0%
Freezer-Cooler Replacement Gaskets | Institutional | N |  |  |  |  | 0% |  |  |  | 0%
Freezer-Cooler Replacement Gaskets | Lodging/Hospitality | N | X | 95% | 100% |  | 0% |  |  |  | 0%
Freezer-Cooler Replacement Gaskets | Miscellaneous | N |  |  |  |  | 0% |  |  |  | 0%
Freezer-Cooler Replacement Gaskets | Offices | N |  |  |  |  | 0% |  |  |  | 0%
Freezer-Cooler Replacement Gaskets | Restaurants | N | X | 95% | 100% |  | 0% |  |  |  | 0%
Freezer-Cooler Replacement Gaskets | Retail | N | X | 95% | 100% |  | 0% |  |  |  | 0%
Freezer-Cooler Replacement Gaskets | Schools K-12 | N | X | 95% | 100% |  | 0% |  |  |  | 0%
Freezer-Cooler Replacement Gaskets | Warehouse | N |  |  |  |  | 0% |  |  |  | 0%
High Efficiency Refrigeration Compressor | Assembly | E | X | 20.63% | 25.35% |  | 15.4% |  |  |  | 15.4%
High Efficiency Refrigeration Compressor | College and University | E | X | 18.96% | 25.35% |  | 14.15% |  |  |  | 14.15%
High Efficiency Refrigeration Compressor | Grocery | E | X | 100% | 25.35% |  | 74.65% |  |  |  | 74.65%
High Efficiency Refrigeration Compressor | Healthcare | E | X | 18.96% | 25.35% |  | 14.15% |  |  |  | 14.15%
High Efficiency Refrigeration Compressor | Hospitals | E | X | 18.96% | 25.35% |  | 14.15% |  |  |  | 14.15%
High Efficiency Refrigeration Compressor | Institutional | E |  |  |  |  | 0% |  |  |  | 0%
High Efficiency Refrigeration Compressor | Lodging/Hospitality | E | X | 18.96% | 25.35% |  | 14.15% |  |  |  | 14.15%
High Efficiency Refrigeration Compressor | Miscellaneous | E |  |  |  |  | 0% |  |  |  | 0%
High Efficiency Refrigeration Compressor | Offices | E |  |  |  |  | 0% |  |  |  | 0%
High Efficiency Refrigeration Compressor | Restaurants | E | X | 18.96% | 25.35% |  | 14.15% |  |  |  | 14.15%
High Efficiency Refrigeration Compressor | Retail | E | X | 18.96% | 25.35% |  | 14.15% |  |  |  | 14.15%
High Efficiency Refrigeration Compressor | Schools K-12 | E | X | 18.96% | 25.35% |  | 14.15% |  |  |  | 14.15%
High Efficiency Refrigeration Compressor | Warehouse | E |  |  |  |  | 0% |  |  |  | 0%
High Efficiency Refrigeration Compressor | Assembly | N | X | 20.63% | 25.35% |  | 15.4% |  |  |  | 15.4%
High Efficiency Refrigeration Compressor | College and University | N | X | 5.625% | 25.35% |  | 4.199% |  |  |  | 4.199%
High Efficiency Refrigeration Compressor | Grocery | N | X | 50.63% | 25.35% |  | 37.79% |  |  |  | 37.79%
High Efficiency Refrigeration Compressor | Healthcare | N | X | 5.625% | 25.35% |  | 4.199% |  |  |  | 4.199%
High Efficiency Refrigeration Compressor | Hospitals | N | X | 5.625% | 25.35% |  | 4.199% |  |  |  | 4.199%
High Efficiency Refrigeration Compressor | Institutional | N |  |  |  |  | 0% |  |  |  | 0%
High Efficiency Refrigeration Compressor | Lodging/Hospitality | N | X | 5.625% | 25.35% |  | 4.199% |  |  |  | 4.199%
High Efficiency Refrigeration Compressor | Miscellaneous | N |  |  |  |  | 0% |  |  |  | 0%
High Efficiency Refrigeration Compressor | Offices | N |  |  |  |  | 0% |  |  |  | 0%
High Efficiency Refrigeration Compressor | Restaurants | N | X | 50.63% | 25.35% |  | 37.79% |  |  |  | 37.79%
High Efficiency Refrigeration Compressor | Retail | N | X | 5.625% | 25.35% |  | 4.199% |  |  |  | 4.199%
High Efficiency Refrigeration Compressor | Schools K-12 | N | X | 5.625% | 25.35% |  | 4.199% |  |  |  | 4.199%
High Efficiency Refrigeration Compressor | Warehouse | N |  |  |  |  | 0% |  |  |  | 0%
High R-Value Glass Doors | Assembly | E |  |  |  |  | 0% |  |  |  | 0%
High R-Value Glass Doors | College and University | E |  |  |  |  | 0% |  |  |  | 0%
High R-Value Glass Doors | Data Center | E | #N/A | #N/A | #N/A |  | #N/A |  |  |  | #N/A
High R-Value Glass Doors | Grocery | E | X | 100% | 23.85% |  | 76.15% |  |  |  | 76.15%
High R-Value Glass Doors | Healthcare | E |  |  |  |  | 0% |  |  |  | 0%
High R-Value Glass Doors | Hospitals | E |  |  |  |  | 0% |  |  |  | 0%
High R-Value Glass Doors | Institutional | E |  |  |  |  | 0% |  |  |  | 0%
High R-Value Glass Doors | Lodging/Hospitality | E |  |  |  |  | 0% |  |  |  | 0%
High R-Value Glass Doors | Miscellaneous | E |  |  |  |  | 0% |  |  |  | 0%
High R-Value Glass Doors | Offices | E |  |  |  |  | 0% |  |  |  | 0%
High R-Value Glass Doors | Restaurants | E |  |  |  |  | 0% |  |  |  | 0%
High R-Value Glass Doors | Retail | E | X | 47.5% | 23.85% |  | 36.17% |  |  |  | 36.17%
High R-Value Glass Doors | Schools K-12 | E |  |  |  |  | 0% |  |  |  | 0%
High R-Value Glass Doors | Warehouse | E |  |  |  |  | 0% |  |  |  | 0%
High R-Value Glass Doors | Assembly | N |  |  |  |  | 0% |  |  |  | 0%
High R-Value Glass Doors | College and University | N |  |  |  |  | 0% |  |  |  | 0%
High R-Value Glass Doors | Data Center | N | #N/A | #N/A | #N/A |  | #N/A |  |  |  | #N/A
High R-Value Glass Doors | Grocery | N | X | 100% | 23.85% |  | 76.15% |  |  |  | 76.15%
High R-Value Glass Doors | Healthcare | N |  |  |  |  | 0% |  |  |  | 0%
High R-Value Glass Doors | Hospitals | N |  |  |  |  | 0% |  |  |  | 0%
High R-Value Glass Doors | Institutional | N |  |  |  |  | 0% |  |  |  | 0%
High R-Value Glass Doors | Lodging/Hospitality | N |  |  |  |  | 0% |  |  |  | 0%
High R-Value Glass Doors | Miscellaneous | N |  |  |  |  | 0% |  |  |  | 0%
High R-Value Glass Doors | Offices | N |  |  |  |  | 0% |  |  |  | 0%
High R-Value Glass Doors | Restaurants | N |  |  |  |  | 0% |  |  |  | 0%
High R-Value Glass Doors | Retail | N | X | 47.5% | 23.85% |  | 36.17% |  |  |  | 36.17%
High R-Value Glass Doors | Schools K-12 | N |  |  |  |  | 0% |  |  |  | 0%
High R-Value Glass Doors | Warehouse | N |  |  |  |  | 0% |  |  |  | 0%
Night Covers for Display Cases | Assembly | E |  |  |  |  | 0% |  |  |  | 0%
Night Covers for Display Cases | College and University | E |  |  |  |  | 0% |  |  |  | 0%
Night Covers for Display Cases | Grocery | E | X | 50% | 15.39% |  | 42.3% |  |  |  | 42.3%
Night Covers for Display Cases | Healthcare | E |  |  |  |  | 0% |  |  |  | 0%
Night Covers for Display Cases | Hospitals | E |  |  |  |  | 0% |  |  |  | 0%
Night Covers for Display Cases | Institutional | E |  |  |  |  | 0% |  |  |  | 0%
Night Covers for Display Cases | Lodging/Hospitality | E |  |  |  |  | 0% |  |  |  | 0%
Night Covers for Display Cases | Miscellaneous | E |  |  |  |  | 0% |  |  |  | 0%
Night Covers for Display Cases | Offices | E |  |  |  |  | 0% |  |  |  | 0%
Night Covers for Display Cases | Restaurants | E |  |  |  |  | 0% |  |  |  | 0%
Night Covers for Display Cases | Retail | E | X | 40% | 15.39% |  | 33.84% |  |  |  | 33.84%
Night Covers for Display Cases | Schools K-12 | E |  |  |  |  | 0% |  |  |  | 0%
Night Covers for Display Cases | Warehouse | E |  |  |  |  | 0% |  |  |  | 0%
Night Covers for Display Cases | Assembly | N |  |  |  |  | 0% |  |  |  | 0%
Night Covers for Display Cases | College and University | N |  |  |  |  | 0% |  |  |  | 0%
Night Covers for Display Cases | Grocery | N | X | 40% | 15.39% |  | 33.84% |  |  |  | 33.84%
Night Covers for Display Cases | Healthcare | N |  |  |  |  | 0% |  |  |  | 0%
Night Covers for Display Cases | Hospitals | N |  |  |  |  | 0% |  |  |  | 0%
Night Covers for Display Cases | Institutional | N |  |  |  |  | 0% |  |  |  | 0%
Night Covers for Display Cases | Lodging/Hospitality | N |  |  |  |  | 0% |  |  |  | 0%
Night Covers for Display Cases | Miscellaneous | N |  |  |  |  | 0% |  |  |  | 0%
Night Covers for Display Cases | Offices | N |  |  |  |  | 0% |  |  |  | 0%
Night Covers for Display Cases | Restaurants | N |  |  |  |  | 0% |  |  |  | 0%
Night Covers for Display Cases | Retail | N | X | 40% | 15.39% |  | 33.84% |  |  |  | 33.84%
Night Covers for Display Cases | Schools K-12 | N |  |  |  |  | 0% |  |  |  | 0%
Night Covers for Display Cases | Warehouse | N |  |  |  |  | 0% |  |  |  | 0%
Outside Air Economizer for Coolers | Assembly | E | X | 10% | 7.096% |  | 9.29% |  |  |  | 9.29%
Outside Air Economizer for Coolers | College and University | E | X | 9.444% | 5.437% |  | 8.931% |  |  |  | 8.931%
Outside Air Economizer for Coolers | Grocery | E | X | 9.444% | 10.41% |  | 8.461% |  |  |  | 8.461%
Outside Air Economizer for Coolers | Healthcare | E | X | 9.444% | 5.437% |  | 8.931% |  |  |  | 8.931%
Outside Air Economizer for Coolers | Hospitals | E | X | 9.444% | 5.437% |  | 8.931% |  |  |  | 8.931%
Outside Air Economizer for Coolers | Institutional | E | X | 10% | 7.096% |  | 9.29% |  |  |  | 9.29%
Outside Air Economizer for Coolers | Lodging/Hospitality | E | X | 9.444% | 5.437% |  | 8.931% |  |  |  | 8.931%
Outside Air Economizer for Coolers | Miscellaneous | E | X | 10% | 7.096% |  | 9.29% |  |  |  | 9.29%
Outside Air Economizer for Coolers | Offices | E | X | 10% | 7.096% |  | 9.29% |  |  |  | 9.29%
Outside Air Economizer for Coolers | Restaurants | E | X | 9.444% | 10.41% |  | 8.461% |  |  |  | 8.461%
Outside Air Economizer for Coolers | Retail | E | X | 9.444% | 5.437% |  | 8.931% |  |  |  | 8.931%
Outside Air Economizer for Coolers | Schools K-12 | E | X | 9.444% | 5.437% |  | 8.931% |  |  |  | 8.931%
Outside Air Economizer for Coolers | Warehouse | E | X | 10% | 7.096% |  | 9.29% |  |  |  | 9.29%
Outside Air Economizer for Coolers | Assembly | N | X | 10% | 7.096% |  | 9.29% |  |  |  | 9.29%
Outside Air Economizer for Coolers | College and University | N | X | 5% | 5.437% |  | 4.728% |  |  |  | 4.728%
Outside Air Economizer for Coolers | Grocery | N | X | 20% | 10.41% |  | 17.92% |  |  |  | 17.92%
Outside Air Economizer for Coolers | Healthcare | N | X | 5% | 5.437% |  | 4.728% |  |  |  | 4.728%
Outside Air Economizer for Coolers | Hospitals | N | X | 5% | 5.437% |  | 4.728% |  |  |  | 4.728%
Outside Air Economizer for Coolers | Institutional | N | X | 10% | 7.096% |  | 9.29% |  |  |  | 9.29%
Outside Air Economizer for Coolers | Lodging/Hospitality | N | X | 5% | 5.437% |  | 4.728% |  |  |  | 4.728%
Outside Air Economizer for Coolers | Miscellaneous | N | X | 10% | 7.096% |  | 9.29% |  |  |  | 9.29%
Outside Air Economizer for Coolers | Offices | N | X | 10% | 7.096% |  | 9.29% |  |  |  | 9.29%
Outside Air Economizer for Coolers | Restaurants | N | X | 20% | 10.41% |  | 17.92% |  |  |  | 17.92%
Outside Air Economizer for Coolers | Retail | N | X | 5% | 5.437% |  | 4.728% |  |  |  | 4.728%
Outside Air Economizer for Coolers | Schools K-12 | N | X | 5% | 5.437% |  | 4.728% |  |  |  | 4.728%
Outside Air Economizer for Coolers | Warehouse | N | X | 10% | 7.096% |  | 9.29% |  |  |  | 9.29%
PSC to ECM Evaporator Fan Motor (Reach-In) | Assembly | E | X | 23% | 25.35% |  | 17.17% |  |  |  | 17.17%
PSC to ECM Evaporator Fan Motor (Reach-In) | College and University | E | X | 23% | 25.35% |  | 17.17% |  |  |  | 17.17%
PSC to ECM Evaporator Fan Motor (Reach-In) | Grocery | E | X | 23% | 25.35% |  | 17.17% |  |  |  | 17.17%
PSC to ECM Evaporator Fan Motor (Reach-In) | Healthcare | E | X | 23% | 25.35% |  | 17.17% |  |  |  | 17.17%
PSC to ECM Evaporator Fan Motor (Reach-In) | Hospitals | E | X | 23% | 25.35% |  | 17.17% |  |  |  | 17.17%
PSC to ECM Evaporator Fan Motor (Reach-In) | Institutional | E |  |  |  |  | 0% |  |  |  | 0%
PSC to ECM Evaporator Fan Motor (Reach-In) | Lodging/Hospitality | E | X | 23% | 25.35% |  | 17.17% |  |  |  | 17.17%
PSC to ECM Evaporator Fan Motor (Reach-In) | Miscellaneous | E |  |  |  |  | 0% |  |  |  | 0%
PSC to ECM Evaporator Fan Motor (Reach-In) | Offices | E |  |  |  |  | 0% |  |  |  | 0%
PSC to ECM Evaporator Fan Motor (Reach-In) | Restaurants | E | X | 23% | 25.35% |  | 17.17% |  |  |  | 17.17%
PSC to ECM Evaporator Fan Motor (Reach-In) | Retail | E | X | 23% | 25.35% |  | 17.17% |  |  |  | 17.17%
PSC to ECM Evaporator Fan Motor (Reach-In) | Schools K-12 | E | X | 23% | 25.35% |  | 17.17% |  |  |  | 17.17%
PSC to ECM Evaporator Fan Motor (Reach-In) | Warehouse | E |  |  |  |  | 0% |  |  |  | 0%
PSC to ECM Evaporator Fan Motor (Reach-In) | Assembly | N | X | 92% | 25.35% |  | 68.68% |  |  |  | 68.68%
PSC to ECM Evaporator Fan Motor (Reach-In) | College and University | N | X | 92% | 25.35% |  | 68.68% |  |  |  | 68.68%
PSC to ECM Evaporator Fan Motor (Reach-In) | Grocery | N | X | 92% | 25.35% |  | 68.68% |  |  |  | 68.68%
PSC to ECM Evaporator Fan Motor (Reach-In) | Healthcare | N | X | 92% | 25.35% |  | 68.68% |  |  |  | 68.68%
PSC to ECM Evaporator Fan Motor (Reach-In) | Hospitals | N | X | 92% | 25.35% |  | 68.68% |  |  |  | 68.68%
PSC to ECM Evaporator Fan Motor (Reach-In) | Institutional | N |  |  |  |  | 0% |  |  |  | 0%
PSC to ECM Evaporator Fan Motor (Reach-In) | Lodging/Hospitality | N | X | 92% | 25.35% |  | 68.68% |  |  |  | 68.68%
PSC to ECM Evaporator Fan Motor (Reach-In) | Miscellaneous | N |  |  |  |  | 0% |  |  |  | 0%
PSC to ECM Evaporator Fan Motor (Reach-In) | Offices | N |  |  |  |  | 0% |  |  |  | 0%
PSC to ECM Evaporator Fan Motor (Reach-In) | Restaurants | N | X | 92% | 25.35% |  | 68.68% |  |  |  | 68.68%
PSC to ECM Evaporator Fan Motor (Reach-In) | Retail | N | X | 92% | 25.35% |  | 68.68% |  |  |  | 68.68%
PSC to ECM Evaporator Fan Motor (Reach-In) | Schools K-12 | N | X | 92% | 25.35% |  | 68.68% |  |  |  | 68.68%
PSC to ECM Evaporator Fan Motor (Reach-In) | Warehouse | N |  |  |  |  | 0% |  |  |  | 0%
PSC to ECM Evaporator Fan Motor (Walk-In, Refrigerator) | Assembly | E | X | 23% | 25.35% |  | 17.17% |  |  |  | 17.17%
PSC to ECM Evaporator Fan Motor (Walk-In, Refrigerator) | College and University | E | X | 23% | 25.35% |  | 17.17% |  |  |  | 17.17%
PSC to ECM Evaporator Fan Motor (Walk-In, Refrigerator) | Grocery | E | X | 23% | 25.35% |  | 17.17% |  |  |  | 17.17%
PSC to ECM Evaporator Fan Motor (Walk-In, Refrigerator) | Healthcare | E | X | 23% | 25.35% |  | 17.17% |  |  |  | 17.17%
PSC to ECM Evaporator Fan Motor (Walk-In, Refrigerator) | Hospitals | E | X | 23% | 25.35% |  | 17.17% |  |  |  | 17.17%
PSC to ECM Evaporator Fan Motor (Walk-In, Refrigerator) | Institutional | E |  |  |  |  | 0% |  |  |  | 0%
PSC to ECM Evaporator Fan Motor (Walk-In, Refrigerator) | Lodging/Hospitality | E | X | 23% | 25.35% |  | 17.17% |  |  |  | 17.17%
PSC to ECM Evaporator Fan Motor (Walk-In, Refrigerator) | Miscellaneous | E |  |  |  |  | 0% |  |  |  | 0%
PSC to ECM Evaporator Fan Motor (Walk-In, Refrigerator) | Offices | E |  |  |  |  | 0% |  |  |  | 0%
PSC to ECM Evaporator Fan Motor (Walk-In, Refrigerator) | Restaurants | E | X | 23% | 25.35% |  | 17.17% |  |  |  | 17.17%
PSC to ECM Evaporator Fan Motor (Walk-In, Refrigerator) | Retail | E | X | 23% | 25.35% |  | 17.17% |  |  |  | 17.17%
PSC to ECM Evaporator Fan Motor (Walk-In, Refrigerator) | Schools K-12 | E | X | 23% | 25.35% |  | 17.17% |  |  |  | 17.17%
PSC to ECM Evaporator Fan Motor (Walk-In, Refrigerator) | Warehouse | E |  |  |  |  | 0% |  |  |  | 0%
PSC to ECM Evaporator Fan Motor (Walk-In, Refrigerator) | Assembly | N | X | 92% | 25.35% |  | 68.68% |  |  |  | 68.68%
PSC to ECM Evaporator Fan Motor (Walk-In, Refrigerator) | College and University | N | X | 92% | 25.35% |  | 68.68% |  |  |  | 68.68%
PSC to ECM Evaporator Fan Motor (Walk-In, Refrigerator) | Grocery | N | X | 92% | 25.35% |  | 68.68% |  |  |  | 68.68%
PSC to ECM Evaporator Fan Motor (Walk-In, Refrigerator) | Healthcare | N | X | 92% | 25.35% |  | 68.68% |  |  |  | 68.68%
PSC to ECM Evaporator Fan Motor (Walk-In, Refrigerator) | Hospitals | N | X | 92% | 25.35% |  | 68.68% |  |  |  | 68.68%
PSC to ECM Evaporator Fan Motor (Walk-In, Refrigerator) | Institutional | N |  |  |  |  | 0% |  |  |  | 0%
PSC to ECM Evaporator Fan Motor (Walk-In, Refrigerator) | Lodging/Hospitality | N | X | 92% | 25.35% |  | 68.68% |  |  |  | 68.68%
PSC to ECM Evaporator Fan Motor (Walk-In, Refrigerator) | Miscellaneous | N |  |  |  |  | 0% |  |  |  | 0%
PSC to ECM Evaporator Fan Motor (Walk-In, Refrigerator) | Offices | N |  |  |  |  | 0% |  |  |  | 0%
PSC to ECM Evaporator Fan Motor (Walk-In, Refrigerator) | Restaurants | N | X | 92% | 25.35% |  | 68.68% |  |  |  | 68.68%
PSC to ECM Evaporator Fan Motor (Walk-In, Refrigerator) | Retail | N | X | 92% | 25.35% |  | 68.68% |  |  |  | 68.68%
PSC to ECM Evaporator Fan Motor (Walk-In, Refrigerator) | Schools K-12 | N | X | 92% | 25.35% |  | 68.68% |  |  |  | 68.68%
PSC to ECM Evaporator Fan Motor (Walk-In, Refrigerator) | Warehouse | N |  |  |  |  | 0% |  |  |  | 0%
Refrigerated Display Case Lighting Controls | Assembly | E |  |  |  |  | 0% |  |  |  | 0%
Refrigerated Display Case Lighting Controls | College and University | E |  |  |  |  | 0% |  |  |  | 0%
Refrigerated Display Case Lighting Controls | Grocery | E | X | 100% | 50% |  | 50% |  |  |  | 50%
Refrigerated Display Case Lighting Controls | Healthcare | E |  |  |  |  | 0% |  |  |  | 0%
Refrigerated Display Case Lighting Controls | Hospitals | E |  |  |  |  | 0% |  |  |  | 0%
Refrigerated Display Case Lighting Controls | Institutional | E |  |  |  |  | 0% |  |  |  | 0%
Refrigerated Display Case Lighting Controls | Lodging/Hospitality | E |  |  |  |  | 0% |  |  |  | 0%
Refrigerated Display Case Lighting Controls | Miscellaneous | E |  |  |  |  | 0% |  |  |  | 0%
Refrigerated Display Case Lighting Controls | Offices | E |  |  |  |  | 0% |  |  |  | 0%
Refrigerated Display Case Lighting Controls | Restaurants | E |  |  |  |  | 0% |  |  |  | 0%
Refrigerated Display Case Lighting Controls | Retail | E |  |  |  |  | 0% |  |  |  | 0%
Refrigerated Display Case Lighting Controls | Schools K-12 | E |  |  |  |  | 0% |  |  |  | 0%
Refrigerated Display Case Lighting Controls | Warehouse | E |  |  |  |  | 0% |  |  |  | 0%
Refrigerated Display Case Lighting Controls | Assembly | N |  |  |  |  | 0% |  |  |  | 0%
Refrigerated Display Case Lighting Controls | College and University | N |  |  |  |  | 0% |  |  |  | 0%
Refrigerated Display Case Lighting Controls | Grocery | N | X | 100% | 50% |  | 50% |  |  |  | 50%
Refrigerated Display Case Lighting Controls | Healthcare | N |  |  |  |  | 0% |  |  |  | 0%
Refrigerated Display Case Lighting Controls | Hospitals | N |  |  |  |  | 0% |  |  |  | 0%
Refrigerated Display Case Lighting Controls | Institutional | N |  |  |  |  | 0% |  |  |  | 0%
Refrigerated Display Case Lighting Controls | Lodging/Hospitality | N |  |  |  |  | 0% |  |  |  | 0%
Refrigerated Display Case Lighting Controls | Miscellaneous | N |  |  |  |  | 0% |  |  |  | 0%
Refrigerated Display Case Lighting Controls | Offices | N |  |  |  |  | 0% |  |  |  | 0%
Refrigerated Display Case Lighting Controls | Restaurants | N |  |  |  |  | 0% |  |  |  | 0%
Refrigerated Display Case Lighting Controls | Retail | N |  |  |  |  | 0% |  |  |  | 0%
Refrigerated Display Case Lighting Controls | Schools K-12 | N |  |  |  |  | 0% |  |  |  | 0%
Refrigerated Display Case Lighting Controls | Warehouse | N |  |  |  |  | 0% |  |  |  | 0%
Strip Curtains for Walk-ins | Assembly | E | X | 18.89% | 80.09% |  | 3.76% |  |  |  | 3.76%
Strip Curtains for Walk-ins | College and University | E | X | 18.89% | 80.09% |  | 3.76% |  |  |  | 3.76%
Strip Curtains for Walk-ins | Grocery | E | X | 100% | 80.09% |  | 19.91% |  |  |  | 19.91%
Strip Curtains for Walk-ins | Healthcare | E | X | 18.89% | 80.09% |  | 3.76% |  |  |  | 3.76%
Strip Curtains for Walk-ins | Hospitals | E | X | 18.89% | 80.09% |  | 3.76% |  |  |  | 3.76%
Strip Curtains for Walk-ins | Institutional | E |  |  |  |  | 0% |  |  |  | 0%
Strip Curtains for Walk-ins | Lodging/Hospitality | E | X | 18.89% | 80.09% |  | 3.76% |  |  |  | 3.76%
Strip Curtains for Walk-ins | Miscellaneous | E |  |  |  |  | 0% |  |  |  | 0%
Strip Curtains for Walk-ins | Offices | E |  |  |  |  | 0% |  |  |  | 0%
Strip Curtains for Walk-ins | Restaurants | E | X | 18.89% | 80.09% |  | 3.76% |  |  |  | 3.76%
Strip Curtains for Walk-ins | Retail | E | X | 18.89% | 80.09% |  | 3.76% |  |  |  | 3.76%
Strip Curtains for Walk-ins | Schools K-12 | E | X | 18.89% | 80.09% |  | 3.76% |  |  |  | 3.76%
Strip Curtains for Walk-ins | Warehouse | E |  |  |  |  | 0% |  |  |  | 0%
Strip Curtains for Walk-ins | Assembly | N | X | 18.89% | 80.09% |  | 3.76% |  |  |  | 3.76%
Strip Curtains for Walk-ins | College and University | N | X | 18.89% | 80.09% |  | 3.76% |  |  |  | 3.76%
Strip Curtains for Walk-ins | Grocery | N | X | 100% | 80.09% |  | 19.91% |  |  |  | 19.91%
Strip Curtains for Walk-ins | Healthcare | N | X | 18.89% | 80.09% |  | 3.76% |  |  |  | 3.76%
Strip Curtains for Walk-ins | Hospitals | N | X | 18.89% | 80.09% |  | 3.76% |  |  |  | 3.76%
Strip Curtains for Walk-ins | Institutional | N |  |  |  |  | 0% |  |  |  | 0%
Strip Curtains for Walk-ins | Lodging/Hospitality | N | X | 18.89% | 80.09% |  | 3.76% |  |  |  | 3.76%
Strip Curtains for Walk-ins | Miscellaneous | N |  |  |  |  | 0% |  |  |  | 0%
Strip Curtains for Walk-ins | Offices | N |  |  |  |  | 0% |  |  |  | 0%
Strip Curtains for Walk-ins | Restaurants | N | X | 18.89% | 80.09% |  | 3.76% |  |  |  | 3.76%
Strip Curtains for Walk-ins | Retail | N | X | 18.89% | 80.09% |  | 3.76% |  |  |  | 3.76%
Strip Curtains for Walk-ins | Schools K-12 | N | X | 18.89% | 80.09% |  | 3.76% |  |  |  | 3.76%
Strip Curtains for Walk-ins | Warehouse | N |  |  |  |  | 0% |  |  |  | 0%
CO Sensors for Parking Garage Exhaust | Assembly | E |  |  |  |  | 0% |  |  |  | 0%
CO Sensors for Parking Garage Exhaust | College and University | E | X | 75% | 20.37% |  | 59.72% |  |  |  | 59.72%
CO Sensors for Parking Garage Exhaust | Grocery | E |  |  |  |  | 0% |  |  |  | 0%
CO Sensors for Parking Garage Exhaust | Healthcare | E | X | 75% | 20.37% |  | 59.72% |  |  |  | 59.72%
CO Sensors for Parking Garage Exhaust | Hospitals | E | X | 75% | 20.37% |  | 59.72% |  |  |  | 59.72%
CO Sensors for Parking Garage Exhaust | Institutional | E | X | 75% | 20.37% |  | 59.72% |  |  |  | 59.72%
CO Sensors for Parking Garage Exhaust | Lodging/Hospitality | E |  |  |  |  | 0% |  |  |  | 0%
CO Sensors for Parking Garage Exhaust | Miscellaneous | E |  |  |  |  | 0% |  |  |  | 0%
CO Sensors for Parking Garage Exhaust | Offices | E | X | 75% | 20.37% |  | 59.72% |  |  |  | 59.72%
CO Sensors for Parking Garage Exhaust | Restaurants | E |  |  |  |  | 0% |  |  |  | 0%
CO Sensors for Parking Garage Exhaust | Retail | E | X | 75% | 20.37% |  | 59.72% |  |  |  | 59.72%
CO Sensors for Parking Garage Exhaust | Schools K-12 | E |  |  |  |  | 0% |  |  |  | 0%
CO Sensors for Parking Garage Exhaust | Warehouse | E |  |  |  |  | 0% |  |  |  | 0%
CO Sensors for Parking Garage Exhaust | Assembly | N |  |  |  |  | 0% |  |  |  | 0%
CO Sensors for Parking Garage Exhaust | College and University | N | X | 75% | 20.37% |  | 59.72% |  |  |  | 59.72%
CO Sensors for Parking Garage Exhaust | Grocery | N |  |  |  |  | 0% |  |  |  | 0%
CO Sensors for Parking Garage Exhaust | Healthcare | N | X | 75% | 20.37% |  | 59.72% |  |  |  | 59.72%
CO Sensors for Parking Garage Exhaust | Hospitals | N | X | 75% | 20.37% |  | 59.72% |  |  |  | 59.72%
CO Sensors for Parking Garage Exhaust | Institutional | N | X | 75% | 20.37% |  | 59.72% |  |  |  | 59.72%
CO Sensors for Parking Garage Exhaust | Lodging/Hospitality | N |  |  |  |  | 0% |  |  |  | 0%
CO Sensors for Parking Garage Exhaust | Miscellaneous | N |  |  |  |  | 0% |  |  |  | 0%
CO Sensors for Parking Garage Exhaust | Offices | N | X | 75% | 20.37% |  | 59.72% |  |  |  | 59.72%
CO Sensors for Parking Garage Exhaust | Restaurants | N |  |  |  |  | 0% |  |  |  | 0%
CO Sensors for Parking Garage Exhaust | Retail | N | X | 75% | 20.37% |  | 59.72% |  |  |  | 59.72%
CO Sensors for Parking Garage Exhaust | Schools K-12 | N |  |  |  |  | 0% |  |  |  | 0%
CO Sensors for Parking Garage Exhaust | Warehouse | N |  |  |  |  | 0% |  |  |  | 0%
Demand Controlled Ventilation | Assembly | E | X | 20% | 6.432% |  | 18.71% | 17 | 1 | 18.71% | 18.71%
Demand Controlled Ventilation | College and University | E | X | 25% | 6.432% |  | 23.39% | 17 | 1 | 23.39% | 23.39%
Demand Controlled Ventilation | Grocery | E | X | 25% | 6.432% |  | 23.39% | 17 | 1 | 23.39% | 23.39%
Demand Controlled Ventilation | Healthcare | E | X | 25% | 6.432% |  | 23.39% | 17 | 1 | 23.39% | 23.39%
Demand Controlled Ventilation | Hospitals | E | X | 25% | 6.432% |  | 23.39% | 17 | 1 | 23.39% | 23.39%
Demand Controlled Ventilation | Institutional | E | X | 25% | 6.432% |  | 23.39% | 17 | 1 | 23.39% | 23.39%
Demand Controlled Ventilation | Lodging/Hospitality | E | X | 25% | 6.432% |  | 23.39% | 17 | 1 | 23.39% | 23.39%
Demand Controlled Ventilation | Miscellaneous | E | X | 25% | 6.432% |  | 23.39% | 17 | 1 | 23.39% | 23.39%
Demand Controlled Ventilation | Offices | E | X | 25% | 6.432% |  | 23.39% | 17 | 1 | 23.39% | 23.39%
Demand Controlled Ventilation | Restaurants | E | X | 25% | 6.432% |  | 23.39% | 17 | 1 | 23.39% | 23.39%
Demand Controlled Ventilation | Retail | E | X | 25% | 6.432% |  | 23.39% | 17 | 1 | 23.39% | 23.39%
Demand Controlled Ventilation | Schools K-12 | E | X | 25% | 6.432% |  | 23.39% | 17 | 1 | 23.39% | 23.39%
Demand Controlled Ventilation | Warehouse | E | X | 25% | 6.432% |  | 23.39% | 17 | 1 | 23.39% | 23.39%
Demand Controlled Ventilation | Assembly | N | X | 18.75% | 6.432% |  | 17.54% | 17 | 1 | 17.54% | 17.54%
Demand Controlled Ventilation | College and University | N | X | 25% | 6.432% |  | 23.39% | 17 | 1 | 23.39% | 23.39%
Demand Controlled Ventilation | Grocery | N | X | 25% | 6.432% |  | 23.39% | 17 | 1 | 23.39% | 23.39%
Demand Controlled Ventilation | Healthcare | N | X | 25% | 6.432% |  | 23.39% | 17 | 1 | 23.39% | 23.39%
Demand Controlled Ventilation | Hospitals | N | X | 18.75% | 6.432% |  | 17.54% | 17 | 1 | 17.54% | 17.54%
Demand Controlled Ventilation | Institutional | N | X | 18.75% | 6.432% |  | 17.54% | 17 | 1 | 17.54% | 17.54%
Demand Controlled Ventilation | Lodging/Hospitality | N | X | 25% | 6.432% |  | 23.39% | 17 | 1 | 23.39% | 23.39%
Demand Controlled Ventilation | Miscellaneous | N | X | 25% | 6.432% |  | 23.39% | 17 | 1 | 23.39% | 23.39%
Demand Controlled Ventilation | Offices | N | X | 18.75% | 6.432% |  | 17.54% | 17 | 1 | 17.54% | 17.54%
Demand Controlled Ventilation | Restaurants | N | X | 25% | 6.432% |  | 23.39% | 17 | 1 | 23.39% | 23.39%
Demand Controlled Ventilation | Retail | N | X | 25% | 6.432% |  | 23.39% | 17 | 1 | 23.39% | 23.39%
Demand Controlled Ventilation | Schools K-12 | N | X | 25% | 6.432% |  | 23.39% | 17 | 1 | 23.39% | 23.39%
Demand Controlled Ventilation | Warehouse | N | X | 25% | 6.432% |  | 23.39% | 17 | 1 | 23.39% | 23.39%
VAV System | Assembly | E |  |  |  |  | 0% | 17 | 2 | 0% | 0%
VAV System | College and University | E | X | 19% | 25.35% |  | 14.18% | 17 | 2 | 14.18% | 14.18%
VAV System | Grocery | E |  |  |  |  | 0% | 17 | 2 | 0% | 0%
VAV System | Healthcare | E | X | 19% | 25.35% |  | 14.18% | 17 | 2 | 14.18% | 14.18%
VAV System | Hospitals | E | X | 14.25% | 25.35% |  | 10.64% | 17 | 2 | 10.64% | 10.64%
VAV System | Institutional | E | X | 14.25% | 25.35% |  | 10.64% | 17 | 2 | 10.64% | 10.64%
VAV System | Lodging/Hospitality | E |  |  |  |  | 0% | 17 | 2 | 0% | 0%
VAV System | Miscellaneous | E |  |  |  |  | 0% | 17 | 2 | 0% | 0%
VAV System | Offices | E | X | 14.25% | 25.35% |  | 10.64% | 17 | 2 | 10.64% | 10.64%
VAV System | Restaurants | E |  |  |  |  | 0% | 17 | 2 | 0% | 0%
VAV System | Retail | E |  |  |  |  | 0% | 17 | 2 | 0% | 0%
VAV System | Schools K-12 | E | X | 19% | 25.35% |  | 14.18% | 17 | 2 | 14.18% | 14.18%
VAV System | Warehouse | E |  |  |  |  | 0% | 17 | 2 | 0% | 0%
VAV System | Assembly | N |  |  |  |  | 0% | 17 | 2 | 0% | 0%
VAV System | College and University | N | X | 19% | 25.35% |  | 14.18% | 17 | 2 | 14.18% | 14.18%
VAV System | Grocery | N |  |  |  |  | 0% | 17 | 2 | 0% | 0%
VAV System | Healthcare | N | X | 19% | 25.35% |  | 14.18% | 17 | 2 | 14.18% | 14.18%
VAV System | Hospitals | N | X | 21.38% | 25.35% |  | 15.96% | 17 | 2 | 15.96% | 15.96%
VAV System | Institutional | N | X | 21.38% | 25.35% |  | 15.96% | 17 | 2 | 15.96% | 15.96%
VAV System | Lodging/Hospitality | N |  |  |  |  | 0% | 17 | 2 | 0% | 0%
VAV System | Miscellaneous | N |  |  |  |  | 0% | 17 | 2 | 0% | 0%
VAV System | Offices | N | X | 21.38% | 25.35% |  | 15.96% | 17 | 2 | 15.96% | 15.96%
VAV System | Restaurants | N |  |  |  |  | 0% | 17 | 2 | 0% | 0%
VAV System | Retail | N |  |  |  |  | 0% | 17 | 2 | 0% | 0%
VAV System | Schools K-12 | N | X | 19% | 25.35% |  | 14.18% | 17 | 2 | 14.18% | 14.18%
VAV System | Warehouse | N |  |  |  |  | 0% | 17 | 2 | 0% | 0%
Retro-Commissioning | Assembly | E | X | 55.23% | 60.18% |  | 21.99% |  |  |  | 21.99%
Retro-Commissioning | College and University | E | X | 55.23% | 60.18% |  | 21.99% |  |  |  | 21.99%
Retro-Commissioning | Grocery | E | X | 55.23% | 60.18% |  | 21.99% |  |  |  | 21.99%
Retro-Commissioning | Healthcare | E | X | 55.23% | 60.18% |  | 21.99% |  |  |  | 21.99%
Retro-Commissioning | Hospitals | E | X | 55.23% | 60.18% |  | 21.99% |  |  |  | 21.99%
Retro-Commissioning | Institutional | E | X | 55.23% | 60.18% |  | 21.99% |  |  |  | 21.99%
Retro-Commissioning | Lodging/Hospitality | E | X | 55.23% | 60.18% |  | 21.99% |  |  |  | 21.99%
Retro-Commissioning | Miscellaneous | E | X | 55.23% | 60.18% |  | 21.99% |  |  |  | 21.99%
Retro-Commissioning | Offices | E | X | 55.23% | 60.18% |  | 21.99% |  |  |  | 21.99%
Retro-Commissioning | Restaurants | E | X | 55.23% | 60.18% |  | 21.99% |  |  |  | 21.99%
Retro-Commissioning | Retail | E | X | 55.23% | 60.18% |  | 21.99% |  |  |  | 21.99%
Retro-Commissioning | Schools K-12 | E | X | 55.23% | 60.18% |  | 21.99% |  |  |  | 21.99%
Retro-Commissioning | Warehouse | E | X | 55.23% | 60.18% |  | 21.99% |  |  |  | 21.99%
Retro-Commissioning | Assembly | N |  |  |  |  | 0% |  |  |  | 0%
Retro-Commissioning | College and University | N |  |  |  |  | 0% |  |  |  | 0%
Retro-Commissioning | Grocery | N |  |  |  |  | 0% |  |  |  | 0%
Retro-Commissioning | Healthcare | N |  |  |  |  | 0% |  |  |  | 0%
Retro-Commissioning | Hospitals | N |  |  |  |  | 0% |  |  |  | 0%
Retro-Commissioning | Institutional | N |  |  |  |  | 0% |  |  |  | 0%
Retro-Commissioning | Lodging/Hospitality | N |  |  |  |  | 0% |  |  |  | 0%
Retro-Commissioning | Miscellaneous | N |  |  |  |  | 0% |  |  |  | 0%
Retro-Commissioning | Offices | N |  |  |  |  | 0% |  |  |  | 0%
Retro-Commissioning | Restaurants | N |  |  |  |  | 0% |  |  |  | 0%
Retro-Commissioning | Retail | N |  |  |  |  | 0% |  |  |  | 0%
Retro-Commissioning | Schools K-12 | N |  |  |  |  | 0% |  |  |  | 0%
Retro-Commissioning | Warehouse | N |  |  |  |  | 0% |  |  |  | 0%
Note on E1406: Zhu, Wenjia: manually updated for assembly and lodging