Manufactured Home_Existing_Thermostatic Shower Restriction Valve_TRC | Ach | Manufactured Home | Domestic Hot Water | Heat pump water heater | TRC | Existing | NE571 | Thermostatic Shower Restriction Valve | Thermostatic Shower Restriction Valve | NonEquip | 10 |  | 36% | average_misc_existing | 2.95% | 0.52791 | 0.5374 | 0.53876 | 0.53943 | 0.54059 | 0.5424 | 0.54451 | 0.54699 | 0.55016 | 0.55313 | 0.52791 | 1.0653 | 1.6041 | 2.1435 | 2.6841 | 3.2265 | 3.771 | 4.318 | 4.8682 | 5.4213 | 4.7549e-05 | 9.5954e-05 | 0.00014448 | 0.00019307 | 0.00024176 | 0.00029061 | 0.00033966 | 0.00038893 | 0.00043848 | 0.0004883 | 0.00010235 | 0.00020655 | 0.00031101 | 0.0004156 | 0.00052041 | 0.00062557 | 0.00073115 | 0.0008372 | 0.00094387 | 0.0010511
Manufactured Home_New_Thermostatic Shower Restriction Valve_TRC | Ach | Manufactured Home | Domestic Hot Water | Conventional Tank | TRC | New | NN574 | Thermostatic Shower Restriction Valve | Thermostatic Shower Restriction Valve | NonEquip | 10 |  | 16% | average_misc | 2.95% | 118.8843 | 125.0626 | 137.5928 | 154.7909 | 161.7828 | 150.7742 | 139.4737 | 136.0749 | 133.3301 | 130.0299 | 118.8843 | 243.9469 | 381.5397 | 536.3305 | 698.1133 | 848.8875 | 988.3613 | 1124.4362 | 1257.7662 | 1387.7961 | 0.010708 | 0.021973 | 0.034366 | 0.048308 | 0.06288 | 0.07646 | 0.089023 | 0.10128 | 0.11329 | 0.125 | 0.02305 | 0.047298 | 0.073975 | 0.10399 | 0.13535 | 0.16459 | 0.19163 | 0.21801 | 0.24386 | 0.26907
Manufactured Home_Existing_Water Heater Blanket_TRC | Ach | Manufactured Home | Domestic Hot Water | Conventional Tank | TRC | Existing | NE577 | Water Heater Blanket | Water Heater Blanket | NonEquip | 7 |  | 9.142% | dhw blanket_existing | 10.78% | 103.176 | 152.4913 | 224.8165 | 324.1407 | 464.699 | 647.3284 | 886.1526 | 1168.654 | 1455.5145 | 1694.1819 | 103.176 | 255.6672 | 480.4837 | 804.6244 | 1269.3235 | 1916.6519 | 2802.8045 | 3971.4585 | 5426.973 | 7121.1549 | 0.0092931 | 0.023028 | 0.043278 | 0.072473 | 0.11433 | 0.17263 | 0.25245 | 0.35771 | 0.48881 | 0.64141 | 0.020004 | 0.04957 | 0.093159 | 0.15601 | 0.2461 | 0.37161 | 0.54343 | 0.77001 | 1.0522 | 1.3807
Manufactured Home_Existing_Thermostatic Shower Restriction Valve_TRC | Ach | Manufactured Home | Domestic Hot Water | Conventional Tank | TRC | Existing | NE571 | Thermostatic Shower Restriction Valve | Thermostatic Shower Restriction Valve | NonEquip | 10 |  | 36% | average_misc_existing | 2.95% | 1233.7825 | 1233.5419 | 1236.6478 | 1238.1947 | 1240.859 | 1245.0205 | 1249.8613 | 1255.5496 | 1262.8307 | 1269.6436 | 1233.7825 | 2467.3244 | 3703.9722 | 4942.1669 | 6183.0259 | 7428.0464 | 8677.9077 | 9933.4572 | 11196.288 | 12465.9316 | 0.11113 | 0.22223 | 0.33362 | 0.44515 | 0.55691 | 0.66905 | 0.78163 | 0.89472 | 1.0085 | 1.1228 | 0.23921 | 0.47838 | 0.71815 | 0.95822 | 1.1988 | 1.4402 | 1.6825 | 1.926 | 2.1708 | 2.417
Manufactured Home_New_Ceiling Insulation(R2 to R38)_TRC | Ach | Manufactured Home | Space Heating | Central forced air | TRC | New | NN640 | Ceiling Insulation(R2 to R38) | Ceiling Insulation(R2 to R38) | NonEquip | 20 |  | 0% | shell | 48.55% | 0 | 0 | 0 | 0 | 0 | 0 | 0 | 0 | 0 | 0 | 0 | 0 | 0 | 0 | 0 | 0 | 0 | 0 | 0 | 0 | 0 | 0 | 0 | 0 | 0 | 0 | 0 | 0 | 0 | 0 | 0 | 0 | 0 | 0 | 0 | 0 | 0 | 0 | 0 | 0
Manufactured Home_Existing_Heat Pump Tune Up_TRC | Ach | Manufactured Home | Space Heating | Central forced air | TRC | Existing | NE745 | Heat Pump Tune Up | Heat Pump Tune Up | NonEquip | 2 | Heat pump-heating | 0% | CACII_hvac_maint_existing | 5% | 0 | 0 | 0 | 0 | 0 | 0 | 0 | 0 | 0 | 0 | 0 | 0 | 0 | 0 | 0 | 0 | 0 | 0 | 0 | 0 | 0 | 0 | 0 | 0 | 0 | 0 | 0 | 0 | 0 | 0 | 0 | 0 | 0 | 0 | 0 | 0 | 0 | 0 | 0 | 0
Manufactured Home_Existing_Duct Repair_TRC | Ach | Manufactured Home | Space Heating | Central forced air | TRC | Existing | NE685 | Duct Repair | Duct Repair | NonEquip | 11 |  | 65% | CACI_duct_existing | 12% | 20424.5115 | 20420.5289 | 20471.9444 | 20497.5531 | 20541.6587 | 20610.5506 | 20690.6856 | 20784.852 | 20905.3873 | 21018.1709 | 20424.5115 | 40845.0404 | 61316.9848 | 81814.5379 | 102356.1966 | 122966.7472 | 143657.4328 | 164442.2848 | 185347.6721 | 206365.8429 | 0 | 0 | 0 | 0 | 0 | 0 | 0 | 0 | 0 | 0 | 18.1878 | 36.372 | 54.602 | 72.8548 | 91.1469 | 109.5003 | 127.9251 | 146.4337 | 165.0497 | 183.7661
Manufactured Home_Existing_Ceiling Insulation(R2 to R38)_TRC | Ach | Manufactured Home | Space Heating | Central forced air | TRC | Existing | NE637 | Ceiling Insulation(R2 to R38) | Ceiling Insulation(R2 to R38) | NonEquip | 20 |  | 16.25% | shell_existing | 48.55% | 6340.4461 | 8975.1566 | 12613.0686 | 17417.4194 | 23571.4317 | 31011.6778 | 39177.4825 | 46910.9107 | 52364.8033 | 53479.546 | 6340.4461 | 15315.6027 | 27928.6713 | 45346.0908 | 68917.5225 | 99929.2003 | 139106.6828 | 186017.5935 | 238382.3969 | 291861.9428 | 0 | 0 | 0 | 0 | 0 | 0 | 0 | 0 | 0 | 0 | 6.1473 | 14.8489 | 27.0777 | 43.9644 | 66.8176 | 96.8844 | 134.8681 | 180.3497 | 231.1189 | 282.9689
Manufactured Home_Existing_Air Sealing-Infiltration Control_TRC | Ach | Manufactured Home | Space Heating | Central forced air | TRC | Existing | NE607 | Air Sealing-Infiltration Control | Air Sealing-Infiltration Control | NonEquip | 11 |  | 52% | shell_existing | 9% | 3971.7351 | 5621.4276 | 7898.5778 | 10904.6265 | 14753.1238 | 19402.9852 | 24502.5504 | 29328.5797 | 32730.2365 | 33425.6763 | 3971.7351 | 9593.1627 | 17491.7405 | 28396.367 | 43149.4908 | 62552.476 | 87055.0264 | 116383.6061 | 149113.8426 | 182539.5189 | 0 | 0 | 0 | 0 | 0 | 0 | 0 | 0 | 0 | 0 | 3.5368 | 8.5426 | 15.5762 | 25.2866 | 38.4241 | 55.7022 | 77.5214 | 103.6381 | 132.784 | 162.5491
Manufactured Home_New_Ceiling Insulation(R2 to R38)_TRC | Ach | Manufactured Home | Space Cooling | CAC | TRC | New | NN646 | Ceiling Insulation(R2 to R38) | Ceiling Insulation(R2 to R38) | NonEquip | 20 |  | 0% | shell | 25.25% | 0 | 0 | 0 | 0 | 0 | 0 | 0 | 0 | 0 | 0 | 0 | 0 | 0 | 0 | 0 | 0 | 0 | 0 | 0 | 0 | 0 | 0 | 0 | 0 | 0 | 0 | 0 | 0 | 0 | 0 | 0 | 0 | 0 | 0 | 0 | 0 | 0 | 0 | 0 | 0
Manufactured Home_Existing_Heat Pump Tune Up_TRC | Ach | Manufactured Home | Space Cooling | CAC | TRC | Existing | NE751 | Heat Pump Tune Up | Heat Pump Tune Up | NonEquip | 2 | Heat pump-cooling | 0% | CACII_hvac_maint_existing | 5% | 0 | 0 | 0 | 0 | 0 | 0 | 0 | 0 | 0 | 0 | 0 | 0 | 0 | 0 | 0 | 0 | 0 | 0 | 0 | 0 | 0 | 0 | 0 | 0 | 0 | 0 | 0 | 0 | 0 | 0 | 0 | 0 | 0 | 0 | 0 | 0 | 0 | 0 | 0 | 0
Manufactured Home_Existing_Duct Repair_TRC | Ach | Manufactured Home | Space Cooling | CAC | TRC | Existing | NE679 | Duct Repair | Duct Repair | NonEquip | 11 |  | 65% | CACI_duct_existing | 12% | 43822.1868 | 43813.6417 | 43923.9573 | 43978.9025 | 44073.534 | 44221.3464 | 44393.2814 | 44595.3219 | 44853.9386 | 45095.9235 | 43822.1868 | 87635.8285 | 131559.7859 | 175538.6884 | 219612.2224 | 263833.5688 | 308226.8503 | 352822.1722 | 397676.1108 | 442772.0343 | 27.0532 | 54.1012 | 81.2173 | 108.3673 | 135.5757 | 162.8753 | 190.2811 | 217.8117 | 245.5018 | 273.3414 | 0 | 0 | 0 | 0 | 0 | 0 | 0 | 0 | 0 | 0
Manufactured Home_Existing_Ceiling Insulation(R2 to R38)_TRC | Ach | Manufactured Home | Space Cooling | CAC | TRC | Existing | NE643 | Ceiling Insulation(R2 to R38) | Ceiling Insulation(R2 to R38) | NonEquip | 20 |  | 16.25% | shell_existing | 25.25% | 7075.859 | 10016.1631 | 14076.0277 | 19437.6234 | 26305.4245 | 34608.6467 | 43721.5831 | 52351.9928 | 58438.4691 | 59682.508 | 7075.859 | 17092.0221 | 31168.0498 | 50605.6732 | 76911.0977 | 111519.7444 | 155241.3275 | 207593.3203 | 266031.7894 | 325714.2974 | 3.3796 | 8.1635 | 14.8866 | 24.1704 | 36.7345 | 53.2643 | 74.1467 | 99.1512 | 127.0627 | 155.5685 | 0 | 0 | 0 | 0 | 0 | 0 | 0 | 0 | 0 | 0
Manufactured Home_Existing_Air Sealing-Infiltration Control_TRC | Ach | Manufactured Home | Space Cooling | CAC | TRC | Existing | NE601 | Air Sealing-Infiltration Control | Air Sealing-Infiltration Control | NonEquip | 11 |  | 52% | shell_existing | 9% | 8522.8944 | 12063.693 | 16951.9337 | 23406.1347 | 31671.221 | 41660.4231 | 52619.5772 | 62994.5245 | 70309.2658 | 71804.5352 | 8522.8944 | 20586.5874 | 37538.5211 | 60944.6558 | 92615.8768 | 134276.2999 | 186895.8771 | 249890.4016 | 320199.6675 | 392004.2026 | 5.2615 | 12.7089 | 23.1741 | 37.6236 | 57.1756 | 82.8943 | 115.3785 | 154.2676 | 197.6724 | 242.0003 | 0 | 0 | 0 | 0 | 0 | 0 | 0 | 0 | 0 | 0
Manufactured Home_New_Ceiling Insulation(R2 to R38)_TRC | Ach | Manufactured Home | Space Heating | Baseboards | TRC | New | NN640 | Ceiling Insulation(R2 to R38) | Ceiling Insulation(R2 to R38) | NonEquip | 20 |  | 0% | shell | 48.55% | 0 | 0 | 0 | 0 | 0 | 0 | 0 | 0 | 0 | 0 | 0 | 0 | 0 | 0 | 0 | 0 | 0 | 0 | 0 | 0 | 0 | 0 | 0 | 0 | 0 | 0 | 0 | 0 | 0 | 0 | 0 | 0 | 0 | 0 | 0 | 0 | 0 | 0 | 0 | 0
Manufactured Home_Existing_Heat Pump Tune Up_TRC | Ach | Manufactured Home | Space Heating | Baseboards | TRC | Existing | NE745 | Heat Pump Tune Up | Heat Pump Tune Up | NonEquip | 2 | Heat pump-heating | 0% | CACII_hvac_maint_existing | 5% | 0 | 0 | 0 | 0 | 0 | 0 | 0 | 0 | 0 | 0 | 0 | 0 | 0 | 0 | 0 | 0 | 0 | 0 | 0 | 0 | 0 | 0 | 0 | 0 | 0 | 0 | 0 | 0 | 0 | 0 | 0 | 0 | 0 | 0 | 0 | 0 | 0 | 0 | 0 | 0
Manufactured Home_Existing_Duct Repair_TRC | Ach | Manufactured Home | Space Heating | Baseboards | TRC | Existing | NE685 | Duct Repair | Duct Repair | NonEquip | 11 |  | 65% | CACI_duct_existing | 12% | 0 | 0 | 0 | 0 | 0 | 0 | 0 | 0 | 0 | 0 | 0 | 0 | 0 | 0 | 0 | 0 | 0 | 0 | 0 | 0 | 0 | 0 | 0 | 0 | 0 | 0 | 0 | 0 | 0 | 0 | 0 | 0 | 0 | 0 | 0 | 0 | 0 | 0 | 0 | 0
Manufactured Home_Existing_Ceiling Insulation(R2 to R38)_TRC | Ach | Manufactured Home | Space Heating | Baseboards | TRC | Existing | NE637 | Ceiling Insulation(R2 to R38) | Ceiling Insulation(R2 to R38) | NonEquip | 20 |  | 16.25% | shell_existing | 48.55% | 0 | 0 | 0 | 0 | 0 | 0 | 0 | 0 | 0 | 0 | 0 | 0 | 0 | 0 | 0 | 0 | 0 | 0 | 0 | 0 | 0 | 0 | 0 | 0 | 0 | 0 | 0 | 0 | 0 | 0 | 0 | 0 | 0 | 0 | 0 | 0 | 0 | 0 | 0 | 0
Manufactured Home_Existing_Air Sealing-Infiltration Control_TRC | Ach | Manufactured Home | Space Heating | Baseboards | TRC | Existing | NE607 | Air Sealing-Infiltration Control | Air Sealing-Infiltration Control | NonEquip | 11 |  | 52% | shell_existing | 9% | 0 | 0 | 0 | 0 | 0 | 0 | 0 | 0 | 0 | 0 | 0 | 0 | 0 | 0 | 0 | 0 | 0 | 0 | 0 | 0 | 0 | 0 | 0 | 0 | 0 | 0 | 0 | 0 | 0 | 0 | 0 | 0 | 0 | 0 | 0 | 0 | 0 | 0 | 0 | 0

## Gulf_Ach_COM_TRC
| Scenario | Segment | EndUse | EquipType | CE Test | Vintage | Measure Code | Name | Description | Type | Measure Life | Competition Group | Applicability | Adoption Curve | Energy Savings % | 2020 | 2021 | 2022 | 2023 | 2024 | 2025 | 2026 | 2027 | 2028 | 2029 | Cumulative2020 | Cumulative2021 | Cumulative2022 | Cumulative2023 | Cumulative2024 | Cumulative2025 | Cumulative2026 | Cumulative2027 | Cumulative2028 | Cumulative2029 | CumulativeSD2020 | CumulativeSD2021 | CumulativeSD2022 | CumulativeSD2023 | CumulativeSD2024 | CumulativeSD2025 | CumulativeSD2026 | CumulativeSD2027 | CumulativeSD2028 | CumulativeSD2029 | CumulativeWD2020 | CumulativeWD2021 | CumulativeWD2022 | CumulativeWD2023 | CumulativeWD2024 | CumulativeWD2025 | CumulativeWD2026 | CumulativeWD2027 | CumulativeWD2028 | CumulativeWD2029
Assembly_New_Retro-Commissioning_TRC | Ach | Assembly | Refrigeration | Walk-in cooler | TRC | New | NN5313 | Retro-Commissioning | Retro-Commissioning | NonEquip | 5 |  | 0% | Custom_improvement | 16% | 0 | 0 | 0 | 0 | 0 | 0 | 0 | 0 | 0 | 0 | 0 | 0 | 0 | 0 | 0 | 0 | 0 | 0 | 0 | 0 | 0 | 0 | 0 | 0 | 0 | 0 | 0 | 0 | 0 | 0 | 0 | 0 | 0 | 0 | 0 | 0 | 0 | 0 | 0 | 0
Assembly_New_Strip Curtains for Walk-ins_TRC | Ach | Assembly | Refrigeration | Walk-in cooler | TRC | New | NN4897 | Strip Curtains for Walk-ins | Strip Curtains for Walk-ins | NonEquip | 4 | Walk-in cooler | 3.76% | Prescriptive_refrigeration control | 2.115% | 0.0092905 | 0.019129 | 0.039228 | 0.075117 | 0.13468 | 0.18677 | 0.23748 | 0.26893 | 0.25262 | 0.19286 | 0.0092905 | 0.028419 | 0.067647 | 0.14276 | 0.27745 | 0.46422 | 0.70169 | 0.97062 | 1.2232 | 1.4161 | 1.3432e-06 | 4.1088e-06 | 9.7803e-06 | 2.0641e-05 | 4.0113e-05 | 6.7115e-05 | 0.00010145 | 0.00014033 | 0.00017685 | 0.00020474 | 3.6993e-07 | 1.1316e-06 | 2.6936e-06 | 5.6847e-06 | 1.1048e-05 | 1.8484e-05 | 2.794e-05 | 3.8649e-05 | 4.8708e-05 | 5.6387e-05
Assembly_New_PSC to ECM Evaporator Fan Motor (Walk-In, Refrigerator)_TRC | Ach | Assembly | Refrigeration | Walk-in cooler | TRC | New | NN4845 | PSC to ECM Evaporator Fan Motor (Walk-In, Refrigerator) | PSC to ECM Evaporator Fan Motor (Walk-In, Refrigerator) | NonEquip | 15 | Walk-in cooler | 68.68% | Prescriptive_ECM | 37.5% | 6.181 | 12.7124 | 25.9619 | 49.4759 | 87.9675 | 120.4468 | 150.1723 | 165.3365 | 149.6066 | 109.3379 | 6.181 | 18.8934 | 44.8553 | 94.3313 | 182.2988 | 302.7456 | 452.9179 | 618.2543 | 767.8609 | 877.1988 | 0.00086029 | 0.0026296 | 0.0062431 | 0.013129 | 0.025373 | 0.042137 | 0.063038 | 0.08605 | 0.10687 | 0.12209 | 7.8809e-05 | 0.0002409 | 0.00057192 | 0.0012027 | 0.0023244 | 0.0038601 | 0.0057748 | 0.0078829 | 0.0097904 | 0.011185
Assembly_New_PSC to ECM Evaporator Fan Motor (Reach-In)_TRC | Ach | Assembly | Refrigeration | Walk-in cooler | TRC | New | NN4819 | PSC to ECM Evaporator Fan Motor (Reach-In) | PSC to ECM Evaporator Fan Motor (Reach-In) | NonEquip | 15 | Display cases | 0% | Prescriptive_ECM | 37.5% | 0 | 0 | 0 | 0 | 0 | 0 | 0 | 0 | 0 | 0 | 0 | 0 | 0 | 0 | 0 | 0 | 0 | 0 | 0 | 0 | 0 | 0 | 0 | 0 | 0 | 0 | 0 | 0 | 0 | 0 | 0 | 0 | 0 | 0 | 0 | 0 | 0 | 0 | 0 | 0
Assembly_Existing_Retro-Commissioning_TRC | Ach | Assembly | Refrigeration | Walk-in cooler | TRC | Existing | NE5300 | Retro-Commissioning | Retro-Commissioning | NonEquip | 5 |  | 21.99% | Custom_improvement_existing | 16% | 9.3419 | 9.4201 | 9.5435 | 9.7223 | 9.9375 | 10.1487 | 10.3625 | 10.5688 | 10.7746 | 10.9721 | 9.3419 | 18.762 | 28.3055 | 38.0278 | 47.9653 | 58.114 | 68.4765 | 79.0453 | 89.8198 | 100.7919 | 0.0015618 | 0.0031367 | 0.0047322 | 0.0063576 | 0.0080189 | 0.0097156 | 0.011448 | 0.013215 | 0.015016 | 0.016851 | 0.0048422 | 0.0097249 | 0.014672 | 0.019711 | 0.024862 | 0.030122 | 0.035493 | 0.040972 | 0.046556 | 0.052243
Assembly_Existing_Strip Curtains for Walk-ins_TRC | Ach | Assembly | Refrigeration | Walk-in cooler | TRC | Existing | NE4884 | Strip Curtains for Walk-ins | Strip Curtains for Walk-ins | NonEquip | 4 | Walk-in cooler | 3.76% | Prescriptive_refrigeration control_existing | 2.115% | 0.1288 | 0.20676 | 0.32943 | 0.51571 | 0.78186 | 1.1197 | 1.4714 | 1.6989 | 1.6394 | 1.2601 | 0.1288 | 0.33556 | 0.66498 | 1.1807 | 1.9626 | 3.0823 | 4.5537 | 6.2525 | 7.892 | 9.152 | 1.8622e-05 | 4.8514e-05 | 9.6142e-05 | 0.0001707 | 0.00028374 | 0.00044563 | 0.00065836 | 0.00090398 | 0.001141 | 0.0013232 | 5.1287e-06 | 1.3361e-05 | 2.6479e-05 | 4.7014e-05 | 7.8146e-05 | 0.00012273 | 0.00018132 | 0.00024897 | 0.00031425 | 0.00036442
Assembly_Existing_PSC to ECM Evaporator Fan Motor (Walk-In, Refrigerator)_TRC | Ach | Assembly | Refrigeration | Walk-in cooler | TRC | Existing | NE4832 | PSC to ECM Evaporator Fan Motor (Walk-In, Refrigerator) | PSC to ECM Evaporator Fan Motor (Walk-In, Refrigerator) | NonEquip | 15 | Walk-in cooler | 17.17% | Prescriptive_ECM_existing | 37.5% | 17.1389 | 27.482 | 43.608 | 67.9421 | 102.151 | 144.4573 | 186.1444 | 208.9653 | 194.2401 | 142.9077 | 17.1389 | 44.6209 | 88.2289 | 156.171 | 258.322 | 402.7793 | 588.9237 | 797.889 | 992.1291 | 1135.0367 | 0.0023854 | 0.0062105 | 0.01228 | 0.021736 | 0.035954 | 0.05606 | 0.081968 | 0.11105 | 0.13809 | 0.15798 | 0.00021853 | 0.00056893 | 0.0011249 | 0.0019912 | 0.0032937 | 0.0051355 | 0.0075089 | 0.010173 | 0.01265 | 0.014472
Assembly_Existing_PSC to ECM Evaporator Fan Motor (Reach-In)_TRC | Ach | Assembly | Refrigeration | Walk-in cooler | TRC | Existing | NE4806 | PSC to ECM Evaporator Fan Motor (Reach-In) | PSC to ECM Evaporator Fan Motor (Reach-In) | NonEquip | 15 | Display cases | 0% | Prescriptive_ECM_existing | 37.5% | 0 | 0 | 0 | 0 | 0 | 0 | 0 | 0 | 0 | 0 | 0 | 0 | 0 | 0 | 0 | 0 | 0 | 0 | 0 | 0 | 0 | 0 | 0 | 0 | 0 | 0 | 0 | 0 | 0 | 0 | 0 | 0 | 0 | 0 | 0 | 0 | 0 | 0 | 0 | 0
Assembly_Existing_Freezer-Cooler Replacement Gaskets_TRC | Ach | Assembly | Refrigeration | Walk-in cooler | TRC | Existing | NE4702 | Freezer-Cooler Replacement Gaskets | Freezer-Cooler Replacement Gaskets | NonEquip | 4 | Display cases | 0% | Prescriptive_refrigeration control_existing | 3.131% | 0 | 0 | 0 | 0 | 0 | 0 | 0 | 0 | 0 | 0 | 0 | 0 | 0 | 0 | 0 | 0 | 0 | 0 | 0 | 0 | 0 | 0 | 0 | 0 | 0 | 0 | 0 | 0 | 0 | 0 | 0 | 0 | 0 | 0 | 0 | 0 | 0 | 0 | 0 | 0
Assembly_New_Retro-Commissioning_TRC | Ach | Assembly | Refrigeration | Vending and ice makers | TRC | New | NN5313 | Retro-Commissioning | Retro-Commissioning | NonEquip | 5 |  | 0% | Custom_improvement | 16% | 0 | 0 | 0 | 0 | 0 | 0 | 0 | 0 | 0 | 0 | 0 | 0 | 0 | 0 | 0 | 0 | 0 | 0 | 0 | 0 | 0 | 0 | 0 | 0 | 0 | 0 | 0 | 0 | 0 | 0 | 0 | 0 | 0 | 0 | 0 | 0 | 0 | 0 | 0 | 0
Assembly_New_Strip Curtains for Walk-ins_TRC | Ach | Assembly | Refrigeration | Vending and ice makers | TRC | New | NN4897 | Strip Curtains for Walk-ins | Strip Curtains for Walk-ins | NonEquip | 4 | Walk-in cooler | 0% | Prescriptive_refrigeration control | 2.115% | 0 | 0 | 0 | 0 | 0 | 0 | 0 | 0 | 0 | 0 | 0 | 0 | 0 | 0 | 0 | 0 | 0 | 0 | 0 | 0 | 0 | 0 | 0 | 0 | 0 | 0 | 0 | 0 | 0 | 0 | 0 | 0 | 0 | 0 | 0 | 0 | 0 | 0 | 0 | 0
Assembly_New_PSC to ECM Evaporator Fan Motor (Walk-In, Refrigerator)_TRC | Ach | Assembly | Refrigeration | Vending and ice makers | TRC | New | NN4845 | PSC to ECM Evaporator Fan Motor (Walk-In, Refrigerator) | PSC to ECM Evaporator Fan Motor (Walk-In, Refrigerator) | NonEquip | 15 | Walk-in cooler | 0% | Prescriptive_ECM | 37.5% | 0 | 0 | 0 | 0 | 0 | 0 | 0 | 0 | 0 | 0 | 0 | 0 | 0 | 0 | 0 | 0 | 0 | 0 | 0 | 0 | 0 | 0 | 0 | 0 | 0 | 0 | 0 | 0 | 0 | 0 | 0 | 0 | 0 | 0 | 0 | 0 | 0 | 0 | 0 | 0
Assembly_New_PSC to ECM Evaporator Fan Motor (Reach-In)_TRC | Ach | Assembly | Refrigeration | Vending and ice makers | TRC | New | NN4819 | PSC to ECM Evaporator Fan Motor (Reach-In) | PSC to ECM Evaporator Fan Motor (Reach-In) | NonEquip | 15 | Display cases | 0% | Prescriptive_ECM | 37.5% | 0 | 0 | 0 | 0 | 0 | 0 | 0 | 0 | 0 | 0 | 0 | 0 | 0 | 0 | 0 | 0 | 0 | 0 | 0 | 0 | 0 | 0 | 0 | 0 | 0 | 0 | 0 | 0 | 0 | 0 | 0 | 0 | 0 | 0 | 0 | 0 | 0 | 0 | 0 | 0
Assembly_Existing_Retro-Commissioning_TRC | Ach | Assembly | Refrigeration | Vending and ice makers | TRC | Existing | NE5300 | Retro-Commissioning | Retro-Commissioning | NonEquip | 5 |  | 21.99% | Custom_improvement_existing | 16% | 121.0383 | 124.6681 | 126.3012 | 128.6668 | 131.515 | 134.3096 | 137.1395 | 139.8695 | 142.5928 | 145.2069 | 121.0383 | 245.7064 | 372.0076 | 500.6744 | 632.1894 | 766.4989 | 903.6384 | 1043.5079 | 1186.1007 | 1331.3077 | 0.020235 | 0.041078 | 0.062193 | 0.083704 | 0.10569 | 0.12814 | 0.15107 | 0.17446 | 0.19829 | 0.22257 | 0.062738 | 0.12736 | 0.19282 | 0.25951 | 0.32768 | 0.3973 | 0.46838 | 0.54088 | 0.61479 | 0.69006
Assembly_Existing_Strip Curtains for Walk-ins_TRC | Ach | Assembly | Refrigeration | Vending and ice makers | TRC | Existing | NE4884 | Strip Curtains for Walk-ins | Strip Curtains for Walk-ins | NonEquip | 4 | Walk-in cooler | 0% | Prescriptive_refrigeration control_existing | 2.115% | 0 | 0 | 0 | 0 | 0 | 0 | 0 | 0 | 0 | 0 | 0 | 0 | 0 | 0 | 0 | 0 | 0 | 0 | 0 | 0 | 0 | 0 | 0 | 0 | 0 | 0 | 0 | 0 | 0 | 0 | 0 | 0 | 0 | 0 | 0 | 0 | 0 | 0 | 0 | 0
Assembly_Existing_PSC to ECM Evaporator Fan Motor (Walk-In, Refrigerator)_TRC | Ach | Assembly | Refrigeration | Vending and ice makers | TRC | Existing | NE4832 | PSC to ECM Evaporator Fan Motor (Walk-In, Refrigerator) | PSC to ECM Evaporator Fan Motor (Walk-In, Refrigerator) | NonEquip | 15 | Walk-in cooler | 0% | Prescriptive_ECM_existing | 37.5% | 0 | 0 | 0 | 0 | 0 | 0 | 0 | 0 | 0 | 0 | 0 | 0 | 0 | 0 | 0 | 0 | 0 | 0 | 0 | 0 | 0 | 0 | 0 | 0 | 0 | 0 | 0 | 0 | 0 | 0 | 0 | 0 | 0 | 0 | 0 | 0 | 0 | 0 | 0 | 0
Assembly_Existing_PSC to ECM Evaporator Fan Motor (Reach-In)_TRC | Ach | Assembly | Refrigeration | Vending and ice makers | TRC | Existing | NE4806 | PSC to ECM Evaporator Fan Motor (Reach-In) | PSC to ECM Evaporator Fan Motor (Reach-In) | NonEquip | 15 | Display cases | 0% | Prescriptive_ECM_existing | 37.5% | 0 | 0 | 0 | 0 | 0 | 0 | 0 | 0 | 0 | 0 | 0 | 0 | 0 | 0 | 0 | 0 | 0 | 0 | 0 | 0 | 0 | 0 | 0 | 0 | 0 | 0 | 0 | 0 | 0 | 0 | 0 | 0 | 0 | 0 | 0 | 0 | 0 | 0 | 0 | 0
Assembly_Existing_Freezer-Cooler Replacement Gaskets_TRC | Ach | Assembly | Refrigeration | Vending and ice makers | TRC | Existing | NE4702 | Freezer-Cooler Replacement Gaskets | Freezer-Cooler Replacement Gaskets | NonEquip | 4 | Display cases | 0% | Prescriptive_refrigeration control_existing | 3.131% | 0 | 0 | 0 | 0 | 0 | 0 | 0 | 0 | 0 | 0 | 0 | 0 | 0 | 0 | 0 | 0 | 0 | 0 | 0 | 0 | 0 | 0 | 0 | 0 | 0 | 0 | 0 | 0 | 0 | 0 | 0 | 0 | 0 | 0 | 0 | 0 | 0 | 0 | 0 | 0
Assembly_New_Retro-Commissioning_TRC | Ach | Assembly | Exterior Lighting | Street lighting | TRC | New | NN5287 | Retro-Commissioning | Retro-Commissioning | NonEquip | 5 |  | 0% | Custom_improvement | 16% | 0 | 0 | 0 | 0 | 0 | 0 | 0 | 0 | 0 | 0 | 0 | 0 | 0 | 0 | 0 | 0 | 0 | 0 | 0 | 0 | 0 | 0 | 0 | 0 | 0 | 0 | 0 | 0 | 0 | 0 | 0 | 0 | 0 | 0 | 0 | 0 | 0 | 0 | 0 | 0
Assembly_New_Outdoor Lighting Controls_TRC | Ach | Assembly | Exterior Lighting | Street lighting | TRC | New | NN2973 | Outdoor Lighting Controls | Outdoor Lighting Controls | NonEquip | 8 | Exterior parking/lot lighting | 0% | Prescriptive_lighting control | 28% | 0 | 0 | 0 | 0 | 0 | 0 | 0 | 0 | 0 | 0 | 0 | 0 | 0 | 0 | 0 | 0 | 0 | 0 | 0 | 0 | 0 | 0 | 0 | 0 | 0 | 0 | 0 | 0 | 0 | 0 | 0 | 0 | 0 | 0 | 0 | 0 | 0 | 0 | 0 | 0
Assembly_New_Bi-Level Lighting Control (Exterior)_TRC | Ach | Assembly | Exterior Lighting | Street lighting | TRC | New | NN2947 | Bi-Level Lighting Control (Exterior) | Bi-Level Lighting Control (Exterior) | NonEquip | 9 | Exterior parking/lot lighting | 0% | Prescriptive_lighting control | 31% | 0 | 0 | 0 | 0 | 0 | 0 | 0 | 0 | 0 | 0 | 0 | 0 | 0 | 0 | 0 | 0 | 0 | 0 | 0 | 0 | 0 | 0 | 0 | 0 | 0 | 0 | 0 | 0 | 0 | 0 | 0 | 0 | 0 | 0 | 0 | 0 | 0 | 0 | 0 | 0
Assembly_Existing_Retro-Commissioning_TRC | Ach | Assembly | Exterior Lighting | Street lighting | TRC | Existing | NE5274 | Retro-Commissioning | Retro-Commissioning | NonEquip | 5 |  | 21.99% | Custom_improvement_existing | 16% | 0 | 0 | 0 | 0 | 0 | 0 | 0 | 0 | 0 | 0 | 0 | 0 | 0 | 0 | 0 | 0 | 0 | 0 | 0 | 0 | 0 | 0 | 0 | 0 | 0 | 0 | 0 | 0 | 0 | 0 | 0 | 0 | 0 | 0 | 0 | 0 | 0 | 0 | 0 | 0
Assembly_Existing_Outdoor Lighting Controls_TRC | Ach | Assembly | Exterior Lighting | Street lighting | TRC | Existing | NE2960 | Outdoor Lighting Controls | Outdoor Lighting Controls | NonEquip | 8 | Exterior parking/lot lighting | 0% | Prescriptive_lighting control_existing | 28% | 0 | 0 | 0 | 0 | 0 | 0 | 0 | 0 | 0 | 0 | 0 | 0 | 0 | 0 | 0 | 0 | 0 | 0 | 0 | 0 | 0 | 0 | 0 | 0 | 0 | 0 | 0 | 0 | 0 | 0 | 0 | 0 | 0 | 0 | 0 | 0 | 0 | 0 | 0 | 0
Assembly_Existing_Bi-Level Lighting Control (Exterior)_TRC | Ach | Assembly | Exterior Lighting | Street lighting | TRC | Existing | NE2934 | Bi-Level Lighting Control (Exterior) | Bi-Level Lighting Control (Exterior) | NonEquip | 9 | Exterior parking/lot lighting | 0% | Prescriptive_lighting control_existing | 31% | 0 | 0 | 0 | 0 | 0 | 0 | 0 | 0 | 0 | 0 | 0 | 0 | 0 | 0 | 0 | 0 | 0 | 0 | 0 | 0 | 0 | 0 | 0 | 0 | 0 | 0 | 0 | 0 | 0 | 0 | 0 | 0 | 0 | 0 | 0 | 0 | 0 | 0 | 0 | 0
Assembly_New_Retro-Commissioning_TRC | Ach | Assembly | Exterior Lighting | Spot lighting/Security/Flood | TRC | New | NN5287 | Retro-Commissioning | Retro-Commissioning | NonEquip | 5 |  | 0% | Custom_improvement | 16% | 0 | 0 | 0 | 0 | 0 | 0 | 0 | 0 | 0 | 0 | 0 | 0 | 0 | 0 | 0 | 0 | 0 | 0 | 0 | 0 | 0 | 0 | 0 | 0 | 0 | 0 | 0 | 0 | 0 | 0 | 0 | 0 | 0 | 0 | 0 | 0 | 0 | 0 | 0 | 0
Assembly_New_Outdoor Lighting Controls_TRC | Ach | Assembly | Exterior Lighting | Spot lighting/Security/Flood | TRC | New | NN2973 | Outdoor Lighting Controls | Outdoor Lighting Controls | NonEquip | 8 | Exterior parking/lot lighting | 0% | Prescriptive_lighting control | 28% | 0 | 0 | 0 | 0 | 0 | 0 | 0 | 0 | 0 | 0 | 0 | 0 | 0 | 0 | 0 | 0 | 0 | 0 | 0 | 0 | 0 | 0 | 0 | 0 | 0 | 0 | 0 | 0 | 0 | 0 | 0 | 0 | 0 | 0 | 0 | 0 | 0 | 0 | 0 | 0
Assembly_New_Bi-Level Lighting Control (Exterior)_TRC | Ach | Assembly | Exterior Lighting | Spot lighting/Security/Flood | TRC | New | NN2947 | Bi-Level Lighting Control (Exterior) | Bi-Level Lighting Control (Exterior) | NonEquip | 9 | Exterior parking/lot lighting | 0% | Prescriptive_lighting control | 31% | 0 | 0 | 0 | 0 | 0 | 0 | 0 | 0 | 0 | 0 | 0 | 0 | 0 | 0 | 0 | 0 | 0 | 0 | 0 | 0 | 0 | 0 | 0 | 0 | 0 | 0 | 0 | 0 | 0 | 0 | 0 | 0 | 0 | 0 | 0 | 0 | 0 | 0 | 0 | 0
Assembly_Existing_Retro-Commissioning_TRC | Ach | Assembly | Exterior Lighting | Spot lighting/Security/Flood | TRC | Existing | NE5274 | Retro-Commissioning | Retro-Commissioning | NonEquip | 5 |  | 21.99% | Custom_improvement_existing | 16% | 0 | 0 | 0 | 0 | 0 | 0 | 0 | 0 | 0 | 0 | 0 | 0 | 0 | 0 | 0 | 0 | 0 | 0 | 0 | 0 | 0 | 0 | 0 | 0 | 0 | 0 | 0 | 0 | 0 | 0 | 0 | 0 | 0 | 0 | 0 | 0 | 0 | 0 | 0 | 0
Assembly_Existing_Outdoor Lighting Controls_TRC | Ach | Assembly | Exterior Lighting | Spot lighting/Security/Flood | TRC | Existing | NE2960 | Outdoor Lighting Controls | Outdoor Lighting Controls | NonEquip | 8 | Exterior parking/lot lighting | 0% | Prescriptive_lighting control_existing | 28% | 0 | 0 | 0 | 0 | 0 | 0 | 0 | 0 | 0 | 0 | 0 | 0 | 0 | 0 | 0 | 0 | 0 | 0 | 0 | 0 | 0 | 0 | 0 | 0 | 0 | 0 | 0 | 0 | 0 | 0 | 0 | 0 | 0 | 0 | 0 | 0 | 0 | 0 | 0 | 0
Assembly_Existing_Bi-Level Lighting Control (Exterior)_TRC | Ach | Assembly | Exterior Lighting | Spot lighting/Security/Flood | TRC | Existing | NE2934 | Bi-Level Lighting Control (Exterior) | Bi-Level Lighting Control (Exterior) | NonEquip | 9 | Exterior parking/lot lighting | 0% | Prescriptive_lighting control_existing | 31% | 0 | 0 | 0 | 0 | 0 | 0 | 0 | 0 | 0 | 0 | 0 | 0 | 0 | 0 | 0 | 0 | 0 | 0 | 0 | 0 | 0 | 0 | 0 | 0 | 0 | 0 | 0 | 0 | 0 | 0 | 0 | 0 | 0 | 0 | 0 | 0 | 0 | 0 | 0 | 0
Assembly_Turnover_LED Exterior Lighting_TRC | Ach | Assembly | Exterior Lighting | Spot lighting/Security/Flood | TRC | Turnover | ET665 | LED Exterior Lighting | LED Exterior Lighting | Equip | 13 | Spot lighting/Security/Flood | 4.268% | Prescriptive_lighting | 60.51% | 0 | 0 | 0 | 0 | 0 | 0 | 0 | 0 | 0 | 0 | 0 | 0 | 0 | 0 | 0 | 0 | 0 | 0 | 0 | 0 | 0 | 0 | 0 | 0 | 0 | 0 | 0 | 0 | 0 | 0 | 0 | 0 | 0 | 0 | 0 | 0 | 0 | 0 | 0 | 0
Assembly_New_LED Exterior Lighting_TRC | Ach | Assembly | Exterior Lighting | Spot lighting/Security/Flood | TRC | New | EN691 | LED Exterior Lighting | LED Exterior Lighting | Equip | 13 | Spot lighting/Security/Flood | 4.624% | Prescriptive_lighting | 60.51% | 0 | 0 | 0 | 0 | 0 | 0 | 0 | 0 | 0 | 0 | 0 | 0 | 0 | 0 | 0 | 0 | 0 | 0 | 0 | 0 | 0 | 0 | 0 | 0 | 0 | 0 | 0 | 0 | 0 | 0 | 0 | 0 | 0 | 0 | 0 | 0 | 0 | 0 | 0 | 0
Assembly_New_Retro-Commissioning_TRC | Ach | Assembly | Interior Lighting | Spot lighting | TRC | New | NN5261 | Retro-Commissioning | Retro-Commissioning | NonEquip | 5 |  | 0% | Custom_improvement | 16% | 0 | 0 | 0 | 0 | 0 | 0 | 0 | 0 | 0 | 0 | 0 | 0 | 0 | 0 | 0 | 0 | 0 | 0 | 0 | 0 | 0 | 0 | 0 | 0 | 0 | 0 | 0 | 0 | 0 | 0 | 0 | 0 | 0 | 0 | 0 | 0 | 0 | 0 | 0 | 0
Assembly_New_Interior Lighting Controls_TRC | Ach | Assembly | Interior Lighting | Spot lighting | TRC | New | NN4429 | Interior Lighting Controls | Interior Lighting Controls | NonEquip | 8 | Overhead (fluorescent/LED/CFL U-shape) | 0% | Prescriptive_lighting control | 28% | 0 | 0 | 0 | 0 | 0 | 0 | 0 | 0 | 0 | 0 | 0 | 0 | 0 | 0 | 0 | 0 | 0 | 0 | 0 | 0 | 0 | 0 | 0 | 0 | 0 | 0 | 0 | 0 | 0 | 0 | 0 | 0 | 0 | 0 | 0 | 0 | 0 | 0 | 0 | 0
Assembly_Existing_Retro-Commissioning_TRC | Ach | Assembly | Interior Lighting | Spot lighting | TRC | Existing | NE5248 | Retro-Commissioning | Retro-Commissioning | NonEquip | 5 |  | 21.99% | Custom_improvement_existing | 16% | 4.4871 | 4.6134 | 4.6739 | 4.7614 | 4.8668 | 4.9702 | 5.075 | 5.176 | 5.2768 | 5.3735 | 4.4871 | 9.1005 | 13.7744 | 18.5358 | 23.4026 | 28.3729 | 33.4478 | 38.6238 | 43.9005 | 49.274 | 0.00075016 | 0.0015214 | 0.0023028 | 0.0030989 | 0.0039125 | 0.0047434 | 0.0055919 | 0.0064572 | 0.0073394 | 0.0082377 | 0.0023258 | 0.0047171 | 0.0071397 | 0.0096077 | 0.01213 | 0.014706 | 0.017337 | 0.02002 | 0.022755 | 0.02554
Assembly_Existing_Interior Lighting Controls_TRC | Ach | Assembly | Interior Lighting | Spot lighting | TRC | Existing | NE4416 | Interior Lighting Controls | Interior Lighting Controls | NonEquip | 8 | Overhead (fluorescent/LED/CFL U-shape) | 0% | Prescriptive_lighting control_existing | 28% | 0 | 0 | 0 | 0 | 0 | 0 | 0 | 0 | 0 | 0 | 0 | 0 | 0 | 0 | 0 | 0 | 0 | 0 | 0 | 0 | 0 | 0 | 0 | 0 | 0 | 0 | 0 | 0 | 0 | 0 | 0 | 0 | 0 | 0 | 0 | 0 | 0 | 0 | 0 | 0
Assembly_New_Network PC Power Management_TRC | Ach | Assembly | Office Equipment | Servers | TRC | New | NN4559 | Network PC Power Management | Network PC Power Management | NonEquip | 5 | Computers | 0% | Prescriptive_all | 56.5% | 0 | 0 | 0 | 0 | 0 | 0 | 0 | 0 | 0 | 0 | 0 | 0 | 0 | 0 | 0 | 0 | 0 | 0 | 0 | 0 | 0 | 0 | 0 | 0 | 0 | 0 | 0 | 0 | 0 | 0 | 0 | 0 | 0 | 0 | 0 | 0 | 0 | 0 | 0 | 0
Assembly_Existing_Network PC Power Management_TRC | Ach | Assembly | Office Equipment | Servers | TRC | Existing | NE4546 | Network PC Power Management | Network PC Power Management | NonEquip | 5 | Computers | 0% | Prescriptive_all_existing | 56.5% | 0 | 0 | 0 | 0 | 0 | 0 | 0 | 0 | 0 | 0 | 0 | 0 | 0 | 0 | 0 | 0 | 0 | 0 | 0 | 0 | 0 | 0 | 0 | 0 | 0 | 0 | 0 | 0 | 0 | 0 | 0 | 0 | 0 | 0 | 0 | 0 | 0 | 0 | 0 | 0
Assembly_New_Retro-Commissioning_TRC | Ach | Assembly | Space Cooling | Residential-type central air conditioners | TRC | New | NN5365 | Retro-Commissioning | Retro-Commissioning | NonEquip | 5 |  | 0% | Custom_improvement | 16% | 0 | 0 | 0 | 0 | 0 | 0 | 0 | 0 | 0 | 0 | 0 | 0 | 0 | 0 | 0 | 0 | 0 | 0 | 0 | 0 | 0 | 0 | 0 | 0 | 0 | 0 | 0 | 0 | 0 | 0 | 0 | 0 | 0 | 0 | 0 | 0 | 0 | 0 | 0 | 0
Assembly_New_HVAC tune-up_RTU_TRC | Ach | Assembly | Space Cooling | Residential-type central air conditioners | TRC | New | NN3909 | HVAC tune-up_RTU | HVAC tune-up_RTU | NonEquip | 5 | Packaged air conditioning units (RTUs) | 0% | Prescriptive_package HP | 5% | 0 | 0 | 0 | 0 | 0 | 0 | 0 | 0 | 0 | 0 | 0 | 0 | 0 | 0 | 0 | 0 | 0 | 0 | 0 | 0 | 0 | 0 | 0 | 0 | 0 | 0 | 0 | 0 | 0 | 0 | 0 | 0 | 0 | 0 | 0 | 0 | 0 | 0 | 0 | 0
Assembly_New_HVAC tune-up_TRC | Ach | Assembly | Space Cooling | Residential-type central air conditioners | TRC | New | NN3883 | HVAC tune-up | HVAC tune-up | NonEquip | 5 | Residential-type central air conditioners | 49.09% | Prescriptive_all | 5% | 5.2953 | 10.4548 | 20.0695 | 34.7676 | 53.4885 | 59.0798 | 54.3578 | 40.2925 | 23.2206 | 11.0854 | 5.2953 | 15.7501 | 35.8196 | 70.5871 | 124.0756 | 183.1554 | 237.5132 | 277.8058 | 301.0264 | 312.1118 | 0.0008566 | 0.0025478 | 0.0057944 | 0.011419 | 0.020071 | 0.029628 | 0.038421 | 0.044939 | 0.048696 | 0.050489 | 3.5443e-05 | 0.00010542 | 0.00023975 | 0.00047246 | 0.00083048 | 0.0012259 | 0.0015898 | 0.0018594 | 0.0020149 | 0.0020891
Assembly_New_Duct Sealing Repair_TRC | Ach | Assembly | Space Cooling | Residential-type central air conditioners | TRC | New | NN3519 | Duct Sealing Repair | Duct Sealing Repair | NonEquip | 15 |  | 0% | Prescriptive_all | 12% | 0 | 0 | 0 | 0 | 0 | 0 | 0 | 0 | 0 | 0 | 0 | 0 | 0 | 0 | 0 | 0 | 0 | 0 | 0 | 0 | 0 | 0 | 0 | 0 | 0 | 0 | 0 | 0 | 0 | 0 | 0 | 0 | 0 | 0 | 0 | 0 | 0 | 0 | 0 | 0
Assembly_New_Chilled Water System - Variable Speed Drives_TRC | Ach | Assembly | Space Cooling | Residential-type central air conditioners | TRC | New | NN3311 | Chilled Water System - Variable Speed Drives | Chilled Water System - Variable Speed Drives | NonEquip | 13 | Central chillers inside | 0% | Prescriptive_all | 24.74% | 0 | 0 | 0 | 0 | 0 | 0 | 0 | 0 | 0 | 0 | 0 | 0 | 0 | 0 | 0 | 0 | 0 | 0 | 0 | 0 | 0 | 0 | 0 | 0 | 0 | 0 | 0 | 0 | 0 | 0 | 0 | 0 | 0 | 0 | 0 | 0 | 0 | 0 | 0 | 0
Assembly_New_Ceiling Insulation(R2 to R38)_TRC | Ach | Assembly | Space Cooling | Residential-type central air conditioners | TRC | New | NN3207 | Ceiling Insulation(R2 to R38) | Ceiling Insulation(R2 to R38) | NonEquip | 20 |  | 0% | Prescriptive_all | 49.84% | 0 | 0 | 0 | 0 | 0 | 0 | 0 | 0 | 0 | 0 | 0 | 0 | 0 | 0 | 0 | 0 | 0 | 0 | 0 | 0 | 0 | 0 | 0 | 0 | 0 | 0 | 0 | 0 | 0 | 0 | 0 | 0 | 0 | 0 | 0 | 0 | 0 | 0 | 0 | 0
Assembly_Existing_Retro-Commissioning_TRC | Ach | Assembly | Space Cooling | Residential-type central air conditioners | TRC | Existing | NE5352 | Retro-Commissioning | Retro-Commissioning | NonEquip | 5 |  | 21.99% | Custom_improvement_existing | 16% | 49.8973 | 49.9437 | 50.5979 | 51.5456 | 52.6866 | 53.8062 | 54.9399 | 56.0336 | 57.1246 | 58.1718 | 49.8973 | 99.841 | 150.439 | 201.9846 | 254.6712 | 308.4774 | 363.4173 | 419.4509 | 476.5754 | 534.7473 | 0.0083419 | 0.016692 | 0.025151 | 0.033768 | 0.042576 | 0.051572 | 0.060757 | 0.070125 | 0.079675 | 0.0894 | 0 | 0 | 0 | 0 | 0 | 0 | 0 | 0 | 0 | 0
Assembly_Existing_Wall Insulation_TRC | Ach | Assembly | Space Cooling | Residential-type central air conditioners | TRC | Existing | NE4208 | Wall Insulation | Wall Insulation | NonEquip | 20 |  | 0% | Prescriptive_all_existing | 29.66% | 0 | 0 | 0 | 0 | 0 | 0 | 0 | 0 | 0 | 0 | 0 | 0 | 0 | 0 | 0 | 0 | 0 | 0 | 0 | 0 | 0 | 0 | 0 | 0 | 0 | 0 | 0 | 0 | 0 | 0 | 0 | 0 | 0 | 0 | 0 | 0 | 0 | 0 | 0 | 0
Assembly_Existing_HVAC tune-up_RTU_TRC | Ach | Assembly | Space Cooling | Residential-type central air conditioners | TRC | Existing | NE3896 | HVAC tune-up_RTU | HVAC tune-up_RTU | NonEquip | 5 | Packaged air conditioning units (RTUs) | 0% | Prescriptive_package HP_existing | 5% | 0 | 0 | 0 | 0 | 0 | 0 | 0 | 0 | 0 | 0 | 0 | 0 | 0 | 0 | 0 | 0 | 0 | 0 | 0 | 0 | 0 | 0 | 0 | 0 | 0 | 0 | 0 | 0 | 0 | 0 | 0 | 0 | 0 | 0 | 0 | 0 | 0 | 0 | 0 | 0
Assembly_Existing_HVAC tune-up_TRC | Ach | Assembly | Space Cooling | Residential-type central air conditioners | TRC | Existing | NE3870 | HVAC tune-up | HVAC tune-up | NonEquip | 5 | Residential-type central air conditioners | 49.09% | Prescriptive_all_existing | 5% | 59.1677 | 90.8762 | 136.2528 | 193.9804 | 253.6711 | 290.8843 | 278.0388 | 211.238 | 125.7152 | 60.7394 | 59.1677 | 150.0439 | 286.2967 | 480.2771 | 733.9482 | 1024.8325 | 1302.8713 | 1514.1092 | 1639.8244 | 1700.5638 | 0.0095713 | 0.024272 | 0.046313 | 0.077692 | 0.11873 | 0.16578 | 0.21076 | 0.24493 | 0.26527 | 0.27509 | 0.00039603 | 0.0010043 | 0.0019163 | 0.0032147 | 0.0049126 | 0.0068595 | 0.0087205 | 0.010134 | 0.010976 | 0.011382
Assembly_Existing_Duct Sealing Repair_TRC | Ach | Assembly | Space Cooling | Residential-type central air conditioners | TRC | Existing | NE3506 | Duct Sealing Repair | Duct Sealing Repair | NonEquip | 15 |  | 0% | Prescriptive_all_existing | 12% | 0 | 0 | 0 | 0 | 0 | 0 | 0 | 0 | 0 | 0 | 0 | 0 | 0 | 0 | 0 | 0 | 0 | 0 | 0 | 0 | 0 | 0 | 0 | 0 | 0 | 0 | 0 | 0 | 0 | 0 | 0 | 0 | 0 | 0 | 0 | 0 | 0 | 0 | 0 | 0
Assembly_Existing_Chilled Water System - Variable Speed Drives_TRC | Ach | Assembly | Space Cooling | Residential-type central air conditioners | TRC | Existing | NE3298 | Chilled Water System - Variable Speed Drives | Chilled Water System - Variable Speed Drives | NonEquip | 13 | Central chillers inside | 0% | Prescriptive_all_existing | 24.74% | 0 | 0 | 0 | 0 | 0 | 0 | 0 | 0 | 0 | 0 | 0 | 0 | 0 | 0 | 0 | 0 | 0 | 0 | 0 | 0 | 0 | 0 | 0 | 0 | 0 | 0 | 0 | 0 | 0 | 0 | 0 | 0 | 0 | 0 | 0 | 0 | 0 | 0 | 0 | 0
Assembly_Existing_Ceiling Insulation(R2 to R38)_TRC | Ach | Assembly | Space Cooling | Residential-type central air conditioners | TRC | Existing | NE3194 | Ceiling Insulation(R2 to R38) | Ceiling Insulation(R2 to R38) | NonEquip | 20 |  | 0% | Prescriptive_all_existing | 49.84% | 0 | 0 | 0 | 0 | 0 | 0 | 0 | 0 | 0 | 0 | 0 | 0 | 0 | 0 | 0 | 0 | 0 | 0 | 0 | 0 | 0 | 0 | 0 | 0 | 0 | 0 | 0 | 0 | 0 | 0 | 0 | 0 | 0 | 0 | 0 | 0 | 0 | 0 | 0 | 0
Assembly_Turnover_Variable Refrigerant Flow (VRF) HVAC Systems_TRC | Ach | Assembly | Space Cooling | Residential-type central air conditioners | TRC | Turnover | ET1367 | Variable Refrigerant Flow (VRF) HVAC Systems | Variable Refrigerant Flow (VRF) HVAC Systems | Equip | 15 | Residential-type central air conditioners | 49.09% | Prescriptive_package HP | 36.88% | 127.2774 | 188.2687 | 300.2824 | 473.2591 | 726.5778 | 1068.7303 | 1463.0627 | 1794.3661 | 1881.8301 | 1600.8318 | 127.2774 | 315.5461 | 615.8285 | 1089.0877 | 1815.6654 | 2884.3957 | 4347.4584 | 6141.8246 | 8023.6547 | 9624.4864 | 0.038729 | 0.096018 | 0.18739 | 0.3314 | 0.55249 | 0.8777 | 1.3229 | 1.8689 | 2.4415 | 2.9287 | 0 | 0 | 0 | 0 | 0 | 0 | 0 | 0 | 0 | 0
Assembly_New_Variable Refrigerant Flow (VRF) HVAC Systems_TRC | Ach | Assembly | Space Cooling | Residential-type central air conditioners | TRC | New | EN1393 | Variable Refrigerant Flow (VRF) HVAC Systems | Variable Refrigerant Flow (VRF) HVAC Systems | Equip | 15 | Residential-type central air conditioners | 49.09% | Prescriptive_package HP | 36.88% | 16.4455 | 33.7976 | 69.1515 | 132.7804 | 240.1296 | 339.8146 | 448.6972 | 539.8867 | 551.7653 | 466.2473 | 16.4455 | 50.243 | 119.3945 | 252.175 | 492.3046 | 832.1191 | 1280.8163 | 1820.703 | 2372.4683 | 2838.7156 | 0.0050042 | 0.015289 | 0.036331 | 0.076735 | 0.1498 | 0.25321 | 0.38974 | 0.55402 | 0.72192 | 0.8638 | 0 | 0 | 0 | 0 | 0 | 0 | 0 | 0 | 0 | 0
Assembly_New_Retro-Commissioning_TRC | Ach | Assembly | Space Heating | Residential/split system heat pump | TRC | New | NN5339 | Retro-Commissioning | Retro-Commissioning | NonEquip | 5 |  | 0% | Custom_improvement | 16% | 0 | 0 | 0 | 0 | 0 | 0 | 0 | 0 | 0 | 0 | 0 | 0 | 0 | 0 | 0 | 0 | 0 | 0 | 0 | 0 | 0 | 0 | 0 | 0 | 0 | 0 | 0 | 0 | 0 | 0 | 0 | 0 | 0 | 0 | 0 | 0 | 0 | 0 | 0 | 0
Assembly_New_Duct Sealing Repair_TRC | Ach | Assembly | Space Heating | Residential/split system heat pump | TRC | New | NN3545 | Duct Sealing Repair | Duct Sealing Repair | NonEquip | 15 |  | 0% | Prescriptive_all | 12% | 0 | 0 | 0 | 0 | 0 | 0 | 0 | 0 | 0 | 0 | 0 | 0 | 0 | 0 | 0 | 0 | 0 | 0 | 0 | 0 | 0 | 0 | 0 | 0 | 0 | 0 | 0 | 0 | 0 | 0 | 0 | 0 | 0 | 0 | 0 | 0 | 0 | 0 | 0 | 0
Assembly_New_Ceiling Insulation(R2 to R38)_TRC | Ach | Assembly | Space Heating | Residential/split system heat pump | TRC | New | NN3181 | Ceiling Insulation(R2 to R38) | Ceiling Insulation(R2 to R38) | NonEquip | 20 |  | 0% | Prescriptive_all | 17.46% | 0 | 0 | 0 | 0 | 0 | 0 | 0 | 0 | 0 | 0 | 0 | 0 | 0 | 0 | 0 | 0 | 0 | 0 | 0 | 0 | 0 | 0 | 0 | 0 | 0 | 0 | 0 | 0 | 0 | 0 | 0 | 0 | 0 | 0 | 0 | 0 | 0 | 0 | 0 | 0
Assembly_Existing_Retro-Commissioning_TRC | Ach | Assembly | Space Heating | Residential/split system heat pump | TRC | Existing | NE5326 | Retro-Commissioning | Retro-Commissioning | NonEquip | 5 |  | 21.99% | Custom_improvement_existing | 16% | 502.7199 | 502.1049 | 508.6824 | 518.2098 | 529.6809 | 540.9363 | 552.334 | 563.3291 | 574.2973 | 584.8258 | 502.7199 | 1004.8248 | 1513.5072 | 2031.717 | 2561.3979 | 3102.3342 | 3654.6682 | 4217.9973 | 4792.2946 | 5377.1204 | 0 | 0 | 0 | 0 | 0 | 0 | 0 | 0 | 0 | 0 | 0.26057 | 0.52083 | 0.7845 | 1.0531 | 1.3276 | 1.608 | 1.8943 | 2.1863 | 2.484 | 2.7871
Assembly_Existing_Wall Insulation_TRC | Ach | Assembly | Space Heating | Residential/split system heat pump | TRC | Existing | NE4234 | Wall Insulation | Wall Insulation | NonEquip | 20 |  | 0% | Prescriptive_all_existing | 1.674% | 0 | 0 | 0 | 0 | 0 | 0 | 0 | 0 | 0 | 0 | 0 | 0 | 0 | 0 | 0 | 0 | 0 | 0 | 0 | 0 | 0 | 0 | 0 | 0 | 0 | 0 | 0 | 0 | 0 | 0 | 0 | 0 | 0 | 0 | 0 | 0 | 0 | 0 | 0 | 0
Assembly_Existing_Duct Sealing Repair_TRC | Ach | Assembly | Space Heating | Residential/split system heat pump | TRC | Existing | NE3532 | Duct Sealing Repair | Duct Sealing Repair | NonEquip | 15 |  | 0% | Prescriptive_all_existing | 12% | 0 | 0 | 0 | 0 | 0 | 0 | 0 | 0 | 0 | 0 | 0 | 0 | 0 | 0 | 0 | 0 | 0 | 0 | 0 | 0 | 0 | 0 | 0 | 0 | 0 | 0 | 0 | 0 | 0 | 0 | 0 | 0 | 0 | 0 | 0 | 0 | 0 | 0 | 0 | 0
Assembly_Existing_Ceiling Insulation(R2 to R38)_TRC | Ach | Assembly | Space Heating | Residential/split system heat pump | TRC | Existing | NE3168 | Ceiling Insulation(R2 to R38) | Ceiling Insulation(R2 to R38) | NonEquip | 20 |  | 0% | Prescriptive_all_existing | 19.27% | 0 | 0 | 0 | 0 | 0 | 0 | 0 | 0 | 0 | 0 | 0 | 0 | 0 | 0 | 0 | 0 | 0 | 0 | 0 | 0 | 0 | 0 | 0 | 0 | 0 | 0 | 0 | 0 | 0 | 0 | 0 | 0 | 0 | 0 | 0 | 0 | 0 | 0 | 0 | 0
Assembly_Turnover_Variable Refrigerant Flow (VRF) HVAC Systems_TRC | Ach | Assembly | Space Heating | Residential/split system heat pump | TRC | Turnover | ET1406 | Variable Refrigerant Flow (VRF) HVAC Systems | Variable Refrigerant Flow (VRF) HVAC Systems | Equip | 15 | Residential/split system heat pump | 49.09% | Prescriptive_package HP | 31.25% | 1050.4967 | 1555.7875 | 2484.452 | 3920.3808 | 6026.1494 | 8874.7163 | 12164.0401 | 14936.6955 | 15683.8411 | 13358.1485 | 1050.4967 | 2606.2842 | 5090.7362 | 9011.117 | 15037.2664 | 23911.9827 | 36076.0228 | 51012.7183 | 66696.5594 | 80054.7079 | 0 | 0 | 0 | 0 | 0 | 0 | 0 | 0 | 0 | 0 | 0.32309 | 0.80159 | 1.5657 | 2.7715 | 4.6249 | 7.3544 | 11.0955 | 15.6894 | 20.5131 | 24.6216
Assembly_New_Variable Refrigerant Flow (VRF) HVAC Systems_TRC | Ach | Assembly | Space Heating | Residential/split system heat pump | TRC | New | EN1432 | Variable Refrigerant Flow (VRF) HVAC Systems | Variable Refrigerant Flow (VRF) HVAC Systems | Equip | 15 | Residential/split system heat pump | 49.09% | Prescriptive_package HP | 31.25% | 140.6736 | 290.0751 | 595.9919 | 1149.956 | 2089.6764 | 2966.7606 | 3917.501 | 4698.657 | 4782.3328 | 4030.2536 | 140.6736 | 430.7487 | 1026.7406 | 2176.6965 | 4266.3729 | 7233.1336 | 11150.6345 | 15849.2916 | 20631.6243 | 24661.8779 | 0 | 0 | 0 | 0 | 0 | 0 | 0 | 0 | 0 | 0 | 0.043265 | 0.13248 | 0.31578 | 0.66946 | 1.3122 | 2.2246 | 3.4295 | 4.8746 | 6.3454 | 7.585
Assembly_New_Retro-Commissioning_TRC | Ach | Assembly | Refrigeration | Residential style | TRC | New | NN5313 | Retro-Commissioning | Retro-Commissioning | NonEquip | 5 |  | 0% | Custom_improvement | 16% | 0 | 0 | 0 | 0 | 0 | 0 | 0 | 0 | 0 | 0 | 0 | 0 | 0 | 0 | 0 | 0 | 0 | 0 | 0 | 0 | 0 | 0 | 0 | 0 | 0 | 0 | 0 | 0 | 0 | 0 | 0 | 0 | 0 | 0 | 0 | 0 | 0 | 0 | 0 | 0
Assembly_New_Strip Curtains for Walk-ins_TRC | Ach | Assembly | Refrigeration | Residential style | TRC | New | NN4897 | Strip Curtains for Walk-ins | Strip Curtains for Walk-ins | NonEquip | 4 | Walk-in cooler | 0% | Prescriptive_refrigeration control | 2.115% | 0 | 0 | 0 | 0 | 0 | 0 | 0 | 0 | 0 | 0 | 0 | 0 | 0 | 0 | 0 | 0 | 0 | 0 | 0 | 0 | 0 | 0 | 0 | 0 | 0 | 0 | 0 | 0 | 0 | 0 | 0 | 0 | 0 | 0 | 0 | 0 | 0 | 0 | 0 | 0
Assembly_New_PSC to ECM Evaporator Fan Motor (Walk-In, Refrigerator)_TRC | Ach | Assembly | Refrigeration | Residential style | TRC | New | NN4845 | PSC to ECM Evaporator Fan Motor (Walk-In, Refrigerator) | PSC to ECM Evaporator Fan Motor (Walk-In, Refrigerator) | NonEquip | 15 | Walk-in cooler | 0% | Prescriptive_ECM | 37.5% | 0 | 0 | 0 | 0 | 0 | 0 | 0 | 0 | 0 | 0 | 0 | 0 | 0 | 0 | 0 | 0 | 0 | 0 | 0 | 0 | 0 | 0 | 0 | 0 | 0 | 0 | 0 | 0 | 0 | 0 | 0 | 0 | 0 | 0 | 0 | 0 | 0 | 0 | 0 | 0
Assembly_New_PSC to ECM Evaporator Fan Motor (Reach-In)_TRC | Ach | Assembly | Refrigeration | Residential style | TRC | New | NN4819 | PSC to ECM Evaporator Fan Motor (Reach-In) | PSC to ECM Evaporator Fan Motor (Reach-In) | NonEquip | 15 | Display cases | 0% | Prescriptive_ECM | 37.5% | 0 | 0 | 0 | 0 | 0 | 0 | 0 | 0 | 0 | 0 | 0 | 0 | 0 | 0 | 0 | 0 | 0 | 0 | 0 | 0 | 0 | 0 | 0 | 0 | 0 | 0 | 0 | 0 | 0 | 0 | 0 | 0 | 0 | 0 | 0 | 0 | 0 | 0 | 0 | 0
Assembly_Existing_Retro-Commissioning_TRC | Ach | Assembly | Refrigeration | Residential style | TRC | Existing | NE5300 | Retro-Commissioning | Retro-Commissioning | NonEquip | 5 |  | 21.99% | Custom_improvement_existing | 16% | 273.7148 | 281.1765 | 284.8599 | 290.1952 | 296.619 | 302.9219 | 309.3046 | 315.4618 | 321.604 | 327.4999 | 273.7148 | 554.8913 | 839.7512 | 1129.9464 | 1426.5654 | 1729.4873 | 2038.792 | 2354.2538 | 2675.8577 | 3003.3576 | 0.04576 | 0.092768 | 0.14039 | 0.18891 | 0.2385 | 0.28914 | 0.34085 | 0.39359 | 0.44735 | 0.50211 | 0.14187 | 0.28762 | 0.43527 | 0.58568 | 0.73943 | 0.89644 | 1.0568 | 1.2203 | 1.387 | 1.5567
Assembly_Existing_Strip Curtains for Walk-ins_TRC | Ach | Assembly | Refrigeration | Residential style | TRC | Existing | NE4884 | Strip Curtains for Walk-ins | Strip Curtains for Walk-ins | NonEquip | 4 | Walk-in cooler | 0% | Prescriptive_refrigeration control_existing | 2.115% | 0 | 0 | 0 | 0 | 0 | 0 | 0 | 0 | 0 | 0 | 0 | 0 | 0 | 0 | 0 | 0 | 0 | 0 | 0 | 0 | 0 | 0 | 0 | 0 | 0 | 0 | 0 | 0 | 0 | 0 | 0 | 0 | 0 | 0 | 0 | 0 | 0 | 0 | 0 | 0
Assembly_Existing_PSC to ECM Evaporator Fan Motor (Walk-In, Refrigerator)_TRC | Ach | Assembly | Refrigeration | Residential style | TRC | Existing | NE4832 | PSC to ECM Evaporator Fan Motor (Walk-In, Refrigerator) | PSC to ECM Evaporator Fan Motor (Walk-In, Refrigerator) | NonEquip | 15 | Walk-in cooler | 0% | Prescriptive_ECM_existing | 37.5% | 0 | 0 | 0 | 0 | 0 | 0 | 0 | 0 | 0 | 0 | 0 | 0 | 0 | 0 | 0 | 0 | 0 | 0 | 0 | 0 | 0 | 0 | 0 | 0 | 0 | 0 | 0 | 0 | 0 | 0 | 0 | 0 | 0 | 0 | 0 | 0 | 0 | 0 | 0 | 0
Assembly_Existing_PSC to ECM Evaporator Fan Motor (Reach-In)_TRC | Ach | Assembly | Refrigeration | Residential style | TRC | Existing | NE4806 | PSC to ECM Evaporator Fan Motor (Reach-In) | PSC to ECM Evaporator Fan Motor (Reach-In) | NonEquip | 15 | Display cases | 0% | Prescriptive_ECM_existing | 37.5% | 0 | 0 | 0 | 0 | 0 | 0 | 0 | 0 | 0 | 0 | 0 | 0 | 0 | 0 | 0 | 0 | 0 | 0 | 0 | 0 | 0 | 0 | 0 | 0 | 0 | 0 | 0 | 0 | 0 | 0 | 0 | 0 | 0 | 0 | 0 | 0 | 0 | 0 | 0 | 0
Assembly_Existing_Freezer-Cooler Replacement Gaskets_TRC | Ach | Assembly | Refrigeration | Residential style | TRC | Existing | NE4702 | Freezer-Cooler Replacement Gaskets | Freezer-Cooler Replacement Gaskets | NonEquip | 4 | Display cases | 0% | Prescriptive_refrigeration control_existing | 3.131% | 0 | 0 | 0 | 0 | 0 | 0 | 0 | 0 | 0 | 0 | 0 | 0 | 0 | 0 | 0 | 0 | 0 | 0 | 0 | 0 | 0 | 0 | 0 | 0 | 0 | 0 | 0 | 0 | 0 | 0 | 0 | 0 | 0 | 0 | 0 | 0 | 0 | 0 | 0 | 0
Assembly_New_Retro-Commissioning_TRC | Ach | Assembly | Miscellaneous | Pool pump | TRC | New | NN5443 | Retro-Commissioning | Retro-Commissioning | NonEquip | 5 |  | 0% | Custom_improvement | 16% | 0 | 0 | 0 | 0 | 0 | 0 | 0 | 0 | 0 | 0 | 0 | 0 | 0 | 0 | 0 | 0 | 0 | 0 | 0 | 0 | 0 | 0 | 0 | 0 | 0 | 0 | 0 | 0 | 0 | 0 | 0 | 0 | 0 | 0 | 0 | 0 | 0 | 0 | 0 | 0
Assembly_New_VSD Controlled Compressor_TRC | Ach | Assembly | Miscellaneous | Pool pump | TRC | New | NN4533 | VSD Controlled Compressor | VSD Controlled Compressor | NonEquip | 15 | Others | 0% | Prescriptive_ECM | 20.79% | 0 | 0 | 0 | 0 | 0 | 0 | 0 | 0 | 0 | 0 | 0 | 0 | 0 | 0 | 0 | 0 | 0 | 0 | 0 | 0 | 0 | 0 | 0 | 0 | 0 | 0 | 0 | 0 | 0 | 0 | 0 | 0 | 0 | 0 | 0 | 0 | 0 | 0 | 0 | 0
Assembly_New_Engine Block Timer_TRC | Ach | Assembly | Miscellaneous | Pool pump | TRC | New | NN4481 | Engine Block Timer | Engine Block Timer | NonEquip | 5 | Others | 0% | Prescriptive_ECM | 36% | 0 | 0 | 0 | 0 | 0 | 0 | 0 | 0 | 0 | 0 | 0 | 0 | 0 | 0 | 0 | 0 | 0 | 0 | 0 | 0 | 0 | 0 | 0 | 0 | 0 | 0 | 0 | 0 | 0 | 0 | 0 | 0 | 0 | 0 | 0 | 0 | 0 | 0 | 0 | 0
Assembly_Existing_Retro-Commissioning_TRC | Ach | Assembly | Miscellaneous | Pool pump | TRC | Existing | NE5430 | Retro-Commissioning | Retro-Commissioning | NonEquip | 5 |  | 21.99% | Custom_improvement_existing | 16% | 1.5587 | 1.668 | 1.6898 | 1.7215 | 1.7596 | 1.797 | 1.8349 | 1.8714 | 1.9078 | 1.9428 | 1.5587 | 3.2267 | 4.9165 | 6.638 | 8.3976 | 10.1946 | 12.0295 | 13.9009 | 15.8087 | 17.7515 | 0.00026059 | 0.00053945 | 0.00082196 | 0.0011098 | 0.0014039 | 0.0017044 | 0.0020111 | 0.002324 | 0.0026429 | 0.0029677 | 0.00080792 | 0.0016725 | 0.0025484 | 0.0034407 | 0.0043527 | 0.0052842 | 0.0062352 | 0.0072052 | 0.0081941 | 0.0092011
Assembly_Existing_VSD Controlled Compressor_TRC | Ach | Assembly | Miscellaneous | Pool pump | TRC | Existing | NE4520 | VSD Controlled Compressor | VSD Controlled Compressor | NonEquip | 15 | Others | 0% | Prescriptive_ECM_existing | 20.79% | 0 | 0 | 0 | 0 | 0 | 0 | 0 | 0 | 0 | 0 | 0 | 0 | 0 | 0 | 0 | 0 | 0 | 0 | 0 | 0 | 0 | 0 | 0 | 0 | 0 | 0 | 0 | 0 | 0 | 0 | 0 | 0 | 0 | 0 | 0 | 0 | 0 | 0 | 0 | 0
Assembly_Existing_Engine Block Timer_TRC | Ach | Assembly | Miscellaneous | Pool pump | TRC | Existing | NE4468 | Engine Block Timer | Engine Block Timer | NonEquip | 5 | Others | 0% | Prescriptive_ECM_existing | 36% | 0 | 0 | 0 | 0 | 0 | 0 | 0 | 0 | 0 | 0 | 0 | 0 | 0 | 0 | 0 | 0 | 0 | 0 | 0 | 0 | 0 | 0 | 0 | 0 | 0 | 0 | 0 | 0 | 0 | 0 | 0 | 0 | 0 | 0 | 0 | 0 | 0 | 0 | 0 | 0
Assembly_Turnover_Variable Speed Pool Pump_TRC | Ach | Assembly | Miscellaneous | Pool pump | TRC | Turnover | ET2105 | Variable Speed Pool Pump | Variable Speed Pool Pump | Equip | 10 | Pool pump | 54.15% | Prescriptive_all | 64.36% | 38.5407 | 55.5736 | 84.3164 | 121.4724 | 160.749 | 187.2875 | 181.886 | 140.3604 | 84.8588 | 41.6337 | 38.5407 | 94.1143 | 178.4307 | 299.9031 | 460.6521 | 647.9397 | 829.8256 | 970.1861 | 1055.0449 | 1096.6786 | 0.0090701 | 0.022149 | 0.041992 | 0.070579 | 0.10841 | 0.15249 | 0.19529 | 0.22832 | 0.24829 | 0.25809 | 0.0014079 | 0.003438 | 0.006518 | 0.010955 | 0.016827 | 0.023669 | 0.030313 | 0.035441 | 0.03854 | 0.040061
Assembly_Turnover_Solar Powered Pool Pump_TRC | Ach | Assembly | Miscellaneous | Pool pump | TRC | Turnover | ET2030 | Solar Powered Pool Pump | Solar Powered Pool Pump | Equip | 10 | Pool pump | 0% | Prescriptive_all | 81% | 0 | 0 | 0 | 0 | 0 | 0 | 0 | 0 | 0 | 0 | 0 | 0 | 0 | 0 | 0 | 0 | 0 | 0 | 0 | 0 | 0 | 0 | 0 | 0 | 0 | 0 | 0 | 0 | 0 | 0 | 0 | 0 | 0 | 0 | 0 | 0 | 0 | 0 | 0 | 0
Assembly_Turnover_Solar Pool Heater_TRC | Ach | Assembly | Miscellaneous | Pool pump | TRC | Turnover | ET1991 | Solar Pool Heater | Solar Pool Heater | Equip | 15 | Pool pump | 11.85% | Prescriptive_all | 86.11% | 10.6956 | 14.928 | 21.6149 | 29.3142 | 36.4194 | 40.8766 | 40.5797 | 33.8594 | 22.3403 | 11.6368 | 10.6956 | 25.6236 | 47.2385 | 76.5527 | 112.9721 | 153.8487 | 194.4285 | 228.2879 | 250.6282 | 262.265 | 0 | 0 | 0 | 0 | 0 | 0 | 0 | 0 | 0 | 0 | 0.00039071 | 0.00093602 | 0.0017256 | 0.0027964 | 0.0041268 | 0.00562 | 0.0071024 | 0.0083393 | 0.0091554 | 0.0095805
Assembly_New_Variable Speed Pool Pump_TRC | Ach | Assembly | Miscellaneous | Pool pump | TRC | New | EN2129 | Variable Speed Pool Pump | Variable Speed Pool Pump | Equip | 10 | Pool pump | 54.15% | Prescriptive_all | 64.36% | 2.5805 | 5.1808 | 10.1133 | 17.8156 | 27.8713 | 31.3045 | 29.2887 | 22.0767 | 12.9376 | 6.2806 | 2.5805 | 7.7613 | 17.8746 | 35.6902 | 63.5615 | 94.8661 | 124.1548 | 146.2315 | 159.1691 | 165.4497 | 0.0006073 | 0.0018265 | 0.0042066 | 0.0083993 | 0.014958 | 0.022326 | 0.029218 | 0.034414 | 0.037459 | 0.038937 | 9.4265e-05 | 0.00028352 | 0.00065295 | 0.0013038 | 0.0023219 | 0.0034654 | 0.0045353 | 0.0053418 | 0.0058144 | 0.0060438
Assembly_New_Solar Powered Pool Pump_TRC | Ach | Assembly | Miscellaneous | Pool pump | TRC | New | EN2054 | Solar Powered Pool Pump | Solar Powered Pool Pump | Equip | 10 | Pool pump | 0% | Prescriptive_all | 81% | 0 | 0 | 0 | 0 | 0 | 0 | 0 | 0 | 0 | 0 | 0 | 0 | 0 | 0 | 0 | 0 | 0 | 0 | 0 | 0 | 0 | 0 | 0 | 0 | 0 | 0 | 0 | 0 | 0 | 0 | 0 | 0 | 0 | 0 | 0 | 0 | 0 | 0 | 0 | 0
Assembly_New_Solar Pool Heater_TRC | Ach | Assembly | Miscellaneous | Pool pump | TRC | New | EN2017 | Solar Pool Heater | Solar Pool Heater | Equip | 15 | Pool pump | 11.85% | Prescriptive_all | 86.11% | 0.71613 | 1.3917 | 2.5926 | 4.2993 | 6.3145 | 6.8324 | 6.5345 | 5.3256 | 3.406 | 1.7555 | 0.71613 | 2.1078 | 4.7004 | 8.9997 | 15.3142 | 22.1466 | 28.6811 | 34.0067 | 37.4127 | 39.1682 | 0 | 0 | 0 | 0 | 0 | 0 | 0 | 0 | 0 | 0 | 2.616e-05 | 7.6997e-05 | 0.0001717 | 0.00032876 | 0.00055942 | 0.00080901 | 0.0010477 | 0.0012423 | 0.0013667 | 0.0014308
Assembly_New_Retro-Commissioning_TRC | Ach | Assembly | Space Heating | Packaged central unit | TRC | New | NN5339 | Retro-Commissioning | Retro-Commissioning | NonEquip | 5 |  | 0% | Custom_improvement | 16% | 0 | 0 | 0 | 0 | 0 | 0 | 0 | 0 | 0 | 0 | 0 | 0 | 0 | 0 | 0 | 0 | 0 | 0 | 0 | 0 | 0 | 0 | 0 | 0 | 0 | 0 | 0 | 0 | 0 | 0 | 0 | 0 | 0 | 0 | 0 | 0 | 0 | 0 | 0 | 0
Assembly_New_Duct Sealing Repair_TRC | Ach | Assembly | Space Heating | Packaged central unit | TRC | New | NN3545 | Duct Sealing Repair | Duct Sealing Repair | NonEquip | 15 |  | 0% | Prescriptive_all | 12% | 0 | 0 | 0 | 0 | 0 | 0 | 0 | 0 | 0 | 0 | 0 | 0 | 0 | 0 | 0 | 0 | 0 | 0 | 0 | 0 | 0 | 0 | 0 | 0 | 0 | 0 | 0 | 0 | 0 | 0 | 0 | 0 | 0 | 0 | 0 | 0 | 0 | 0 | 0 | 0
Assembly_New_Ceiling Insulation(R2 to R38)_TRC | Ach | Assembly | Space Heating | Packaged central unit | TRC | New | NN3181 | Ceiling Insulation(R2 to R38) | Ceiling Insulation(R2 to R38) | NonEquip | 20 |  | 0% | Prescriptive_all | 17.46% | 0 | 0 | 0 | 0 | 0 | 0 | 0 | 0 | 0 | 0 | 0 | 0 | 0 | 0 | 0 | 0 | 0 | 0 | 0 | 0 | 0 | 0 | 0 | 0 | 0 | 0 | 0 | 0 | 0 | 0 | 0 | 0 | 0 | 0 | 0 | 0 | 0 | 0 | 0 | 0
Assembly_Existing_Retro-Commissioning_TRC | Ach | Assembly | Space Heating | Packaged central unit | TRC | Existing | NE5326 | Retro-Commissioning | Retro-Commissioning | NonEquip | 5 |  | 21.99% | Custom_improvement_existing | 16% | 888.1967 | 898.7355 | 910.5087 | 927.5622 | 948.0948 | 968.2412 | 988.6424 | 1008.3228 | 1027.9552 | 1046.8006 | 888.1967 | 1786.9321 | 2697.4409 | 3625.0031 | 4573.0979 | 5541.3391 | 6529.9814 | 7538.3043 | 8566.2595 | 9613.0601 | 0 | 0 | 0 | 0 | 0 | 0 | 0 | 0 | 0 | 0 | 0.46038 | 0.92622 | 1.3982 | 1.8789 | 2.3704 | 2.8722 | 3.3847 | 3.9073 | 4.4401 | 4.9827
Assembly_Existing_Wall Insulation_TRC | Ach | Assembly | Space Heating | Packaged central unit | TRC | Existing | NE4234 | Wall Insulation | Wall Insulation | NonEquip | 20 |  | 0% | Prescriptive_all_existing | 1.674% | 0 | 0 | 0 | 0 | 0 | 0 | 0 | 0 | 0 | 0 | 0 | 0 | 0 | 0 | 0 | 0 | 0 | 0 | 0 | 0 | 0 | 0 | 0 | 0 | 0 | 0 | 0 | 0 | 0 | 0 | 0 | 0 | 0 | 0 | 0 | 0 | 0 | 0 | 0 | 0
Assembly_Existing_Duct Sealing Repair_TRC | Ach | Assembly | Space Heating | Packaged central unit | TRC | Existing | NE3532 | Duct Sealing Repair | Duct Sealing Repair | NonEquip | 15 |  | 0% | Prescriptive_all_existing | 12% | 0 | 0 | 0 | 0 | 0 | 0 | 0 | 0 | 0 | 0 | 0 | 0 | 0 | 0 | 0 | 0 | 0 | 0 | 0 | 0 | 0 | 0 | 0 | 0 | 0 | 0 | 0 | 0 | 0 | 0 | 0 | 0 | 0 | 0 | 0 | 0 | 0 | 0 | 0 | 0
Assembly_Existing_Ceiling Insulation(R2 to R38)_TRC | Ach | Assembly | Space Heating | Packaged central unit | TRC | Existing | NE3168 | Ceiling Insulation(R2 to R38) | Ceiling Insulation(R2 to R38) | NonEquip | 20 |  | 0% | Prescriptive_all_existing | 19.27% | 0 | 0 | 0 | 0 | 0 | 0 | 0 | 0 | 0 | 0 | 0 | 0 | 0 | 0 | 0 | 0 | 0 | 0 | 0 | 0 | 0 | 0 | 0 | 0 | 0 | 0 | 0 | 0 | 0 | 0 | 0 | 0 | 0 | 0 | 0 | 0 | 0 | 0 | 0 | 0
Assembly_New_Retro-Commissioning_TRC | Ach | Assembly | Space Cooling | Packaged air conditioning units (RTUs) | TRC | New | NN5365 | Retro-Commissioning | Retro-Commissioning | NonEquip | 5 |  | 0% | Custom_improvement | 16% | 0 | 0 | 0 | 0 | 0 | 0 | 0 | 0 | 0 | 0 | 0 | 0 | 0 | 0 | 0 | 0 | 0 | 0 | 0 | 0 | 0 | 0 | 0 | 0 | 0 | 0 | 0 | 0 | 0 | 0 | 0 | 0 | 0 | 0 | 0 | 0 | 0 | 0 | 0 | 0
Assembly_New_HVAC tune-up_RTU_TRC | Ach | Assembly | Space Cooling | Packaged air conditioning units (RTUs) | TRC | New | NN3909 | HVAC tune-up_RTU | HVAC tune-up_RTU | NonEquip | 5 | Packaged air conditioning units (RTUs) | 94.56% | Prescriptive_package HP | 5% | 730.6039 | 1504.7054 | 3087.8257 | 5950.6593 | 10800.2638 | 15314.7273 | 20197.9512 | 24195.99 | 24596.9289 | 20703.5542 | 730.6039 | 2235.3093 | 5323.1351 | 11273.7944 | 22074.0582 | 37388.7855 | 57586.7367 | 81782.7268 | 106379.6556 | 127083.2099 | 0.11819 | 0.3616 | 0.8611 | 1.8237 | 3.5708 | 6.0482 | 9.3155 | 13.2296 | 17.2086 | 20.5577 | 0.0048902 | 0.014962 | 0.03563 | 0.075459 | 0.14775 | 0.25026 | 0.38545 | 0.5474 | 0.71203 | 0.85061
Assembly_New_HVAC tune-up_TRC | Ach | Assembly | Space Cooling | Packaged air conditioning units (RTUs) | TRC | New | NN3883 | HVAC tune-up | HVAC tune-up | NonEquip | 5 | Residential-type central air conditioners | 0% | Prescriptive_all | 5% | 0 | 0 | 0 | 0 | 0 | 0 | 0 | 0 | 0 | 0 | 0 | 0 | 0 | 0 | 0 | 0 | 0 | 0 | 0 | 0 | 0 | 0 | 0 | 0 | 0 | 0 | 0 | 0 | 0 | 0 | 0 | 0 | 0 | 0 | 0 | 0 | 0 | 0 | 0 | 0
Assembly_New_Duct Sealing Repair_TRC | Ach | Assembly | Space Cooling | Packaged air conditioning units (RTUs) | TRC | New | NN3519 | Duct Sealing Repair | Duct Sealing Repair | NonEquip | 15 |  | 0% | Prescriptive_all | 12% | 0 | 0 | 0 | 0 | 0 | 0 | 0 | 0 | 0 | 0 | 0 | 0 | 0 | 0 | 0 | 0 | 0 | 0 | 0 | 0 | 0 | 0 | 0 | 0 | 0 | 0 | 0 | 0 | 0 | 0 | 0 | 0 | 0 | 0 | 0 | 0 | 0 | 0 | 0 | 0
Assembly_New_Chilled Water System - Variable Speed Drives_TRC | Ach | Assembly | Space Cooling | Packaged air conditioning units (RTUs) | TRC | New | NN3311 | Chilled Water System - Variable Speed Drives | Chilled Water System - Variable Speed Drives | NonEquip | 13 | Central chillers inside | 0% | Prescriptive_all | 24.74% | 0 | 0 | 0 | 0 | 0 | 0 | 0 | 0 | 0 | 0 | 0 | 0 | 0 | 0 | 0 | 0 | 0 | 0 | 0 | 0 | 0 | 0 | 0 | 0 | 0 | 0 | 0 | 0 | 0 | 0 | 0 | 0 | 0 | 0 | 0 | 0 | 0 | 0 | 0 | 0
Assembly_New_Ceiling Insulation(R2 to R38)_TRC | Ach | Assembly | Space Cooling | Packaged air conditioning units (RTUs) | TRC | New | NN3207 | Ceiling Insulation(R2 to R38) | Ceiling Insulation(R2 to R38) | NonEquip | 20 |  | 0% | Prescriptive_all | 49.84% | 0 | 0 | 0 | 0 | 0 | 0 | 0 | 0 | 0 | 0 | 0 | 0 | 0 | 0 | 0 | 0 | 0 | 0 | 0 | 0 | 0 | 0 | 0 | 0 | 0 | 0 | 0 | 0 | 0 | 0 | 0 | 0 | 0 | 0 | 0 | 0 | 0 | 0 | 0 | 0
Assembly_Existing_Retro-Commissioning_TRC | Ach | Assembly | Space Cooling | Packaged air conditioning units (RTUs) | TRC | Existing | NE5352 | Retro-Commissioning | Retro-Commissioning | NonEquip | 5 |  | 21.99% | Custom_improvement_existing | 16% | 9313.7165 | 9343.8506 | 9466.253 | 9643.552 | 9857.0229 | 10066.4779 | 10278.5822 | 10483.1931 | 10687.3046 | 10883.2337 | 9313.7165 | 18657.5671 | 28123.8201 | 37767.3721 | 47624.3951 | 57690.873 | 67969.4552 | 78452.6483 | 89139.9529 | 100023.1866 | 1.5571 | 3.1192 | 4.7018 | 6.314 | 7.9619 | 9.6449 | 11.3633 | 13.1159 | 14.9026 | 16.7221 | 0 | 0 | 0 | 0 | 0 | 0 | 0 | 0 | 0 | 0
Assembly_Existing_Wall Insulation_TRC | Ach | Assembly | Space Cooling | Packaged air conditioning units (RTUs) | TRC | Existing | NE4208 | Wall Insulation | Wall Insulation | NonEquip | 20 |  | 0% | Prescriptive_all_existing | 29.66% | 0 | 0 | 0 | 0 | 0 | 0 | 0 | 0 | 0 | 0 | 0 | 0 | 0 | 0 | 0 | 0 | 0 | 0 | 0 | 0 | 0 | 0 | 0 | 0 | 0 | 0 | 0 | 0 | 0 | 0 | 0 | 0 | 0 | 0 | 0 | 0 | 0 | 0 | 0 | 0
Assembly_Existing_HVAC tune-up_RTU_TRC | Ach | Assembly | Space Cooling | Packaged air conditioning units (RTUs) | TRC | Existing | NE3896 | HVAC tune-up_RTU | HVAC tune-up_RTU | NonEquip | 5 | Packaged air conditioning units (RTUs) | 94.56% | Prescriptive_package HP_existing | 5% | 8144.6879 | 13079.3874 | 20963.4002 | 33200.8084 | 51220.6341 | 75403.3312 | 103312.0405 | 126850.1464 | 133166.3361 | 113439.7401 | 8144.6879 | 21224.0753 | 42187.4755 | 75388.2839 | 126608.918 | 202012.2491 | 305324.2897 | 432174.4361 | 565340.7721 | 678780.5123 | 1.3175 | 3.4333 | 6.8245 | 12.1952 | 20.4809 | 32.6786 | 49.3909 | 69.9109 | 91.4526 | 109.8032 | 0.054515 | 0.14206 | 0.28237 | 0.5046 | 0.84744 | 1.3521 | 2.0436 | 2.8927 | 3.784 | 4.5433
Assembly_Existing_HVAC tune-up_TRC | Ach | Assembly | Space Cooling | Packaged air conditioning units (RTUs) | TRC | Existing | NE3870 | HVAC tune-up | HVAC tune-up | NonEquip | 5 | Residential-type central air conditioners | 0% | Prescriptive_all_existing | 5% | 0 | 0 | 0 | 0 | 0 | 0 | 0 | 0 | 0 | 0 | 0 | 0 | 0 | 0 | 0 | 0 | 0 | 0 | 0 | 0 | 0 | 0 | 0 | 0 | 0 | 0 | 0 | 0 | 0 | 0 | 0 | 0 | 0 | 0 | 0 | 0 | 0 | 0 | 0 | 0
Assembly_Existing_Duct Sealing Repair_TRC | Ach | Assembly | Space Cooling | Packaged air conditioning units (RTUs) | TRC | Existing | NE3506 | Duct Sealing Repair | Duct Sealing Repair | NonEquip | 15 |  | 0% | Prescriptive_all_existing | 12% | 0 | 0 | 0 | 0 | 0 | 0 | 0 | 0 | 0 | 0 | 0 | 0 | 0 | 0 | 0 | 0 | 0 | 0 | 0 | 0 | 0 | 0 | 0 | 0 | 0 | 0 | 0 | 0 | 0 | 0 | 0 | 0 | 0 | 0 | 0 | 0 | 0 | 0 | 0 | 0
Assembly_Existing_Chilled Water System - Variable Speed Drives_TRC | Ach | Assembly | Space Cooling | Packaged air conditioning units (RTUs) | TRC | Existing | NE3298 | Chilled Water System - Variable Speed Drives | Chilled Water System - Variable Speed Drives | NonEquip | 13 | Central chillers inside | 0% | Prescriptive_all_existing | 24.74% | 0 | 0 | 0 | 0 | 0 | 0 | 0 | 0 | 0 | 0 | 0 | 0 | 0 | 0 | 0 | 0 | 0 | 0 | 0 | 0 | 0 | 0 | 0 | 0 | 0 | 0 | 0 | 0 | 0 | 0 | 0 | 0 | 0 | 0 | 0 | 0 | 0 | 0 | 0 | 0
Assembly_Existing_Ceiling Insulation(R2 to R38)_TRC | Ach | Assembly | Space Cooling | Packaged air conditioning units (RTUs) | TRC | Existing | NE3194 | Ceiling Insulation(R2 to R38) | Ceiling Insulation(R2 to R38) | NonEquip | 20 |  | 0% | Prescriptive_all_existing | 49.84% | 0 | 0 | 0 | 0 | 0 | 0 | 0 | 0 | 0 | 0 | 0 | 0 | 0 | 0 | 0 | 0 | 0 | 0 | 0 | 0 | 0 | 0 | 0 | 0 | 0 | 0 | 0 | 0 | 0 | 0 | 0 | 0 | 0 | 0 | 0 | 0 | 0 | 0 | 0 | 0
Assembly_New_Retro-Commissioning_TRC | Ach | Assembly | Interior Lighting | Overhead (fluorescent/LED/CFL U-shape) | TRC | New | NN5261 | Retro-Commissioning | Retro-Commissioning | NonEquip | 5 |  | 0% | Custom_improvement | 16% | 0 | 0 | 0 | 0 | 0 | 0 | 0 | 0 | 0 | 0 | 0 | 0 | 0 | 0 | 0 | 0 | 0 | 0 | 0 | 0 | 0 | 0 | 0 | 0 | 0 | 0 | 0 | 0 | 0 | 0 | 0 | 0 | 0 | 0 | 0 | 0 | 0 | 0 | 0 | 0
Assembly_New_Interior Lighting Controls_TRC | Ach | Assembly | Interior Lighting | Overhead (fluorescent/LED/CFL U-shape) | TRC | New | NN4429 | Interior Lighting Controls | Interior Lighting Controls | NonEquip | 8 | Overhead (fluorescent/LED/CFL U-shape) | 15.09% | Prescriptive_lighting control | 28% | 242.2228 | 472.127 | 889.0996 | 1494.8383 | 2199.5104 | 2279.8734 | 1930.9024 | 1302.8107 | 688.7547 | 309.4898 | 242.2228 | 714.3498 | 1603.4493 | 3098.2876 | 5297.798 | 7577.6714 | 9508.5738 | 10811.3844 | 11500.1391 | 11809.6289 | 0 | 0 | 0 | 0 | 0 | 0 | 0 | 0 | 0 | 0 | 0 | 0 | 0 | 0 | 0 | 0 | 0 | 0 | 0 | 0
Assembly_Existing_Retro-Commissioning_TRC | Ach | Assembly | Interior Lighting | Overhead (fluorescent/LED/CFL U-shape) | TRC | Existing | NE5248 | Retro-Commissioning | Retro-Commissioning | NonEquip | 5 |  | 21.99% | Custom_improvement_existing | 16% | 1587.1591 | 1602.2461 | 1623.2352 | 1653.6377 | 1690.2429 | 1726.1594 | 1762.5302 | 1797.616 | 1832.6162 | 1866.2134 | 1587.1591 | 3189.4052 | 4812.6405 | 6466.2782 | 8156.5211 | 9882.6804 | 11645.2106 | 13442.8266 | 15275.4429 | 17141.6563 | 0.26534 | 0.53321 | 0.80459 | 1.081 | 1.3636 | 1.6522 | 1.9469 | 2.2474 | 2.5538 | 2.8658 | 0.82267 | 1.6532 | 2.4945 | 3.3517 | 4.2278 | 5.1225 | 6.0361 | 6.9678 | 7.9177 | 8.885
Assembly_Existing_Interior Lighting Controls_TRC | Ach | Assembly | Interior Lighting | Overhead (fluorescent/LED/CFL U-shape) | TRC | Existing | NE4416 | Interior Lighting Controls | Interior Lighting Controls | NonEquip | 8 | Overhead (fluorescent/LED/CFL U-shape) | 15.09% | Prescriptive_lighting control_existing | 28% | 3354.3745 | 5132.8012 | 7553.8559 | 10443.2772 | 13069.0889 | 14071.8236 | 12388.3078 | 8572.088 | 4682.5833 | 2130.7068 | 3354.3745 | 8487.1757 | 16041.0316 | 26484.3088 | 39553.3977 | 53625.2213 | 66013.5291 | 74585.6171 | 79268.2004 | 81398.9073 | 0 | 0 | 0 | 0 | 0 | 0 | 0 | 0 | 0 | 0 | 0 | 0 | 0 | 0 | 0 | 0 | 0 | 0 | 0 | 0
Assembly_Turnover_Premium T8 - Fixture Replacement_TRC | Ach | Assembly | Interior Lighting | Overhead (fluorescent/LED/CFL U-shape) | TRC | Turnover | ET1757 | Premium T8 - Fixture Replacement | Premium T8 - Fixture Replacement | Equip | 8 | Overhead (fluorescent/LED/CFL U-shape) | 24.1% | Prescriptive_lighting | 12.5% | 8096.005 | 8434.9802 | 8005.7008 | 6088.2959 | 3638.173 | 1770.2448 | 752.2894 | 298.0877 | 114.7695 | 42.9034 | 8096.005 | 16530.9852 | 24536.686 | 30624.9818 | 34263.1548 | 36033.3996 | 36785.689 | 37083.7768 | 37198.5462 | 37241.4496 | 1.9625 | 4.0072 | 5.9478 | 7.4236 | 8.3055 | 8.7346 | 8.917 | 8.9893 | 9.0171 | 9.0275 | 0.44895 | 0.91669 | 1.3606 | 1.6982 | 1.9 | 1.9982 | 2.0399 | 2.0564 | 2.0628 | 2.0651
Assembly_New_Premium T8 - Fixture Replacement_TRC | Ach | Assembly | Interior Lighting | Overhead (fluorescent/LED/CFL U-shape) | TRC | New | EN1783 | Premium T8 - Fixture Replacement | Premium T8 - Fixture Replacement | Equip | 8 | Overhead (fluorescent/LED/CFL U-shape) | 0% | Prescriptive_lighting | 12.5% | 0 | 0 | 0 | 0 | 0 | 0 | 0 | 0 | 0 | 0 | 0 | 0 | 0 | 0 | 0 | 0 | 0 | 0 | 0 | 0 | 0 | 0 | 0 | 0 | 0 | 0 | 0 | 0 | 0 | 0 | 0 | 0 | 0 | 0 | 0 | 0 | 0 | 0 | 0 | 0
Assembly_New_Retro-Commissioning_TRC | Ach | Assembly | Miscellaneous | Others | TRC | New | NN5443 | Retro-Commissioning | Retro-Commissioning | NonEquip | 5 |  | 0% | Custom_improvement | 16% | 0 | 0 | 0 | 0 | 0 | 0 | 0 | 0 | 0 | 0 | 0 | 0 | 0 | 0 | 0 | 0 | 0 | 0 | 0 | 0 | 0 | 0 | 0 | 0 | 0 | 0 | 0 | 0 | 0 | 0 | 0 | 0 | 0 | 0 | 0 | 0 | 0 | 0 | 0 | 0
Assembly_New_VSD Controlled Compressor_TRC | Ach | Assembly | Miscellaneous | Others | TRC | New | NN4533 | VSD Controlled Compressor | VSD Controlled Compressor | NonEquip | 15 | Others | 27.75% | Prescriptive_ECM | 20.79% | 197.7792 | 410.605 | 845.784 | 1624.6278 | 2911.7186 | 4025.0727 | 5082.8692 | 5686.073 | 5232.2786 | 3882.9492 | 197.7792 | 608.3842 | 1454.1682 | 3078.7959 | 5990.5146 | 10015.5873 | 15098.4565 | 20784.5295 | 26016.8081 | 29899.7573 | 0.029822 | 0.091735 | 0.21927 | 0.46423 | 0.90327 | 1.5102 | 2.2766 | 3.134 | 3.9229 | 4.5084 | 0.013958 | 0.042936 | 0.10263 | 0.21728 | 0.42277 | 0.70683 | 1.0655 | 1.4668 | 1.8361 | 2.1101
Assembly_New_Engine Block Timer_TRC | Ach | Assembly | Miscellaneous | Others | TRC | New | NN4481 | Engine Block Timer | Engine Block Timer | NonEquip | 5 | Others | 0% | Prescriptive_ECM | 36% | 0 | 0 | 0 | 0 | 0 | 0 | 0 | 0 | 0 | 0 | 0 | 0 | 0 | 0 | 0 | 0 | 0 | 0 | 0 | 0 | 0 | 0 | 0 | 0 | 0 | 0 | 0 | 0 | 0 | 0 | 0 | 0 | 0 | 0 | 0 | 0 | 0 | 0 | 0 | 0
Assembly_Existing_Retro-Commissioning_TRC | Ach | Assembly | Miscellaneous | Others | TRC | Existing | NE5430 | Retro-Commissioning | Retro-Commissioning | NonEquip | 5 |  | 21.99% | Custom_improvement_existing | 16% | 1415.5127 | 1514.7653 | 1534.6084 | 1563.351 | 1597.9575 | 1631.913 | 1666.298 | 1699.4682 | 1732.5575 | 1764.3203 | 1415.5127 | 2930.278 | 4464.8864 | 6028.2374 | 7626.1949 | 9258.1079 | 10924.406 | 12623.8742 | 14356.4317 | 16120.7519 | 0.23665 | 0.48989 | 0.74645 | 1.0078 | 1.275 | 1.5478 | 1.8264 | 2.1105 | 2.4001 | 2.6951 | 0.7337 | 1.5188 | 2.3143 | 3.1246 | 3.9529 | 4.7988 | 5.6624 | 6.5433 | 7.4414 | 8.3559
Assembly_Existing_VSD Controlled Compressor_TRC | Ach | Assembly | Miscellaneous | Others | TRC | Existing | NE4520 | VSD Controlled Compressor | VSD Controlled Compressor | NonEquip | 15 | Others | 5.549% | Prescriptive_ECM_existing | 20.79% | 415.0554 | 706.2843 | 1120.7261 | 1746.1236 | 2625.3161 | 3712.6402 | 4784.0671 | 5370.6158 | 4992.1491 | 3672.818 | 415.0554 | 1121.3397 | 2242.0658 | 3988.1893 | 6613.5054 | 10326.1456 | 15110.2127 | 20480.8285 | 25472.9776 | 29145.7956 | 0.062584 | 0.16908 | 0.33807 | 0.60136 | 0.99721 | 1.557 | 2.2784 | 3.0882 | 3.8409 | 4.3947 | 0.029292 | 0.079137 | 0.15823 | 0.28146 | 0.46674 | 0.72875 | 1.0664 | 1.4454 | 1.7977 | 2.0569
Assembly_Existing_Engine Block Timer_TRC | Ach | Assembly | Miscellaneous | Others | TRC | Existing | NE4468 | Engine Block Timer | Engine Block Timer | NonEquip | 5 | Others | 0% | Prescriptive_ECM_existing | 36% | 0 | 0 | 0 | 0 | 0 | 0 | 0 | 0 | 0 | 0 | 0 | 0 | 0 | 0 | 0 | 0 | 0 | 0 | 0 | 0 | 0 | 0 | 0 | 0 | 0 | 0 | 0 | 0 | 0 | 0 | 0 | 0 | 0 | 0 | 0 | 0 | 0 | 0 | 0 | 0
Assembly_Turnover_Efficient Battery Charger_TRC | Ach | Assembly | Miscellaneous | Others | TRC | Turnover | ET1835 | Efficient Battery Charger | Efficient Battery Charger | Equip | 7 | Others | 17.92% | Prescriptive_all | 13.68% | 2500.4723 | 3605.5524 | 5470.3503 | 7880.9851 | 10429.2086 | 12150.995 | 11800.5482 | 9106.4199 | 5505.5417 | 2701.1451 | 2500.4723 | 6106.0247 | 11576.375 | 19457.3601 | 29886.5687 | 42037.5637 | 53838.1119 | 62944.5317 | 68450.0734 | 71151.2185 | 1.3701 | 3.3458 | 6.3432 | 10.6616 | 16.3762 | 23.0343 | 29.5003 | 34.4902 | 37.5069 | 38.987 | 0 | 0 | 0 | 0 | 0 | 0 | 0 | 0 | 0 | 0
Assembly_New_Efficient Battery Charger_TRC | Ach | Assembly | Miscellaneous | Others | TRC | New | EN1861 | Efficient Battery Charger | Efficient Battery Charger | Equip | 7 | Others | 17.92% | Prescriptive_all | 13.68% | 167.421 | 336.1259 | 656.1375 | 1155.8553 | 1808.2585 | 2030.9997 | 1900.2181 | 1432.3096 | 839.3777 | 407.4779 | 167.421 | 503.5469 | 1159.6844 | 2315.5397 | 4123.7982 | 6154.7979 | 8055.0161 | 9487.3256 | 10326.7033 | 10734.1812 | 0.091738 | 0.27592 | 0.63544 | 1.2688 | 2.2596 | 3.3725 | 4.4137 | 5.1985 | 5.6585 | 5.8817 | 0 | 0 | 0 | 0 | 0 | 0 | 0 | 0 | 0 | 0
Assembly_New_Network PC Power Management_TRC | Ach | Assembly | Office Equipment | Other office | TRC | New | NN4559 | Network PC Power Management | Network PC Power Management | NonEquip | 5 | Computers | 0% | Prescriptive_all | 56.5% | 0 | 0 | 0 | 0 | 0 | 0 | 0 | 0 | 0 | 0 | 0 | 0 | 0 | 0 | 0 | 0 | 0 | 0 | 0 | 0 | 0 | 0 | 0 | 0 | 0 | 0 | 0 | 0 | 0 | 0 | 0 | 0 | 0 | 0 | 0 | 0 | 0 | 0 | 0 | 0
Assembly_Existing_Network PC Power Management_TRC | Ach | Assembly | Office Equipment | Other office | TRC | Existing | NE4546 | Network PC Power Management | Network PC Power Management | NonEquip | 5 | Computers | 0% | Prescriptive_all_existing | 56.5% | 0 | 0 | 0 | 0 | 0 | 0 | 0 | 0 | 0 | 0 | 0 | 0 | 0 | 0 | 0 | 0 | 0 | 0 | 0 | 0 | 0 | 0 | 0 | 0 | 0 | 0 | 0 | 0 | 0 | 0 | 0 | 0 | 0 | 0 | 0 | 0 | 0 | 0 | 0 | 0
Assembly_Turnover_Energy Star Uninterruptable Power Supply_TRC | Ach | Assembly | Office Equipment | Other office | TRC | Turnover | ET2258 | Energy Star Uninterruptable Power Supply | Energy Star Uninterruptable Power Supply | Equip | 10 | Other office | 0% | Prescriptive_all | 1.878% | 0 | 0 | 0 | 0 | 0 | 0 | 0 | 0 | 0 | 0 | 0 | 0 | 0 | 0 | 0 | 0 | 0 | 0 | 0 | 0 | 0 | 0 | 0 | 0 | 0 | 0 | 0 | 0 | 0 | 0 | 0 | 0 | 0 | 0 | 0 | 0 | 0 | 0 | 0 | 0
Assembly_New_Energy Star Uninterruptable Power Supply_TRC | Ach | Assembly | Office Equipment | Other office | TRC | New | EN2284 | Energy Star Uninterruptable Power Supply | Energy Star Uninterruptable Power Supply | Equip | 10 | Other office | 0% | Prescriptive_all | 1.878% | 0 | 0 | 0 | 0 | 0 | 0 | 0 | 0 | 0 | 0 | 0 | 0 | 0 | 0 | 0 | 0 | 0 | 0 | 0 | 0 | 0 | 0 | 0 | 0 | 0 | 0 | 0 | 0 | 0 | 0 | 0 | 0 | 0 | 0 | 0 | 0 | 0 | 0 | 0 | 0
Assembly_New_Retro-Commissioning_TRC | Ach | Assembly | Ventilation and Circulation | Motor/Fan | TRC | New | NN5391 | Retro-Commissioning | Retro-Commissioning | NonEquip | 5 |  | 0% | Custom_improvement | 16% | 0 | 0 | 0 | 0 | 0 | 0 | 0 | 0 | 0 | 0 | 0 | 0 | 0 | 0 | 0 | 0 | 0 | 0 | 0 | 0 | 0 | 0 | 0 | 0 | 0 | 0 | 0 | 0 | 0 | 0 | 0 | 0 | 0 | 0 | 0 | 0 | 0 | 0 | 0 | 0
Assembly_New_Demand Controlled Ventilation_TRC | Ach | Assembly | Ventilation and Circulation | Motor/Fan | TRC | New | NN4949 | Demand Controlled Ventilation | Demand Controlled Ventilation | NonEquip | 10 |  | 17.54% | Prescriptive_all | 50% | 0.068961 | 0.13625 | 0.26173 | 0.45372 | 0.69851 | 0.77206 | 0.71084 | 0.52727 | 0.30408 | 0.14527 | 0.068961 | 0.20521 | 0.46693 | 0.92065 | 1.6192 | 2.3912 | 3.1021 | 3.6293 | 3.9334 | 4.0787 | 7.1798e-06 | 2.1365e-05 | 4.8614e-05 | 9.5853e-05 | 0.00016858 | 0.00024896 | 0.00032297 | 0.00037787 | 0.00040952 | 0.00042465 | 4.0422e-05 | 0.00012029 | 0.0002737 | 0.00053965 | 0.00094909 | 0.0014016 | 0.0018183 | 0.0021274 | 0.0023056 | 0.0023908
Assembly_Existing_Retro-Commissioning_TRC | Ach | Assembly | Ventilation and Circulation | Motor/Fan | TRC | Existing | NE5378 | Retro-Commissioning | Retro-Commissioning | NonEquip | 5 |  | 21.99% | Custom_improvement_existing | 16% | 0.17995 | 0.17916 | 0.18151 | 0.18491 | 0.189 | 0.19302 | 0.19709 | 0.20101 | 0.20492 | 0.20868 | 0.17995 | 0.35912 | 0.54063 | 0.72554 | 0.91454 | 1.1076 | 1.3046 | 1.5057 | 1.7106 | 1.9193 | 3.0085e-05 | 6.0038e-05 | 9.0383e-05 | 0.0001213 | 0.00015289 | 0.00018516 | 0.00021811 | 0.00025172 | 0.00028598 | 0.00032086 | 9.3274e-05 | 0.00018614 | 0.00028022 | 0.00037607 | 0.00047403 | 0.00057408 | 0.00067624 | 0.00078042 | 0.00088664 | 0.00099481
Assembly_Existing_Demand Controlled Ventilation_TRC | Ach | Assembly | Ventilation and Circulation | Motor/Fan | TRC | Existing | NE4936 | Demand Controlled Ventilation | Demand Controlled Ventilation | NonEquip | 10 |  | 18.71% | Prescriptive_all_existing | 50% | 0.82629 | 1.2624 | 1.8927 | 2.6946 | 3.5238 | 4.0407 | 3.8623 | 2.9343 | 1.7463 | 0.84374 | 0.82629 | 2.0887 | 3.9814 | 6.676 | 10.1998 | 14.2405 | 18.1027 | 21.0371 | 22.7834 | 23.6271 | 8.6029e-05 | 0.00021746 | 0.00041452 | 0.00069507 | 0.0010619 | 0.0014826 | 0.0018848 | 0.0021903 | 0.0023721 | 0.0024599 | 0.00048434 | 0.0012243 | 0.0023337 | 0.0039132 | 0.0059787 | 0.0083473 | 0.010611 | 0.012331 | 0.013355 | 0.013849
Assembly_Turnover_High Speed Fans_TRC | Ach | Assembly | Ventilation and Circulation | Motor/Fan | TRC | Turnover | ET2687 | High Speed Fans | High Speed Fans | Equip | 7 | Motor/Fan | 11.82% | Prescriptive_ECM | 10.99% | 0.037332 | 0.054896 | 0.086744 | 0.13458 | 0.20151 | 0.28493 | 0.3671 | 0.41192 | 0.38278 | 0.28142 | 0.037332 | 0.092228 | 0.17897 | 0.31356 | 0.51506 | 0.79999 | 1.1671 | 1.579 | 1.9618 | 2.2432 | 5.196e-06 | 1.2837e-05 | 2.491e-05 | 4.3642e-05 | 7.1688e-05 | 0.00011134 | 0.00016244 | 0.00021977 | 0.00027305 | 0.00031221 | 4.7599e-07 | 1.1759e-06 | 2.2819e-06 | 3.9979e-06 | 6.5672e-06 | 1.02e-05 | 1.4881e-05 | 2.0133e-05 | 2.5013e-05 | 2.8601e-05
Assembly_New_High Speed Fans_TRC | Ach | Assembly | Ventilation and Circulation | Motor/Fan | TRC | New | EN2713 | High Speed Fans | High Speed Fans | Equip | 7 | Motor/Fan | 11.82% | Prescriptive_ECM | 10.99% | 0.0051744 | 0.010512 | 0.021142 | 0.039577 | 0.069126 | 0.093516 | 0.11659 | 0.1299 | 0.11931 | 0.088033 | 0.0051744 | 0.015686 | 0.036829 | 0.076406 | 0.14553 | 0.23905 | 0.35564 | 0.48553 | 0.60484 | 0.69288 | 7.2018e-07 | 2.1833e-06 | 5.1259e-06 | 1.0634e-05 | 2.0256e-05 | 3.3271e-05 | 4.9499e-05 | 6.7578e-05 | 8.4184e-05 | 9.6437e-05 | 6.5974e-08 | 2.0001e-07 | 4.6958e-07 | 9.742e-07 | 1.8556e-06 | 3.0479e-06 | 4.5345e-06 | 6.1907e-06 | 7.7119e-06 | 8.8344e-06
Assembly_New_Retro-Commissioning_TRC | Ach | Assembly | Miscellaneous | Medical equipment | TRC | New | NN5443 | Retro-Commissioning | Retro-Commissioning | NonEquip | 5 |  | 0% | Custom_improvement | 16% | 0 | 0 | 0 | 0 | 0 | 0 | 0 | 0 | 0 | 0 | 0 | 0 | 0 | 0 | 0 | 0 | 0 | 0 | 0 | 0 | 0 | 0 | 0 | 0 | 0 | 0 | 0 | 0 | 0 | 0 | 0 | 0 | 0 | 0 | 0 | 0 | 0 | 0 | 0 | 0
Assembly_New_VSD Controlled Compressor_TRC | Ach | Assembly | Miscellaneous | Medical equipment | TRC | New | NN4533 | VSD Controlled Compressor | VSD Controlled Compressor | NonEquip | 15 | Others | 0% | Prescriptive_ECM | 20.79% | 0 | 0 | 0 | 0 | 0 | 0 | 0 | 0 | 0 | 0 | 0 | 0 | 0 | 0 | 0 | 0 | 0 | 0 | 0 | 0 | 0 | 0 | 0 | 0 | 0 | 0 | 0 | 0 | 0 | 0 | 0 | 0 | 0 | 0 | 0 | 0 | 0 | 0 | 0 | 0
Assembly_New_Engine Block Timer_TRC | Ach | Assembly | Miscellaneous | Medical equipment | TRC | New | NN4481 | Engine Block Timer | Engine Block Timer | NonEquip | 5 | Others | 0% | Prescriptive_ECM | 36% | 0 | 0 | 0 | 0 | 0 | 0 | 0 | 0 | 0 | 0 | 0 | 0 | 0 | 0 | 0 | 0 | 0 | 0 | 0 | 0 | 0 | 0 | 0 | 0 | 0 | 0 | 0 | 0 | 0 | 0 | 0 | 0 | 0 | 0 | 0 | 0 | 0 | 0 | 0 | 0
Assembly_Existing_Retro-Commissioning_TRC | Ach | Assembly | Miscellaneous | Medical equipment | TRC | Existing | NE5430 | Retro-Commissioning | Retro-Commissioning | NonEquip | 5 |  | 21.99% | Custom_improvement_existing | 16% | 0 | 0 | 0 | 0 | 0 | 0 | 0 | 0 | 0 | 0 | 0 | 0 | 0 | 0 | 0 | 0 | 0 | 0 | 0 | 0 | 0 | 0 | 0 | 0 | 0 | 0 | 0 | 0 | 0 | 0 | 0 | 0 | 0 | 0 | 0 | 0 | 0 | 0 | 0 | 0
Assembly_Existing_VSD Controlled Compressor_TRC | Ach | Assembly | Miscellaneous | Medical equipment | TRC | Existing | NE4520 | VSD Controlled Compressor | VSD Controlled Compressor | NonEquip | 15 | Others | 0% | Prescriptive_ECM_existing | 20.79% | 0 | 0 | 0 | 0 | 0 | 0 | 0 | 0 | 0 | 0 | 0 | 0 | 0 | 0 | 0 | 0 | 0 | 0 | 0 | 0 | 0 | 0 | 0 | 0 | 0 | 0 | 0 | 0 | 0 | 0 | 0 | 0 | 0 | 0 | 0 | 0 | 0 | 0 | 0 | 0
Assembly_Existing_Engine Block Timer_TRC | Ach | Assembly | Miscellaneous | Medical equipment | TRC | Existing | NE4468 | Engine Block Timer | Engine Block Timer | NonEquip | 5 | Others | 0% | Prescriptive_ECM_existing | 36% | 0 | 0 | 0 | 0 | 0 | 0 | 0 | 0 | 0 | 0 | 0 | 0 | 0 | 0 | 0 | 0 | 0 | 0 | 0 | 0 | 0 | 0 | 0 | 0 | 0 | 0 | 0 | 0 | 0 | 0 | 0 | 0 | 0 | 0 | 0 | 0 | 0 | 0 | 0 | 0
Assembly_New_Retro-Commissioning_TRC | Ach | Assembly | Refrigeration | Large cold storage | TRC | New | NN5313 | Retro-Commissioning | Retro-Commissioning | NonEquip | 5 |  | 0% | Custom_improvement | 16% | 0 | 0 | 0 | 0 | 0 | 0 | 0 | 0 | 0 | 0 | 0 | 0 | 0 | 0 | 0 | 0 | 0 | 0 | 0 | 0 | 0 | 0 | 0 | 0 | 0 | 0 | 0 | 0 | 0 | 0 | 0 | 0 | 0 | 0 | 0 | 0 | 0 | 0 | 0 | 0
Assembly_New_Strip Curtains for Walk-ins_TRC | Ach | Assembly | Refrigeration | Large cold storage | TRC | New | NN4897 | Strip Curtains for Walk-ins | Strip Curtains for Walk-ins | NonEquip | 4 | Walk-in cooler | 0% | Prescriptive_refrigeration control | 2.115% | 0 | 0 | 0 | 0 | 0 | 0 | 0 | 0 | 0 | 0 | 0 | 0 | 0 | 0 | 0 | 0 | 0 | 0 | 0 | 0 | 0 | 0 | 0 | 0 | 0 | 0 | 0 | 0 | 0 | 0 | 0 | 0 | 0 | 0 | 0 | 0 | 0 | 0 | 0 | 0
Assembly_New_PSC to ECM Evaporator Fan Motor (Walk-In, Refrigerator)_TRC | Ach | Assembly | Refrigeration | Large cold storage | TRC | New | NN4845 | PSC to ECM Evaporator Fan Motor (Walk-In, Refrigerator) | PSC to ECM Evaporator Fan Motor (Walk-In, Refrigerator) | NonEquip | 15 | Walk-in cooler | 0% | Prescriptive_ECM | 37.5% | 0 | 0 | 0 | 0 | 0 | 0 | 0 | 0 | 0 | 0 | 0 | 0 | 0 | 0 | 0 | 0 | 0 | 0 | 0 | 0 | 0 | 0 | 0 | 0 | 0 | 0 | 0 | 0 | 0 | 0 | 0 | 0 | 0 | 0 | 0 | 0 | 0 | 0 | 0 | 0
Assembly_New_PSC to ECM Evaporator Fan Motor (Reach-In)_TRC | Ach | Assembly | Refrigeration | Large cold storage | TRC | New | NN4819 | PSC to ECM Evaporator Fan Motor (Reach-In) | PSC to ECM Evaporator Fan Motor (Reach-In) | NonEquip | 15 | Display cases | 0% | Prescriptive_ECM | 37.5% | 0 | 0 | 0 | 0 | 0 | 0 | 0 | 0 | 0 | 0 | 0 | 0 | 0 | 0 | 0 | 0 | 0 | 0 | 0 | 0 | 0 | 0 | 0 | 0 | 0 | 0 | 0 | 0 | 0 | 0 | 0 | 0 | 0 | 0 | 0 | 0 | 0 | 0 | 0 | 0
Assembly_Existing_Retro-Commissioning_TRC | Ach | Assembly | Refrigeration | Large cold storage | TRC | Existing | NE5300 | Retro-Commissioning | Retro-Commissioning | NonEquip | 5 |  | 21.99% | Custom_improvement_existing | 16% | 0 | 0 | 0 | 0 | 0 | 0 | 0 | 0 | 0 | 0 | 0 | 0 | 0 | 0 | 0 | 0 | 0 | 0 | 0 | 0 | 0 | 0 | 0 | 0 | 0 | 0 | 0 | 0 | 0 | 0 | 0 | 0 | 0 | 0 | 0 | 0 | 0 | 0 | 0 | 0
Assembly_Existing_Strip Curtains for Walk-ins_TRC | Ach | Assembly | Refrigeration | Large cold storage | TRC | Existing | NE4884 | Strip Curtains for Walk-ins | Strip Curtains for Walk-ins | NonEquip | 4 | Walk-in cooler | 0% | Prescriptive_refrigeration control_existing | 2.115% | 0 | 0 | 0 | 0 | 0 | 0 | 0 | 0 | 0 | 0 | 0 | 0 | 0 | 0 | 0 | 0 | 0 | 0 | 0 | 0 | 0 | 0 | 0 | 0 | 0 | 0 | 0 | 0 | 0 | 0 | 0 | 0 | 0 | 0 | 0 | 0 | 0 | 0 | 0 | 0
Assembly_Existing_PSC to ECM Evaporator Fan Motor (Walk-In, Refrigerator)_TRC | Ach | Assembly | Refrigeration | Large cold storage | TRC | Existing | NE4832 | PSC to ECM Evaporator Fan Motor (Walk-In, Refrigerator) | PSC to ECM Evaporator Fan Motor (Walk-In, Refrigerator) | NonEquip | 15 | Walk-in cooler | 0% | Prescriptive_ECM_existing | 37.5% | 0 | 0 | 0 | 0 | 0 | 0 | 0 | 0 | 0 | 0 | 0 | 0 | 0 | 0 | 0 | 0 | 0 | 0 | 0 | 0 | 0 | 0 | 0 | 0 | 0 | 0 | 0 | 0 | 0 | 0 | 0 | 0 | 0 | 0 | 0 | 0 | 0 | 0 | 0 | 0
Assembly_Existing_PSC to ECM Evaporator Fan Motor (Reach-In)_TRC | Ach | Assembly | Refrigeration | Large cold storage | TRC | Existing | NE4806 | PSC to ECM Evaporator Fan Motor (Reach-In) | PSC to ECM Evaporator Fan Motor (Reach-In) | NonEquip | 15 | Display cases | 0% | Prescriptive_ECM_existing | 37.5% | 0 | 0 | 0 | 0 | 0 | 0 | 0 | 0 | 0 | 0 | 0 | 0 | 0 | 0 | 0 | 0 | 0 | 0 | 0 | 0 | 0 | 0 | 0 | 0 | 0 | 0 | 0 | 0 | 0 | 0 | 0 | 0 | 0 | 0 | 0 | 0 | 0 | 0 | 0 | 0
Assembly_Existing_Freezer-Cooler Replacement Gaskets_TRC | Ach | Assembly | Refrigeration | Large cold storage | TRC | Existing | NE4702 | Freezer-Cooler Replacement Gaskets | Freezer-Cooler Replacement Gaskets | NonEquip | 4 | Display cases | 0% | Prescriptive_refrigeration control_existing | 3.131% | 0 | 0 | 0 | 0 | 0 | 0 | 0 | 0 | 0 | 0 | 0 | 0 | 0 | 0 | 0 | 0 | 0 | 0 | 0 | 0 | 0 | 0 | 0 | 0 | 0 | 0 | 0 | 0 | 0 | 0 | 0 | 0 | 0 | 0 | 0 | 0 | 0 | 0 | 0 | 0
Assembly_New_Retro-Commissioning_TRC | Ach | Assembly | Miscellaneous | Laboratory equipment | TRC | New | NN5443 | Retro-Commissioning | Retro-Commissioning | NonEquip | 5 |  | 0% | Custom_improvement | 16% | 0 | 0 | 0 | 0 | 0 | 0 | 0 | 0 | 0 | 0 | 0 | 0 | 0 | 0 | 0 | 0 | 0 | 0 | 0 | 0 | 0 | 0 | 0 | 0 | 0 | 0 | 0 | 0 | 0 | 0 | 0 | 0 | 0 | 0 | 0 | 0 | 0 | 0 | 0 | 0
Assembly_New_VSD Controlled Compressor_TRC | Ach | Assembly | Miscellaneous | Laboratory equipment | TRC | New | NN4533 | VSD Controlled Compressor | VSD Controlled Compressor | NonEquip | 15 | Others | 0% | Prescriptive_ECM | 20.79% | 0 | 0 | 0 | 0 | 0 | 0 | 0 | 0 | 0 | 0 | 0 | 0 | 0 | 0 | 0 | 0 | 0 | 0 | 0 | 0 | 0 | 0 | 0 | 0 | 0 | 0 | 0 | 0 | 0 | 0 | 0 | 0 | 0 | 0 | 0 | 0 | 0 | 0 | 0 | 0
Assembly_New_Engine Block Timer_TRC | Ach | Assembly | Miscellaneous | Laboratory equipment | TRC | New | NN4481 | Engine Block Timer | Engine Block Timer | NonEquip | 5 | Others | 0% | Prescriptive_ECM | 36% | 0 | 0 | 0 | 0 | 0 | 0 | 0 | 0 | 0 | 0 | 0 | 0 | 0 | 0 | 0 | 0 | 0 | 0 | 0 | 0 | 0 | 0 | 0 | 0 | 0 | 0 | 0 | 0 | 0 | 0 | 0 | 0 | 0 | 0 | 0 | 0 | 0 | 0 | 0 | 0
Assembly_Existing_Retro-Commissioning_TRC | Ach | Assembly | Miscellaneous | Laboratory equipment | TRC | Existing | NE5430 | Retro-Commissioning | Retro-Commissioning | NonEquip | 5 |  | 21.99% | Custom_improvement_existing | 16% | 0 | 0 | 0 | 0 | 0 | 0 | 0 | 0 | 0 | 0 | 0 | 0 | 0 | 0 | 0 | 0 | 0 | 0 | 0 | 0 | 0 | 0 | 0 | 0 | 0 | 0 | 0 | 0 | 0 | 0 | 0 | 0 | 0 | 0 | 0 | 0 | 0 | 0 | 0 | 0
Assembly_Existing_VSD Controlled Compressor_TRC | Ach | Assembly | Miscellaneous | Laboratory equipment | TRC | Existing | NE4520 | VSD Controlled Compressor | VSD Controlled Compressor | NonEquip | 15 | Others | 0% | Prescriptive_ECM_existing | 20.79% | 0 | 0 | 0 | 0 | 0 | 0 | 0 | 0 | 0 | 0 | 0 | 0 | 0 | 0 | 0 | 0 | 0 | 0 | 0 | 0 | 0 | 0 | 0 | 0 | 0 | 0 | 0 | 0 | 0 | 0 | 0 | 0 | 0 | 0 | 0 | 0 | 0 | 0 | 0 | 0
Assembly_Existing_Engine Block Timer_TRC | Ach | Assembly | Miscellaneous | Laboratory equipment | TRC | Existing | NE4468 | Engine Block Timer | Engine Block Timer | NonEquip | 5 | Others | 0% | Prescriptive_ECM_existing | 36% | 0 | 0 | 0 | 0 | 0 | 0 | 0 | 0 | 0 | 0 | 0 | 0 | 0 | 0 | 0 | 0 | 0 | 0 | 0 | 0 | 0 | 0 | 0 | 0 | 0 | 0 | 0 | 0 | 0 | 0 | 0 | 0 | 0 | 0 | 0 | 0 | 0 | 0 | 0 | 0
Assembly_New_Retro-Commissioning_TRC | Ach | Assembly | Ventilation and Circulation | Individual room ventilation | TRC | New | NN5391 | Retro-Commissioning | Retro-Commissioning | NonEquip | 5 |  | 0% | Custom_improvement | 16% | 0 | 0 | 0 | 0 | 0 | 0 | 0 | 0 | 0 | 0 | 0 | 0 | 0 | 0 | 0 | 0 | 0 | 0 | 0 | 0 | 0 | 0 | 0 | 0 | 0 | 0 | 0 | 0 | 0 | 0 | 0 | 0 | 0 | 0 | 0 | 0 | 0 | 0 | 0 | 0
Assembly_New_Demand Controlled Ventilation_TRC | Ach | Assembly | Ventilation and Circulation | Individual room ventilation | TRC | New | NN4949 | Demand Controlled Ventilation | Demand Controlled Ventilation | NonEquip | 10 |  | 17.54% | Prescriptive_all | 50% | 3.2897 | 6.4995 | 12.4855 | 21.6443 | 33.3219 | 36.8306 | 33.9103 | 25.1533 | 14.5059 | 6.9298 | 3.2897 | 9.7893 | 22.2748 | 43.9191 | 77.241 | 114.0716 | 147.982 | 173.1353 | 187.6412 | 194.571 | 0.00034251 | 0.0010192 | 0.0023191 | 0.0045726 | 0.0080419 | 0.011877 | 0.015407 | 0.018026 | 0.019536 | 0.020258 | 0.0019283 | 0.0057381 | 0.013057 | 0.025744 | 0.045276 | 0.066865 | 0.086742 | 0.10149 | 0.10999 | 0.11405
Assembly_Existing_Retro-Commissioning_TRC | Ach | Assembly | Ventilation and Circulation | Individual room ventilation | TRC | Existing | NE5378 | Retro-Commissioning | Retro-Commissioning | NonEquip | 5 |  | 21.99% | Custom_improvement_existing | 16% | 8.5193 | 8.5469 | 8.6589 | 8.821 | 9.0163 | 9.2079 | 9.4019 | 9.5891 | 9.7758 | 9.955 | 8.5193 | 17.0662 | 25.7251 | 34.5461 | 43.5624 | 52.7703 | 62.1722 | 71.7613 | 81.5371 | 91.492 | 0.0014243 | 0.0028532 | 0.0043008 | 0.0057755 | 0.0072828 | 0.0088222 | 0.010394 | 0.011997 | 0.013632 | 0.015296 | 0.0044158 | 0.0088459 | 0.013334 | 0.017906 | 0.02258 | 0.027352 | 0.032226 | 0.037196 | 0.042263 | 0.047423
Assembly_Existing_Demand Controlled Ventilation_TRC | Ach | Assembly | Ventilation and Circulation | Individual room ventilation | TRC | Existing | NE4936 | Demand Controlled Ventilation | Demand Controlled Ventilation | NonEquip | 10 |  | 18.71% | Prescriptive_all_existing | 50% | 39.1186 | 60.221 | 90.2907 | 128.545 | 168.1003 | 192.7604 | 184.248 | 139.9811 | 83.3077 | 40.2502 | 39.1186 | 99.3395 | 189.6302 | 318.1752 | 486.2755 | 679.0358 | 863.2839 | 1003.265 | 1086.5727 | 1126.8229 | 0.0040728 | 0.010343 | 0.019743 | 0.033127 | 0.050628 | 0.070698 | 0.089881 | 0.10445 | 0.11313 | 0.11732 | 0.02293 | 0.058229 | 0.11115 | 0.1865 | 0.28504 | 0.39803 | 0.50603 | 0.58808 | 0.63691 | 0.6605
Assembly_New_Retro-Commissioning_TRC | Ach | Assembly | Space Heating | Individual room heating | TRC | New | NN5339 | Retro-Commissioning | Retro-Commissioning | NonEquip | 5 |  | 0% | Custom_improvement | 16% | 0 | 0 | 0 | 0 | 0 | 0 | 0 | 0 | 0 | 0 | 0 | 0 | 0 | 0 | 0 | 0 | 0 | 0 | 0 | 0 | 0 | 0 | 0 | 0 | 0 | 0 | 0 | 0 | 0 | 0 | 0 | 0 | 0 | 0 | 0 | 0 | 0 | 0 | 0 | 0
Assembly_New_Duct Sealing Repair_TRC | Ach | Assembly | Space Heating | Individual room heating | TRC | New | NN3545 | Duct Sealing Repair | Duct Sealing Repair | NonEquip | 15 |  | 0% | Prescriptive_all | 12% | 0 | 0 | 0 | 0 | 0 | 0 | 0 | 0 | 0 | 0 | 0 | 0 | 0 | 0 | 0 | 0 | 0 | 0 | 0 | 0 | 0 | 0 | 0 | 0 | 0 | 0 | 0 | 0 | 0 | 0 | 0 | 0 | 0 | 0 | 0 | 0 | 0 | 0 | 0 | 0
Assembly_New_Ceiling Insulation(R2 to R38)_TRC | Ach | Assembly | Space Heating | Individual room heating | TRC | New | NN3181 | Ceiling Insulation(R2 to R38) | Ceiling Insulation(R2 to R38) | NonEquip | 20 |  | 0% | Prescriptive_all | 17.46% | 0 | 0 | 0 | 0 | 0 | 0 | 0 | 0 | 0 | 0 | 0 | 0 | 0 | 0 | 0 | 0 | 0 | 0 | 0 | 0 | 0 | 0 | 0 | 0 | 0 | 0 | 0 | 0 | 0 | 0 | 0 | 0 | 0 | 0 | 0 | 0 | 0 | 0 | 0 | 0
Assembly_Existing_Retro-Commissioning_TRC | Ach | Assembly | Space Heating | Individual room heating | TRC | Existing | NE5326 | Retro-Commissioning | Retro-Commissioning | NonEquip | 5 |  | 21.99% | Custom_improvement_existing | 16% | 0.51248 | 0.51856 | 0.52535 | 0.53519 | 0.54704 | 0.55866 | 0.57043 | 0.58179 | 0.59311 | 0.60399 | 0.51248 | 1.031 | 1.5564 | 2.0916 | 2.6386 | 3.1973 | 3.7677 | 4.3495 | 4.9426 | 5.5466 | 0 | 0 | 0 | 0 | 0 | 0 | 0 | 0 | 0 | 0 | 0.00026563 | 0.00053441 | 0.00080672 | 0.0010841 | 0.0013677 | 0.0016572 | 0.0019529 | 0.0022545 | 0.0025619 | 0.002875
Assembly_Existing_Wall Insulation_TRC | Ach | Assembly | Space Heating | Individual room heating | TRC | Existing | NE4234 | Wall Insulation | Wall Insulation | NonEquip | 20 |  | 0% | Prescriptive_all_existing | 1.674% | 0 | 0 | 0 | 0 | 0 | 0 | 0 | 0 | 0 | 0 | 0 | 0 | 0 | 0 | 0 | 0 | 0 | 0 | 0 | 0 | 0 | 0 | 0 | 0 | 0 | 0 | 0 | 0 | 0 | 0 | 0 | 0 | 0 | 0 | 0 | 0 | 0 | 0 | 0 | 0
Assembly_Existing_Duct Sealing Repair_TRC | Ach | Assembly | Space Heating | Individual room heating | TRC | Existing | NE3532 | Duct Sealing Repair | Duct Sealing Repair | NonEquip | 15 |  | 0% | Prescriptive_all_existing | 12% | 0 | 0 | 0 | 0 | 0 | 0 | 0 | 0 | 0 | 0 | 0 | 0 | 0 | 0 | 0 | 0 | 0 | 0 | 0 | 0 | 0 | 0 | 0 | 0 | 0 | 0 | 0 | 0 | 0 | 0 | 0 | 0 | 0 | 0 | 0 | 0 | 0 | 0 | 0 | 0
Assembly_Existing_Ceiling Insulation(R2 to R38)_TRC | Ach | Assembly | Space Heating | Individual room heating | TRC | Existing | NE3168 | Ceiling Insulation(R2 to R38) | Ceiling Insulation(R2 to R38) | NonEquip | 20 |  | 0% | Prescriptive_all_existing | 19.27% | 0 | 0 | 0 | 0 | 0 | 0 | 0 | 0 | 0 | 0 | 0 | 0 | 0 | 0 | 0 | 0 | 0 | 0 | 0 | 0 | 0 | 0 | 0 | 0 | 0 | 0 | 0 | 0 | 0 | 0 | 0 | 0 | 0 | 0 | 0 | 0 | 0 | 0 | 0 | 0
Assembly_New_Retro-Commissioning_TRC | Ach | Assembly | Space Cooling | Individual room air conditioners | TRC | New | NN5365 | Retro-Commissioning | Retro-Commissioning | NonEquip | 5 |  | 0% | Custom_improvement | 16% | 0 | 0 | 0 | 0 | 0 | 0 | 0 | 0 | 0 | 0 | 0 | 0 | 0 | 0 | 0 | 0 | 0 | 0 | 0 | 0 | 0 | 0 | 0 | 0 | 0 | 0 | 0 | 0 | 0 | 0 | 0 | 0 | 0 | 0 | 0 | 0 | 0 | 0 | 0 | 0
Assembly_New_HVAC tune-up_RTU_TRC | Ach | Assembly | Space Cooling | Individual room air conditioners | TRC | New | NN3909 | HVAC tune-up_RTU | HVAC tune-up_RTU | NonEquip | 5 | Packaged air conditioning units (RTUs) | 0% | Prescriptive_package HP | 5% | 0 | 0 | 0 | 0 | 0 | 0 | 0 | 0 | 0 | 0 | 0 | 0 | 0 | 0 | 0 | 0 | 0 | 0 | 0 | 0 | 0 | 0 | 0 | 0 | 0 | 0 | 0 | 0 | 0 | 0 | 0 | 0 | 0 | 0 | 0 | 0 | 0 | 0 | 0 | 0
Assembly_New_HVAC tune-up_TRC | Ach | Assembly | Space Cooling | Individual room air conditioners | TRC | New | NN3883 | HVAC tune-up | HVAC tune-up | NonEquip | 5 | Residential-type central air conditioners | 0% | Prescriptive_all | 5% | 0 | 0 | 0 | 0 | 0 | 0 | 0 | 0 | 0 | 0 | 0 | 0 | 0 | 0 | 0 | 0 | 0 | 0 | 0 | 0 | 0 | 0 | 0 | 0 | 0 | 0 | 0 | 0 | 0 | 0 | 0 | 0 | 0 | 0 | 0 | 0 | 0 | 0 | 0 | 0
Assembly_New_Duct Sealing Repair_TRC | Ach | Assembly | Space Cooling | Individual room air conditioners | TRC | New | NN3519 | Duct Sealing Repair | Duct Sealing Repair | NonEquip | 15 |  | 0% | Prescriptive_all | 12% | 0 | 0 | 0 | 0 | 0 | 0 | 0 | 0 | 0 | 0 | 0 | 0 | 0 | 0 | 0 | 0 | 0 | 0 | 0 | 0 | 0 | 0 | 0 | 0 | 0 | 0 | 0 | 0 | 0 | 0 | 0 | 0 | 0 | 0 | 0 | 0 | 0 | 0 | 0 | 0
Assembly_New_Chilled Water System - Variable Speed Drives_TRC | Ach | Assembly | Space Cooling | Individual room air conditioners | TRC | New | NN3311 | Chilled Water System - Variable Speed Drives | Chilled Water System - Variable Speed Drives | NonEquip | 13 | Central chillers inside | 0% | Prescriptive_all | 24.74% | 0 | 0 | 0 | 0 | 0 | 0 | 0 | 0 | 0 | 0 | 0 | 0 | 0 | 0 | 0 | 0 | 0 | 0 | 0 | 0 | 0 | 0 | 0 | 0 | 0 | 0 | 0 | 0 | 0 | 0 | 0 | 0 | 0 | 0 | 0 | 0 | 0 | 0 | 0 | 0
Assembly_New_Ceiling Insulation(R2 to R38)_TRC | Ach | Assembly | Space Cooling | Individual room air conditioners | TRC | New | NN3207 | Ceiling Insulation(R2 to R38) | Ceiling Insulation(R2 to R38) | NonEquip | 20 |  | 0% | Prescriptive_all | 49.84% | 0 | 0 | 0 | 0 | 0 | 0 | 0 | 0 | 0 | 0 | 0 | 0 | 0 | 0 | 0 | 0 | 0 | 0 | 0 | 0 | 0 | 0 | 0 | 0 | 0 | 0 | 0 | 0 | 0 | 0 | 0 | 0 | 0 | 0 | 0 | 0 | 0 | 0 | 0 | 0
Assembly_Existing_Retro-Commissioning_TRC | Ach | Assembly | Space Cooling | Individual room air conditioners | TRC | Existing | NE5352 | Retro-Commissioning | Retro-Commissioning | NonEquip | 5 |  | 21.99% | Custom_improvement_existing | 16% | 987.7088 | 1008.9209 | 1022.1375 | 1041.2818 | 1064.3317 | 1086.948 | 1109.8504 | 1131.9437 | 1153.983 | 1175.1389 | 987.7088 | 1996.6297 | 3018.7672 | 4060.049 | 5124.3807 | 6211.3287 | 7321.1791 | 8453.1228 | 9607.1058 | 10782.2447 | 0.16513 | 0.3338 | 0.50468 | 0.67877 | 0.8567 | 1.0384 | 1.224 | 1.4132 | 1.6061 | 1.8026 | 0 | 0 | 0 | 0 | 0 | 0 | 0 | 0 | 0 | 0
Assembly_Existing_Wall Insulation_TRC | Ach | Assembly | Space Cooling | Individual room air conditioners | TRC | Existing | NE4208 | Wall Insulation | Wall Insulation | NonEquip | 20 |  | 0% | Prescriptive_all_existing | 29.66% | 0 | 0 | 0 | 0 | 0 | 0 | 0 | 0 | 0 | 0 | 0 | 0 | 0 | 0 | 0 | 0 | 0 | 0 | 0 | 0 | 0 | 0 | 0 | 0 | 0 | 0 | 0 | 0 | 0 | 0 | 0 | 0 | 0 | 0 | 0 | 0 | 0 | 0 | 0 | 0
Assembly_Existing_HVAC tune-up_RTU_TRC | Ach | Assembly | Space Cooling | Individual room air conditioners | TRC | Existing | NE3896 | HVAC tune-up_RTU | HVAC tune-up_RTU | NonEquip | 5 | Packaged air conditioning units (RTUs) | 0% | Prescriptive_package HP_existing | 5% | 0 | 0 | 0 | 0 | 0 | 0 | 0 | 0 | 0 | 0 | 0 | 0 | 0 | 0 | 0 | 0 | 0 | 0 | 0 | 0 | 0 | 0 | 0 | 0 | 0 | 0 | 0 | 0 | 0 | 0 | 0 | 0 | 0 | 0 | 0 | 0 | 0 | 0 | 0 | 0
Assembly_Existing_HVAC tune-up_TRC | Ach | Assembly | Space Cooling | Individual room air conditioners | TRC | Existing | NE3870 | HVAC tune-up | HVAC tune-up | NonEquip | 5 | Residential-type central air conditioners | 0% | Prescriptive_all_existing | 5% | 0 | 0 | 0 | 0 | 0 | 0 | 0 | 0 | 0 | 0 | 0 | 0 | 0 | 0 | 0 | 0 | 0 | 0 | 0 | 0 | 0 | 0 | 0 | 0 | 0 | 0 | 0 | 0 | 0 | 0 | 0 | 0 | 0 | 0 | 0 | 0 | 0 | 0 | 0 | 0
Assembly_Existing_Duct Sealing Repair_TRC | Ach | Assembly | Space Cooling | Individual room air conditioners | TRC | Existing | NE3506 | Duct Sealing Repair | Duct Sealing Repair | NonEquip | 15 |  | 0% | Prescriptive_all_existing | 12% | 0 | 0 | 0 | 0 | 0 | 0 | 0 | 0 | 0 | 0 | 0 | 0 | 0 | 0 | 0 | 0 | 0 | 0 | 0 | 0 | 0 | 0 | 0 | 0 | 0 | 0 | 0 | 0 | 0 | 0 | 0 | 0 | 0 | 0 | 0 | 0 | 0 | 0 | 0 | 0
Assembly_Existing_Chilled Water System - Variable Speed Drives_TRC | Ach | Assembly | Space Cooling | Individual room air conditioners | TRC | Existing | NE3298 | Chilled Water System - Variable Speed Drives | Chilled Water System - Variable Speed Drives | NonEquip | 13 | Central chillers inside | 0% | Prescriptive_all_existing | 24.74% | 0 | 0 | 0 | 0 | 0 | 0 | 0 | 0 | 0 | 0 | 0 | 0 | 0 | 0 | 0 | 0 | 0 | 0 | 0 | 0 | 0 | 0 | 0 | 0 | 0 | 0 | 0 | 0 | 0 | 0 | 0 | 0 | 0 | 0 | 0 | 0 | 0 | 0 | 0 | 0
Assembly_Existing_Ceiling Insulation(R2 to R38)_TRC | Ach | Assembly | Space Cooling | Individual room air conditioners | TRC | Existing | NE3194 | Ceiling Insulation(R2 to R38) | Ceiling Insulation(R2 to R38) | NonEquip | 20 |  | 0% | Prescriptive_all_existing | 49.84% | 0 | 0 | 0 | 0 | 0 | 0 | 0 | 0 | 0 | 0 | 0 | 0 | 0 | 0 | 0 | 0 | 0 | 0 | 0 | 0 | 0 | 0 | 0 | 0 | 0 | 0 | 0 | 0 | 0 | 0 | 0 | 0 | 0 | 0 | 0 | 0 | 0 | 0 | 0 | 0
Assembly_New_Retro-Commissioning_TRC | Ach | Assembly | Interior Lighting | High bay | TRC | New | NN5261 | Retro-Commissioning | Retro-Commissioning | NonEquip | 5 |  | 0% | Custom_improvement | 16% | 0 | 0 | 0 | 0 | 0 | 0 | 0 | 0 | 0 | 0 | 0 | 0 | 0 | 0 | 0 | 0 | 0 | 0 | 0 | 0 | 0 | 0 | 0 | 0 | 0 | 0 | 0 | 0 | 0 | 0 | 0 | 0 | 0 | 0 | 0 | 0 | 0 | 0 | 0 | 0
Assembly_New_Interior Lighting Controls_TRC | Ach | Assembly | Interior Lighting | High bay | TRC | New | NN4429 | Interior Lighting Controls | Interior Lighting Controls | NonEquip | 8 | Overhead (fluorescent/LED/CFL U-shape) | 0% | Prescriptive_lighting control | 28% | 0 | 0 | 0 | 0 | 0 | 0 | 0 | 0 | 0 | 0 | 0 | 0 | 0 | 0 | 0 | 0 | 0 | 0 | 0 | 0 | 0 | 0 | 0 | 0 | 0 | 0 | 0 | 0 | 0 | 0 | 0 | 0 | 0 | 0 | 0 | 0 | 0 | 0 | 0 | 0
Assembly_Existing_Retro-Commissioning_TRC | Ach | Assembly | Interior Lighting | High bay | TRC | Existing | NE5248 | Retro-Commissioning | Retro-Commissioning | NonEquip | 5 |  | 21.99% | Custom_improvement_existing | 16% | 1902.8882 | 1922.0725 | 1947.2513 | 1983.7225 | 2027.6344 | 2070.7203 | 2114.3511 | 2156.4405 | 2198.4271 | 2238.7306 | 1902.8882 | 3824.9608 | 5772.2121 | 7755.9345 | 9783.569 | 11854.2892 | 13968.6403 | 16125.0808 | 18323.5079 | 20562.2386 | 0.31813 | 0.63946 | 0.96501 | 1.2967 | 1.6356 | 1.9818 | 2.3353 | 2.6958 | 3.0634 | 3.4376 | 0.98632 | 1.9826 | 2.9919 | 4.0201 | 5.0711 | 6.1444 | 7.2404 | 8.3581 | 9.4976 | 10.658
Assembly_Existing_Interior Lighting Controls_TRC | Ach | Assembly | Interior Lighting | High bay | TRC | Existing | NE4416 | Interior Lighting Controls | Interior Lighting Controls | NonEquip | 8 | Overhead (fluorescent/LED/CFL U-shape) | 0% | Prescriptive_lighting control_existing | 28% | 0 | 0 | 0 | 0 | 0 | 0 | 0 | 0 | 0 | 0 | 0 | 0 | 0 | 0 | 0 | 0 | 0 | 0 | 0 | 0 | 0 | 0 | 0 | 0 | 0 | 0 | 0 | 0 | 0 | 0 | 0 | 0 | 0 | 0 | 0 | 0 | 0 | 0 | 0 | 0
Assembly_Turnover_High Bay LED_TRC | Ach | Assembly | Interior Lighting | High bay | TRC | Turnover | ET1523 | High Bay LED | High Bay LED | Equip | 15 | High bay | 65.91% | Prescriptive_lighting | 64.78% | 114684.1844 | 119485.9467 | 113404.9781 | 86243.9246 | 51536.6408 | 25076.4518 | 10656.577 | 4222.5702 | 1625.77 | 607.7492 | 114684.1844 | 234170.131 | 347575.1091 | 433819.0337 | 485355.6745 | 510432.1263 | 521088.7033 | 525311.2735 | 526937.0434 | 527544.7927 | 21.2085 | 43.3051 | 64.2771 | 80.2261 | 89.7568 | 94.3942 | 96.3649 | 97.1458 | 97.4465 | 97.5589 | 20.808 | 42.4872 | 63.0632 | 78.7111 | 88.0617 | 92.6115 | 94.545 | 95.3112 | 95.6062 | 95.7164
Assembly_New_High Bay LED_TRC | Ach | Assembly | Interior Lighting | High bay | TRC | New | EN1549 | High Bay LED | High Bay LED | Equip | 15 | High bay | 0% | Prescriptive_lighting | 64.78% | 0 | 0 | 0 | 0 | 0 | 0 | 0 | 0 | 0 | 0 | 0 | 0 | 0 | 0 | 0 | 0 | 0 | 0 | 0 | 0 | 0 | 0 | 0 | 0 | 0 | 0 | 0 | 0 | 0 | 0 | 0 | 0 | 0 | 0 | 0 | 0 | 0 | 0 | 0 | 0
Assembly_New_Retro-Commissioning_TRC | Ach | Assembly | Space Heating | Forced air furnace | TRC | New | NN5339 | Retro-Commissioning | Retro-Commissioning | NonEquip | 5 |  | 0% | Custom_improvement | 16% | 0 | 0 | 0 | 0 | 0 | 0 | 0 | 0 | 0 | 0 | 0 | 0 | 0 | 0 | 0 | 0 | 0 | 0 | 0 | 0 | 0 | 0 | 0 | 0 | 0 | 0 | 0 | 0 | 0 | 0 | 0 | 0 | 0 | 0 | 0 | 0 | 0 | 0 | 0 | 0
Assembly_New_Duct Sealing Repair_TRC | Ach | Assembly | Space Heating | Forced air furnace | TRC | New | NN3545 | Duct Sealing Repair | Duct Sealing Repair | NonEquip | 15 |  | 0% | Prescriptive_all | 12% | 0 | 0 | 0 | 0 | 0 | 0 | 0 | 0 | 0 | 0 | 0 | 0 | 0 | 0 | 0 | 0 | 0 | 0 | 0 | 0 | 0 | 0 | 0 | 0 | 0 | 0 | 0 | 0 | 0 | 0 | 0 | 0 | 0 | 0 | 0 | 0 | 0 | 0 | 0 | 0
Assembly_New_Ceiling Insulation(R2 to R38)_TRC | Ach | Assembly | Space Heating | Forced air furnace | TRC | New | NN3181 | Ceiling Insulation(R2 to R38) | Ceiling Insulation(R2 to R38) | NonEquip | 20 |  | 0% | Prescriptive_all | 17.46% | 0 | 0 | 0 | 0 | 0 | 0 | 0 | 0 | 0 | 0 | 0 | 0 | 0 | 0 | 0 | 0 | 0 | 0 | 0 | 0 | 0 | 0 | 0 | 0 | 0 | 0 | 0 | 0 | 0 | 0 | 0 | 0 | 0 | 0 | 0 | 0 | 0 | 0 | 0 | 0
Assembly_Existing_Retro-Commissioning_TRC | Ach | Assembly | Space Heating | Forced air furnace | TRC | Existing | NE5326 | Retro-Commissioning | Retro-Commissioning | NonEquip | 5 |  | 21.99% | Custom_improvement_existing | 16% | 55.4114 | 56.0689 | 56.8034 | 57.8673 | 59.1482 | 60.4051 | 61.6778 | 62.9056 | 64.1304 | 65.3061 | 55.4114 | 111.4803 | 168.2836 | 226.1509 | 285.2991 | 345.7042 | 407.3821 | 470.2877 | 534.4181 | 599.7243 | 0 | 0 | 0 | 0 | 0 | 0 | 0 | 0 | 0 | 0 | 0.028721 | 0.057784 | 0.087226 | 0.11722 | 0.14788 | 0.17919 | 0.21116 | 0.24376 | 0.277 | 0.31085
Assembly_Existing_Wall Insulation_TRC | Ach | Assembly | Space Heating | Forced air furnace | TRC | Existing | NE4234 | Wall Insulation | Wall Insulation | NonEquip | 20 |  | 0% | Prescriptive_all_existing | 1.674% | 0 | 0 | 0 | 0 | 0 | 0 | 0 | 0 | 0 | 0 | 0 | 0 | 0 | 0 | 0 | 0 | 0 | 0 | 0 | 0 | 0 | 0 | 0 | 0 | 0 | 0 | 0 | 0 | 0 | 0 | 0 | 0 | 0 | 0 | 0 | 0 | 0 | 0 | 0 | 0
Assembly_Existing_Duct Sealing Repair_TRC | Ach | Assembly | Space Heating | Forced air furnace | TRC | Existing | NE3532 | Duct Sealing Repair | Duct Sealing Repair | NonEquip | 15 |  | 0% | Prescriptive_all_existing | 12% | 0 | 0 | 0 | 0 | 0 | 0 | 0 | 0 | 0 | 0 | 0 | 0 | 0 | 0 | 0 | 0 | 0 | 0 | 0 | 0 | 0 | 0 | 0 | 0 | 0 | 0 | 0 | 0 | 0 | 0 | 0 | 0 | 0 | 0 | 0 | 0 | 0 | 0 | 0 | 0
Assembly_Existing_Ceiling Insulation(R2 to R38)_TRC | Ach | Assembly | Space Heating | Forced air furnace | TRC | Existing | NE3168 | Ceiling Insulation(R2 to R38) | Ceiling Insulation(R2 to R38) | NonEquip | 20 |  | 0% | Prescriptive_all_existing | 19.27% | 0 | 0 | 0 | 0 | 0 | 0 | 0 | 0 | 0 | 0 | 0 | 0 | 0 | 0 | 0 | 0 | 0 | 0 | 0 | 0 | 0 | 0 | 0 | 0 | 0 | 0 | 0 | 0 | 0 | 0 | 0 | 0 | 0 | 0 | 0 | 0 | 0 | 0 | 0 | 0
Assembly_New_Retro-Commissioning_TRC | Ach | Assembly | Exterior Lighting | Exterior parking/lot lighting | TRC | New | NN5287 | Retro-Commissioning | Retro-Commissioning | NonEquip | 5 |  | 0% | Custom_improvement | 16% | 0 | 0 | 0 | 0 | 0 | 0 | 0 | 0 | 0 | 0 | 0 | 0 | 0 | 0 | 0 | 0 | 0 | 0 | 0 | 0 | 0 | 0 | 0 | 0 | 0 | 0 | 0 | 0 | 0 | 0 | 0 | 0 | 0 | 0 | 0 | 0 | 0 | 0 | 0 | 0
Assembly_New_Outdoor Lighting Controls_TRC | Ach | Assembly | Exterior Lighting | Exterior parking/lot lighting | TRC | New | NN2973 | Outdoor Lighting Controls | Outdoor Lighting Controls | NonEquip | 8 | Exterior parking/lot lighting | 30.95% | Prescriptive_lighting control | 28% | 118.3996 | 230.918 | 435.1241 | 732.0162 | 1077.7458 | 1117.802 | 947.2798 | 639.5332 | 338.3063 | 152.1093 | 118.3996 | 349.3175 | 784.4416 | 1516.4578 | 2594.2037 | 3712.0057 | 4659.2855 | 5298.8187 | 5637.125 | 5789.2343 | 0 | 0 | 0 | 0 | 0 | 0 | 0 | 0 | 0 | 0 | 0 | 0 | 0 | 0 | 0 | 0 | 0 | 0 | 0 | 0
Assembly_New_Bi-Level Lighting Control (Exterior)_TRC | Ach | Assembly | Exterior Lighting | Exterior parking/lot lighting | TRC | New | NN2947 | Bi-Level Lighting Control (Exterior) | Bi-Level Lighting Control (Exterior) | NonEquip | 9 | Exterior parking/lot lighting | 8.579% | Prescriptive_lighting control | 31% | 38.9587 | 75.5469 | 141.2635 | 235.546 | 344.1529 | 356.1319 | 303.6441 | 207.498 | 111.0594 | 50.3064 | 38.9587 | 114.5057 | 255.7692 | 491.3152 | 835.4681 | 1191.6 | 1495.2441 | 1702.7421 | 1813.8015 | 1864.1079 | 0 | 0 | 0 | 0 | 0 | 0 | 0 | 0 | 0 | 0 | 0 | 0 | 0 | 0 | 0 | 0 | 0 | 0 | 0 | 0
Assembly_Existing_Retro-Commissioning_TRC | Ach | Assembly | Exterior Lighting | Exterior parking/lot lighting | TRC | Existing | NE5274 | Retro-Commissioning | Retro-Commissioning | NonEquip | 5 |  | 21.99% | Custom_improvement_existing | 16% | 446.4512 | 442.6263 | 448.4247 | 456.8235 | 466.9358 | 476.8578 | 486.9054 | 496.598 | 506.2669 | 515.5483 | 446.4512 | 889.0776 | 1337.5022 | 1794.3257 | 2261.2615 | 2738.1193 | 3225.0247 | 3721.6227 | 4227.8897 | 4743.4379 | 0 | 0 | 0 | 0 | 0 | 0 | 0 | 0 | 0 | 0 | 0.23141 | 0.46084 | 0.69327 | 0.93005 | 1.1721 | 1.4192 | 1.6716 | 1.929 | 2.1914 | 2.4587
Assembly_Existing_Outdoor Lighting Controls_TRC | Ach | Assembly | Exterior Lighting | Exterior parking/lot lighting | TRC | Existing | NE2960 | Outdoor Lighting Controls | Outdoor Lighting Controls | NonEquip | 8 | Exterior parking/lot lighting | 30.95% | Prescriptive_lighting control_existing | 28% | 1669.522 | 2508.9356 | 3692.3577 | 5104.7194 | 6388.2277 | 6878.3687 | 6055.4589 | 4190.074 | 2288.8672 | 1041.4988 | 1669.522 | 4178.4576 | 7870.8153 | 12975.5348 | 19363.7624 | 26242.1312 | 32297.59 | 36487.664 | 38776.5312 | 39818.03 | 0 | 0 | 0 | 0 | 0 | 0 | 0 | 0 | 0 | 0 | 0 | 0 | 0 | 0 | 0 | 0 | 0 | 0 | 0 | 0
Assembly_Existing_Bi-Level Lighting Control (Exterior)_TRC | Ach | Assembly | Exterior Lighting | Exterior parking/lot lighting | TRC | Existing | NE2934 | Bi-Level Lighting Control (Exterior) | Bi-Level Lighting Control (Exterior) | NonEquip | 9 | Exterior parking/lot lighting | 8.579% | Prescriptive_lighting control_existing | 31% | 554.6871 | 832.9851 | 1224.7324 | 1691.3702 | 2114.6842 | 2276.3101 | 2005.4491 | 1389.7177 | 760.2416 | 346.2495 | 554.6871 | 1387.6722 | 2612.4046 | 4303.7748 | 6418.459 | 8694.7691 | 10700.2182 | 12089.9359 | 12850.1776 | 13196.4271 | 0 | 0 | 0 | 0 | 0 | 0 | 0 | 0 | 0 | 0 | 0 | 0 | 0 | 0 | 0 | 0 | 0 | 0 | 0 | 0
Assembly_Turnover_High Efficiency HID Lighting_TRC | Ach | Assembly | Exterior Lighting | Exterior parking/lot lighting | TRC | Turnover | ET509 | High Efficiency HID Lighting | High Efficiency HID Lighting | Equip | 13 | Exterior parking/lot lighting | 6.728% | Prescriptive_lighting | 34.18% | 1215.7346 | 1267.4064 | 1203.6355 | 915.9151 | 547.6545 | 266.637 | 113.3798 | 44.953 | 17.3183 | 6.4779 | 1215.7346 | 2483.141 | 3686.7766 | 4602.6916 | 5150.3461 | 5416.9831 | 5530.363 | 5575.316 | 5592.6343 | 5599.1121 | 0 | 0 | 0 | 0 | 0 | 0 | 0 | 0 | 0 | 0 | 0 | 0 | 0 | 0 | 0 | 0 | 0 | 0 | 0 | 0
Assembly_New_High Efficiency HID Lighting_TRC | Ach | Assembly | Exterior Lighting | Exterior parking/lot lighting | TRC | New | EN535 | High Efficiency HID Lighting | High Efficiency HID Lighting | Equip | 13 | Exterior parking/lot lighting | 94.94% | Prescriptive_lighting | 34.18% | 2547.4268 | 3572.0698 | 4160.3044 | 3657.0339 | 2458.357 | 1136.4078 | 484.721 | 202.9638 | 81.5155 | 30.786 | 2547.4268 | 6119.4967 | 10279.8011 | 13936.835 | 16395.192 | 17531.5998 | 18016.3208 | 18219.2846 | 18300.8001 | 18331.5861 | 0 | 0 | 0 | 0 | 0 | 0 | 0 | 0 | 0 | 0 | 0 | 0 | 0 | 0 | 0 | 0 | 0 | 0 | 0 | 0
Assembly_New_Retro-Commissioning_TRC | Ach | Assembly | Exterior Lighting | Exterior marquis | TRC | New | NN5287 | Retro-Commissioning | Retro-Commissioning | NonEquip | 5 |  | 0% | Custom_improvement | 16% | 0 | 0 | 0 | 0 | 0 | 0 | 0 | 0 | 0 | 0 | 0 | 0 | 0 | 0 | 0 | 0 | 0 | 0 | 0 | 0 | 0 | 0 | 0 | 0 | 0 | 0 | 0 | 0 | 0 | 0 | 0 | 0 | 0 | 0 | 0 | 0 | 0 | 0 | 0 | 0
Assembly_New_Outdoor Lighting Controls_TRC | Ach | Assembly | Exterior Lighting | Exterior marquis | TRC | New | NN2973 | Outdoor Lighting Controls | Outdoor Lighting Controls | NonEquip | 8 | Exterior parking/lot lighting | 0% | Prescriptive_lighting control | 28% | 0 | 0 | 0 | 0 | 0 | 0 | 0 | 0 | 0 | 0 | 0 | 0 | 0 | 0 | 0 | 0 | 0 | 0 | 0 | 0 | 0 | 0 | 0 | 0 | 0 | 0 | 0 | 0 | 0 | 0 | 0 | 0 | 0 | 0 | 0 | 0 | 0 | 0 | 0 | 0
Assembly_New_Bi-Level Lighting Control (Exterior)_TRC | Ach | Assembly | Exterior Lighting | Exterior marquis | TRC | New | NN2947 | Bi-Level Lighting Control (Exterior) | Bi-Level Lighting Control (Exterior) | NonEquip | 9 | Exterior parking/lot lighting | 0% | Prescriptive_lighting control | 31% | 0 | 0 | 0 | 0 | 0 | 0 | 0 | 0 | 0 | 0 | 0 | 0 | 0 | 0 | 0 | 0 | 0 | 0 | 0 | 0 | 0 | 0 | 0 | 0 | 0 | 0 | 0 | 0 | 0 | 0 | 0 | 0 | 0 | 0 | 0 | 0 | 0 | 0 | 0 | 0
Assembly_Existing_Retro-Commissioning_TRC | Ach | Assembly | Exterior Lighting | Exterior marquis | TRC | Existing | NE5274 | Retro-Commissioning | Retro-Commissioning | NonEquip | 5 |  | 21.99% | Custom_improvement_existing | 16% | 0 | 0 | 0 | 0 | 0 | 0 | 0 | 0 | 0 | 0 | 0 | 0 | 0 | 0 | 0 | 0 | 0 | 0 | 0 | 0 | 0 | 0 | 0 | 0 | 0 | 0 | 0 | 0 | 0 | 0 | 0 | 0 | 0 | 0 | 0 | 0 | 0 | 0 | 0 | 0
Assembly_Existing_Outdoor Lighting Controls_TRC | Ach | Assembly | Exterior Lighting | Exterior marquis | TRC | Existing | NE2960 | Outdoor Lighting Controls | Outdoor Lighting Controls | NonEquip | 8 | Exterior parking/lot lighting | 0% | Prescriptive_lighting control_existing | 28% | 0 | 0 | 0 | 0 | 0 | 0 | 0 | 0 | 0 | 0 | 0 | 0 | 0 | 0 | 0 | 0 | 0 | 0 | 0 | 0 | 0 | 0 | 0 | 0 | 0 | 0 | 0 | 0 | 0 | 0 | 0 | 0 | 0 | 0 | 0 | 0 | 0 | 0 | 0 | 0
Assembly_Existing_Bi-Level Lighting Control (Exterior)_TRC | Ach | Assembly | Exterior Lighting | Exterior marquis | TRC | Existing | NE2934 | Bi-Level Lighting Control (Exterior) | Bi-Level Lighting Control (Exterior) | NonEquip | 9 | Exterior parking/lot lighting | 0% | Prescriptive_lighting control_existing | 31% | 0 | 0 | 0 | 0 | 0 | 0 | 0 | 0 | 0 | 0 | 0 | 0 | 0 | 0 | 0 | 0 | 0 | 0 | 0 | 0 | 0 | 0 | 0 | 0 | 0 | 0 | 0 | 0 | 0 | 0 | 0 | 0 | 0 | 0 | 0 | 0 | 0 | 0 | 0 | 0
Assembly_Turnover_LED Exterior Lighting_TRC | Ach | Assembly | Exterior Lighting | Exterior marquis | TRC | Turnover | ET626 | LED Exterior Lighting | LED Exterior Lighting | Equip | 13 | Exterior marquis | 4.268% | Prescriptive_lighting | 60.51% | 0 | 0 | 0 | 0 | 0 | 0 | 0 | 0 | 0 | 0 | 0 | 0 | 0 | 0 | 0 | 0 | 0 | 0 | 0 | 0 | 0 | 0 | 0 | 0 | 0 | 0 | 0 | 0 | 0 | 0 | 0 | 0 | 0 | 0 | 0 | 0 | 0 | 0 | 0 | 0
Assembly_New_LED Exterior Lighting_TRC | Ach | Assembly | Exterior Lighting | Exterior marquis | TRC | New | EN652 | LED Exterior Lighting | LED Exterior Lighting | Equip | 13 | Exterior marquis | 4.624% | Prescriptive_lighting | 60.51% | 0 | 0 | 0 | 0 | 0 | 0 | 0 | 0 | 0 | 0 | 0 | 0 | 0 | 0 | 0 | 0 | 0 | 0 | 0 | 0 | 0 | 0 | 0 | 0 | 0 | 0 | 0 | 0 | 0 | 0 | 0 | 0 | 0 | 0 | 0 | 0 | 0 | 0 | 0 | 0
Assembly_New_Retro-Commissioning_TRC | Ach | Assembly | Miscellaneous | Elevators/Escalators | TRC | New | NN5443 | Retro-Commissioning | Retro-Commissioning | NonEquip | 5 |  | 0% | Custom_improvement | 16% | 0 | 0 | 0 | 0 | 0 | 0 | 0 | 0 | 0 | 0 | 0 | 0 | 0 | 0 | 0 | 0 | 0 | 0 | 0 | 0 | 0 | 0 | 0 | 0 | 0 | 0 | 0 | 0 | 0 | 0 | 0 | 0 | 0 | 0 | 0 | 0 | 0 | 0 | 0 | 0
Assembly_New_VSD Controlled Compressor_TRC | Ach | Assembly | Miscellaneous | Elevators/Escalators | TRC | New | NN4533 | VSD Controlled Compressor | VSD Controlled Compressor | NonEquip | 15 | Others | 0% | Prescriptive_ECM | 20.79% | 0 | 0 | 0 | 0 | 0 | 0 | 0 | 0 | 0 | 0 | 0 | 0 | 0 | 0 | 0 | 0 | 0 | 0 | 0 | 0 | 0 | 0 | 0 | 0 | 0 | 0 | 0 | 0 | 0 | 0 | 0 | 0 | 0 | 0 | 0 | 0 | 0 | 0 | 0 | 0
Assembly_New_Engine Block Timer_TRC | Ach | Assembly | Miscellaneous | Elevators/Escalators | TRC | New | NN4481 | Engine Block Timer | Engine Block Timer | NonEquip | 5 | Others | 0% | Prescriptive_ECM | 36% | 0 | 0 | 0 | 0 | 0 | 0 | 0 | 0 | 0 | 0 | 0 | 0 | 0 | 0 | 0 | 0 | 0 | 0 | 0 | 0 | 0 | 0 | 0 | 0 | 0 | 0 | 0 | 0 | 0 | 0 | 0 | 0 | 0 | 0 | 0 | 0 | 0 | 0 | 0 | 0
Assembly_Existing_Retro-Commissioning_TRC | Ach | Assembly | Miscellaneous | Elevators/Escalators | TRC | Existing | NE5430 | Retro-Commissioning | Retro-Commissioning | NonEquip | 5 |  | 21.99% | Custom_improvement_existing | 16% | 45.3254 | 48.5035 | 49.1389 | 50.0592 | 51.1674 | 52.2546 | 53.3557 | 54.4178 | 55.4773 | 56.4944 | 45.3254 | 93.8289 | 142.9678 | 193.027 | 244.1944 | 296.449 | 349.8047 | 404.2224 | 459.6997 | 516.1941 | 0.0075776 | 0.015686 | 0.023902 | 0.032271 | 0.040825 | 0.049561 | 0.058481 | 0.067579 | 0.076853 | 0.086298 | 0.023493 | 0.048634 | 0.074104 | 0.10005 | 0.12657 | 0.15366 | 0.18131 | 0.20952 | 0.23828 | 0.26756
Assembly_Existing_VSD Controlled Compressor_TRC | Ach | Assembly | Miscellaneous | Elevators/Escalators | TRC | Existing | NE4520 | VSD Controlled Compressor | VSD Controlled Compressor | NonEquip | 15 | Others | 0% | Prescriptive_ECM_existing | 20.79% | 0 | 0 | 0 | 0 | 0 | 0 | 0 | 0 | 0 | 0 | 0 | 0 | 0 | 0 | 0 | 0 | 0 | 0 | 0 | 0 | 0 | 0 | 0 | 0 | 0 | 0 | 0 | 0 | 0 | 0 | 0 | 0 | 0 | 0 | 0 | 0 | 0 | 0 | 0 | 0
Assembly_Existing_Engine Block Timer_TRC | Ach | Assembly | Miscellaneous | Elevators/Escalators | TRC | Existing | NE4468 | Engine Block Timer | Engine Block Timer | NonEquip | 5 | Others | 0% | Prescriptive_ECM_existing | 36% | 0 | 0 | 0 | 0 | 0 | 0 | 0 | 0 | 0 | 0 | 0 | 0 | 0 | 0 | 0 | 0 | 0 | 0 | 0 | 0 | 0 | 0 | 0 | 0 | 0 | 0 | 0 | 0 | 0 | 0 | 0 | 0 | 0 | 0 | 0 | 0 | 0 | 0 | 0 | 0
Assembly_New_Network PC Power Management_TRC | Ach | Assembly | Office Equipment | Document production | TRC | New | NN4559 | Network PC Power Management | Network PC Power Management | NonEquip | 5 | Computers | 0% | Prescriptive_all | 56.5% | 0 | 0 | 0 | 0 | 0 | 0 | 0 | 0 | 0 | 0 | 0 | 0 | 0 | 0 | 0 | 0 | 0 | 0 | 0 | 0 | 0 | 0 | 0 | 0 | 0 | 0 | 0 | 0 | 0 | 0 | 0 | 0 | 0 | 0 | 0 | 0 | 0 | 0 | 0 | 0
Assembly_Existing_Network PC Power Management_TRC | Ach | Assembly | Office Equipment | Document production | TRC | Existing | NE4546 | Network PC Power Management | Network PC Power Management | NonEquip | 5 | Computers | 0% | Prescriptive_all_existing | 56.5% | 0 | 0 | 0 | 0 | 0 | 0 | 0 | 0 | 0 | 0 | 0 | 0 | 0 | 0 | 0 | 0 | 0 | 0 | 0 | 0 | 0 | 0 | 0 | 0 | 0 | 0 | 0 | 0 | 0 | 0 | 0 | 0 | 0 | 0 | 0 | 0 | 0 | 0 | 0 | 0
Assembly_New_Retro-Commissioning_TRC | Ach | Assembly | Space Cooling | District chilled water piped | TRC | New | NN5365 | Retro-Commissioning | Retro-Commissioning | NonEquip | 5 |  | 0% | Custom_improvement | 16% | 0 | 0 | 0 | 0 | 0 | 0 | 0 | 0 | 0 | 0 | 0 | 0 | 0 | 0 | 0 | 0 | 0 | 0 | 0 | 0 | 0 | 0 | 0 | 0 | 0 | 0 | 0 | 0 | 0 | 0 | 0 | 0 | 0 | 0 | 0 | 0 | 0 | 0 | 0 | 0
Assembly_New_HVAC tune-up_RTU_TRC | Ach | Assembly | Space Cooling | District chilled water piped | TRC | New | NN3909 | HVAC tune-up_RTU | HVAC tune-up_RTU | NonEquip | 5 | Packaged air conditioning units (RTUs) | 0% | Prescriptive_package HP | 5% | 0 | 0 | 0 | 0 | 0 | 0 | 0 | 0 | 0 | 0 | 0 | 0 | 0 | 0 | 0 | 0 | 0 | 0 | 0 | 0 | 0 | 0 | 0 | 0 | 0 | 0 | 0 | 0 | 0 | 0 | 0 | 0 | 0 | 0 | 0 | 0 | 0 | 0 | 0 | 0
Assembly_New_HVAC tune-up_TRC | Ach | Assembly | Space Cooling | District chilled water piped | TRC | New | NN3883 | HVAC tune-up | HVAC tune-up | NonEquip | 5 | Residential-type central air conditioners | 0% | Prescriptive_all | 5% | 0 | 0 | 0 | 0 | 0 | 0 | 0 | 0 | 0 | 0 | 0 | 0 | 0 | 0 | 0 | 0 | 0 | 0 | 0 | 0 | 0 | 0 | 0 | 0 | 0 | 0 | 0 | 0 | 0 | 0 | 0 | 0 | 0 | 0 | 0 | 0 | 0 | 0 | 0 | 0
Assembly_New_Duct Sealing Repair_TRC | Ach | Assembly | Space Cooling | District chilled water piped | TRC | New | NN3519 | Duct Sealing Repair | Duct Sealing Repair | NonEquip | 15 |  | 0% | Prescriptive_all | 12% | 0 | 0 | 0 | 0 | 0 | 0 | 0 | 0 | 0 | 0 | 0 | 0 | 0 | 0 | 0 | 0 | 0 | 0 | 0 | 0 | 0 | 0 | 0 | 0 | 0 | 0 | 0 | 0 | 0 | 0 | 0 | 0 | 0 | 0 | 0 | 0 | 0 | 0 | 0 | 0
Assembly_New_Chilled Water System - Variable Speed Drives_TRC | Ach | Assembly | Space Cooling | District chilled water piped | TRC | New | NN3311 | Chilled Water System - Variable Speed Drives | Chilled Water System - Variable Speed Drives | NonEquip | 13 | Central chillers inside | 0% | Prescriptive_all | 24.74% | 0 | 0 | 0 | 0 | 0 | 0 | 0 | 0 | 0 | 0 | 0 | 0 | 0 | 0 | 0 | 0 | 0 | 0 | 0 | 0 | 0 | 0 | 0 | 0 | 0 | 0 | 0 | 0 | 0 | 0 | 0 | 0 | 0 | 0 | 0 | 0 | 0 | 0 | 0 | 0
Assembly_New_Ceiling Insulation(R2 to R38)_TRC | Ach | Assembly | Space Cooling | District chilled water piped | TRC | New | NN3207 | Ceiling Insulation(R2 to R38) | Ceiling Insulation(R2 to R38) | NonEquip | 20 |  | 0% | Prescriptive_all | 49.84% | 0 | 0 | 0 | 0 | 0 | 0 | 0 | 0 | 0 | 0 | 0 | 0 | 0 | 0 | 0 | 0 | 0 | 0 | 0 | 0 | 0 | 0 | 0 | 0 | 0 | 0 | 0 | 0 | 0 | 0 | 0 | 0 | 0 | 0 | 0 | 0 | 0 | 0 | 0 | 0
Assembly_Existing_Retro-Commissioning_TRC | Ach | Assembly | Space Cooling | District chilled water piped | TRC | Existing | NE5352 | Retro-Commissioning | Retro-Commissioning | NonEquip | 5 |  | 21.99% | Custom_improvement_existing | 16% | 176.2838 | 173.7515 | 176.0276 | 179.3245 | 183.294 | 187.1889 | 191.133 | 194.9378 | 198.7334 | 202.3767 | 176.2838 | 350.0353 | 526.0628 | 705.3873 | 888.6814 | 1075.8703 | 1267.0033 | 1461.9412 | 1660.6745 | 1863.0512 | 0.029471 | 0.05852 | 0.087948 | 0.11793 | 0.14857 | 0.17987 | 0.21182 | 0.24441 | 0.27763 | 0.31147 | 0 | 0 | 0 | 0 | 0 | 0 | 0 | 0 | 0 | 0
Assembly_Existing_Wall Insulation_TRC | Ach | Assembly | Space Cooling | District chilled water piped | TRC | Existing | NE4208 | Wall Insulation | Wall Insulation | NonEquip | 20 |  | 0% | Prescriptive_all_existing | 29.66% | 0 | 0 | 0 | 0 | 0 | 0 | 0 | 0 | 0 | 0 | 0 | 0 | 0 | 0 | 0 | 0 | 0 | 0 | 0 | 0 | 0 | 0 | 0 | 0 | 0 | 0 | 0 | 0 | 0 | 0 | 0 | 0 | 0 | 0 | 0 | 0 | 0 | 0 | 0 | 0
Assembly_Existing_HVAC tune-up_RTU_TRC | Ach | Assembly | Space Cooling | District chilled water piped | TRC | Existing | NE3896 | HVAC tune-up_RTU | HVAC tune-up_RTU | NonEquip | 5 | Packaged air conditioning units (RTUs) | 0% | Prescriptive_package HP_existing | 5% | 0 | 0 | 0 | 0 | 0 | 0 | 0 | 0 | 0 | 0 | 0 | 0 | 0 | 0 | 0 | 0 | 0 | 0 | 0 | 0 | 0 | 0 | 0 | 0 | 0 | 0 | 0 | 0 | 0 | 0 | 0 | 0 | 0 | 0 | 0 | 0 | 0 | 0 | 0 | 0
Assembly_Existing_HVAC tune-up_TRC | Ach | Assembly | Space Cooling | District chilled water piped | TRC | Existing | NE3870 | HVAC tune-up | HVAC tune-up | NonEquip | 5 | Residential-type central air conditioners | 0% | Prescriptive_all_existing | 5% | 0 | 0 | 0 | 0 | 0 | 0 | 0 | 0 | 0 | 0 | 0 | 0 | 0 | 0 | 0 | 0 | 0 | 0 | 0 | 0 | 0 | 0 | 0 | 0 | 0 | 0 | 0 | 0 | 0 | 0 | 0 | 0 | 0 | 0 | 0 | 0 | 0 | 0 | 0 | 0
Assembly_Existing_Duct Sealing Repair_TRC | Ach | Assembly | Space Cooling | District chilled water piped | TRC | Existing | NE3506 | Duct Sealing Repair | Duct Sealing Repair | NonEquip | 15 |  | 0% | Prescriptive_all_existing | 12% | 0 | 0 | 0 | 0 | 0 | 0 | 0 | 0 | 0 | 0 | 0 | 0 | 0 | 0 | 0 | 0 | 0 | 0 | 0 | 0 | 0 | 0 | 0 | 0 | 0 | 0 | 0 | 0 | 0 | 0 | 0 | 0 | 0 | 0 | 0 | 0 | 0 | 0 | 0 | 0
Assembly_Existing_Chilled Water System - Variable Speed Drives_TRC | Ach | Assembly | Space Cooling | District chilled water piped | TRC | Existing | NE3298 | Chilled Water System - Variable Speed Drives | Chilled Water System - Variable Speed Drives | NonEquip | 13 | Central chillers inside | 0% | Prescriptive_all_existing | 24.74% | 0 | 0 | 0 | 0 | 0 | 0 | 0 | 0 | 0 | 0 | 0 | 0 | 0 | 0 | 0 | 0 | 0 | 0 | 0 | 0 | 0 | 0 | 0 | 0 | 0 | 0 | 0 | 0 | 0 | 0 | 0 | 0 | 0 | 0 | 0 | 0 | 0 | 0 | 0 | 0
Assembly_Existing_Ceiling Insulation(R2 to R38)_TRC | Ach | Assembly | Space Cooling | District chilled water piped | TRC | Existing | NE3194 | Ceiling Insulation(R2 to R38) | Ceiling Insulation(R2 to R38) | NonEquip | 20 |  | 0% | Prescriptive_all_existing | 49.84% | 0 | 0 | 0 | 0 | 0 | 0 | 0 | 0 | 0 | 0 | 0 | 0 | 0 | 0 | 0 | 0 | 0 | 0 | 0 | 0 | 0 | 0 | 0 | 0 | 0 | 0 | 0 | 0 | 0 | 0 | 0 | 0 | 0 | 0 | 0 | 0 | 0 | 0 | 0 | 0
Assembly_Turnover_High Efficiency Chiller (Air Cooled, 50 tons)_TRC | Ach | Assembly | Space Cooling | District chilled water piped | TRC | Turnover | ET938 | High Efficiency Chiller (Air Cooled, 50 tons) | High Efficiency Chiller (Air Cooled, 50 tons) | Equip | 20 | District chilled water piped | 31.91% | Prescriptive_all | 8.759% | 138.9329 | 197.0081 | 293.9386 | 416.4388 | 541.9401 | 620.9276 | 593.0079 | 450.0235 | 267.5573 | 129.0904 | 138.9329 | 335.941 | 629.8796 | 1046.3184 | 1588.2585 | 2209.1861 | 2802.194 | 3252.2175 | 3519.7748 | 3648.8652 | 0.032219 | 0.077906 | 0.14607 | 0.24265 | 0.36832 | 0.51232 | 0.64984 | 0.7542 | 0.81625 | 0.84619 | 0.0074318 | 0.01797 | 0.033694 | 0.05597 | 0.084959 | 0.11817 | 0.1499 | 0.17397 | 0.18828 | 0.19519
Assembly_Turnover_High Efficiency Chiller (Water cooled-centrifugal, 200 tons)_TRC | Ach | Assembly | Space Cooling | District chilled water piped | TRC | Turnover | ET1016 | High Efficiency Chiller (Water cooled-centrifugal, 200 tons) | High Efficiency Chiller (Water cooled-centrifugal, 200 tons) | Equip | 20 | District chilled water piped | 31.91% | Prescriptive_all | 4.362% | 70.1017 | 99.1626 | 147.4537 | 208.0407 | 269.6317 | 308.2177 | 294.7563 | 224.8129 | 134.4751 | 65.171 | 70.1017 | 169.2643 | 316.7181 | 524.7588 | 794.3904 | 1102.6081 | 1397.3644 | 1622.1773 | 1756.6524 | 1821.8234 | 0.022488 | 0.054299 | 0.1016 | 0.16834 | 0.25484 | 0.35371 | 0.44827 | 0.52038 | 0.56352 | 0.58443 | 0.0002214 | 0.00053457 | 0.0010003 | 0.0016573 | 0.0025089 | 0.0034823 | 0.0044132 | 0.0051232 | 0.0055479 | 0.0057537
Assembly_New_High Efficiency Chiller (Air Cooled, 50 tons)_TRC | Ach | Assembly | Space Cooling | District chilled water piped | TRC | New | EN964 | High Efficiency Chiller (Air Cooled, 50 tons) | High Efficiency Chiller (Air Cooled, 50 tons) | Equip | 20 | District chilled water piped | 31.91% | Prescriptive_all | 8.759% | 23.2559 | 45.915 | 88.1407 | 152.6913 | 234.9094 | 259.4651 | 238.7271 | 176.9556 | 101.9798 | 48.6844 | 23.2559 | 69.1709 | 157.3115 | 310.0028 | 544.9122 | 804.3773 | 1043.1045 | 1220.0601 | 1322.0399 | 1370.7243 | 0.0053931 | 0.016041 | 0.036481 | 0.071891 | 0.12637 | 0.18654 | 0.2419 | 0.28294 | 0.30659 | 0.31788 | 0.001244 | 0.0037001 | 0.0084149 | 0.016583 | 0.029148 | 0.043028 | 0.055798 | 0.065264 | 0.070719 | 0.073323
Assembly_New_High Efficiency Chiller (Water cooled-centrifugal, 200 tons)_TRC | Ach | Assembly | Space Cooling | District chilled water piped | TRC | New | EN1042 | High Efficiency Chiller (Water cooled-centrifugal, 200 tons) | High Efficiency Chiller (Water cooled-centrifugal, 200 tons) | Equip | 20 | District chilled water piped | 31.91% | Prescriptive_all | 4.362% | 11.7343 | 23.111 | 44.2156 | 76.2801 | 116.8746 | 128.794 | 118.66 | 88.3996 | 51.2554 | 24.5782 | 11.7343 | 34.8453 | 79.0609 | 155.3409 | 272.2155 | 401.0095 | 519.6695 | 608.0691 | 659.3245 | 683.9027 | 0.0037643 | 0.011178 | 0.025362 | 0.049832 | 0.087325 | 0.12864 | 0.16671 | 0.19506 | 0.21151 | 0.21939 | 3.7059e-05 | 0.00011005 | 0.00024969 | 0.0004906 | 0.00085972 | 0.0012665 | 0.0016412 | 0.0019204 | 0.0020823 | 0.0021599
Assembly_New_Retro-Commissioning_TRC | Ach | Assembly | Refrigeration | Display cases | TRC | New | NN5313 | Retro-Commissioning | Retro-Commissioning | NonEquip | 5 |  | 0% | Custom_improvement | 16% | 0 | 0 | 0 | 0 | 0 | 0 | 0 | 0 | 0 | 0 | 0 | 0 | 0 | 0 | 0 | 0 | 0 | 0 | 0 | 0 | 0 | 0 | 0 | 0 | 0 | 0 | 0 | 0 | 0 | 0 | 0 | 0 | 0 | 0 | 0 | 0 | 0 | 0 | 0 | 0
Assembly_New_Strip Curtains for Walk-ins_TRC | Ach | Assembly | Refrigeration | Display cases | TRC | New | NN4897 | Strip Curtains for Walk-ins | Strip Curtains for Walk-ins | NonEquip | 4 | Walk-in cooler | 0% | Prescriptive_refrigeration control | 2.115% | 0 | 0 | 0 | 0 | 0 | 0 | 0 | 0 | 0 | 0 | 0 | 0 | 0 | 0 | 0 | 0 | 0 | 0 | 0 | 0 | 0 | 0 | 0 | 0 | 0 | 0 | 0 | 0 | 0 | 0 | 0 | 0 | 0 | 0 | 0 | 0 | 0 | 0 | 0 | 0
Assembly_New_PSC to ECM Evaporator Fan Motor (Walk-In, Refrigerator)_TRC | Ach | Assembly | Refrigeration | Display cases | TRC | New | NN4845 | PSC to ECM Evaporator Fan Motor (Walk-In, Refrigerator) | PSC to ECM Evaporator Fan Motor (Walk-In, Refrigerator) | NonEquip | 15 | Walk-in cooler | 0% | Prescriptive_ECM | 37.5% | 0 | 0 | 0 | 0 | 0 | 0 | 0 | 0 | 0 | 0 | 0 | 0 | 0 | 0 | 0 | 0 | 0 | 0 | 0 | 0 | 0 | 0 | 0 | 0 | 0 | 0 | 0 | 0 | 0 | 0 | 0 | 0 | 0 | 0 | 0 | 0 | 0 | 0 | 0 | 0
Assembly_New_PSC to ECM Evaporator Fan Motor (Reach-In)_TRC | Ach | Assembly | Refrigeration | Display cases | TRC | New | NN4819 | PSC to ECM Evaporator Fan Motor (Reach-In) | PSC to ECM Evaporator Fan Motor (Reach-In) | NonEquip | 15 | Display cases | 68.68% | Prescriptive_ECM | 37.5% | 5.8876 | 12.1093 | 24.7309 | 47.1321 | 83.8054 | 114.7568 | 143.0889 | 157.545 | 142.5534 | 104.1738 | 5.8876 | 17.9969 | 42.7278 | 89.8599 | 173.6653 | 288.4221 | 431.511 | 589.0559 | 731.6094 | 835.7831 | 0.00081946 | 0.0025049 | 0.005947 | 0.012507 | 0.024171 | 0.040143 | 0.060059 | 0.081987 | 0.10183 | 0.11633 | 7.5069e-05 | 0.00022947 | 0.00054479 | 0.0011457 | 0.0022143 | 0.0036775 | 0.0055019 | 0.0075106 | 0.0093282 | 0.010656
Assembly_Existing_Retro-Commissioning_TRC | Ach | Assembly | Refrigeration | Display cases | TRC | Existing | NE5300 | Retro-Commissioning | Retro-Commissioning | NonEquip | 5 |  | 21.99% | Custom_improvement_existing | 16% | 9.5348 | 9.691 | 9.818 | 10.0018 | 10.2232 | 10.4405 | 10.6605 | 10.8727 | 11.0844 | 11.2876 | 9.5348 | 19.2258 | 29.0438 | 39.0456 | 49.2689 | 59.7093 | 70.3698 | 81.2425 | 92.3269 | 103.6145 | 0.001594 | 0.0032142 | 0.0048556 | 0.0065277 | 0.0082369 | 0.0099823 | 0.011765 | 0.013582 | 0.015435 | 0.017322 | 0.0049422 | 0.0099653 | 0.015054 | 0.020238 | 0.025538 | 0.030949 | 0.036475 | 0.04211 | 0.047856 | 0.053706
Assembly_Existing_Strip Curtains for Walk-ins_TRC | Ach | Assembly | Refrigeration | Display cases | TRC | Existing | NE4884 | Strip Curtains for Walk-ins | Strip Curtains for Walk-ins | NonEquip | 4 | Walk-in cooler | 0% | Prescriptive_refrigeration control_existing | 2.115% | 0 | 0 | 0 | 0 | 0 | 0 | 0 | 0 | 0 | 0 | 0 | 0 | 0 | 0 | 0 | 0 | 0 | 0 | 0 | 0 | 0 | 0 | 0 | 0 | 0 | 0 | 0 | 0 | 0 | 0 | 0 | 0 | 0 | 0 | 0 | 0 | 0 | 0 | 0 | 0
Assembly_Existing_PSC to ECM Evaporator Fan Motor (Walk-In, Refrigerator)_TRC | Ach | Assembly | Refrigeration | Display cases | TRC | Existing | NE4832 | PSC to ECM Evaporator Fan Motor (Walk-In, Refrigerator) | PSC to ECM Evaporator Fan Motor (Walk-In, Refrigerator) | NonEquip | 15 | Walk-in cooler | 0% | Prescriptive_ECM_existing | 37.5% | 0 | 0 | 0 | 0 | 0 | 0 | 0 | 0 | 0 | 0 | 0 | 0 | 0 | 0 | 0 | 0 | 0 | 0 | 0 | 0 | 0 | 0 | 0 | 0 | 0 | 0 | 0 | 0 | 0 | 0 | 0 | 0 | 0 | 0 | 0 | 0 | 0 | 0 | 0 | 0
Assembly_Existing_PSC to ECM Evaporator Fan Motor (Reach-In)_TRC | Ach | Assembly | Refrigeration | Display cases | TRC | Existing | NE4806 | PSC to ECM Evaporator Fan Motor (Reach-In) | PSC to ECM Evaporator Fan Motor (Reach-In) | NonEquip | 15 | Display cases | 17.17% | Prescriptive_ECM_existing | 37.5% | 16.1964 | 26.1769 | 41.5373 | 64.7162 | 97.3016 | 137.6009 | 177.311 | 199.0501 | 185.0231 | 136.125 | 16.1964 | 42.3733 | 83.9105 | 148.6268 | 245.9284 | 383.5293 | 560.8402 | 759.8903 | 944.9134 | 1081.0384 | 0.0022543 | 0.0058976 | 0.011679 | 0.020686 | 0.034229 | 0.053381 | 0.078059 | 0.10576 | 0.13152 | 0.15046 | 0.00020651 | 0.00054027 | 0.0010699 | 0.001895 | 0.0031357 | 0.0048901 | 0.0071509 | 0.0096888 | 0.012048 | 0.013784
Assembly_Existing_Freezer-Cooler Replacement Gaskets_TRC | Ach | Assembly | Refrigeration | Display cases | TRC | Existing | NE4702 | Freezer-Cooler Replacement Gaskets | Freezer-Cooler Replacement Gaskets | NonEquip | 4 | Display cases | 42.41% | Prescriptive_refrigeration control_existing | 3.131% | 2.249 | 3.6376 | 5.793 | 9.0623 | 13.7256 | 19.6336 | 25.77 | 29.7387 | 28.713 | 22.1019 | 2.249 | 5.8866 | 11.6796 | 20.7419 | 34.4674 | 54.101 | 79.871 | 109.6097 | 138.3226 | 160.4245 | 0.00032752 | 0.00085727 | 0.0017009 | 0.0030207 | 0.0050195 | 0.0078788 | 0.011632 | 0.015963 | 0.020144 | 0.023363 | 0.00010664 | 0.00027911 | 0.00055379 | 0.00098348 | 0.0016343 | 0.0025652 | 0.0037871 | 0.0051971 | 0.0065586 | 0.0076065
Assembly_Turnover_Refrigerated Display Case LED Lighting_TRC | Ach | Assembly | Refrigeration | Display cases | TRC | Turnover | ET2609 | Refrigerated Display Case LED Lighting | Refrigerated Display Case LED Lighting | Equip | 8 | Display cases | 0% | Prescriptive_display case lighting | 6.613% | 0 | 0 | 0 | 0 | 0 | 0 | 0 | 0 | 0 | 0 | 0 | 0 | 0 | 0 | 0 | 0 | 0 | 0 | 0 | 0 | 0 | 0 | 0 | 0 | 0 | 0 | 0 | 0 | 0 | 0 | 0 | 0 | 0 | 0 | 0 | 0 | 0 | 0 | 0 | 0
Assembly_Turnover_Efficient Exhaust Hood_TRC | Ach | Assembly | Cooking | Cooking Other | TRC | Turnover | ET2 | Efficient Exhaust Hood | Efficient Exhaust Hood | Equip | 15 | Cooking Other | 0% | Prescriptive_cooking | 42.5% | 0 | 0 | 0 | 0 | 0 | 0 | 0 | 0 | 0 | 0 | 0 | 0 | 0 | 0 | 0 | 0 | 0 | 0 | 0 | 0 | 0 | 0 | 0 | 0 | 0 | 0 | 0 | 0 | 0 | 0 | 0 | 0 | 0 | 0 | 0 | 0 | 0 | 0 | 0 | 0
Assembly_Turnover_Energy Star Hot Food Holding Cabinet_TRC | Ach | Assembly | Cooking | Cooking Other | TRC | Turnover | ET158 | Energy Star Hot Food Holding Cabinet | Energy Star Hot Food Holding Cabinet | Equip | 12 | Cooking Other | 0% | Prescriptive_cooking | 52.67% | 0 | 0 | 0 | 0 | 0 | 0 | 0 | 0 | 0 | 0 | 0 | 0 | 0 | 0 | 0 | 0 | 0 | 0 | 0 | 0 | 0 | 0 | 0 | 0 | 0 | 0 | 0 | 0 | 0 | 0 | 0 | 0 | 0 | 0 | 0 | 0 | 0 | 0 | 0 | 0
Assembly_New_Efficient Exhaust Hood_TRC | Ach | Assembly | Cooking | Cooking Other | TRC | New | EN28 | Efficient Exhaust Hood | Efficient Exhaust Hood | Equip | 15 | Cooking Other | 0% | Prescriptive_cooking | 42.5% | 0 | 0 | 0 | 0 | 0 | 0 | 0 | 0 | 0 | 0 | 0 | 0 | 0 | 0 | 0 | 0 | 0 | 0 | 0 | 0 | 0 | 0 | 0 | 0 | 0 | 0 | 0 | 0 | 0 | 0 | 0 | 0 | 0 | 0 | 0 | 0 | 0 | 0 | 0 | 0
Assembly_New_Energy Star Hot Food Holding Cabinet_TRC | Ach | Assembly | Cooking | Cooking Other | TRC | New | EN184 | Energy Star Hot Food Holding Cabinet | Energy Star Hot Food Holding Cabinet | Equip | 12 | Cooking Other | 0% | Prescriptive_cooking | 52.67% | 0 | 0 | 0 | 0 | 0 | 0 | 0 | 0 | 0 | 0 | 0 | 0 | 0 | 0 | 0 | 0 | 0 | 0 | 0 | 0 | 0 | 0 | 0 | 0 | 0 | 0 | 0 | 0 | 0 | 0 | 0 | 0 | 0 | 0 | 0 | 0 | 0 | 0 | 0 | 0
Assembly_New_Network PC Power Management_TRC | Ach | Assembly | Office Equipment | Computers | TRC | New | NN4559 | Network PC Power Management | Network PC Power Management | NonEquip | 5 | Computers | 0% | Prescriptive_all | 56.5% | 0 | 0 | 0 | 0 | 0 | 0 | 0 | 0 | 0 | 0 | 0 | 0 | 0 | 0 | 0 | 0 | 0 | 0 | 0 | 0 | 0 | 0 | 0 | 0 | 0 | 0 | 0 | 0 | 0 | 0 | 0 | 0 | 0 | 0 | 0 | 0 | 0 | 0 | 0 | 0
Assembly_Existing_Network PC Power Management_TRC | Ach | Assembly | Office Equipment | Computers | TRC | Existing | NE4546 | Network PC Power Management | Network PC Power Management | NonEquip | 5 | Computers | 0% | Prescriptive_all_existing | 56.5% | 0 | 0 | 0 | 0 | 0 | 0 | 0 | 0 | 0 | 0 | 0 | 0 | 0 | 0 | 0 | 0 | 0 | 0 | 0 | 0 | 0 | 0 | 0 | 0 | 0 | 0 | 0 | 0 | 0 | 0 | 0 | 0 | 0 | 0 | 0 | 0 | 0 | 0 | 0 | 0
Assembly_New_Retro-Commissioning_TRC | Ach | Assembly | Domestic Hot Water | Centralized water heaters | TRC | New | NN5417 | Retro-Commissioning | Retro-Commissioning | NonEquip | 5 |  | 0% | Custom_improvement | 16% | 0 | 0 | 0 | 0 | 0 | 0 | 0 | 0 | 0 | 0 | 0 | 0 | 0 | 0 | 0 | 0 | 0 | 0 | 0 | 0 | 0 | 0 | 0 | 0 | 0 | 0 | 0 | 0 | 0 | 0 | 0 | 0 | 0 | 0 | 0 | 0 | 0 | 0 | 0 | 0
Assembly_New_Tank Wrap on Water Heater_TRC | Ach | Assembly | Domestic Hot Water | Centralized water heaters | TRC | New | NN2895 | Tank Wrap on Water Heater | Tank Wrap on Water Heater | NonEquip | 7 | Centralized water heaters | 55.99% | Prescriptive_water heater | 3.511% | 0.53505 | 1.1196 | 2.3424 | 4.657 | 8.8814 | 13.5967 | 20.2457 | 29.2318 | 39.3808 | 49.7093 | 0.53505 | 1.6546 | 3.997 | 8.654 | 17.5354 | 31.1321 | 51.3777 | 80.6096 | 119.9904 | 169.6997 | 5.3596e-05 | 0.00016574 | 0.00040038 | 0.00086686 | 0.0017565 | 0.0031185 | 0.0051465 | 0.0080746 | 0.012019 | 0.016999 | 5.4683e-05 | 0.0001691 | 0.0004085 | 0.00088444 | 0.0017921 | 0.0031817 | 0.0052508 | 0.0082383 | 0.012263 | 0.017343
Assembly_Existing_Retro-Commissioning_TRC | Ach | Assembly | Domestic Hot Water | Centralized water heaters | TRC | Existing | NE5404 | Retro-Commissioning | Retro-Commissioning | NonEquip | 5 |  | 21.99% | Custom_improvement_existing | 16% | 74.6311 | 77.6456 | 78.6627 | 80.136 | 81.9099 | 83.6505 | 85.413 | 87.1133 | 88.8094 | 90.4376 | 74.6311 | 152.2766 | 230.9394 | 311.0754 | 392.9853 | 476.6358 | 562.0488 | 649.1621 | 737.9716 | 828.4091 | 0.012477 | 0.025458 | 0.038609 | 0.052006 | 0.0657 | 0.079685 | 0.093964 | 0.10853 | 0.12338 | 0.13849 | 0.038683 | 0.078929 | 0.1197 | 0.16124 | 0.2037 | 0.24705 | 0.29133 | 0.33648 | 0.38251 | 0.42939
Assembly_Existing_Tank Wrap on Water Heater_TRC | Ach | Assembly | Domestic Hot Water | Centralized water heaters | TRC | Existing | NE2882 | Tank Wrap on Water Heater | Tank Wrap on Water Heater | NonEquip | 7 | Centralized water heaters | 55.99% | Prescriptive_water heater_existing | 3.511% | 5.7436 | 9.7168 | 15.898 | 26.0633 | 42.5367 | 68.4077 | 107.8602 | 164.224 | 237.3141 | 316.0465 | 5.7436 | 15.4604 | 31.3583 | 57.4216 | 99.9583 | 168.366 | 276.2262 | 440.4502 | 677.7643 | 993.8107 | 0.00057533 | 0.0015487 | 0.0031411 | 0.0057519 | 0.010013 | 0.016865 | 0.027669 | 0.044119 | 0.067891 | 0.099549 | 0.000587 | 0.0015801 | 0.0032048 | 0.0058685 | 0.010216 | 0.017207 | 0.02823 | 0.045014 | 0.069268 | 0.10157
Assembly_Turnover_Heat Pump Water Heater_TRC | Ach | Assembly | Domestic Hot Water | Centralized water heaters | TRC | Turnover | ET353 | Heat Pump Water Heater | Heat Pump Water Heater | Equip | 10 | Centralized water heaters | 46.98% | Prescriptive_water heater | 65.32% | 77.2246 | 116.3131 | 189.8174 | 310.3979 | 505.3031 | 813.8531 | 1285.1359 | 1959.0466 | 2834.7189 | 3778.7149 | 77.2246 | 193.5377 | 383.3551 | 693.753 | 1199.0561 | 2012.9092 | 3298.0451 | 5257.0917 | 8091.8107 | 11870.5256 | 0.01305 | 0.032707 | 0.064785 | 0.11724 | 0.20263 | 0.34017 | 0.55735 | 0.88841 | 1.3675 | 2.006 | 0.0086801 | 0.021754 | 0.04309 | 0.077979 | 0.13478 | 0.22625 | 0.3707 | 0.5909 | 0.90953 | 1.3343
Assembly_New_Heat Pump Water Heater_TRC | Ach | Assembly | Domestic Hot Water | Centralized water heaters | TRC | New | EN379 | Heat Pump Water Heater | Heat Pump Water Heater | Equip | 10 | Centralized water heaters | 46.98% | Prescriptive_water heater | 65.32% | 6.4633 | 13.554 | 28.4594 | 56.9052 | 109.5144 | 170.0412 | 258.6785 | 385.1625 | 540.2284 | 712.5416 | 6.4633 | 20.0173 | 48.4767 | 105.3819 | 214.8963 | 384.9374 | 643.616 | 1028.7785 | 1569.0068 | 2281.5485 | 0.0010923 | 0.0033828 | 0.0081923 | 0.017809 | 0.036316 | 0.065052 | 0.10877 | 0.17386 | 0.26515 | 0.38557 | 0.00072648 | 0.00225 | 0.0054488 | 0.011845 | 0.024155 | 0.043267 | 0.072343 | 0.11564 | 0.17636 | 0.25645
Assembly_New_Retro-Commissioning_TRC | Ach | Assembly | Space Cooling | Central chillers inside | TRC | New | NN5365 | Retro-Commissioning | Retro-Commissioning | NonEquip | 5 |  | 0% | Custom_improvement | 16% | 0 | 0 | 0 | 0 | 0 | 0 | 0 | 0 | 0 | 0 | 0 | 0 | 0 | 0 | 0 | 0 | 0 | 0 | 0 | 0 | 0 | 0 | 0 | 0 | 0 | 0 | 0 | 0 | 0 | 0 | 0 | 0 | 0 | 0 | 0 | 0 | 0 | 0 | 0 | 0
Assembly_New_HVAC tune-up_RTU_TRC | Ach | Assembly | Space Cooling | Central chillers inside | TRC | New | NN3909 | HVAC tune-up_RTU | HVAC tune-up_RTU | NonEquip | 5 | Packaged air conditioning units (RTUs) | 0% | Prescriptive_package HP | 5% | 0 | 0 | 0 | 0 | 0 | 0 | 0 | 0 | 0 | 0 | 0 | 0 | 0 | 0 | 0 | 0 | 0 | 0 | 0 | 0 | 0 | 0 | 0 | 0 | 0 | 0 | 0 | 0 | 0 | 0 | 0 | 0 | 0 | 0 | 0 | 0 | 0 | 0 | 0 | 0
Assembly_New_HVAC tune-up_TRC | Ach | Assembly | Space Cooling | Central chillers inside | TRC | New | NN3883 | HVAC tune-up | HVAC tune-up | NonEquip | 5 | Residential-type central air conditioners | 0% | Prescriptive_all | 5% | 0 | 0 | 0 | 0 | 0 | 0 | 0 | 0 | 0 | 0 | 0 | 0 | 0 | 0 | 0 | 0 | 0 | 0 | 0 | 0 | 0 | 0 | 0 | 0 | 0 | 0 | 0 | 0 | 0 | 0 | 0 | 0 | 0 | 0 | 0 | 0 | 0 | 0 | 0 | 0
Assembly_New_Duct Sealing Repair_TRC | Ach | Assembly | Space Cooling | Central chillers inside | TRC | New | NN3519 | Duct Sealing Repair | Duct Sealing Repair | NonEquip | 15 |  | 0% | Prescriptive_all | 12% | 0 | 0 | 0 | 0 | 0 | 0 | 0 | 0 | 0 | 0 | 0 | 0 | 0 | 0 | 0 | 0 | 0 | 0 | 0 | 0 | 0 | 0 | 0 | 0 | 0 | 0 | 0 | 0 | 0 | 0 | 0 | 0 | 0 | 0 | 0 | 0 | 0 | 0 | 0 | 0
Assembly_New_Chilled Water System - Variable Speed Drives_TRC | Ach | Assembly | Space Cooling | Central chillers inside | TRC | New | NN3311 | Chilled Water System - Variable Speed Drives | Chilled Water System - Variable Speed Drives | NonEquip | 13 | Central chillers inside | 73.99% | Prescriptive_all | 24.74% | 3729.0486 | 7362.4006 | 14133.2332 | 24483.828 | 37667.3937 | 41604.8672 | 38279.5601 | 28374.5893 | 16352.3178 | 7806.4777 | 3729.0486 | 11091.4493 | 25224.6824 | 49708.5105 | 87375.9041 | 128980.7714 | 167260.3315 | 195634.9208 | 211987.2386 | 219793.7163 | 0.34685 | 1.0317 | 2.3462 | 4.6236 | 8.1272 | 11.997 | 15.5575 | 18.1968 | 19.7177 | 20.4439 | 0.078837 | 0.23449 | 0.53329 | 1.0509 | 1.8472 | 2.7268 | 3.5361 | 4.136 | 4.4817 | 4.6467
Assembly_New_Ceiling Insulation(R2 to R38)_TRC | Ach | Assembly | Space Cooling | Central chillers inside | TRC | New | NN3207 | Ceiling Insulation(R2 to R38) | Ceiling Insulation(R2 to R38) | NonEquip | 20 |  | 0% | Prescriptive_all | 49.84% | 0 | 0 | 0 | 0 | 0 | 0 | 0 | 0 | 0 | 0 | 0 | 0 | 0 | 0 | 0 | 0 | 0 | 0 | 0 | 0 | 0 | 0 | 0 | 0 | 0 | 0 | 0 | 0 | 0 | 0 | 0 | 0 | 0 | 0 | 0 | 0 | 0 | 0 | 0 | 0
Assembly_Existing_Retro-Commissioning_TRC | Ach | Assembly | Space Cooling | Central chillers inside | TRC | Existing | NE5352 | Retro-Commissioning | Retro-Commissioning | NonEquip | 5 |  | 21.99% | Custom_improvement_existing | 16% | 5439.7289 | 5361.5863 | 5431.8219 | 5533.5577 | 5656.0492 | 5776.2364 | 5897.9437 | 6015.3514 | 6132.4724 | 6244.8983 | 5439.7289 | 10801.3152 | 16233.1371 | 21766.6948 | 27422.744 | 33198.9804 | 39096.9242 | 45112.2756 | 51244.748 | 57489.6462 | 0.90942 | 1.8058 | 2.7139 | 3.639 | 4.5846 | 5.5503 | 6.5363 | 7.542 | 8.5672 | 9.6112 | 0 | 0 | 0 | 0 | 0 | 0 | 0 | 0 | 0 | 0
Assembly_Existing_Wall Insulation_TRC | Ach | Assembly | Space Cooling | Central chillers inside | TRC | Existing | NE4208 | Wall Insulation | Wall Insulation | NonEquip | 20 |  | 0% | Prescriptive_all_existing | 29.66% | 0 | 0 | 0 | 0 | 0 | 0 | 0 | 0 | 0 | 0 | 0 | 0 | 0 | 0 | 0 | 0 | 0 | 0 | 0 | 0 | 0 | 0 | 0 | 0 | 0 | 0 | 0 | 0 | 0 | 0 | 0 | 0 | 0 | 0 | 0 | 0 | 0 | 0 | 0 | 0
Assembly_Existing_HVAC tune-up_RTU_TRC | Ach | Assembly | Space Cooling | Central chillers inside | TRC | Existing | NE3896 | HVAC tune-up_RTU | HVAC tune-up_RTU | NonEquip | 5 | Packaged air conditioning units (RTUs) | 0% | Prescriptive_package HP_existing | 5% | 0 | 0 | 0 | 0 | 0 | 0 | 0 | 0 | 0 | 0 | 0 | 0 | 0 | 0 | 0 | 0 | 0 | 0 | 0 | 0 | 0 | 0 | 0 | 0 | 0 | 0 | 0 | 0 | 0 | 0 | 0 | 0 | 0 | 0 | 0 | 0 | 0 | 0 | 0 | 0
Assembly_Existing_HVAC tune-up_TRC | Ach | Assembly | Space Cooling | Central chillers inside | TRC | Existing | NE3870 | HVAC tune-up | HVAC tune-up | NonEquip | 5 | Residential-type central air conditioners | 0% | Prescriptive_all_existing | 5% | 0 | 0 | 0 | 0 | 0 | 0 | 0 | 0 | 0 | 0 | 0 | 0 | 0 | 0 | 0 | 0 | 0 | 0 | 0 | 0 | 0 | 0 | 0 | 0 | 0 | 0 | 0 | 0 | 0 | 0 | 0 | 0 | 0 | 0 | 0 | 0 | 0 | 0 | 0 | 0
Assembly_Existing_Duct Sealing Repair_TRC | Ach | Assembly | Space Cooling | Central chillers inside | TRC | Existing | NE3506 | Duct Sealing Repair | Duct Sealing Repair | NonEquip | 15 |  | 0% | Prescriptive_all_existing | 12% | 0 | 0 | 0 | 0 | 0 | 0 | 0 | 0 | 0 | 0 | 0 | 0 | 0 | 0 | 0 | 0 | 0 | 0 | 0 | 0 | 0 | 0 | 0 | 0 | 0 | 0 | 0 | 0 | 0 | 0 | 0 | 0 | 0 | 0 | 0 | 0 | 0 | 0 | 0 | 0
Assembly_Existing_Chilled Water System - Variable Speed Drives_TRC | Ach | Assembly | Space Cooling | Central chillers inside | TRC | Existing | NE3298 | Chilled Water System - Variable Speed Drives | Chilled Water System - Variable Speed Drives | NonEquip | 13 | Central chillers inside | 73.99% | Prescriptive_all_existing | 24.74% | 42313.3409 | 63996.3744 | 95951.213 | 136603.8345 | 178638.9503 | 204845.0172 | 195799.0402 | 148756.9141 | 88530.4932 | 42773.5642 | 42313.3409 | 106309.7153 | 202260.9283 | 338864.7628 | 517503.7132 | 722348.7304 | 918147.7706 | 1066904.6847 | 1155435.1779 | 1198208.7421 | 3.9357 | 9.8883 | 18.8131 | 31.5191 | 48.135 | 67.1884 | 85.4005 | 99.2369 | 107.4715 | 111.45 | 0.89456 | 2.2475 | 4.2761 | 7.1641 | 10.9408 | 15.2715 | 19.4109 | 22.5559 | 24.4275 | 25.3318
Assembly_Existing_Ceiling Insulation(R2 to R38)_TRC | Ach | Assembly | Space Cooling | Central chillers inside | TRC | Existing | NE3194 | Ceiling Insulation(R2 to R38) | Ceiling Insulation(R2 to R38) | NonEquip | 20 |  | 0% | Prescriptive_all_existing | 49.84% | 0 | 0 | 0 | 0 | 0 | 0 | 0 | 0 | 0 | 0 | 0 | 0 | 0 | 0 | 0 | 0 | 0 | 0 | 0 | 0 | 0 | 0 | 0 | 0 | 0 | 0 | 0 | 0 | 0 | 0 | 0 | 0 | 0 | 0 | 0 | 0 | 0 | 0 | 0 | 0
Assembly_Turnover_High Efficiency Chiller (Water cooled-centrifugal, 200 tons)_TRC | Ach | Assembly | Space Cooling | Central chillers inside | TRC | Turnover | ET977 | High Efficiency Chiller (Water cooled-centrifugal, 200 tons) | High Efficiency Chiller (Water cooled-centrifugal, 200 tons) | Equip | 20 | Central chillers inside | 31.91% | Prescriptive_all | 4.362% | 2163.1851 | 3059.9387 | 4550.0964 | 6419.6758 | 8320.2375 | 9510.9172 | 9095.5286 | 6937.2287 | 4149.6053 | 2011.0318 | 2163.1851 | 5223.1238 | 9773.2202 | 16192.896 | 24513.1335 | 34024.0508 | 43119.5794 | 50056.8081 | 54206.4134 | 56217.4453 | 0.69394 | 1.6755 | 3.1352 | 5.1946 | 7.8637 | 10.9147 | 13.8325 | 16.0579 | 17.3891 | 18.0342 | 0.0068318 | 0.016496 | 0.030866 | 0.051141 | 0.077418 | 0.10746 | 0.13618 | 0.15809 | 0.1712 | 0.17755
Assembly_Turnover_High Efficiency Chiller (Air Cooled, 50 tons)_TRC | Ach | Assembly | Space Cooling | Central chillers inside | TRC | Turnover | ET899 | High Efficiency Chiller (Air Cooled, 50 tons) | High Efficiency Chiller (Air Cooled, 50 tons) | Equip | 20 | Central chillers inside | 31.91% | Prescriptive_all | 8.759% | 4287.1626 | 6079.2348 | 9070.2959 | 12850.3819 | 16723.0733 | 19160.4536 | 18298.915 | 13886.7314 | 8256.2271 | 3983.4438 | 4287.1626 | 10366.3974 | 19436.6933 | 32287.0752 | 49010.1485 | 68170.6022 | 86469.5172 | 100356.2486 | 108612.4757 | 112595.9195 | 0.99421 | 2.404 | 4.5074 | 7.4875 | 11.3656 | 15.809 | 20.0526 | 23.273 | 25.1877 | 26.1114 | 0.22933 | 0.55452 | 1.0397 | 1.7271 | 2.6217 | 3.6466 | 4.6254 | 5.3683 | 5.8099 | 6.023
Assembly_New_High Efficiency Chiller (Air Cooled, 50 tons)_TRC | Ach | Assembly | Space Cooling | Central chillers inside | TRC | New | EN925 | High Efficiency Chiller (Air Cooled, 50 tons) | High Efficiency Chiller (Air Cooled, 50 tons) | Equip | 20 | Central chillers inside | 31.91% | Prescriptive_all | 8.759% | 696.2923 | 1352.2045 | 2536.2152 | 4267.1954 | 6373.8389 | 6921.4009 | 6431.9832 | 4944.4022 | 2973.2555 | 1462.9695 | 696.2923 | 2048.4968 | 4584.712 | 8851.9074 | 15225.7463 | 22147.1473 | 28579.1305 | 33523.5326 | 36496.7881 | 37959.7577 | 0.16147 | 0.47505 | 1.0632 | 2.0528 | 3.5309 | 5.136 | 6.6276 | 7.7742 | 8.4637 | 8.803 | 0.037246 | 0.10958 | 0.24525 | 0.47351 | 0.81446 | 1.1847 | 1.5288 | 1.7932 | 1.9523 | 2.0305
Assembly_New_High Efficiency Chiller (Water cooled-centrifugal, 200 tons)_TRC | Ach | Assembly | Space Cooling | Central chillers inside | TRC | New | EN1003 | High Efficiency Chiller (Water cooled-centrifugal, 200 tons) | High Efficiency Chiller (Water cooled-centrifugal, 200 tons) | Equip | 20 | Central chillers inside | 31.91% | Prescriptive_all | 4.362% | 351.3301 | 680.6223 | 1272.2875 | 2131.7663 | 2997.4761 | 2324.0234 | 2664.4011 | 2470.016 | 1494.3674 | 738.5766 | 351.3301 | 1031.9524 | 2304.2398 | 4436.0062 | 7433.4823 | 9757.5056 | 12421.9067 | 14891.9227 | 16386.2901 | 17124.8667 | 0.1127 | 0.33104 | 0.73919 | 1.423 | 2.3846 | 3.1301 | 3.9849 | 4.7772 | 5.2566 | 5.4936 | 0.0011096 | 0.0032591 | 0.0072773 | 0.01401 | 0.023477 | 0.030816 | 0.039231 | 0.047032 | 0.051752 | 0.054084
Assembly_New_Retro-Commissioning_TRC | Ach | Assembly | Ventilation and Circulation | Central air-handling unit | TRC | New | NN5391 | Retro-Commissioning | Retro-Commissioning | NonEquip | 5 |  | 0% | Custom_improvement | 16% | 0 | 0 | 0 | 0 | 0 | 0 | 0 | 0 | 0 | 0 | 0 | 0 | 0 | 0 | 0 | 0 | 0 | 0 | 0 | 0 | 0 | 0 | 0 | 0 | 0 | 0 | 0 | 0 | 0 | 0 | 0 | 0 | 0 | 0 | 0 | 0 | 0 | 0 | 0 | 0
Assembly_New_Demand Controlled Ventilation_TRC | Ach | Assembly | Ventilation and Circulation | Central air-handling unit | TRC | New | NN4949 | Demand Controlled Ventilation | Demand Controlled Ventilation | NonEquip | 10 |  | 17.54% | Prescriptive_all | 50% | 270.5418 | 534.5103 | 1026.7824 | 1779.9855 | 2740.3306 | 3028.878 | 2788.7195 | 2068.5581 | 1192.9375 | 569.8936 | 270.5418 | 805.0522 | 1831.8346 | 3611.8201 | 6352.1507 | 9381.0287 | 12169.7481 | 14238.3062 | 15431.2437 | 16001.1373 | 0.028167 | 0.083818 | 0.19072 | 0.37604 | 0.66135 | 0.9767 | 1.267 | 1.4824 | 1.6066 | 1.666 | 0.15858 | 0.47189 | 1.0738 | 2.1171 | 3.7234 | 5.4988 | 7.1335 | 8.346 | 9.0453 | 9.3793
Assembly_Existing_Retro-Commissioning_TRC | Ach | Assembly | Ventilation and Circulation | Central air-handling unit | TRC | Existing | NE5378 | Retro-Commissioning | Retro-Commissioning | NonEquip | 5 |  | 21.99% | Custom_improvement_existing | 16% | 700.6135 | 702.8803 | 712.0878 | 725.425 | 741.4831 | 757.2391 | 773.1944 | 788.586 | 803.94 | 818.6786 | 700.6135 | 1403.4937 | 2115.5816 | 2841.0065 | 3582.4896 | 4339.7286 | 5112.923 | 5901.5089 | 6705.449 | 7524.1275 | 0.11713 | 0.23464 | 0.35369 | 0.47496 | 0.59893 | 0.72552 | 0.85479 | 0.98662 | 1.121 | 1.2579 | 0.36315 | 0.72747 | 1.0966 | 1.4726 | 1.8569 | 2.2494 | 2.6502 | 3.0589 | 3.4756 | 3.9
Assembly_Existing_Demand Controlled Ventilation_TRC | Ach | Assembly | Ventilation and Circulation | Central air-handling unit | TRC | Existing | NE4936 | Demand Controlled Ventilation | Demand Controlled Ventilation | NonEquip | 10 |  | 18.71% | Prescriptive_all_existing | 50% | 3217.0337 | 4952.4545 | 7425.3271 | 10571.2906 | 13824.2404 | 15852.2358 | 15152.1995 | 11511.7747 | 6851.0637 | 3310.0958 | 3217.0337 | 8169.4881 | 15594.8152 | 26166.1058 | 39990.3462 | 55842.582 | 70994.7815 | 82506.5562 | 89357.6199 | 92667.7156 | 0.33494 | 0.85056 | 1.6236 | 2.7243 | 4.1636 | 5.814 | 7.3916 | 8.5901 | 9.3034 | 9.6481 | 1.8857 | 4.7887 | 9.1411 | 15.3377 | 23.441 | 32.733 | 41.6147 | 48.3625 | 52.3784 | 54.3186
Assembly_New_Retro-Commissioning_TRC | Ach | Assembly | Interior Lighting | case lighting | TRC | New | NN5261 | Retro-Commissioning | Retro-Commissioning | NonEquip | 5 |  | 0% | Custom_improvement | 16% | 0 | 0 | 0 | 0 | 0 | 0 | 0 | 0 | 0 | 0 | 0 | 0 | 0 | 0 | 0 | 0 | 0 | 0 | 0 | 0 | 0 | 0 | 0 | 0 | 0 | 0 | 0 | 0 | 0 | 0 | 0 | 0 | 0 | 0 | 0 | 0 | 0 | 0 | 0 | 0
Assembly_New_Interior Lighting Controls_TRC | Ach | Assembly | Interior Lighting | case lighting | TRC | New | NN4429 | Interior Lighting Controls | Interior Lighting Controls | NonEquip | 8 | Overhead (fluorescent/LED/CFL U-shape) | 0% | Prescriptive_lighting control | 28% | 0 | 0 | 0 | 0 | 0 | 0 | 0 | 0 | 0 | 0 | 0 | 0 | 0 | 0 | 0 | 0 | 0 | 0 | 0 | 0 | 0 | 0 | 0 | 0 | 0 | 0 | 0 | 0 | 0 | 0 | 0 | 0 | 0 | 0 | 0 | 0 | 0 | 0 | 0 | 0
Assembly_Existing_Retro-Commissioning_TRC | Ach | Assembly | Interior Lighting | case lighting | TRC | Existing | NE5248 | Retro-Commissioning | Retro-Commissioning | NonEquip | 5 |  | 21.99% | Custom_improvement_existing | 16% | 4.3111 | 4.6134 | 4.6739 | 4.7614 | 4.8668 | 4.9702 | 5.075 | 5.176 | 5.2768 | 5.3735 | 4.3111 | 8.9246 | 13.5985 | 18.3599 | 23.2267 | 28.1969 | 33.2718 | 38.4478 | 43.7246 | 49.0981 | 0.00072075 | 0.001492 | 0.0022734 | 0.0030694 | 0.0038831 | 0.004714 | 0.0055624 | 0.0064278 | 0.00731 | 0.0082083 | 0.0022346 | 0.0046259 | 0.0070485 | 0.0095165 | 0.012039 | 0.014615 | 0.017246 | 0.019929 | 0.022664 | 0.025449
Assembly_Existing_Interior Lighting Controls_TRC | Ach | Assembly | Interior Lighting | case lighting | TRC | Existing | NE4416 | Interior Lighting Controls | Interior Lighting Controls | NonEquip | 8 | Overhead (fluorescent/LED/CFL U-shape) | 0% | Prescriptive_lighting control_existing | 28% | 0 | 0 | 0 | 0 | 0 | 0 | 0 | 0 | 0 | 0 | 0 | 0 | 0 | 0 | 0 | 0 | 0 | 0 | 0 | 0 | 0 | 0 | 0 | 0 | 0 | 0 | 0 | 0 | 0 | 0 | 0 | 0 | 0 | 0 | 0 | 0 | 0 | 0 | 0 | 0
Assembly_New_Retro-Commissioning_TRC | Ach | Assembly | Space Heating | Boilers | TRC | New | NN5339 | Retro-Commissioning | Retro-Commissioning | NonEquip | 5 |  | 0% | Custom_improvement | 16% | 0 | 0 | 0 | 0 | 0 | 0 | 0 | 0 | 0 | 0 | 0 | 0 | 0 | 0 | 0 | 0 | 0 | 0 | 0 | 0 | 0 | 0 | 0 | 0 | 0 | 0 | 0 | 0 | 0 | 0 | 0 | 0 | 0 | 0 | 0 | 0 | 0 | 0 | 0 | 0
Assembly_New_Duct Sealing Repair_TRC | Ach | Assembly | Space Heating | Boilers | TRC | New | NN3545 | Duct Sealing Repair | Duct Sealing Repair | NonEquip | 15 |  | 0% | Prescriptive_all | 12% | 0 | 0 | 0 | 0 | 0 | 0 | 0 | 0 | 0 | 0 | 0 | 0 | 0 | 0 | 0 | 0 | 0 | 0 | 0 | 0 | 0 | 0 | 0 | 0 | 0 | 0 | 0 | 0 | 0 | 0 | 0 | 0 | 0 | 0 | 0 | 0 | 0 | 0 | 0 | 0
Assembly_New_Ceiling Insulation(R2 to R38)_TRC | Ach | Assembly | Space Heating | Boilers | TRC | New | NN3181 | Ceiling Insulation(R2 to R38) | Ceiling Insulation(R2 to R38) | NonEquip | 20 |  | 0% | Prescriptive_all | 17.46% | 0 | 0 | 0 | 0 | 0 | 0 | 0 | 0 | 0 | 0 | 0 | 0 | 0 | 0 | 0 | 0 | 0 | 0 | 0 | 0 | 0 | 0 | 0 | 0 | 0 | 0 | 0 | 0 | 0 | 0 | 0 | 0 | 0 | 0 | 0 | 0 | 0 | 0 | 0 | 0
Assembly_Existing_Retro-Commissioning_TRC | Ach | Assembly | Space Heating | Boilers | TRC | Existing | NE5326 | Retro-Commissioning | Retro-Commissioning | NonEquip | 5 |  | 21.99% | Custom_improvement_existing | 16% | 10.8004 | 10.9286 | 11.0717 | 11.2791 | 11.5288 | 11.7738 | 12.0218 | 12.2611 | 12.4999 | 12.729 | 10.8004 | 21.729 | 32.8007 | 44.0798 | 55.6086 | 67.3824 | 79.4042 | 91.6653 | 104.1652 | 116.8942 | 0 | 0 | 0 | 0 | 0 | 0 | 0 | 0 | 0 | 0 | 0.0055982 | 0.011263 | 0.017002 | 0.022848 | 0.028824 | 0.034926 | 0.041158 | 0.047513 | 0.053992 | 0.06059
Assembly_Existing_Wall Insulation_TRC | Ach | Assembly | Space Heating | Boilers | TRC | Existing | NE4234 | Wall Insulation | Wall Insulation | NonEquip | 20 |  | 0% | Prescriptive_all_existing | 1.674% | 0 | 0 | 0 | 0 | 0 | 0 | 0 | 0 | 0 | 0 | 0 | 0 | 0 | 0 | 0 | 0 | 0 | 0 | 0 | 0 | 0 | 0 | 0 | 0 | 0 | 0 | 0 | 0 | 0 | 0 | 0 | 0 | 0 | 0 | 0 | 0 | 0 | 0 | 0 | 0
Assembly_Existing_Duct Sealing Repair_TRC | Ach | Assembly | Space Heating | Boilers | TRC | Existing | NE3532 | Duct Sealing Repair | Duct Sealing Repair | NonEquip | 15 |  | 0% | Prescriptive_all_existing | 12% | 0 | 0 | 0 | 0 | 0 | 0 | 0 | 0 | 0 | 0 | 0 | 0 | 0 | 0 | 0 | 0 | 0 | 0 | 0 | 0 | 0 | 0 | 0 | 0 | 0 | 0 | 0 | 0 | 0 | 0 | 0 | 0 | 0 | 0 | 0 | 0 | 0 | 0 | 0 | 0
Assembly_Existing_Ceiling Insulation(R2 to R38)_TRC | Ach | Assembly | Space Heating | Boilers | TRC | Existing | NE3168 | Ceiling Insulation(R2 to R38) | Ceiling Insulation(R2 to R38) | NonEquip | 20 |  | 0% | Prescriptive_all_existing | 19.27% | 0 | 0 | 0 | 0 | 0 | 0 | 0 | 0 | 0 | 0 | 0 | 0 | 0 | 0 | 0 | 0 | 0 | 0 | 0 | 0 | 0 | 0 | 0 | 0 | 0 | 0 | 0 | 0 | 0 | 0 | 0 | 0 | 0 | 0 | 0 | 0 | 0 | 0 | 0 | 0
Assembly_New_Retro-Commissioning_TRC | Ach | Assembly | Domestic Hot Water | "Point-of-Use" water heaters | TRC | New | NN5417 | Retro-Commissioning | Retro-Commissioning | NonEquip | 5 |  | 0% | Custom_improvement | 16% | 0 | 0 | 0 | 0 | 0 | 0 | 0 | 0 | 0 | 0 | 0 | 0 | 0 | 0 | 0 | 0 | 0 | 0 | 0 | 0 | 0 | 0 | 0 | 0 | 0 | 0 | 0 | 0 | 0 | 0 | 0 | 0 | 0 | 0 | 0 | 0 | 0 | 0 | 0 | 0
Assembly_New_Tank Wrap on Water Heater_TRC | Ach | Assembly | Domestic Hot Water | "Point-of-Use" water heaters | TRC | New | NN2895 | Tank Wrap on Water Heater | Tank Wrap on Water Heater | NonEquip | 7 | Centralized water heaters | 0% | Prescriptive_water heater | 3.511% | 0 | 0 | 0 | 0 | 0 | 0 | 0 | 0 | 0 | 0 | 0 | 0 | 0 | 0 | 0 | 0 | 0 | 0 | 0 | 0 | 0 | 0 | 0 | 0 | 0 | 0 | 0 | 0 | 0 | 0 | 0 | 0 | 0 | 0 | 0 | 0 | 0 | 0 | 0 | 0
Assembly_Existing_Retro-Commissioning_TRC | Ach | Assembly | Domestic Hot Water | "Point-of-Use" water heaters | TRC | Existing | NE5404 | Retro-Commissioning | Retro-Commissioning | NonEquip | 5 |  | 21.99% | Custom_improvement_existing | 16% | 0.49356 | 0.51349 | 0.52022 | 0.52996 | 0.54169 | 0.5532 | 0.56486 | 0.5761 | 0.58732 | 0.59809 | 0.49356 | 1.007 | 1.5273 | 2.0572 | 2.5989 | 3.1521 | 3.717 | 4.2931 | 4.8804 | 5.4785 | 8.2514e-05 | 0.00016836 | 0.00025533 | 0.00034393 | 0.00043449 | 0.00052698 | 0.00062141 | 0.00071773 | 0.00081592 | 0.0009159 | 0.00025582 | 0.00052198 | 0.00079163 | 0.0010663 | 0.0013471 | 0.0016338 | 0.0019266 | 0.0022252 | 0.0025297 | 0.0028397
Assembly_Existing_Tank Wrap on Water Heater_TRC | Ach | Assembly | Domestic Hot Water | "Point-of-Use" water heaters | TRC | Existing | NE2882 | Tank Wrap on Water Heater | Tank Wrap on Water Heater | NonEquip | 7 | Centralized water heaters | 0% | Prescriptive_water heater_existing | 3.511% | 0 | 0 | 0 | 0 | 0 | 0 | 0 | 0 | 0 | 0 | 0 | 0 | 0 | 0 | 0 | 0 | 0 | 0 | 0 | 0 | 0 | 0 | 0 | 0 | 0 | 0 | 0 | 0 | 0 | 0 | 0 | 0 | 0 | 0 | 0 | 0 | 0 | 0 | 0 | 0
College and University_New_Retro-Commissioning_TRC | Ach | College and University | Refrigeration | Walk-in cooler | TRC | New | NN5314 | Retro-Commissioning | Retro-Commissioning | NonEquip | 5 |  | 0% | Custom_improvement | 16% | 0 | 0 | 0 | 0 | 0 | 0 | 0 | 0 | 0 | 0 | 0 | 0 | 0 | 0 | 0 | 0 | 0 | 0 | 0 | 0 | 0 | 0 | 0 | 0 | 0 | 0 | 0 | 0 | 0 | 0 | 0 | 0 | 0 | 0 | 0 | 0 | 0 | 0 | 0 | 0
College and University_New_Strip Curtains for Walk-ins_TRC | Ach | College and University | Refrigeration | Walk-in cooler | TRC | New | NN4898 | Strip Curtains for Walk-ins | Strip Curtains for Walk-ins | NonEquip | 4 | Walk-in cooler | 3.76% | Prescriptive_refrigeration control | 2.115% | 0.00020915 | 0.00031229 | 0.00050427 | 0.00079729 | 0.0012166 | 0.0016177 | 0.002033 | 0.0023177 | 0.002101 | 0.0015431 | 0.00020915 | 0.00052144 | 0.0010257 | 0.001823 | 0.0030396 | 0.0046573 | 0.0066903 | 0.009008 | 0.011109 | 0.012652 | 2.7117e-08 | 6.7607e-08 | 1.3299e-07 | 2.3636e-07 | 3.941e-07 | 6.0385e-07 | 8.6744e-07 | 1.1679e-06 | 1.4403e-06 | 1.6404e-06 | 2.2714e-08 | 5.663e-08 | 1.1139e-07 | 1.9798e-07 | 3.3011e-07 | 5.058e-07 | 7.2659e-07 | 9.7829e-07 | 1.2065e-06 | 1.3741e-06
College and University_New_PSC to ECM Evaporator Fan Motor (Walk-In, Refrigerator)_TRC | Ach | College and University | Refrigeration | Walk-in cooler | TRC | New | NN4846 | PSC to ECM Evaporator Fan Motor (Walk-In, Refrigerator) | PSC to ECM Evaporator Fan Motor (Walk-In, Refrigerator) | NonEquip | 15 | Walk-in cooler | 68.68% | Prescriptive_ECM | 37.5% | 0.13915 | 0.20754 | 0.33374 | 0.52513 | 0.79463 | 1.0433 | 1.2856 | 1.4249 | 1.2443 | 0.87485 | 0.13915 | 0.34669 | 0.68043 | 1.2056 | 2.0002 | 3.0435 | 4.3291 | 5.754 | 6.9982 | 7.8731 | 1.8041e-05 | 4.495e-05 | 8.8221e-05 | 0.00015631 | 0.00025934 | 0.0003946 | 0.00056128 | 0.00074603 | 0.00090736 | 0.0010208 | 1.5112e-05 | 3.7651e-05 | 7.3896e-05 | 0.00013093 | 0.00021723 | 0.00033053 | 0.00047015 | 0.0006249 | 0.00076003 | 0.00085504
College and University_New_PSC to ECM Evaporator Fan Motor (Reach-In)_TRC | Ach | College and University | Refrigeration | Walk-in cooler | TRC | New | NN4820 | PSC to ECM Evaporator Fan Motor (Reach-In) | PSC to ECM Evaporator Fan Motor (Reach-In) | NonEquip | 15 | Display cases | 0% | Prescriptive_ECM | 37.5% | 0 | 0 | 0 | 0 | 0 | 0 | 0 | 0 | 0 | 0 | 0 | 0 | 0 | 0 | 0 | 0 | 0 | 0 | 0 | 0 | 0 | 0 | 0 | 0 | 0 | 0 | 0 | 0 | 0 | 0 | 0 | 0 | 0 | 0 | 0 | 0 | 0 | 0 | 0 | 0
College and University_Existing_Retro-Commissioning_TRC | Ach | College and University | Refrigeration | Walk-in cooler | TRC | Existing | NE5301 | Retro-Commissioning | Retro-Commissioning | NonEquip | 5 |  | 21.99% | Custom_improvement_existing | 16% | 0.20197 | 0.20265 | 0.20382 | 0.20549 | 0.20722 | 0.20883 | 0.21053 | 0.21209 | 0.21361 | 0.2149 | 0.20197 | 0.40462 | 0.60844 | 0.81394 | 1.0212 | 1.23 | 1.4405 | 1.6526 | 1.8662 | 2.0811 | 8.5161e-05 | 0.00017061 | 0.00025655 | 0.0003432 | 0.00043057 | 0.00051863 | 0.0006074 | 0.00069682 | 0.00078689 | 0.0008775 | 9.7839e-07 | 1.9601e-06 | 2.9474e-06 | 3.9429e-06 | 4.9467e-06 | 5.9584e-06 | 6.9782e-06 | 8.0056e-06 | 9.0404e-06 | 1.0081e-05
College and University_Existing_Strip Curtains for Walk-ins_TRC | Ach | College and University | Refrigeration | Walk-in cooler | TRC | Existing | NE4885 | Strip Curtains for Walk-ins | Strip Curtains for Walk-ins | NonEquip | 4 | Walk-in cooler | 3.76% | Prescriptive_refrigeration control_existing | 2.115% | 0.0032552 | 0.0051994 | 0.0082245 | 0.012742 | 0.019058 | 0.026935 | 0.034944 | 0.039852 | 0.037994 | 0.028849 | 0.0032552 | 0.0084546 | 0.016679 | 0.029421 | 0.04848 | 0.075414 | 0.11036 | 0.15021 | 0.1882 | 0.21705 | 4.2205e-07 | 1.0962e-06 | 2.1625e-06 | 3.8146e-06 | 6.2856e-06 | 9.7779e-06 | 1.4308e-05 | 1.9476e-05 | 2.4402e-05 | 2.8142e-05 | 3.5352e-07 | 9.1819e-07 | 1.8114e-06 | 3.1952e-06 | 5.265e-06 | 8.1902e-06 | 1.1985e-05 | 1.6313e-05 | 2.0439e-05 | 2.3573e-05
College and University_Existing_PSC to ECM Evaporator Fan Motor (Walk-In, Refrigerator)_TRC | Ach | College and University | Refrigeration | Walk-in cooler | TRC | Existing | NE4833 | PSC to ECM Evaporator Fan Motor (Walk-In, Refrigerator) | PSC to ECM Evaporator Fan Motor (Walk-In, Refrigerator) | NonEquip | 15 | Walk-in cooler | 17.17% | Prescriptive_ECM_existing | 37.5% | 0.43315 | 0.6911 | 1.0887 | 1.6787 | 2.49 | 3.4748 | 4.4208 | 4.9019 | 4.5016 | 3.2719 | 0.43315 | 1.1243 | 2.213 | 3.8917 | 6.3817 | 9.8565 | 14.2773 | 19.1792 | 23.6808 | 26.9527 | 5.616e-05 | 0.00014577 | 0.00028692 | 0.00050458 | 0.00082742 | 0.0012779 | 0.0018511 | 0.0024867 | 0.0030703 | 0.0034946 | 4.7041e-05 | 0.0001221 | 0.00024033 | 0.00042265 | 0.00069307 | 0.0010704 | 0.0015506 | 0.0020829 | 0.0025718 | 0.0029271
College and University_Existing_PSC to ECM Evaporator Fan Motor (Reach-In)_TRC | Ach | College and University | Refrigeration | Walk-in cooler | TRC | Existing | NE4807 | PSC to ECM Evaporator Fan Motor (Reach-In) | PSC to ECM Evaporator Fan Motor (Reach-In) | NonEquip | 15 | Display cases | 0% | Prescriptive_ECM_existing | 37.5% | 0 | 0 | 0 | 0 | 0 | 0 | 0 | 0 | 0 | 0 | 0 | 0 | 0 | 0 | 0 | 0 | 0 | 0 | 0 | 0 | 0 | 0 | 0 | 0 | 0 | 0 | 0 | 0 | 0 | 0 | 0 | 0 | 0 | 0 | 0 | 0 | 0 | 0 | 0 | 0
College and University_Existing_Freezer-Cooler Replacement Gaskets_TRC | Ach | College and University | Refrigeration | Walk-in cooler | TRC | Existing | NE4703 | Freezer-Cooler Replacement Gaskets | Freezer-Cooler Replacement Gaskets | NonEquip | 4 | Display cases | 0% | Prescriptive_refrigeration control_existing | 3.131% | 0 | 0 | 0 | 0 | 0 | 0 | 0 | 0 | 0 | 0 | 0 | 0 | 0 | 0 | 0 | 0 | 0 | 0 | 0 | 0 | 0 | 0 | 0 | 0 | 0 | 0 | 0 | 0 | 0 | 0 | 0 | 0 | 0 | 0 | 0 | 0 | 0 | 0 | 0 | 0
College and University_New_Retro-Commissioning_TRC | Ach | College and University | Refrigeration | Vending and ice makers | TRC | New | NN5314 | Retro-Commissioning | Retro-Commissioning | NonEquip | 5 |  | 0% | Custom_improvement | 16% | 0 | 0 | 0 | 0 | 0 | 0 | 0 | 0 | 0 | 0 | 0 | 0 | 0 | 0 | 0 | 0 | 0 | 0 | 0 | 0 | 0 | 0 | 0 | 0 | 0 | 0 | 0 | 0 | 0 | 0 | 0 | 0 | 0 | 0 | 0 | 0 | 0 | 0 | 0 | 0
College and University_New_Strip Curtains for Walk-ins_TRC | Ach | College and University | Refrigeration | Vending and ice makers | TRC | New | NN4898 | Strip Curtains for Walk-ins | Strip Curtains for Walk-ins | NonEquip | 4 | Walk-in cooler | 0% | Prescriptive_refrigeration control | 2.115% | 0 | 0 | 0 | 0 | 0 | 0 | 0 | 0 | 0 | 0 | 0 | 0 | 0 | 0 | 0 | 0 | 0 | 0 | 0 | 0 | 0 | 0 | 0 | 0 | 0 | 0 | 0 | 0 | 0 | 0 | 0 | 0 | 0 | 0 | 0 | 0 | 0 | 0 | 0 | 0
College and University_New_PSC to ECM Evaporator Fan Motor (Walk-In, Refrigerator)_TRC | Ach | College and University | Refrigeration | Vending and ice makers | TRC | New | NN4846 | PSC to ECM Evaporator Fan Motor (Walk-In, Refrigerator) | PSC to ECM Evaporator Fan Motor (Walk-In, Refrigerator) | NonEquip | 15 | Walk-in cooler | 0% | Prescriptive_ECM | 37.5% | 0 | 0 | 0 | 0 | 0 | 0 | 0 | 0 | 0 | 0 | 0 | 0 | 0 | 0 | 0 | 0 | 0 | 0 | 0 | 0 | 0 | 0 | 0 | 0 | 0 | 0 | 0 | 0 | 0 | 0 | 0 | 0 | 0 | 0 | 0 | 0 | 0 | 0 | 0 | 0
College and University_New_PSC to ECM Evaporator Fan Motor (Reach-In)_TRC | Ach | College and University | Refrigeration | Vending and ice makers | TRC | New | NN4820 | PSC to ECM Evaporator Fan Motor (Reach-In) | PSC to ECM Evaporator Fan Motor (Reach-In) | NonEquip | 15 | Display cases | 0% | Prescriptive_ECM | 37.5% | 0 | 0 | 0 | 0 | 0 | 0 | 0 | 0 | 0 | 0 | 0 | 0 | 0 | 0 | 0 | 0 | 0 | 0 | 0 | 0 | 0 | 0 | 0 | 0 | 0 | 0 | 0 | 0 | 0 | 0 | 0 | 0 | 0 | 0 | 0 | 0 | 0 | 0 | 0 | 0
College and University_Existing_Retro-Commissioning_TRC | Ach | College and University | Refrigeration | Vending and ice makers | TRC | Existing | NE5301 | Retro-Commissioning | Retro-Commissioning | NonEquip | 5 |  | 21.99% | Custom_improvement_existing | 16% | 277.4973 | 284.3982 | 286.0452 | 288.3898 | 290.8106 | 293.0764 | 295.4539 | 297.64 | 299.7794 | 301.5835 | 277.4973 | 561.8954 | 847.9406 | 1136.3304 | 1427.141 | 1720.2175 | 2015.6713 | 2313.3113 | 2613.0907 | 2914.6741 | 0.11701 | 0.23692 | 0.35754 | 0.47914 | 0.60176 | 0.72533 | 0.84991 | 0.97541 | 1.1018 | 1.229 | 0.0013443 | 0.002722 | 0.0041076 | 0.0055047 | 0.0069134 | 0.0083331 | 0.0097644 | 0.011206 | 0.012658 | 0.014119
College and University_Existing_Strip Curtains for Walk-ins_TRC | Ach | College and University | Refrigeration | Vending and ice makers | TRC | Existing | NE4885 | Strip Curtains for Walk-ins | Strip Curtains for Walk-ins | NonEquip | 4 | Walk-in cooler | 0% | Prescriptive_refrigeration control_existing | 2.115% | 0 | 0 | 0 | 0 | 0 | 0 | 0 | 0 | 0 | 0 | 0 | 0 | 0 | 0 | 0 | 0 | 0 | 0 | 0 | 0 | 0 | 0 | 0 | 0 | 0 | 0 | 0 | 0 | 0 | 0 | 0 | 0 | 0 | 0 | 0 | 0 | 0 | 0 | 0 | 0
College and University_Existing_PSC to ECM Evaporator Fan Motor (Walk-In, Refrigerator)_TRC | Ach | College and University | Refrigeration | Vending and ice makers | TRC | Existing | NE4833 | PSC to ECM Evaporator Fan Motor (Walk-In, Refrigerator) | PSC to ECM Evaporator Fan Motor (Walk-In, Refrigerator) | NonEquip | 15 | Walk-in cooler | 0% | Prescriptive_ECM_existing | 37.5% | 0 | 0 | 0 | 0 | 0 | 0 | 0 | 0 | 0 | 0 | 0 | 0 | 0 | 0 | 0 | 0 | 0 | 0 | 0 | 0 | 0 | 0 | 0 | 0 | 0 | 0 | 0 | 0 | 0 | 0 | 0 | 0 | 0 | 0 | 0 | 0 | 0 | 0 | 0 | 0
College and University_Existing_PSC to ECM Evaporator Fan Motor (Reach-In)_TRC | Ach | College and University | Refrigeration | Vending and ice makers | TRC | Existing | NE4807 | PSC to ECM Evaporator Fan Motor (Reach-In) | PSC to ECM Evaporator Fan Motor (Reach-In) | NonEquip | 15 | Display cases | 0% | Prescriptive_ECM_existing | 37.5% | 0 | 0 | 0 | 0 | 0 | 0 | 0 | 0 | 0 | 0 | 0 | 0 | 0 | 0 | 0 | 0 | 0 | 0 | 0 | 0 | 0 | 0 | 0 | 0 | 0 | 0 | 0 | 0 | 0 | 0 | 0 | 0 | 0 | 0 | 0 | 0 | 0 | 0 | 0 | 0
College and University_Existing_Freezer-Cooler Replacement Gaskets_TRC | Ach | College and University | Refrigeration | Vending and ice makers | TRC | Existing | NE4703 | Freezer-Cooler Replacement Gaskets | Freezer-Cooler Replacement Gaskets | NonEquip | 4 | Display cases | 0% | Prescriptive_refrigeration control_existing | 3.131% | 0 | 0 | 0 | 0 | 0 | 0 | 0 | 0 | 0 | 0 | 0 | 0 | 0 | 0 | 0 | 0 | 0 | 0 | 0 | 0 | 0 | 0 | 0 | 0 | 0 | 0 | 0 | 0 | 0 | 0 | 0 | 0 | 0 | 0 | 0 | 0 | 0 | 0 | 0 | 0
College and University_New_Retro-Commissioning_TRC | Ach | College and University | Exterior Lighting | Street lighting | TRC | New | NN5288 | Retro-Commissioning | Retro-Commissioning | NonEquip | 5 |  | 0% | Custom_improvement | 16% | 0 | 0 | 0 | 0 | 0 | 0 | 0 | 0 | 0 | 0 | 0 | 0 | 0 | 0 | 0 | 0 | 0 | 0 | 0 | 0 | 0 | 0 | 0 | 0 | 0 | 0 | 0 | 0 | 0 | 0 | 0 | 0 | 0 | 0 | 0 | 0 | 0 | 0 | 0 | 0
College and University_New_Outdoor Lighting Controls_TRC | Ach | College and University | Exterior Lighting | Street lighting | TRC | New | NN2974 | Outdoor Lighting Controls | Outdoor Lighting Controls | NonEquip | 8 | Exterior parking/lot lighting | 0% | Prescriptive_lighting control | 28% | 0 | 0 | 0 | 0 | 0 | 0 | 0 | 0 | 0 | 0 | 0 | 0 | 0 | 0 | 0 | 0 | 0 | 0 | 0 | 0 | 0 | 0 | 0 | 0 | 0 | 0 | 0 | 0 | 0 | 0 | 0 | 0 | 0 | 0 | 0 | 0 | 0 | 0 | 0 | 0
College and University_New_Bi-Level Lighting Control (Exterior)_TRC | Ach | College and University | Exterior Lighting | Street lighting | TRC | New | NN2948 | Bi-Level Lighting Control (Exterior) | Bi-Level Lighting Control (Exterior) | NonEquip | 9 | Exterior parking/lot lighting | 0% | Prescriptive_lighting control | 31% | 0 | 0 | 0 | 0 | 0 | 0 | 0 | 0 | 0 | 0 | 0 | 0 | 0 | 0 | 0 | 0 | 0 | 0 | 0 | 0 | 0 | 0 | 0 | 0 | 0 | 0 | 0 | 0 | 0 | 0 | 0 | 0 | 0 | 0 | 0 | 0 | 0 | 0 | 0 | 0
College and University_Existing_Retro-Commissioning_TRC | Ach | College and University | Exterior Lighting | Street lighting | TRC | Existing | NE5275 | Retro-Commissioning | Retro-Commissioning | NonEquip | 5 |  | 21.99% | Custom_improvement_existing | 16% | 5.9166 | 6.125 | 6.1605 | 6.211 | 6.2631 | 6.3119 | 6.3631 | 6.4102 | 6.4563 | 6.4951 | 5.9166 | 12.0416 | 18.2021 | 24.413 | 30.6761 | 36.988 | 43.3511 | 49.7613 | 56.2176 | 62.7127 | 0 | 0 | 0 | 0 | 0 | 0 | 0 | 0 | 0 | 0 | 2.8661e-05 | 5.8332e-05 | 8.8175e-05 | 0.00011826 | 0.0001486 | 0.00017918 | 0.00021 | 0.00024106 | 0.00027233 | 0.0003038
College and University_Existing_Outdoor Lighting Controls_TRC | Ach | College and University | Exterior Lighting | Street lighting | TRC | Existing | NE2961 | Outdoor Lighting Controls | Outdoor Lighting Controls | NonEquip | 8 | Exterior parking/lot lighting | 0% | Prescriptive_lighting control_existing | 28% | 0 | 0 | 0 | 0 | 0 | 0 | 0 | 0 | 0 | 0 | 0 | 0 | 0 | 0 | 0 | 0 | 0 | 0 | 0 | 0 | 0 | 0 | 0 | 0 | 0 | 0 | 0 | 0 | 0 | 0 | 0 | 0 | 0 | 0 | 0 | 0 | 0 | 0 | 0 | 0
College and University_Existing_Bi-Level Lighting Control (Exterior)_TRC | Ach | College and University | Exterior Lighting | Street lighting | TRC | Existing | NE2935 | Bi-Level Lighting Control (Exterior) | Bi-Level Lighting Control (Exterior) | NonEquip | 9 | Exterior parking/lot lighting | 0% | Prescriptive_lighting control_existing | 31% | 0 | 0 | 0 | 0 | 0 | 0 | 0 | 0 | 0 | 0 | 0 | 0 | 0 | 0 | 0 | 0 | 0 | 0 | 0 | 0 | 0 | 0 | 0 | 0 | 0 | 0 | 0 | 0 | 0 | 0 | 0 | 0 | 0 | 0 | 0 | 0 | 0 | 0 | 0 | 0
College and University_New_Retro-Commissioning_TRC | Ach | College and University | Exterior Lighting | Spot lighting/Security/Flood | TRC | New | NN5288 | Retro-Commissioning | Retro-Commissioning | NonEquip | 5 |  | 0% | Custom_improvement | 16% | 0 | 0 | 0 | 0 | 0 | 0 | 0 | 0 | 0 | 0 | 0 | 0 | 0 | 0 | 0 | 0 | 0 | 0 | 0 | 0 | 0 | 0 | 0 | 0 | 0 | 0 | 0 | 0 | 0 | 0 | 0 | 0 | 0 | 0 | 0 | 0 | 0 | 0 | 0 | 0
College and University_New_Outdoor Lighting Controls_TRC | Ach | College and University | Exterior Lighting | Spot lighting/Security/Flood | TRC | New | NN2974 | Outdoor Lighting Controls | Outdoor Lighting Controls | NonEquip | 8 | Exterior parking/lot lighting | 0% | Prescriptive_lighting control | 28% | 0 | 0 | 0 | 0 | 0 | 0 | 0 | 0 | 0 | 0 | 0 | 0 | 0 | 0 | 0 | 0 | 0 | 0 | 0 | 0 | 0 | 0 | 0 | 0 | 0 | 0 | 0 | 0 | 0 | 0 | 0 | 0 | 0 | 0 | 0 | 0 | 0 | 0 | 0 | 0
College and University_New_Bi-Level Lighting Control (Exterior)_TRC | Ach | College and University | Exterior Lighting | Spot lighting/Security/Flood | TRC | New | NN2948 | Bi-Level Lighting Control (Exterior) | Bi-Level Lighting Control (Exterior) | NonEquip | 9 | Exterior parking/lot lighting | 0% | Prescriptive_lighting control | 31% | 0 | 0 | 0 | 0 | 0 | 0 | 0 | 0 | 0 | 0 | 0 | 0 | 0 | 0 | 0 | 0 | 0 | 0 | 0 | 0 | 0 | 0 | 0 | 0 | 0 | 0 | 0 | 0 | 0 | 0 | 0 | 0 | 0 | 0 | 0 | 0 | 0 | 0 | 0 | 0
College and University_Existing_Retro-Commissioning_TRC | Ach | College and University | Exterior Lighting | Spot lighting/Security/Flood | TRC | Existing | NE5275 | Retro-Commissioning | Retro-Commissioning | NonEquip | 5 |  | 21.99% | Custom_improvement_existing | 16% | 6.0307 | 6.125 | 6.1605 | 6.211 | 6.2631 | 6.3119 | 6.3631 | 6.4102 | 6.4563 | 6.4951 | 6.0307 | 12.1557 | 18.3162 | 24.5271 | 30.7902 | 37.1021 | 43.4652 | 49.8754 | 56.3317 | 62.8268 | 0 | 0 | 0 | 0 | 0 | 0 | 0 | 0 | 0 | 0 | 2.9214e-05 | 5.8885e-05 | 8.8728e-05 | 0.00011882 | 0.00014916 | 0.00017973 | 0.00021056 | 0.00024161 | 0.00027288 | 0.00030435
College and University_Existing_Outdoor Lighting Controls_TRC | Ach | College and University | Exterior Lighting | Spot lighting/Security/Flood | TRC | Existing | NE2961 | Outdoor Lighting Controls | Outdoor Lighting Controls | NonEquip | 8 | Exterior parking/lot lighting | 0% | Prescriptive_lighting control_existing | 28% | 0 | 0 | 0 | 0 | 0 | 0 | 0 | 0 | 0 | 0 | 0 | 0 | 0 | 0 | 0 | 0 | 0 | 0 | 0 | 0 | 0 | 0 | 0 | 0 | 0 | 0 | 0 | 0 | 0 | 0 | 0 | 0 | 0 | 0 | 0 | 0 | 0 | 0 | 0 | 0
College and University_Existing_Bi-Level Lighting Control (Exterior)_TRC | Ach | College and University | Exterior Lighting | Spot lighting/Security/Flood | TRC | Existing | NE2935 | Bi-Level Lighting Control (Exterior) | Bi-Level Lighting Control (Exterior) | NonEquip | 9 | Exterior parking/lot lighting | 0% | Prescriptive_lighting control_existing | 31% | 0 | 0 | 0 | 0 | 0 | 0 | 0 | 0 | 0 | 0 | 0 | 0 | 0 | 0 | 0 | 0 | 0 | 0 | 0 | 0 | 0 | 0 | 0 | 0 | 0 | 0 | 0 | 0 | 0 | 0 | 0 | 0 | 0 | 0 | 0 | 0 | 0 | 0 | 0 | 0
College and University_Turnover_LED Exterior Lighting_TRC | Ach | College and University | Exterior Lighting | Spot lighting/Security/Flood | TRC | Turnover | ET666 | LED Exterior Lighting | LED Exterior Lighting | Equip | 13 | Spot lighting/Security/Flood | 4.624% | Prescriptive_lighting | 60.51% | 35.3294 | 36.7817 | 34.7739 | 26.2593 | 15.5322 | 7.4573 | 3.1279 | 1.2239 | 0.46552 | 0.17196 | 35.3294 | 72.1111 | 106.8851 | 133.1444 | 148.6766 | 156.1339 | 159.2617 | 160.4856 | 160.9511 | 161.1231 | 0 | 0 | 0 | 0 | 0 | 0 | 0 | 0 | 0 | 0 | 0 | 0 | 0 | 0 | 0 | 0 | 0 | 0 | 0 | 0
College and University_New_LED Exterior Lighting_TRC | Ach | College and University | Exterior Lighting | Spot lighting/Security/Flood | TRC | New | EN692 | LED Exterior Lighting | LED Exterior Lighting | Equip | 13 | Spot lighting/Security/Flood | 4.624% | Prescriptive_lighting | 60.51% | 3.187 | 3.3547 | 3.2276 | 2.4796 | 1.4917 | 0.67135 | 0.27183 | 0.10598 | 0.038191 | 0.013598 | 3.187 | 6.5417 | 9.7693 | 12.249 | 13.7407 | 14.412 | 14.6839 | 14.7898 | 14.828 | 14.8416 | 0 | 0 | 0 | 0 | 0 | 0 | 0 | 0 | 0 | 0 | 0 | 0 | 0 | 0 | 0 | 0 | 0 | 0 | 0 | 0
College and University_New_Retro-Commissioning_TRC | Ach | College and University | Interior Lighting | Spot lighting | TRC | New | NN5262 | Retro-Commissioning | Retro-Commissioning | NonEquip | 5 |  | 0% | Custom_improvement | 16% | 0 | 0 | 0 | 0 | 0 | 0 | 0 | 0 | 0 | 0 | 0 | 0 | 0 | 0 | 0 | 0 | 0 | 0 | 0 | 0 | 0 | 0 | 0 | 0 | 0 | 0 | 0 | 0 | 0 | 0 | 0 | 0 | 0 | 0 | 0 | 0 | 0 | 0 | 0 | 0
College and University_New_Interior Lighting Controls_TRC | Ach | College and University | Interior Lighting | Spot lighting | TRC | New | NN4430 | Interior Lighting Controls | Interior Lighting Controls | NonEquip | 8 | Overhead (fluorescent/LED/CFL U-shape) | 0% | Prescriptive_lighting control | 28% | 0 | 0 | 0 | 0 | 0 | 0 | 0 | 0 | 0 | 0 | 0 | 0 | 0 | 0 | 0 | 0 | 0 | 0 | 0 | 0 | 0 | 0 | 0 | 0 | 0 | 0 | 0 | 0 | 0 | 0 | 0 | 0 | 0 | 0 | 0 | 0 | 0 | 0 | 0 | 0
College and University_New_Facility Energy Management System_TRC | Ach | College and University | Interior Lighting | Spot lighting | TRC | New | NN3702 | Facility Energy Management System | Facility Energy Management System | NonEquip | 15 |  | 4.276% | Custom_improvement | 24% | 0.34553 | 0.47038 | 0.67908 | 0.93847 | 1.2114 | 1.3104 | 1.2848 | 1.109 | 0.76419 | 0.45341 | 0.34553 | 0.81591 | 1.495 | 2.4335 | 3.6449 | 4.9553 | 6.2401 | 7.3491 | 8.1133 | 8.5667 | 5.1153e-05 | 0.00012079 | 0.00022132 | 0.00036026 | 0.0005396 | 0.0007336 | 0.0009238 | 0.001088 | 0.0012011 | 0.0012682 | 4.4187e-05 | 0.00010434 | 0.00019118 | 0.0003112 | 0.00046612 | 0.0006337 | 0.000798 | 0.00093983 | 0.0010376 | 0.0010955
College and University_Existing_Retro-Commissioning_TRC | Ach | College and University | Interior Lighting | Spot lighting | TRC | Existing | NE5249 | Retro-Commissioning | Retro-Commissioning | NonEquip | 5 |  | 21.99% | Custom_improvement_existing | 16% | 11.0601 | 11.3149 | 11.3804 | 11.4737 | 11.57 | 11.6602 | 11.7548 | 11.8417 | 11.9268 | 11.9986 | 11.0601 | 22.375 | 33.7554 | 45.2291 | 56.7991 | 68.4593 | 80.214 | 92.0557 | 103.9826 | 115.9812 | 0.0046635 | 0.0094344 | 0.014233 | 0.019071 | 0.023949 | 0.028866 | 0.033822 | 0.038815 | 0.043844 | 0.048904 | 5.3578e-05 | 0.00010839 | 0.00016352 | 0.0002191 | 0.00027515 | 0.00033163 | 0.00038858 | 0.00044594 | 0.00050372 | 0.00056184
College and University_Existing_Interior Lighting Controls_TRC | Ach | College and University | Interior Lighting | Spot lighting | TRC | Existing | NE4417 | Interior Lighting Controls | Interior Lighting Controls | NonEquip | 8 | Overhead (fluorescent/LED/CFL U-shape) | 0% | Prescriptive_lighting control_existing | 28% | 0 | 0 | 0 | 0 | 0 | 0 | 0 | 0 | 0 | 0 | 0 | 0 | 0 | 0 | 0 | 0 | 0 | 0 | 0 | 0 | 0 | 0 | 0 | 0 | 0 | 0 | 0 | 0 | 0 | 0 | 0 | 0 | 0 | 0 | 0 | 0 | 0 | 0 | 0 | 0
College and University_Existing_Facility Energy Management System_TRC | Ach | College and University | Interior Lighting | Spot lighting | TRC | Existing | NE3689 | Facility Energy Management System | Facility Energy Management System | NonEquip | 15 |  | 0.7167% | Custom_improvement_existing | 24% | 0.70722 | 1.0562 | 1.5025 | 2.0465 | 2.6044 | 3.0119 | 3.0661 | 2.6632 | 1.9412 | 1.1977 | 0.70722 | 1.7634 | 3.2659 | 5.3124 | 7.9168 | 10.9288 | 13.9949 | 16.6581 | 18.5993 | 19.797 | 0.0001047 | 0.00026107 | 0.00048349 | 0.00078646 | 0.001172 | 0.0016179 | 0.0020718 | 0.0024661 | 0.0027535 | 0.0029308 | 9.0442e-05 | 0.00022552 | 0.00041765 | 0.00067936 | 0.0010124 | 0.0013976 | 0.0017897 | 0.0021303 | 0.0023785 | 0.0025317
College and University_New_Network PC Power Management_TRC | Ach | College and University | Office Equipment | Servers | TRC | New | NN4560 | Network PC Power Management | Network PC Power Management | NonEquip | 5 | Computers | 0% | Prescriptive_all | 56.5% | 0 | 0 | 0 | 0 | 0 | 0 | 0 | 0 | 0 | 0 | 0 | 0 | 0 | 0 | 0 | 0 | 0 | 0 | 0 | 0 | 0 | 0 | 0 | 0 | 0 | 0 | 0 | 0 | 0 | 0 | 0 | 0 | 0 | 0 | 0 | 0 | 0 | 0 | 0 | 0
College and University_Existing_Network PC Power Management_TRC | Ach | College and University | Office Equipment | Servers | TRC | Existing | NE4547 | Network PC Power Management | Network PC Power Management | NonEquip | 5 | Computers | 0% | Prescriptive_all_existing | 56.5% | 0 | 0 | 0 | 0 | 0 | 0 | 0 | 0 | 0 | 0 | 0 | 0 | 0 | 0 | 0 | 0 | 0 | 0 | 0 | 0 | 0 | 0 | 0 | 0 | 0 | 0 | 0 | 0 | 0 | 0 | 0 | 0 | 0 | 0 | 0 | 0 | 0 | 0 | 0 | 0
College and University_New_Retro-Commissioning_TRC | Ach | College and University | Space Cooling | Residential-type central air conditioners | TRC | New | NN5366 | Retro-Commissioning | Retro-Commissioning | NonEquip | 5 |  | 0% | Custom_improvement | 16% | 0 | 0 | 0 | 0 | 0 | 0 | 0 | 0 | 0 | 0 | 0 | 0 | 0 | 0 | 0 | 0 | 0 | 0 | 0 | 0 | 0 | 0 | 0 | 0 | 0 | 0 | 0 | 0 | 0 | 0 | 0 | 0 | 0 | 0 | 0 | 0 | 0 | 0 | 0 | 0
College and University_New_HVAC tune-up_RTU_TRC | Ach | College and University | Space Cooling | Residential-type central air conditioners | TRC | New | NN3910 | HVAC tune-up_RTU | HVAC tune-up_RTU | NonEquip | 5 | Packaged air conditioning units (RTUs) | 0% | Prescriptive_package HP | 5% | 0 | 0 | 0 | 0 | 0 | 0 | 0 | 0 | 0 | 0 | 0 | 0 | 0 | 0 | 0 | 0 | 0 | 0 | 0 | 0 | 0 | 0 | 0 | 0 | 0 | 0 | 0 | 0 | 0 | 0 | 0 | 0 | 0 | 0 | 0 | 0 | 0 | 0 | 0 | 0
College and University_New_HVAC tune-up_TRC | Ach | College and University | Space Cooling | Residential-type central air conditioners | TRC | New | NN3884 | HVAC tune-up | HVAC tune-up | NonEquip | 5 | Residential-type central air conditioners | 49.09% | Prescriptive_all | 5% | 0.59151 | 0.8469 | 1.2801 | 1.831 | 2.3975 | 2.5391 | 2.309 | 1.723 | 0.95826 | 0.44011 | 0.59151 | 1.4384 | 2.7186 | 4.5496 | 6.9471 | 9.4862 | 11.7952 | 13.5182 | 14.4765 | 14.9166 | 0.00018215 | 0.00044295 | 0.00083716 | 0.001401 | 0.0021393 | 0.0029212 | 0.0036323 | 0.0041629 | 0.004458 | 0.0045935 | 1.3994e-05 | 3.403e-05 | 6.4316e-05 | 0.00010764 | 0.00016435 | 0.00022443 | 0.00027905 | 0.00031982 | 0.00034249 | 0.0003529
College and University_New_Facility Energy Management System_TRC | Ach | College and University | Space Cooling | Residential-type central air conditioners | TRC | New | NN3676 | Facility Energy Management System | Facility Energy Management System | NonEquip | 15 |  | 4.276% | Custom_improvement | 20% | 0.13932 | 0.18937 | 0.27274 | 0.37576 | 0.48359 | 0.52236 | 0.51303 | 0.44507 | 0.30849 | 0.18386 | 0.13932 | 0.32869 | 0.60143 | 0.97719 | 1.4608 | 1.9831 | 2.4962 | 2.9412 | 3.2497 | 3.4336 | 2.0626e-05 | 4.866e-05 | 8.9037e-05 | 0.00014467 | 0.00021626 | 0.00029359 | 0.00036954 | 0.00043543 | 0.0004811 | 0.00050832 | 0 | 0 | 0 | 0 | 0 | 0 | 0 | 0 | 0 | 0
College and University_New_Duct Sealing Repair_TRC | Ach | College and University | Space Cooling | Residential-type central air conditioners | TRC | New | NN3520 | Duct Sealing Repair | Duct Sealing Repair | NonEquip | 15 |  | 0% | Prescriptive_all | 12% | 0 | 0 | 0 | 0 | 0 | 0 | 0 | 0 | 0 | 0 | 0 | 0 | 0 | 0 | 0 | 0 | 0 | 0 | 0 | 0 | 0 | 0 | 0 | 0 | 0 | 0 | 0 | 0 | 0 | 0 | 0 | 0 | 0 | 0 | 0 | 0 | 0 | 0 | 0 | 0
College and University_New_Chilled Water System - Variable Speed Drives_TRC | Ach | College and University | Space Cooling | Residential-type central air conditioners | TRC | New | NN3312 | Chilled Water System - Variable Speed Drives | Chilled Water System - Variable Speed Drives | NonEquip | 13 | Central chillers inside | 0% | Prescriptive_all | 24.74% | 0 | 0 | 0 | 0 | 0 | 0 | 0 | 0 | 0 | 0 | 0 | 0 | 0 | 0 | 0 | 0 | 0 | 0 | 0 | 0 | 0 | 0 | 0 | 0 | 0 | 0 | 0 | 0 | 0 | 0 | 0 | 0 | 0 | 0 | 0 | 0 | 0 | 0 | 0 | 0
College and University_New_Ceiling Insulation(R2 to R38)_TRC | Ach | College and University | Space Cooling | Residential-type central air conditioners | TRC | New | NN3208 | Ceiling Insulation(R2 to R38) | Ceiling Insulation(R2 to R38) | NonEquip | 20 |  | 0% | Prescriptive_all | 17.08% | 0 | 0 | 0 | 0 | 0 | 0 | 0 | 0 | 0 | 0 | 0 | 0 | 0 | 0 | 0 | 0 | 0 | 0 | 0 | 0 | 0 | 0 | 0 | 0 | 0 | 0 | 0 | 0 | 0 | 0 | 0 | 0 | 0 | 0 | 0 | 0 | 0 | 0 | 0 | 0
College and University_Existing_Retro-Commissioning_TRC | Ach | College and University | Space Cooling | Residential-type central air conditioners | TRC | Existing | NE5353 | Retro-Commissioning | Retro-Commissioning | NonEquip | 5 |  | 21.99% | Custom_improvement_existing | 16% | 5.5191 | 8.0244 | 11.4146 | 15.5476 | 19.7866 | 22.8823 | 23.2942 | 20.2333 | 14.7478 | 9.0989 | 5.5191 | 13.5435 | 24.958 | 40.5056 | 60.2922 | 83.1745 | 106.4687 | 126.702 | 141.4499 | 150.5487 | 0.0023271 | 0.0057106 | 0.010524 | 0.017079 | 0.025422 | 0.035071 | 0.044893 | 0.053424 | 0.059642 | 0.063479 | 0 | 0 | 0 | 0 | 0 | 0 | 0 | 0 | 0 | 0
College and University_Existing_Wall Insulation_TRC | Ach | College and University | Space Cooling | Residential-type central air conditioners | TRC | Existing | NE4209 | Wall Insulation | Wall Insulation | NonEquip | 20 |  | 0% | Prescriptive_all_existing | 18.43% | 0 | 0 | 0 | 0 | 0 | 0 | 0 | 0 | 0 | 0 | 0 | 0 | 0 | 0 | 0 | 0 | 0 | 0 | 0 | 0 | 0 | 0 | 0 | 0 | 0 | 0 | 0 | 0 | 0 | 0 | 0 | 0 | 0 | 0 | 0 | 0 | 0 | 0 | 0 | 0
College and University_Existing_HVAC tune-up_RTU_TRC | Ach | College and University | Space Cooling | Residential-type central air conditioners | TRC | Existing | NE3897 | HVAC tune-up_RTU | HVAC tune-up_RTU | NonEquip | 5 | Packaged air conditioning units (RTUs) | 0% | Prescriptive_package HP_existing | 5% | 0 | 0 | 0 | 0 | 0 | 0 | 0 | 0 | 0 | 0 | 0 | 0 | 0 | 0 | 0 | 0 | 0 | 0 | 0 | 0 | 0 | 0 | 0 | 0 | 0 | 0 | 0 | 0 | 0 | 0 | 0 | 0 | 0 | 0 | 0 | 0 | 0 | 0 | 0 | 0
College and University_Existing_HVAC tune-up_TRC | Ach | College and University | Space Cooling | Residential-type central air conditioners | TRC | Existing | NE3871 | HVAC tune-up | HVAC tune-up | NonEquip | 5 | Residential-type central air conditioners | 49.09% | Prescriptive_all_existing | 5% | 7.4198 | 11.3377 | 16.8728 | 23.7673 | 30.6554 | 34.6832 | 32.7304 | 24.5664 | 14.4489 | 6.8989 | 7.4198 | 18.7575 | 35.6303 | 59.3976 | 90.053 | 124.7362 | 157.4666 | 182.033 | 196.4819 | 203.3808 | 0.0022849 | 0.0057763 | 0.010972 | 0.018291 | 0.027731 | 0.038412 | 0.048491 | 0.056056 | 0.060505 | 0.06263 | 0.00017554 | 0.00044377 | 0.00084295 | 0.0014052 | 0.0021305 | 0.002951 | 0.0037254 | 0.0043066 | 0.0046484 | 0.0048116
College and University_Existing_Facility Energy Management System_TRC | Ach | College and University | Space Cooling | Residential-type central air conditioners | TRC | Existing | NE3663 | Facility Energy Management System | Facility Energy Management System | NonEquip | 15 |  | 0.7167% | Custom_improvement_existing | 20% | 0.29397 | 0.42726 | 0.60747 | 0.82693 | 1.0518 | 1.2159 | 1.2379 | 1.0759 | 0.78487 | 0.48459 | 0.29397 | 0.72124 | 1.3287 | 2.1556 | 3.2074 | 4.4232 | 5.6611 | 6.737 | 7.5219 | 8.0064 | 4.3521e-05 | 0.00010677 | 0.00019671 | 0.00031913 | 0.00047483 | 0.00065483 | 0.00083808 | 0.00099736 | 0.0011136 | 0.0011853 | 0 | 0 | 0 | 0 | 0 | 0 | 0 | 0 | 0 | 0
College and University_Existing_Duct Sealing Repair_TRC | Ach | College and University | Space Cooling | Residential-type central air conditioners | TRC | Existing | NE3507 | Duct Sealing Repair | Duct Sealing Repair | NonEquip | 15 |  | 0% | Prescriptive_all_existing | 12% | 0 | 0 | 0 | 0 | 0 | 0 | 0 | 0 | 0 | 0 | 0 | 0 | 0 | 0 | 0 | 0 | 0 | 0 | 0 | 0 | 0 | 0 | 0 | 0 | 0 | 0 | 0 | 0 | 0 | 0 | 0 | 0 | 0 | 0 | 0 | 0 | 0 | 0 | 0 | 0
College and University_Existing_Chilled Water System - Variable Speed Drives_TRC | Ach | College and University | Space Cooling | Residential-type central air conditioners | TRC | Existing | NE3299 | Chilled Water System - Variable Speed Drives | Chilled Water System - Variable Speed Drives | NonEquip | 13 | Central chillers inside | 0% | Prescriptive_all_existing | 24.74% | 0 | 0 | 0 | 0 | 0 | 0 | 0 | 0 | 0 | 0 | 0 | 0 | 0 | 0 | 0 | 0 | 0 | 0 | 0 | 0 | 0 | 0 | 0 | 0 | 0 | 0 | 0 | 0 | 0 | 0 | 0 | 0 | 0 | 0 | 0 | 0 | 0 | 0 | 0 | 0
College and University_Existing_Ceiling Insulation(R2 to R38)_TRC | Ach | College and University | Space Cooling | Residential-type central air conditioners | TRC | Existing | NE3195 | Ceiling Insulation(R2 to R38) | Ceiling Insulation(R2 to R38) | NonEquip | 20 |  | 0% | Prescriptive_all_existing | 17.08% | 0 | 0 | 0 | 0 | 0 | 0 | 0 | 0 | 0 | 0 | 0 | 0 | 0 | 0 | 0 | 0 | 0 | 0 | 0 | 0 | 0 | 0 | 0 | 0 | 0 | 0 | 0 | 0 | 0 | 0 | 0 | 0 | 0 | 0 | 0 | 0 | 0 | 0 | 0 | 0
College and University_New_Retro-Commissioning_TRC | Ach | College and University | Space Heating | Residential/split system heat pump | TRC | New | NN5340 | Retro-Commissioning | Retro-Commissioning | NonEquip | 5 |  | 0% | Custom_improvement | 16% | 0 | 0 | 0 | 0 | 0 | 0 | 0 | 0 | 0 | 0 | 0 | 0 | 0 | 0 | 0 | 0 | 0 | 0 | 0 | 0 | 0 | 0 | 0 | 0 | 0 | 0 | 0 | 0 | 0 | 0 | 0 | 0 | 0 | 0 | 0 | 0 | 0 | 0 | 0 | 0
College and University_New_Facility Energy Management System_TRC | Ach | College and University | Space Heating | Residential/split system heat pump | TRC | New | NN3650 | Facility Energy Management System | Facility Energy Management System | NonEquip | 15 |  | 4.276% | Custom_improvement | 20% | 1.2608 | 1.7195 | 2.4869 | 3.4429 | 4.4523 | 4.8248 | 4.7388 | 4.098 | 2.8288 | 1.6814 | 1.2608 | 2.9803 | 5.4672 | 8.9101 | 13.3624 | 18.1872 | 22.926 | 27.024 | 29.8528 | 31.5342 | 0 | 0 | 0 | 0 | 0 | 0 | 0 | 0 | 0 | 0 | 0.00016124 | 0.00038113 | 0.00069916 | 0.0011395 | 0.0017088 | 0.0023258 | 0.0029318 | 0.0034559 | 0.0038177 | 0.0040327
College and University_New_Duct Sealing Repair_TRC | Ach | College and University | Space Heating | Residential/split system heat pump | TRC | New | NN3546 | Duct Sealing Repair | Duct Sealing Repair | NonEquip | 15 |  | 0% | Prescriptive_all | 12% | 0 | 0 | 0 | 0 | 0 | 0 | 0 | 0 | 0 | 0 | 0 | 0 | 0 | 0 | 0 | 0 | 0 | 0 | 0 | 0 | 0 | 0 | 0 | 0 | 0 | 0 | 0 | 0 | 0 | 0 | 0 | 0 | 0 | 0 | 0 | 0 | 0 | 0 | 0 | 0
College and University_New_Ceiling Insulation(R2 to R38)_TRC | Ach | College and University | Space Heating | Residential/split system heat pump | TRC | New | NN3182 | Ceiling Insulation(R2 to R38) | Ceiling Insulation(R2 to R38) | NonEquip | 20 |  | 0% | Prescriptive_all | 5.985% | 0 | 0 | 0 | 0 | 0 | 0 | 0 | 0 | 0 | 0 | 0 | 0 | 0 | 0 | 0 | 0 | 0 | 0 | 0 | 0 | 0 | 0 | 0 | 0 | 0 | 0 | 0 | 0 | 0 | 0 | 0 | 0 | 0 | 0 | 0 | 0 | 0 | 0 | 0 | 0
College and University_Existing_Retro-Commissioning_TRC | Ach | College and University | Space Heating | Residential/split system heat pump | TRC | Existing | NE5327 | Retro-Commissioning | Retro-Commissioning | NonEquip | 5 |  | 21.99% | Custom_improvement_existing | 16% | 49.8541 | 72.3294 | 102.8868 | 140.1405 | 178.3498 | 206.2531 | 209.9658 | 182.3759 | 132.932 | 82.0143 | 49.8541 | 122.1835 | 225.0704 | 365.2109 | 543.5607 | 749.8138 | 959.7796 | 1142.1555 | 1275.0875 | 1357.1018 | 0 | 0 | 0 | 0 | 0 | 0 | 0 | 0 | 0 | 0 | 0.00024151 | 0.00059189 | 0.0010903 | 0.0017692 | 0.0026331 | 0.0036323 | 0.0046494 | 0.0055329 | 0.0061768 | 0.0065741
College and University_Existing_Wall Insulation_TRC | Ach | College and University | Space Heating | Residential/split system heat pump | TRC | Existing | NE4235 | Wall Insulation | Wall Insulation | NonEquip | 20 |  | 0% | Prescriptive_all_existing | 1.04% | 0 | 0 | 0 | 0 | 0 | 0 | 0 | 0 | 0 | 0 | 0 | 0 | 0 | 0 | 0 | 0 | 0 | 0 | 0 | 0 | 0 | 0 | 0 | 0 | 0 | 0 | 0 | 0 | 0 | 0 | 0 | 0 | 0 | 0 | 0 | 0 | 0 | 0 | 0 | 0
College and University_Existing_Facility Energy Management System_TRC | Ach | College and University | Space Heating | Residential/split system heat pump | TRC | Existing | NE3637 | Facility Energy Management System | Facility Energy Management System | NonEquip | 15 |  | 0.7167% | Custom_improvement_existing | 20% | 2.6565 | 3.8536 | 5.4805 | 7.4631 | 9.4955 | 10.9792 | 11.1767 | 9.7099 | 7.0798 | 4.3694 | 2.6565 | 6.5101 | 11.9906 | 19.4537 | 28.9492 | 39.9285 | 51.1052 | 60.8151 | 67.8948 | 72.2642 | 0 | 0 | 0 | 0 | 0 | 0 | 0 | 0 | 0 | 0 | 0.00033973 | 0.00083253 | 0.0015334 | 0.0024878 | 0.0037021 | 0.0051062 | 0.0065355 | 0.0077772 | 0.0086826 | 0.0092414
College and University_Existing_Duct Sealing Repair_TRC | Ach | College and University | Space Heating | Residential/split system heat pump | TRC | Existing | NE3533 | Duct Sealing Repair | Duct Sealing Repair | NonEquip | 15 |  | 0% | Prescriptive_all_existing | 12% | 0 | 0 | 0 | 0 | 0 | 0 | 0 | 0 | 0 | 0 | 0 | 0 | 0 | 0 | 0 | 0 | 0 | 0 | 0 | 0 | 0 | 0 | 0 | 0 | 0 | 0 | 0 | 0 | 0 | 0 | 0 | 0 | 0 | 0 | 0 | 0 | 0 | 0 | 0 | 0
College and University_Existing_Ceiling Insulation(R2 to R38)_TRC | Ach | College and University | Space Heating | Residential/split system heat pump | TRC | Existing | NE3169 | Ceiling Insulation(R2 to R38) | Ceiling Insulation(R2 to R38) | NonEquip | 20 |  | 0% | Prescriptive_all_existing | 6.605% | 0 | 0 | 0 | 0 | 0 | 0 | 0 | 0 | 0 | 0 | 0 | 0 | 0 | 0 | 0 | 0 | 0 | 0 | 0 | 0 | 0 | 0 | 0 | 0 | 0 | 0 | 0 | 0 | 0 | 0 | 0 | 0 | 0 | 0 | 0 | 0 | 0 | 0 | 0 | 0
College and University_New_Retro-Commissioning_TRC | Ach | College and University | Refrigeration | Residential style | TRC | New | NN5314 | Retro-Commissioning | Retro-Commissioning | NonEquip | 5 |  | 0% | Custom_improvement | 16% | 0 | 0 | 0 | 0 | 0 | 0 | 0 | 0 | 0 | 0 | 0 | 0 | 0 | 0 | 0 | 0 | 0 | 0 | 0 | 0 | 0 | 0 | 0 | 0 | 0 | 0 | 0 | 0 | 0 | 0 | 0 | 0 | 0 | 0 | 0 | 0 | 0 | 0 | 0 | 0
College and University_New_Strip Curtains for Walk-ins_TRC | Ach | College and University | Refrigeration | Residential style | TRC | New | NN4898 | Strip Curtains for Walk-ins | Strip Curtains for Walk-ins | NonEquip | 4 | Walk-in cooler | 0% | Prescriptive_refrigeration control | 2.115% | 0 | 0 | 0 | 0 | 0 | 0 | 0 | 0 | 0 | 0 | 0 | 0 | 0 | 0 | 0 | 0 | 0 | 0 | 0 | 0 | 0 | 0 | 0 | 0 | 0 | 0 | 0 | 0 | 0 | 0 | 0 | 0 | 0 | 0 | 0 | 0 | 0 | 0 | 0 | 0
College and University_New_PSC to ECM Evaporator Fan Motor (Walk-In, Refrigerator)_TRC | Ach | College and University | Refrigeration | Residential style | TRC | New | NN4846 | PSC to ECM Evaporator Fan Motor (Walk-In, Refrigerator) | PSC to ECM Evaporator Fan Motor (Walk-In, Refrigerator) | NonEquip | 15 | Walk-in cooler | 0% | Prescriptive_ECM | 37.5% | 0 | 0 | 0 | 0 | 0 | 0 | 0 | 0 | 0 | 0 | 0 | 0 | 0 | 0 | 0 | 0 | 0 | 0 | 0 | 0 | 0 | 0 | 0 | 0 | 0 | 0 | 0 | 0 | 0 | 0 | 0 | 0 | 0 | 0 | 0 | 0 | 0 | 0 | 0 | 0
College and University_New_PSC to ECM Evaporator Fan Motor (Reach-In)_TRC | Ach | College and University | Refrigeration | Residential style | TRC | New | NN4820 | PSC to ECM Evaporator Fan Motor (Reach-In) | PSC to ECM Evaporator Fan Motor (Reach-In) | NonEquip | 15 | Display cases | 0% | Prescriptive_ECM | 37.5% | 0 | 0 | 0 | 0 | 0 | 0 | 0 | 0 | 0 | 0 | 0 | 0 | 0 | 0 | 0 | 0 | 0 | 0 | 0 | 0 | 0 | 0 | 0 | 0 | 0 | 0 | 0 | 0 | 0 | 0 | 0 | 0 | 0 | 0 | 0 | 0 | 0 | 0 | 0 | 0
College and University_Existing_Retro-Commissioning_TRC | Ach | College and University | Refrigeration | Residential style | TRC | Existing | NE5301 | Retro-Commissioning | Retro-Commissioning | NonEquip | 5 |  | 21.99% | Custom_improvement_existing | 16% | 224.4167 | 229.3885 | 230.717 | 232.6081 | 234.5607 | 236.3882 | 238.3058 | 240.069 | 241.7946 | 243.2498 | 224.4167 | 453.8052 | 684.5222 | 917.1303 | 1151.6909 | 1388.0792 | 1626.385 | 1866.454 | 2108.2487 | 2351.4984 | 0.094626 | 0.19135 | 0.28863 | 0.38671 | 0.48561 | 0.58529 | 0.68577 | 0.78699 | 0.88895 | 0.99151 | 0.0010871 | 0.0021983 | 0.003316 | 0.0044428 | 0.0055791 | 0.0067242 | 0.0078786 | 0.0090415 | 0.010213 | 0.011391
College and University_Existing_Strip Curtains for Walk-ins_TRC | Ach | College and University | Refrigeration | Residential style | TRC | Existing | NE4885 | Strip Curtains for Walk-ins | Strip Curtains for Walk-ins | NonEquip | 4 | Walk-in cooler | 0% | Prescriptive_refrigeration control_existing | 2.115% | 0 | 0 | 0 | 0 | 0 | 0 | 0 | 0 | 0 | 0 | 0 | 0 | 0 | 0 | 0 | 0 | 0 | 0 | 0 | 0 | 0 | 0 | 0 | 0 | 0 | 0 | 0 | 0 | 0 | 0 | 0 | 0 | 0 | 0 | 0 | 0 | 0 | 0 | 0 | 0
College and University_Existing_PSC to ECM Evaporator Fan Motor (Walk-In, Refrigerator)_TRC | Ach | College and University | Refrigeration | Residential style | TRC | Existing | NE4833 | PSC to ECM Evaporator Fan Motor (Walk-In, Refrigerator) | PSC to ECM Evaporator Fan Motor (Walk-In, Refrigerator) | NonEquip | 15 | Walk-in cooler | 0% | Prescriptive_ECM_existing | 37.5% | 0 | 0 | 0 | 0 | 0 | 0 | 0 | 0 | 0 | 0 | 0 | 0 | 0 | 0 | 0 | 0 | 0 | 0 | 0 | 0 | 0 | 0 | 0 | 0 | 0 | 0 | 0 | 0 | 0 | 0 | 0 | 0 | 0 | 0 | 0 | 0 | 0 | 0 | 0 | 0
College and University_Existing_PSC to ECM Evaporator Fan Motor (Reach-In)_TRC | Ach | College and University | Refrigeration | Residential style | TRC | Existing | NE4807 | PSC to ECM Evaporator Fan Motor (Reach-In) | PSC to ECM Evaporator Fan Motor (Reach-In) | NonEquip | 15 | Display cases | 0% | Prescriptive_ECM_existing | 37.5% | 0 | 0 | 0 | 0 | 0 | 0 | 0 | 0 | 0 | 0 | 0 | 0 | 0 | 0 | 0 | 0 | 0 | 0 | 0 | 0 | 0 | 0 | 0 | 0 | 0 | 0 | 0 | 0 | 0 | 0 | 0 | 0 | 0 | 0 | 0 | 0 | 0 | 0 | 0 | 0
College and University_Existing_Freezer-Cooler Replacement Gaskets_TRC | Ach | College and University | Refrigeration | Residential style | TRC | Existing | NE4703 | Freezer-Cooler Replacement Gaskets | Freezer-Cooler Replacement Gaskets | NonEquip | 4 | Display cases | 0% | Prescriptive_refrigeration control_existing | 3.131% | 0 | 0 | 0 | 0 | 0 | 0 | 0 | 0 | 0 | 0 | 0 | 0 | 0 | 0 | 0 | 0 | 0 | 0 | 0 | 0 | 0 | 0 | 0 | 0 | 0 | 0 | 0 | 0 | 0 | 0 | 0 | 0 | 0 | 0 | 0 | 0 | 0 | 0 | 0 | 0
College and University_New_Retro-Commissioning_TRC | Ach | College and University | Miscellaneous | Pool pump | TRC | New | NN5444 | Retro-Commissioning | Retro-Commissioning | NonEquip | 5 |  | 0% | Custom_improvement | 16% | 0 | 0 | 0 | 0 | 0 | 0 | 0 | 0 | 0 | 0 | 0 | 0 | 0 | 0 | 0 | 0 | 0 | 0 | 0 | 0 | 0 | 0 | 0 | 0 | 0 | 0 | 0 | 0 | 0 | 0 | 0 | 0 | 0 | 0 | 0 | 0 | 0 | 0 | 0 | 0
College and University_New_VSD Controlled Compressor_TRC | Ach | College and University | Miscellaneous | Pool pump | TRC | New | NN4534 | VSD Controlled Compressor | VSD Controlled Compressor | NonEquip | 15 | Others | 0% | Prescriptive_ECM | 20.79% | 0 | 0 | 0 | 0 | 0 | 0 | 0 | 0 | 0 | 0 | 0 | 0 | 0 | 0 | 0 | 0 | 0 | 0 | 0 | 0 | 0 | 0 | 0 | 0 | 0 | 0 | 0 | 0 | 0 | 0 | 0 | 0 | 0 | 0 | 0 | 0 | 0 | 0 | 0 | 0
College and University_New_Engine Block Timer_TRC | Ach | College and University | Miscellaneous | Pool pump | TRC | New | NN4482 | Engine Block Timer | Engine Block Timer | NonEquip | 5 | Others | 0% | Prescriptive_ECM | 36% | 0 | 0 | 0 | 0 | 0 | 0 | 0 | 0 | 0 | 0 | 0 | 0 | 0 | 0 | 0 | 0 | 0 | 0 | 0 | 0 | 0 | 0 | 0 | 0 | 0 | 0 | 0 | 0 | 0 | 0 | 0 | 0 | 0 | 0 | 0 | 0 | 0 | 0 | 0 | 0
College and University_Existing_Retro-Commissioning_TRC | Ach | College and University | Miscellaneous | Pool pump | TRC | Existing | NE5431 | Retro-Commissioning | Retro-Commissioning | NonEquip | 5 |  | 21.99% | Custom_improvement_existing | 16% | 0 | 0 | 0 | 0 | 0 | 0 | 0 | 0 | 0 | 0 | 0 | 0 | 0 | 0 | 0 | 0 | 0 | 0 | 0 | 0 | 0 | 0 | 0 | 0 | 0 | 0 | 0 | 0 | 0 | 0 | 0 | 0 | 0 | 0 | 0 | 0 | 0 | 0 | 0 | 0
College and University_Existing_VSD Controlled Compressor_TRC | Ach | College and University | Miscellaneous | Pool pump | TRC | Existing | NE4521 | VSD Controlled Compressor | VSD Controlled Compressor | NonEquip | 15 | Others | 0% | Prescriptive_ECM_existing | 20.79% | 0 | 0 | 0 | 0 | 0 | 0 | 0 | 0 | 0 | 0 | 0 | 0 | 0 | 0 | 0 | 0 | 0 | 0 | 0 | 0 | 0 | 0 | 0 | 0 | 0 | 0 | 0 | 0 | 0 | 0 | 0 | 0 | 0 | 0 | 0 | 0 | 0 | 0 | 0 | 0
College and University_Existing_Engine Block Timer_TRC | Ach | College and University | Miscellaneous | Pool pump | TRC | Existing | NE4469 | Engine Block Timer | Engine Block Timer | NonEquip | 5 | Others | 0% | Prescriptive_ECM_existing | 36% | 0 | 0 | 0 | 0 | 0 | 0 | 0 | 0 | 0 | 0 | 0 | 0 | 0 | 0 | 0 | 0 | 0 | 0 | 0 | 0 | 0 | 0 | 0 | 0 | 0 | 0 | 0 | 0 | 0 | 0 | 0 | 0 | 0 | 0 | 0 | 0 | 0 | 0 | 0 | 0
College and University_Turnover_Variable Speed Pool Pump_TRC | Ach | College and University | Miscellaneous | Pool pump | TRC | Turnover | ET2106 | Variable Speed Pool Pump | Variable Speed Pool Pump | Equip | 10 | Pool pump | 54.15% | Prescriptive_all | 64.36% | 0 | 0 | 0 | 0 | 0 | 0 | 0 | 0 | 0 | 0 | 0 | 0 | 0 | 0 | 0 | 0 | 0 | 0 | 0 | 0 | 0 | 0 | 0 | 0 | 0 | 0 | 0 | 0 | 0 | 0 | 0 | 0 | 0 | 0 | 0 | 0 | 0 | 0 | 0 | 0
College and University_Turnover_Solar Powered Pool Pump_TRC | Ach | College and University | Miscellaneous | Pool pump | TRC | Turnover | ET2031 | Solar Powered Pool Pump | Solar Powered Pool Pump | Equip | 10 | Pool pump | 0% | Prescriptive_all | 81% | 0 | 0 | 0 | 0 | 0 | 0 | 0 | 0 | 0 | 0 | 0 | 0 | 0 | 0 | 0 | 0 | 0 | 0 | 0 | 0 | 0 | 0 | 0 | 0 | 0 | 0 | 0 | 0 | 0 | 0 | 0 | 0 | 0 | 0 | 0 | 0 | 0 | 0 | 0 | 0
College and University_Turnover_Solar Pool Heater_TRC | Ach | College and University | Miscellaneous | Pool pump | TRC | Turnover | ET1992 | Solar Pool Heater | Solar Pool Heater | Equip | 15 | Pool pump | 16.92% | Prescriptive_all | 86.11% | 0 | 0 | 0 | 0 | 0 | 0 | 0 | 0 | 0 | 0 | 0 | 0 | 0 | 0 | 0 | 0 | 0 | 0 | 0 | 0 | 0 | 0 | 0 | 0 | 0 | 0 | 0 | 0 | 0 | 0 | 0 | 0 | 0 | 0 | 0 | 0 | 0 | 0 | 0 | 0
College and University_New_Variable Speed Pool Pump_TRC | Ach | College and University | Miscellaneous | Pool pump | TRC | New | EN2130 | Variable Speed Pool Pump | Variable Speed Pool Pump | Equip | 10 | Pool pump | 54.15% | Prescriptive_all | 64.36% | 0 | 0 | 0 | 0 | 0 | 0 | 0 | 0 | 0 | 0 | 0 | 0 | 0 | 0 | 0 | 0 | 0 | 0 | 0 | 0 | 0 | 0 | 0 | 0 | 0 | 0 | 0 | 0 | 0 | 0 | 0 | 0 | 0 | 0 | 0 | 0 | 0 | 0 | 0 | 0
College and University_New_Solar Powered Pool Pump_TRC | Ach | College and University | Miscellaneous | Pool pump | TRC | New | EN2055 | Solar Powered Pool Pump | Solar Powered Pool Pump | Equip | 10 | Pool pump | 0% | Prescriptive_all | 81% | 0 | 0 | 0 | 0 | 0 | 0 | 0 | 0 | 0 | 0 | 0 | 0 | 0 | 0 | 0 | 0 | 0 | 0 | 0 | 0 | 0 | 0 | 0 | 0 | 0 | 0 | 0 | 0 | 0 | 0 | 0 | 0 | 0 | 0 | 0 | 0 | 0 | 0 | 0 | 0
College and University_New_Solar Pool Heater_TRC | Ach | College and University | Miscellaneous | Pool pump | TRC | New | EN2018 | Solar Pool Heater | Solar Pool Heater | Equip | 15 | Pool pump | 16.92% | Prescriptive_all | 86.11% | 0 | 0 | 0 | 0 | 0 | 0 | 0 | 0 | 0 | 0 | 0 | 0 | 0 | 0 | 0 | 0 | 0 | 0 | 0 | 0 | 0 | 0 | 0 | 0 | 0 | 0 | 0 | 0 | 0 | 0 | 0 | 0 | 0 | 0 | 0 | 0 | 0 | 0 | 0 | 0
College and University_New_Retro-Commissioning_TRC | Ach | College and University | Space Heating | Packaged central unit | TRC | New | NN5340 | Retro-Commissioning | Retro-Commissioning | NonEquip | 5 |  | 0% | Custom_improvement | 16% | 0 | 0 | 0 | 0 | 0 | 0 | 0 | 0 | 0 | 0 | 0 | 0 | 0 | 0 | 0 | 0 | 0 | 0 | 0 | 0 | 0 | 0 | 0 | 0 | 0 | 0 | 0 | 0 | 0 | 0 | 0 | 0 | 0 | 0 | 0 | 0 | 0 | 0 | 0 | 0
College and University_New_Facility Energy Management System_TRC | Ach | College and University | Space Heating | Packaged central unit | TRC | New | NN3650 | Facility Energy Management System | Facility Energy Management System | NonEquip | 15 |  | 4.276% | Custom_improvement | 20% | 15.5813 | 21.2498 | 30.7329 | 42.5478 | 55.0214 | 59.6255 | 58.5619 | 50.6432 | 34.9583 | 20.7786 | 15.5813 | 36.8311 | 67.564 | 110.1119 | 165.1332 | 224.7587 | 283.3207 | 333.9639 | 368.9222 | 389.7007 | 0 | 0 | 0 | 0 | 0 | 0 | 0 | 0 | 0 | 0 | 0.0019926 | 0.0047101 | 0.0086403 | 0.014081 | 0.021118 | 0.028743 | 0.036232 | 0.042708 | 0.047179 | 0.049836
College and University_New_Duct Sealing Repair_TRC | Ach | College and University | Space Heating | Packaged central unit | TRC | New | NN3546 | Duct Sealing Repair | Duct Sealing Repair | NonEquip | 15 |  | 0% | Prescriptive_all | 12% | 0 | 0 | 0 | 0 | 0 | 0 | 0 | 0 | 0 | 0 | 0 | 0 | 0 | 0 | 0 | 0 | 0 | 0 | 0 | 0 | 0 | 0 | 0 | 0 | 0 | 0 | 0 | 0 | 0 | 0 | 0 | 0 | 0 | 0 | 0 | 0 | 0 | 0 | 0 | 0
College and University_New_Ceiling Insulation(R2 to R38)_TRC | Ach | College and University | Space Heating | Packaged central unit | TRC | New | NN3182 | Ceiling Insulation(R2 to R38) | Ceiling Insulation(R2 to R38) | NonEquip | 20 |  | 0% | Prescriptive_all | 5.985% | 0 | 0 | 0 | 0 | 0 | 0 | 0 | 0 | 0 | 0 | 0 | 0 | 0 | 0 | 0 | 0 | 0 | 0 | 0 | 0 | 0 | 0 | 0 | 0 | 0 | 0 | 0 | 0 | 0 | 0 | 0 | 0 | 0 | 0 | 0 | 0 | 0 | 0 | 0 | 0
College and University_Existing_Retro-Commissioning_TRC | Ach | College and University | Space Heating | Packaged central unit | TRC | Existing | NE5327 | Retro-Commissioning | Retro-Commissioning | NonEquip | 5 |  | 21.99% | Custom_improvement_existing | 16% | 608.1304 | 893.85 | 1271.4804 | 1731.8628 | 2204.0554 | 2548.8856 | 2594.7672 | 2253.8105 | 1642.7798 | 1013.536 | 608.1304 | 1501.9805 | 2773.4609 | 4505.3237 | 6709.3791 | 9258.2647 | 11853.0318 | 14106.8423 | 15749.6221 | 16763.1581 | 0 | 0 | 0 | 0 | 0 | 0 | 0 | 0 | 0 | 0 | 0.0029459 | 0.0072759 | 0.013435 | 0.021825 | 0.032502 | 0.044849 | 0.057419 | 0.068337 | 0.076295 | 0.081205
College and University_Existing_Wall Insulation_TRC | Ach | College and University | Space Heating | Packaged central unit | TRC | Existing | NE4235 | Wall Insulation | Wall Insulation | NonEquip | 20 |  | 0% | Prescriptive_all_existing | 1.04% | 0 | 0 | 0 | 0 | 0 | 0 | 0 | 0 | 0 | 0 | 0 | 0 | 0 | 0 | 0 | 0 | 0 | 0 | 0 | 0 | 0 | 0 | 0 | 0 | 0 | 0 | 0 | 0 | 0 | 0 | 0 | 0 | 0 | 0 | 0 | 0 | 0 | 0 | 0 | 0
College and University_Existing_Facility Energy Management System_TRC | Ach | College and University | Space Heating | Packaged central unit | TRC | Existing | NE3637 | Facility Energy Management System | Facility Energy Management System | NonEquip | 15 |  | 0.7167% | Custom_improvement_existing | 20% | 32.4051 | 47.6227 | 67.7283 | 92.229 | 117.3463 | 135.6816 | 138.1222 | 119.9955 | 87.4922 | 53.9975 | 32.4051 | 80.0278 | 147.7561 | 239.9851 | 357.3314 | 493.0131 | 631.1352 | 751.1307 | 838.6229 | 892.6203 | 0 | 0 | 0 | 0 | 0 | 0 | 0 | 0 | 0 | 0 | 0.0041441 | 0.010234 | 0.018895 | 0.03069 | 0.045697 | 0.063048 | 0.080711 | 0.096057 | 0.10725 | 0.11415
College and University_Existing_Duct Sealing Repair_TRC | Ach | College and University | Space Heating | Packaged central unit | TRC | Existing | NE3533 | Duct Sealing Repair | Duct Sealing Repair | NonEquip | 15 |  | 0% | Prescriptive_all_existing | 12% | 0 | 0 | 0 | 0 | 0 | 0 | 0 | 0 | 0 | 0 | 0 | 0 | 0 | 0 | 0 | 0 | 0 | 0 | 0 | 0 | 0 | 0 | 0 | 0 | 0 | 0 | 0 | 0 | 0 | 0 | 0 | 0 | 0 | 0 | 0 | 0 | 0 | 0 | 0 | 0
College and University_Existing_Ceiling Insulation(R2 to R38)_TRC | Ach | College and University | Space Heating | Packaged central unit | TRC | Existing | NE3169 | Ceiling Insulation(R2 to R38) | Ceiling Insulation(R2 to R38) | NonEquip | 20 |  | 0% | Prescriptive_all_existing | 6.605% | 0 | 0 | 0 | 0 | 0 | 0 | 0 | 0 | 0 | 0 | 0 | 0 | 0 | 0 | 0 | 0 | 0 | 0 | 0 | 0 | 0 | 0 | 0 | 0 | 0 | 0 | 0 | 0 | 0 | 0 | 0 | 0 | 0 | 0 | 0 | 0 | 0 | 0 | 0 | 0
College and University_New_Retro-Commissioning_TRC | Ach | College and University | Space Cooling | Packaged air conditioning units (RTUs) | TRC | New | NN5366 | Retro-Commissioning | Retro-Commissioning | NonEquip | 5 |  | 0% | Custom_improvement | 16% | 0 | 0 | 0 | 0 | 0 | 0 | 0 | 0 | 0 | 0 | 0 | 0 | 0 | 0 | 0 | 0 | 0 | 0 | 0 | 0 | 0 | 0 | 0 | 0 | 0 | 0 | 0 | 0 | 0 | 0 | 0 | 0 | 0 | 0 | 0 | 0 | 0 | 0 | 0 | 0
College and University_New_HVAC tune-up_RTU_TRC | Ach | College and University | Space Cooling | Packaged air conditioning units (RTUs) | TRC | New | NN3910 | HVAC tune-up_RTU | HVAC tune-up_RTU | NonEquip | 5 | Packaged air conditioning units (RTUs) | 94.56% | Prescriptive_package HP | 5% | 10.523 | 15.7168 | 25.3962 | 40.4095 | 62.4191 | 84.8684 | 110.6284 | 133.4154 | 130.8831 | 105.9857 | 10.523 | 26.2398 | 51.636 | 92.0455 | 154.4646 | 239.333 | 349.9614 | 483.3768 | 614.2599 | 720.2457 | 0.0032405 | 0.0080804 | 0.015901 | 0.028345 | 0.047566 | 0.073701 | 0.10777 | 0.14885 | 0.18916 | 0.2218 | 0.00024896 | 0.00062079 | 0.0012216 | 0.0021776 | 0.0036544 | 0.0056622 | 0.0082795 | 0.011436 | 0.014532 | 0.01704
College and University_New_HVAC tune-up_TRC | Ach | College and University | Space Cooling | Packaged air conditioning units (RTUs) | TRC | New | NN3884 | HVAC tune-up | HVAC tune-up | NonEquip | 5 | Residential-type central air conditioners | 0% | Prescriptive_all | 5% | 0 | 0 | 0 | 0 | 0 | 0 | 0 | 0 | 0 | 0 | 0 | 0 | 0 | 0 | 0 | 0 | 0 | 0 | 0 | 0 | 0 | 0 | 0 | 0 | 0 | 0 | 0 | 0 | 0 | 0 | 0 | 0 | 0 | 0 | 0 | 0 | 0 | 0 | 0 | 0
College and University_New_Facility Energy Management System_TRC | Ach | College and University | Space Cooling | Packaged air conditioning units (RTUs) | TRC | New | NN3676 | Facility Energy Management System | Facility Energy Management System | NonEquip | 15 |  | 4.276% | Custom_improvement | 20% | 3.3262 | 4.5233 | 6.5175 | 8.9777 | 11.532 | 12.392 | 12.0578 | 10.3466 | 7.1252 | 4.2576 | 3.3262 | 7.8495 | 14.367 | 23.3446 | 34.8767 | 47.2687 | 59.3264 | 69.673 | 76.7983 | 81.0559 | 0.00049241 | 0.0011621 | 0.0021269 | 0.003456 | 0.0051632 | 0.0069978 | 0.0087828 | 0.010315 | 0.011369 | 0.012 | 0 | 0 | 0 | 0 | 0 | 0 | 0 | 0 | 0 | 0
College and University_New_Duct Sealing Repair_TRC | Ach | College and University | Space Cooling | Packaged air conditioning units (RTUs) | TRC | New | NN3520 | Duct Sealing Repair | Duct Sealing Repair | NonEquip | 15 |  | 0% | Prescriptive_all | 12% | 0 | 0 | 0 | 0 | 0 | 0 | 0 | 0 | 0 | 0 | 0 | 0 | 0 | 0 | 0 | 0 | 0 | 0 | 0 | 0 | 0 | 0 | 0 | 0 | 0 | 0 | 0 | 0 | 0 | 0 | 0 | 0 | 0 | 0 | 0 | 0 | 0 | 0 | 0 | 0
College and University_New_Chilled Water System - Variable Speed Drives_TRC | Ach | College and University | Space Cooling | Packaged air conditioning units (RTUs) | TRC | New | NN3312 | Chilled Water System - Variable Speed Drives | Chilled Water System - Variable Speed Drives | NonEquip | 13 | Central chillers inside | 0% | Prescriptive_all | 24.74% | 0 | 0 | 0 | 0 | 0 | 0 | 0 | 0 | 0 | 0 | 0 | 0 | 0 | 0 | 0 | 0 | 0 | 0 | 0 | 0 | 0 | 0 | 0 | 0 | 0 | 0 | 0 | 0 | 0 | 0 | 0 | 0 | 0 | 0 | 0 | 0 | 0 | 0 | 0 | 0
College and University_New_Ceiling Insulation(R2 to R38)_TRC | Ach | College and University | Space Cooling | Packaged air conditioning units (RTUs) | TRC | New | NN3208 | Ceiling Insulation(R2 to R38) | Ceiling Insulation(R2 to R38) | NonEquip | 20 |  | 0% | Prescriptive_all | 17.08% | 0 | 0 | 0 | 0 | 0 | 0 | 0 | 0 | 0 | 0 | 0 | 0 | 0 | 0 | 0 | 0 | 0 | 0 | 0 | 0 | 0 | 0 | 0 | 0 | 0 | 0 | 0 | 0 | 0 | 0 | 0 | 0 | 0 | 0 | 0 | 0 | 0 | 0 | 0 | 0
College and University_Existing_Retro-Commissioning_TRC | Ach | College and University | Space Cooling | Packaged air conditioning units (RTUs) | TRC | Existing | NE5353 | Retro-Commissioning | Retro-Commissioning | NonEquip | 5 |  | 21.99% | Custom_improvement_existing | 16% | 131.2893 | 191.3274 | 272.1587 | 370.703 | 471.7752 | 545.5857 | 555.4065 | 482.4252 | 351.6349 | 216.9461 | 131.2893 | 322.6167 | 594.7754 | 965.4784 | 1437.2536 | 1982.8393 | 2538.2458 | 3020.6711 | 3372.3059 | 3589.252 | 0.055358 | 0.13603 | 0.25079 | 0.4071 | 0.60602 | 0.83607 | 1.0703 | 1.2737 | 1.4219 | 1.5134 | 0 | 0 | 0 | 0 | 0 | 0 | 0 | 0 | 0 | 0
College and University_Existing_Wall Insulation_TRC | Ach | College and University | Space Cooling | Packaged air conditioning units (RTUs) | TRC | Existing | NE4209 | Wall Insulation | Wall Insulation | NonEquip | 20 |  | 0% | Prescriptive_all_existing | 18.43% | 0 | 0 | 0 | 0 | 0 | 0 | 0 | 0 | 0 | 0 | 0 | 0 | 0 | 0 | 0 | 0 | 0 | 0 | 0 | 0 | 0 | 0 | 0 | 0 | 0 | 0 | 0 | 0 | 0 | 0 | 0 | 0 | 0 | 0 | 0 | 0 | 0 | 0 | 0 | 0
College and University_Existing_HVAC tune-up_RTU_TRC | Ach | College and University | Space Cooling | Packaged air conditioning units (RTUs) | TRC | Existing | NE3897 | HVAC tune-up_RTU | HVAC tune-up_RTU | NonEquip | 5 | Packaged air conditioning units (RTUs) | 94.56% | Prescriptive_package HP_existing | 5% | 131.6962 | 210.4043 | 334.731 | 524.521 | 798.1298 | 1159.2626 | 1568.1571 | 1902.187 | 1973.4909 | 1661.3697 | 131.6962 | 342.1005 | 676.8315 | 1201.3525 | 1999.4823 | 3158.7449 | 4726.902 | 6629.089 | 8602.5799 | 10263.9496 | 0.040555 | 0.10535 | 0.20843 | 0.36995 | 0.61573 | 0.97272 | 1.4556 | 2.0414 | 2.6491 | 3.1607 | 0.0031157 | 0.0080935 | 0.016013 | 0.028422 | 0.047304 | 0.07473 | 0.11183 | 0.15683 | 0.20352 | 0.24283
College and University_Existing_HVAC tune-up_TRC | Ach | College and University | Space Cooling | Packaged air conditioning units (RTUs) | TRC | Existing | NE3871 | HVAC tune-up | HVAC tune-up | NonEquip | 5 | Residential-type central air conditioners | 0% | Prescriptive_all_existing | 5% | 0 | 0 | 0 | 0 | 0 | 0 | 0 | 0 | 0 | 0 | 0 | 0 | 0 | 0 | 0 | 0 | 0 | 0 | 0 | 0 | 0 | 0 | 0 | 0 | 0 | 0 | 0 | 0 | 0 | 0 | 0 | 0 | 0 | 0 | 0 | 0 | 0 | 0 | 0 | 0
College and University_Existing_Facility Energy Management System_TRC | Ach | College and University | Space Cooling | Packaged air conditioning units (RTUs) | TRC | Existing | NE3663 | Facility Energy Management System | Facility Energy Management System | NonEquip | 15 |  | 0.7167% | Custom_improvement_existing | 20% | 6.994 | 10.1892 | 14.4872 | 19.7205 | 25.0775 | 28.9753 | 29.4731 | 25.5889 | 18.6555 | 11.5209 | 6.994 | 17.1832 | 31.6705 | 51.391 | 76.4685 | 105.4438 | 134.917 | 160.5059 | 179.1614 | 190.6823 | 0.0010354 | 0.0025438 | 0.0046886 | 0.007608 | 0.011321 | 0.01561 | 0.019973 | 0.023762 | 0.026524 | 0.028229 | 0 | 0 | 0 | 0 | 0 | 0 | 0 | 0 | 0 | 0
College and University_Existing_Duct Sealing Repair_TRC | Ach | College and University | Space Cooling | Packaged air conditioning units (RTUs) | TRC | Existing | NE3507 | Duct Sealing Repair | Duct Sealing Repair | NonEquip | 15 |  | 0% | Prescriptive_all_existing | 12% | 0 | 0 | 0 | 0 | 0 | 0 | 0 | 0 | 0 | 0 | 0 | 0 | 0 | 0 | 0 | 0 | 0 | 0 | 0 | 0 | 0 | 0 | 0 | 0 | 0 | 0 | 0 | 0 | 0 | 0 | 0 | 0 | 0 | 0 | 0 | 0 | 0 | 0 | 0 | 0
College and University_Existing_Chilled Water System - Variable Speed Drives_TRC | Ach | College and University | Space Cooling | Packaged air conditioning units (RTUs) | TRC | Existing | NE3299 | Chilled Water System - Variable Speed Drives | Chilled Water System - Variable Speed Drives | NonEquip | 13 | Central chillers inside | 0% | Prescriptive_all_existing | 24.74% | 0 | 0 | 0 | 0 | 0 | 0 | 0 | 0 | 0 | 0 | 0 | 0 | 0 | 0 | 0 | 0 | 0 | 0 | 0 | 0 | 0 | 0 | 0 | 0 | 0 | 0 | 0 | 0 | 0 | 0 | 0 | 0 | 0 | 0 | 0 | 0 | 0 | 0 | 0 | 0
College and University_Existing_Ceiling Insulation(R2 to R38)_TRC | Ach | College and University | Space Cooling | Packaged air conditioning units (RTUs) | TRC | Existing | NE3195 | Ceiling Insulation(R2 to R38) | Ceiling Insulation(R2 to R38) | NonEquip | 20 |  | 0% | Prescriptive_all_existing | 17.08% | 0 | 0 | 0 | 0 | 0 | 0 | 0 | 0 | 0 | 0 | 0 | 0 | 0 | 0 | 0 | 0 | 0 | 0 | 0 | 0 | 0 | 0 | 0 | 0 | 0 | 0 | 0 | 0 | 0 | 0 | 0 | 0 | 0 | 0 | 0 | 0 | 0 | 0 | 0 | 0
College and University_New_Retro-Commissioning_TRC | Ach | College and University | Interior Lighting | Overhead (fluorescent/LED/CFL U-shape) | TRC | New | NN5262 | Retro-Commissioning | Retro-Commissioning | NonEquip | 5 |  | 0% | Custom_improvement | 16% | 0 | 0 | 0 | 0 | 0 | 0 | 0 | 0 | 0 | 0 | 0 | 0 | 0 | 0 | 0 | 0 | 0 | 0 | 0 | 0 | 0 | 0 | 0 | 0 | 0 | 0 | 0 | 0 | 0 | 0 | 0 | 0 | 0 | 0 | 0 | 0 | 0 | 0 | 0 | 0
College and University_New_Interior Lighting Controls_TRC | Ach | College and University | Interior Lighting | Overhead (fluorescent/LED/CFL U-shape) | TRC | New | NN4430 | Interior Lighting Controls | Interior Lighting Controls | NonEquip | 8 | Overhead (fluorescent/LED/CFL U-shape) | 37.72% | Prescriptive_lighting control | 28% | 1390.1591 | 1964.9973 | 2913.783 | 4044.8568 | 5065.2431 | 5034.2947 | 4214.1543 | 2862.4296 | 1460.3547 | 631.3058 | 1390.1591 | 3355.1564 | 6268.9394 | 10313.7962 | 15379.0393 | 20413.334 | 24627.4883 | 27489.9179 | 28950.2726 | 29581.5784 | 0 | 0 | 0 | 0 | 0 | 0 | 0 | 0 | 0 | 0 | 0 | 0 | 0 | 0 | 0 | 0 | 0 | 0 | 0 | 0
College and University_New_Facility Energy Management System_TRC | Ach | College and University | Interior Lighting | Overhead (fluorescent/LED/CFL U-shape) | TRC | New | NN3702 | Facility Energy Management System | Facility Energy Management System | NonEquip | 15 |  | 4.276% | Custom_improvement | 24% | 118.6556 | 160.402 | 229.3972 | 313.5783 | 400.9977 | 432.5607 | 427.2673 | 374.3589 | 261.6824 | 156.6741 | 118.6556 | 279.0576 | 508.4548 | 822.0331 | 1223.0308 | 1655.5915 | 2082.8588 | 2457.2177 | 2718.9002 | 2875.5742 | 0.017566 | 0.041312 | 0.075273 | 0.1217 | 0.18106 | 0.2451 | 0.30835 | 0.36377 | 0.40251 | 0.42571 | 0.015174 | 0.035687 | 0.065023 | 0.10512 | 0.1564 | 0.21172 | 0.26636 | 0.31424 | 0.3477 | 0.36774
College and University_Existing_Retro-Commissioning_TRC | Ach | College and University | Interior Lighting | Overhead (fluorescent/LED/CFL U-shape) | TRC | Existing | NE5249 | Retro-Commissioning | Retro-Commissioning | NonEquip | 5 |  | 21.99% | Custom_improvement_existing | 16% | 3920.7439 | 3938.3377 | 3961.1457 | 3993.6136 | 4027.1369 | 4058.5141 | 4091.4371 | 4121.7097 | 4151.3362 | 4176.3193 | 3920.7439 | 7859.0816 | 11820.2273 | 15813.8409 | 19840.9778 | 23899.492 | 27990.9291 | 32112.6388 | 36263.9749 | 40440.2943 | 1.6532 | 3.3138 | 4.984 | 6.6679 | 8.366 | 10.0772 | 11.8024 | 13.5403 | 15.2907 | 17.0517 | 0.018993 | 0.038071 | 0.05726 | 0.076606 | 0.096114 | 0.11577 | 0.13559 | 0.15556 | 0.17567 | 0.1959
College and University_Existing_Interior Lighting Controls_TRC | Ach | College and University | Interior Lighting | Overhead (fluorescent/LED/CFL U-shape) | TRC | Existing | NE4417 | Interior Lighting Controls | Interior Lighting Controls | NonEquip | 8 | Overhead (fluorescent/LED/CFL U-shape) | 37.72% | Prescriptive_lighting control_existing | 28% | 21612.3207 | 32906.3724 | 48078.3891 | 65781.5839 | 81214.6626 | 86293.5629 | 75005.5084 | 51263.5798 | 27665.8318 | 12436.4934 | 21612.3207 | 54518.6931 | 102597.0821 | 168378.666 | 249593.3286 | 335886.8915 | 410892.4 | 462155.9798 | 489821.8116 | 502258.305 | 0 | 0 | 0 | 0 | 0 | 0 | 0 | 0 | 0 | 0 | 0 | 0 | 0 | 0 | 0 | 0 | 0 | 0 | 0 | 0
College and University_Existing_Facility Energy Management System_TRC | Ach | College and University | Interior Lighting | Overhead (fluorescent/LED/CFL U-shape) | TRC | Existing | NE3689 | Facility Energy Management System | Facility Energy Management System | NonEquip | 15 |  | 0.7167% | Custom_improvement_existing | 24% | 250.2872 | 366.705 | 521.0286 | 708.7471 | 900.9698 | 1041.5801 | 1061.2788 | 923.4844 | 674.303 | 416.4873 | 250.2872 | 616.9922 | 1138.0208 | 1846.7679 | 2747.7377 | 3789.3178 | 4850.5966 | 5774.081 | 6448.384 | 6864.8713 | 0.037053 | 0.091341 | 0.16848 | 0.2734 | 0.40678 | 0.56098 | 0.71809 | 0.85481 | 0.95463 | 1.0163 | 0.032007 | 0.078903 | 0.14553 | 0.23617 | 0.35139 | 0.48459 | 0.62031 | 0.73841 | 0.82464 | 0.8779
College and University_Turnover_Premium T8 - Fixture Replacement_TRC | Ach | College and University | Interior Lighting | Overhead (fluorescent/LED/CFL U-shape) | TRC | Turnover | ET1758 | Premium T8 - Fixture Replacement | Premium T8 - Fixture Replacement | Equip | 8 | Overhead (fluorescent/LED/CFL U-shape) | 24.1% | Prescriptive_lighting | 12.5% | 22009.6815 | 22900.552 | 21637.3347 | 16329.3407 | 9652.8466 | 4631.6939 | 1941.5261 | 759.2213 | 288.6055 | 106.5415 | 22009.6815 | 44910.2335 | 66547.5682 | 82876.9089 | 92529.7555 | 97161.4494 | 99102.9755 | 99862.1968 | 100150.8022 | 100257.3437 | 2.3064 | 4.7062 | 6.9736 | 8.6848 | 9.6963 | 10.1817 | 10.3852 | 10.4647 | 10.495 | 10.5061 | 2.1393 | 4.3653 | 6.4684 | 8.0556 | 8.9939 | 9.4441 | 9.6328 | 9.7066 | 9.7346 | 9.745
College and University_New_Premium T8 - Fixture Replacement_TRC | Ach | College and University | Interior Lighting | Overhead (fluorescent/LED/CFL U-shape) | TRC | New | EN1784 | Premium T8 - Fixture Replacement | Premium T8 - Fixture Replacement | Equip | 8 | Overhead (fluorescent/LED/CFL U-shape) | 0% | Prescriptive_lighting | 12.5% | 0 | 0 | 0 | 0 | 0 | 0 | 0 | 0 | 0 | 0 | 0 | 0 | 0 | 0 | 0 | 0 | 0 | 0 | 0 | 0 | 0 | 0 | 0 | 0 | 0 | 0 | 0 | 0 | 0 | 0 | 0 | 0 | 0 | 0 | 0 | 0 | 0 | 0 | 0 | 0
College and University_New_Retro-Commissioning_TRC | Ach | College and University | Miscellaneous | Others | TRC | New | NN5444 | Retro-Commissioning | Retro-Commissioning | NonEquip | 5 |  | 0% | Custom_improvement | 16% | 0 | 0 | 0 | 0 | 0 | 0 | 0 | 0 | 0 | 0 | 0 | 0 | 0 | 0 | 0 | 0 | 0 | 0 | 0 | 0 | 0 | 0 | 0 | 0 | 0 | 0 | 0 | 0 | 0 | 0 | 0 | 0 | 0 | 0 | 0 | 0 | 0 | 0 | 0 | 0
College and University_New_VSD Controlled Compressor_TRC | Ach | College and University | Miscellaneous | Others | TRC | New | NN4534 | VSD Controlled Compressor | VSD Controlled Compressor | NonEquip | 15 | Others | 36.99% | Prescriptive_ECM | 20.79% | 571.7526 | 861.8683 | 1400.1095 | 2224.1055 | 3395.2391 | 4494.4653 | 5585.3945 | 6252.9539 | 5531.4087 | 3950.4574 | 571.7526 | 1433.6209 | 2833.7304 | 5057.8359 | 8453.075 | 12947.5403 | 18532.9348 | 24785.8887 | 30317.2974 | 34267.7549 | 0.074131 | 0.18588 | 0.36741 | 0.65577 | 1.096 | 1.6787 | 2.4029 | 3.2136 | 3.9308 | 4.443 | 0.062094 | 0.15569 | 0.30775 | 0.54929 | 0.91802 | 1.4061 | 2.0127 | 2.6918 | 3.2925 | 3.7216
College and University_New_Engine Block Timer_TRC | Ach | College and University | Miscellaneous | Others | TRC | New | NN4482 | Engine Block Timer | Engine Block Timer | NonEquip | 5 | Others | 4.977% | Prescriptive_ECM | 36% | 133.4127 | 201.2903 | 327.4494 | 521.2164 | 797.873 | 1059.7142 | 1321.0943 | 1481.2585 | 1308.3966 | 930.497 | 133.4127 | 334.703 | 662.1524 | 1183.3688 | 1981.2418 | 3040.956 | 4362.0503 | 5843.3088 | 7151.7054 | 8082.2024 | 0.016614 | 0.041681 | 0.082459 | 0.14737 | 0.24673 | 0.3787 | 0.54322 | 0.72768 | 0.89062 | 1.0065 | 0.016614 | 0.041681 | 0.082459 | 0.14737 | 0.24673 | 0.3787 | 0.54322 | 0.72768 | 0.89062 | 1.0065
College and University_Existing_Retro-Commissioning_TRC | Ach | College and University | Miscellaneous | Others | TRC | Existing | NE5431 | Retro-Commissioning | Retro-Commissioning | NonEquip | 5 |  | 21.99% | Custom_improvement_existing | 16% | 2940.1657 | 3130.6832 | 3148.8138 | 3174.6234 | 3201.2719 | 3226.2144 | 3252.3858 | 3276.4502 | 3300.001 | 3319.8607 | 2940.1657 | 6070.8489 | 9219.6627 | 12394.2861 | 15595.5581 | 18821.7725 | 22074.1583 | 25350.6084 | 28650.6094 | 31970.4701 | 1.2397 | 2.5598 | 3.8875 | 5.2261 | 6.5759 | 7.9362 | 9.3076 | 10.6891 | 12.0806 | 13.4804 | 0.014243 | 0.029409 | 0.044662 | 0.060041 | 0.075549 | 0.091177 | 0.10693 | 0.1228 | 0.13879 | 0.15487
College and University_Existing_VSD Controlled Compressor_TRC | Ach | College and University | Miscellaneous | Others | TRC | Existing | NE4521 | VSD Controlled Compressor | VSD Controlled Compressor | NonEquip | 15 | Others | 7.399% | Prescriptive_ECM_existing | 20.79% | 1343.6638 | 2275.0452 | 3583.8568 | 5525.7412 | 8195.755 | 11436.5043 | 14548.7965 | 16131.6445 | 14814.7326 | 10768.7929 | 1343.6638 | 3618.709 | 7202.5658 | 12728.307 | 20924.062 | 32360.5663 | 46909.3628 | 63041.0073 | 77855.7399 | 88624.5328 | 0.17421 | 0.46918 | 0.93385 | 1.6503 | 2.7129 | 4.1957 | 6.082 | 8.1736 | 10.0944 | 11.4906 | 0.14593 | 0.393 | 0.78222 | 1.3823 | 2.2724 | 3.5144 | 5.0945 | 6.8464 | 8.4553 | 9.6248
College and University_Existing_Engine Block Timer_TRC | Ach | College and University | Miscellaneous | Others | TRC | Existing | NE4469 | Engine Block Timer | Engine Block Timer | NonEquip | 5 | Others | 1.244% | Prescriptive_ECM_existing | 36% | 391.3283 | 662.5985 | 1043.821 | 1609.4883 | 2387.3497 | 3331.6257 | 4238.6129 | 4699.9335 | 4316.0959 | 3137.0322 | 391.3283 | 1053.9267 | 2097.7477 | 3707.236 | 6094.5857 | 9426.2113 | 13664.8242 | 18364.7577 | 22680.8536 | 25817.8857 | 0.048733 | 0.13125 | 0.26124 | 0.46167 | 0.75897 | 1.1739 | 1.7017 | 2.287 | 2.8245 | 3.2152 | 0.048733 | 0.13125 | 0.26124 | 0.46167 | 0.75897 | 1.1739 | 1.7017 | 2.287 | 2.8245 | 3.2152
College and University_Turnover_ENERGY STAR Commercial Clothes Washer_TRC | Ach | College and University | Miscellaneous | Others | TRC | Turnover | ET1875 | ENERGY STAR Commercial Clothes Washer | ENERGY STAR Commercial Clothes Washer | Equip | 7 | Others | 22.05% | Prescriptive_all | 27.27% | 15909.0869 | 22909.4096 | 34601.8842 | 49469.0551 | 64759.5203 | 74404.3916 | 71275.5622 | 54281.538 | 32401.0079 | 15698.3905 | 15909.0869 | 38818.4964 | 73420.3806 | 122889.4357 | 187648.956 | 262053.3476 | 333328.9098 | 387610.4479 | 420011.4557 | 435709.8462 | 1.6179 | 3.9477 | 7.4667 | 12.4975 | 19.0834 | 26.6501 | 33.8987 | 39.419 | 42.7141 | 44.3106 | 1.8622 | 4.5439 | 8.5943 | 14.3849 | 21.9653 | 30.6748 | 39.0179 | 45.3719 | 49.1646 | 51.0022
College and University_Turnover_Efficient Battery Charger_TRC | Ach | College and University | Miscellaneous | Others | TRC | Turnover | ET1836 | Efficient Battery Charger | Efficient Battery Charger | Equip | 7 | Others | 0% | Prescriptive_all | 13.68% | 0 | 0 | 0 | 0 | 0 | 0 | 0 | 0 | 0 | 0 | 0 | 0 | 0 | 0 | 0 | 0 | 0 | 0 | 0 | 0 | 0 | 0 | 0 | 0 | 0 | 0 | 0 | 0 | 0 | 0 | 0 | 0 | 0 | 0 | 0 | 0 | 0 | 0 | 0 | 0
College and University_New_ENERGY STAR Commercial Clothes Washer_TRC | Ach | College and University | Miscellaneous | Others | TRC | New | EN1901 | ENERGY STAR Commercial Clothes Washer | ENERGY STAR Commercial Clothes Washer | Equip | 7 | Others | 22.05% | Prescriptive_all | 27.27% | 941.1659 | 1363.708 | 2080.7244 | 2993.677 | 3926.8739 | 4153.0964 | 3774.5596 | 2840.0222 | 1619.3217 | 774.0188 | 941.1659 | 2304.8738 | 4385.5982 | 7379.2753 | 11306.1491 | 15459.2455 | 19233.8051 | 22073.8273 | 23693.149 | 24467.1679 | 0.095714 | 0.2344 | 0.446 | 0.75045 | 1.1498 | 1.5722 | 1.956 | 2.2449 | 2.4095 | 2.4882 | 0.11017 | 0.2698 | 0.51336 | 0.86378 | 1.3234 | 1.8096 | 2.2514 | 2.5839 | 2.7734 | 2.864
College and University_New_Efficient Battery Charger_TRC | Ach | College and University | Miscellaneous | Others | TRC | New | EN1862 | Efficient Battery Charger | Efficient Battery Charger | Equip | 7 | Others | 0% | Prescriptive_all | 13.68% | 0 | 0 | 0 | 0 | 0 | 0 | 0 | 0 | 0 | 0 | 0 | 0 | 0 | 0 | 0 | 0 | 0 | 0 | 0 | 0 | 0 | 0 | 0 | 0 | 0 | 0 | 0 | 0 | 0 | 0 | 0 | 0 | 0 | 0 | 0 | 0 | 0 | 0 | 0 | 0
College and University_New_Network PC Power Management_TRC | Ach | College and University | Office Equipment | Other office | TRC | New | NN4560 | Network PC Power Management | Network PC Power Management | NonEquip | 5 | Computers | 0% | Prescriptive_all | 56.5% | 0 | 0 | 0 | 0 | 0 | 0 | 0 | 0 | 0 | 0 | 0 | 0 | 0 | 0 | 0 | 0 | 0 | 0 | 0 | 0 | 0 | 0 | 0 | 0 | 0 | 0 | 0 | 0 | 0 | 0 | 0 | 0 | 0 | 0 | 0 | 0 | 0 | 0 | 0 | 0
College and University_Existing_Network PC Power Management_TRC | Ach | College and University | Office Equipment | Other office | TRC | Existing | NE4547 | Network PC Power Management | Network PC Power Management | NonEquip | 5 | Computers | 0% | Prescriptive_all_existing | 56.5% | 0 | 0 | 0 | 0 | 0 | 0 | 0 | 0 | 0 | 0 | 0 | 0 | 0 | 0 | 0 | 0 | 0 | 0 | 0 | 0 | 0 | 0 | 0 | 0 | 0 | 0 | 0 | 0 | 0 | 0 | 0 | 0 | 0 | 0 | 0 | 0 | 0 | 0 | 0 | 0
College and University_Turnover_Energy Star Uninterruptable Power Supply_TRC | Ach | College and University | Office Equipment | Other office | TRC | Turnover | ET2259 | Energy Star Uninterruptable Power Supply | Energy Star Uninterruptable Power Supply | Equip | 10 | Other office | 22.4% | Prescriptive_all | 1.878% | 1190.159 | 1700.849 | 2549.4337 | 3617.1766 | 4699.2856 | 5358.1998 | 5093.9316 | 3849.9645 | 2280.632 | 1096.5892 | 1190.159 | 2891.008 | 5440.4417 | 9057.6183 | 13756.9039 | 19115.1038 | 24209.0354 | 28058.9998 | 30339.6319 | 31436.221 | 0.13586 | 0.33002 | 0.62106 | 1.034 | 1.5704 | 2.1821 | 2.7636 | 3.2031 | 3.4634 | 3.5886 | 0.13586 | 0.33002 | 0.62106 | 1.034 | 1.5704 | 2.1821 | 2.7636 | 3.2031 | 3.4634 | 3.5886
College and University_New_Energy Star Uninterruptable Power Supply_TRC | Ach | College and University | Office Equipment | Other office | TRC | New | EN2285 | Energy Star Uninterruptable Power Supply | Energy Star Uninterruptable Power Supply | Equip | 10 | Other office | 22.4% | Prescriptive_all | 1.878% | 88.7284 | 128.2036 | 195.5641 | 282.2876 | 372.9979 | 398.6589 | 365.8553 | 275.5106 | 154.6291 | 71.6687 | 88.7284 | 216.932 | 412.496 | 694.7837 | 1067.7816 | 1466.4405 | 1832.2958 | 2107.8064 | 2262.4355 | 2334.1043 | 0.010129 | 0.024764 | 0.047089 | 0.079313 | 0.12189 | 0.1674 | 0.20917 | 0.24062 | 0.25827 | 0.26645 | 0.010129 | 0.024764 | 0.047089 | 0.079313 | 0.12189 | 0.1674 | 0.20917 | 0.24062 | 0.25827 | 0.26645
College and University_New_Retro-Commissioning_TRC | Ach | College and University | Ventilation and Circulation | Motor/Fan | TRC | New | NN5392 | Retro-Commissioning | Retro-Commissioning | NonEquip | 5 |  | 0% | Custom_improvement | 16% | 0 | 0 | 0 | 0 | 0 | 0 | 0 | 0 | 0 | 0 | 0 | 0 | 0 | 0 | 0 | 0 | 0 | 0 | 0 | 0 | 0 | 0 | 0 | 0 | 0 | 0 | 0 | 0 | 0 | 0 | 0 | 0 | 0 | 0 | 0 | 0 | 0 | 0 | 0 | 0
College and University_Existing_Retro-Commissioning_TRC | Ach | College and University | Ventilation and Circulation | Motor/Fan | TRC | Existing | NE5379 | Retro-Commissioning | Retro-Commissioning | NonEquip | 5 |  | 21.99% | Custom_improvement_existing | 16% | 0 | 0 | 0 | 0 | 0 | 0 | 0 | 0 | 0 | 0 | 0 | 0 | 0 | 0 | 0 | 0 | 0 | 0 | 0 | 0 | 0 | 0 | 0 | 0 | 0 | 0 | 0 | 0 | 0 | 0 | 0 | 0 | 0 | 0 | 0 | 0 | 0 | 0 | 0 | 0
College and University_Turnover_High Speed Fans_TRC | Ach | College and University | Ventilation and Circulation | Motor/Fan | TRC | Turnover | ET2688 | High Speed Fans | High Speed Fans | Equip | 7 | Motor/Fan | 10.93% | Prescriptive_ECM | 10.99% | 0 | 0 | 0 | 0 | 0 | 0 | 0 | 0 | 0 | 0 | 0 | 0 | 0 | 0 | 0 | 0 | 0 | 0 | 0 | 0 | 0 | 0 | 0 | 0 | 0 | 0 | 0 | 0 | 0 | 0 | 0 | 0 | 0 | 0 | 0 | 0 | 0 | 0 | 0 | 0
College and University_New_High Speed Fans_TRC | Ach | College and University | Ventilation and Circulation | Motor/Fan | TRC | New | EN2714 | High Speed Fans | High Speed Fans | Equip | 7 | Motor/Fan | 10.93% | Prescriptive_ECM | 10.99% | 0 | 0 | 0 | 0 | 0 | 0 | 0 | 0 | 0 | 0 | 0 | 0 | 0 | 0 | 0 | 0 | 0 | 0 | 0 | 0 | 0 | 0 | 0 | 0 | 0 | 0 | 0 | 0 | 0 | 0 | 0 | 0 | 0 | 0 | 0 | 0 | 0 | 0 | 0 | 0
College and University_New_Retro-Commissioning_TRC | Ach | College and University | Miscellaneous | Medical equipment | TRC | New | NN5444 | Retro-Commissioning | Retro-Commissioning | NonEquip | 5 |  | 0% | Custom_improvement | 16% | 0 | 0 | 0 | 0 | 0 | 0 | 0 | 0 | 0 | 0 | 0 | 0 | 0 | 0 | 0 | 0 | 0 | 0 | 0 | 0 | 0 | 0 | 0 | 0 | 0 | 0 | 0 | 0 | 0 | 0 | 0 | 0 | 0 | 0 | 0 | 0 | 0 | 0 | 0 | 0
College and University_New_VSD Controlled Compressor_TRC | Ach | College and University | Miscellaneous | Medical equipment | TRC | New | NN4534 | VSD Controlled Compressor | VSD Controlled Compressor | NonEquip | 15 | Others | 0% | Prescriptive_ECM | 20.79% | 0 | 0 | 0 | 0 | 0 | 0 | 0 | 0 | 0 | 0 | 0 | 0 | 0 | 0 | 0 | 0 | 0 | 0 | 0 | 0 | 0 | 0 | 0 | 0 | 0 | 0 | 0 | 0 | 0 | 0 | 0 | 0 | 0 | 0 | 0 | 0 | 0 | 0 | 0 | 0
College and University_New_Engine Block Timer_TRC | Ach | College and University | Miscellaneous | Medical equipment | TRC | New | NN4482 | Engine Block Timer | Engine Block Timer | NonEquip | 5 | Others | 0% | Prescriptive_ECM | 36% | 0 | 0 | 0 | 0 | 0 | 0 | 0 | 0 | 0 | 0 | 0 | 0 | 0 | 0 | 0 | 0 | 0 | 0 | 0 | 0 | 0 | 0 | 0 | 0 | 0 | 0 | 0 | 0 | 0 | 0 | 0 | 0 | 0 | 0 | 0 | 0 | 0 | 0 | 0 | 0
College and University_Existing_Retro-Commissioning_TRC | Ach | College and University | Miscellaneous | Medical equipment | TRC | Existing | NE5431 | Retro-Commissioning | Retro-Commissioning | NonEquip | 5 |  | 21.99% | Custom_improvement_existing | 16% | 0 | 0 | 0 | 0 | 0 | 0 | 0 | 0 | 0 | 0 | 0 | 0 | 0 | 0 | 0 | 0 | 0 | 0 | 0 | 0 | 0 | 0 | 0 | 0 | 0 | 0 | 0 | 0 | 0 | 0 | 0 | 0 | 0 | 0 | 0 | 0 | 0 | 0 | 0 | 0
College and University_Existing_VSD Controlled Compressor_TRC | Ach | College and University | Miscellaneous | Medical equipment | TRC | Existing | NE4521 | VSD Controlled Compressor | VSD Controlled Compressor | NonEquip | 15 | Others | 0% | Prescriptive_ECM_existing | 20.79% | 0 | 0 | 0 | 0 | 0 | 0 | 0 | 0 | 0 | 0 | 0 | 0 | 0 | 0 | 0 | 0 | 0 | 0 | 0 | 0 | 0 | 0 | 0 | 0 | 0 | 0 | 0 | 0 | 0 | 0 | 0 | 0 | 0 | 0 | 0 | 0 | 0 | 0 | 0 | 0
College and University_Existing_Engine Block Timer_TRC | Ach | College and University | Miscellaneous | Medical equipment | TRC | Existing | NE4469 | Engine Block Timer | Engine Block Timer | NonEquip | 5 | Others | 0% | Prescriptive_ECM_existing | 36% | 0 | 0 | 0 | 0 | 0 | 0 | 0 | 0 | 0 | 0 | 0 | 0 | 0 | 0 | 0 | 0 | 0 | 0 | 0 | 0 | 0 | 0 | 0 | 0 | 0 | 0 | 0 | 0 | 0 | 0 | 0 | 0 | 0 | 0 | 0 | 0 | 0 | 0 | 0 | 0
College and University_New_Retro-Commissioning_TRC | Ach | College and University | Refrigeration | Large cold storage | TRC | New | NN5314 | Retro-Commissioning | Retro-Commissioning | NonEquip | 5 |  | 0% | Custom_improvement | 16% | 0 | 0 | 0 | 0 | 0 | 0 | 0 | 0 | 0 | 0 | 0 | 0 | 0 | 0 | 0 | 0 | 0 | 0 | 0 | 0 | 0 | 0 | 0 | 0 | 0 | 0 | 0 | 0 | 0 | 0 | 0 | 0 | 0 | 0 | 0 | 0 | 0 | 0 | 0 | 0
College and University_New_Strip Curtains for Walk-ins_TRC | Ach | College and University | Refrigeration | Large cold storage | TRC | New | NN4898 | Strip Curtains for Walk-ins | Strip Curtains for Walk-ins | NonEquip | 4 | Walk-in cooler | 0% | Prescriptive_refrigeration control | 2.115% | 0 | 0 | 0 | 0 | 0 | 0 | 0 | 0 | 0 | 0 | 0 | 0 | 0 | 0 | 0 | 0 | 0 | 0 | 0 | 0 | 0 | 0 | 0 | 0 | 0 | 0 | 0 | 0 | 0 | 0 | 0 | 0 | 0 | 0 | 0 | 0 | 0 | 0 | 0 | 0
College and University_New_PSC to ECM Evaporator Fan Motor (Walk-In, Refrigerator)_TRC | Ach | College and University | Refrigeration | Large cold storage | TRC | New | NN4846 | PSC to ECM Evaporator Fan Motor (Walk-In, Refrigerator) | PSC to ECM Evaporator Fan Motor (Walk-In, Refrigerator) | NonEquip | 15 | Walk-in cooler | 0% | Prescriptive_ECM | 37.5% | 0 | 0 | 0 | 0 | 0 | 0 | 0 | 0 | 0 | 0 | 0 | 0 | 0 | 0 | 0 | 0 | 0 | 0 | 0 | 0 | 0 | 0 | 0 | 0 | 0 | 0 | 0 | 0 | 0 | 0 | 0 | 0 | 0 | 0 | 0 | 0 | 0 | 0 | 0 | 0
College and University_New_PSC to ECM Evaporator Fan Motor (Reach-In)_TRC | Ach | College and University | Refrigeration | Large cold storage | TRC | New | NN4820 | PSC to ECM Evaporator Fan Motor (Reach-In) | PSC to ECM Evaporator Fan Motor (Reach-In) | NonEquip | 15 | Display cases | 0% | Prescriptive_ECM | 37.5% | 0 | 0 | 0 | 0 | 0 | 0 | 0 | 0 | 0 | 0 | 0 | 0 | 0 | 0 | 0 | 0 | 0 | 0 | 0 | 0 | 0 | 0 | 0 | 0 | 0 | 0 | 0 | 0 | 0 | 0 | 0 | 0 | 0 | 0 | 0 | 0 | 0 | 0 | 0 | 0
College and University_Existing_Retro-Commissioning_TRC | Ach | College and University | Refrigeration | Large cold storage | TRC | Existing | NE5301 | Retro-Commissioning | Retro-Commissioning | NonEquip | 5 |  | 21.99% | Custom_improvement_existing | 16% | 0 | 0 | 0 | 0 | 0 | 0 | 0 | 0 | 0 | 0 | 0 | 0 | 0 | 0 | 0 | 0 | 0 | 0 | 0 | 0 | 0 | 0 | 0 | 0 | 0 | 0 | 0 | 0 | 0 | 0 | 0 | 0 | 0 | 0 | 0 | 0 | 0 | 0 | 0 | 0
College and University_Existing_Strip Curtains for Walk-ins_TRC | Ach | College and University | Refrigeration | Large cold storage | TRC | Existing | NE4885 | Strip Curtains for Walk-ins | Strip Curtains for Walk-ins | NonEquip | 4 | Walk-in cooler | 0% | Prescriptive_refrigeration control_existing | 2.115% | 0 | 0 | 0 | 0 | 0 | 0 | 0 | 0 | 0 | 0 | 0 | 0 | 0 | 0 | 0 | 0 | 0 | 0 | 0 | 0 | 0 | 0 | 0 | 0 | 0 | 0 | 0 | 0 | 0 | 0 | 0 | 0 | 0 | 0 | 0 | 0 | 0 | 0 | 0 | 0
College and University_Existing_PSC to ECM Evaporator Fan Motor (Walk-In, Refrigerator)_TRC | Ach | College and University | Refrigeration | Large cold storage | TRC | Existing | NE4833 | PSC to ECM Evaporator Fan Motor (Walk-In, Refrigerator) | PSC to ECM Evaporator Fan Motor (Walk-In, Refrigerator) | NonEquip | 15 | Walk-in cooler | 0% | Prescriptive_ECM_existing | 37.5% | 0 | 0 | 0 | 0 | 0 | 0 | 0 | 0 | 0 | 0 | 0 | 0 | 0 | 0 | 0 | 0 | 0 | 0 | 0 | 0 | 0 | 0 | 0 | 0 | 0 | 0 | 0 | 0 | 0 | 0 | 0 | 0 | 0 | 0 | 0 | 0 | 0 | 0 | 0 | 0
College and University_Existing_PSC to ECM Evaporator Fan Motor (Reach-In)_TRC | Ach | College and University | Refrigeration | Large cold storage | TRC | Existing | NE4807 | PSC to ECM Evaporator Fan Motor (Reach-In) | PSC to ECM Evaporator Fan Motor (Reach-In) | NonEquip | 15 | Display cases | 0% | Prescriptive_ECM_existing | 37.5% | 0 | 0 | 0 | 0 | 0 | 0 | 0 | 0 | 0 | 0 | 0 | 0 | 0 | 0 | 0 | 0 | 0 | 0 | 0 | 0 | 0 | 0 | 0 | 0 | 0 | 0 | 0 | 0 | 0 | 0 | 0 | 0 | 0 | 0 | 0 | 0 | 0 | 0 | 0 | 0
College and University_Existing_Freezer-Cooler Replacement Gaskets_TRC | Ach | College and University | Refrigeration | Large cold storage | TRC | Existing | NE4703 | Freezer-Cooler Replacement Gaskets | Freezer-Cooler Replacement Gaskets | NonEquip | 4 | Display cases | 0% | Prescriptive_refrigeration control_existing | 3.131% | 0 | 0 | 0 | 0 | 0 | 0 | 0 | 0 | 0 | 0 | 0 | 0 | 0 | 0 | 0 | 0 | 0 | 0 | 0 | 0 | 0 | 0 | 0 | 0 | 0 | 0 | 0 | 0 | 0 | 0 | 0 | 0 | 0 | 0 | 0 | 0 | 0 | 0 | 0 | 0
College and University_New_Retro-Commissioning_TRC | Ach | College and University | Miscellaneous | Laboratory equipment | TRC | New | NN5444 | Retro-Commissioning | Retro-Commissioning | NonEquip | 5 |  | 0% | Custom_improvement | 16% | 0 | 0 | 0 | 0 | 0 | 0 | 0 | 0 | 0 | 0 | 0 | 0 | 0 | 0 | 0 | 0 | 0 | 0 | 0 | 0 | 0 | 0 | 0 | 0 | 0 | 0 | 0 | 0 | 0 | 0 | 0 | 0 | 0 | 0 | 0 | 0 | 0 | 0 | 0 | 0
College and University_New_VSD Controlled Compressor_TRC | Ach | College and University | Miscellaneous | Laboratory equipment | TRC | New | NN4534 | VSD Controlled Compressor | VSD Controlled Compressor | NonEquip | 15 | Others | 0% | Prescriptive_ECM | 20.79% | 0 | 0 | 0 | 0 | 0 | 0 | 0 | 0 | 0 | 0 | 0 | 0 | 0 | 0 | 0 | 0 | 0 | 0 | 0 | 0 | 0 | 0 | 0 | 0 | 0 | 0 | 0 | 0 | 0 | 0 | 0 | 0 | 0 | 0 | 0 | 0 | 0 | 0 | 0 | 0
College and University_New_Engine Block Timer_TRC | Ach | College and University | Miscellaneous | Laboratory equipment | TRC | New | NN4482 | Engine Block Timer | Engine Block Timer | NonEquip | 5 | Others | 0% | Prescriptive_ECM | 36% | 0 | 0 | 0 | 0 | 0 | 0 | 0 | 0 | 0 | 0 | 0 | 0 | 0 | 0 | 0 | 0 | 0 | 0 | 0 | 0 | 0 | 0 | 0 | 0 | 0 | 0 | 0 | 0 | 0 | 0 | 0 | 0 | 0 | 0 | 0 | 0 | 0 | 0 | 0 | 0
College and University_Existing_Retro-Commissioning_TRC | Ach | College and University | Miscellaneous | Laboratory equipment | TRC | Existing | NE5431 | Retro-Commissioning | Retro-Commissioning | NonEquip | 5 |  | 21.99% | Custom_improvement_existing | 16% | 104.1591 | 110.9084 | 111.5507 | 112.465 | 113.4091 | 114.2927 | 115.2198 | 116.0724 | 116.9067 | 117.6102 | 104.1591 | 215.0674 | 326.6181 | 439.0831 | 552.4922 | 666.7849 | 782.0047 | 898.0771 | 1014.9837 | 1132.594 | 0.043919 | 0.090683 | 0.13772 | 0.18514 | 0.23296 | 0.28115 | 0.32973 | 0.37868 | 0.42797 | 0.47756 | 0.00050457 | 0.0010418 | 0.0015822 | 0.002127 | 0.0026764 | 0.0032301 | 0.0037882 | 0.0043505 | 0.0049168 | 0.0054866
College and University_Existing_VSD Controlled Compressor_TRC | Ach | College and University | Miscellaneous | Laboratory equipment | TRC | Existing | NE4521 | VSD Controlled Compressor | VSD Controlled Compressor | NonEquip | 15 | Others | 0% | Prescriptive_ECM_existing | 20.79% | 0 | 0 | 0 | 0 | 0 | 0 | 0 | 0 | 0 | 0 | 0 | 0 | 0 | 0 | 0 | 0 | 0 | 0 | 0 | 0 | 0 | 0 | 0 | 0 | 0 | 0 | 0 | 0 | 0 | 0 | 0 | 0 | 0 | 0 | 0 | 0 | 0 | 0 | 0 | 0
College and University_Existing_Engine Block Timer_TRC | Ach | College and University | Miscellaneous | Laboratory equipment | TRC | Existing | NE4469 | Engine Block Timer | Engine Block Timer | NonEquip | 5 | Others | 0% | Prescriptive_ECM_existing | 36% | 0 | 0 | 0 | 0 | 0 | 0 | 0 | 0 | 0 | 0 | 0 | 0 | 0 | 0 | 0 | 0 | 0 | 0 | 0 | 0 | 0 | 0 | 0 | 0 | 0 | 0 | 0 | 0 | 0 | 0 | 0 | 0 | 0 | 0 | 0 | 0 | 0 | 0 | 0 | 0
College and University_New_Retro-Commissioning_TRC | Ach | College and University | Ventilation and Circulation | Individual room ventilation | TRC | New | NN5392 | Retro-Commissioning | Retro-Commissioning | NonEquip | 5 |  | 0% | Custom_improvement | 16% | 0 | 0 | 0 | 0 | 0 | 0 | 0 | 0 | 0 | 0 | 0 | 0 | 0 | 0 | 0 | 0 | 0 | 0 | 0 | 0 | 0 | 0 | 0 | 0 | 0 | 0 | 0 | 0 | 0 | 0 | 0 | 0 | 0 | 0 | 0 | 0 | 0 | 0 | 0 | 0
College and University_Existing_Retro-Commissioning_TRC | Ach | College and University | Ventilation and Circulation | Individual room ventilation | TRC | Existing | NE5379 | Retro-Commissioning | Retro-Commissioning | NonEquip | 5 |  | 21.99% | Custom_improvement_existing | 16% | 0.85402 | 0.85252 | 0.85746 | 0.86449 | 0.87175 | 0.87854 | 0.88567 | 0.89222 | 0.89863 | 0.90404 | 0.85402 | 1.7065 | 2.564 | 3.4285 | 4.3002 | 5.1788 | 6.0644 | 6.9567 | 7.8553 | 8.7593 | 0.0003601 | 0.00071957 | 0.0010811 | 0.0014456 | 0.0018132 | 0.0021836 | 0.0025571 | 0.0029333 | 0.0033122 | 0.0036934 | 4.1371e-06 | 8.2669e-06 | 1.2421e-05 | 1.6608e-05 | 2.0831e-05 | 2.5087e-05 | 2.9378e-05 | 3.37e-05 | 3.8053e-05 | 4.2432e-05
College and University_New_Retro-Commissioning_TRC | Ach | College and University | Space Heating | Individual room heating | TRC | New | NN5340 | Retro-Commissioning | Retro-Commissioning | NonEquip | 5 |  | 0% | Custom_improvement | 16% | 0 | 0 | 0 | 0 | 0 | 0 | 0 | 0 | 0 | 0 | 0 | 0 | 0 | 0 | 0 | 0 | 0 | 0 | 0 | 0 | 0 | 0 | 0 | 0 | 0 | 0 | 0 | 0 | 0 | 0 | 0 | 0 | 0 | 0 | 0 | 0 | 0 | 0 | 0 | 0
College and University_New_Facility Energy Management System_TRC | Ach | College and University | Space Heating | Individual room heating | TRC | New | NN3650 | Facility Energy Management System | Facility Energy Management System | NonEquip | 15 |  | 4.276% | Custom_improvement | 20% | 0 | 0 | 0 | 0 | 0 | 0 | 0 | 0 | 0 | 0 | 0 | 0 | 0 | 0 | 0 | 0 | 0 | 0 | 0 | 0 | 0 | 0 | 0 | 0 | 0 | 0 | 0 | 0 | 0 | 0 | 0 | 0 | 0 | 0 | 0 | 0 | 0 | 0 | 0 | 0
College and University_New_Duct Sealing Repair_TRC | Ach | College and University | Space Heating | Individual room heating | TRC | New | NN3546 | Duct Sealing Repair | Duct Sealing Repair | NonEquip | 15 |  | 0% | Prescriptive_all | 12% | 0 | 0 | 0 | 0 | 0 | 0 | 0 | 0 | 0 | 0 | 0 | 0 | 0 | 0 | 0 | 0 | 0 | 0 | 0 | 0 | 0 | 0 | 0 | 0 | 0 | 0 | 0 | 0 | 0 | 0 | 0 | 0 | 0 | 0 | 0 | 0 | 0 | 0 | 0 | 0
College and University_New_Ceiling Insulation(R2 to R38)_TRC | Ach | College and University | Space Heating | Individual room heating | TRC | New | NN3182 | Ceiling Insulation(R2 to R38) | Ceiling Insulation(R2 to R38) | NonEquip | 20 |  | 0% | Prescriptive_all | 5.985% | 0 | 0 | 0 | 0 | 0 | 0 | 0 | 0 | 0 | 0 | 0 | 0 | 0 | 0 | 0 | 0 | 0 | 0 | 0 | 0 | 0 | 0 | 0 | 0 | 0 | 0 | 0 | 0 | 0 | 0 | 0 | 0 | 0 | 0 | 0 | 0 | 0 | 0 | 0 | 0
College and University_Existing_Retro-Commissioning_TRC | Ach | College and University | Space Heating | Individual room heating | TRC | Existing | NE5327 | Retro-Commissioning | Retro-Commissioning | NonEquip | 5 |  | 21.99% | Custom_improvement_existing | 16% | 0 | 0 | 0 | 0 | 0 | 0 | 0 | 0 | 0 | 0 | 0 | 0 | 0 | 0 | 0 | 0 | 0 | 0 | 0 | 0 | 0 | 0 | 0 | 0 | 0 | 0 | 0 | 0 | 0 | 0 | 0 | 0 | 0 | 0 | 0 | 0 | 0 | 0 | 0 | 0
College and University_Existing_Wall Insulation_TRC | Ach | College and University | Space Heating | Individual room heating | TRC | Existing | NE4235 | Wall Insulation | Wall Insulation | NonEquip | 20 |  | 0% | Prescriptive_all_existing | 1.04% | 0 | 0 | 0 | 0 | 0 | 0 | 0 | 0 | 0 | 0 | 0 | 0 | 0 | 0 | 0 | 0 | 0 | 0 | 0 | 0 | 0 | 0 | 0 | 0 | 0 | 0 | 0 | 0 | 0 | 0 | 0 | 0 | 0 | 0 | 0 | 0 | 0 | 0 | 0 | 0
College and University_Existing_Facility Energy Management System_TRC | Ach | College and University | Space Heating | Individual room heating | TRC | Existing | NE3637 | Facility Energy Management System | Facility Energy Management System | NonEquip | 15 |  | 0.7167% | Custom_improvement_existing | 20% | 0 | 0 | 0 | 0 | 0 | 0 | 0 | 0 | 0 | 0 | 0 | 0 | 0 | 0 | 0 | 0 | 0 | 0 | 0 | 0 | 0 | 0 | 0 | 0 | 0 | 0 | 0 | 0 | 0 | 0 | 0 | 0 | 0 | 0 | 0 | 0 | 0 | 0 | 0 | 0
College and University_Existing_Duct Sealing Repair_TRC | Ach | College and University | Space Heating | Individual room heating | TRC | Existing | NE3533 | Duct Sealing Repair | Duct Sealing Repair | NonEquip | 15 |  | 0% | Prescriptive_all_existing | 12% | 0 | 0 | 0 | 0 | 0 | 0 | 0 | 0 | 0 | 0 | 0 | 0 | 0 | 0 | 0 | 0 | 0 | 0 | 0 | 0 | 0 | 0 | 0 | 0 | 0 | 0 | 0 | 0 | 0 | 0 | 0 | 0 | 0 | 0 | 0 | 0 | 0 | 0 | 0 | 0
College and University_Existing_Ceiling Insulation(R2 to R38)_TRC | Ach | College and University | Space Heating | Individual room heating | TRC | Existing | NE3169 | Ceiling Insulation(R2 to R38) | Ceiling Insulation(R2 to R38) | NonEquip | 20 |  | 0% | Prescriptive_all_existing | 6.605% | 0 | 0 | 0 | 0 | 0 | 0 | 0 | 0 | 0 | 0 | 0 | 0 | 0 | 0 | 0 | 0 | 0 | 0 | 0 | 0 | 0 | 0 | 0 | 0 | 0 | 0 | 0 | 0 | 0 | 0 | 0 | 0 | 0 | 0 | 0 | 0 | 0 | 0 | 0 | 0
College and University_New_Retro-Commissioning_TRC | Ach | College and University | Space Cooling | Individual room air conditioners | TRC | New | NN5366 | Retro-Commissioning | Retro-Commissioning | NonEquip | 5 |  | 0% | Custom_improvement | 16% | 0 | 0 | 0 | 0 | 0 | 0 | 0 | 0 | 0 | 0 | 0 | 0 | 0 | 0 | 0 | 0 | 0 | 0 | 0 | 0 | 0 | 0 | 0 | 0 | 0 | 0 | 0 | 0 | 0 | 0 | 0 | 0 | 0 | 0 | 0 | 0 | 0 | 0 | 0 | 0
College and University_New_HVAC tune-up_RTU_TRC | Ach | College and University | Space Cooling | Individual room air conditioners | TRC | New | NN3910 | HVAC tune-up_RTU | HVAC tune-up_RTU | NonEquip | 5 | Packaged air conditioning units (RTUs) | 0% | Prescriptive_package HP | 5% | 0 | 0 | 0 | 0 | 0 | 0 | 0 | 0 | 0 | 0 | 0 | 0 | 0 | 0 | 0 | 0 | 0 | 0 | 0 | 0 | 0 | 0 | 0 | 0 | 0 | 0 | 0 | 0 | 0 | 0 | 0 | 0 | 0 | 0 | 0 | 0 | 0 | 0 | 0 | 0
College and University_New_HVAC tune-up_TRC | Ach | College and University | Space Cooling | Individual room air conditioners | TRC | New | NN3884 | HVAC tune-up | HVAC tune-up | NonEquip | 5 | Residential-type central air conditioners | 0% | Prescriptive_all | 5% | 0 | 0 | 0 | 0 | 0 | 0 | 0 | 0 | 0 | 0 | 0 | 0 | 0 | 0 | 0 | 0 | 0 | 0 | 0 | 0 | 0 | 0 | 0 | 0 | 0 | 0 | 0 | 0 | 0 | 0 | 0 | 0 | 0 | 0 | 0 | 0 | 0 | 0 | 0 | 0
College and University_New_Facility Energy Management System_TRC | Ach | College and University | Space Cooling | Individual room air conditioners | TRC | New | NN3676 | Facility Energy Management System | Facility Energy Management System | NonEquip | 15 |  | 4.276% | Custom_improvement | 20% | 0.45303 | 0.6171 | 0.8914 | 1.2326 | 1.592 | 1.7231 | 1.6903 | 1.46 | 1.0066 | 0.59757 | 0.45303 | 1.0701 | 1.9615 | 3.1941 | 4.7861 | 6.5093 | 8.1996 | 9.6596 | 10.6661 | 11.2637 | 6.7068e-05 | 0.00015843 | 0.00029039 | 0.00047287 | 0.00070855 | 0.00096365 | 0.0012139 | 0.00143 | 0.001579 | 0.0016675 | 0 | 0 | 0 | 0 | 0 | 0 | 0 | 0 | 0 | 0
College and University_New_Duct Sealing Repair_TRC | Ach | College and University | Space Cooling | Individual room air conditioners | TRC | New | NN3520 | Duct Sealing Repair | Duct Sealing Repair | NonEquip | 15 |  | 0% | Prescriptive_all | 12% | 0 | 0 | 0 | 0 | 0 | 0 | 0 | 0 | 0 | 0 | 0 | 0 | 0 | 0 | 0 | 0 | 0 | 0 | 0 | 0 | 0 | 0 | 0 | 0 | 0 | 0 | 0 | 0 | 0 | 0 | 0 | 0 | 0 | 0 | 0 | 0 | 0 | 0 | 0 | 0
College and University_New_Chilled Water System - Variable Speed Drives_TRC | Ach | College and University | Space Cooling | Individual room air conditioners | TRC | New | NN3312 | Chilled Water System - Variable Speed Drives | Chilled Water System - Variable Speed Drives | NonEquip | 13 | Central chillers inside | 0% | Prescriptive_all | 24.74% | 0 | 0 | 0 | 0 | 0 | 0 | 0 | 0 | 0 | 0 | 0 | 0 | 0 | 0 | 0 | 0 | 0 | 0 | 0 | 0 | 0 | 0 | 0 | 0 | 0 | 0 | 0 | 0 | 0 | 0 | 0 | 0 | 0 | 0 | 0 | 0 | 0 | 0 | 0 | 0
College and University_New_Ceiling Insulation(R2 to R38)_TRC | Ach | College and University | Space Cooling | Individual room air conditioners | TRC | New | NN3208 | Ceiling Insulation(R2 to R38) | Ceiling Insulation(R2 to R38) | NonEquip | 20 |  | 0% | Prescriptive_all | 17.08% | 0 | 0 | 0 | 0 | 0 | 0 | 0 | 0 | 0 | 0 | 0 | 0 | 0 | 0 | 0 | 0 | 0 | 0 | 0 | 0 | 0 | 0 | 0 | 0 | 0 | 0 | 0 | 0 | 0 | 0 | 0 | 0 | 0 | 0 | 0 | 0 | 0 | 0 | 0 | 0
College and University_Existing_Retro-Commissioning_TRC | Ach | College and University | Space Cooling | Individual room air conditioners | TRC | Existing | NE5353 | Retro-Commissioning | Retro-Commissioning | NonEquip | 5 |  | 21.99% | Custom_improvement_existing | 16% | 17.5153 | 25.9891 | 36.9689 | 50.3548 | 64.084 | 74.1101 | 75.4442 | 65.5307 | 47.7646 | 29.4691 | 17.5153 | 43.5045 | 80.4734 | 130.8282 | 194.9122 | 269.0223 | 344.4665 | 409.9972 | 457.7618 | 487.2309 | 0.0073854 | 0.018344 | 0.033932 | 0.055164 | 0.082185 | 0.11343 | 0.14524 | 0.17288 | 0.19302 | 0.20544 | 0 | 0 | 0 | 0 | 0 | 0 | 0 | 0 | 0 | 0
College and University_Existing_Wall Insulation_TRC | Ach | College and University | Space Cooling | Individual room air conditioners | TRC | Existing | NE4209 | Wall Insulation | Wall Insulation | NonEquip | 20 |  | 0% | Prescriptive_all_existing | 18.43% | 0 | 0 | 0 | 0 | 0 | 0 | 0 | 0 | 0 | 0 | 0 | 0 | 0 | 0 | 0 | 0 | 0 | 0 | 0 | 0 | 0 | 0 | 0 | 0 | 0 | 0 | 0 | 0 | 0 | 0 | 0 | 0 | 0 | 0 | 0 | 0 | 0 | 0 | 0 | 0
College and University_Existing_HVAC tune-up_RTU_TRC | Ach | College and University | Space Cooling | Individual room air conditioners | TRC | Existing | NE3897 | HVAC tune-up_RTU | HVAC tune-up_RTU | NonEquip | 5 | Packaged air conditioning units (RTUs) | 0% | Prescriptive_package HP_existing | 5% | 0 | 0 | 0 | 0 | 0 | 0 | 0 | 0 | 0 | 0 | 0 | 0 | 0 | 0 | 0 | 0 | 0 | 0 | 0 | 0 | 0 | 0 | 0 | 0 | 0 | 0 | 0 | 0 | 0 | 0 | 0 | 0 | 0 | 0 | 0 | 0 | 0 | 0 | 0 | 0
College and University_Existing_HVAC tune-up_TRC | Ach | College and University | Space Cooling | Individual room air conditioners | TRC | Existing | NE3871 | HVAC tune-up | HVAC tune-up | NonEquip | 5 | Residential-type central air conditioners | 0% | Prescriptive_all_existing | 5% | 0 | 0 | 0 | 0 | 0 | 0 | 0 | 0 | 0 | 0 | 0 | 0 | 0 | 0 | 0 | 0 | 0 | 0 | 0 | 0 | 0 | 0 | 0 | 0 | 0 | 0 | 0 | 0 | 0 | 0 | 0 | 0 | 0 | 0 | 0 | 0 | 0 | 0 | 0 | 0
College and University_Existing_Facility Energy Management System_TRC | Ach | College and University | Space Cooling | Individual room air conditioners | TRC | Existing | NE3663 | Facility Energy Management System | Facility Energy Management System | NonEquip | 15 |  | 0.7167% | Custom_improvement_existing | 20% | 0.93333 | 1.3847 | 1.9692 | 2.6816 | 3.4119 | 3.945 | 4.016 | 3.4889 | 2.5439 | 1.57 | 0.93333 | 2.318 | 4.2872 | 6.9688 | 10.3807 | 14.3257 | 18.3417 | 21.8306 | 24.3745 | 25.9445 | 0.00013817 | 0.00034316 | 0.00063469 | 0.0010317 | 0.0015368 | 0.0021208 | 0.0027154 | 0.0032319 | 0.0036085 | 0.0038409 | 0 | 0 | 0 | 0 | 0 | 0 | 0 | 0 | 0 | 0
College and University_Existing_Duct Sealing Repair_TRC | Ach | College and University | Space Cooling | Individual room air conditioners | TRC | Existing | NE3507 | Duct Sealing Repair | Duct Sealing Repair | NonEquip | 15 |  | 0% | Prescriptive_all_existing | 12% | 0 | 0 | 0 | 0 | 0 | 0 | 0 | 0 | 0 | 0 | 0 | 0 | 0 | 0 | 0 | 0 | 0 | 0 | 0 | 0 | 0 | 0 | 0 | 0 | 0 | 0 | 0 | 0 | 0 | 0 | 0 | 0 | 0 | 0 | 0 | 0 | 0 | 0 | 0 | 0
College and University_Existing_Chilled Water System - Variable Speed Drives_TRC | Ach | College and University | Space Cooling | Individual room air conditioners | TRC | Existing | NE3299 | Chilled Water System - Variable Speed Drives | Chilled Water System - Variable Speed Drives | NonEquip | 13 | Central chillers inside | 0% | Prescriptive_all_existing | 24.74% | 0 | 0 | 0 | 0 | 0 | 0 | 0 | 0 | 0 | 0 | 0 | 0 | 0 | 0 | 0 | 0 | 0 | 0 | 0 | 0 | 0 | 0 | 0 | 0 | 0 | 0 | 0 | 0 | 0 | 0 | 0 | 0 | 0 | 0 | 0 | 0 | 0 | 0 | 0 | 0
College and University_Existing_Ceiling Insulation(R2 to R38)_TRC | Ach | College and University | Space Cooling | Individual room air conditioners | TRC | Existing | NE3195 | Ceiling Insulation(R2 to R38) | Ceiling Insulation(R2 to R38) | NonEquip | 20 |  | 0% | Prescriptive_all_existing | 17.08% | 0 | 0 | 0 | 0 | 0 | 0 | 0 | 0 | 0 | 0 | 0 | 0 | 0 | 0 | 0 | 0 | 0 | 0 | 0 | 0 | 0 | 0 | 0 | 0 | 0 | 0 | 0 | 0 | 0 | 0 | 0 | 0 | 0 | 0 | 0 | 0 | 0 | 0 | 0 | 0
College and University_New_Retro-Commissioning_TRC | Ach | College and University | Interior Lighting | High bay | TRC | New | NN5262 | Retro-Commissioning | Retro-Commissioning | NonEquip | 5 |  | 0% | Custom_improvement | 16% | 0 | 0 | 0 | 0 | 0 | 0 | 0 | 0 | 0 | 0 | 0 | 0 | 0 | 0 | 0 | 0 | 0 | 0 | 0 | 0 | 0 | 0 | 0 | 0 | 0 | 0 | 0 | 0 | 0 | 0 | 0 | 0 | 0 | 0 | 0 | 0 | 0 | 0 | 0 | 0
College and University_New_Interior Lighting Controls_TRC | Ach | College and University | Interior Lighting | High bay | TRC | New | NN4430 | Interior Lighting Controls | Interior Lighting Controls | NonEquip | 8 | Overhead (fluorescent/LED/CFL U-shape) | 0% | Prescriptive_lighting control | 28% | 0 | 0 | 0 | 0 | 0 | 0 | 0 | 0 | 0 | 0 | 0 | 0 | 0 | 0 | 0 | 0 | 0 | 0 | 0 | 0 | 0 | 0 | 0 | 0 | 0 | 0 | 0 | 0 | 0 | 0 | 0 | 0 | 0 | 0 | 0 | 0 | 0 | 0 | 0 | 0
College and University_New_Facility Energy Management System_TRC | Ach | College and University | Interior Lighting | High bay | TRC | New | NN3702 | Facility Energy Management System | Facility Energy Management System | NonEquip | 15 |  | 4.276% | Custom_improvement | 24% | 144.8272 | 197.1619 | 284.6382 | 393.3586 | 507.7672 | 549.2713 | 538.5078 | 464.8572 | 320.3098 | 190.0454 | 144.8272 | 341.9891 | 626.6273 | 1019.9859 | 1527.7531 | 2077.0243 | 2615.5321 | 3080.3893 | 3400.6991 | 3590.7445 | 0.021441 | 0.050629 | 0.092767 | 0.151 | 0.22617 | 0.30749 | 0.38721 | 0.45603 | 0.50345 | 0.53158 | 0.018521 | 0.043735 | 0.080135 | 0.13044 | 0.19537 | 0.26562 | 0.33448 | 0.39393 | 0.43489 | 0.4592
College and University_Existing_Retro-Commissioning_TRC | Ach | College and University | Interior Lighting | High bay | TRC | Existing | NE5249 | Retro-Commissioning | Retro-Commissioning | NonEquip | 5 |  | 21.99% | Custom_improvement_existing | 16% | 4718.7588 | 4742.6381 | 4770.1041 | 4809.2027 | 4849.5722 | 4887.3574 | 4927.0041 | 4963.4589 | 4999.1359 | 5029.2212 | 4718.7588 | 9461.3969 | 14231.501 | 19040.7037 | 23890.2759 | 28777.6333 | 33704.6374 | 38668.0963 | 43667.2322 | 48696.4534 | 1.9897 | 3.9894 | 6.0007 | 8.0285 | 10.0734 | 12.1341 | 14.2116 | 16.3044 | 18.4123 | 20.5329 | 0.022859 | 0.045833 | 0.068941 | 0.092238 | 0.11573 | 0.13941 | 0.16327 | 0.18732 | 0.21153 | 0.2359
College and University_Existing_Interior Lighting Controls_TRC | Ach | College and University | Interior Lighting | High bay | TRC | Existing | NE4417 | Interior Lighting Controls | Interior Lighting Controls | NonEquip | 8 | Overhead (fluorescent/LED/CFL U-shape) | 0% | Prescriptive_lighting control_existing | 28% | 0 | 0 | 0 | 0 | 0 | 0 | 0 | 0 | 0 | 0 | 0 | 0 | 0 | 0 | 0 | 0 | 0 | 0 | 0 | 0 | 0 | 0 | 0 | 0 | 0 | 0 | 0 | 0 | 0 | 0 | 0 | 0 | 0 | 0 | 0 | 0 | 0 | 0 | 0 | 0
College and University_Existing_Facility Energy Management System_TRC | Ach | College and University | Interior Lighting | High bay | TRC | Existing | NE3689 | Facility Energy Management System | Facility Energy Management System | NonEquip | 15 |  | 0.7167% | Custom_improvement_existing | 24% | 301.7349 | 442.718 | 629.7559 | 857.7803 | 1091.6541 | 1262.4462 | 1285.1711 | 1116.2975 | 813.658 | 501.9977 | 301.7349 | 744.4529 | 1374.2088 | 2231.9891 | 3323.6432 | 4586.0894 | 5871.2605 | 6987.558 | 7801.216 | 8303.2137 | 0.04467 | 0.11021 | 0.20344 | 0.33043 | 0.49204 | 0.67894 | 0.8692 | 1.0345 | 1.1549 | 1.2292 | 0.038587 | 0.095203 | 0.17574 | 0.28543 | 0.42504 | 0.58648 | 0.75083 | 0.89359 | 0.99764 | 1.0618
College and University_New_Retro-Commissioning_TRC | Ach | College and University | Space Heating | Forced air furnace | TRC | New | NN5340 | Retro-Commissioning | Retro-Commissioning | NonEquip | 5 |  | 0% | Custom_improvement | 16% | 0 | 0 | 0 | 0 | 0 | 0 | 0 | 0 | 0 | 0 | 0 | 0 | 0 | 0 | 0 | 0 | 0 | 0 | 0 | 0 | 0 | 0 | 0 | 0 | 0 | 0 | 0 | 0 | 0 | 0 | 0 | 0 | 0 | 0 | 0 | 0 | 0 | 0 | 0 | 0
College and University_New_Facility Energy Management System_TRC | Ach | College and University | Space Heating | Forced air furnace | TRC | New | NN3650 | Facility Energy Management System | Facility Energy Management System | NonEquip | 15 |  | 4.276% | Custom_improvement | 20% | 0 | 0 | 0 | 0 | 0 | 0 | 0 | 0 | 0 | 0 | 0 | 0 | 0 | 0 | 0 | 0 | 0 | 0 | 0 | 0 | 0 | 0 | 0 | 0 | 0 | 0 | 0 | 0 | 0 | 0 | 0 | 0 | 0 | 0 | 0 | 0 | 0 | 0 | 0 | 0
College and University_New_Duct Sealing Repair_TRC | Ach | College and University | Space Heating | Forced air furnace | TRC | New | NN3546 | Duct Sealing Repair | Duct Sealing Repair | NonEquip | 15 |  | 0% | Prescriptive_all | 12% | 0 | 0 | 0 | 0 | 0 | 0 | 0 | 0 | 0 | 0 | 0 | 0 | 0 | 0 | 0 | 0 | 0 | 0 | 0 | 0 | 0 | 0 | 0 | 0 | 0 | 0 | 0 | 0 | 0 | 0 | 0 | 0 | 0 | 0 | 0 | 0 | 0 | 0 | 0 | 0
College and University_New_Ceiling Insulation(R2 to R38)_TRC | Ach | College and University | Space Heating | Forced air furnace | TRC | New | NN3182 | Ceiling Insulation(R2 to R38) | Ceiling Insulation(R2 to R38) | NonEquip | 20 |  | 0% | Prescriptive_all | 5.985% | 0 | 0 | 0 | 0 | 0 | 0 | 0 | 0 | 0 | 0 | 0 | 0 | 0 | 0 | 0 | 0 | 0 | 0 | 0 | 0 | 0 | 0 | 0 | 0 | 0 | 0 | 0 | 0 | 0 | 0 | 0 | 0 | 0 | 0 | 0 | 0 | 0 | 0 | 0 | 0
College and University_Existing_Retro-Commissioning_TRC | Ach | College and University | Space Heating | Forced air furnace | TRC | Existing | NE5327 | Retro-Commissioning | Retro-Commissioning | NonEquip | 5 |  | 21.99% | Custom_improvement_existing | 16% | 0 | 0 | 0 | 0 | 0 | 0 | 0 | 0 | 0 | 0 | 0 | 0 | 0 | 0 | 0 | 0 | 0 | 0 | 0 | 0 | 0 | 0 | 0 | 0 | 0 | 0 | 0 | 0 | 0 | 0 | 0 | 0 | 0 | 0 | 0 | 0 | 0 | 0 | 0 | 0
College and University_Existing_Wall Insulation_TRC | Ach | College and University | Space Heating | Forced air furnace | TRC | Existing | NE4235 | Wall Insulation | Wall Insulation | NonEquip | 20 |  | 0% | Prescriptive_all_existing | 1.04% | 0 | 0 | 0 | 0 | 0 | 0 | 0 | 0 | 0 | 0 | 0 | 0 | 0 | 0 | 0 | 0 | 0 | 0 | 0 | 0 | 0 | 0 | 0 | 0 | 0 | 0 | 0 | 0 | 0 | 0 | 0 | 0 | 0 | 0 | 0 | 0 | 0 | 0 | 0 | 0
College and University_Existing_Facility Energy Management System_TRC | Ach | College and University | Space Heating | Forced air furnace | TRC | Existing | NE3637 | Facility Energy Management System | Facility Energy Management System | NonEquip | 15 |  | 0.7167% | Custom_improvement_existing | 20% | 0 | 0 | 0 | 0 | 0 | 0 | 0 | 0 | 0 | 0 | 0 | 0 | 0 | 0 | 0 | 0 | 0 | 0 | 0 | 0 | 0 | 0 | 0 | 0 | 0 | 0 | 0 | 0 | 0 | 0 | 0 | 0 | 0 | 0 | 0 | 0 | 0 | 0 | 0 | 0
College and University_Existing_Duct Sealing Repair_TRC | Ach | College and University | Space Heating | Forced air furnace | TRC | Existing | NE3533 | Duct Sealing Repair | Duct Sealing Repair | NonEquip | 15 |  | 0% | Prescriptive_all_existing | 12% | 0 | 0 | 0 | 0 | 0 | 0 | 0 | 0 | 0 | 0 | 0 | 0 | 0 | 0 | 0 | 0 | 0 | 0 | 0 | 0 | 0 | 0 | 0 | 0 | 0 | 0 | 0 | 0 | 0 | 0 | 0 | 0 | 0 | 0 | 0 | 0 | 0 | 0 | 0 | 0
College and University_Existing_Ceiling Insulation(R2 to R38)_TRC | Ach | College and University | Space Heating | Forced air furnace | TRC | Existing | NE3169 | Ceiling Insulation(R2 to R38) | Ceiling Insulation(R2 to R38) | NonEquip | 20 |  | 0% | Prescriptive_all_existing | 6.605% | 0 | 0 | 0 | 0 | 0 | 0 | 0 | 0 | 0 | 0 | 0 | 0 | 0 | 0 | 0 | 0 | 0 | 0 | 0 | 0 | 0 | 0 | 0 | 0 | 0 | 0 | 0 | 0 | 0 | 0 | 0 | 0 | 0 | 0 | 0 | 0 | 0 | 0 | 0 | 0
College and University_New_Retro-Commissioning_TRC | Ach | College and University | Exterior Lighting | Exterior parking/lot lighting | TRC | New | NN5288 | Retro-Commissioning | Retro-Commissioning | NonEquip | 5 |  | 0% | Custom_improvement | 16% | 0 | 0 | 0 | 0 | 0 | 0 | 0 | 0 | 0 | 0 | 0 | 0 | 0 | 0 | 0 | 0 | 0 | 0 | 0 | 0 | 0 | 0 | 0 | 0 | 0 | 0 | 0 | 0 | 0 | 0 | 0 | 0 | 0 | 0 | 0 | 0 | 0 | 0 | 0 | 0
College and University_New_Outdoor Lighting Controls_TRC | Ach | College and University | Exterior Lighting | Exterior parking/lot lighting | TRC | New | NN2974 | Outdoor Lighting Controls | Outdoor Lighting Controls | NonEquip | 8 | Exterior parking/lot lighting | 30.95% | Prescriptive_lighting control | 28% | 300.044 | 424.3715 | 629.6588 | 874.6112 | 1095.9128 | 1089.8787 | 912.8802 | 620.4431 | 316.7301 | 137.0044 | 300.044 | 724.4155 | 1354.0744 | 2228.6856 | 3324.5984 | 4414.4772 | 5327.3573 | 5947.8005 | 6264.5306 | 6401.535 | 0 | 0 | 0 | 0 | 0 | 0 | 0 | 0 | 0 | 0 | 0 | 0 | 0 | 0 | 0 | 0 | 0 | 0 | 0 | 0
College and University_New_Bi-Level Lighting Control (Exterior)_TRC | Ach | College and University | Exterior Lighting | Exterior parking/lot lighting | TRC | New | NN2948 | Bi-Level Lighting Control (Exterior) | Bi-Level Lighting Control (Exterior) | NonEquip | 9 | Exterior parking/lot lighting | 13.75% | Prescriptive_lighting control | 31% | 158.2811 | 222.5845 | 327.7266 | 451.19 | 561.0487 | 556.6902 | 469.1263 | 322.7321 | 166.6956 | 72.6426 | 158.2811 | 380.8656 | 708.5922 | 1159.7822 | 1720.831 | 2277.5212 | 2746.6475 | 3069.3796 | 3236.0752 | 3308.7178 | 0 | 0 | 0 | 0 | 0 | 0 | 0 | 0 | 0 | 0 | 0 | 0 | 0 | 0 | 0 | 0 | 0 | 0 | 0 | 0
College and University_Existing_Retro-Commissioning_TRC | Ach | College and University | Exterior Lighting | Exterior parking/lot lighting | TRC | Existing | NE5275 | Retro-Commissioning | Retro-Commissioning | NonEquip | 5 |  | 21.99% | Custom_improvement_existing | 16% | 1086.5379 | 1071.8742 | 1078.0817 | 1086.9183 | 1096.0422 | 1104.5819 | 1113.5424 | 1121.7815 | 1129.8447 | 1136.6443 | 1086.5379 | 2158.4121 | 3236.4938 | 4323.4121 | 5419.4543 | 6524.0362 | 7637.5786 | 8759.3601 | 9889.2048 | 11025.8491 | 0 | 0 | 0 | 0 | 0 | 0 | 0 | 0 | 0 | 0 | 0.0052634 | 0.010456 | 0.015678 | 0.020944 | 0.026253 | 0.031604 | 0.036998 | 0.042432 | 0.047906 | 0.053412
College and University_Existing_Outdoor Lighting Controls_TRC | Ach | College and University | Exterior Lighting | Exterior parking/lot lighting | TRC | Existing | NE2961 | Outdoor Lighting Controls | Outdoor Lighting Controls | NonEquip | 8 | Exterior parking/lot lighting | 30.95% | Prescriptive_lighting control_existing | 28% | 4749.7133 | 7102.3238 | 10376.9653 | 14197.9219 | 17528.9096 | 18625.1105 | 16188.7612 | 11064.4387 | 5971.2354 | 2684.2218 | 4749.7133 | 11852.037 | 22229.0023 | 36426.9242 | 53955.8338 | 72580.9443 | 88769.7054 | 99834.1442 | 105805.3795 | 108489.6013 | 0 | 0 | 0 | 0 | 0 | 0 | 0 | 0 | 0 | 0 | 0 | 0 | 0 | 0 | 0 | 0 | 0 | 0 | 0 | 0
College and University_Existing_Bi-Level Lighting Control (Exterior)_TRC | Ach | College and University | Exterior Lighting | Exterior parking/lot lighting | TRC | Existing | NE2935 | Bi-Level Lighting Control (Exterior) | Bi-Level Lighting Control (Exterior) | NonEquip | 9 | Exterior parking/lot lighting | 13.75% | Prescriptive_lighting control_existing | 31% | 2529.9546 | 3780.399 | 5518.1977 | 7541.9043 | 9302.7098 | 9881.7594 | 8595.4308 | 5883.3369 | 3179.6893 | 1430.6661 | 2529.9546 | 6310.3537 | 11828.5513 | 19370.4556 | 28673.1654 | 38554.9248 | 47150.3556 | 53033.6925 | 56213.3819 | 57644.0479 | 0 | 0 | 0 | 0 | 0 | 0 | 0 | 0 | 0 | 0 | 0 | 0 | 0 | 0 | 0 | 0 | 0 | 0 | 0 | 0
College and University_Turnover_High Efficiency HID Lighting_TRC | Ach | College and University | Exterior Lighting | Exterior parking/lot lighting | TRC | Turnover | ET510 | High Efficiency HID Lighting | High Efficiency HID Lighting | Equip | 13 | Exterior parking/lot lighting | 7.084% | Prescriptive_lighting | 34.18% | 3641.5603 | 3791.2595 | 3584.3065 | 2706.6609 | 1600.9745 | 768.6571 | 322.4036 | 126.1505 | 47.9832 | 17.7242 | 3641.5603 | 7432.8198 | 11017.1263 | 13723.7871 | 15324.7616 | 16093.4188 | 16415.8223 | 16541.9728 | 16589.956 | 16607.6802 | 0 | 0 | 0 | 0 | 0 | 0 | 0 | 0 | 0 | 0 | 0 | 0 | 0 | 0 | 0 | 0 | 0 | 0 | 0 | 0
College and University_New_High Efficiency HID Lighting_TRC | Ach | College and University | Exterior Lighting | Exterior parking/lot lighting | TRC | New | EN536 | High Efficiency HID Lighting | High Efficiency HID Lighting | Equip | 13 | Exterior parking/lot lighting | 7.084% | Prescriptive_lighting | 34.18% | 480.69 | 501.6761 | 477.1844 | 361.7907 | 215.1977 | 96.5225 | 39.4351 | 15.6535 | 5.7404 | 2.0667 | 480.69 | 982.3661 | 1459.5505 | 1821.3412 | 2036.5389 | 2133.0614 | 2172.4965 | 2188.15 | 2193.8904 | 2195.957 | 0 | 0 | 0 | 0 | 0 | 0 | 0 | 0 | 0 | 0 | 0 | 0 | 0 | 0 | 0 | 0 | 0 | 0 | 0 | 0
College and University_New_Retro-Commissioning_TRC | Ach | College and University | Exterior Lighting | Exterior marquis | TRC | New | NN5288 | Retro-Commissioning | Retro-Commissioning | NonEquip | 5 |  | 0% | Custom_improvement | 16% | 0 | 0 | 0 | 0 | 0 | 0 | 0 | 0 | 0 | 0 | 0 | 0 | 0 | 0 | 0 | 0 | 0 | 0 | 0 | 0 | 0 | 0 | 0 | 0 | 0 | 0 | 0 | 0 | 0 | 0 | 0 | 0 | 0 | 0 | 0 | 0 | 0 | 0 | 0 | 0
College and University_New_Outdoor Lighting Controls_TRC | Ach | College and University | Exterior Lighting | Exterior marquis | TRC | New | NN2974 | Outdoor Lighting Controls | Outdoor Lighting Controls | NonEquip | 8 | Exterior parking/lot lighting | 0% | Prescriptive_lighting control | 28% | 0 | 0 | 0 | 0 | 0 | 0 | 0 | 0 | 0 | 0 | 0 | 0 | 0 | 0 | 0 | 0 | 0 | 0 | 0 | 0 | 0 | 0 | 0 | 0 | 0 | 0 | 0 | 0 | 0 | 0 | 0 | 0 | 0 | 0 | 0 | 0 | 0 | 0 | 0 | 0
College and University_New_Bi-Level Lighting Control (Exterior)_TRC | Ach | College and University | Exterior Lighting | Exterior marquis | TRC | New | NN2948 | Bi-Level Lighting Control (Exterior) | Bi-Level Lighting Control (Exterior) | NonEquip | 9 | Exterior parking/lot lighting | 0% | Prescriptive_lighting control | 31% | 0 | 0 | 0 | 0 | 0 | 0 | 0 | 0 | 0 | 0 | 0 | 0 | 0 | 0 | 0 | 0 | 0 | 0 | 0 | 0 | 0 | 0 | 0 | 0 | 0 | 0 | 0 | 0 | 0 | 0 | 0 | 0 | 0 | 0 | 0 | 0 | 0 | 0 | 0 | 0
College and University_Existing_Retro-Commissioning_TRC | Ach | College and University | Exterior Lighting | Exterior marquis | TRC | Existing | NE5275 | Retro-Commissioning | Retro-Commissioning | NonEquip | 5 |  | 21.99% | Custom_improvement_existing | 16% | 6.1357 | 6.125 | 6.1605 | 6.211 | 6.2631 | 6.3119 | 6.3631 | 6.4102 | 6.4563 | 6.4951 | 6.1357 | 12.2607 | 18.4212 | 24.6322 | 30.8953 | 37.2072 | 43.5703 | 49.9804 | 56.4367 | 62.9318 | 0 | 0 | 0 | 0 | 0 | 0 | 0 | 0 | 0 | 0 | 2.9723e-05 | 5.9394e-05 | 8.9237e-05 | 0.00011932 | 0.00014966 | 0.00018024 | 0.00021106 | 0.00024212 | 0.00027339 | 0.00030486
College and University_Existing_Outdoor Lighting Controls_TRC | Ach | College and University | Exterior Lighting | Exterior marquis | TRC | Existing | NE2961 | Outdoor Lighting Controls | Outdoor Lighting Controls | NonEquip | 8 | Exterior parking/lot lighting | 0% | Prescriptive_lighting control_existing | 28% | 0 | 0 | 0 | 0 | 0 | 0 | 0 | 0 | 0 | 0 | 0 | 0 | 0 | 0 | 0 | 0 | 0 | 0 | 0 | 0 | 0 | 0 | 0 | 0 | 0 | 0 | 0 | 0 | 0 | 0 | 0 | 0 | 0 | 0 | 0 | 0 | 0 | 0 | 0 | 0
College and University_Existing_Bi-Level Lighting Control (Exterior)_TRC | Ach | College and University | Exterior Lighting | Exterior marquis | TRC | Existing | NE2935 | Bi-Level Lighting Control (Exterior) | Bi-Level Lighting Control (Exterior) | NonEquip | 9 | Exterior parking/lot lighting | 0% | Prescriptive_lighting control_existing | 31% | 0 | 0 | 0 | 0 | 0 | 0 | 0 | 0 | 0 | 0 | 0 | 0 | 0 | 0 | 0 | 0 | 0 | 0 | 0 | 0 | 0 | 0 | 0 | 0 | 0 | 0 | 0 | 0 | 0 | 0 | 0 | 0 | 0 | 0 | 0 | 0 | 0 | 0 | 0 | 0
College and University_Turnover_LED Exterior Lighting_TRC | Ach | College and University | Exterior Lighting | Exterior marquis | TRC | Turnover | ET627 | LED Exterior Lighting | LED Exterior Lighting | Equip | 13 | Exterior marquis | 4.624% | Prescriptive_lighting | 60.51% | 28.4991 | 29.6706 | 28.051 | 21.1825 | 12.5293 | 6.0156 | 2.5231 | 0.98726 | 0.37552 | 0.13871 | 28.4991 | 58.1697 | 86.2206 | 107.4031 | 119.9324 | 125.948 | 128.4711 | 129.4584 | 129.8339 | 129.9726 | 0 | 0 | 0 | 0 | 0 | 0 | 0 | 0 | 0 | 0 | 0 | 0 | 0 | 0 | 0 | 0 | 0 | 0 | 0 | 0
College and University_New_LED Exterior Lighting_TRC | Ach | College and University | Exterior Lighting | Exterior marquis | TRC | New | EN653 | LED Exterior Lighting | LED Exterior Lighting | Equip | 13 | Exterior marquis | 4.624% | Prescriptive_lighting | 60.51% | 3.187 | 3.3547 | 3.2276 | 2.4796 | 1.4917 | 0.67135 | 0.27183 | 0.10598 | 0.038191 | 0.013598 | 3.187 | 6.5417 | 9.7693 | 12.249 | 13.7407 | 14.412 | 14.6839 | 14.7898 | 14.828 | 14.8416 | 0 | 0 | 0 | 0 | 0 | 0 | 0 | 0 | 0 | 0 | 0 | 0 | 0 | 0 | 0 | 0 | 0 | 0 | 0 | 0
College and University_New_Retro-Commissioning_TRC | Ach | College and University | Miscellaneous | Elevators/Escalators | TRC | New | NN5444 | Retro-Commissioning | Retro-Commissioning | NonEquip | 5 |  | 0% | Custom_improvement | 16% | 0 | 0 | 0 | 0 | 0 | 0 | 0 | 0 | 0 | 0 | 0 | 0 | 0 | 0 | 0 | 0 | 0 | 0 | 0 | 0 | 0 | 0 | 0 | 0 | 0 | 0 | 0 | 0 | 0 | 0 | 0 | 0 | 0 | 0 | 0 | 0 | 0 | 0 | 0 | 0
College and University_New_VSD Controlled Compressor_TRC | Ach | College and University | Miscellaneous | Elevators/Escalators | TRC | New | NN4534 | VSD Controlled Compressor | VSD Controlled Compressor | NonEquip | 15 | Others | 0% | Prescriptive_ECM | 20.79% | 0 | 0 | 0 | 0 | 0 | 0 | 0 | 0 | 0 | 0 | 0 | 0 | 0 | 0 | 0 | 0 | 0 | 0 | 0 | 0 | 0 | 0 | 0 | 0 | 0 | 0 | 0 | 0 | 0 | 0 | 0 | 0 | 0 | 0 | 0 | 0 | 0 | 0 | 0 | 0
College and University_New_Engine Block Timer_TRC | Ach | College and University | Miscellaneous | Elevators/Escalators | TRC | New | NN4482 | Engine Block Timer | Engine Block Timer | NonEquip | 5 | Others | 0% | Prescriptive_ECM | 36% | 0 | 0 | 0 | 0 | 0 | 0 | 0 | 0 | 0 | 0 | 0 | 0 | 0 | 0 | 0 | 0 | 0 | 0 | 0 | 0 | 0 | 0 | 0 | 0 | 0 | 0 | 0 | 0 | 0 | 0 | 0 | 0 | 0 | 0 | 0 | 0 | 0 | 0 | 0 | 0
College and University_Existing_Retro-Commissioning_TRC | Ach | College and University | Miscellaneous | Elevators/Escalators | TRC | Existing | NE5431 | Retro-Commissioning | Retro-Commissioning | NonEquip | 5 |  | 21.99% | Custom_improvement_existing | 16% | 209.9676 | 223.5731 | 224.8679 | 226.7111 | 228.6141 | 230.3954 | 232.2643 | 233.9829 | 235.6647 | 237.083 | 209.9676 | 433.5407 | 658.4086 | 885.1197 | 1113.7338 | 1344.1292 | 1576.3935 | 1810.3763 | 2046.0411 | 2283.124 | 0.088533 | 0.1828 | 0.27762 | 0.37321 | 0.46961 | 0.56675 | 0.66469 | 0.76335 | 0.86272 | 0.96268 | 0.0010171 | 0.0021002 | 0.0031895 | 0.0042877 | 0.0053952 | 0.0065113 | 0.0076364 | 0.0087699 | 0.0099115 | 0.01106
College and University_Existing_VSD Controlled Compressor_TRC | Ach | College and University | Miscellaneous | Elevators/Escalators | TRC | Existing | NE4521 | VSD Controlled Compressor | VSD Controlled Compressor | NonEquip | 15 | Others | 0% | Prescriptive_ECM_existing | 20.79% | 0 | 0 | 0 | 0 | 0 | 0 | 0 | 0 | 0 | 0 | 0 | 0 | 0 | 0 | 0 | 0 | 0 | 0 | 0 | 0 | 0 | 0 | 0 | 0 | 0 | 0 | 0 | 0 | 0 | 0 | 0 | 0 | 0 | 0 | 0 | 0 | 0 | 0 | 0 | 0
College and University_Existing_Engine Block Timer_TRC | Ach | College and University | Miscellaneous | Elevators/Escalators | TRC | Existing | NE4469 | Engine Block Timer | Engine Block Timer | NonEquip | 5 | Others | 0% | Prescriptive_ECM_existing | 36% | 0 | 0 | 0 | 0 | 0 | 0 | 0 | 0 | 0 | 0 | 0 | 0 | 0 | 0 | 0 | 0 | 0 | 0 | 0 | 0 | 0 | 0 | 0 | 0 | 0 | 0 | 0 | 0 | 0 | 0 | 0 | 0 | 0 | 0 | 0 | 0 | 0 | 0 | 0 | 0
College and University_New_Network PC Power Management_TRC | Ach | College and University | Office Equipment | Document production | TRC | New | NN4560 | Network PC Power Management | Network PC Power Management | NonEquip | 5 | Computers | 0% | Prescriptive_all | 56.5% | 0 | 0 | 0 | 0 | 0 | 0 | 0 | 0 | 0 | 0 | 0 | 0 | 0 | 0 | 0 | 0 | 0 | 0 | 0 | 0 | 0 | 0 | 0 | 0 | 0 | 0 | 0 | 0 | 0 | 0 | 0 | 0 | 0 | 0 | 0 | 0 | 0 | 0 | 0 | 0
College and University_Existing_Network PC Power Management_TRC | Ach | College and University | Office Equipment | Document production | TRC | Existing | NE4547 | Network PC Power Management | Network PC Power Management | NonEquip | 5 | Computers | 0% | Prescriptive_all_existing | 56.5% | 0 | 0 | 0 | 0 | 0 | 0 | 0 | 0 | 0 | 0 | 0 | 0 | 0 | 0 | 0 | 0 | 0 | 0 | 0 | 0 | 0 | 0 | 0 | 0 | 0 | 0 | 0 | 0 | 0 | 0 | 0 | 0 | 0 | 0 | 0 | 0 | 0 | 0 | 0 | 0
College and University_New_Retro-Commissioning_TRC | Ach | College and University | Space Cooling | District chilled water piped | TRC | New | NN5366 | Retro-Commissioning | Retro-Commissioning | NonEquip | 5 |  | 0% | Custom_improvement | 16% | 0 | 0 | 0 | 0 | 0 | 0 | 0 | 0 | 0 | 0 | 0 | 0 | 0 | 0 | 0 | 0 | 0 | 0 | 0 | 0 | 0 | 0 | 0 | 0 | 0 | 0 | 0 | 0 | 0 | 0 | 0 | 0 | 0 | 0 | 0 | 0 | 0 | 0 | 0 | 0
College and University_New_HVAC tune-up_RTU_TRC | Ach | College and University | Space Cooling | District chilled water piped | TRC | New | NN3910 | HVAC tune-up_RTU | HVAC tune-up_RTU | NonEquip | 5 | Packaged air conditioning units (RTUs) | 0% | Prescriptive_package HP | 5% | 0 | 0 | 0 | 0 | 0 | 0 | 0 | 0 | 0 | 0 | 0 | 0 | 0 | 0 | 0 | 0 | 0 | 0 | 0 | 0 | 0 | 0 | 0 | 0 | 0 | 0 | 0 | 0 | 0 | 0 | 0 | 0 | 0 | 0 | 0 | 0 | 0 | 0 | 0 | 0
College and University_New_HVAC tune-up_TRC | Ach | College and University | Space Cooling | District chilled water piped | TRC | New | NN3884 | HVAC tune-up | HVAC tune-up | NonEquip | 5 | Residential-type central air conditioners | 0% | Prescriptive_all | 5% | 0 | 0 | 0 | 0 | 0 | 0 | 0 | 0 | 0 | 0 | 0 | 0 | 0 | 0 | 0 | 0 | 0 | 0 | 0 | 0 | 0 | 0 | 0 | 0 | 0 | 0 | 0 | 0 | 0 | 0 | 0 | 0 | 0 | 0 | 0 | 0 | 0 | 0 | 0 | 0
College and University_New_Facility Energy Management System_TRC | Ach | College and University | Space Cooling | District chilled water piped | TRC | New | NN3676 | Facility Energy Management System | Facility Energy Management System | NonEquip | 15 |  | 4.276% | Custom_improvement | 20% | 85.3491 | 115.8809 | 166.6426 | 229.1602 | 294.38 | 317.6519 | 312.1637 | 271.4277 | 188.6507 | 112.6595 | 85.3491 | 201.23 | 367.8727 | 597.0329 | 891.4129 | 1209.0648 | 1521.2286 | 1792.6563 | 1981.307 | 2093.9664 | 0.012635 | 0.029791 | 0.054461 | 0.088386 | 0.13197 | 0.17899 | 0.22521 | 0.26539 | 0.29332 | 0.31 | 0 | 0 | 0 | 0 | 0 | 0 | 0 | 0 | 0 | 0
College and University_New_Duct Sealing Repair_TRC | Ach | College and University | Space Cooling | District chilled water piped | TRC | New | NN3520 | Duct Sealing Repair | Duct Sealing Repair | NonEquip | 15 |  | 0% | Prescriptive_all | 12% | 0 | 0 | 0 | 0 | 0 | 0 | 0 | 0 | 0 | 0 | 0 | 0 | 0 | 0 | 0 | 0 | 0 | 0 | 0 | 0 | 0 | 0 | 0 | 0 | 0 | 0 | 0 | 0 | 0 | 0 | 0 | 0 | 0 | 0 | 0 | 0 | 0 | 0 | 0 | 0
College and University_New_Chilled Water System - Variable Speed Drives_TRC | Ach | College and University | Space Cooling | District chilled water piped | TRC | New | NN3312 | Chilled Water System - Variable Speed Drives | Chilled Water System - Variable Speed Drives | NonEquip | 13 | Central chillers inside | 0% | Prescriptive_all | 24.74% | 0 | 0 | 0 | 0 | 0 | 0 | 0 | 0 | 0 | 0 | 0 | 0 | 0 | 0 | 0 | 0 | 0 | 0 | 0 | 0 | 0 | 0 | 0 | 0 | 0 | 0 | 0 | 0 | 0 | 0 | 0 | 0 | 0 | 0 | 0 | 0 | 0 | 0 | 0 | 0
College and University_New_Ceiling Insulation(R2 to R38)_TRC | Ach | College and University | Space Cooling | District chilled water piped | TRC | New | NN3208 | Ceiling Insulation(R2 to R38) | Ceiling Insulation(R2 to R38) | NonEquip | 20 |  | 0% | Prescriptive_all | 17.08% | 0 | 0 | 0 | 0 | 0 | 0 | 0 | 0 | 0 | 0 | 0 | 0 | 0 | 0 | 0 | 0 | 0 | 0 | 0 | 0 | 0 | 0 | 0 | 0 | 0 | 0 | 0 | 0 | 0 | 0 | 0 | 0 | 0 | 0 | 0 | 0 | 0 | 0 | 0 | 0
College and University_Existing_Retro-Commissioning_TRC | Ach | College and University | Space Cooling | District chilled water piped | TRC | Existing | NE5353 | Retro-Commissioning | Retro-Commissioning | NonEquip | 5 |  | 21.99% | Custom_improvement_existing | 16% | 3440.5512 | 4925.941 | 7007.0341 | 9544.1676 | 12146.3854 | 14046.7193 | 14299.5692 | 12420.5825 | 9053.2373 | 5585.5214 | 3440.5512 | 8366.4923 | 15373.5264 | 24917.694 | 37064.0794 | 51110.7987 | 65410.3679 | 77830.9503 | 86884.1877 | 92469.7091 | 1.4507 | 3.5277 | 6.4823 | 10.5066 | 15.6281 | 21.5509 | 27.5804 | 32.8175 | 36.6348 | 38.99 | 0 | 0 | 0 | 0 | 0 | 0 | 0 | 0 | 0 | 0
College and University_Existing_Wall Insulation_TRC | Ach | College and University | Space Cooling | District chilled water piped | TRC | Existing | NE4209 | Wall Insulation | Wall Insulation | NonEquip | 20 |  | 0% | Prescriptive_all_existing | 18.43% | 0 | 0 | 0 | 0 | 0 | 0 | 0 | 0 | 0 | 0 | 0 | 0 | 0 | 0 | 0 | 0 | 0 | 0 | 0 | 0 | 0 | 0 | 0 | 0 | 0 | 0 | 0 | 0 | 0 | 0 | 0 | 0 | 0 | 0 | 0 | 0 | 0 | 0 | 0 | 0
College and University_Existing_HVAC tune-up_RTU_TRC | Ach | College and University | Space Cooling | District chilled water piped | TRC | Existing | NE3897 | HVAC tune-up_RTU | HVAC tune-up_RTU | NonEquip | 5 | Packaged air conditioning units (RTUs) | 0% | Prescriptive_package HP_existing | 5% | 0 | 0 | 0 | 0 | 0 | 0 | 0 | 0 | 0 | 0 | 0 | 0 | 0 | 0 | 0 | 0 | 0 | 0 | 0 | 0 | 0 | 0 | 0 | 0 | 0 | 0 | 0 | 0 | 0 | 0 | 0 | 0 | 0 | 0 | 0 | 0 | 0 | 0 | 0 | 0
College and University_Existing_HVAC tune-up_TRC | Ach | College and University | Space Cooling | District chilled water piped | TRC | Existing | NE3871 | HVAC tune-up | HVAC tune-up | NonEquip | 5 | Residential-type central air conditioners | 0% | Prescriptive_all_existing | 5% | 0 | 0 | 0 | 0 | 0 | 0 | 0 | 0 | 0 | 0 | 0 | 0 | 0 | 0 | 0 | 0 | 0 | 0 | 0 | 0 | 0 | 0 | 0 | 0 | 0 | 0 | 0 | 0 | 0 | 0 | 0 | 0 | 0 | 0 | 0 | 0 | 0 | 0 | 0 | 0
College and University_Existing_Facility Energy Management System_TRC | Ach | College and University | Space Cooling | District chilled water piped | TRC | Existing | NE3663 | Facility Energy Management System | Facility Energy Management System | NonEquip | 15 |  | 0.7167% | Custom_improvement_existing | 20% | 183.3347 | 262.445 | 373.2456 | 508.2674 | 646.6868 | 747.7315 | 761.1809 | 661.2861 | 482.163 | 297.5761 | 183.3347 | 445.7797 | 819.0253 | 1327.2926 | 1973.9794 | 2721.7109 | 3482.8918 | 4144.1779 | 4626.3409 | 4923.917 | 0.027141 | 0.065994 | 0.12125 | 0.1965 | 0.29223 | 0.40293 | 0.51562 | 0.61351 | 0.68489 | 0.72895 | 0 | 0 | 0 | 0 | 0 | 0 | 0 | 0 | 0 | 0
College and University_Existing_Duct Sealing Repair_TRC | Ach | College and University | Space Cooling | District chilled water piped | TRC | Existing | NE3507 | Duct Sealing Repair | Duct Sealing Repair | NonEquip | 15 |  | 0% | Prescriptive_all_existing | 12% | 0 | 0 | 0 | 0 | 0 | 0 | 0 | 0 | 0 | 0 | 0 | 0 | 0 | 0 | 0 | 0 | 0 | 0 | 0 | 0 | 0 | 0 | 0 | 0 | 0 | 0 | 0 | 0 | 0 | 0 | 0 | 0 | 0 | 0 | 0 | 0 | 0 | 0 | 0 | 0
College and University_Existing_Chilled Water System - Variable Speed Drives_TRC | Ach | College and University | Space Cooling | District chilled water piped | TRC | Existing | NE3299 | Chilled Water System - Variable Speed Drives | Chilled Water System - Variable Speed Drives | NonEquip | 13 | Central chillers inside | 0% | Prescriptive_all_existing | 24.74% | 0 | 0 | 0 | 0 | 0 | 0 | 0 | 0 | 0 | 0 | 0 | 0 | 0 | 0 | 0 | 0 | 0 | 0 | 0 | 0 | 0 | 0 | 0 | 0 | 0 | 0 | 0 | 0 | 0 | 0 | 0 | 0 | 0 | 0 | 0 | 0 | 0 | 0 | 0 | 0
College and University_Existing_Ceiling Insulation(R2 to R38)_TRC | Ach | College and University | Space Cooling | District chilled water piped | TRC | Existing | NE3195 | Ceiling Insulation(R2 to R38) | Ceiling Insulation(R2 to R38) | NonEquip | 20 |  | 0% | Prescriptive_all_existing | 17.08% | 0 | 0 | 0 | 0 | 0 | 0 | 0 | 0 | 0 | 0 | 0 | 0 | 0 | 0 | 0 | 0 | 0 | 0 | 0 | 0 | 0 | 0 | 0 | 0 | 0 | 0 | 0 | 0 | 0 | 0 | 0 | 0 | 0 | 0 | 0 | 0 | 0 | 0 | 0 | 0
College and University_Turnover_High Efficiency Chiller (Air Cooled, 50 tons)_TRC | Ach | College and University | Space Cooling | District chilled water piped | TRC | Turnover | ET939 | High Efficiency Chiller (Air Cooled, 50 tons) | High Efficiency Chiller (Air Cooled, 50 tons) | Equip | 20 | District chilled water piped | 28.37% | Prescriptive_all | 8.759% | 2771.1546 | 3924.2675 | 5828.7263 | 8194.7694 | 10549.599 | 11919.5569 | 11228.7497 | 8409.5373 | 4936.3698 | 2351.9794 | 2771.1546 | 6695.422 | 12524.1483 | 20718.9177 | 31268.5167 | 43188.0736 | 54416.8232 | 62826.3606 | 67762.7303 | 70114.7097 | 0.64264 | 1.5527 | 2.9044 | 4.8048 | 7.2513 | 10.0155 | 12.6195 | 14.5697 | 15.7144 | 16.2599 | 0.14823 | 0.35815 | 0.66994 | 1.1083 | 1.6726 | 2.3102 | 2.9109 | 3.3607 | 3.6248 | 3.7506
College and University_Turnover_High Efficiency Chiller (Water cooled-centrifugal, 200 tons)_TRC | Ach | College and University | Space Cooling | District chilled water piped | TRC | Turnover | ET1017 | High Efficiency Chiller (Water cooled-centrifugal, 200 tons) | High Efficiency Chiller (Water cooled-centrifugal, 200 tons) | Equip | 20 | District chilled water piped | 28.37% | Prescriptive_all | 4.362% | 1402.0769 | 1981.1993 | 2933.8815 | 4109.6611 | 5271.4272 | 5943.7806 | 5606.0087 | 4217.2713 | 2488.9149 | 1190.5695 | 1402.0769 | 3383.2763 | 6317.1577 | 10426.8188 | 15698.246 | 21642.0266 | 27248.0353 | 31465.3066 | 33954.2215 | 35144.791 | 0.44978 | 1.0853 | 2.0265 | 3.3449 | 5.0359 | 6.9426 | 8.741 | 10.0939 | 10.8923 | 11.2742 | 0.0044281 | 0.010685 | 0.019951 | 0.03293 | 0.049579 | 0.06835 | 0.086055 | 0.099374 | 0.10724 | 0.111
College and University_New_High Efficiency Chiller (Air Cooled, 50 tons)_TRC | Ach | College and University | Space Cooling | District chilled water piped | TRC | New | EN965 | High Efficiency Chiller (Air Cooled, 50 tons) | High Efficiency Chiller (Air Cooled, 50 tons) | Equip | 20 | District chilled water piped | 28.37% | Prescriptive_all | 8.759% | 413.1885 | 591.5932 | 894.2294 | 1279.054 | 1674.7133 | 1773.6693 | 1612.938 | 1203.6042 | 669.3815 | 307.4321 | 413.1885 | 1004.7817 | 1899.0111 | 3178.0652 | 4852.7784 | 6626.4478 | 8239.3858 | 9442.99 | 10112.3716 | 10419.8037 | 0.09582 | 0.23301 | 0.44039 | 0.73701 | 1.1254 | 1.5367 | 1.9107 | 2.1899 | 2.3451 | 2.4164 | 0.022102 | 0.053748 | 0.10158 | 0.17 | 0.25959 | 0.35446 | 0.44074 | 0.50513 | 0.54093 | 0.55738
College and University_New_High Efficiency Chiller (Water cooled-centrifugal, 200 tons)_TRC | Ach | College and University | Space Cooling | District chilled water piped | TRC | New | EN1043 | High Efficiency Chiller (Water cooled-centrifugal, 200 tons) | High Efficiency Chiller (Water cooled-centrifugal, 200 tons) | Equip | 20 | District chilled water piped | 28.37% | Prescriptive_all | 4.362% | 209.0544 | 298.6708 | 450.1092 | 641.4431 | 836.8213 | 884.4542 | 805.2673 | 603.5915 | 337.5018 | 155.6218 | 209.0544 | 507.7252 | 957.8344 | 1599.2775 | 2436.0988 | 3320.5529 | 4125.8202 | 4729.4117 | 5066.9135 | 5222.5354 | 0.067063 | 0.16288 | 0.30727 | 0.51304 | 0.78149 | 1.0652 | 1.3235 | 1.5172 | 1.6254 | 1.6754 | 0.00066024 | 0.0016035 | 0.0030251 | 0.0050509 | 0.0076937 | 0.010487 | 0.01303 | 0.014937 | 0.016002 | 0.016494
College and University_New_Retro-Commissioning_TRC | Ach | College and University | Refrigeration | Display cases | TRC | New | NN5314 | Retro-Commissioning | Retro-Commissioning | NonEquip | 5 |  | 0% | Custom_improvement | 16% | 0 | 0 | 0 | 0 | 0 | 0 | 0 | 0 | 0 | 0 | 0 | 0 | 0 | 0 | 0 | 0 | 0 | 0 | 0 | 0 | 0 | 0 | 0 | 0 | 0 | 0 | 0 | 0 | 0 | 0 | 0 | 0 | 0 | 0 | 0 | 0 | 0 | 0 | 0 | 0
College and University_New_Strip Curtains for Walk-ins_TRC | Ach | College and University | Refrigeration | Display cases | TRC | New | NN4898 | Strip Curtains for Walk-ins | Strip Curtains for Walk-ins | NonEquip | 4 | Walk-in cooler | 0% | Prescriptive_refrigeration control | 2.115% | 0 | 0 | 0 | 0 | 0 | 0 | 0 | 0 | 0 | 0 | 0 | 0 | 0 | 0 | 0 | 0 | 0 | 0 | 0 | 0 | 0 | 0 | 0 | 0 | 0 | 0 | 0 | 0 | 0 | 0 | 0 | 0 | 0 | 0 | 0 | 0 | 0 | 0 | 0 | 0
College and University_New_PSC to ECM Evaporator Fan Motor (Walk-In, Refrigerator)_TRC | Ach | College and University | Refrigeration | Display cases | TRC | New | NN4846 | PSC to ECM Evaporator Fan Motor (Walk-In, Refrigerator) | PSC to ECM Evaporator Fan Motor (Walk-In, Refrigerator) | NonEquip | 15 | Walk-in cooler | 0% | Prescriptive_ECM | 37.5% | 0 | 0 | 0 | 0 | 0 | 0 | 0 | 0 | 0 | 0 | 0 | 0 | 0 | 0 | 0 | 0 | 0 | 0 | 0 | 0 | 0 | 0 | 0 | 0 | 0 | 0 | 0 | 0 | 0 | 0 | 0 | 0 | 0 | 0 | 0 | 0 | 0 | 0 | 0 | 0
College and University_New_PSC to ECM Evaporator Fan Motor (Reach-In)_TRC | Ach | College and University | Refrigeration | Display cases | TRC | New | NN4820 | PSC to ECM Evaporator Fan Motor (Reach-In) | PSC to ECM Evaporator Fan Motor (Reach-In) | NonEquip | 15 | Display cases | 68.68% | Prescriptive_ECM | 37.5% | 4.4127 | 6.5817 | 10.5843 | 16.6549 | 25.2036 | 33.092 | 40.7824 | 45.2038 | 39.4719 | 27.7504 | 4.4127 | 10.9944 | 21.5788 | 38.2337 | 63.4373 | 96.5293 | 137.3118 | 182.5156 | 221.9875 | 249.7379 | 0.00057213 | 0.0014255 | 0.0027978 | 0.0049572 | 0.008225 | 0.012516 | 0.017803 | 0.023664 | 0.028782 | 0.03238 | 0.00047923 | 0.001194 | 0.0023435 | 0.0041523 | 0.0068894 | 0.010483 | 0.014912 | 0.019822 | 0.024108 | 0.027122
College and University_Existing_Retro-Commissioning_TRC | Ach | College and University | Refrigeration | Display cases | TRC | Existing | NE5301 | Retro-Commissioning | Retro-Commissioning | NonEquip | 5 |  | 21.99% | Custom_improvement_existing | 16% | 6.863 | 6.9408 | 6.981 | 7.0382 | 7.0973 | 7.1526 | 7.2106 | 7.2639 | 7.3161 | 7.3602 | 6.863 | 13.8038 | 20.7847 | 27.8229 | 34.9202 | 42.0727 | 49.2833 | 56.5472 | 63.8634 | 71.2235 | 0.0028938 | 0.0058204 | 0.0087639 | 0.011732 | 0.014724 | 0.01774 | 0.02078 | 0.023843 | 0.026928 | 0.030031 | 3.3246e-05 | 6.6869e-05 | 0.00010069 | 0.00013478 | 0.00016916 | 0.00020381 | 0.00023874 | 0.00027393 | 0.00030937 | 0.00034502
College and University_Existing_Strip Curtains for Walk-ins_TRC | Ach | College and University | Refrigeration | Display cases | TRC | Existing | NE4885 | Strip Curtains for Walk-ins | Strip Curtains for Walk-ins | NonEquip | 4 | Walk-in cooler | 0% | Prescriptive_refrigeration control_existing | 2.115% | 0 | 0 | 0 | 0 | 0 | 0 | 0 | 0 | 0 | 0 | 0 | 0 | 0 | 0 | 0 | 0 | 0 | 0 | 0 | 0 | 0 | 0 | 0 | 0 | 0 | 0 | 0 | 0 | 0 | 0 | 0 | 0 | 0 | 0 | 0 | 0 | 0 | 0 | 0 | 0
College and University_Existing_PSC to ECM Evaporator Fan Motor (Walk-In, Refrigerator)_TRC | Ach | College and University | Refrigeration | Display cases | TRC | Existing | NE4833 | PSC to ECM Evaporator Fan Motor (Walk-In, Refrigerator) | PSC to ECM Evaporator Fan Motor (Walk-In, Refrigerator) | NonEquip | 15 | Walk-in cooler | 0% | Prescriptive_ECM_existing | 37.5% | 0 | 0 | 0 | 0 | 0 | 0 | 0 | 0 | 0 | 0 | 0 | 0 | 0 | 0 | 0 | 0 | 0 | 0 | 0 | 0 | 0 | 0 | 0 | 0 | 0 | 0 | 0 | 0 | 0 | 0 | 0 | 0 | 0 | 0 | 0 | 0 | 0 | 0 | 0 | 0
College and University_Existing_PSC to ECM Evaporator Fan Motor (Reach-In)_TRC | Ach | College and University | Refrigeration | Display cases | TRC | Existing | NE4807 | PSC to ECM Evaporator Fan Motor (Reach-In) | PSC to ECM Evaporator Fan Motor (Reach-In) | NonEquip | 15 | Display cases | 17.17% | Prescriptive_ECM_existing | 37.5% | 13.6278 | 21.916 | 34.5252 | 53.2351 | 78.9634 | 110.1961 | 140.1954 | 155.4539 | 142.7582 | 103.7598 | 13.6278 | 35.5437 | 70.0689 | 123.304 | 202.2674 | 312.4635 | 452.6589 | 608.1129 | 750.8711 | 854.6309 | 0.0017669 | 0.0046084 | 0.0090848 | 0.015987 | 0.026225 | 0.040513 | 0.05869 | 0.078845 | 0.097354 | 0.11081 | 0.00148 | 0.0038601 | 0.0076097 | 0.013391 | 0.021967 | 0.033934 | 0.04916 | 0.066043 | 0.081546 | 0.092815
College and University_Existing_Freezer-Cooler Replacement Gaskets_TRC | Ach | College and University | Refrigeration | Display cases | TRC | Existing | NE4703 | Freezer-Cooler Replacement Gaskets | Freezer-Cooler Replacement Gaskets | NonEquip | 4 | Display cases | 63.61% | Prescriptive_refrigeration control_existing | 3.131% | 2.8385 | 4.5683 | 7.2226 | 11.1818 | 16.7081 | 23.585 | 30.5635 | 34.8379 | 33.2311 | 25.2704 | 2.8385 | 7.4067 | 14.6293 | 25.8111 | 42.5193 | 66.1042 | 96.6678 | 131.5057 | 164.7368 | 190.0072 | 0.00036802 | 0.00096032 | 0.0018968 | 0.0033465 | 0.0055128 | 0.0085708 | 0.012533 | 0.01705 | 0.021359 | 0.024635 | 0.00030827 | 0.00080439 | 0.0015888 | 0.0028032 | 0.0046177 | 0.0071791 | 0.010498 | 0.014282 | 0.017891 | 0.020635
College and University_Turnover_Refrigerated Display Case LED Lighting_TRC | Ach | College and University | Refrigeration | Display cases | TRC | Turnover | ET2610 | Refrigerated Display Case LED Lighting | Refrigerated Display Case LED Lighting | Equip | 8 | Display cases | 0% | Prescriptive_display case lighting | 6.613% | 0 | 0 | 0 | 0 | 0 | 0 | 0 | 0 | 0 | 0 | 0 | 0 | 0 | 0 | 0 | 0 | 0 | 0 | 0 | 0 | 0 | 0 | 0 | 0 | 0 | 0 | 0 | 0 | 0 | 0 | 0 | 0 | 0 | 0 | 0 | 0 | 0 | 0 | 0 | 0
College and University_Turnover_Efficient Exhaust Hood_TRC | Ach | College and University | Cooking | Cooking Other | TRC | Turnover | ET3 | Efficient Exhaust Hood | Efficient Exhaust Hood | Equip | 15 | Cooking Other | 10.93% | Prescriptive_cooking | 42.5% | 28.6683 | 43.1 | 69.7817 | 111.8486 | 175.5372 | 266.2212 | 382.5753 | 505.3698 | 589.5437 | 576.8148 | 28.6683 | 71.7683 | 141.55 | 253.3986 | 428.9358 | 695.157 | 1077.7323 | 1583.1021 | 2172.6458 | 2749.4606 | 0.0062675 | 0.01569 | 0.030946 | 0.055398 | 0.093774 | 0.15197 | 0.23561 | 0.3461 | 0.47498 | 0.60109 | 0.00246 | 0.0061583 | 0.012146 | 0.021744 | 0.036806 | 0.05965 | 0.092478 | 0.13584 | 0.18643 | 0.23592
College and University_Turnover_Energy Star Hot Food Holding Cabinet_TRC | Ach | College and University | Cooking | Cooking Other | TRC | Turnover | ET159 | Energy Star Hot Food Holding Cabinet | Energy Star Hot Food Holding Cabinet | Equip | 12 | Cooking Other | 26.95% | Prescriptive_cooking | 52.67% | 102.404 | 153.7901 | 248.5802 | 397.4055 | 621.3037 | 937.2223 | 1337.765 | 1754.8764 | 2038.066 | 1996.6978 | 102.404 | 256.1942 | 504.7744 | 902.1799 | 1523.4836 | 2460.7059 | 3798.4709 | 5553.3473 | 7591.4132 | 9588.111 | 0.018859 | 0.047181 | 0.09296 | 0.16615 | 0.28057 | 0.45317 | 0.69953 | 1.0227 | 1.3981 | 1.7658 | 0.0091253 | 0.02283 | 0.044981 | 0.080394 | 0.13576 | 0.21928 | 0.33848 | 0.49486 | 0.67648 | 0.8544
College and University_New_Efficient Exhaust Hood_TRC | Ach | College and University | Cooking | Cooking Other | TRC | New | EN29 | Efficient Exhaust Hood | Efficient Exhaust Hood | Equip | 15 | Cooking Other | 10.93% | Prescriptive_cooking | 42.5% | 2.5647 | 3.8985 | 6.4234 | 10.4745 | 16.7196 | 23.7688 | 32.9727 | 43.3982 | 47.966 | 45.238 | 2.5647 | 6.4632 | 12.8866 | 23.3611 | 40.0807 | 63.8495 | 96.8222 | 140.2204 | 188.1864 | 233.4244 | 0.0005607 | 0.001413 | 0.0028173 | 0.0051072 | 0.0087624 | 0.013959 | 0.021167 | 0.030655 | 0.041141 | 0.051031 | 0.00022007 | 0.00055459 | 0.0011058 | 0.0020046 | 0.0034392 | 0.0054788 | 0.0083081 | 0.012032 | 0.016148 | 0.02003
College and University_New_Energy Star Hot Food Holding Cabinet_TRC | Ach | College and University | Cooking | Cooking Other | TRC | New | EN185 | Energy Star Hot Food Holding Cabinet | Energy Star Hot Food Holding Cabinet | Equip | 12 | Cooking Other | 26.95% | Prescriptive_cooking | 52.67% | 9.1613 | 13.9106 | 22.882 | 37.2167 | 59.1779 | 83.6771 | 115.2968 | 150.6987 | 165.8195 | 156.5955 | 9.1613 | 23.0718 | 45.9538 | 83.1704 | 142.3484 | 226.0254 | 341.3222 | 492.0209 | 657.8404 | 814.4359 | 0.0016872 | 0.004249 | 0.0084629 | 0.015317 | 0.026215 | 0.041625 | 0.062859 | 0.090612 | 0.12115 | 0.14999 | 0.00081637 | 0.0020559 | 0.004095 | 0.0074114 | 0.012685 | 0.020141 | 0.030415 | 0.043844 | 0.058621 | 0.072575
College and University_New_Network PC Power Management_TRC | Ach | College and University | Office Equipment | Computers | TRC | New | NN4560 | Network PC Power Management | Network PC Power Management | NonEquip | 5 | Computers | 22.4% | Prescriptive_all | 56.5% | 414.8478 | 599.4137 | 914.3561 | 1319.8306 | 1743.9446 | 1863.9222 | 1710.5498 | 1288.1447 | 722.9655 | 335.0858 | 414.8478 | 1014.2615 | 1928.6175 | 3248.4481 | 4992.3927 | 6856.3149 | 8566.8647 | 9855.0094 | 10577.9749 | 10913.0607 | 0.055743 | 0.13629 | 0.25915 | 0.43649 | 0.67082 | 0.92127 | 1.1511 | 1.3242 | 1.4213 | 1.4664 | 0.048124 | 0.11766 | 0.22373 | 0.37683 | 0.57914 | 0.79536 | 0.99379 | 1.1432 | 1.2271 | 1.266
College and University_Existing_Network PC Power Management_TRC | Ach | College and University | Office Equipment | Computers | TRC | Existing | NE4547 | Network PC Power Management | Network PC Power Management | NonEquip | 5 | Computers | 22.4% | Prescriptive_all_existing | 56.5% | 4173.4246 | 5184.4975 | 5214.5224 | 5257.2637 | 5301.3944 | 5342.6999 | 5386.0403 | 5425.8916 | 5464.8925 | 5497.7808 | 4173.4246 | 9357.9221 | 14572.4445 | 19829.7083 | 25131.1027 | 30473.8026 | 35859.8429 | 41285.7346 | 46750.6271 | 52248.4078 | 0.56078 | 1.2574 | 1.9581 | 2.6645 | 3.3768 | 4.0947 | 4.8184 | 5.5475 | 6.2818 | 7.0206 | 0.48413 | 1.0856 | 1.6905 | 2.3003 | 2.9153 | 3.5351 | 4.1599 | 4.7893 | 5.4233 | 6.061
College and University_New_Retro-Commissioning_TRC | Ach | College and University | Domestic Hot Water | Centralized water heaters | TRC | New | NN5418 | Retro-Commissioning | Retro-Commissioning | NonEquip | 5 |  | 0% | Custom_improvement | 16% | 0 | 0 | 0 | 0 | 0 | 0 | 0 | 0 | 0 | 0 | 0 | 0 | 0 | 0 | 0 | 0 | 0 | 0 | 0 | 0 | 0 | 0 | 0 | 0 | 0 | 0 | 0 | 0 | 0 | 0 | 0 | 0 | 0 | 0 | 0 | 0 | 0 | 0 | 0 | 0
College and University_New_Tank Wrap on Water Heater_TRC | Ach | College and University | Domestic Hot Water | Centralized water heaters | TRC | New | NN2896 | Tank Wrap on Water Heater | Tank Wrap on Water Heater | NonEquip | 7 | Centralized water heaters | 0% | Prescriptive_water heater | 1.526% | 0 | 0 | 0 | 0 | 0 | 0 | 0 | 0 | 0 | 0 | 0 | 0 | 0 | 0 | 0 | 0 | 0 | 0 | 0 | 0 | 0 | 0 | 0 | 0 | 0 | 0 | 0 | 0 | 0 | 0 | 0 | 0 | 0 | 0 | 0 | 0 | 0 | 0 | 0 | 0
College and University_New_Hot Water Circulation Pump Control_TRC | Ach | College and University | Domestic Hot Water | Centralized water heaters | TRC | New | NN2792 | Hot Water Circulation Pump Control | Hot Water Circulation Pump Control | NonEquip | 15 | Centralized water heaters | 0% | Prescriptive_water heater | 3.935% | 0 | 0 | 0 | 0 | 0 | 0 | 0 | 0 | 0 | 0 | 0 | 0 | 0 | 0 | 0 | 0 | 0 | 0 | 0 | 0 | 0 | 0 | 0 | 0 | 0 | 0 | 0 | 0 | 0 | 0 | 0 | 0 | 0 | 0 | 0 | 0 | 0 | 0 | 0 | 0
College and University_Existing_Retro-Commissioning_TRC | Ach | College and University | Domestic Hot Water | Centralized water heaters | TRC | Existing | NE5405 | Retro-Commissioning | Retro-Commissioning | NonEquip | 5 |  | 21.99% | Custom_improvement_existing | 16% | 443.1616 | 458.7699 | 461.4268 | 465.2089 | 469.114 | 472.7691 | 476.6042 | 480.1306 | 483.5817 | 486.492 | 443.1616 | 901.9315 | 1363.3583 | 1828.5672 | 2297.6812 | 2770.4503 | 3247.0545 | 3727.1851 | 4210.7669 | 4697.2589 | 0.18686 | 0.3803 | 0.57486 | 0.77102 | 0.96882 | 1.1682 | 1.3691 | 1.5716 | 1.7755 | 1.9806 | 0.0021468 | 0.0043692 | 0.0066044 | 0.008858 | 0.011131 | 0.013421 | 0.015729 | 0.018055 | 0.020398 | 0.022755
College and University_Existing_Tank Wrap on Water Heater_TRC | Ach | College and University | Domestic Hot Water | Centralized water heaters | TRC | Existing | NE2883 | Tank Wrap on Water Heater | Tank Wrap on Water Heater | NonEquip | 7 | Centralized water heaters | 0% | Prescriptive_water heater_existing | 1.526% | 0 | 0 | 0 | 0 | 0 | 0 | 0 | 0 | 0 | 0 | 0 | 0 | 0 | 0 | 0 | 0 | 0 | 0 | 0 | 0 | 0 | 0 | 0 | 0 | 0 | 0 | 0 | 0 | 0 | 0 | 0 | 0 | 0 | 0 | 0 | 0 | 0 | 0 | 0 | 0
College and University_Existing_Hot Water Circulation Pump Control_TRC | Ach | College and University | Domestic Hot Water | Centralized water heaters | TRC | Existing | NE2779 | Hot Water Circulation Pump Control | Hot Water Circulation Pump Control | NonEquip | 15 | Centralized water heaters | 70.18% | Prescriptive_water heater_existing | 3.765% | 54.1819 | 91.2076 | 148.1509 | 240.3692 | 387.0211 | 614.207 | 956.1462 | 1437.9399 | 2052.8807 | 2700.8911 | 54.1819 | 145.3895 | 293.5404 | 533.9096 | 920.9307 | 1535.1377 | 2491.2839 | 3929.2238 | 5982.1046 | 8682.9956 | 0.0067474 | 0.018106 | 0.036555 | 0.066489 | 0.11469 | 0.19117 | 0.31025 | 0.48931 | 0.74496 | 1.0813 | 0.0067474 | 0.018106 | 0.036555 | 0.066489 | 0.11469 | 0.19117 | 0.31025 | 0.48931 | 0.74496 | 1.0813
College and University_Turnover_Solar Water Heater_TRC | Ach | College and University | Domestic Hot Water | Centralized water heaters | TRC | Turnover | ET432 | Solar Water Heater | Solar Water Heater | Equip | 15 | Centralized water heaters | 18.91% | Prescriptive_water heater | 76.67% | 319.7045 | 480.8844 | 781.2508 | 1267.7736 | 2041.6163 | 3242.6689 | 5050.7677 | 7598.3467 | 10855.2124 | 14289.6374 | 319.7045 | 800.5889 | 1581.8398 | 2849.6133 | 4891.2297 | 8133.8985 | 13184.6662 | 20783.0129 | 31638.2254 | 45927.8628 | 0.023895 | 0.059838 | 0.11823 | 0.21299 | 0.36558 | 0.60794 | 0.98545 | 1.5534 | 2.3647 | 3.4327 | 0.0033548 | 0.0084008 | 0.016599 | 0.029902 | 0.051325 | 0.085352 | 0.13835 | 0.21808 | 0.33199 | 0.48194
College and University_New_Solar Water Heater_TRC | Ach | College and University | Domestic Hot Water | Centralized water heaters | TRC | New | EN458 | Solar Water Heater | Solar Water Heater | Equip | 15 | Centralized water heaters | 18.91% | Prescriptive_water heater | 76.67% | 23.8345 | 36.2473 | 59.9288 | 98.9382 | 162.0499 | 241.2599 | 362.7552 | 543.7518 | 735.9942 | 933.9141 | 23.8345 | 60.0818 | 120.0106 | 218.9488 | 380.9986 | 622.2585 | 985.0138 | 1528.7656 | 2264.7597 | 3198.6738 | 0.0017814 | 0.0044906 | 0.0089698 | 0.016365 | 0.028477 | 0.046509 | 0.073622 | 0.11426 | 0.16927 | 0.23908 | 0.0002501 | 0.00063046 | 0.0012593 | 0.0022975 | 0.0039979 | 0.0065296 | 0.010336 | 0.016042 | 0.023765 | 0.033565
College and University_New_Retro-Commissioning_TRC | Ach | College and University | Space Cooling | Central chillers inside | TRC | New | NN5366 | Retro-Commissioning | Retro-Commissioning | NonEquip | 5 |  | 0% | Custom_improvement | 16% | 0 | 0 | 0 | 0 | 0 | 0 | 0 | 0 | 0 | 0 | 0 | 0 | 0 | 0 | 0 | 0 | 0 | 0 | 0 | 0 | 0 | 0 | 0 | 0 | 0 | 0 | 0 | 0 | 0 | 0 | 0 | 0 | 0 | 0 | 0 | 0 | 0 | 0 | 0 | 0
College and University_New_HVAC tune-up_RTU_TRC | Ach | College and University | Space Cooling | Central chillers inside | TRC | New | NN3910 | HVAC tune-up_RTU | HVAC tune-up_RTU | NonEquip | 5 | Packaged air conditioning units (RTUs) | 0% | Prescriptive_package HP | 5% | 0 | 0 | 0 | 0 | 0 | 0 | 0 | 0 | 0 | 0 | 0 | 0 | 0 | 0 | 0 | 0 | 0 | 0 | 0 | 0 | 0 | 0 | 0 | 0 | 0 | 0 | 0 | 0 | 0 | 0 | 0 | 0 | 0 | 0 | 0 | 0 | 0 | 0 | 0 | 0
College and University_New_HVAC tune-up_TRC | Ach | College and University | Space Cooling | Central chillers inside | TRC | New | NN3884 | HVAC tune-up | HVAC tune-up | NonEquip | 5 | Residential-type central air conditioners | 0% | Prescriptive_all | 5% | 0 | 0 | 0 | 0 | 0 | 0 | 0 | 0 | 0 | 0 | 0 | 0 | 0 | 0 | 0 | 0 | 0 | 0 | 0 | 0 | 0 | 0 | 0 | 0 | 0 | 0 | 0 | 0 | 0 | 0 | 0 | 0 | 0 | 0 | 0 | 0 | 0 | 0 | 0 | 0
College and University_New_Facility Energy Management System_TRC | Ach | College and University | Space Cooling | Central chillers inside | TRC | New | NN3676 | Facility Energy Management System | Facility Energy Management System | NonEquip | 15 |  | 4.276% | Custom_improvement | 20% | 6.6729 | 8.9116 | 12.5214 | 16.7234 | 20.8576 | 22.157 | 21.9625 | 19.8043 | 14.3626 | 8.8403 | 6.6729 | 15.5845 | 28.1059 | 44.8293 | 65.6869 | 87.8439 | 109.8064 | 129.6107 | 143.9733 | 152.8136 | 0.00098787 | 0.0023072 | 0.0041609 | 0.0066366 | 0.0097245 | 0.013005 | 0.016256 | 0.019188 | 0.021314 | 0.022623 | 0 | 0 | 0 | 0 | 0 | 0 | 0 | 0 | 0 | 0
College and University_New_Duct Sealing Repair_TRC | Ach | College and University | Space Cooling | Central chillers inside | TRC | New | NN3520 | Duct Sealing Repair | Duct Sealing Repair | NonEquip | 15 |  | 0% | Prescriptive_all | 12% | 0 | 0 | 0 | 0 | 0 | 0 | 0 | 0 | 0 | 0 | 0 | 0 | 0 | 0 | 0 | 0 | 0 | 0 | 0 | 0 | 0 | 0 | 0 | 0 | 0 | 0 | 0 | 0 | 0 | 0 | 0 | 0 | 0 | 0 | 0 | 0 | 0 | 0 | 0 | 0
College and University_New_Chilled Water System - Variable Speed Drives_TRC | Ach | College and University | Space Cooling | Central chillers inside | TRC | New | NN3312 | Chilled Water System - Variable Speed Drives | Chilled Water System - Variable Speed Drives | NonEquip | 13 | Central chillers inside | 73.99% | Prescriptive_all | 24.74% | 197.8946 | 283.3407 | 428.2868 | 612.5967 | 802.0958 | 849.4903 | 772.5088 | 576.4604 | 320.597 | 147.2431 | 197.8946 | 481.2353 | 909.5222 | 1522.1189 | 2324.2147 | 3173.705 | 3946.2139 | 4522.6743 | 4843.2713 | 4990.5144 | 0.018407 | 0.044762 | 0.084598 | 0.14158 | 0.21618 | 0.2952 | 0.36705 | 0.42067 | 0.45049 | 0.46419 | 0.0041838 | 0.010174 | 0.019229 | 0.03218 | 0.049137 | 0.067097 | 0.083429 | 0.095616 | 0.10239 | 0.10551
College and University_New_Ceiling Insulation(R2 to R38)_TRC | Ach | College and University | Space Cooling | Central chillers inside | TRC | New | NN3208 | Ceiling Insulation(R2 to R38) | Ceiling Insulation(R2 to R38) | NonEquip | 20 |  | 0% | Prescriptive_all | 17.08% | 0 | 0 | 0 | 0 | 0 | 0 | 0 | 0 | 0 | 0 | 0 | 0 | 0 | 0 | 0 | 0 | 0 | 0 | 0 | 0 | 0 | 0 | 0 | 0 | 0 | 0 | 0 | 0 | 0 | 0 | 0 | 0 | 0 | 0 | 0 | 0 | 0 | 0 | 0 | 0
College and University_Existing_Retro-Commissioning_TRC | Ach | College and University | Space Cooling | Central chillers inside | TRC | Existing | NE5353 | Retro-Commissioning | Retro-Commissioning | NonEquip | 5 |  | 21.99% | Custom_improvement_existing | 16% | 277.2357 | 396.9267 | 564.6188 | 769.0581 | 978.7418 | 1131.8685 | 1152.2429 | 1000.8363 | 729.4995 | 450.0749 | 277.2357 | 674.1624 | 1238.7811 | 2007.8392 | 2986.581 | 4118.4496 | 5270.6925 | 6271.5288 | 7001.0283 | 7451.1032 | 0.1169 | 0.28426 | 0.52233 | 0.84661 | 1.2593 | 1.7365 | 2.2224 | 2.6444 | 2.952 | 3.1418 | 0 | 0 | 0 | 0 | 0 | 0 | 0 | 0 | 0 | 0
College and University_Existing_Wall Insulation_TRC | Ach | College and University | Space Cooling | Central chillers inside | TRC | Existing | NE4209 | Wall Insulation | Wall Insulation | NonEquip | 20 |  | 0% | Prescriptive_all_existing | 18.43% | 0 | 0 | 0 | 0 | 0 | 0 | 0 | 0 | 0 | 0 | 0 | 0 | 0 | 0 | 0 | 0 | 0 | 0 | 0 | 0 | 0 | 0 | 0 | 0 | 0 | 0 | 0 | 0 | 0 | 0 | 0 | 0 | 0 | 0 | 0 | 0 | 0 | 0 | 0 | 0
College and University_Existing_HVAC tune-up_RTU_TRC | Ach | College and University | Space Cooling | Central chillers inside | TRC | Existing | NE3897 | HVAC tune-up_RTU | HVAC tune-up_RTU | NonEquip | 5 | Packaged air conditioning units (RTUs) | 0% | Prescriptive_package HP_existing | 5% | 0 | 0 | 0 | 0 | 0 | 0 | 0 | 0 | 0 | 0 | 0 | 0 | 0 | 0 | 0 | 0 | 0 | 0 | 0 | 0 | 0 | 0 | 0 | 0 | 0 | 0 | 0 | 0 | 0 | 0 | 0 | 0 | 0 | 0 | 0 | 0 | 0 | 0 | 0 | 0
College and University_Existing_HVAC tune-up_TRC | Ach | College and University | Space Cooling | Central chillers inside | TRC | Existing | NE3871 | HVAC tune-up | HVAC tune-up | NonEquip | 5 | Residential-type central air conditioners | 0% | Prescriptive_all_existing | 5% | 0 | 0 | 0 | 0 | 0 | 0 | 0 | 0 | 0 | 0 | 0 | 0 | 0 | 0 | 0 | 0 | 0 | 0 | 0 | 0 | 0 | 0 | 0 | 0 | 0 | 0 | 0 | 0 | 0 | 0 | 0 | 0 | 0 | 0 | 0 | 0 | 0 | 0 | 0 | 0
College and University_Existing_Facility Energy Management System_TRC | Ach | College and University | Space Cooling | Central chillers inside | TRC | Existing | NE3663 | Facility Energy Management System | Facility Energy Management System | NonEquip | 15 |  | 0.7167% | Custom_improvement_existing | 20% | 14.729 | 21.0511 | 29.8727 | 40.5692 | 51.4803 | 59.4348 | 60.5569 | 52.7821 | 38.6378 | 23.9156 | 14.729 | 35.78 | 65.6527 | 106.2219 | 157.7022 | 217.137 | 277.6939 | 330.476 | 369.1138 | 393.0293 | 0.0021805 | 0.005297 | 0.0097194 | 0.015725 | 0.023347 | 0.032145 | 0.04111 | 0.048924 | 0.054645 | 0.058185 | 0 | 0 | 0 | 0 | 0 | 0 | 0 | 0 | 0 | 0
College and University_Existing_Duct Sealing Repair_TRC | Ach | College and University | Space Cooling | Central chillers inside | TRC | Existing | NE3507 | Duct Sealing Repair | Duct Sealing Repair | NonEquip | 15 |  | 0% | Prescriptive_all_existing | 12% | 0 | 0 | 0 | 0 | 0 | 0 | 0 | 0 | 0 | 0 | 0 | 0 | 0 | 0 | 0 | 0 | 0 | 0 | 0 | 0 | 0 | 0 | 0 | 0 | 0 | 0 | 0 | 0 | 0 | 0 | 0 | 0 | 0 | 0 | 0 | 0 | 0 | 0 | 0 | 0
College and University_Existing_Chilled Water System - Variable Speed Drives_TRC | Ach | College and University | Space Cooling | Central chillers inside | TRC | Existing | NE3299 | Chilled Water System - Variable Speed Drives | Chilled Water System - Variable Speed Drives | NonEquip | 13 | Central chillers inside | 73.99% | Prescriptive_all_existing | 24.74% | 2520.8881 | 3793.1492 | 5644.9746 | 7951.5985 | 10256.0964 | 11603.6344 | 10950.313 | 8218.9575 | 4834.0476 | 2308.0959 | 2520.8881 | 6314.0373 | 11959.0119 | 19910.6104 | 30166.7068 | 41770.3412 | 52720.6542 | 60939.6118 | 65773.6593 | 68081.7552 | 0.23448 | 0.58729 | 1.1124 | 1.852 | 2.8059 | 3.8852 | 4.9038 | 5.6682 | 6.1179 | 6.3325 | 0.053295 | 0.13349 | 0.25283 | 0.42094 | 0.63777 | 0.88308 | 1.1146 | 1.2883 | 1.3905 | 1.4393
College and University_Existing_Ceiling Insulation(R2 to R38)_TRC | Ach | College and University | Space Cooling | Central chillers inside | TRC | Existing | NE3195 | Ceiling Insulation(R2 to R38) | Ceiling Insulation(R2 to R38) | NonEquip | 20 |  | 0% | Prescriptive_all_existing | 17.08% | 0 | 0 | 0 | 0 | 0 | 0 | 0 | 0 | 0 | 0 | 0 | 0 | 0 | 0 | 0 | 0 | 0 | 0 | 0 | 0 | 0 | 0 | 0 | 0 | 0 | 0 | 0 | 0 | 0 | 0 | 0 | 0 | 0 | 0 | 0 | 0 | 0 | 0 | 0 | 0
College and University_Turnover_High Efficiency Chiller (Water cooled-centrifugal, 200 tons)_TRC | Ach | College and University | Space Cooling | Central chillers inside | TRC | Turnover | ET978 | High Efficiency Chiller (Water cooled-centrifugal, 200 tons) | High Efficiency Chiller (Water cooled-centrifugal, 200 tons) | Equip | 20 | Central chillers inside | 28.37% | Prescriptive_all | 4.362% | 112.9778 | 159.6428 | 236.4088 | 331.1518 | 424.7656 | 478.943 | 451.7258 | 339.8229 | 200.5539 | 95.9347 | 112.9778 | 272.6205 | 509.0293 | 840.1811 | 1264.9467 | 1743.8897 | 2195.6155 | 2535.4383 | 2735.9923 | 2831.927 | 0.036243 | 0.087455 | 0.16329 | 0.26953 | 0.40579 | 0.55943 | 0.70434 | 0.81335 | 0.87769 | 0.90847 | 0.00035681 | 0.000861 | 0.0016076 | 0.0026535 | 0.003995 | 0.0055076 | 0.0069342 | 0.0080075 | 0.0086409 | 0.0089439
College and University_Turnover_High Efficiency Chiller (Air Cooled, 50 tons)_TRC | Ach | College and University | Space Cooling | Central chillers inside | TRC | Turnover | ET900 | High Efficiency Chiller (Air Cooled, 50 tons) | High Efficiency Chiller (Air Cooled, 50 tons) | Equip | 20 | Central chillers inside | 28.37% | Prescriptive_all | 8.759% | 223.2965 | 316.213 | 469.6721 | 660.3251 | 850.0746 | 960.4642 | 904.7998 | 677.6309 | 397.767 | 189.5198 | 223.2965 | 539.5094 | 1009.1815 | 1669.5066 | 2519.5812 | 3480.0455 | 4384.8453 | 5062.4761 | 5460.2432 | 5649.763 | 0.051783 | 0.12511 | 0.23403 | 0.38717 | 0.5843 | 0.80704 | 1.0169 | 1.174 | 1.2663 | 1.3102 | 0.011945 | 0.028859 | 0.053983 | 0.089305 | 0.13478 | 0.18615 | 0.23455 | 0.2708 | 0.29208 | 0.30222
College and University_New_High Efficiency Chiller (Air Cooled, 50 tons)_TRC | Ach | College and University | Space Cooling | Central chillers inside | TRC | New | EN926 | High Efficiency Chiller (Air Cooled, 50 tons) | High Efficiency Chiller (Air Cooled, 50 tons) | Equip | 20 | Central chillers inside | 28.37% | Prescriptive_all | 8.759% | 32.3045 | 45.4954 | 67.1916 | 93.3412 | 118.6581 | 123.5503 | 113.4794 | 87.8192 | 50.9622 | 24.1241 | 32.3045 | 77.7999 | 144.9915 | 238.3327 | 356.9908 | 480.5412 | 594.0206 | 681.8397 | 732.8019 | 756.926 | 0.0074915 | 0.018042 | 0.033624 | 0.05527 | 0.082788 | 0.11144 | 0.13776 | 0.15812 | 0.16994 | 0.17553 | 0.001728 | 0.0041617 | 0.0077559 | 0.012749 | 0.019096 | 0.025705 | 0.031775 | 0.036473 | 0.039199 | 0.04049
College and University_New_High Efficiency Chiller (Water cooled-centrifugal, 200 tons)_TRC | Ach | College and University | Space Cooling | Central chillers inside | TRC | New | EN1004 | High Efficiency Chiller (Water cooled-centrifugal, 200 tons) | High Efficiency Chiller (Water cooled-centrifugal, 200 tons) | Equip | 20 | Central chillers inside | 28.37% | Prescriptive_all | 4.362% | 16.3446 | 22.9687 | 33.8208 | 46.8104 | 59.2911 | 52.5864 | 56.6552 | 44.0401 | 25.6951 | 12.2116 | 16.3446 | 39.3133 | 73.1341 | 119.9446 | 179.2357 | 231.8221 | 288.4773 | 332.5174 | 358.2125 | 370.4241 | 0.0052432 | 0.012611 | 0.023461 | 0.038477 | 0.057498 | 0.074367 | 0.092542 | 0.10667 | 0.11491 | 0.11883 | 5.162e-05 | 0.00012416 | 0.00023097 | 0.00037881 | 0.00056607 | 0.00073215 | 0.00091108 | 0.0010502 | 0.0011313 | 0.0011699
College and University_New_Retro-Commissioning_TRC | Ach | College and University | Ventilation and Circulation | Central air-handling unit | TRC | New | NN5392 | Retro-Commissioning | Retro-Commissioning | NonEquip | 5 |  | 0% | Custom_improvement | 16% | 0 | 0 | 0 | 0 | 0 | 0 | 0 | 0 | 0 | 0 | 0 | 0 | 0 | 0 | 0 | 0 | 0 | 0 | 0 | 0 | 0 | 0 | 0 | 0 | 0 | 0 | 0 | 0 | 0 | 0 | 0 | 0 | 0 | 0 | 0 | 0 | 0 | 0 | 0 | 0
College and University_Existing_Retro-Commissioning_TRC | Ach | College and University | Ventilation and Circulation | Central air-handling unit | TRC | Existing | NE5379 | Retro-Commissioning | Retro-Commissioning | NonEquip | 5 |  | 21.99% | Custom_improvement_existing | 16% | 3424.1627 | 3418.1646 | 3437.9602 | 3466.1398 | 3495.2353 | 3522.4683 | 3551.0428 | 3577.317 | 3603.0304 | 3624.7138 | 3424.1627 | 6842.3273 | 10280.2875 | 13746.4273 | 17241.6627 | 20764.1309 | 24315.1737 | 27892.4907 | 31495.5211 | 35120.235 | 1.4438 | 2.8851 | 4.3347 | 5.7962 | 7.27 | 8.7552 | 10.2525 | 11.7609 | 13.2801 | 14.8085 | 0.016587 | 0.033146 | 0.0498 | 0.066591 | 0.083523 | 0.10059 | 0.11779 | 0.13512 | 0.15257 | 0.17013
College and University_New_Retro-Commissioning_TRC | Ach | College and University | Interior Lighting | case lighting | TRC | New | NN5262 | Retro-Commissioning | Retro-Commissioning | NonEquip | 5 |  | 0% | Custom_improvement | 16% | 0 | 0 | 0 | 0 | 0 | 0 | 0 | 0 | 0 | 0 | 0 | 0 | 0 | 0 | 0 | 0 | 0 | 0 | 0 | 0 | 0 | 0 | 0 | 0 | 0 | 0 | 0 | 0 | 0 | 0 | 0 | 0 | 0 | 0 | 0 | 0 | 0 | 0 | 0 | 0
College and University_New_Interior Lighting Controls_TRC | Ach | College and University | Interior Lighting | case lighting | TRC | New | NN4430 | Interior Lighting Controls | Interior Lighting Controls | NonEquip | 8 | Overhead (fluorescent/LED/CFL U-shape) | 0% | Prescriptive_lighting control | 28% | 0 | 0 | 0 | 0 | 0 | 0 | 0 | 0 | 0 | 0 | 0 | 0 | 0 | 0 | 0 | 0 | 0 | 0 | 0 | 0 | 0 | 0 | 0 | 0 | 0 | 0 | 0 | 0 | 0 | 0 | 0 | 0 | 0 | 0 | 0 | 0 | 0 | 0 | 0 | 0
College and University_New_Facility Energy Management System_TRC | Ach | College and University | Interior Lighting | case lighting | TRC | New | NN3702 | Facility Energy Management System | Facility Energy Management System | NonEquip | 15 |  | 4.276% | Custom_improvement | 24% | 0.34553 | 0.47038 | 0.67908 | 0.93847 | 1.2114 | 1.3104 | 1.2848 | 1.109 | 0.76419 | 0.45341 | 0.34553 | 0.81591 | 1.495 | 2.4335 | 3.6449 | 4.9553 | 6.2401 | 7.3491 | 8.1133 | 8.5667 | 5.1153e-05 | 0.00012079 | 0.00022132 | 0.00036026 | 0.0005396 | 0.0007336 | 0.0009238 | 0.001088 | 0.0012011 | 0.0012682 | 4.4187e-05 | 0.00010434 | 0.00019118 | 0.0003112 | 0.00046612 | 0.0006337 | 0.000798 | 0.00093983 | 0.0010376 | 0.0010955
College and University_Existing_Retro-Commissioning_TRC | Ach | College and University | Interior Lighting | case lighting | TRC | Existing | NE5249 | Retro-Commissioning | Retro-Commissioning | NonEquip | 5 |  | 21.99% | Custom_improvement_existing | 16% | 10.6263 | 11.3149 | 11.3804 | 11.4737 | 11.57 | 11.6602 | 11.7548 | 11.8417 | 11.9268 | 11.9986 | 10.6263 | 21.9412 | 33.3216 | 44.7953 | 56.3654 | 68.0255 | 79.7803 | 91.622 | 103.5488 | 115.5475 | 0.0044806 | 0.0092515 | 0.01405 | 0.018888 | 0.023767 | 0.028683 | 0.033639 | 0.038633 | 0.043661 | 0.048721 | 5.1476e-05 | 0.00010629 | 0.00016142 | 0.000217 | 0.00027305 | 0.00032953 | 0.00038647 | 0.00044384 | 0.00050162 | 0.00055974
College and University_Existing_Interior Lighting Controls_TRC | Ach | College and University | Interior Lighting | case lighting | TRC | Existing | NE4417 | Interior Lighting Controls | Interior Lighting Controls | NonEquip | 8 | Overhead (fluorescent/LED/CFL U-shape) | 0% | Prescriptive_lighting control_existing | 28% | 0 | 0 | 0 | 0 | 0 | 0 | 0 | 0 | 0 | 0 | 0 | 0 | 0 | 0 | 0 | 0 | 0 | 0 | 0 | 0 | 0 | 0 | 0 | 0 | 0 | 0 | 0 | 0 | 0 | 0 | 0 | 0 | 0 | 0 | 0 | 0 | 0 | 0 | 0 | 0
College and University_Existing_Facility Energy Management System_TRC | Ach | College and University | Interior Lighting | case lighting | TRC | Existing | NE3689 | Facility Energy Management System | Facility Energy Management System | NonEquip | 15 |  | 0.7167% | Custom_improvement_existing | 24% | 0.67949 | 1.0562 | 1.5025 | 2.0465 | 2.6044 | 3.0119 | 3.0661 | 2.6632 | 1.9412 | 1.1977 | 0.67949 | 1.7357 | 3.2382 | 5.2846 | 7.8891 | 10.901 | 13.9672 | 16.6304 | 18.5716 | 19.7693 | 0.00010059 | 0.00025696 | 0.00047939 | 0.00078235 | 0.0011679 | 0.0016138 | 0.0020677 | 0.002462 | 0.0027494 | 0.0029267 | 8.6895e-05 | 0.00022197 | 0.00041411 | 0.00067582 | 0.0010089 | 0.0013941 | 0.0017862 | 0.0021267 | 0.002375 | 0.0025282
College and University_New_Retro-Commissioning_TRC | Ach | College and University | Space Heating | Boilers | TRC | New | NN5340 | Retro-Commissioning | Retro-Commissioning | NonEquip | 5 |  | 0% | Custom_improvement | 16% | 0 | 0 | 0 | 0 | 0 | 0 | 0 | 0 | 0 | 0 | 0 | 0 | 0 | 0 | 0 | 0 | 0 | 0 | 0 | 0 | 0 | 0 | 0 | 0 | 0 | 0 | 0 | 0 | 0 | 0 | 0 | 0 | 0 | 0 | 0 | 0 | 0 | 0 | 0 | 0
College and University_New_Facility Energy Management System_TRC | Ach | College and University | Space Heating | Boilers | TRC | New | NN3650 | Facility Energy Management System | Facility Energy Management System | NonEquip | 15 |  | 4.276% | Custom_improvement | 20% | 0.35319 | 0.48168 | 0.69664 | 0.96445 | 1.2472 | 1.3516 | 1.3274 | 1.148 | 0.79241 | 0.471 | 0.35319 | 0.83487 | 1.5315 | 2.496 | 3.7431 | 5.0947 | 6.4221 | 7.5701 | 8.3625 | 8.8335 | 0 | 0 | 0 | 0 | 0 | 0 | 0 | 0 | 0 | 0 | 4.5167e-05 | 0.00010677 | 0.00019585 | 0.00031919 | 0.00047868 | 0.00065153 | 0.00082128 | 0.00096809 | 0.0010694 | 0.0011297
College and University_New_Duct Sealing Repair_TRC | Ach | College and University | Space Heating | Boilers | TRC | New | NN3546 | Duct Sealing Repair | Duct Sealing Repair | NonEquip | 15 |  | 0% | Prescriptive_all | 12% | 0 | 0 | 0 | 0 | 0 | 0 | 0 | 0 | 0 | 0 | 0 | 0 | 0 | 0 | 0 | 0 | 0 | 0 | 0 | 0 | 0 | 0 | 0 | 0 | 0 | 0 | 0 | 0 | 0 | 0 | 0 | 0 | 0 | 0 | 0 | 0 | 0 | 0 | 0 | 0
College and University_New_Ceiling Insulation(R2 to R38)_TRC | Ach | College and University | Space Heating | Boilers | TRC | New | NN3182 | Ceiling Insulation(R2 to R38) | Ceiling Insulation(R2 to R38) | NonEquip | 20 |  | 0% | Prescriptive_all | 5.985% | 0 | 0 | 0 | 0 | 0 | 0 | 0 | 0 | 0 | 0 | 0 | 0 | 0 | 0 | 0 | 0 | 0 | 0 | 0 | 0 | 0 | 0 | 0 | 0 | 0 | 0 | 0 | 0 | 0 | 0 | 0 | 0 | 0 | 0 | 0 | 0 | 0 | 0 | 0 | 0
College and University_Existing_Retro-Commissioning_TRC | Ach | College and University | Space Heating | Boilers | TRC | Existing | NE5327 | Retro-Commissioning | Retro-Commissioning | NonEquip | 5 |  | 21.99% | Custom_improvement_existing | 16% | 13.7847 | 20.2613 | 28.8212 | 39.2568 | 49.9602 | 57.7766 | 58.8167 | 51.0881 | 37.2376 | 22.9742 | 13.7847 | 34.046 | 62.8672 | 102.124 | 152.0843 | 209.8609 | 268.6776 | 319.7656 | 357.0032 | 379.9774 | 0 | 0 | 0 | 0 | 0 | 0 | 0 | 0 | 0 | 0 | 6.6777e-05 | 0.00016493 | 0.00030454 | 0.00049471 | 0.00073673 | 0.0010166 | 0.0013015 | 0.001549 | 0.0017294 | 0.0018407
College and University_Existing_Wall Insulation_TRC | Ach | College and University | Space Heating | Boilers | TRC | Existing | NE4235 | Wall Insulation | Wall Insulation | NonEquip | 20 |  | 0% | Prescriptive_all_existing | 1.04% | 0 | 0 | 0 | 0 | 0 | 0 | 0 | 0 | 0 | 0 | 0 | 0 | 0 | 0 | 0 | 0 | 0 | 0 | 0 | 0 | 0 | 0 | 0 | 0 | 0 | 0 | 0 | 0 | 0 | 0 | 0 | 0 | 0 | 0 | 0 | 0 | 0 | 0 | 0 | 0
College and University_Existing_Facility Energy Management System_TRC | Ach | College and University | Space Heating | Boilers | TRC | Existing | NE3637 | Facility Energy Management System | Facility Energy Management System | NonEquip | 15 |  | 0.7167% | Custom_improvement_existing | 20% | 0.73454 | 1.0795 | 1.5352 | 2.0906 | 2.6599 | 3.0756 | 3.1309 | 2.72 | 1.9832 | 1.224 | 0.73454 | 1.814 | 3.3492 | 5.4398 | 8.0998 | 11.1753 | 14.3062 | 17.0262 | 19.0094 | 20.2334 | 0 | 0 | 0 | 0 | 0 | 0 | 0 | 0 | 0 | 0 | 9.3935e-05 | 0.00023198 | 0.00042831 | 0.00069566 | 0.0010358 | 0.0014291 | 0.0018295 | 0.0021774 | 0.002431 | 0.0025875
College and University_Existing_Duct Sealing Repair_TRC | Ach | College and University | Space Heating | Boilers | TRC | Existing | NE3533 | Duct Sealing Repair | Duct Sealing Repair | NonEquip | 15 |  | 0% | Prescriptive_all_existing | 12% | 0 | 0 | 0 | 0 | 0 | 0 | 0 | 0 | 0 | 0 | 0 | 0 | 0 | 0 | 0 | 0 | 0 | 0 | 0 | 0 | 0 | 0 | 0 | 0 | 0 | 0 | 0 | 0 | 0 | 0 | 0 | 0 | 0 | 0 | 0 | 0 | 0 | 0 | 0 | 0
College and University_Existing_Ceiling Insulation(R2 to R38)_TRC | Ach | College and University | Space Heating | Boilers | TRC | Existing | NE3169 | Ceiling Insulation(R2 to R38) | Ceiling Insulation(R2 to R38) | NonEquip | 20 |  | 0% | Prescriptive_all_existing | 6.605% | 0 | 0 | 0 | 0 | 0 | 0 | 0 | 0 | 0 | 0 | 0 | 0 | 0 | 0 | 0 | 0 | 0 | 0 | 0 | 0 | 0 | 0 | 0 | 0 | 0 | 0 | 0 | 0 | 0 | 0 | 0 | 0 | 0 | 0 | 0 | 0 | 0 | 0 | 0 | 0
College and University_New_Retro-Commissioning_TRC | Ach | College and University | Domestic Hot Water | "Point-of-Use" water heaters | TRC | New | NN5418 | Retro-Commissioning | Retro-Commissioning | NonEquip | 5 |  | 0% | Custom_improvement | 16% | 0 | 0 | 0 | 0 | 0 | 0 | 0 | 0 | 0 | 0 | 0 | 0 | 0 | 0 | 0 | 0 | 0 | 0 | 0 | 0 | 0 | 0 | 0 | 0 | 0 | 0 | 0 | 0 | 0 | 0 | 0 | 0 | 0 | 0 | 0 | 0 | 0 | 0 | 0 | 0
College and University_New_Tank Wrap on Water Heater_TRC | Ach | College and University | Domestic Hot Water | "Point-of-Use" water heaters | TRC | New | NN2896 | Tank Wrap on Water Heater | Tank Wrap on Water Heater | NonEquip | 7 | Centralized water heaters | 0% | Prescriptive_water heater | 1.526% | 0 | 0 | 0 | 0 | 0 | 0 | 0 | 0 | 0 | 0 | 0 | 0 | 0 | 0 | 0 | 0 | 0 | 0 | 0 | 0 | 0 | 0 | 0 | 0 | 0 | 0 | 0 | 0 | 0 | 0 | 0 | 0 | 0 | 0 | 0 | 0 | 0 | 0 | 0 | 0
College and University_New_Hot Water Circulation Pump Control_TRC | Ach | College and University | Domestic Hot Water | "Point-of-Use" water heaters | TRC | New | NN2792 | Hot Water Circulation Pump Control | Hot Water Circulation Pump Control | NonEquip | 15 | Centralized water heaters | 0% | Prescriptive_water heater | 3.935% | 0 | 0 | 0 | 0 | 0 | 0 | 0 | 0 | 0 | 0 | 0 | 0 | 0 | 0 | 0 | 0 | 0 | 0 | 0 | 0 | 0 | 0 | 0 | 0 | 0 | 0 | 0 | 0 | 0 | 0 | 0 | 0 | 0 | 0 | 0 | 0 | 0 | 0 | 0 | 0
College and University_Existing_Retro-Commissioning_TRC | Ach | College and University | Domestic Hot Water | "Point-of-Use" water heaters | TRC | Existing | NE5405 | Retro-Commissioning | Retro-Commissioning | NonEquip | 5 |  | 21.99% | Custom_improvement_existing | 16% | 36.4295 | 37.7125 | 37.9309 | 38.2418 | 38.5628 | 38.8633 | 39.1786 | 39.4684 | 39.7521 | 39.9914 | 36.4295 | 74.142 | 112.0729 | 150.3147 | 188.8776 | 227.7409 | 266.9194 | 306.3879 | 346.14 | 386.1314 | 0.015361 | 0.031262 | 0.047256 | 0.06338 | 0.07964 | 0.096027 | 0.11255 | 0.12919 | 0.14595 | 0.16281 | 0.00017647 | 0.00035916 | 0.00054291 | 0.00072816 | 0.00091497 | 0.0011032 | 0.001293 | 0.0014842 | 0.0016768 | 0.0018705
College and University_Existing_Tank Wrap on Water Heater_TRC | Ach | College and University | Domestic Hot Water | "Point-of-Use" water heaters | TRC | Existing | NE2883 | Tank Wrap on Water Heater | Tank Wrap on Water Heater | NonEquip | 7 | Centralized water heaters | 0% | Prescriptive_water heater_existing | 1.526% | 0 | 0 | 0 | 0 | 0 | 0 | 0 | 0 | 0 | 0 | 0 | 0 | 0 | 0 | 0 | 0 | 0 | 0 | 0 | 0 | 0 | 0 | 0 | 0 | 0 | 0 | 0 | 0 | 0 | 0 | 0 | 0 | 0 | 0 | 0 | 0 | 0 | 0 | 0 | 0
College and University_Existing_Hot Water Circulation Pump Control_TRC | Ach | College and University | Domestic Hot Water | "Point-of-Use" water heaters | TRC | Existing | NE2779 | Hot Water Circulation Pump Control | Hot Water Circulation Pump Control | NonEquip | 15 | Centralized water heaters | 0% | Prescriptive_water heater_existing | 3.765% | 0 | 0 | 0 | 0 | 0 | 0 | 0 | 0 | 0 | 0 | 0 | 0 | 0 | 0 | 0 | 0 | 0 | 0 | 0 | 0 | 0 | 0 | 0 | 0 | 0 | 0 | 0 | 0 | 0 | 0 | 0 | 0 | 0 | 0 | 0 | 0 | 0 | 0 | 0 | 0
Grocery_New_Strip Curtains for Walk-ins_TRC | Ach | Grocery | Refrigeration | Walk-in cooler | TRC | New | NN4899 | Strip Curtains for Walk-ins | Strip Curtains for Walk-ins | NonEquip | 4 | Walk-in cooler | 19.91% | Prescriptive_refrigeration control | 2.115% | 35.5448 | 59.0644 | 105.631 | 183.1403 | 304.1063 | 430.0622 | 557.0989 | 633.8629 | 602.199 | 456.001 | 35.5448 | 94.6092 | 200.2403 | 383.3806 | 687.4869 | 1117.5491 | 1674.648 | 2308.511 | 2910.7099 | 3366.711 | 0.005139 | 0.013678 | 0.02895 | 0.055429 | 0.099396 | 0.16157 | 0.24212 | 0.33376 | 0.42083 | 0.48675 | 0.0014153 | 0.0037672 | 0.0079733 | 0.015266 | 0.027375 | 0.044499 | 0.066682 | 0.091922 | 0.1159 | 0.13406
Grocery_New_PSC to ECM Evaporator Fan Motor (Walk-In, Refrigerator)_TRC | Ach | Grocery | Refrigeration | Walk-in cooler | TRC | New | NN4847 | PSC to ECM Evaporator Fan Motor (Walk-In, Refrigerator) | PSC to ECM Evaporator Fan Motor (Walk-In, Refrigerator) | NonEquip | 15 | Walk-in cooler | 68.68% | Prescriptive_ECM | 37.5% | 4466.2228 | 7412.6688 | 13200.437 | 22772.1908 | 37487.5526 | 52327.7646 | 66445.955 | 73486.8786 | 67257.0641 | 48773.7275 | 4466.2228 | 11878.8916 | 25079.3286 | 47851.5194 | 85339.072 | 137666.8366 | 204112.7917 | 277599.6702 | 344856.7343 | 393630.4618 | 0.62162 | 1.6533 | 3.4906 | 6.6601 | 11.8777 | 19.1609 | 28.409 | 38.6371 | 47.9982 | 54.7867 | 0.056946 | 0.15146 | 0.31977 | 0.61012 | 1.0881 | 1.7553 | 2.6025 | 3.5395 | 4.397 | 5.0189
Grocery_New_PSC to ECM Evaporator Fan Motor (Reach-In)_TRC | Ach | Grocery | Refrigeration | Walk-in cooler | TRC | New | NN4821 | PSC to ECM Evaporator Fan Motor (Reach-In) | PSC to ECM Evaporator Fan Motor (Reach-In) | NonEquip | 15 | Display cases | 0% | Prescriptive_ECM | 37.5% | 0 | 0 | 0 | 0 | 0 | 0 | 0 | 0 | 0 | 0 | 0 | 0 | 0 | 0 | 0 | 0 | 0 | 0 | 0 | 0 | 0 | 0 | 0 | 0 | 0 | 0 | 0 | 0 | 0 | 0 | 0 | 0 | 0 | 0 | 0 | 0 | 0 | 0 | 0 | 0
Grocery_Existing_Strip Curtains for Walk-ins_TRC | Ach | Grocery | Refrigeration | Walk-in cooler | TRC | Existing | NE4886 | Strip Curtains for Walk-ins | Strip Curtains for Walk-ins | NonEquip | 4 | Walk-in cooler | 19.91% | Prescriptive_refrigeration control_existing | 2.115% | 328.5952 | 530.9257 | 846.5851 | 1324.204 | 2002.7118 | 2862.6621 | 3756.1467 | 4331.4246 | 4175.682 | 3205.9402 | 328.5952 | 859.5208 | 1706.1059 | 3030.3099 | 5033.0217 | 7895.6838 | 11651.8305 | 15983.2551 | 20158.9371 | 23364.8773 | 0.047508 | 0.12427 | 0.24667 | 0.43812 | 0.72767 | 1.1415 | 1.6846 | 2.3108 | 2.9145 | 3.3781 | 0.013084 | 0.034225 | 0.067935 | 0.12066 | 0.20041 | 0.31439 | 0.46396 | 0.63643 | 0.8027 | 0.93036
Grocery_Existing_PSC to ECM Evaporator Fan Motor (Walk-In, Refrigerator)_TRC | Ach | Grocery | Refrigeration | Walk-in cooler | TRC | Existing | NE4834 | PSC to ECM Evaporator Fan Motor (Walk-In, Refrigerator) | PSC to ECM Evaporator Fan Motor (Walk-In, Refrigerator) | NonEquip | 15 | Walk-in cooler | 17.17% | Prescriptive_ECM_existing | 37.5% | 8258.8993 | 13329.6634 | 21167.2956 | 32950.6367 | 49418.8802 | 69749.0119 | 89742.879 | 100613.8693 | 93432.0963 | 68669.5991 | 8258.8993 | 21588.5626 | 42755.8582 | 75706.4949 | 125125.3751 | 194874.3869 | 284617.2659 | 385231.1352 | 478663.2315 | 547332.8307 | 1.1495 | 3.0048 | 5.9509 | 10.5371 | 17.4153 | 27.1232 | 39.6139 | 53.6176 | 66.6218 | 76.1794 | 0.1053 | 0.27526 | 0.54515 | 0.96528 | 1.5954 | 2.4847 | 3.6289 | 4.9118 | 6.1031 | 6.9786
Grocery_Existing_PSC to ECM Evaporator Fan Motor (Reach-In)_TRC | Ach | Grocery | Refrigeration | Walk-in cooler | TRC | Existing | NE4808 | PSC to ECM Evaporator Fan Motor (Reach-In) | PSC to ECM Evaporator Fan Motor (Reach-In) | NonEquip | 15 | Display cases | 0% | Prescriptive_ECM_existing | 37.5% | 0 | 0 | 0 | 0 | 0 | 0 | 0 | 0 | 0 | 0 | 0 | 0 | 0 | 0 | 0 | 0 | 0 | 0 | 0 | 0 | 0 | 0 | 0 | 0 | 0 | 0 | 0 | 0 | 0 | 0 | 0 | 0 | 0 | 0 | 0 | 0 | 0 | 0 | 0 | 0
Grocery_Existing_Freezer-Cooler Replacement Gaskets_TRC | Ach | Grocery | Refrigeration | Walk-in cooler | TRC | Existing | NE4704 | Freezer-Cooler Replacement Gaskets | Freezer-Cooler Replacement Gaskets | NonEquip | 4 | Display cases | 0% | Prescriptive_refrigeration control_existing | 3.131% | 0 | 0 | 0 | 0 | 0 | 0 | 0 | 0 | 0 | 0 | 0 | 0 | 0 | 0 | 0 | 0 | 0 | 0 | 0 | 0 | 0 | 0 | 0 | 0 | 0 | 0 | 0 | 0 | 0 | 0 | 0 | 0 | 0 | 0 | 0 | 0 | 0 | 0 | 0 | 0
Grocery_New_Strip Curtains for Walk-ins_TRC | Ach | Grocery | Refrigeration | Vending and ice makers | TRC | New | NN4899 | Strip Curtains for Walk-ins | Strip Curtains for Walk-ins | NonEquip | 4 | Walk-in cooler | 0% | Prescriptive_refrigeration control | 2.115% | 0 | 0 | 0 | 0 | 0 | 0 | 0 | 0 | 0 | 0 | 0 | 0 | 0 | 0 | 0 | 0 | 0 | 0 | 0 | 0 | 0 | 0 | 0 | 0 | 0 | 0 | 0 | 0 | 0 | 0 | 0 | 0 | 0 | 0 | 0 | 0 | 0 | 0 | 0 | 0
Grocery_New_PSC to ECM Evaporator Fan Motor (Walk-In, Refrigerator)_TRC | Ach | Grocery | Refrigeration | Vending and ice makers | TRC | New | NN4847 | PSC to ECM Evaporator Fan Motor (Walk-In, Refrigerator) | PSC to ECM Evaporator Fan Motor (Walk-In, Refrigerator) | NonEquip | 15 | Walk-in cooler | 0% | Prescriptive_ECM | 37.5% | 0 | 0 | 0 | 0 | 0 | 0 | 0 | 0 | 0 | 0 | 0 | 0 | 0 | 0 | 0 | 0 | 0 | 0 | 0 | 0 | 0 | 0 | 0 | 0 | 0 | 0 | 0 | 0 | 0 | 0 | 0 | 0 | 0 | 0 | 0 | 0 | 0 | 0 | 0 | 0
Grocery_New_PSC to ECM Evaporator Fan Motor (Reach-In)_TRC | Ach | Grocery | Refrigeration | Vending and ice makers | TRC | New | NN4821 | PSC to ECM Evaporator Fan Motor (Reach-In) | PSC to ECM Evaporator Fan Motor (Reach-In) | NonEquip | 15 | Display cases | 0% | Prescriptive_ECM | 37.5% | 0 | 0 | 0 | 0 | 0 | 0 | 0 | 0 | 0 | 0 | 0 | 0 | 0 | 0 | 0 | 0 | 0 | 0 | 0 | 0 | 0 | 0 | 0 | 0 | 0 | 0 | 0 | 0 | 0 | 0 | 0 | 0 | 0 | 0 | 0 | 0 | 0 | 0 | 0 | 0
Grocery_Existing_Strip Curtains for Walk-ins_TRC | Ach | Grocery | Refrigeration | Vending and ice makers | TRC | Existing | NE4886 | Strip Curtains for Walk-ins | Strip Curtains for Walk-ins | NonEquip | 4 | Walk-in cooler | 0% | Prescriptive_refrigeration control_existing | 2.115% | 0 | 0 | 0 | 0 | 0 | 0 | 0 | 0 | 0 | 0 | 0 | 0 | 0 | 0 | 0 | 0 | 0 | 0 | 0 | 0 | 0 | 0 | 0 | 0 | 0 | 0 | 0 | 0 | 0 | 0 | 0 | 0 | 0 | 0 | 0 | 0 | 0 | 0 | 0 | 0
Grocery_Existing_PSC to ECM Evaporator Fan Motor (Walk-In, Refrigerator)_TRC | Ach | Grocery | Refrigeration | Vending and ice makers | TRC | Existing | NE4834 | PSC to ECM Evaporator Fan Motor (Walk-In, Refrigerator) | PSC to ECM Evaporator Fan Motor (Walk-In, Refrigerator) | NonEquip | 15 | Walk-in cooler | 0% | Prescriptive_ECM_existing | 37.5% | 0 | 0 | 0 | 0 | 0 | 0 | 0 | 0 | 0 | 0 | 0 | 0 | 0 | 0 | 0 | 0 | 0 | 0 | 0 | 0 | 0 | 0 | 0 | 0 | 0 | 0 | 0 | 0 | 0 | 0 | 0 | 0 | 0 | 0 | 0 | 0 | 0 | 0 | 0 | 0
Grocery_Existing_PSC to ECM Evaporator Fan Motor (Reach-In)_TRC | Ach | Grocery | Refrigeration | Vending and ice makers | TRC | Existing | NE4808 | PSC to ECM Evaporator Fan Motor (Reach-In) | PSC to ECM Evaporator Fan Motor (Reach-In) | NonEquip | 15 | Display cases | 0% | Prescriptive_ECM_existing | 37.5% | 0 | 0 | 0 | 0 | 0 | 0 | 0 | 0 | 0 | 0 | 0 | 0 | 0 | 0 | 0 | 0 | 0 | 0 | 0 | 0 | 0 | 0 | 0 | 0 | 0 | 0 | 0 | 0 | 0 | 0 | 0 | 0 | 0 | 0 | 0 | 0 | 0 | 0 | 0 | 0
Grocery_Existing_Freezer-Cooler Replacement Gaskets_TRC | Ach | Grocery | Refrigeration | Vending and ice makers | TRC | Existing | NE4704 | Freezer-Cooler Replacement Gaskets | Freezer-Cooler Replacement Gaskets | NonEquip | 4 | Display cases | 0% | Prescriptive_refrigeration control_existing | 3.131% | 0 | 0 | 0 | 0 | 0 | 0 | 0 | 0 | 0 | 0 | 0 | 0 | 0 | 0 | 0 | 0 | 0 | 0 | 0 | 0 | 0 | 0 | 0 | 0 | 0 | 0 | 0 | 0 | 0 | 0 | 0 | 0 | 0 | 0 | 0 | 0 | 0 | 0 | 0 | 0
Grocery_New_Outdoor Lighting Controls_TRC | Ach | Grocery | Exterior Lighting | Street lighting | TRC | New | NN2975 | Outdoor Lighting Controls | Outdoor Lighting Controls | NonEquip | 8 | Exterior parking/lot lighting | 0% | Prescriptive_lighting control | 28% | 0 | 0 | 0 | 0 | 0 | 0 | 0 | 0 | 0 | 0 | 0 | 0 | 0 | 0 | 0 | 0 | 0 | 0 | 0 | 0 | 0 | 0 | 0 | 0 | 0 | 0 | 0 | 0 | 0 | 0 | 0 | 0 | 0 | 0 | 0 | 0 | 0 | 0 | 0 | 0
Grocery_New_Bi-Level Lighting Control (Exterior)_TRC | Ach | Grocery | Exterior Lighting | Street lighting | TRC | New | NN2949 | Bi-Level Lighting Control (Exterior) | Bi-Level Lighting Control (Exterior) | NonEquip | 9 | Exterior parking/lot lighting | 0% | Prescriptive_lighting control | 31% | 0 | 0 | 0 | 0 | 0 | 0 | 0 | 0 | 0 | 0 | 0 | 0 | 0 | 0 | 0 | 0 | 0 | 0 | 0 | 0 | 0 | 0 | 0 | 0 | 0 | 0 | 0 | 0 | 0 | 0 | 0 | 0 | 0 | 0 | 0 | 0 | 0 | 0 | 0 | 0
Grocery_Existing_Outdoor Lighting Controls_TRC | Ach | Grocery | Exterior Lighting | Street lighting | TRC | Existing | NE2962 | Outdoor Lighting Controls | Outdoor Lighting Controls | NonEquip | 8 | Exterior parking/lot lighting | 0% | Prescriptive_lighting control_existing | 28% | 0 | 0 | 0 | 0 | 0 | 0 | 0 | 0 | 0 | 0 | 0 | 0 | 0 | 0 | 0 | 0 | 0 | 0 | 0 | 0 | 0 | 0 | 0 | 0 | 0 | 0 | 0 | 0 | 0 | 0 | 0 | 0 | 0 | 0 | 0 | 0 | 0 | 0 | 0 | 0
Grocery_Existing_Bi-Level Lighting Control (Exterior)_TRC | Ach | Grocery | Exterior Lighting | Street lighting | TRC | Existing | NE2936 | Bi-Level Lighting Control (Exterior) | Bi-Level Lighting Control (Exterior) | NonEquip | 9 | Exterior parking/lot lighting | 0% | Prescriptive_lighting control_existing | 31% | 0 | 0 | 0 | 0 | 0 | 0 | 0 | 0 | 0 | 0 | 0 | 0 | 0 | 0 | 0 | 0 | 0 | 0 | 0 | 0 | 0 | 0 | 0 | 0 | 0 | 0 | 0 | 0 | 0 | 0 | 0 | 0 | 0 | 0 | 0 | 0 | 0 | 0 | 0 | 0
Grocery_New_Outdoor Lighting Controls_TRC | Ach | Grocery | Exterior Lighting | Spot lighting/Security/Flood | TRC | New | NN2975 | Outdoor Lighting Controls | Outdoor Lighting Controls | NonEquip | 8 | Exterior parking/lot lighting | 0% | Prescriptive_lighting control | 28% | 0 | 0 | 0 | 0 | 0 | 0 | 0 | 0 | 0 | 0 | 0 | 0 | 0 | 0 | 0 | 0 | 0 | 0 | 0 | 0 | 0 | 0 | 0 | 0 | 0 | 0 | 0 | 0 | 0 | 0 | 0 | 0 | 0 | 0 | 0 | 0 | 0 | 0 | 0 | 0
Grocery_New_Bi-Level Lighting Control (Exterior)_TRC | Ach | Grocery | Exterior Lighting | Spot lighting/Security/Flood | TRC | New | NN2949 | Bi-Level Lighting Control (Exterior) | Bi-Level Lighting Control (Exterior) | NonEquip | 9 | Exterior parking/lot lighting | 0% | Prescriptive_lighting control | 31% | 0 | 0 | 0 | 0 | 0 | 0 | 0 | 0 | 0 | 0 | 0 | 0 | 0 | 0 | 0 | 0 | 0 | 0 | 0 | 0 | 0 | 0 | 0 | 0 | 0 | 0 | 0 | 0 | 0 | 0 | 0 | 0 | 0 | 0 | 0 | 0 | 0 | 0 | 0 | 0
Grocery_Existing_Outdoor Lighting Controls_TRC | Ach | Grocery | Exterior Lighting | Spot lighting/Security/Flood | TRC | Existing | NE2962 | Outdoor Lighting Controls | Outdoor Lighting Controls | NonEquip | 8 | Exterior parking/lot lighting | 0% | Prescriptive_lighting control_existing | 28% | 0 | 0 | 0 | 0 | 0 | 0 | 0 | 0 | 0 | 0 | 0 | 0 | 0 | 0 | 0 | 0 | 0 | 0 | 0 | 0 | 0 | 0 | 0 | 0 | 0 | 0 | 0 | 0 | 0 | 0 | 0 | 0 | 0 | 0 | 0 | 0 | 0 | 0 | 0 | 0
Grocery_Existing_Bi-Level Lighting Control (Exterior)_TRC | Ach | Grocery | Exterior Lighting | Spot lighting/Security/Flood | TRC | Existing | NE2936 | Bi-Level Lighting Control (Exterior) | Bi-Level Lighting Control (Exterior) | NonEquip | 9 | Exterior parking/lot lighting | 0% | Prescriptive_lighting control_existing | 31% | 0 | 0 | 0 | 0 | 0 | 0 | 0 | 0 | 0 | 0 | 0 | 0 | 0 | 0 | 0 | 0 | 0 | 0 | 0 | 0 | 0 | 0 | 0 | 0 | 0 | 0 | 0 | 0 | 0 | 0 | 0 | 0 | 0 | 0 | 0 | 0 | 0 | 0 | 0 | 0
Grocery_Turnover_LED Exterior Lighting_TRC | Ach | Grocery | Exterior Lighting | Spot lighting/Security/Flood | TRC | Turnover | ET667 | LED Exterior Lighting | LED Exterior Lighting | Equip | 13 | Spot lighting/Security/Flood | 4.268% | Prescriptive_lighting | 60.51% | 31.9682 | 33.4135 | 31.759 | 24.1485 | 14.4047 | 6.9853 | 2.96 | 1.1701 | 0.44951 | 0.16771 | 31.9682 | 65.3817 | 97.1407 | 121.2892 | 135.6939 | 142.6792 | 145.6393 | 146.8094 | 147.2589 | 147.4266 | 0 | 0 | 0 | 0 | 0 | 0 | 0 | 0 | 0 | 0 | 0 | 0 | 0 | 0 | 0 | 0 | 0 | 0 | 0 | 0
Grocery_New_LED Exterior Lighting_TRC | Ach | Grocery | Exterior Lighting | Spot lighting/Security/Flood | TRC | New | EN693 | LED Exterior Lighting | LED Exterior Lighting | Equip | 13 | Spot lighting/Security/Flood | 4.624% | Prescriptive_lighting | 60.51% | 5.2615 | 6.1635 | 6.5678 | 5.533 | 3.6222 | 1.7338 | 0.72359 | 0.28155 | 0.10633 | 0.039035 | 5.2615 | 11.425 | 17.9927 | 23.5258 | 27.148 | 28.8817 | 29.6053 | 29.8869 | 29.9932 | 30.0322 | 0 | 0 | 0 | 0 | 0 | 0 | 0 | 0 | 0 | 0 | 0 | 0 | 0 | 0 | 0 | 0 | 0 | 0 | 0 | 0
Grocery_New_Interior Lighting Controls_TRC | Ach | Grocery | Interior Lighting | Spot lighting | TRC | New | NN4431 | Interior Lighting Controls | Interior Lighting Controls | NonEquip | 8 | Overhead (fluorescent/LED/CFL U-shape) | 0% | Prescriptive_lighting control | 28% | 0 | 0 | 0 | 0 | 0 | 0 | 0 | 0 | 0 | 0 | 0 | 0 | 0 | 0 | 0 | 0 | 0 | 0 | 0 | 0 | 0 | 0 | 0 | 0 | 0 | 0 | 0 | 0 | 0 | 0 | 0 | 0 | 0 | 0 | 0 | 0 | 0 | 0 | 0 | 0
Grocery_New_Bi-Level Lighting Control (Interior)_TRC | Ach | Grocery | Interior Lighting | Spot lighting | TRC | New | NN4405 | Bi-Level Lighting Control (Interior) | Bi-Level Lighting Control (Interior) | NonEquip | 8 | Overhead (fluorescent/LED/CFL U-shape) | 0% | Prescriptive_lighting control | 31% | 0 | 0 | 0 | 0 | 0 | 0 | 0 | 0 | 0 | 0 | 0 | 0 | 0 | 0 | 0 | 0 | 0 | 0 | 0 | 0 | 0 | 0 | 0 | 0 | 0 | 0 | 0 | 0 | 0 | 0 | 0 | 0 | 0 | 0 | 0 | 0 | 0 | 0 | 0 | 0
Grocery_Existing_Interior Lighting Controls_TRC | Ach | Grocery | Interior Lighting | Spot lighting | TRC | Existing | NE4418 | Interior Lighting Controls | Interior Lighting Controls | NonEquip | 8 | Overhead (fluorescent/LED/CFL U-shape) | 0% | Prescriptive_lighting control_existing | 28% | 0 | 0 | 0 | 0 | 0 | 0 | 0 | 0 | 0 | 0 | 0 | 0 | 0 | 0 | 0 | 0 | 0 | 0 | 0 | 0 | 0 | 0 | 0 | 0 | 0 | 0 | 0 | 0 | 0 | 0 | 0 | 0 | 0 | 0 | 0 | 0 | 0 | 0 | 0 | 0
Grocery_Existing_Bi-Level Lighting Control (Interior)_TRC | Ach | Grocery | Interior Lighting | Spot lighting | TRC | Existing | NE4392 | Bi-Level Lighting Control (Interior) | Bi-Level Lighting Control (Interior) | NonEquip | 8 | Overhead (fluorescent/LED/CFL U-shape) | 0% | Prescriptive_lighting control_existing | 31% | 0 | 0 | 0 | 0 | 0 | 0 | 0 | 0 | 0 | 0 | 0 | 0 | 0 | 0 | 0 | 0 | 0 | 0 | 0 | 0 | 0 | 0 | 0 | 0 | 0 | 0 | 0 | 0 | 0 | 0 | 0 | 0 | 0 | 0 | 0 | 0 | 0 | 0 | 0 | 0
Grocery_New_Network PC Power Management_TRC | Ach | Grocery | Office Equipment | Servers | TRC | New | NN4561 | Network PC Power Management | Network PC Power Management | NonEquip | 5 | Computers | 0% | Prescriptive_all | 56.5% | 0 | 0 | 0 | 0 | 0 | 0 | 0 | 0 | 0 | 0 | 0 | 0 | 0 | 0 | 0 | 0 | 0 | 0 | 0 | 0 | 0 | 0 | 0 | 0 | 0 | 0 | 0 | 0 | 0 | 0 | 0 | 0 | 0 | 0 | 0 | 0 | 0 | 0 | 0 | 0
Grocery_Existing_Network PC Power Management_TRC | Ach | Grocery | Office Equipment | Servers | TRC | Existing | NE4548 | Network PC Power Management | Network PC Power Management | NonEquip | 5 | Computers | 0% | Prescriptive_all_existing | 56.5% | 0 | 0 | 0 | 0 | 0 | 0 | 0 | 0 | 0 | 0 | 0 | 0 | 0 | 0 | 0 | 0 | 0 | 0 | 0 | 0 | 0 | 0 | 0 | 0 | 0 | 0 | 0 | 0 | 0 | 0 | 0 | 0 | 0 | 0 | 0 | 0 | 0 | 0 | 0 | 0
Grocery_New_HVAC tune-up_TRC | Ach | Grocery | Space Cooling | Residential-type central air conditioners | TRC | New | NN3885 | HVAC tune-up | HVAC tune-up | NonEquip | 5 | Residential-type central air conditioners | 49.09% | Prescriptive_all | 5% | 0 | 0 | 0 | 0 | 0 | 0 | 0 | 0 | 0 | 0 | 0 | 0 | 0 | 0 | 0 | 0 | 0 | 0 | 0 | 0 | 0 | 0 | 0 | 0 | 0 | 0 | 0 | 0 | 0 | 0 | 0 | 0 | 0 | 0 | 0 | 0 | 0 | 0 | 0 | 0
Grocery_New_Facility Commissioning_TRC | Ach | Grocery | Space Cooling | Residential-type central air conditioners | TRC | New | NN3625 | Facility Commissioning | Facility Commissioning | NonEquip | 10 |  | 53.41% | Custom_improvement | 16% | 0 | 0 | 0 | 0 | 0 | 0 | 0 | 0 | 0 | 0 | 0 | 0 | 0 | 0 | 0 | 0 | 0 | 0 | 0 | 0 | 0 | 0 | 0 | 0 | 0 | 0 | 0 | 0 | 0 | 0 | 0 | 0 | 0 | 0 | 0 | 0 | 0 | 0 | 0 | 0
Grocery_New_Energy Recovery Ventilation System (ERV)_TRC | Ach | Grocery | Space Cooling | Residential-type central air conditioners | TRC | New | NN3599 | Energy Recovery Ventilation System (ERV) | Energy Recovery Ventilation System (ERV) | NonEquip | 15 | Packaged air conditioning units (RTUs) | 0% | Prescriptive_all | 9.935% | 0 | 0 | 0 | 0 | 0 | 0 | 0 | 0 | 0 | 0 | 0 | 0 | 0 | 0 | 0 | 0 | 0 | 0 | 0 | 0 | 0 | 0 | 0 | 0 | 0 | 0 | 0 | 0 | 0 | 0 | 0 | 0 | 0 | 0 | 0 | 0 | 0 | 0 | 0 | 0
Grocery_New_Chilled Water System - Variable Speed Drives_TRC | Ach | Grocery | Space Cooling | Residential-type central air conditioners | TRC | New | NN3313 | Chilled Water System - Variable Speed Drives | Chilled Water System - Variable Speed Drives | NonEquip | 13 | Central chillers inside | 0% | Prescriptive_all | 24.74% | 0 | 0 | 0 | 0 | 0 | 0 | 0 | 0 | 0 | 0 | 0 | 0 | 0 | 0 | 0 | 0 | 0 | 0 | 0 | 0 | 0 | 0 | 0 | 0 | 0 | 0 | 0 | 0 | 0 | 0 | 0 | 0 | 0 | 0 | 0 | 0 | 0 | 0 | 0 | 0
Grocery_New_Ceiling Insulation(R2 to R38)_TRC | Ach | Grocery | Space Cooling | Residential-type central air conditioners | TRC | New | NN3209 | Ceiling Insulation(R2 to R38) | Ceiling Insulation(R2 to R38) | NonEquip | 20 |  | 0% | Prescriptive_all | 6.088% | 0 | 0 | 0 | 0 | 0 | 0 | 0 | 0 | 0 | 0 | 0 | 0 | 0 | 0 | 0 | 0 | 0 | 0 | 0 | 0 | 0 | 0 | 0 | 0 | 0 | 0 | 0 | 0 | 0 | 0 | 0 | 0 | 0 | 0 | 0 | 0 | 0 | 0 | 0 | 0
Grocery_Existing_Wall Insulation_TRC | Ach | Grocery | Space Cooling | Residential-type central air conditioners | TRC | Existing | NE4210 | Wall Insulation | Wall Insulation | NonEquip | 20 |  | 0% | Prescriptive_all_existing | 4.992% | 0 | 0 | 0 | 0 | 0 | 0 | 0 | 0 | 0 | 0 | 0 | 0 | 0 | 0 | 0 | 0 | 0 | 0 | 0 | 0 | 0 | 0 | 0 | 0 | 0 | 0 | 0 | 0 | 0 | 0 | 0 | 0 | 0 | 0 | 0 | 0 | 0 | 0 | 0 | 0
Grocery_Existing_HVAC tune-up_TRC | Ach | Grocery | Space Cooling | Residential-type central air conditioners | TRC | Existing | NE3872 | HVAC tune-up | HVAC tune-up | NonEquip | 5 | Residential-type central air conditioners | 49.09% | Prescriptive_all_existing | 5% | 0 | 0 | 0 | 0 | 0 | 0 | 0 | 0 | 0 | 0 | 0 | 0 | 0 | 0 | 0 | 0 | 0 | 0 | 0 | 0 | 0 | 0 | 0 | 0 | 0 | 0 | 0 | 0 | 0 | 0 | 0 | 0 | 0 | 0 | 0 | 0 | 0 | 0 | 0 | 0
Grocery_Existing_Energy Recovery Ventilation System (ERV)_TRC | Ach | Grocery | Space Cooling | Residential-type central air conditioners | TRC | Existing | NE3586 | Energy Recovery Ventilation System (ERV) | Energy Recovery Ventilation System (ERV) | NonEquip | 15 | Packaged air conditioning units (RTUs) | 0% | Prescriptive_all_existing | 9.935% | 0 | 0 | 0 | 0 | 0 | 0 | 0 | 0 | 0 | 0 | 0 | 0 | 0 | 0 | 0 | 0 | 0 | 0 | 0 | 0 | 0 | 0 | 0 | 0 | 0 | 0 | 0 | 0 | 0 | 0 | 0 | 0 | 0 | 0 | 0 | 0 | 0 | 0 | 0 | 0
Grocery_Existing_Chilled Water System - Variable Speed Drives_TRC | Ach | Grocery | Space Cooling | Residential-type central air conditioners | TRC | Existing | NE3300 | Chilled Water System - Variable Speed Drives | Chilled Water System - Variable Speed Drives | NonEquip | 13 | Central chillers inside | 0% | Prescriptive_all_existing | 24.74% | 0 | 0 | 0 | 0 | 0 | 0 | 0 | 0 | 0 | 0 | 0 | 0 | 0 | 0 | 0 | 0 | 0 | 0 | 0 | 0 | 0 | 0 | 0 | 0 | 0 | 0 | 0 | 0 | 0 | 0 | 0 | 0 | 0 | 0 | 0 | 0 | 0 | 0 | 0 | 0
Grocery_Existing_Ceiling Insulation(R2 to R38)_TRC | Ach | Grocery | Space Cooling | Residential-type central air conditioners | TRC | Existing | NE3196 | Ceiling Insulation(R2 to R38) | Ceiling Insulation(R2 to R38) | NonEquip | 20 |  | 0% | Prescriptive_all_existing | 6.088% | 0 | 0 | 0 | 0 | 0 | 0 | 0 | 0 | 0 | 0 | 0 | 0 | 0 | 0 | 0 | 0 | 0 | 0 | 0 | 0 | 0 | 0 | 0 | 0 | 0 | 0 | 0 | 0 | 0 | 0 | 0 | 0 | 0 | 0 | 0 | 0 | 0 | 0 | 0 | 0
Grocery_Turnover_High Efficiency PTHP_TRC | Ach | Grocery | Space Cooling | Residential-type central air conditioners | TRC | Turnover | ET1291 | High Efficiency PTHP | High Efficiency PTHP | Equip | 15 | Residential-type central air conditioners | 49.09% | Prescriptive_package HP | 23.64% | 0 | 0 | 0 | 0 | 0 | 0 | 0 | 0 | 0 | 0 | 0 | 0 | 0 | 0 | 0 | 0 | 0 | 0 | 0 | 0 | 0 | 0 | 0 | 0 | 0 | 0 | 0 | 0 | 0 | 0 | 0 | 0 | 0 | 0 | 0 | 0 | 0 | 0 | 0 | 0
Grocery_Turnover_High Efficiency PTAC_TRC | Ach | Grocery | Space Cooling | Residential-type central air conditioners | TRC | Turnover | ET1252 | High Efficiency PTAC | High Efficiency PTAC | Equip | 15 | Residential-type central air conditioners | 0% | Prescriptive_package AC | 23.64% | 0 | 0 | 0 | 0 | 0 | 0 | 0 | 0 | 0 | 0 | 0 | 0 | 0 | 0 | 0 | 0 | 0 | 0 | 0 | 0 | 0 | 0 | 0 | 0 | 0 | 0 | 0 | 0 | 0 | 0 | 0 | 0 | 0 | 0 | 0 | 0 | 0 | 0 | 0 | 0
Grocery_New_High Efficiency PTHP_TRC | Ach | Grocery | Space Cooling | Residential-type central air conditioners | TRC | New | EN1317 | High Efficiency PTHP | High Efficiency PTHP | Equip | 15 | Residential-type central air conditioners | 49.09% | Prescriptive_package HP | 23.64% | 0 | 0 | 0 | 0 | 0 | 0 | 0 | 0 | 0 | 0 | 0 | 0 | 0 | 0 | 0 | 0 | 0 | 0 | 0 | 0 | 0 | 0 | 0 | 0 | 0 | 0 | 0 | 0 | 0 | 0 | 0 | 0 | 0 | 0 | 0 | 0 | 0 | 0 | 0 | 0
Grocery_New_High Efficiency PTAC_TRC | Ach | Grocery | Space Cooling | Residential-type central air conditioners | TRC | New | EN1278 | High Efficiency PTAC | High Efficiency PTAC | Equip | 15 | Residential-type central air conditioners | 0% | Prescriptive_package AC | 23.64% | 0 | 0 | 0 | 0 | 0 | 0 | 0 | 0 | 0 | 0 | 0 | 0 | 0 | 0 | 0 | 0 | 0 | 0 | 0 | 0 | 0 | 0 | 0 | 0 | 0 | 0 | 0 | 0 | 0 | 0 | 0 | 0 | 0 | 0 | 0 | 0 | 0 | 0 | 0 | 0
Grocery_New_Ceiling Insulation(R2 to R38)_TRC | Ach | Grocery | Space Heating | Residential/split system heat pump | TRC | New | NN3183 | Ceiling Insulation(R2 to R38) | Ceiling Insulation(R2 to R38) | NonEquip | 20 |  | 0% | Prescriptive_all | 2.133% | 0 | 0 | 0 | 0 | 0 | 0 | 0 | 0 | 0 | 0 | 0 | 0 | 0 | 0 | 0 | 0 | 0 | 0 | 0 | 0 | 0 | 0 | 0 | 0 | 0 | 0 | 0 | 0 | 0 | 0 | 0 | 0 | 0 | 0 | 0 | 0 | 0 | 0 | 0 | 0
Grocery_Existing_Wall Insulation_TRC | Ach | Grocery | Space Heating | Residential/split system heat pump | TRC | Existing | NE4236 | Wall Insulation | Wall Insulation | NonEquip | 20 |  | 0% | Prescriptive_all_existing | 0.2818% | 0 | 0 | 0 | 0 | 0 | 0 | 0 | 0 | 0 | 0 | 0 | 0 | 0 | 0 | 0 | 0 | 0 | 0 | 0 | 0 | 0 | 0 | 0 | 0 | 0 | 0 | 0 | 0 | 0 | 0 | 0 | 0 | 0 | 0 | 0 | 0 | 0 | 0 | 0 | 0
Grocery_Existing_Ceiling Insulation(R2 to R38)_TRC | Ach | Grocery | Space Heating | Residential/split system heat pump | TRC | Existing | NE3170 | Ceiling Insulation(R2 to R38) | Ceiling Insulation(R2 to R38) | NonEquip | 20 |  | 0% | Prescriptive_all_existing | 2.354% | 0 | 0 | 0 | 0 | 0 | 0 | 0 | 0 | 0 | 0 | 0 | 0 | 0 | 0 | 0 | 0 | 0 | 0 | 0 | 0 | 0 | 0 | 0 | 0 | 0 | 0 | 0 | 0 | 0 | 0 | 0 | 0 | 0 | 0 | 0 | 0 | 0 | 0 | 0 | 0
Grocery_Turnover_High Efficiency PTHP_TRC | Ach | Grocery | Space Heating | Residential/split system heat pump | TRC | Turnover | ET1330 | High Efficiency PTHP | High Efficiency PTHP | Equip | 15 | Residential/split system heat pump | 49.09% | Prescriptive_package HP | 9.375% | 152.2479 | 226.0656 | 361.3102 | 569.6932 | 873.6082 | 1281.4444 | 1750.319 | 2142.8494 | 2243.6847 | 1906.1307 | 152.2479 | 378.3135 | 739.6237 | 1309.3169 | 2182.925 | 3464.3694 | 5214.6884 | 7357.5378 | 9601.2225 | 11507.3532 | 0 | 0 | 0 | 0 | 0 | 0 | 0 | 0 | 0 | 0 | 2.7725e-05 | 6.8893e-05 | 0.00013469 | 0.00023844 | 0.00039753 | 0.00063088 | 0.00094963 | 0.0013399 | 0.0017484 | 0.0020956
Grocery_New_High Efficiency PTHP_TRC | Ach | Grocery | Space Heating | Residential/split system heat pump | TRC | New | EN1356 | High Efficiency PTHP | High Efficiency PTHP | Equip | 15 | Residential/split system heat pump | 49.09% | Prescriptive_package HP | 9.375% | 30.5852 | 50.8994 | 91.2018 | 159.3263 | 268.1358 | 388.2159 | 522.2576 | 629.3563 | 647.843 | 541.5291 | 30.5852 | 81.4846 | 172.6865 | 332.0127 | 600.1485 | 988.3644 | 1510.622 | 2139.9783 | 2787.8212 | 3329.3503 | 0 | 0 | 0 | 0 | 0 | 0 | 0 | 0 | 0 | 0 | 5.5698e-06 | 1.4839e-05 | 3.1447e-05 | 6.0462e-05 | 0.00010929 | 0.00017999 | 0.00027509 | 0.0003897 | 0.00050768 | 0.0006063
Grocery_New_Strip Curtains for Walk-ins_TRC | Ach | Grocery | Refrigeration | Residential style | TRC | New | NN4899 | Strip Curtains for Walk-ins | Strip Curtains for Walk-ins | NonEquip | 4 | Walk-in cooler | 0% | Prescriptive_refrigeration control | 2.115% | 0 | 0 | 0 | 0 | 0 | 0 | 0 | 0 | 0 | 0 | 0 | 0 | 0 | 0 | 0 | 0 | 0 | 0 | 0 | 0 | 0 | 0 | 0 | 0 | 0 | 0 | 0 | 0 | 0 | 0 | 0 | 0 | 0 | 0 | 0 | 0 | 0 | 0 | 0 | 0
Grocery_New_PSC to ECM Evaporator Fan Motor (Walk-In, Refrigerator)_TRC | Ach | Grocery | Refrigeration | Residential style | TRC | New | NN4847 | PSC to ECM Evaporator Fan Motor (Walk-In, Refrigerator) | PSC to ECM Evaporator Fan Motor (Walk-In, Refrigerator) | NonEquip | 15 | Walk-in cooler | 0% | Prescriptive_ECM | 37.5% | 0 | 0 | 0 | 0 | 0 | 0 | 0 | 0 | 0 | 0 | 0 | 0 | 0 | 0 | 0 | 0 | 0 | 0 | 0 | 0 | 0 | 0 | 0 | 0 | 0 | 0 | 0 | 0 | 0 | 0 | 0 | 0 | 0 | 0 | 0 | 0 | 0 | 0 | 0 | 0
Grocery_New_PSC to ECM Evaporator Fan Motor (Reach-In)_TRC | Ach | Grocery | Refrigeration | Residential style | TRC | New | NN4821 | PSC to ECM Evaporator Fan Motor (Reach-In) | PSC to ECM Evaporator Fan Motor (Reach-In) | NonEquip | 15 | Display cases | 0% | Prescriptive_ECM | 37.5% | 0 | 0 | 0 | 0 | 0 | 0 | 0 | 0 | 0 | 0 | 0 | 0 | 0 | 0 | 0 | 0 | 0 | 0 | 0 | 0 | 0 | 0 | 0 | 0 | 0 | 0 | 0 | 0 | 0 | 0 | 0 | 0 | 0 | 0 | 0 | 0 | 0 | 0 | 0 | 0
Grocery_Existing_Strip Curtains for Walk-ins_TRC | Ach | Grocery | Refrigeration | Residential style | TRC | Existing | NE4886 | Strip Curtains for Walk-ins | Strip Curtains for Walk-ins | NonEquip | 4 | Walk-in cooler | 0% | Prescriptive_refrigeration control_existing | 2.115% | 0 | 0 | 0 | 0 | 0 | 0 | 0 | 0 | 0 | 0 | 0 | 0 | 0 | 0 | 0 | 0 | 0 | 0 | 0 | 0 | 0 | 0 | 0 | 0 | 0 | 0 | 0 | 0 | 0 | 0 | 0 | 0 | 0 | 0 | 0 | 0 | 0 | 0 | 0 | 0
Grocery_Existing_PSC to ECM Evaporator Fan Motor (Walk-In, Refrigerator)_TRC | Ach | Grocery | Refrigeration | Residential style | TRC | Existing | NE4834 | PSC to ECM Evaporator Fan Motor (Walk-In, Refrigerator) | PSC to ECM Evaporator Fan Motor (Walk-In, Refrigerator) | NonEquip | 15 | Walk-in cooler | 0% | Prescriptive_ECM_existing | 37.5% | 0 | 0 | 0 | 0 | 0 | 0 | 0 | 0 | 0 | 0 | 0 | 0 | 0 | 0 | 0 | 0 | 0 | 0 | 0 | 0 | 0 | 0 | 0 | 0 | 0 | 0 | 0 | 0 | 0 | 0 | 0 | 0 | 0 | 0 | 0 | 0 | 0 | 0 | 0 | 0
Grocery_Existing_PSC to ECM Evaporator Fan Motor (Reach-In)_TRC | Ach | Grocery | Refrigeration | Residential style | TRC | Existing | NE4808 | PSC to ECM Evaporator Fan Motor (Reach-In) | PSC to ECM Evaporator Fan Motor (Reach-In) | NonEquip | 15 | Display cases | 0% | Prescriptive_ECM_existing | 37.5% | 0 | 0 | 0 | 0 | 0 | 0 | 0 | 0 | 0 | 0 | 0 | 0 | 0 | 0 | 0 | 0 | 0 | 0 | 0 | 0 | 0 | 0 | 0 | 0 | 0 | 0 | 0 | 0 | 0 | 0 | 0 | 0 | 0 | 0 | 0 | 0 | 0 | 0 | 0 | 0
Grocery_Existing_Freezer-Cooler Replacement Gaskets_TRC | Ach | Grocery | Refrigeration | Residential style | TRC | Existing | NE4704 | Freezer-Cooler Replacement Gaskets | Freezer-Cooler Replacement Gaskets | NonEquip | 4 | Display cases | 0% | Prescriptive_refrigeration control_existing | 3.131% | 0 | 0 | 0 | 0 | 0 | 0 | 0 | 0 | 0 | 0 | 0 | 0 | 0 | 0 | 0 | 0 | 0 | 0 | 0 | 0 | 0 | 0 | 0 | 0 | 0 | 0 | 0 | 0 | 0 | 0 | 0 | 0 | 0 | 0 | 0 | 0 | 0 | 0 | 0 | 0
Grocery_New_VSD Controlled Compressor_TRC | Ach | Grocery | Miscellaneous | Pool pump | TRC | New | NN4535 | VSD Controlled Compressor | VSD Controlled Compressor | NonEquip | 15 | Others | 0% | Prescriptive_ECM | 20.79% | 0 | 0 | 0 | 0 | 0 | 0 | 0 | 0 | 0 | 0 | 0 | 0 | 0 | 0 | 0 | 0 | 0 | 0 | 0 | 0 | 0 | 0 | 0 | 0 | 0 | 0 | 0 | 0 | 0 | 0 | 0 | 0 | 0 | 0 | 0 | 0 | 0 | 0 | 0 | 0
Grocery_New_Engine Block Timer_TRC | Ach | Grocery | Miscellaneous | Pool pump | TRC | New | NN4483 | Engine Block Timer | Engine Block Timer | NonEquip | 5 | Others | 0% | Prescriptive_ECM | 36% | 0 | 0 | 0 | 0 | 0 | 0 | 0 | 0 | 0 | 0 | 0 | 0 | 0 | 0 | 0 | 0 | 0 | 0 | 0 | 0 | 0 | 0 | 0 | 0 | 0 | 0 | 0 | 0 | 0 | 0 | 0 | 0 | 0 | 0 | 0 | 0 | 0 | 0 | 0 | 0
Grocery_Existing_VSD Controlled Compressor_TRC | Ach | Grocery | Miscellaneous | Pool pump | TRC | Existing | NE4522 | VSD Controlled Compressor | VSD Controlled Compressor | NonEquip | 15 | Others | 0% | Prescriptive_ECM_existing | 20.79% | 0 | 0 | 0 | 0 | 0 | 0 | 0 | 0 | 0 | 0 | 0 | 0 | 0 | 0 | 0 | 0 | 0 | 0 | 0 | 0 | 0 | 0 | 0 | 0 | 0 | 0 | 0 | 0 | 0 | 0 | 0 | 0 | 0 | 0 | 0 | 0 | 0 | 0 | 0 | 0
Grocery_Existing_Engine Block Timer_TRC | Ach | Grocery | Miscellaneous | Pool pump | TRC | Existing | NE4470 | Engine Block Timer | Engine Block Timer | NonEquip | 5 | Others | 0% | Prescriptive_ECM_existing | 36% | 0 | 0 | 0 | 0 | 0 | 0 | 0 | 0 | 0 | 0 | 0 | 0 | 0 | 0 | 0 | 0 | 0 | 0 | 0 | 0 | 0 | 0 | 0 | 0 | 0 | 0 | 0 | 0 | 0 | 0 | 0 | 0 | 0 | 0 | 0 | 0 | 0 | 0 | 0 | 0
Grocery_Turnover_Variable Speed Pool Pump_TRC | Ach | Grocery | Miscellaneous | Pool pump | TRC | Turnover | ET2107 | Variable Speed Pool Pump | Variable Speed Pool Pump | Equip | 10 | Pool pump | 0% | Prescriptive_all | 64.36% | 0 | 0 | 0 | 0 | 0 | 0 | 0 | 0 | 0 | 0 | 0 | 0 | 0 | 0 | 0 | 0 | 0 | 0 | 0 | 0 | 0 | 0 | 0 | 0 | 0 | 0 | 0 | 0 | 0 | 0 | 0 | 0 | 0 | 0 | 0 | 0 | 0 | 0 | 0 | 0
Grocery_Turnover_Solar Powered Pool Pump_TRC | Ach | Grocery | Miscellaneous | Pool pump | TRC | Turnover | ET2032 | Solar Powered Pool Pump | Solar Powered Pool Pump | Equip | 10 | Pool pump | 0% | Prescriptive_all | 81% | 0 | 0 | 0 | 0 | 0 | 0 | 0 | 0 | 0 | 0 | 0 | 0 | 0 | 0 | 0 | 0 | 0 | 0 | 0 | 0 | 0 | 0 | 0 | 0 | 0 | 0 | 0 | 0 | 0 | 0 | 0 | 0 | 0 | 0 | 0 | 0 | 0 | 0 | 0 | 0
Grocery_Turnover_Solar Pool Heater_TRC | Ach | Grocery | Miscellaneous | Pool pump | TRC | Turnover | ET1993 | Solar Pool Heater | Solar Pool Heater | Equip | 15 | Pool pump | 0% | Prescriptive_all | 86.11% | 0 | 0 | 0 | 0 | 0 | 0 | 0 | 0 | 0 | 0 | 0 | 0 | 0 | 0 | 0 | 0 | 0 | 0 | 0 | 0 | 0 | 0 | 0 | 0 | 0 | 0 | 0 | 0 | 0 | 0 | 0 | 0 | 0 | 0 | 0 | 0 | 0 | 0 | 0 | 0
Grocery_New_Variable Speed Pool Pump_TRC | Ach | Grocery | Miscellaneous | Pool pump | TRC | New | EN2131 | Variable Speed Pool Pump | Variable Speed Pool Pump | Equip | 10 | Pool pump | 0% | Prescriptive_all | 64.36% | 0 | 0 | 0 | 0 | 0 | 0 | 0 | 0 | 0 | 0 | 0 | 0 | 0 | 0 | 0 | 0 | 0 | 0 | 0 | 0 | 0 | 0 | 0 | 0 | 0 | 0 | 0 | 0 | 0 | 0 | 0 | 0 | 0 | 0 | 0 | 0 | 0 | 0 | 0 | 0
Grocery_New_Solar Powered Pool Pump_TRC | Ach | Grocery | Miscellaneous | Pool pump | TRC | New | EN2056 | Solar Powered Pool Pump | Solar Powered Pool Pump | Equip | 10 | Pool pump | 0% | Prescriptive_all | 81% | 0 | 0 | 0 | 0 | 0 | 0 | 0 | 0 | 0 | 0 | 0 | 0 | 0 | 0 | 0 | 0 | 0 | 0 | 0 | 0 | 0 | 0 | 0 | 0 | 0 | 0 | 0 | 0 | 0 | 0 | 0 | 0 | 0 | 0 | 0 | 0 | 0 | 0 | 0 | 0
Grocery_New_Solar Pool Heater_TRC | Ach | Grocery | Miscellaneous | Pool pump | TRC | New | EN2019 | Solar Pool Heater | Solar Pool Heater | Equip | 15 | Pool pump | 0% | Prescriptive_all | 86.11% | 0 | 0 | 0 | 0 | 0 | 0 | 0 | 0 | 0 | 0 | 0 | 0 | 0 | 0 | 0 | 0 | 0 | 0 | 0 | 0 | 0 | 0 | 0 | 0 | 0 | 0 | 0 | 0 | 0 | 0 | 0 | 0 | 0 | 0 | 0 | 0 | 0 | 0 | 0 | 0
Grocery_New_Ceiling Insulation(R2 to R38)_TRC | Ach | Grocery | Space Heating | Packaged central unit | TRC | New | NN3183 | Ceiling Insulation(R2 to R38) | Ceiling Insulation(R2 to R38) | NonEquip | 20 |  | 0% | Prescriptive_all | 2.133% | 0 | 0 | 0 | 0 | 0 | 0 | 0 | 0 | 0 | 0 | 0 | 0 | 0 | 0 | 0 | 0 | 0 | 0 | 0 | 0 | 0 | 0 | 0 | 0 | 0 | 0 | 0 | 0 | 0 | 0 | 0 | 0 | 0 | 0 | 0 | 0 | 0 | 0 | 0 | 0
Grocery_Existing_Wall Insulation_TRC | Ach | Grocery | Space Heating | Packaged central unit | TRC | Existing | NE4236 | Wall Insulation | Wall Insulation | NonEquip | 20 |  | 0% | Prescriptive_all_existing | 0.2818% | 0 | 0 | 0 | 0 | 0 | 0 | 0 | 0 | 0 | 0 | 0 | 0 | 0 | 0 | 0 | 0 | 0 | 0 | 0 | 0 | 0 | 0 | 0 | 0 | 0 | 0 | 0 | 0 | 0 | 0 | 0 | 0 | 0 | 0 | 0 | 0 | 0 | 0 | 0 | 0
Grocery_Existing_Ceiling Insulation(R2 to R38)_TRC | Ach | Grocery | Space Heating | Packaged central unit | TRC | Existing | NE3170 | Ceiling Insulation(R2 to R38) | Ceiling Insulation(R2 to R38) | NonEquip | 20 |  | 0% | Prescriptive_all_existing | 2.354% | 0 | 0 | 0 | 0 | 0 | 0 | 0 | 0 | 0 | 0 | 0 | 0 | 0 | 0 | 0 | 0 | 0 | 0 | 0 | 0 | 0 | 0 | 0 | 0 | 0 | 0 | 0 | 0 | 0 | 0 | 0 | 0 | 0 | 0 | 0 | 0 | 0 | 0 | 0 | 0
Grocery_New_HVAC tune-up_TRC | Ach | Grocery | Space Cooling | Packaged air conditioning units (RTUs) | TRC | New | NN3885 | HVAC tune-up | HVAC tune-up | NonEquip | 5 | Residential-type central air conditioners | 0% | Prescriptive_all | 5% | 0 | 0 | 0 | 0 | 0 | 0 | 0 | 0 | 0 | 0 | 0 | 0 | 0 | 0 | 0 | 0 | 0 | 0 | 0 | 0 | 0 | 0 | 0 | 0 | 0 | 0 | 0 | 0 | 0 | 0 | 0 | 0 | 0 | 0 | 0 | 0 | 0 | 0 | 0 | 0
Grocery_New_Facility Commissioning_TRC | Ach | Grocery | Space Cooling | Packaged air conditioning units (RTUs) | TRC | New | NN3625 | Facility Commissioning | Facility Commissioning | NonEquip | 10 |  | 53.41% | Custom_improvement | 16% | 2391.4164 | 3625.1555 | 5799.6797 | 8794.0695 | 12360.0398 | 14228.3042 | 14387.0107 | 12401.9978 | 8961.0486 | 5484.7316 | 2391.4164 | 6016.5718 | 11816.2515 | 20610.321 | 32970.3608 | 47198.665 | 61585.6756 | 73987.6735 | 82948.722 | 88433.4536 | 0.41869 | 1.0534 | 2.0688 | 3.6085 | 5.7725 | 8.2637 | 10.7826 | 12.9539 | 14.5229 | 15.4831 | 0.0095525 | 0.024033 | 0.0472 | 0.082327 | 0.1317 | 0.18853 | 0.246 | 0.29554 | 0.33134 | 0.35325
Grocery_New_Energy Recovery Ventilation System (ERV)_TRC | Ach | Grocery | Space Cooling | Packaged air conditioning units (RTUs) | TRC | New | NN3599 | Energy Recovery Ventilation System (ERV) | Energy Recovery Ventilation System (ERV) | NonEquip | 15 | Packaged air conditioning units (RTUs) | 48.99% | Prescriptive_all | 9.935% | 2749.2244 | 4363.9621 | 7269.0909 | 11332.595 | 16047.7712 | 17997.0407 | 16864.09 | 12619.3576 | 7415.5085 | 3540.2951 | 2749.2244 | 7113.1864 | 14382.2774 | 25714.8724 | 41762.6436 | 59759.6843 | 76623.7743 | 89243.1319 | 96658.6404 | 100198.9355 | 4.0311 | 10.4299 | 21.0883 | 37.705 | 61.2354 | 87.6239 | 112.3513 | 130.8547 | 141.7278 | 146.9188 | 0.78122 | 2.0213 | 4.0869 | 7.3071 | 11.8672 | 16.9812 | 21.7733 | 25.3592 | 27.4664 | 28.4724
Grocery_New_Chilled Water System - Variable Speed Drives_TRC | Ach | Grocery | Space Cooling | Packaged air conditioning units (RTUs) | TRC | New | NN3313 | Chilled Water System - Variable Speed Drives | Chilled Water System - Variable Speed Drives | NonEquip | 13 | Central chillers inside | 0% | Prescriptive_all | 24.74% | 0 | 0 | 0 | 0 | 0 | 0 | 0 | 0 | 0 | 0 | 0 | 0 | 0 | 0 | 0 | 0 | 0 | 0 | 0 | 0 | 0 | 0 | 0 | 0 | 0 | 0 | 0 | 0 | 0 | 0 | 0 | 0 | 0 | 0 | 0 | 0 | 0 | 0 | 0 | 0
Grocery_New_Ceiling Insulation(R2 to R38)_TRC | Ach | Grocery | Space Cooling | Packaged air conditioning units (RTUs) | TRC | New | NN3209 | Ceiling Insulation(R2 to R38) | Ceiling Insulation(R2 to R38) | NonEquip | 20 |  | 0% | Prescriptive_all | 6.088% | 0 | 0 | 0 | 0 | 0 | 0 | 0 | 0 | 0 | 0 | 0 | 0 | 0 | 0 | 0 | 0 | 0 | 0 | 0 | 0 | 0 | 0 | 0 | 0 | 0 | 0 | 0 | 0 | 0 | 0 | 0 | 0 | 0 | 0 | 0 | 0 | 0 | 0 | 0 | 0
Grocery_Existing_Wall Insulation_TRC | Ach | Grocery | Space Cooling | Packaged air conditioning units (RTUs) | TRC | Existing | NE4210 | Wall Insulation | Wall Insulation | NonEquip | 20 |  | 0% | Prescriptive_all_existing | 4.992% | 0 | 0 | 0 | 0 | 0 | 0 | 0 | 0 | 0 | 0 | 0 | 0 | 0 | 0 | 0 | 0 | 0 | 0 | 0 | 0 | 0 | 0 | 0 | 0 | 0 | 0 | 0 | 0 | 0 | 0 | 0 | 0 | 0 | 0 | 0 | 0 | 0 | 0 | 0 | 0
Grocery_Existing_HVAC tune-up_TRC | Ach | Grocery | Space Cooling | Packaged air conditioning units (RTUs) | TRC | Existing | NE3872 | HVAC tune-up | HVAC tune-up | NonEquip | 5 | Residential-type central air conditioners | 0% | Prescriptive_all_existing | 5% | 0 | 0 | 0 | 0 | 0 | 0 | 0 | 0 | 0 | 0 | 0 | 0 | 0 | 0 | 0 | 0 | 0 | 0 | 0 | 0 | 0 | 0 | 0 | 0 | 0 | 0 | 0 | 0 | 0 | 0 | 0 | 0 | 0 | 0 | 0 | 0 | 0 | 0 | 0 | 0
Grocery_Existing_Energy Recovery Ventilation System (ERV)_TRC | Ach | Grocery | Space Cooling | Packaged air conditioning units (RTUs) | TRC | Existing | NE3586 | Energy Recovery Ventilation System (ERV) | Energy Recovery Ventilation System (ERV) | NonEquip | 15 | Packaged air conditioning units (RTUs) | 48.99% | Prescriptive_all_existing | 9.935% | 20605.3464 | 31928.7015 | 47908.3637 | 68149.0136 | 88902.3261 | 101748.5568 | 97114.2478 | 73687.4652 | 43810.4939 | 21144.2037 | 20605.3464 | 52534.0479 | 100442.4116 | 168591.4253 | 257493.7514 | 359242.3082 | 456356.556 | 530044.0213 | 573854.5152 | 594998.7189 | 30.213 | 77.0292 | 147.2758 | 247.2008 | 377.5557 | 526.7467 | 669.1426 | 777.1884 | 841.4265 | 872.4296 | 5.8552 | 14.928 | 28.5416 | 47.9067 | 73.1691 | 102.0819 | 129.6777 | 150.6167 | 163.0658 | 169.0741
Grocery_Existing_Chilled Water System - Variable Speed Drives_TRC | Ach | Grocery | Space Cooling | Packaged air conditioning units (RTUs) | TRC | Existing | NE3300 | Chilled Water System - Variable Speed Drives | Chilled Water System - Variable Speed Drives | NonEquip | 13 | Central chillers inside | 0% | Prescriptive_all_existing | 24.74% | 0 | 0 | 0 | 0 | 0 | 0 | 0 | 0 | 0 | 0 | 0 | 0 | 0 | 0 | 0 | 0 | 0 | 0 | 0 | 0 | 0 | 0 | 0 | 0 | 0 | 0 | 0 | 0 | 0 | 0 | 0 | 0 | 0 | 0 | 0 | 0 | 0 | 0 | 0 | 0
Grocery_Existing_Ceiling Insulation(R2 to R38)_TRC | Ach | Grocery | Space Cooling | Packaged air conditioning units (RTUs) | TRC | Existing | NE3196 | Ceiling Insulation(R2 to R38) | Ceiling Insulation(R2 to R38) | NonEquip | 20 |  | 0% | Prescriptive_all_existing | 6.088% | 0 | 0 | 0 | 0 | 0 | 0 | 0 | 0 | 0 | 0 | 0 | 0 | 0 | 0 | 0 | 0 | 0 | 0 | 0 | 0 | 0 | 0 | 0 | 0 | 0 | 0 | 0 | 0 | 0 | 0 | 0 | 0 | 0 | 0 | 0 | 0 | 0 | 0 | 0 | 0
Grocery_New_Interior Lighting Controls_TRC | Ach | Grocery | Interior Lighting | Overhead (fluorescent/LED/CFL U-shape) | TRC | New | NN4431 | Interior Lighting Controls | Interior Lighting Controls | NonEquip | 8 | Overhead (fluorescent/LED/CFL U-shape) | 7.543% | Prescriptive_lighting control | 28% | 418.5231 | 658.3637 | 1081.2308 | 1645.9068 | 2242.8831 | 2370.8624 | 2045.6947 | 1386.7845 | 741.4799 | 330.4765 | 418.5231 | 1076.8867 | 2158.1175 | 3804.0243 | 6046.9075 | 8417.7699 | 10463.4646 | 11850.2491 | 12591.729 | 12922.2055 | 0 | 0 | 0 | 0 | 0 | 0 | 0 | 0 | 0 | 0 | 0 | 0 | 0 | 0 | 0 | 0 | 0 | 0 | 0 | 0
Grocery_New_Bi-Level Lighting Control (Interior)_TRC | Ach | Grocery | Interior Lighting | Overhead (fluorescent/LED/CFL U-shape) | TRC | New | NN4405 | Bi-Level Lighting Control (Interior) | Bi-Level Lighting Control (Interior) | NonEquip | 8 | Overhead (fluorescent/LED/CFL U-shape) | 22.45% | Prescriptive_lighting control | 31% | 1728.504 | 2715.2818 | 4451.0804 | 6761.317 | 9196.9961 | 9716.5525 | 8395.971 | 5708.11 | 3060.5999 | 1366.5563 | 1728.504 | 4443.7858 | 8894.8662 | 15656.1832 | 24853.1793 | 34569.7319 | 42965.7029 | 48673.8129 | 51734.4128 | 53100.9691 | 0.021353 | 0.054897 | 0.10988 | 0.19341 | 0.30703 | 0.42706 | 0.53078 | 0.6013 | 0.63911 | 0.65599 | 0 | 0 | 0 | 0 | 0 | 0 | 0 | 0 | 0 | 0
Grocery_Existing_Interior Lighting Controls_TRC | Ach | Grocery | Interior Lighting | Overhead (fluorescent/LED/CFL U-shape) | TRC | Existing | NE4418 | Interior Lighting Controls | Interior Lighting Controls | NonEquip | 8 | Overhead (fluorescent/LED/CFL U-shape) | 7.543% | Prescriptive_lighting control_existing | 28% | 3864.7346 | 5952.4948 | 8766.9445 | 12110.2242 | 15118.2309 | 16246.9532 | 14282.4618 | 9870.1049 | 5386.2868 | 2448.2642 | 3864.7346 | 9817.2294 | 18584.1739 | 30694.3981 | 45812.629 | 62059.5823 | 76342.0441 | 86212.149 | 91598.4359 | 94046.7001 | 0 | 0 | 0 | 0 | 0 | 0 | 0 | 0 | 0 | 0 | 0 | 0 | 0 | 0 | 0 | 0 | 0 | 0 | 0 | 0
Grocery_Existing_Bi-Level Lighting Control (Interior)_TRC | Ach | Grocery | Interior Lighting | Overhead (fluorescent/LED/CFL U-shape) | TRC | Existing | NE4392 | Bi-Level Lighting Control (Interior) | Bi-Level Lighting Control (Interior) | NonEquip | 8 | Overhead (fluorescent/LED/CFL U-shape) | 22.45% | Prescriptive_lighting control_existing | 31% | 15998.8943 | 24637.3671 | 36278.0314 | 50099.4802 | 62529.4253 | 67193.376 | 59079.2509 | 40842.2168 | 22296.1241 | 10136.6732 | 15998.8943 | 40636.2614 | 76914.2928 | 127013.773 | 189543.1983 | 256736.5743 | 315815.8252 | 356658.042 | 378954.1661 | 389090.8393 | 0.19764 | 0.50201 | 0.95017 | 1.5691 | 2.3415 | 3.1716 | 3.9015 | 4.406 | 4.6815 | 4.8067 | 0 | 0 | 0 | 0 | 0 | 0 | 0 | 0 | 0 | 0
Grocery_Turnover_Premium T8 - Fixture Replacement_TRC | Ach | Grocery | Interior Lighting | Overhead (fluorescent/LED/CFL U-shape) | TRC | Turnover | ET1759 | Premium T8 - Fixture Replacement | Premium T8 - Fixture Replacement | Equip | 8 | Overhead (fluorescent/LED/CFL U-shape) | 24.1% | Prescriptive_lighting | 12.5% | 20605.6754 | 21524.2284 | 20445.9979 | 15537.026 | 9262.3142 | 4488.8798 | 1901.007 | 751.0012 | 288.3335 | 107.5121 | 20605.6754 | 42129.9038 | 62575.9018 | 78112.9278 | 87375.242 | 91864.1219 | 93765.1288 | 94516.13 | 94804.4635 | 94911.9756 | 5.0251 | 10.2743 | 15.2604 | 19.0495 | 21.3083 | 22.403 | 22.8666 | 23.0497 | 23.12 | 23.1463 | 0.0002753 | 0.00056287 | 0.00083604 | 0.0010436 | 0.0011674 | 0.0012273 | 0.0012527 | 0.0012628 | 0.0012666 | 0.0012681
Grocery_New_Premium T8 - Fixture Replacement_TRC | Ach | Grocery | Interior Lighting | Overhead (fluorescent/LED/CFL U-shape) | TRC | New | EN1785 | Premium T8 - Fixture Replacement | Premium T8 - Fixture Replacement | Equip | 8 | Overhead (fluorescent/LED/CFL U-shape) | 0% | Prescriptive_lighting | 12.5% | 0 | 0 | 0 | 0 | 0 | 0 | 0 | 0 | 0 | 0 | 0 | 0 | 0 | 0 | 0 | 0 | 0 | 0 | 0 | 0 | 0 | 0 | 0 | 0 | 0 | 0 | 0 | 0 | 0 | 0 | 0 | 0 | 0 | 0 | 0 | 0 | 0 | 0 | 0 | 0
Grocery_New_VSD Controlled Compressor_TRC | Ach | Grocery | Miscellaneous | Others | TRC | New | NN4535 | VSD Controlled Compressor | VSD Controlled Compressor | NonEquip | 15 | Others | 23.37% | Prescriptive_ECM | 20.79% | 300.5345 | 503.5476 | 904.5587 | 1573.1647 | 2611.1952 | 3681.1087 | 4735.8587 | 5322.9135 | 4953.76 | 3646.4085 | 300.5345 | 804.0821 | 1708.6408 | 3281.8056 | 5893.0007 | 9574.1094 | 14309.9682 | 19632.8816 | 24586.6416 | 28233.0502 | 0.045316 | 0.12124 | 0.25764 | 0.49484 | 0.88857 | 1.4436 | 2.1577 | 2.9603 | 3.7073 | 4.2571 | 0.02121 | 0.056747 | 0.12058 | 0.23161 | 0.41589 | 0.67568 | 1.0099 | 1.3856 | 1.7352 | 1.9925
Grocery_New_Engine Block Timer_TRC | Ach | Grocery | Miscellaneous | Others | TRC | New | NN4483 | Engine Block Timer | Engine Block Timer | NonEquip | 5 | Others | 0% | Prescriptive_ECM | 36% | 0 | 0 | 0 | 0 | 0 | 0 | 0 | 0 | 0 | 0 | 0 | 0 | 0 | 0 | 0 | 0 | 0 | 0 | 0 | 0 | 0 | 0 | 0 | 0 | 0 | 0 | 0 | 0 | 0 | 0 | 0 | 0 | 0 | 0 | 0 | 0 | 0 | 0 | 0 | 0
Grocery_Existing_VSD Controlled Compressor_TRC | Ach | Grocery | Miscellaneous | Others | TRC | Existing | NE4522 | VSD Controlled Compressor | VSD Controlled Compressor | NonEquip | 15 | Others | 23.37% | Prescriptive_ECM_existing | 20.79% | 2102.7782 | 3601.6659 | 5719.5037 | 8903.6823 | 13354.1594 | 18848.8002 | 24253.1218 | 27191.8362 | 25250.5481 | 18557.2363 | 2102.7782 | 5704.4441 | 11423.9479 | 20327.6302 | 33681.7896 | 52530.5898 | 76783.7116 | 103975.5477 | 129226.0958 | 147783.3321 | 0.31707 | 0.86014 | 1.7225 | 3.0651 | 5.0787 | 7.9208 | 11.5778 | 15.6779 | 19.4852 | 22.2834 | 0.1484 | 0.40258 | 0.80622 | 1.4346 | 2.377 | 3.7073 | 5.4189 | 7.3379 | 9.1199 | 10.4295
Grocery_Existing_Engine Block Timer_TRC | Ach | Grocery | Miscellaneous | Others | TRC | Existing | NE4470 | Engine Block Timer | Engine Block Timer | NonEquip | 5 | Others | 0% | Prescriptive_ECM_existing | 36% | 0 | 0 | 0 | 0 | 0 | 0 | 0 | 0 | 0 | 0 | 0 | 0 | 0 | 0 | 0 | 0 | 0 | 0 | 0 | 0 | 0 | 0 | 0 | 0 | 0 | 0 | 0 | 0 | 0 | 0 | 0 | 0 | 0 | 0 | 0 | 0 | 0 | 0 | 0 | 0
Grocery_Turnover_ENERGY STAR Commercial Clothes Washer_TRC | Ach | Grocery | Miscellaneous | Others | TRC | Turnover | ET1876 | ENERGY STAR Commercial Clothes Washer | ENERGY STAR Commercial Clothes Washer | Equip | 7 | Others | 0% | Prescriptive_all | 27.27% | 0 | 0 | 0 | 0 | 0 | 0 | 0 | 0 | 0 | 0 | 0 | 0 | 0 | 0 | 0 | 0 | 0 | 0 | 0 | 0 | 0 | 0 | 0 | 0 | 0 | 0 | 0 | 0 | 0 | 0 | 0 | 0 | 0 | 0 | 0 | 0 | 0 | 0 | 0 | 0
Grocery_Turnover_Efficient Battery Charger_TRC | Ach | Grocery | Miscellaneous | Others | TRC | Turnover | ET1837 | Efficient Battery Charger | Efficient Battery Charger | Equip | 7 | Others | 17.92% | Prescriptive_all | 13.68% | 3006.7664 | 4346.8723 | 6600.6338 | 9501.9819 | 12544.3762 | 14557.2065 | 14088.4262 | 10839.4117 | 6534.771 | 3197.9763 | 3006.7664 | 7353.6387 | 13954.2725 | 23456.2543 | 36000.6305 | 50557.8371 | 64646.2633 | 75485.675 | 82020.446 | 85218.4222 | 1.6475 | 4.0294 | 7.6462 | 12.8527 | 19.7264 | 27.7029 | 35.4226 | 41.362 | 44.9427 | 46.695 | 0 | 0 | 0 | 0 | 0 | 0 | 0 | 0 | 0 | 0
Grocery_New_ENERGY STAR Commercial Clothes Washer_TRC | Ach | Grocery | Miscellaneous | Others | TRC | New | EN1902 | ENERGY STAR Commercial Clothes Washer | ENERGY STAR Commercial Clothes Washer | Equip | 7 | Others | 0% | Prescriptive_all | 27.27% | 0 | 0 | 0 | 0 | 0 | 0 | 0 | 0 | 0 | 0 | 0 | 0 | 0 | 0 | 0 | 0 | 0 | 0 | 0 | 0 | 0 | 0 | 0 | 0 | 0 | 0 | 0 | 0 | 0 | 0 | 0 | 0 | 0 | 0 | 0 | 0 | 0 | 0 | 0 | 0
Grocery_New_Efficient Battery Charger_TRC | Ach | Grocery | Miscellaneous | Others | TRC | New | EN1863 | Efficient Battery Charger | Efficient Battery Charger | Equip | 7 | Others | 17.92% | Prescriptive_all | 13.68% | 302.0162 | 489.3562 | 833.0652 | 1328.7111 | 1925.1173 | 2205.0658 | 2101.8418 | 1591.7712 | 943.427 | 454.2704 | 302.0162 | 791.3724 | 1624.4376 | 2953.1487 | 4878.266 | 7083.3318 | 9185.1737 | 10776.9448 | 11720.3718 | 12174.6422 | 0.16549 | 0.43363 | 0.8901 | 1.6182 | 2.673 | 3.8813 | 5.033 | 5.9052 | 6.4221 | 6.671 | 0 | 0 | 0 | 0 | 0 | 0 | 0 | 0 | 0 | 0
Grocery_New_Network PC Power Management_TRC | Ach | Grocery | Office Equipment | Other office | TRC | New | NN4561 | Network PC Power Management | Network PC Power Management | NonEquip | 5 | Computers | 0% | Prescriptive_all | 56.5% | 0 | 0 | 0 | 0 | 0 | 0 | 0 | 0 | 0 | 0 | 0 | 0 | 0 | 0 | 0 | 0 | 0 | 0 | 0 | 0 | 0 | 0 | 0 | 0 | 0 | 0 | 0 | 0 | 0 | 0 | 0 | 0 | 0 | 0 | 0 | 0 | 0 | 0 | 0 | 0
Grocery_Existing_Network PC Power Management_TRC | Ach | Grocery | Office Equipment | Other office | TRC | Existing | NE4548 | Network PC Power Management | Network PC Power Management | NonEquip | 5 | Computers | 0% | Prescriptive_all_existing | 56.5% | 0 | 0 | 0 | 0 | 0 | 0 | 0 | 0 | 0 | 0 | 0 | 0 | 0 | 0 | 0 | 0 | 0 | 0 | 0 | 0 | 0 | 0 | 0 | 0 | 0 | 0 | 0 | 0 | 0 | 0 | 0 | 0 | 0 | 0 | 0 | 0 | 0 | 0 | 0 | 0
Grocery_Turnover_Energy Star Uninterruptable Power Supply_TRC | Ach | Grocery | Office Equipment | Other office | TRC | Turnover | ET2260 | Energy Star Uninterruptable Power Supply | Energy Star Uninterruptable Power Supply | Equip | 10 | Other office | 0% | Prescriptive_all | 1.878% | 0 | 0 | 0 | 0 | 0 | 0 | 0 | 0 | 0 | 0 | 0 | 0 | 0 | 0 | 0 | 0 | 0 | 0 | 0 | 0 | 0 | 0 | 0 | 0 | 0 | 0 | 0 | 0 | 0 | 0 | 0 | 0 | 0 | 0 | 0 | 0 | 0 | 0 | 0 | 0
Grocery_New_Energy Star Uninterruptable Power Supply_TRC | Ach | Grocery | Office Equipment | Other office | TRC | New | EN2286 | Energy Star Uninterruptable Power Supply | Energy Star Uninterruptable Power Supply | Equip | 10 | Other office | 0% | Prescriptive_all | 1.878% | 0 | 0 | 0 | 0 | 0 | 0 | 0 | 0 | 0 | 0 | 0 | 0 | 0 | 0 | 0 | 0 | 0 | 0 | 0 | 0 | 0 | 0 | 0 | 0 | 0 | 0 | 0 | 0 | 0 | 0 | 0 | 0 | 0 | 0 | 0 | 0 | 0 | 0 | 0 | 0
Grocery_New_Demand Controlled Ventilation_TRC | Ach | Grocery | Ventilation and Circulation | Motor/Fan | TRC | New | NN4951 | Demand Controlled Ventilation | Demand Controlled Ventilation | NonEquip | 10 |  | 23.39% | Prescriptive_all | 9.434% | 2.3769 | 3.79 | 6.3493 | 9.9657 | 14.2089 | 16.0161 | 15.0232 | 11.1963 | 6.5303 | 3.0943 | 2.3769 | 6.167 | 12.5162 | 22.4819 | 36.6908 | 52.7069 | 67.7302 | 78.9264 | 85.4567 | 88.551 | 0.00024747 | 0.00064207 | 0.0013031 | 0.0023407 | 0.0038201 | 0.0054876 | 0.0070517 | 0.0082174 | 0.0088973 | 0.0092195 | 0.0013933 | 0.0036149 | 0.0073366 | 0.013178 | 0.021507 | 0.030895 | 0.039701 | 0.046264 | 0.050092 | 0.051906
Grocery_Existing_Demand Controlled Ventilation_TRC | Ach | Grocery | Ventilation and Circulation | Motor/Fan | TRC | Existing | NE4938 | Demand Controlled Ventilation | Demand Controlled Ventilation | NonEquip | 10 |  | 23.39% | Prescriptive_all_existing | 9.434% | 17.8043 | 27.3788 | 41.0814 | 58.4377 | 76.2336 | 87.2493 | 83.2753 | 63.1869 | 37.5674 | 18.1311 | 17.8043 | 45.1831 | 86.2645 | 144.7021 | 220.9358 | 308.185 | 391.4604 | 454.6473 | 492.2147 | 510.3458 | 0.0018537 | 0.0047042 | 0.0089814 | 0.015066 | 0.023003 | 0.032087 | 0.040757 | 0.047335 | 0.051247 | 0.053134 | 0.010436 | 0.026485 | 0.050565 | 0.084819 | 0.1295 | 0.18065 | 0.22946 | 0.2665 | 0.28852 | 0.29915
Grocery_Turnover_High Speed Fans_TRC | Ach | Grocery | Ventilation and Circulation | Motor/Fan | TRC | Turnover | ET2689 | High Speed Fans | High Speed Fans | Equip | 7 | Motor/Fan | 9.456% | Prescriptive_ECM | 10.99% | 2.3939 | 3.5294 | 5.5816 | 8.6533 | 12.9253 | 18.2033 | 23.3719 | 26.1473 | 24.2286 | 17.7677 | 2.3939 | 5.9233 | 11.5049 | 20.1582 | 33.0835 | 51.2868 | 74.6586 | 100.8059 | 125.0345 | 142.8022 | 0.00033319 | 0.00082442 | 0.0016013 | 0.0028057 | 0.0046047 | 0.0071382 | 0.010391 | 0.01403 | 0.017403 | 0.019876 | 3.0523e-05 | 7.5524e-05 | 0.00014669 | 0.00025702 | 0.00042182 | 0.00065392 | 0.00095192 | 0.0012853 | 0.0015942 | 0.0018208
Grocery_New_High Speed Fans_TRC | Ach | Grocery | Ventilation and Circulation | Motor/Fan | TRC | New | EN2715 | High Speed Fans | High Speed Fans | Equip | 7 | Motor/Fan | 9.456% | Prescriptive_ECM | 10.99% | 0.50316 | 0.82979 | 1.4673 | 2.5122 | 4.1049 | 5.6958 | 7.2103 | 7.9716 | 7.2967 | 5.2834 | 0.50316 | 1.3329 | 2.8003 | 5.3124 | 9.4173 | 15.1132 | 22.3235 | 30.2951 | 37.5918 | 42.8752 | 7.0031e-05 | 0.00018552 | 0.00038975 | 0.0007394 | 0.0013107 | 0.0021035 | 0.0031071 | 0.0042166 | 0.0052321 | 0.0059675 | 6.4154e-06 | 1.6995e-05 | 3.5704e-05 | 6.7735e-05 | 0.00012007 | 0.0001927 | 0.00028463 | 0.00038627 | 0.00047931 | 0.00054667
Grocery_New_VSD Controlled Compressor_TRC | Ach | Grocery | Miscellaneous | Medical equipment | TRC | New | NN4535 | VSD Controlled Compressor | VSD Controlled Compressor | NonEquip | 15 | Others | 0% | Prescriptive_ECM | 20.79% | 0 | 0 | 0 | 0 | 0 | 0 | 0 | 0 | 0 | 0 | 0 | 0 | 0 | 0 | 0 | 0 | 0 | 0 | 0 | 0 | 0 | 0 | 0 | 0 | 0 | 0 | 0 | 0 | 0 | 0 | 0 | 0 | 0 | 0 | 0 | 0 | 0 | 0 | 0 | 0
Grocery_New_Engine Block Timer_TRC | Ach | Grocery | Miscellaneous | Medical equipment | TRC | New | NN4483 | Engine Block Timer | Engine Block Timer | NonEquip | 5 | Others | 0% | Prescriptive_ECM | 36% | 0 | 0 | 0 | 0 | 0 | 0 | 0 | 0 | 0 | 0 | 0 | 0 | 0 | 0 | 0 | 0 | 0 | 0 | 0 | 0 | 0 | 0 | 0 | 0 | 0 | 0 | 0 | 0 | 0 | 0 | 0 | 0 | 0 | 0 | 0 | 0 | 0 | 0 | 0 | 0
Grocery_Existing_VSD Controlled Compressor_TRC | Ach | Grocery | Miscellaneous | Medical equipment | TRC | Existing | NE4522 | VSD Controlled Compressor | VSD Controlled Compressor | NonEquip | 15 | Others | 0% | Prescriptive_ECM_existing | 20.79% | 0 | 0 | 0 | 0 | 0 | 0 | 0 | 0 | 0 | 0 | 0 | 0 | 0 | 0 | 0 | 0 | 0 | 0 | 0 | 0 | 0 | 0 | 0 | 0 | 0 | 0 | 0 | 0 | 0 | 0 | 0 | 0 | 0 | 0 | 0 | 0 | 0 | 0 | 0 | 0
Grocery_Existing_Engine Block Timer_TRC | Ach | Grocery | Miscellaneous | Medical equipment | TRC | Existing | NE4470 | Engine Block Timer | Engine Block Timer | NonEquip | 5 | Others | 0% | Prescriptive_ECM_existing | 36% | 0 | 0 | 0 | 0 | 0 | 0 | 0 | 0 | 0 | 0 | 0 | 0 | 0 | 0 | 0 | 0 | 0 | 0 | 0 | 0 | 0 | 0 | 0 | 0 | 0 | 0 | 0 | 0 | 0 | 0 | 0 | 0 | 0 | 0 | 0 | 0 | 0 | 0 | 0 | 0
Grocery_New_Strip Curtains for Walk-ins_TRC | Ach | Grocery | Refrigeration | Large cold storage | TRC | New | NN4899 | Strip Curtains for Walk-ins | Strip Curtains for Walk-ins | NonEquip | 4 | Walk-in cooler | 0% | Prescriptive_refrigeration control | 2.115% | 0 | 0 | 0 | 0 | 0 | 0 | 0 | 0 | 0 | 0 | 0 | 0 | 0 | 0 | 0 | 0 | 0 | 0 | 0 | 0 | 0 | 0 | 0 | 0 | 0 | 0 | 0 | 0 | 0 | 0 | 0 | 0 | 0 | 0 | 0 | 0 | 0 | 0 | 0 | 0
Grocery_New_PSC to ECM Evaporator Fan Motor (Walk-In, Refrigerator)_TRC | Ach | Grocery | Refrigeration | Large cold storage | TRC | New | NN4847 | PSC to ECM Evaporator Fan Motor (Walk-In, Refrigerator) | PSC to ECM Evaporator Fan Motor (Walk-In, Refrigerator) | NonEquip | 15 | Walk-in cooler | 0% | Prescriptive_ECM | 37.5% | 0 | 0 | 0 | 0 | 0 | 0 | 0 | 0 | 0 | 0 | 0 | 0 | 0 | 0 | 0 | 0 | 0 | 0 | 0 | 0 | 0 | 0 | 0 | 0 | 0 | 0 | 0 | 0 | 0 | 0 | 0 | 0 | 0 | 0 | 0 | 0 | 0 | 0 | 0 | 0
Grocery_New_PSC to ECM Evaporator Fan Motor (Reach-In)_TRC | Ach | Grocery | Refrigeration | Large cold storage | TRC | New | NN4821 | PSC to ECM Evaporator Fan Motor (Reach-In) | PSC to ECM Evaporator Fan Motor (Reach-In) | NonEquip | 15 | Display cases | 0% | Prescriptive_ECM | 37.5% | 0 | 0 | 0 | 0 | 0 | 0 | 0 | 0 | 0 | 0 | 0 | 0 | 0 | 0 | 0 | 0 | 0 | 0 | 0 | 0 | 0 | 0 | 0 | 0 | 0 | 0 | 0 | 0 | 0 | 0 | 0 | 0 | 0 | 0 | 0 | 0 | 0 | 0 | 0 | 0
Grocery_Existing_Strip Curtains for Walk-ins_TRC | Ach | Grocery | Refrigeration | Large cold storage | TRC | Existing | NE4886 | Strip Curtains for Walk-ins | Strip Curtains for Walk-ins | NonEquip | 4 | Walk-in cooler | 0% | Prescriptive_refrigeration control_existing | 2.115% | 0 | 0 | 0 | 0 | 0 | 0 | 0 | 0 | 0 | 0 | 0 | 0 | 0 | 0 | 0 | 0 | 0 | 0 | 0 | 0 | 0 | 0 | 0 | 0 | 0 | 0 | 0 | 0 | 0 | 0 | 0 | 0 | 0 | 0 | 0 | 0 | 0 | 0 | 0 | 0
Grocery_Existing_PSC to ECM Evaporator Fan Motor (Walk-In, Refrigerator)_TRC | Ach | Grocery | Refrigeration | Large cold storage | TRC | Existing | NE4834 | PSC to ECM Evaporator Fan Motor (Walk-In, Refrigerator) | PSC to ECM Evaporator Fan Motor (Walk-In, Refrigerator) | NonEquip | 15 | Walk-in cooler | 0% | Prescriptive_ECM_existing | 37.5% | 0 | 0 | 0 | 0 | 0 | 0 | 0 | 0 | 0 | 0 | 0 | 0 | 0 | 0 | 0 | 0 | 0 | 0 | 0 | 0 | 0 | 0 | 0 | 0 | 0 | 0 | 0 | 0 | 0 | 0 | 0 | 0 | 0 | 0 | 0 | 0 | 0 | 0 | 0 | 0
Grocery_Existing_PSC to ECM Evaporator Fan Motor (Reach-In)_TRC | Ach | Grocery | Refrigeration | Large cold storage | TRC | Existing | NE4808 | PSC to ECM Evaporator Fan Motor (Reach-In) | PSC to ECM Evaporator Fan Motor (Reach-In) | NonEquip | 15 | Display cases | 0% | Prescriptive_ECM_existing | 37.5% | 0 | 0 | 0 | 0 | 0 | 0 | 0 | 0 | 0 | 0 | 0 | 0 | 0 | 0 | 0 | 0 | 0 | 0 | 0 | 0 | 0 | 0 | 0 | 0 | 0 | 0 | 0 | 0 | 0 | 0 | 0 | 0 | 0 | 0 | 0 | 0 | 0 | 0 | 0 | 0
Grocery_Existing_Freezer-Cooler Replacement Gaskets_TRC | Ach | Grocery | Refrigeration | Large cold storage | TRC | Existing | NE4704 | Freezer-Cooler Replacement Gaskets | Freezer-Cooler Replacement Gaskets | NonEquip | 4 | Display cases | 0% | Prescriptive_refrigeration control_existing | 3.131% | 0 | 0 | 0 | 0 | 0 | 0 | 0 | 0 | 0 | 0 | 0 | 0 | 0 | 0 | 0 | 0 | 0 | 0 | 0 | 0 | 0 | 0 | 0 | 0 | 0 | 0 | 0 | 0 | 0 | 0 | 0 | 0 | 0 | 0 | 0 | 0 | 0 | 0 | 0 | 0
Grocery_New_VSD Controlled Compressor_TRC | Ach | Grocery | Miscellaneous | Laboratory equipment | TRC | New | NN4535 | VSD Controlled Compressor | VSD Controlled Compressor | NonEquip | 15 | Others | 0% | Prescriptive_ECM | 20.79% | 0 | 0 | 0 | 0 | 0 | 0 | 0 | 0 | 0 | 0 | 0 | 0 | 0 | 0 | 0 | 0 | 0 | 0 | 0 | 0 | 0 | 0 | 0 | 0 | 0 | 0 | 0 | 0 | 0 | 0 | 0 | 0 | 0 | 0 | 0 | 0 | 0 | 0 | 0 | 0
Grocery_New_Engine Block Timer_TRC | Ach | Grocery | Miscellaneous | Laboratory equipment | TRC | New | NN4483 | Engine Block Timer | Engine Block Timer | NonEquip | 5 | Others | 0% | Prescriptive_ECM | 36% | 0 | 0 | 0 | 0 | 0 | 0 | 0 | 0 | 0 | 0 | 0 | 0 | 0 | 0 | 0 | 0 | 0 | 0 | 0 | 0 | 0 | 0 | 0 | 0 | 0 | 0 | 0 | 0 | 0 | 0 | 0 | 0 | 0 | 0 | 0 | 0 | 0 | 0 | 0 | 0
Grocery_Existing_VSD Controlled Compressor_TRC | Ach | Grocery | Miscellaneous | Laboratory equipment | TRC | Existing | NE4522 | VSD Controlled Compressor | VSD Controlled Compressor | NonEquip | 15 | Others | 0% | Prescriptive_ECM_existing | 20.79% | 0 | 0 | 0 | 0 | 0 | 0 | 0 | 0 | 0 | 0 | 0 | 0 | 0 | 0 | 0 | 0 | 0 | 0 | 0 | 0 | 0 | 0 | 0 | 0 | 0 | 0 | 0 | 0 | 0 | 0 | 0 | 0 | 0 | 0 | 0 | 0 | 0 | 0 | 0 | 0
Grocery_Existing_Engine Block Timer_TRC | Ach | Grocery | Miscellaneous | Laboratory equipment | TRC | Existing | NE4470 | Engine Block Timer | Engine Block Timer | NonEquip | 5 | Others | 0% | Prescriptive_ECM_existing | 36% | 0 | 0 | 0 | 0 | 0 | 0 | 0 | 0 | 0 | 0 | 0 | 0 | 0 | 0 | 0 | 0 | 0 | 0 | 0 | 0 | 0 | 0 | 0 | 0 | 0 | 0 | 0 | 0 | 0 | 0 | 0 | 0 | 0 | 0 | 0 | 0 | 0 | 0 | 0 | 0
Grocery_New_Demand Controlled Ventilation_TRC | Ach | Grocery | Ventilation and Circulation | Individual room ventilation | TRC | New | NN4951 | Demand Controlled Ventilation | Demand Controlled Ventilation | NonEquip | 10 |  | 23.39% | Prescriptive_all | 9.434% | 0 | 0 | 0 | 0 | 0 | 0 | 0 | 0 | 0 | 0 | 0 | 0 | 0 | 0 | 0 | 0 | 0 | 0 | 0 | 0 | 0 | 0 | 0 | 0 | 0 | 0 | 0 | 0 | 0 | 0 | 0 | 0 | 0 | 0 | 0 | 0 | 0 | 0 | 0 | 0
Grocery_Existing_Demand Controlled Ventilation_TRC | Ach | Grocery | Ventilation and Circulation | Individual room ventilation | TRC | Existing | NE4938 | Demand Controlled Ventilation | Demand Controlled Ventilation | NonEquip | 10 |  | 23.39% | Prescriptive_all_existing | 9.434% | 0 | 0 | 0 | 0 | 0 | 0 | 0 | 0 | 0 | 0 | 0 | 0 | 0 | 0 | 0 | 0 | 0 | 0 | 0 | 0 | 0 | 0 | 0 | 0 | 0 | 0 | 0 | 0 | 0 | 0 | 0 | 0 | 0 | 0 | 0 | 0 | 0 | 0 | 0 | 0
Grocery_New_Ceiling Insulation(R2 to R38)_TRC | Ach | Grocery | Space Heating | Individual room heating | TRC | New | NN3183 | Ceiling Insulation(R2 to R38) | Ceiling Insulation(R2 to R38) | NonEquip | 20 |  | 0% | Prescriptive_all | 2.133% | 0 | 0 | 0 | 0 | 0 | 0 | 0 | 0 | 0 | 0 | 0 | 0 | 0 | 0 | 0 | 0 | 0 | 0 | 0 | 0 | 0 | 0 | 0 | 0 | 0 | 0 | 0 | 0 | 0 | 0 | 0 | 0 | 0 | 0 | 0 | 0 | 0 | 0 | 0 | 0
Grocery_Existing_Wall Insulation_TRC | Ach | Grocery | Space Heating | Individual room heating | TRC | Existing | NE4236 | Wall Insulation | Wall Insulation | NonEquip | 20 |  | 0% | Prescriptive_all_existing | 0.2818% | 0 | 0 | 0 | 0 | 0 | 0 | 0 | 0 | 0 | 0 | 0 | 0 | 0 | 0 | 0 | 0 | 0 | 0 | 0 | 0 | 0 | 0 | 0 | 0 | 0 | 0 | 0 | 0 | 0 | 0 | 0 | 0 | 0 | 0 | 0 | 0 | 0 | 0 | 0 | 0
Grocery_Existing_Ceiling Insulation(R2 to R38)_TRC | Ach | Grocery | Space Heating | Individual room heating | TRC | Existing | NE3170 | Ceiling Insulation(R2 to R38) | Ceiling Insulation(R2 to R38) | NonEquip | 20 |  | 0% | Prescriptive_all_existing | 2.354% | 0 | 0 | 0 | 0 | 0 | 0 | 0 | 0 | 0 | 0 | 0 | 0 | 0 | 0 | 0 | 0 | 0 | 0 | 0 | 0 | 0 | 0 | 0 | 0 | 0 | 0 | 0 | 0 | 0 | 0 | 0 | 0 | 0 | 0 | 0 | 0 | 0 | 0 | 0 | 0
Grocery_New_HVAC tune-up_TRC | Ach | Grocery | Space Cooling | Individual room air conditioners | TRC | New | NN3885 | HVAC tune-up | HVAC tune-up | NonEquip | 5 | Residential-type central air conditioners | 0% | Prescriptive_all | 5% | 0 | 0 | 0 | 0 | 0 | 0 | 0 | 0 | 0 | 0 | 0 | 0 | 0 | 0 | 0 | 0 | 0 | 0 | 0 | 0 | 0 | 0 | 0 | 0 | 0 | 0 | 0 | 0 | 0 | 0 | 0 | 0 | 0 | 0 | 0 | 0 | 0 | 0 | 0 | 0
Grocery_New_Facility Commissioning_TRC | Ach | Grocery | Space Cooling | Individual room air conditioners | TRC | New | NN3625 | Facility Commissioning | Facility Commissioning | NonEquip | 10 |  | 53.41% | Custom_improvement | 16% | 58.2954 | 88.3702 | 141.3784 | 214.3725 | 301.3 | 346.8425 | 350.7113 | 302.3228 | 218.4429 | 133.701 | 58.2954 | 146.6656 | 288.0441 | 502.4166 | 803.7165 | 1150.559 | 1501.2704 | 1803.5931 | 2022.0361 | 2155.737 | 0.010207 | 0.025679 | 0.050431 | 0.087964 | 0.14072 | 0.20144 | 0.26285 | 0.31578 | 0.35402 | 0.37743 | 0.00023286 | 0.00058585 | 0.0011506 | 0.0020069 | 0.0032104 | 0.0045959 | 0.0059968 | 0.0072044 | 0.008077 | 0.008611
Grocery_New_Energy Recovery Ventilation System (ERV)_TRC | Ach | Grocery | Space Cooling | Individual room air conditioners | TRC | New | NN3599 | Energy Recovery Ventilation System (ERV) | Energy Recovery Ventilation System (ERV) | NonEquip | 15 | Packaged air conditioning units (RTUs) | 0% | Prescriptive_all | 9.935% | 0 | 0 | 0 | 0 | 0 | 0 | 0 | 0 | 0 | 0 | 0 | 0 | 0 | 0 | 0 | 0 | 0 | 0 | 0 | 0 | 0 | 0 | 0 | 0 | 0 | 0 | 0 | 0 | 0 | 0 | 0 | 0 | 0 | 0 | 0 | 0 | 0 | 0 | 0 | 0
Grocery_New_Chilled Water System - Variable Speed Drives_TRC | Ach | Grocery | Space Cooling | Individual room air conditioners | TRC | New | NN3313 | Chilled Water System - Variable Speed Drives | Chilled Water System - Variable Speed Drives | NonEquip | 13 | Central chillers inside | 0% | Prescriptive_all | 24.74% | 0 | 0 | 0 | 0 | 0 | 0 | 0 | 0 | 0 | 0 | 0 | 0 | 0 | 0 | 0 | 0 | 0 | 0 | 0 | 0 | 0 | 0 | 0 | 0 | 0 | 0 | 0 | 0 | 0 | 0 | 0 | 0 | 0 | 0 | 0 | 0 | 0 | 0 | 0 | 0
Grocery_New_Ceiling Insulation(R2 to R38)_TRC | Ach | Grocery | Space Cooling | Individual room air conditioners | TRC | New | NN3209 | Ceiling Insulation(R2 to R38) | Ceiling Insulation(R2 to R38) | NonEquip | 20 |  | 0% | Prescriptive_all | 6.088% | 0 | 0 | 0 | 0 | 0 | 0 | 0 | 0 | 0 | 0 | 0 | 0 | 0 | 0 | 0 | 0 | 0 | 0 | 0 | 0 | 0 | 0 | 0 | 0 | 0 | 0 | 0 | 0 | 0 | 0 | 0 | 0 | 0 | 0 | 0 | 0 | 0 | 0 | 0 | 0
Grocery_Existing_Wall Insulation_TRC | Ach | Grocery | Space Cooling | Individual room air conditioners | TRC | Existing | NE4210 | Wall Insulation | Wall Insulation | NonEquip | 20 |  | 0% | Prescriptive_all_existing | 4.992% | 0 | 0 | 0 | 0 | 0 | 0 | 0 | 0 | 0 | 0 | 0 | 0 | 0 | 0 | 0 | 0 | 0 | 0 | 0 | 0 | 0 | 0 | 0 | 0 | 0 | 0 | 0 | 0 | 0 | 0 | 0 | 0 | 0 | 0 | 0 | 0 | 0 | 0 | 0 | 0
Grocery_Existing_HVAC tune-up_TRC | Ach | Grocery | Space Cooling | Individual room air conditioners | TRC | Existing | NE3872 | HVAC tune-up | HVAC tune-up | NonEquip | 5 | Residential-type central air conditioners | 0% | Prescriptive_all_existing | 5% | 0 | 0 | 0 | 0 | 0 | 0 | 0 | 0 | 0 | 0 | 0 | 0 | 0 | 0 | 0 | 0 | 0 | 0 | 0 | 0 | 0 | 0 | 0 | 0 | 0 | 0 | 0 | 0 | 0 | 0 | 0 | 0 | 0 | 0 | 0 | 0 | 0 | 0 | 0 | 0
Grocery_Existing_Energy Recovery Ventilation System (ERV)_TRC | Ach | Grocery | Space Cooling | Individual room air conditioners | TRC | Existing | NE3586 | Energy Recovery Ventilation System (ERV) | Energy Recovery Ventilation System (ERV) | NonEquip | 15 | Packaged air conditioning units (RTUs) | 0% | Prescriptive_all_existing | 9.935% | 0 | 0 | 0 | 0 | 0 | 0 | 0 | 0 | 0 | 0 | 0 | 0 | 0 | 0 | 0 | 0 | 0 | 0 | 0 | 0 | 0 | 0 | 0 | 0 | 0 | 0 | 0 | 0 | 0 | 0 | 0 | 0 | 0 | 0 | 0 | 0 | 0 | 0 | 0 | 0
Grocery_Existing_Chilled Water System - Variable Speed Drives_TRC | Ach | Grocery | Space Cooling | Individual room air conditioners | TRC | Existing | NE3300 | Chilled Water System - Variable Speed Drives | Chilled Water System - Variable Speed Drives | NonEquip | 13 | Central chillers inside | 0% | Prescriptive_all_existing | 24.74% | 0 | 0 | 0 | 0 | 0 | 0 | 0 | 0 | 0 | 0 | 0 | 0 | 0 | 0 | 0 | 0 | 0 | 0 | 0 | 0 | 0 | 0 | 0 | 0 | 0 | 0 | 0 | 0 | 0 | 0 | 0 | 0 | 0 | 0 | 0 | 0 | 0 | 0 | 0 | 0
Grocery_Existing_Ceiling Insulation(R2 to R38)_TRC | Ach | Grocery | Space Cooling | Individual room air conditioners | TRC | Existing | NE3196 | Ceiling Insulation(R2 to R38) | Ceiling Insulation(R2 to R38) | NonEquip | 20 |  | 0% | Prescriptive_all_existing | 6.088% | 0 | 0 | 0 | 0 | 0 | 0 | 0 | 0 | 0 | 0 | 0 | 0 | 0 | 0 | 0 | 0 | 0 | 0 | 0 | 0 | 0 | 0 | 0 | 0 | 0 | 0 | 0 | 0 | 0 | 0 | 0 | 0 | 0 | 0 | 0 | 0 | 0 | 0 | 0 | 0
Grocery_New_Interior Lighting Controls_TRC | Ach | Grocery | Interior Lighting | High bay | TRC | New | NN4431 | Interior Lighting Controls | Interior Lighting Controls | NonEquip | 8 | Overhead (fluorescent/LED/CFL U-shape) | 0% | Prescriptive_lighting control | 28% | 0 | 0 | 0 | 0 | 0 | 0 | 0 | 0 | 0 | 0 | 0 | 0 | 0 | 0 | 0 | 0 | 0 | 0 | 0 | 0 | 0 | 0 | 0 | 0 | 0 | 0 | 0 | 0 | 0 | 0 | 0 | 0 | 0 | 0 | 0 | 0 | 0 | 0 | 0 | 0
Grocery_New_Bi-Level Lighting Control (Interior)_TRC | Ach | Grocery | Interior Lighting | High bay | TRC | New | NN4405 | Bi-Level Lighting Control (Interior) | Bi-Level Lighting Control (Interior) | NonEquip | 8 | Overhead (fluorescent/LED/CFL U-shape) | 0% | Prescriptive_lighting control | 31% | 0 | 0 | 0 | 0 | 0 | 0 | 0 | 0 | 0 | 0 | 0 | 0 | 0 | 0 | 0 | 0 | 0 | 0 | 0 | 0 | 0 | 0 | 0 | 0 | 0 | 0 | 0 | 0 | 0 | 0 | 0 | 0 | 0 | 0 | 0 | 0 | 0 | 0 | 0 | 0
Grocery_Existing_Interior Lighting Controls_TRC | Ach | Grocery | Interior Lighting | High bay | TRC | Existing | NE4418 | Interior Lighting Controls | Interior Lighting Controls | NonEquip | 8 | Overhead (fluorescent/LED/CFL U-shape) | 0% | Prescriptive_lighting control_existing | 28% | 0 | 0 | 0 | 0 | 0 | 0 | 0 | 0 | 0 | 0 | 0 | 0 | 0 | 0 | 0 | 0 | 0 | 0 | 0 | 0 | 0 | 0 | 0 | 0 | 0 | 0 | 0 | 0 | 0 | 0 | 0 | 0 | 0 | 0 | 0 | 0 | 0 | 0 | 0 | 0
Grocery_Existing_Bi-Level Lighting Control (Interior)_TRC | Ach | Grocery | Interior Lighting | High bay | TRC | Existing | NE4392 | Bi-Level Lighting Control (Interior) | Bi-Level Lighting Control (Interior) | NonEquip | 8 | Overhead (fluorescent/LED/CFL U-shape) | 0% | Prescriptive_lighting control_existing | 31% | 0 | 0 | 0 | 0 | 0 | 0 | 0 | 0 | 0 | 0 | 0 | 0 | 0 | 0 | 0 | 0 | 0 | 0 | 0 | 0 | 0 | 0 | 0 | 0 | 0 | 0 | 0 | 0 | 0 | 0 | 0 | 0 | 0 | 0 | 0 | 0 | 0 | 0 | 0 | 0
Grocery_New_Ceiling Insulation(R2 to R38)_TRC | Ach | Grocery | Space Heating | Forced air furnace | TRC | New | NN3183 | Ceiling Insulation(R2 to R38) | Ceiling Insulation(R2 to R38) | NonEquip | 20 |  | 0% | Prescriptive_all | 2.133% | 0 | 0 | 0 | 0 | 0 | 0 | 0 | 0 | 0 | 0 | 0 | 0 | 0 | 0 | 0 | 0 | 0 | 0 | 0 | 0 | 0 | 0 | 0 | 0 | 0 | 0 | 0 | 0 | 0 | 0 | 0 | 0 | 0 | 0 | 0 | 0 | 0 | 0 | 0 | 0
Grocery_Existing_Wall Insulation_TRC | Ach | Grocery | Space Heating | Forced air furnace | TRC | Existing | NE4236 | Wall Insulation | Wall Insulation | NonEquip | 20 |  | 0% | Prescriptive_all_existing | 0.2818% | 0 | 0 | 0 | 0 | 0 | 0 | 0 | 0 | 0 | 0 | 0 | 0 | 0 | 0 | 0 | 0 | 0 | 0 | 0 | 0 | 0 | 0 | 0 | 0 | 0 | 0 | 0 | 0 | 0 | 0 | 0 | 0 | 0 | 0 | 0 | 0 | 0 | 0 | 0 | 0
Grocery_Existing_Ceiling Insulation(R2 to R38)_TRC | Ach | Grocery | Space Heating | Forced air furnace | TRC | Existing | NE3170 | Ceiling Insulation(R2 to R38) | Ceiling Insulation(R2 to R38) | NonEquip | 20 |  | 0% | Prescriptive_all_existing | 2.354% | 0 | 0 | 0 | 0 | 0 | 0 | 0 | 0 | 0 | 0 | 0 | 0 | 0 | 0 | 0 | 0 | 0 | 0 | 0 | 0 | 0 | 0 | 0 | 0 | 0 | 0 | 0 | 0 | 0 | 0 | 0 | 0 | 0 | 0 | 0 | 0 | 0 | 0 | 0 | 0
Grocery_New_Outdoor Lighting Controls_TRC | Ach | Grocery | Exterior Lighting | Exterior parking/lot lighting | TRC | New | NN2975 | Outdoor Lighting Controls | Outdoor Lighting Controls | NonEquip | 8 | Exterior parking/lot lighting | 30.95% | Prescriptive_lighting control | 28% | 594.4191 | 935.6277 | 1537.5153 | 2341.9094 | 3193.2676 | 3377.5271 | 2916.0644 | 1978.0128 | 1058.2378 | 471.9417 | 594.4191 | 1530.0468 | 3067.5622 | 5409.4716 | 8602.7392 | 11980.2663 | 14896.3307 | 16874.3436 | 17932.5814 | 18404.5231 | 0 | 0 | 0 | 0 | 0 | 0 | 0 | 0 | 0 | 0 | 0 | 0 | 0 | 0 | 0 | 0 | 0 | 0 | 0 | 0
Grocery_New_Bi-Level Lighting Control (Exterior)_TRC | Ach | Grocery | Exterior Lighting | Exterior parking/lot lighting | TRC | New | NN2949 | Bi-Level Lighting Control (Exterior) | Bi-Level Lighting Control (Exterior) | NonEquip | 9 | Exterior parking/lot lighting | 8.579% | Prescriptive_lighting control | 31% | 195.5904 | 306.0992 | 499.1562 | 753.5726 | 1019.6954 | 1076.0807 | 934.7245 | 641.7707 | 347.399 | 156.083 | 195.5904 | 501.6896 | 1000.8458 | 1754.4184 | 2774.1137 | 3850.1944 | 4784.9189 | 5426.6897 | 5774.0886 | 5930.1717 | 0 | 0 | 0 | 0 | 0 | 0 | 0 | 0 | 0 | 0 | 0 | 0 | 0 | 0 | 0 | 0 | 0 | 0 | 0 | 0
Grocery_Existing_Outdoor Lighting Controls_TRC | Ach | Grocery | Exterior Lighting | Exterior parking/lot lighting | TRC | Existing | NE2962 | Outdoor Lighting Controls | Outdoor Lighting Controls | NonEquip | 8 | Exterior parking/lot lighting | 30.95% | Prescriptive_lighting control_existing | 28% | 5589.058 | 8454.1982 | 12451.4998 | 17199.8869 | 21472.093 | 23075.1927 | 20285.0685 | 14018.2944 | 7650.0255 | 3477.2162 | 5589.058 | 14043.2562 | 26494.756 | 43694.6429 | 65166.7359 | 88241.9285 | 108526.997 | 122545.2914 | 130195.3169 | 133672.5331 | 0 | 0 | 0 | 0 | 0 | 0 | 0 | 0 | 0 | 0 | 0 | 0 | 0 | 0 | 0 | 0 | 0 | 0 | 0 | 0
Grocery_Existing_Bi-Level Lighting Control (Exterior)_TRC | Ach | Grocery | Exterior Lighting | Exterior parking/lot lighting | TRC | Existing | NE2936 | Bi-Level Lighting Control (Exterior) | Bi-Level Lighting Control (Exterior) | NonEquip | 9 | Exterior parking/lot lighting | 8.579% | Prescriptive_lighting control_existing | 31% | 1856.9257 | 2806.8562 | 4130.0862 | 5698.9177 | 7107.8705 | 7636.4465 | 6718.0165 | 4649.4338 | 2540.9373 | 1156.0114 | 1856.9257 | 4663.7818 | 8793.868 | 14492.7857 | 21600.6562 | 29237.1027 | 35955.1192 | 40604.553 | 43145.4903 | 44301.5017 | 0 | 0 | 0 | 0 | 0 | 0 | 0 | 0 | 0 | 0 | 0 | 0 | 0 | 0 | 0 | 0 | 0 | 0 | 0 | 0
Grocery_Turnover_High Efficiency HID Lighting_TRC | Ach | Grocery | Exterior Lighting | Exterior parking/lot lighting | TRC | Turnover | ET511 | High Efficiency HID Lighting | High Efficiency HID Lighting | Equip | 13 | Exterior parking/lot lighting | 6.728% | Prescriptive_lighting | 34.18% | 4068.5409 | 4252.4894 | 4041.9206 | 3073.344 | 1833.2707 | 889.0146 | 376.7198 | 148.9152 | 57.2081 | 21.3444 | 4068.5409 | 8321.0303 | 12362.9509 | 15436.2948 | 17269.5656 | 18158.5802 | 18535.3 | 18684.2152 | 18741.4233 | 18762.7677 | 0 | 0 | 0 | 0 | 0 | 0 | 0 | 0 | 0 | 0 | 0 | 0 | 0 | 0 | 0 | 0 | 0 | 0 | 0 | 0
Grocery_New_High Efficiency HID Lighting_TRC | Ach | Grocery | Exterior Lighting | Exterior parking/lot lighting | TRC | New | EN537 | High Efficiency HID Lighting | High Efficiency HID Lighting | Equip | 13 | Exterior parking/lot lighting | 94.94% | Prescriptive_lighting | 34.18% | 12789.2313 | 14473.2243 | 14700.4786 | 11699.7976 | 7283.8991 | 3433.7459 | 1492.1437 | 627.7469 | 254.9844 | 95.5181 | 12789.2313 | 27262.4557 | 41962.9342 | 53662.7319 | 60946.631 | 64380.3769 | 65872.5206 | 66500.2675 | 66755.2519 | 66850.77 | 0 | 0 | 0 | 0 | 0 | 0 | 0 | 0 | 0 | 0 | 0 | 0 | 0 | 0 | 0 | 0 | 0 | 0 | 0 | 0
Grocery_New_Outdoor Lighting Controls_TRC | Ach | Grocery | Exterior Lighting | Exterior marquis | TRC | New | NN2975 | Outdoor Lighting Controls | Outdoor Lighting Controls | NonEquip | 8 | Exterior parking/lot lighting | 0% | Prescriptive_lighting control | 28% | 0 | 0 | 0 | 0 | 0 | 0 | 0 | 0 | 0 | 0 | 0 | 0 | 0 | 0 | 0 | 0 | 0 | 0 | 0 | 0 | 0 | 0 | 0 | 0 | 0 | 0 | 0 | 0 | 0 | 0 | 0 | 0 | 0 | 0 | 0 | 0 | 0 | 0 | 0 | 0
Grocery_New_Bi-Level Lighting Control (Exterior)_TRC | Ach | Grocery | Exterior Lighting | Exterior marquis | TRC | New | NN2949 | Bi-Level Lighting Control (Exterior) | Bi-Level Lighting Control (Exterior) | NonEquip | 9 | Exterior parking/lot lighting | 0% | Prescriptive_lighting control | 31% | 0 | 0 | 0 | 0 | 0 | 0 | 0 | 0 | 0 | 0 | 0 | 0 | 0 | 0 | 0 | 0 | 0 | 0 | 0 | 0 | 0 | 0 | 0 | 0 | 0 | 0 | 0 | 0 | 0 | 0 | 0 | 0 | 0 | 0 | 0 | 0 | 0 | 0 | 0 | 0
Grocery_Existing_Outdoor Lighting Controls_TRC | Ach | Grocery | Exterior Lighting | Exterior marquis | TRC | Existing | NE2962 | Outdoor Lighting Controls | Outdoor Lighting Controls | NonEquip | 8 | Exterior parking/lot lighting | 0% | Prescriptive_lighting control_existing | 28% | 0 | 0 | 0 | 0 | 0 | 0 | 0 | 0 | 0 | 0 | 0 | 0 | 0 | 0 | 0 | 0 | 0 | 0 | 0 | 0 | 0 | 0 | 0 | 0 | 0 | 0 | 0 | 0 | 0 | 0 | 0 | 0 | 0 | 0 | 0 | 0 | 0 | 0 | 0 | 0
Grocery_Existing_Bi-Level Lighting Control (Exterior)_TRC | Ach | Grocery | Exterior Lighting | Exterior marquis | TRC | Existing | NE2936 | Bi-Level Lighting Control (Exterior) | Bi-Level Lighting Control (Exterior) | NonEquip | 9 | Exterior parking/lot lighting | 0% | Prescriptive_lighting control_existing | 31% | 0 | 0 | 0 | 0 | 0 | 0 | 0 | 0 | 0 | 0 | 0 | 0 | 0 | 0 | 0 | 0 | 0 | 0 | 0 | 0 | 0 | 0 | 0 | 0 | 0 | 0 | 0 | 0 | 0 | 0 | 0 | 0 | 0 | 0 | 0 | 0 | 0 | 0 | 0 | 0
Grocery_Turnover_LED Exterior Lighting_TRC | Ach | Grocery | Exterior Lighting | Exterior marquis | TRC | Turnover | ET628 | LED Exterior Lighting | LED Exterior Lighting | Equip | 13 | Exterior marquis | 4.268% | Prescriptive_lighting | 60.51% | 25.7876 | 26.9536 | 25.6189 | 19.4798 | 11.6198 | 5.6348 | 2.3878 | 0.94387 | 0.3626 | 0.13529 | 25.7876 | 52.7412 | 78.3601 | 97.8399 | 109.4597 | 115.0946 | 117.4824 | 118.4262 | 118.7888 | 118.9241 | 0 | 0 | 0 | 0 | 0 | 0 | 0 | 0 | 0 | 0 | 0 | 0 | 0 | 0 | 0 | 0 | 0 | 0 | 0 | 0
Grocery_New_LED Exterior Lighting_TRC | Ach | Grocery | Exterior Lighting | Exterior marquis | TRC | New | EN654 | LED Exterior Lighting | LED Exterior Lighting | Equip | 13 | Exterior marquis | 4.624% | Prescriptive_lighting | 60.51% | 5.2615 | 6.1635 | 6.5678 | 5.533 | 3.6222 | 1.7338 | 0.72359 | 0.28155 | 0.10633 | 0.039035 | 5.2615 | 11.425 | 17.9927 | 23.5258 | 27.148 | 28.8817 | 29.6053 | 29.8869 | 29.9932 | 30.0322 | 0 | 0 | 0 | 0 | 0 | 0 | 0 | 0 | 0 | 0 | 0 | 0 | 0 | 0 | 0 | 0 | 0 | 0 | 0 | 0
Grocery_New_VSD Controlled Compressor_TRC | Ach | Grocery | Miscellaneous | Elevators/Escalators | TRC | New | NN4535 | VSD Controlled Compressor | VSD Controlled Compressor | NonEquip | 15 | Others | 0% | Prescriptive_ECM | 20.79% | 0 | 0 | 0 | 0 | 0 | 0 | 0 | 0 | 0 | 0 | 0 | 0 | 0 | 0 | 0 | 0 | 0 | 0 | 0 | 0 | 0 | 0 | 0 | 0 | 0 | 0 | 0 | 0 | 0 | 0 | 0 | 0 | 0 | 0 | 0 | 0 | 0 | 0 | 0 | 0
Grocery_New_Engine Block Timer_TRC | Ach | Grocery | Miscellaneous | Elevators/Escalators | TRC | New | NN4483 | Engine Block Timer | Engine Block Timer | NonEquip | 5 | Others | 0% | Prescriptive_ECM | 36% | 0 | 0 | 0 | 0 | 0 | 0 | 0 | 0 | 0 | 0 | 0 | 0 | 0 | 0 | 0 | 0 | 0 | 0 | 0 | 0 | 0 | 0 | 0 | 0 | 0 | 0 | 0 | 0 | 0 | 0 | 0 | 0 | 0 | 0 | 0 | 0 | 0 | 0 | 0 | 0
Grocery_Existing_VSD Controlled Compressor_TRC | Ach | Grocery | Miscellaneous | Elevators/Escalators | TRC | Existing | NE4522 | VSD Controlled Compressor | VSD Controlled Compressor | NonEquip | 15 | Others | 0% | Prescriptive_ECM_existing | 20.79% | 0 | 0 | 0 | 0 | 0 | 0 | 0 | 0 | 0 | 0 | 0 | 0 | 0 | 0 | 0 | 0 | 0 | 0 | 0 | 0 | 0 | 0 | 0 | 0 | 0 | 0 | 0 | 0 | 0 | 0 | 0 | 0 | 0 | 0 | 0 | 0 | 0 | 0 | 0 | 0
Grocery_Existing_Engine Block Timer_TRC | Ach | Grocery | Miscellaneous | Elevators/Escalators | TRC | Existing | NE4470 | Engine Block Timer | Engine Block Timer | NonEquip | 5 | Others | 0% | Prescriptive_ECM_existing | 36% | 0 | 0 | 0 | 0 | 0 | 0 | 0 | 0 | 0 | 0 | 0 | 0 | 0 | 0 | 0 | 0 | 0 | 0 | 0 | 0 | 0 | 0 | 0 | 0 | 0 | 0 | 0 | 0 | 0 | 0 | 0 | 0 | 0 | 0 | 0 | 0 | 0 | 0 | 0 | 0
Grocery_New_Network PC Power Management_TRC | Ach | Grocery | Office Equipment | Document production | TRC | New | NN4561 | Network PC Power Management | Network PC Power Management | NonEquip | 5 | Computers | 0% | Prescriptive_all | 56.5% | 0 | 0 | 0 | 0 | 0 | 0 | 0 | 0 | 0 | 0 | 0 | 0 | 0 | 0 | 0 | 0 | 0 | 0 | 0 | 0 | 0 | 0 | 0 | 0 | 0 | 0 | 0 | 0 | 0 | 0 | 0 | 0 | 0 | 0 | 0 | 0 | 0 | 0 | 0 | 0
Grocery_Existing_Network PC Power Management_TRC | Ach | Grocery | Office Equipment | Document production | TRC | Existing | NE4548 | Network PC Power Management | Network PC Power Management | NonEquip | 5 | Computers | 0% | Prescriptive_all_existing | 56.5% | 0 | 0 | 0 | 0 | 0 | 0 | 0 | 0 | 0 | 0 | 0 | 0 | 0 | 0 | 0 | 0 | 0 | 0 | 0 | 0 | 0 | 0 | 0 | 0 | 0 | 0 | 0 | 0 | 0 | 0 | 0 | 0 | 0 | 0 | 0 | 0 | 0 | 0 | 0 | 0
Grocery_New_HVAC tune-up_TRC | Ach | Grocery | Space Cooling | District chilled water piped | TRC | New | NN3885 | HVAC tune-up | HVAC tune-up | NonEquip | 5 | Residential-type central air conditioners | 0% | Prescriptive_all | 5% | 0 | 0 | 0 | 0 | 0 | 0 | 0 | 0 | 0 | 0 | 0 | 0 | 0 | 0 | 0 | 0 | 0 | 0 | 0 | 0 | 0 | 0 | 0 | 0 | 0 | 0 | 0 | 0 | 0 | 0 | 0 | 0 | 0 | 0 | 0 | 0 | 0 | 0 | 0 | 0
Grocery_New_Facility Commissioning_TRC | Ach | Grocery | Space Cooling | District chilled water piped | TRC | New | NN3625 | Facility Commissioning | Facility Commissioning | NonEquip | 10 |  | 53.41% | Custom_improvement | 16% | 0 | 0 | 0 | 0 | 0 | 0 | 0 | 0 | 0 | 0 | 0 | 0 | 0 | 0 | 0 | 0 | 0 | 0 | 0 | 0 | 0 | 0 | 0 | 0 | 0 | 0 | 0 | 0 | 0 | 0 | 0 | 0 | 0 | 0 | 0 | 0 | 0 | 0 | 0 | 0
Grocery_New_Energy Recovery Ventilation System (ERV)_TRC | Ach | Grocery | Space Cooling | District chilled water piped | TRC | New | NN3599 | Energy Recovery Ventilation System (ERV) | Energy Recovery Ventilation System (ERV) | NonEquip | 15 | Packaged air conditioning units (RTUs) | 0% | Prescriptive_all | 9.935% | 0 | 0 | 0 | 0 | 0 | 0 | 0 | 0 | 0 | 0 | 0 | 0 | 0 | 0 | 0 | 0 | 0 | 0 | 0 | 0 | 0 | 0 | 0 | 0 | 0 | 0 | 0 | 0 | 0 | 0 | 0 | 0 | 0 | 0 | 0 | 0 | 0 | 0 | 0 | 0
Grocery_New_Chilled Water System - Variable Speed Drives_TRC | Ach | Grocery | Space Cooling | District chilled water piped | TRC | New | NN3313 | Chilled Water System - Variable Speed Drives | Chilled Water System - Variable Speed Drives | NonEquip | 13 | Central chillers inside | 0% | Prescriptive_all | 24.74% | 0 | 0 | 0 | 0 | 0 | 0 | 0 | 0 | 0 | 0 | 0 | 0 | 0 | 0 | 0 | 0 | 0 | 0 | 0 | 0 | 0 | 0 | 0 | 0 | 0 | 0 | 0 | 0 | 0 | 0 | 0 | 0 | 0 | 0 | 0 | 0 | 0 | 0 | 0 | 0
Grocery_New_Ceiling Insulation(R2 to R38)_TRC | Ach | Grocery | Space Cooling | District chilled water piped | TRC | New | NN3209 | Ceiling Insulation(R2 to R38) | Ceiling Insulation(R2 to R38) | NonEquip | 20 |  | 0% | Prescriptive_all | 6.088% | 0 | 0 | 0 | 0 | 0 | 0 | 0 | 0 | 0 | 0 | 0 | 0 | 0 | 0 | 0 | 0 | 0 | 0 | 0 | 0 | 0 | 0 | 0 | 0 | 0 | 0 | 0 | 0 | 0 | 0 | 0 | 0 | 0 | 0 | 0 | 0 | 0 | 0 | 0 | 0
Grocery_Existing_Wall Insulation_TRC | Ach | Grocery | Space Cooling | District chilled water piped | TRC | Existing | NE4210 | Wall Insulation | Wall Insulation | NonEquip | 20 |  | 0% | Prescriptive_all_existing | 4.992% | 0 | 0 | 0 | 0 | 0 | 0 | 0 | 0 | 0 | 0 | 0 | 0 | 0 | 0 | 0 | 0 | 0 | 0 | 0 | 0 | 0 | 0 | 0 | 0 | 0 | 0 | 0 | 0 | 0 | 0 | 0 | 0 | 0 | 0 | 0 | 0 | 0 | 0 | 0 | 0
Grocery_Existing_HVAC tune-up_TRC | Ach | Grocery | Space Cooling | District chilled water piped | TRC | Existing | NE3872 | HVAC tune-up | HVAC tune-up | NonEquip | 5 | Residential-type central air conditioners | 0% | Prescriptive_all_existing | 5% | 0 | 0 | 0 | 0 | 0 | 0 | 0 | 0 | 0 | 0 | 0 | 0 | 0 | 0 | 0 | 0 | 0 | 0 | 0 | 0 | 0 | 0 | 0 | 0 | 0 | 0 | 0 | 0 | 0 | 0 | 0 | 0 | 0 | 0 | 0 | 0 | 0 | 0 | 0 | 0
Grocery_Existing_Energy Recovery Ventilation System (ERV)_TRC | Ach | Grocery | Space Cooling | District chilled water piped | TRC | Existing | NE3586 | Energy Recovery Ventilation System (ERV) | Energy Recovery Ventilation System (ERV) | NonEquip | 15 | Packaged air conditioning units (RTUs) | 0% | Prescriptive_all_existing | 9.935% | 0 | 0 | 0 | 0 | 0 | 0 | 0 | 0 | 0 | 0 | 0 | 0 | 0 | 0 | 0 | 0 | 0 | 0 | 0 | 0 | 0 | 0 | 0 | 0 | 0 | 0 | 0 | 0 | 0 | 0 | 0 | 0 | 0 | 0 | 0 | 0 | 0 | 0 | 0 | 0
Grocery_Existing_Chilled Water System - Variable Speed Drives_TRC | Ach | Grocery | Space Cooling | District chilled water piped | TRC | Existing | NE3300 | Chilled Water System - Variable Speed Drives | Chilled Water System - Variable Speed Drives | NonEquip | 13 | Central chillers inside | 0% | Prescriptive_all_existing | 24.74% | 0 | 0 | 0 | 0 | 0 | 0 | 0 | 0 | 0 | 0 | 0 | 0 | 0 | 0 | 0 | 0 | 0 | 0 | 0 | 0 | 0 | 0 | 0 | 0 | 0 | 0 | 0 | 0 | 0 | 0 | 0 | 0 | 0 | 0 | 0 | 0 | 0 | 0 | 0 | 0
Grocery_Existing_Ceiling Insulation(R2 to R38)_TRC | Ach | Grocery | Space Cooling | District chilled water piped | TRC | Existing | NE3196 | Ceiling Insulation(R2 to R38) | Ceiling Insulation(R2 to R38) | NonEquip | 20 |  | 0% | Prescriptive_all_existing | 6.088% | 0 | 0 | 0 | 0 | 0 | 0 | 0 | 0 | 0 | 0 | 0 | 0 | 0 | 0 | 0 | 0 | 0 | 0 | 0 | 0 | 0 | 0 | 0 | 0 | 0 | 0 | 0 | 0 | 0 | 0 | 0 | 0 | 0 | 0 | 0 | 0 | 0 | 0 | 0 | 0
Grocery_Turnover_High Efficiency Chiller (Air Cooled, 50 tons)_TRC | Ach | Grocery | Space Cooling | District chilled water piped | TRC | Turnover | ET940 | High Efficiency Chiller (Air Cooled, 50 tons) | High Efficiency Chiller (Air Cooled, 50 tons) | Equip | 20 | District chilled water piped | 28.37% | Prescriptive_all | 8.759% | 0 | 0 | 0 | 0 | 0 | 0 | 0 | 0 | 0 | 0 | 0 | 0 | 0 | 0 | 0 | 0 | 0 | 0 | 0 | 0 | 0 | 0 | 0 | 0 | 0 | 0 | 0 | 0 | 0 | 0 | 0 | 0 | 0 | 0 | 0 | 0 | 0 | 0 | 0 | 0
Grocery_New_High Efficiency Chiller (Air Cooled, 50 tons)_TRC | Ach | Grocery | Space Cooling | District chilled water piped | TRC | New | EN966 | High Efficiency Chiller (Air Cooled, 50 tons) | High Efficiency Chiller (Air Cooled, 50 tons) | Equip | 20 | District chilled water piped | 28.37% | Prescriptive_all | 8.759% | 0 | 0 | 0 | 0 | 0 | 0 | 0 | 0 | 0 | 0 | 0 | 0 | 0 | 0 | 0 | 0 | 0 | 0 | 0 | 0 | 0 | 0 | 0 | 0 | 0 | 0 | 0 | 0 | 0 | 0 | 0 | 0 | 0 | 0 | 0 | 0 | 0 | 0 | 0 | 0
Grocery_New_Strip Curtains for Walk-ins_TRC | Ach | Grocery | Refrigeration | Display cases | TRC | New | NN4899 | Strip Curtains for Walk-ins | Strip Curtains for Walk-ins | NonEquip | 4 | Walk-in cooler | 0% | Prescriptive_refrigeration control | 2.115% | 0 | 0 | 0 | 0 | 0 | 0 | 0 | 0 | 0 | 0 | 0 | 0 | 0 | 0 | 0 | 0 | 0 | 0 | 0 | 0 | 0 | 0 | 0 | 0 | 0 | 0 | 0 | 0 | 0 | 0 | 0 | 0 | 0 | 0 | 0 | 0 | 0 | 0 | 0 | 0
Grocery_New_PSC to ECM Evaporator Fan Motor (Walk-In, Refrigerator)_TRC | Ach | Grocery | Refrigeration | Display cases | TRC | New | NN4847 | PSC to ECM Evaporator Fan Motor (Walk-In, Refrigerator) | PSC to ECM Evaporator Fan Motor (Walk-In, Refrigerator) | NonEquip | 15 | Walk-in cooler | 0% | Prescriptive_ECM | 37.5% | 0 | 0 | 0 | 0 | 0 | 0 | 0 | 0 | 0 | 0 | 0 | 0 | 0 | 0 | 0 | 0 | 0 | 0 | 0 | 0 | 0 | 0 | 0 | 0 | 0 | 0 | 0 | 0 | 0 | 0 | 0 | 0 | 0 | 0 | 0 | 0 | 0 | 0 | 0 | 0
Grocery_New_PSC to ECM Evaporator Fan Motor (Reach-In)_TRC | Ach | Grocery | Refrigeration | Display cases | TRC | New | NN4821 | PSC to ECM Evaporator Fan Motor (Reach-In) | PSC to ECM Evaporator Fan Motor (Reach-In) | NonEquip | 15 | Display cases | 68.68% | Prescriptive_ECM | 37.5% | 11620.4267 | 19288.6419 | 34354.6283 | 59279.5349 | 97617.9437 | 136317.2777 | 173166.348 | 191561.9292 | 175303.0515 | 127066.118 | 11620.4267 | 30909.0686 | 65263.6968 | 124543.2317 | 222161.1754 | 358478.4531 | 531644.8011 | 723206.7303 | 898509.7818 | 1025575.8998 | 1.6174 | 4.302 | 9.0836 | 17.3343 | 30.921 | 49.8941 | 73.9959 | 100.6581 | 125.0572 | 142.7427 | 0.14816 | 0.3941 | 0.83213 | 1.588 | 2.8326 | 4.5707 | 6.7786 | 9.2211 | 11.4562 | 13.0764
Grocery_Existing_Strip Curtains for Walk-ins_TRC | Ach | Grocery | Refrigeration | Display cases | TRC | Existing | NE4886 | Strip Curtains for Walk-ins | Strip Curtains for Walk-ins | NonEquip | 4 | Walk-in cooler | 0% | Prescriptive_refrigeration control_existing | 2.115% | 0 | 0 | 0 | 0 | 0 | 0 | 0 | 0 | 0 | 0 | 0 | 0 | 0 | 0 | 0 | 0 | 0 | 0 | 0 | 0 | 0 | 0 | 0 | 0 | 0 | 0 | 0 | 0 | 0 | 0 | 0 | 0 | 0 | 0 | 0 | 0 | 0 | 0 | 0 | 0
Grocery_Existing_PSC to ECM Evaporator Fan Motor (Walk-In, Refrigerator)_TRC | Ach | Grocery | Refrigeration | Display cases | TRC | Existing | NE4834 | PSC to ECM Evaporator Fan Motor (Walk-In, Refrigerator) | PSC to ECM Evaporator Fan Motor (Walk-In, Refrigerator) | NonEquip | 15 | Walk-in cooler | 0% | Prescriptive_ECM_existing | 37.5% | 0 | 0 | 0 | 0 | 0 | 0 | 0 | 0 | 0 | 0 | 0 | 0 | 0 | 0 | 0 | 0 | 0 | 0 | 0 | 0 | 0 | 0 | 0 | 0 | 0 | 0 | 0 | 0 | 0 | 0 | 0 | 0 | 0 | 0 | 0 | 0 | 0 | 0 | 0 | 0
Grocery_Existing_PSC to ECM Evaporator Fan Motor (Reach-In)_TRC | Ach | Grocery | Refrigeration | Display cases | TRC | Existing | NE4808 | PSC to ECM Evaporator Fan Motor (Reach-In) | PSC to ECM Evaporator Fan Motor (Reach-In) | NonEquip | 15 | Display cases | 17.17% | Prescriptive_ECM_existing | 37.5% | 21315.8974 | 34676.8372 | 55067.379 | 85724.6487 | 128573.8399 | 181476.239 | 233509.044 | 261802.9845 | 243112.2637 | 178669.0612 | 21315.8974 | 55992.7346 | 111060.1136 | 196784.7623 | 325358.6022 | 506834.8411 | 740343.8851 | 1002146.8696 | 1245259.1333 | 1423928.1945 | 2.9668 | 7.7932 | 15.4577 | 27.3891 | 45.2844 | 70.5428 | 103.0433 | 139.4818 | 173.3188 | 198.1865 | 0.27178 | 0.71392 | 1.416 | 2.5091 | 4.1484 | 6.4623 | 9.4396 | 12.7776 | 15.8774 | 18.1555
Grocery_Existing_Freezer-Cooler Replacement Gaskets_TRC | Ach | Grocery | Refrigeration | Display cases | TRC | Existing | NE4704 | Freezer-Cooler Replacement Gaskets | Freezer-Cooler Replacement Gaskets | NonEquip | 4 | Display cases | 66.96% | Prescriptive_refrigeration control_existing | 3.131% | 4673.4897 | 7608.6222 | 12126.2801 | 18953.8072 | 28637.1962 | 40885.1334 | 53585.8419 | 61759.1726 | 59569.8488 | 45804.5716 | 4673.4897 | 12282.112 | 24408.3921 | 43362.1992 | 71999.3954 | 112884.5289 | 166470.3707 | 228229.5433 | 287799.3922 | 333603.9638 | 0.6806 | 1.7887 | 3.5546 | 6.3149 | 10.4853 | 16.4395 | 24.2432 | 33.2372 | 41.9124 | 48.583 | 0.22159 | 0.58236 | 1.1573 | 2.056 | 3.4139 | 5.3524 | 7.8932 | 10.8215 | 13.646 | 15.8178
Grocery_Turnover_Refrigerated Display Case LED Lighting_TRC | Ach | Grocery | Refrigeration | Display cases | TRC | Turnover | ET2611 | Refrigerated Display Case LED Lighting | Refrigerated Display Case LED Lighting | Equip | 8 | Display cases | 35.63% | Prescriptive_display case lighting | 6.613% | 18945.7343 | 25568.8555 | 35070.5207 | 43501.2527 | 46444.8228 | 40532.0013 | 27820.3288 | 15083.1281 | 6841.9593 | 2795.6667 | 18945.7343 | 44514.5898 | 79585.1105 | 123086.3632 | 169531.186 | 210063.1873 | 237883.5161 | 252966.6442 | 259808.6035 | 262604.2702 | 2.8246 | 6.6367 | 11.8654 | 18.3511 | 25.2756 | 31.3186 | 35.4664 | 37.7151 | 38.7352 | 39.152 | 1.5386 | 3.6151 | 6.4632 | 9.9961 | 13.7679 | 17.0596 | 19.3189 | 20.5439 | 21.0995 | 21.3265
Grocery_Turnover_Efficient Exhaust Hood_TRC | Ach | Grocery | Cooking | Cooking Other | TRC | Turnover | ET4 | Efficient Exhaust Hood | Efficient Exhaust Hood | Equip | 15 | Cooking Other | 0% | Prescriptive_cooking | 42.5% | 0 | 0 | 0 | 0 | 0 | 0 | 0 | 0 | 0 | 0 | 0 | 0 | 0 | 0 | 0 | 0 | 0 | 0 | 0 | 0 | 0 | 0 | 0 | 0 | 0 | 0 | 0 | 0 | 0 | 0 | 0 | 0 | 0 | 0 | 0 | 0 | 0 | 0 | 0 | 0
Grocery_Turnover_Energy Star Hot Food Holding Cabinet_TRC | Ach | Grocery | Cooking | Cooking Other | TRC | Turnover | ET160 | Energy Star Hot Food Holding Cabinet | Energy Star Hot Food Holding Cabinet | Equip | 12 | Cooking Other | 0% | Prescriptive_cooking | 52.67% | 0 | 0 | 0 | 0 | 0 | 0 | 0 | 0 | 0 | 0 | 0 | 0 | 0 | 0 | 0 | 0 | 0 | 0 | 0 | 0 | 0 | 0 | 0 | 0 | 0 | 0 | 0 | 0 | 0 | 0 | 0 | 0 | 0 | 0 | 0 | 0 | 0 | 0 | 0 | 0
Grocery_New_Efficient Exhaust Hood_TRC | Ach | Grocery | Cooking | Cooking Other | TRC | New | EN30 | Efficient Exhaust Hood | Efficient Exhaust Hood | Equip | 15 | Cooking Other | 0% | Prescriptive_cooking | 42.5% | 0 | 0 | 0 | 0 | 0 | 0 | 0 | 0 | 0 | 0 | 0 | 0 | 0 | 0 | 0 | 0 | 0 | 0 | 0 | 0 | 0 | 0 | 0 | 0 | 0 | 0 | 0 | 0 | 0 | 0 | 0 | 0 | 0 | 0 | 0 | 0 | 0 | 0 | 0 | 0
Grocery_New_Energy Star Hot Food Holding Cabinet_TRC | Ach | Grocery | Cooking | Cooking Other | TRC | New | EN186 | Energy Star Hot Food Holding Cabinet | Energy Star Hot Food Holding Cabinet | Equip | 12 | Cooking Other | 0% | Prescriptive_cooking | 52.67% | 0 | 0 | 0 | 0 | 0 | 0 | 0 | 0 | 0 | 0 | 0 | 0 | 0 | 0 | 0 | 0 | 0 | 0 | 0 | 0 | 0 | 0 | 0 | 0 | 0 | 0 | 0 | 0 | 0 | 0 | 0 | 0 | 0 | 0 | 0 | 0 | 0 | 0 | 0 | 0
Grocery_New_Network PC Power Management_TRC | Ach | Grocery | Office Equipment | Computers | TRC | New | NN4561 | Network PC Power Management | Network PC Power Management | NonEquip | 5 | Computers | 0% | Prescriptive_all | 56.5% | 0 | 0 | 0 | 0 | 0 | 0 | 0 | 0 | 0 | 0 | 0 | 0 | 0 | 0 | 0 | 0 | 0 | 0 | 0 | 0 | 0 | 0 | 0 | 0 | 0 | 0 | 0 | 0 | 0 | 0 | 0 | 0 | 0 | 0 | 0 | 0 | 0 | 0 | 0 | 0
Grocery_Existing_Network PC Power Management_TRC | Ach | Grocery | Office Equipment | Computers | TRC | Existing | NE4548 | Network PC Power Management | Network PC Power Management | NonEquip | 5 | Computers | 0% | Prescriptive_all_existing | 56.5% | 0 | 0 | 0 | 0 | 0 | 0 | 0 | 0 | 0 | 0 | 0 | 0 | 0 | 0 | 0 | 0 | 0 | 0 | 0 | 0 | 0 | 0 | 0 | 0 | 0 | 0 | 0 | 0 | 0 | 0 | 0 | 0 | 0 | 0 | 0 | 0 | 0 | 0 | 0 | 0
Grocery_New_Tank Wrap on Water Heater_TRC | Ach | Grocery | Domestic Hot Water | Centralized water heaters | TRC | New | NN2897 | Tank Wrap on Water Heater | Tank Wrap on Water Heater | NonEquip | 7 | Centralized water heaters | 55.99% | Prescriptive_water heater | 1.755% | 1.7193 | 2.9099 | 5.3284 | 9.6465 | 17.1932 | 27.2242 | 42.1935 | 63.1214 | 89.54 | 117.1411 | 1.7193 | 4.6293 | 9.9577 | 19.6041 | 36.7973 | 64.0215 | 106.215 | 169.3364 | 258.8764 | 376.0175 | 0.00017222 | 0.00046371 | 0.00099745 | 0.0019637 | 0.0036859 | 0.006413 | 0.010639 | 0.016962 | 0.025931 | 0.037665 | 0.00017572 | 0.00047311 | 0.0010177 | 0.0020036 | 0.0037607 | 0.006543 | 0.010855 | 0.017306 | 0.026457 | 0.038429
Grocery_Existing_Tank Wrap on Water Heater_TRC | Ach | Grocery | Domestic Hot Water | Centralized water heaters | TRC | Existing | NE2884 | Tank Wrap on Water Heater | Tank Wrap on Water Heater | NonEquip | 7 | Centralized water heaters | 55.99% | Prescriptive_water heater_existing | 1.755% | 12.2636 | 20.8831 | 34.1938 | 56.0107 | 91.1897 | 146.3703 | 230.4511 | 350.4275 | 505.8877 | 672.9953 | 12.2636 | 33.1467 | 67.3405 | 123.3512 | 214.5409 | 360.9112 | 591.3623 | 941.7899 | 1447.6775 | 2120.6729 | 0.0012284 | 0.0033203 | 0.0067454 | 0.012356 | 0.02149 | 0.036152 | 0.059236 | 0.094338 | 0.14501 | 0.21243 | 0.0012533 | 0.0033876 | 0.0068822 | 0.012607 | 0.021926 | 0.036885 | 0.060438 | 0.096252 | 0.14795 | 0.21673
Grocery_New_HVAC tune-up_TRC | Ach | Grocery | Space Cooling | Central chillers inside | TRC | New | NN3885 | HVAC tune-up | HVAC tune-up | NonEquip | 5 | Residential-type central air conditioners | 0% | Prescriptive_all | 5% | 0 | 0 | 0 | 0 | 0 | 0 | 0 | 0 | 0 | 0 | 0 | 0 | 0 | 0 | 0 | 0 | 0 | 0 | 0 | 0 | 0 | 0 | 0 | 0 | 0 | 0 | 0 | 0 | 0 | 0 | 0 | 0 | 0 | 0 | 0 | 0 | 0 | 0 | 0 | 0
Grocery_New_Facility Commissioning_TRC | Ach | Grocery | Space Cooling | Central chillers inside | TRC | New | NN3625 | Facility Commissioning | Facility Commissioning | NonEquip | 10 |  | 53.41% | Custom_improvement | 16% | 0 | 0 | 0 | 0 | 0 | 0 | 0 | 0 | 0 | 0 | 0 | 0 | 0 | 0 | 0 | 0 | 0 | 0 | 0 | 0 | 0 | 0 | 0 | 0 | 0 | 0 | 0 | 0 | 0 | 0 | 0 | 0 | 0 | 0 | 0 | 0 | 0 | 0 | 0 | 0
Grocery_New_Energy Recovery Ventilation System (ERV)_TRC | Ach | Grocery | Space Cooling | Central chillers inside | TRC | New | NN3599 | Energy Recovery Ventilation System (ERV) | Energy Recovery Ventilation System (ERV) | NonEquip | 15 | Packaged air conditioning units (RTUs) | 0% | Prescriptive_all | 9.935% | 0 | 0 | 0 | 0 | 0 | 0 | 0 | 0 | 0 | 0 | 0 | 0 | 0 | 0 | 0 | 0 | 0 | 0 | 0 | 0 | 0 | 0 | 0 | 0 | 0 | 0 | 0 | 0 | 0 | 0 | 0 | 0 | 0 | 0 | 0 | 0 | 0 | 0 | 0 | 0
Grocery_New_Chilled Water System - Variable Speed Drives_TRC | Ach | Grocery | Space Cooling | Central chillers inside | TRC | New | NN3313 | Chilled Water System - Variable Speed Drives | Chilled Water System - Variable Speed Drives | NonEquip | 13 | Central chillers inside | 74.38% | Prescriptive_all | 24.74% | 0 | 0 | 0 | 0 | 0 | 0 | 0 | 0 | 0 | 0 | 0 | 0 | 0 | 0 | 0 | 0 | 0 | 0 | 0 | 0 | 0 | 0 | 0 | 0 | 0 | 0 | 0 | 0 | 0 | 0 | 0 | 0 | 0 | 0 | 0 | 0 | 0 | 0 | 0 | 0
Grocery_New_Ceiling Insulation(R2 to R38)_TRC | Ach | Grocery | Space Cooling | Central chillers inside | TRC | New | NN3209 | Ceiling Insulation(R2 to R38) | Ceiling Insulation(R2 to R38) | NonEquip | 20 |  | 0% | Prescriptive_all | 6.088% | 0 | 0 | 0 | 0 | 0 | 0 | 0 | 0 | 0 | 0 | 0 | 0 | 0 | 0 | 0 | 0 | 0 | 0 | 0 | 0 | 0 | 0 | 0 | 0 | 0 | 0 | 0 | 0 | 0 | 0 | 0 | 0 | 0 | 0 | 0 | 0 | 0 | 0 | 0 | 0
Grocery_Existing_Wall Insulation_TRC | Ach | Grocery | Space Cooling | Central chillers inside | TRC | Existing | NE4210 | Wall Insulation | Wall Insulation | NonEquip | 20 |  | 0% | Prescriptive_all_existing | 4.992% | 0 | 0 | 0 | 0 | 0 | 0 | 0 | 0 | 0 | 0 | 0 | 0 | 0 | 0 | 0 | 0 | 0 | 0 | 0 | 0 | 0 | 0 | 0 | 0 | 0 | 0 | 0 | 0 | 0 | 0 | 0 | 0 | 0 | 0 | 0 | 0 | 0 | 0 | 0 | 0
Grocery_Existing_HVAC tune-up_TRC | Ach | Grocery | Space Cooling | Central chillers inside | TRC | Existing | NE3872 | HVAC tune-up | HVAC tune-up | NonEquip | 5 | Residential-type central air conditioners | 0% | Prescriptive_all_existing | 5% | 0 | 0 | 0 | 0 | 0 | 0 | 0 | 0 | 0 | 0 | 0 | 0 | 0 | 0 | 0 | 0 | 0 | 0 | 0 | 0 | 0 | 0 | 0 | 0 | 0 | 0 | 0 | 0 | 0 | 0 | 0 | 0 | 0 | 0 | 0 | 0 | 0 | 0 | 0 | 0
Grocery_Existing_Energy Recovery Ventilation System (ERV)_TRC | Ach | Grocery | Space Cooling | Central chillers inside | TRC | Existing | NE3586 | Energy Recovery Ventilation System (ERV) | Energy Recovery Ventilation System (ERV) | NonEquip | 15 | Packaged air conditioning units (RTUs) | 0% | Prescriptive_all_existing | 9.935% | 0 | 0 | 0 | 0 | 0 | 0 | 0 | 0 | 0 | 0 | 0 | 0 | 0 | 0 | 0 | 0 | 0 | 0 | 0 | 0 | 0 | 0 | 0 | 0 | 0 | 0 | 0 | 0 | 0 | 0 | 0 | 0 | 0 | 0 | 0 | 0 | 0 | 0 | 0 | 0
Grocery_Existing_Chilled Water System - Variable Speed Drives_TRC | Ach | Grocery | Space Cooling | Central chillers inside | TRC | Existing | NE3300 | Chilled Water System - Variable Speed Drives | Chilled Water System - Variable Speed Drives | NonEquip | 13 | Central chillers inside | 74.38% | Prescriptive_all_existing | 24.74% | 0 | 0 | 0 | 0 | 0 | 0 | 0 | 0 | 0 | 0 | 0 | 0 | 0 | 0 | 0 | 0 | 0 | 0 | 0 | 0 | 0 | 0 | 0 | 0 | 0 | 0 | 0 | 0 | 0 | 0 | 0 | 0 | 0 | 0 | 0 | 0 | 0 | 0 | 0 | 0
Grocery_Existing_Ceiling Insulation(R2 to R38)_TRC | Ach | Grocery | Space Cooling | Central chillers inside | TRC | Existing | NE3196 | Ceiling Insulation(R2 to R38) | Ceiling Insulation(R2 to R38) | NonEquip | 20 |  | 0% | Prescriptive_all_existing | 6.088% | 0 | 0 | 0 | 0 | 0 | 0 | 0 | 0 | 0 | 0 | 0 | 0 | 0 | 0 | 0 | 0 | 0 | 0 | 0 | 0 | 0 | 0 | 0 | 0 | 0 | 0 | 0 | 0 | 0 | 0 | 0 | 0 | 0 | 0 | 0 | 0 | 0 | 0 | 0 | 0
Grocery_Turnover_High Efficiency Chiller (Air Cooled, 50 tons)_TRC | Ach | Grocery | Space Cooling | Central chillers inside | TRC | Turnover | ET901 | High Efficiency Chiller (Air Cooled, 50 tons) | High Efficiency Chiller (Air Cooled, 50 tons) | Equip | 20 | Central chillers inside | 28.37% | Prescriptive_all | 8.759% | 0 | 0 | 0 | 0 | 0 | 0 | 0 | 0 | 0 | 0 | 0 | 0 | 0 | 0 | 0 | 0 | 0 | 0 | 0 | 0 | 0 | 0 | 0 | 0 | 0 | 0 | 0 | 0 | 0 | 0 | 0 | 0 | 0 | 0 | 0 | 0 | 0 | 0 | 0 | 0
Grocery_New_High Efficiency Chiller (Air Cooled, 50 tons)_TRC | Ach | Grocery | Space Cooling | Central chillers inside | TRC | New | EN927 | High Efficiency Chiller (Air Cooled, 50 tons) | High Efficiency Chiller (Air Cooled, 50 tons) | Equip | 20 | Central chillers inside | 28.37% | Prescriptive_all | 8.759% | 0 | 0 | 0 | 0 | 0 | 0 | 0 | 0 | 0 | 0 | 0 | 0 | 0 | 0 | 0 | 0 | 0 | 0 | 0 | 0 | 0 | 0 | 0 | 0 | 0 | 0 | 0 | 0 | 0 | 0 | 0 | 0 | 0 | 0 | 0 | 0 | 0 | 0 | 0 | 0
Grocery_New_Demand Controlled Ventilation_TRC | Ach | Grocery | Ventilation and Circulation | Central air-handling unit | TRC | New | NN4951 | Demand Controlled Ventilation | Demand Controlled Ventilation | NonEquip | 10 |  | 23.39% | Prescriptive_all | 9.434% | 355.9804 | 567.6104 | 950.8975 | 1492.5014 | 2127.9962 | 2398.6377 | 2249.9485 | 1676.8053 | 978.002 | 463.4206 | 355.9804 | 923.5908 | 1874.4883 | 3366.9897 | 5494.9859 | 7893.6235 | 10143.5721 | 11820.3774 | 12798.3794 | 13261.8 | 0.037063 | 0.096159 | 0.19516 | 0.35055 | 0.57211 | 0.82184 | 1.0561 | 1.2307 | 1.3325 | 1.3807 | 0.20866 | 0.54138 | 1.0988 | 1.9736 | 3.221 | 4.627 | 5.9458 | 6.9287 | 7.502 | 7.7736
Grocery_Existing_Demand Controlled Ventilation_TRC | Ach | Grocery | Ventilation and Circulation | Central air-handling unit | TRC | Existing | NE4938 | Demand Controlled Ventilation | Demand Controlled Ventilation | NonEquip | 10 |  | 23.39% | Prescriptive_all_existing | 9.434% | 2646.1975 | 4100.3752 | 6152.5291 | 8751.8913 | 11417.0911 | 13066.8408 | 12471.6896 | 9463.1551 | 5626.269 | 2715.3991 | 2646.1975 | 6746.5727 | 12899.1019 | 21650.9932 | 33068.0843 | 46134.925 | 58606.6146 | 68069.7697 | 73696.0387 | 76411.4378 | 0.27551 | 0.70242 | 1.343 | 2.2542 | 3.4429 | 4.8033 | 6.1018 | 7.0871 | 7.6728 | 7.9556 | 1.5511 | 3.9546 | 7.561 | 12.6911 | 19.3834 | 27.0427 | 34.3532 | 39.9002 | 43.1981 | 44.7898
Grocery_New_Interior Lighting Controls_TRC | Ach | Grocery | Interior Lighting | case lighting | TRC | New | NN4431 | Interior Lighting Controls | Interior Lighting Controls | NonEquip | 8 | Overhead (fluorescent/LED/CFL U-shape) | 0% | Prescriptive_lighting control | 28% | 0 | 0 | 0 | 0 | 0 | 0 | 0 | 0 | 0 | 0 | 0 | 0 | 0 | 0 | 0 | 0 | 0 | 0 | 0 | 0 | 0 | 0 | 0 | 0 | 0 | 0 | 0 | 0 | 0 | 0 | 0 | 0 | 0 | 0 | 0 | 0 | 0 | 0 | 0 | 0
Grocery_New_Bi-Level Lighting Control (Interior)_TRC | Ach | Grocery | Interior Lighting | case lighting | TRC | New | NN4405 | Bi-Level Lighting Control (Interior) | Bi-Level Lighting Control (Interior) | NonEquip | 8 | Overhead (fluorescent/LED/CFL U-shape) | 0% | Prescriptive_lighting control | 31% | 0 | 0 | 0 | 0 | 0 | 0 | 0 | 0 | 0 | 0 | 0 | 0 | 0 | 0 | 0 | 0 | 0 | 0 | 0 | 0 | 0 | 0 | 0 | 0 | 0 | 0 | 0 | 0 | 0 | 0 | 0 | 0 | 0 | 0 | 0 | 0 | 0 | 0 | 0 | 0
Grocery_Existing_Interior Lighting Controls_TRC | Ach | Grocery | Interior Lighting | case lighting | TRC | Existing | NE4418 | Interior Lighting Controls | Interior Lighting Controls | NonEquip | 8 | Overhead (fluorescent/LED/CFL U-shape) | 0% | Prescriptive_lighting control_existing | 28% | 0 | 0 | 0 | 0 | 0 | 0 | 0 | 0 | 0 | 0 | 0 | 0 | 0 | 0 | 0 | 0 | 0 | 0 | 0 | 0 | 0 | 0 | 0 | 0 | 0 | 0 | 0 | 0 | 0 | 0 | 0 | 0 | 0 | 0 | 0 | 0 | 0 | 0 | 0 | 0
Grocery_Existing_Bi-Level Lighting Control (Interior)_TRC | Ach | Grocery | Interior Lighting | case lighting | TRC | Existing | NE4392 | Bi-Level Lighting Control (Interior) | Bi-Level Lighting Control (Interior) | NonEquip | 8 | Overhead (fluorescent/LED/CFL U-shape) | 0% | Prescriptive_lighting control_existing | 31% | 0 | 0 | 0 | 0 | 0 | 0 | 0 | 0 | 0 | 0 | 0 | 0 | 0 | 0 | 0 | 0 | 0 | 0 | 0 | 0 | 0 | 0 | 0 | 0 | 0 | 0 | 0 | 0 | 0 | 0 | 0 | 0 | 0 | 0 | 0 | 0 | 0 | 0 | 0 | 0
Grocery_New_Ceiling Insulation(R2 to R38)_TRC | Ach | Grocery | Space Heating | Boilers | TRC | New | NN3183 | Ceiling Insulation(R2 to R38) | Ceiling Insulation(R2 to R38) | NonEquip | 20 |  | 0% | Prescriptive_all | 2.133% | 0 | 0 | 0 | 0 | 0 | 0 | 0 | 0 | 0 | 0 | 0 | 0 | 0 | 0 | 0 | 0 | 0 | 0 | 0 | 0 | 0 | 0 | 0 | 0 | 0 | 0 | 0 | 0 | 0 | 0 | 0 | 0 | 0 | 0 | 0 | 0 | 0 | 0 | 0 | 0
Grocery_Existing_Wall Insulation_TRC | Ach | Grocery | Space Heating | Boilers | TRC | Existing | NE4236 | Wall Insulation | Wall Insulation | NonEquip | 20 |  | 0% | Prescriptive_all_existing | 0.2818% | 0 | 0 | 0 | 0 | 0 | 0 | 0 | 0 | 0 | 0 | 0 | 0 | 0 | 0 | 0 | 0 | 0 | 0 | 0 | 0 | 0 | 0 | 0 | 0 | 0 | 0 | 0 | 0 | 0 | 0 | 0 | 0 | 0 | 0 | 0 | 0 | 0 | 0 | 0 | 0
Grocery_Existing_Ceiling Insulation(R2 to R38)_TRC | Ach | Grocery | Space Heating | Boilers | TRC | Existing | NE3170 | Ceiling Insulation(R2 to R38) | Ceiling Insulation(R2 to R38) | NonEquip | 20 |  | 0% | Prescriptive_all_existing | 2.354% | 0 | 0 | 0 | 0 | 0 | 0 | 0 | 0 | 0 | 0 | 0 | 0 | 0 | 0 | 0 | 0 | 0 | 0 | 0 | 0 | 0 | 0 | 0 | 0 | 0 | 0 | 0 | 0 | 0 | 0 | 0 | 0 | 0 | 0 | 0 | 0 | 0 | 0 | 0 | 0
Grocery_New_Tank Wrap on Water Heater_TRC | Ach | Grocery | Domestic Hot Water | "Point-of-Use" water heaters | TRC | New | NN2897 | Tank Wrap on Water Heater | Tank Wrap on Water Heater | NonEquip | 7 | Centralized water heaters | 0% | Prescriptive_water heater | 1.755% | 0 | 0 | 0 | 0 | 0 | 0 | 0 | 0 | 0 | 0 | 0 | 0 | 0 | 0 | 0 | 0 | 0 | 0 | 0 | 0 | 0 | 0 | 0 | 0 | 0 | 0 | 0 | 0 | 0 | 0 | 0 | 0 | 0 | 0 | 0 | 0 | 0 | 0 | 0 | 0
Grocery_Existing_Tank Wrap on Water Heater_TRC | Ach | Grocery | Domestic Hot Water | "Point-of-Use" water heaters | TRC | Existing | NE2884 | Tank Wrap on Water Heater | Tank Wrap on Water Heater | NonEquip | 7 | Centralized water heaters | 0% | Prescriptive_water heater_existing | 1.755% | 0 | 0 | 0 | 0 | 0 | 0 | 0 | 0 | 0 | 0 | 0 | 0 | 0 | 0 | 0 | 0 | 0 | 0 | 0 | 0 | 0 | 0 | 0 | 0 | 0 | 0 | 0 | 0 | 0 | 0 | 0 | 0 | 0 | 0 | 0 | 0 | 0 | 0 | 0 | 0
Healthcare_New_Strip Curtains for Walk-ins_TRC | Ach | Healthcare | Refrigeration | Walk-in cooler | TRC | New | NN4900 | Strip Curtains for Walk-ins | Strip Curtains for Walk-ins | NonEquip | 4 | Walk-in cooler | 3.76% | Prescriptive_refrigeration control | 2.115% | 0 | 0 | 0 | 0 | 0 | 0 | 0 | 0 | 0 | 0 | 0 | 0 | 0 | 0 | 0 | 0 | 0 | 0 | 0 | 0 | 0 | 0 | 0 | 0 | 0 | 0 | 0 | 0 | 0 | 0 | 0 | 0 | 0 | 0 | 0 | 0 | 0 | 0 | 0 | 0
Healthcare_New_PSC to ECM Evaporator Fan Motor (Walk-In, Refrigerator)_TRC | Ach | Healthcare | Refrigeration | Walk-in cooler | TRC | New | NN4848 | PSC to ECM Evaporator Fan Motor (Walk-In, Refrigerator) | PSC to ECM Evaporator Fan Motor (Walk-In, Refrigerator) | NonEquip | 15 | Walk-in cooler | 68.68% | Prescriptive_ECM | 37.5% | 0 | 0 | 0 | 0 | 0 | 0 | 0 | 0 | 0 | 0 | 0 | 0 | 0 | 0 | 0 | 0 | 0 | 0 | 0 | 0 | 0 | 0 | 0 | 0 | 0 | 0 | 0 | 0 | 0 | 0 | 0 | 0 | 0 | 0 | 0 | 0 | 0 | 0 | 0 | 0
Healthcare_New_PSC to ECM Evaporator Fan Motor (Reach-In)_TRC | Ach | Healthcare | Refrigeration | Walk-in cooler | TRC | New | NN4822 | PSC to ECM Evaporator Fan Motor (Reach-In) | PSC to ECM Evaporator Fan Motor (Reach-In) | NonEquip | 15 | Display cases | 0% | Prescriptive_ECM | 37.5% | 0 | 0 | 0 | 0 | 0 | 0 | 0 | 0 | 0 | 0 | 0 | 0 | 0 | 0 | 0 | 0 | 0 | 0 | 0 | 0 | 0 | 0 | 0 | 0 | 0 | 0 | 0 | 0 | 0 | 0 | 0 | 0 | 0 | 0 | 0 | 0 | 0 | 0 | 0 | 0
Healthcare_Existing_Strip Curtains for Walk-ins_TRC | Ach | Healthcare | Refrigeration | Walk-in cooler | TRC | Existing | NE4887 | Strip Curtains for Walk-ins | Strip Curtains for Walk-ins | NonEquip | 4 | Walk-in cooler | 3.76% | Prescriptive_refrigeration control_existing | 2.115% | 0 | 0 | 0 | 0 | 0 | 0 | 0 | 0 | 0 | 0 | 0 | 0 | 0 | 0 | 0 | 0 | 0 | 0 | 0 | 0 | 0 | 0 | 0 | 0 | 0 | 0 | 0 | 0 | 0 | 0 | 0 | 0 | 0 | 0 | 0 | 0 | 0 | 0 | 0 | 0
Healthcare_Existing_PSC to ECM Evaporator Fan Motor (Walk-In, Refrigerator)_TRC | Ach | Healthcare | Refrigeration | Walk-in cooler | TRC | Existing | NE4835 | PSC to ECM Evaporator Fan Motor (Walk-In, Refrigerator) | PSC to ECM Evaporator Fan Motor (Walk-In, Refrigerator) | NonEquip | 15 | Walk-in cooler | 17.17% | Prescriptive_ECM_existing | 37.5% | 0 | 0 | 0 | 0 | 0 | 0 | 0 | 0 | 0 | 0 | 0 | 0 | 0 | 0 | 0 | 0 | 0 | 0 | 0 | 0 | 0 | 0 | 0 | 0 | 0 | 0 | 0 | 0 | 0 | 0 | 0 | 0 | 0 | 0 | 0 | 0 | 0 | 0 | 0 | 0
Healthcare_Existing_PSC to ECM Evaporator Fan Motor (Reach-In)_TRC | Ach | Healthcare | Refrigeration | Walk-in cooler | TRC | Existing | NE4809 | PSC to ECM Evaporator Fan Motor (Reach-In) | PSC to ECM Evaporator Fan Motor (Reach-In) | NonEquip | 15 | Display cases | 0% | Prescriptive_ECM_existing | 37.5% | 0 | 0 | 0 | 0 | 0 | 0 | 0 | 0 | 0 | 0 | 0 | 0 | 0 | 0 | 0 | 0 | 0 | 0 | 0 | 0 | 0 | 0 | 0 | 0 | 0 | 0 | 0 | 0 | 0 | 0 | 0 | 0 | 0 | 0 | 0 | 0 | 0 | 0 | 0 | 0
Healthcare_Existing_Freezer-Cooler Replacement Gaskets_TRC | Ach | Healthcare | Refrigeration | Walk-in cooler | TRC | Existing | NE4705 | Freezer-Cooler Replacement Gaskets | Freezer-Cooler Replacement Gaskets | NonEquip | 4 | Display cases | 0% | Prescriptive_refrigeration control_existing | 3.131% | 0 | 0 | 0 | 0 | 0 | 0 | 0 | 0 | 0 | 0 | 0 | 0 | 0 | 0 | 0 | 0 | 0 | 0 | 0 | 0 | 0 | 0 | 0 | 0 | 0 | 0 | 0 | 0 | 0 | 0 | 0 | 0 | 0 | 0 | 0 | 0 | 0 | 0 | 0 | 0
Healthcare_New_Strip Curtains for Walk-ins_TRC | Ach | Healthcare | Refrigeration | Vending and ice makers | TRC | New | NN4900 | Strip Curtains for Walk-ins | Strip Curtains for Walk-ins | NonEquip | 4 | Walk-in cooler | 0% | Prescriptive_refrigeration control | 2.115% | 0 | 0 | 0 | 0 | 0 | 0 | 0 | 0 | 0 | 0 | 0 | 0 | 0 | 0 | 0 | 0 | 0 | 0 | 0 | 0 | 0 | 0 | 0 | 0 | 0 | 0 | 0 | 0 | 0 | 0 | 0 | 0 | 0 | 0 | 0 | 0 | 0 | 0 | 0 | 0
Healthcare_New_PSC to ECM Evaporator Fan Motor (Walk-In, Refrigerator)_TRC | Ach | Healthcare | Refrigeration | Vending and ice makers | TRC | New | NN4848 | PSC to ECM Evaporator Fan Motor (Walk-In, Refrigerator) | PSC to ECM Evaporator Fan Motor (Walk-In, Refrigerator) | NonEquip | 15 | Walk-in cooler | 0% | Prescriptive_ECM | 37.5% | 0 | 0 | 0 | 0 | 0 | 0 | 0 | 0 | 0 | 0 | 0 | 0 | 0 | 0 | 0 | 0 | 0 | 0 | 0 | 0 | 0 | 0 | 0 | 0 | 0 | 0 | 0 | 0 | 0 | 0 | 0 | 0 | 0 | 0 | 0 | 0 | 0 | 0 | 0 | 0
Healthcare_New_PSC to ECM Evaporator Fan Motor (Reach-In)_TRC | Ach | Healthcare | Refrigeration | Vending and ice makers | TRC | New | NN4822 | PSC to ECM Evaporator Fan Motor (Reach-In) | PSC to ECM Evaporator Fan Motor (Reach-In) | NonEquip | 15 | Display cases | 0% | Prescriptive_ECM | 37.5% | 0 | 0 | 0 | 0 | 0 | 0 | 0 | 0 | 0 | 0 | 0 | 0 | 0 | 0 | 0 | 0 | 0 | 0 | 0 | 0 | 0 | 0 | 0 | 0 | 0 | 0 | 0 | 0 | 0 | 0 | 0 | 0 | 0 | 0 | 0 | 0 | 0 | 0 | 0 | 0
Healthcare_Existing_Strip Curtains for Walk-ins_TRC | Ach | Healthcare | Refrigeration | Vending and ice makers | TRC | Existing | NE4887 | Strip Curtains for Walk-ins | Strip Curtains for Walk-ins | NonEquip | 4 | Walk-in cooler | 0% | Prescriptive_refrigeration control_existing | 2.115% | 0 | 0 | 0 | 0 | 0 | 0 | 0 | 0 | 0 | 0 | 0 | 0 | 0 | 0 | 0 | 0 | 0 | 0 | 0 | 0 | 0 | 0 | 0 | 0 | 0 | 0 | 0 | 0 | 0 | 0 | 0 | 0 | 0 | 0 | 0 | 0 | 0 | 0 | 0 | 0
Healthcare_Existing_PSC to ECM Evaporator Fan Motor (Walk-In, Refrigerator)_TRC | Ach | Healthcare | Refrigeration | Vending and ice makers | TRC | Existing | NE4835 | PSC to ECM Evaporator Fan Motor (Walk-In, Refrigerator) | PSC to ECM Evaporator Fan Motor (Walk-In, Refrigerator) | NonEquip | 15 | Walk-in cooler | 0% | Prescriptive_ECM_existing | 37.5% | 0 | 0 | 0 | 0 | 0 | 0 | 0 | 0 | 0 | 0 | 0 | 0 | 0 | 0 | 0 | 0 | 0 | 0 | 0 | 0 | 0 | 0 | 0 | 0 | 0 | 0 | 0 | 0 | 0 | 0 | 0 | 0 | 0 | 0 | 0 | 0 | 0 | 0 | 0 | 0
Healthcare_Existing_PSC to ECM Evaporator Fan Motor (Reach-In)_TRC | Ach | Healthcare | Refrigeration | Vending and ice makers | TRC | Existing | NE4809 | PSC to ECM Evaporator Fan Motor (Reach-In) | PSC to ECM Evaporator Fan Motor (Reach-In) | NonEquip | 15 | Display cases | 0% | Prescriptive_ECM_existing | 37.5% | 0 | 0 | 0 | 0 | 0 | 0 | 0 | 0 | 0 | 0 | 0 | 0 | 0 | 0 | 0 | 0 | 0 | 0 | 0 | 0 | 0 | 0 | 0 | 0 | 0 | 0 | 0 | 0 | 0 | 0 | 0 | 0 | 0 | 0 | 0 | 0 | 0 | 0 | 0 | 0
Healthcare_Existing_Freezer-Cooler Replacement Gaskets_TRC | Ach | Healthcare | Refrigeration | Vending and ice makers | TRC | Existing | NE4705 | Freezer-Cooler Replacement Gaskets | Freezer-Cooler Replacement Gaskets | NonEquip | 4 | Display cases | 0% | Prescriptive_refrigeration control_existing | 3.131% | 0 | 0 | 0 | 0 | 0 | 0 | 0 | 0 | 0 | 0 | 0 | 0 | 0 | 0 | 0 | 0 | 0 | 0 | 0 | 0 | 0 | 0 | 0 | 0 | 0 | 0 | 0 | 0 | 0 | 0 | 0 | 0 | 0 | 0 | 0 | 0 | 0 | 0 | 0 | 0
Healthcare_New_Outdoor Lighting Controls_TRC | Ach | Healthcare | Exterior Lighting | Street lighting | TRC | New | NN2976 | Outdoor Lighting Controls | Outdoor Lighting Controls | NonEquip | 8 | Exterior parking/lot lighting | 0% | Prescriptive_lighting control | 28% | 0 | 0 | 0 | 0 | 0 | 0 | 0 | 0 | 0 | 0 | 0 | 0 | 0 | 0 | 0 | 0 | 0 | 0 | 0 | 0 | 0 | 0 | 0 | 0 | 0 | 0 | 0 | 0 | 0 | 0 | 0 | 0 | 0 | 0 | 0 | 0 | 0 | 0 | 0 | 0
Healthcare_New_Bi-Level Lighting Control (Exterior)_TRC | Ach | Healthcare | Exterior Lighting | Street lighting | TRC | New | NN2950 | Bi-Level Lighting Control (Exterior) | Bi-Level Lighting Control (Exterior) | NonEquip | 9 | Exterior parking/lot lighting | 0% | Prescriptive_lighting control | 31% | 0 | 0 | 0 | 0 | 0 | 0 | 0 | 0 | 0 | 0 | 0 | 0 | 0 | 0 | 0 | 0 | 0 | 0 | 0 | 0 | 0 | 0 | 0 | 0 | 0 | 0 | 0 | 0 | 0 | 0 | 0 | 0 | 0 | 0 | 0 | 0 | 0 | 0 | 0 | 0
Healthcare_Existing_Outdoor Lighting Controls_TRC | Ach | Healthcare | Exterior Lighting | Street lighting | TRC | Existing | NE2963 | Outdoor Lighting Controls | Outdoor Lighting Controls | NonEquip | 8 | Exterior parking/lot lighting | 0% | Prescriptive_lighting control_existing | 28% | 0 | 0 | 0 | 0 | 0 | 0 | 0 | 0 | 0 | 0 | 0 | 0 | 0 | 0 | 0 | 0 | 0 | 0 | 0 | 0 | 0 | 0 | 0 | 0 | 0 | 0 | 0 | 0 | 0 | 0 | 0 | 0 | 0 | 0 | 0 | 0 | 0 | 0 | 0 | 0
Healthcare_Existing_Bi-Level Lighting Control (Exterior)_TRC | Ach | Healthcare | Exterior Lighting | Street lighting | TRC | Existing | NE2937 | Bi-Level Lighting Control (Exterior) | Bi-Level Lighting Control (Exterior) | NonEquip | 9 | Exterior parking/lot lighting | 0% | Prescriptive_lighting control_existing | 31% | 0 | 0 | 0 | 0 | 0 | 0 | 0 | 0 | 0 | 0 | 0 | 0 | 0 | 0 | 0 | 0 | 0 | 0 | 0 | 0 | 0 | 0 | 0 | 0 | 0 | 0 | 0 | 0 | 0 | 0 | 0 | 0 | 0 | 0 | 0 | 0 | 0 | 0 | 0 | 0
Healthcare_New_Outdoor Lighting Controls_TRC | Ach | Healthcare | Exterior Lighting | Spot lighting/Security/Flood | TRC | New | NN2976 | Outdoor Lighting Controls | Outdoor Lighting Controls | NonEquip | 8 | Exterior parking/lot lighting | 0% | Prescriptive_lighting control | 28% | 0 | 0 | 0 | 0 | 0 | 0 | 0 | 0 | 0 | 0 | 0 | 0 | 0 | 0 | 0 | 0 | 0 | 0 | 0 | 0 | 0 | 0 | 0 | 0 | 0 | 0 | 0 | 0 | 0 | 0 | 0 | 0 | 0 | 0 | 0 | 0 | 0 | 0 | 0 | 0
Healthcare_New_Bi-Level Lighting Control (Exterior)_TRC | Ach | Healthcare | Exterior Lighting | Spot lighting/Security/Flood | TRC | New | NN2950 | Bi-Level Lighting Control (Exterior) | Bi-Level Lighting Control (Exterior) | NonEquip | 9 | Exterior parking/lot lighting | 0% | Prescriptive_lighting control | 31% | 0 | 0 | 0 | 0 | 0 | 0 | 0 | 0 | 0 | 0 | 0 | 0 | 0 | 0 | 0 | 0 | 0 | 0 | 0 | 0 | 0 | 0 | 0 | 0 | 0 | 0 | 0 | 0 | 0 | 0 | 0 | 0 | 0 | 0 | 0 | 0 | 0 | 0 | 0 | 0
Healthcare_Existing_Outdoor Lighting Controls_TRC | Ach | Healthcare | Exterior Lighting | Spot lighting/Security/Flood | TRC | Existing | NE2963 | Outdoor Lighting Controls | Outdoor Lighting Controls | NonEquip | 8 | Exterior parking/lot lighting | 0% | Prescriptive_lighting control_existing | 28% | 0 | 0 | 0 | 0 | 0 | 0 | 0 | 0 | 0 | 0 | 0 | 0 | 0 | 0 | 0 | 0 | 0 | 0 | 0 | 0 | 0 | 0 | 0 | 0 | 0 | 0 | 0 | 0 | 0 | 0 | 0 | 0 | 0 | 0 | 0 | 0 | 0 | 0 | 0 | 0
Healthcare_Existing_Bi-Level Lighting Control (Exterior)_TRC | Ach | Healthcare | Exterior Lighting | Spot lighting/Security/Flood | TRC | Existing | NE2937 | Bi-Level Lighting Control (Exterior) | Bi-Level Lighting Control (Exterior) | NonEquip | 9 | Exterior parking/lot lighting | 0% | Prescriptive_lighting control_existing | 31% | 0 | 0 | 0 | 0 | 0 | 0 | 0 | 0 | 0 | 0 | 0 | 0 | 0 | 0 | 0 | 0 | 0 | 0 | 0 | 0 | 0 | 0 | 0 | 0 | 0 | 0 | 0 | 0 | 0 | 0 | 0 | 0 | 0 | 0 | 0 | 0 | 0 | 0 | 0 | 0
Healthcare_Turnover_LED Exterior Lighting_TRC | Ach | Healthcare | Exterior Lighting | Spot lighting/Security/Flood | TRC | Turnover | ET668 | LED Exterior Lighting | LED Exterior Lighting | Equip | 13 | Spot lighting/Security/Flood | 4.624% | Prescriptive_lighting | 60.51% | 36.6848 | 38.2669 | 36.2404 | 27.408 | 16.2328 | 7.8022 | 3.2766 | 1.2836 | 0.48871 | 0.18071 | 36.6848 | 74.9517 | 111.1921 | 138.6001 | 154.8329 | 162.6351 | 165.9117 | 167.1953 | 167.684 | 167.8647 | 0 | 0 | 0 | 0 | 0 | 0 | 0 | 0 | 0 | 0 | 0 | 0 | 0 | 0 | 0 | 0 | 0 | 0 | 0 | 0
Healthcare_New_LED Exterior Lighting_TRC | Ach | Healthcare | Exterior Lighting | Spot lighting/Security/Flood | TRC | New | EN694 | LED Exterior Lighting | LED Exterior Lighting | Equip | 13 | Spot lighting/Security/Flood | 4.624% | Prescriptive_lighting | 60.51% | 3.9861 | 4.0949 | 3.8438 | 2.8812 | 1.6911 | 0.78065 | 0.31571 | 0.11936 | 0.043931 | 0.015727 | 3.9861 | 8.081 | 11.9248 | 14.806 | 16.4971 | 17.2777 | 17.5934 | 17.7128 | 17.7567 | 17.7725 | 0 | 0 | 0 | 0 | 0 | 0 | 0 | 0 | 0 | 0 | 0 | 0 | 0 | 0 | 0 | 0 | 0 | 0 | 0 | 0
Healthcare_New_Interior Lighting Controls_TRC | Ach | Healthcare | Interior Lighting | Spot lighting | TRC | New | NN4432 | Interior Lighting Controls | Interior Lighting Controls | NonEquip | 8 | Overhead (fluorescent/LED/CFL U-shape) | 0% | Prescriptive_lighting control | 28% | 0 | 0 | 0 | 0 | 0 | 0 | 0 | 0 | 0 | 0 | 0 | 0 | 0 | 0 | 0 | 0 | 0 | 0 | 0 | 0 | 0 | 0 | 0 | 0 | 0 | 0 | 0 | 0 | 0 | 0 | 0 | 0 | 0 | 0 | 0 | 0 | 0 | 0 | 0 | 0
Healthcare_New_Facility Energy Management System_TRC | Ach | Healthcare | Interior Lighting | Spot lighting | TRC | New | NN3704 | Facility Energy Management System | Facility Energy Management System | NonEquip | 15 |  | 4.276% | Custom_improvement | 24% | 0.36906 | 0.49035 | 0.69065 | 0.93123 | 1.1728 | 1.3013 | 1.2743 | 1.0667 | 0.7507 | 0.44783 | 0.36906 | 0.85941 | 1.5501 | 2.4813 | 3.6541 | 4.9554 | 6.2297 | 7.2965 | 8.0472 | 8.495 | 7.7354e-05 | 0.00018013 | 0.00032488 | 0.00052006 | 0.00076587 | 0.0010386 | 0.0013057 | 0.0015293 | 0.0016866 | 0.0017805 | 6.6517e-06 | 1.5489e-05 | 2.7937e-05 | 4.4721e-05 | 6.5859e-05 | 8.9312e-05 | 0.00011228 | 0.00013151 | 0.00014504 | 0.00015311
Healthcare_Existing_Interior Lighting Controls_TRC | Ach | Healthcare | Interior Lighting | Spot lighting | TRC | Existing | NE4419 | Interior Lighting Controls | Interior Lighting Controls | NonEquip | 8 | Overhead (fluorescent/LED/CFL U-shape) | 0% | Prescriptive_lighting control_existing | 28% | 0 | 0 | 0 | 0 | 0 | 0 | 0 | 0 | 0 | 0 | 0 | 0 | 0 | 0 | 0 | 0 | 0 | 0 | 0 | 0 | 0 | 0 | 0 | 0 | 0 | 0 | 0 | 0 | 0 | 0 | 0 | 0 | 0 | 0 | 0 | 0 | 0 | 0 | 0 | 0
Healthcare_Existing_Facility Energy Management System_TRC | Ach | Healthcare | Interior Lighting | Spot lighting | TRC | Existing | NE3691 | Facility Energy Management System | Facility Energy Management System | NonEquip | 15 |  | 0.5043% | Custom_improvement_existing | 24% | 0.44147 | 0.45291 | 0.45603 | 0.46017 | 0.46434 | 0.46834 | 0.47251 | 0.47625 | 0.47999 | 0.48319 | 0.44147 | 0.89438 | 1.3504 | 1.8106 | 2.2749 | 2.7433 | 3.2158 | 3.692 | 4.172 | 4.6552 | 9.2529e-05 | 0.00018746 | 0.00028304 | 0.00037948 | 0.00047681 | 0.00057497 | 0.000674 | 0.00077382 | 0.00087442 | 0.0009757 | 7.9567e-06 | 1.612e-05 | 2.4339e-05 | 3.2632e-05 | 4.1001e-05 | 4.9442e-05 | 5.7958e-05 | 6.6542e-05 | 7.5193e-05 | 8.3902e-05
Healthcare_New_Network PC Power Management_TRC | Ach | Healthcare | Office Equipment | Servers | TRC | New | NN4562 | Network PC Power Management | Network PC Power Management | NonEquip | 5 | Computers | 0% | Prescriptive_all | 56.5% | 0 | 0 | 0 | 0 | 0 | 0 | 0 | 0 | 0 | 0 | 0 | 0 | 0 | 0 | 0 | 0 | 0 | 0 | 0 | 0 | 0 | 0 | 0 | 0 | 0 | 0 | 0 | 0 | 0 | 0 | 0 | 0 | 0 | 0 | 0 | 0 | 0 | 0 | 0 | 0
Healthcare_Existing_Network PC Power Management_TRC | Ach | Healthcare | Office Equipment | Servers | TRC | Existing | NE4549 | Network PC Power Management | Network PC Power Management | NonEquip | 5 | Computers | 0% | Prescriptive_all_existing | 56.5% | 0 | 0 | 0 | 0 | 0 | 0 | 0 | 0 | 0 | 0 | 0 | 0 | 0 | 0 | 0 | 0 | 0 | 0 | 0 | 0 | 0 | 0 | 0 | 0 | 0 | 0 | 0 | 0 | 0 | 0 | 0 | 0 | 0 | 0 | 0 | 0 | 0 | 0 | 0 | 0
Healthcare_New_HVAC tune-up_RTU_TRC | Ach | Healthcare | Space Cooling | Residential-type central air conditioners | TRC | New | NN3912 | HVAC tune-up_RTU | HVAC tune-up_RTU | NonEquip | 5 | Packaged air conditioning units (RTUs) | 0% | Prescriptive_package HP | 5% | 0 | 0 | 0 | 0 | 0 | 0 | 0 | 0 | 0 | 0 | 0 | 0 | 0 | 0 | 0 | 0 | 0 | 0 | 0 | 0 | 0 | 0 | 0 | 0 | 0 | 0 | 0 | 0 | 0 | 0 | 0 | 0 | 0 | 0 | 0 | 0 | 0 | 0 | 0 | 0
Healthcare_New_Facility Energy Management System_TRC | Ach | Healthcare | Space Cooling | Residential-type central air conditioners | TRC | New | NN3678 | Facility Energy Management System | Facility Energy Management System | NonEquip | 15 |  | 4.276% | Custom_improvement | 20% | 5.3347 | 7.0919 | 9.9945 | 13.4837 | 16.9912 | 18.864 | 18.4835 | 15.4812 | 10.9011 | 6.5067 | 5.3347 | 12.4265 | 22.421 | 35.9047 | 52.8959 | 71.7599 | 90.2434 | 105.7245 | 116.6256 | 123.1323 | 0.0011181 | 0.0026045 | 0.0046993 | 0.0075254 | 0.011087 | 0.01504 | 0.018914 | 0.022159 | 0.024444 | 0.025808 | 0 | 0 | 0 | 0 | 0 | 0 | 0 | 0 | 0 | 0
Healthcare_New_Dedicated Outdoor Air System on VRF unit_TRC | Ach | Healthcare | Space Cooling | Residential-type central air conditioners | TRC | New | NN3418 | Dedicated Outdoor Air System on VRF unit | Dedicated Outdoor Air System on VRF unit | NonEquip | 15 | Residential-type central air conditioners | 58.91% | Prescriptive_all | 17.5% | 143.5981 | 199.3229 | 290.9212 | 399.7002 | 499.261 | 526.4755 | 462.3147 | 325.4922 | 184.1119 | 87.4894 | 143.5981 | 342.921 | 633.8422 | 1033.5424 | 1532.8034 | 2059.2789 | 2521.5935 | 2847.0858 | 3031.1976 | 3118.687 | 0.043696 | 0.10435 | 0.19287 | 0.3145 | 0.46642 | 0.62662 | 0.7673 | 0.86634 | 0.92237 | 0.94899 | 0 | 0 | 0 | 0 | 0 | 0 | 0 | 0 | 0 | 0
Healthcare_New_Chilled Water System - Variable Speed Drives_TRC | Ach | Healthcare | Space Cooling | Residential-type central air conditioners | TRC | New | NN3314 | Chilled Water System - Variable Speed Drives | Chilled Water System - Variable Speed Drives | NonEquip | 13 | Central chillers inside | 0% | Prescriptive_all | 24.74% | 0 | 0 | 0 | 0 | 0 | 0 | 0 | 0 | 0 | 0 | 0 | 0 | 0 | 0 | 0 | 0 | 0 | 0 | 0 | 0 | 0 | 0 | 0 | 0 | 0 | 0 | 0 | 0 | 0 | 0 | 0 | 0 | 0 | 0 | 0 | 0 | 0 | 0 | 0 | 0
Healthcare_New_Ceiling Insulation(R2 to R38)_TRC | Ach | Healthcare | Space Cooling | Residential-type central air conditioners | TRC | New | NN3210 | Ceiling Insulation(R2 to R38) | Ceiling Insulation(R2 to R38) | NonEquip | 20 |  | 0% | Prescriptive_all | 12.52% | 0 | 0 | 0 | 0 | 0 | 0 | 0 | 0 | 0 | 0 | 0 | 0 | 0 | 0 | 0 | 0 | 0 | 0 | 0 | 0 | 0 | 0 | 0 | 0 | 0 | 0 | 0 | 0 | 0 | 0 | 0 | 0 | 0 | 0 | 0 | 0 | 0 | 0 | 0 | 0
Healthcare_Existing_Wall Insulation_TRC | Ach | Healthcare | Space Cooling | Residential-type central air conditioners | TRC | Existing | NE4211 | Wall Insulation | Wall Insulation | NonEquip | 20 |  | 26.6% | Prescriptive_all_existing | 6.832% | 262.6067 | 402.262 | 599.0069 | 844.0027 | 1088.6971 | 1232.3912 | 1164.2361 | 875.0216 | 515.4521 | 246.4152 | 262.6067 | 664.8687 | 1263.8756 | 2107.8782 | 3196.5753 | 4428.9666 | 5593.2027 | 6468.2244 | 6983.6764 | 7230.0916 | 0.0052549 | 0.013304 | 0.025291 | 0.042179 | 0.063965 | 0.088625 | 0.11192 | 0.12943 | 0.13975 | 0.14468 | 0 | 0 | 0 | 0 | 0 | 0 | 0 | 0 | 0 | 0
Healthcare_Existing_HVAC tune-up_RTU_TRC | Ach | Healthcare | Space Cooling | Residential-type central air conditioners | TRC | Existing | NE3899 | HVAC tune-up_RTU | HVAC tune-up_RTU | NonEquip | 5 | Packaged air conditioning units (RTUs) | 0% | Prescriptive_package HP_existing | 5% | 0 | 0 | 0 | 0 | 0 | 0 | 0 | 0 | 0 | 0 | 0 | 0 | 0 | 0 | 0 | 0 | 0 | 0 | 0 | 0 | 0 | 0 | 0 | 0 | 0 | 0 | 0 | 0 | 0 | 0 | 0 | 0 | 0 | 0 | 0 | 0 | 0 | 0 | 0 | 0
Healthcare_Existing_Facility Energy Management System_TRC | Ach | Healthcare | Space Cooling | Residential-type central air conditioners | TRC | Existing | NE3665 | Facility Energy Management System | Facility Energy Management System | NonEquip | 15 |  | 0.5043% | Custom_improvement_existing | 20% | 6.5547 | 9.5571 | 13.6094 | 18.5535 | 23.6278 | 27.3469 | 27.8608 | 24.2125 | 17.6596 | 10.9025 | 6.5547 | 16.1118 | 29.7212 | 48.2747 | 71.9025 | 99.2494 | 127.1102 | 151.3227 | 168.9824 | 179.8849 | 0.0013738 | 0.0033769 | 0.0062294 | 0.010118 | 0.01507 | 0.020802 | 0.026642 | 0.031716 | 0.035418 | 0.037703 | 0 | 0 | 0 | 0 | 0 | 0 | 0 | 0 | 0 | 0
Healthcare_Existing_Dedicated Outdoor Air System on VRF unit_TRC | Ach | Healthcare | Space Cooling | Residential-type central air conditioners | TRC | Existing | NE3405 | Dedicated Outdoor Air System on VRF unit | Dedicated Outdoor Air System on VRF unit | NonEquip | 15 | Residential-type central air conditioners | 58.91% | Prescriptive_all_existing | 17.5% | 1510.9371 | 2314.0943 | 3445.16 | 4852.9476 | 6258.2812 | 7083.2504 | 6692.1005 | 5031.296 | 2964.9619 | 1417.8273 | 1510.9371 | 3825.0314 | 7270.1914 | 12123.139 | 18381.4202 | 25464.6706 | 32156.7712 | 37188.0672 | 40153.0291 | 41570.8565 | 0.45977 | 1.1639 | 2.2123 | 3.689 | 5.5933 | 7.7487 | 9.785 | 11.316 | 12.2182 | 12.6497 | 0 | 0 | 0 | 0 | 0 | 0 | 0 | 0 | 0 | 0
Healthcare_Existing_Chilled Water System - Variable Speed Drives_TRC | Ach | Healthcare | Space Cooling | Residential-type central air conditioners | TRC | Existing | NE3301 | Chilled Water System - Variable Speed Drives | Chilled Water System - Variable Speed Drives | NonEquip | 13 | Central chillers inside | 0% | Prescriptive_all_existing | 24.74% | 0 | 0 | 0 | 0 | 0 | 0 | 0 | 0 | 0 | 0 | 0 | 0 | 0 | 0 | 0 | 0 | 0 | 0 | 0 | 0 | 0 | 0 | 0 | 0 | 0 | 0 | 0 | 0 | 0 | 0 | 0 | 0 | 0 | 0 | 0 | 0 | 0 | 0 | 0 | 0
Healthcare_Existing_Ceiling Insulation(R2 to R38)_TRC | Ach | Healthcare | Space Cooling | Residential-type central air conditioners | TRC | Existing | NE3197 | Ceiling Insulation(R2 to R38) | Ceiling Insulation(R2 to R38) | NonEquip | 20 |  | 45.6% | Prescriptive_all_existing | 12.52% | 780.0254 | 1195.4388 | 1781.3413 | 2512.0221 | 3242.9842 | 3672.7211 | 3468.6678 | 2604.3579 | 1532.2733 | 731.8503 | 780.0254 | 1975.4642 | 3756.8055 | 6268.8276 | 9511.8118 | 13184.5329 | 16653.2006 | 19257.5585 | 20789.8318 | 21521.6822 | 0.015609 | 0.03953 | 0.075175 | 0.12544 | 0.19034 | 0.26383 | 0.33324 | 0.38535 | 0.41601 | 0.43066 | 0 | 0 | 0 | 0 | 0 | 0 | 0 | 0 | 0 | 0
Healthcare_Turnover_Variable Refrigerant Flow (VRF) HVAC Systems_TRC | Ach | Healthcare | Space Cooling | Residential-type central air conditioners | TRC | Turnover | ET1370 | Variable Refrigerant Flow (VRF) HVAC Systems | Variable Refrigerant Flow (VRF) HVAC Systems | Equip | 15 | Residential-type central air conditioners | 49.09% | Prescriptive_package HP | 36.88% | 635.7277 | 940.9327 | 1496.5809 | 2344.1969 | 3564.8533 | 5176.5026 | 6998.8205 | 8481.2587 | 8790.1485 | 7392.219 | 635.7277 | 1576.6604 | 3073.2413 | 5417.4382 | 8982.2915 | 14158.7941 | 21157.6146 | 29638.8733 | 38429.0218 | 45821.2408 | 0.19345 | 0.47976 | 0.93516 | 1.6485 | 2.7332 | 4.3084 | 6.4381 | 9.0189 | 11.6936 | 13.943 | 0 | 0 | 0 | 0 | 0 | 0 | 0 | 0 | 0 | 0
Healthcare_New_Variable Refrigerant Flow (VRF) HVAC Systems_TRC | Ach | Healthcare | Space Cooling | Residential-type central air conditioners | TRC | New | EN1396 | Variable Refrigerant Flow (VRF) HVAC Systems | Variable Refrigerant Flow (VRF) HVAC Systems | Equip | 15 | Residential-type central air conditioners | 49.09% | Prescriptive_package HP | 36.88% | 88.4136 | 128.8277 | 202.9928 | 314.9474 | 474.3529 | 661.2747 | 860.9631 | 1007.3175 | 1010.0821 | 823.0481 | 88.4136 | 217.2413 | 420.2341 | 735.1815 | 1209.5344 | 1870.8091 | 2731.7721 | 3739.0896 | 4749.1717 | 5572.2198 | 0.026904 | 0.066105 | 0.12787 | 0.22371 | 0.36805 | 0.56927 | 0.83126 | 1.1378 | 1.4451 | 1.6956 | 0 | 0 | 0 | 0 | 0 | 0 | 0 | 0 | 0 | 0
Healthcare_New_Facility Energy Management System_TRC | Ach | Healthcare | Space Heating | Residential/split system heat pump | TRC | New | NN3652 | Facility Energy Management System | Facility Energy Management System | NonEquip | 15 |  | 4.276% | Custom_improvement | 20% | 8.226 | 10.9489 | 15.4491 | 20.8678 | 26.3282 | 29.2657 | 28.7104 | 24.0761 | 16.9739 | 10.1438 | 8.226 | 19.1749 | 34.624 | 55.4918 | 81.82 | 111.0857 | 139.7961 | 163.8722 | 180.846 | 190.9898 | 0 | 0 | 0 | 0 | 0 | 0 | 0 | 0 | 0 | 0 | 0.00014826 | 0.00034559 | 0.00062404 | 0.0010001 | 0.0014747 | 0.0020021 | 0.0025196 | 0.0029535 | 0.0032594 | 0.0034423
Healthcare_New_Dedicated Outdoor Air System on VRF unit_TRC | Ach | Healthcare | Space Heating | Residential/split system heat pump | TRC | New | NN3392 | Dedicated Outdoor Air System on VRF unit | Dedicated Outdoor Air System on VRF unit | NonEquip | 15 | Residential/split system heat pump | 58.91% | Prescriptive_all | 10% | 126.7316 | 176.2966 | 258.0207 | 355.7676 | 446.4789 | 473.6467 | 418.7896 | 296.6229 | 168.132 | 79.6102 | 126.7316 | 303.0282 | 561.049 | 916.8166 | 1363.2955 | 1836.9422 | 2255.7318 | 2552.3548 | 2720.4868 | 2800.097 | 0 | 0 | 0 | 0 | 0 | 0 | 0 | 0 | 0 | 0 | 0.038977 | 0.093199 | 0.17256 | 0.28198 | 0.41929 | 0.56497 | 0.69377 | 0.785 | 0.83671 | 0.8612
Healthcare_New_Ceiling Insulation(R2 to R38)_TRC | Ach | Healthcare | Space Heating | Residential/split system heat pump | TRC | New | NN3184 | Ceiling Insulation(R2 to R38) | Ceiling Insulation(R2 to R38) | NonEquip | 20 |  | 0% | Prescriptive_all | 4.385% | 0 | 0 | 0 | 0 | 0 | 0 | 0 | 0 | 0 | 0 | 0 | 0 | 0 | 0 | 0 | 0 | 0 | 0 | 0 | 0 | 0 | 0 | 0 | 0 | 0 | 0 | 0 | 0 | 0 | 0 | 0 | 0 | 0 | 0 | 0 | 0 | 0 | 0 | 0 | 0
Healthcare_Existing_Wall Insulation_TRC | Ach | Healthcare | Space Heating | Residential/split system heat pump | TRC | Existing | NE4237 | Wall Insulation | Wall Insulation | NonEquip | 20 |  | 26.6% | Prescriptive_all_existing | 0.3857% | 22.9209 | 35.0456 | 52.2084 | 73.6003 | 94.9873 | 107.5557 | 101.5906 | 76.306 | 44.9155 | 21.46 | 22.9209 | 57.9664 | 110.1749 | 183.7751 | 278.7625 | 386.3182 | 487.9088 | 564.2148 | 609.1303 | 630.5904 | 0 | 0 | 0 | 0 | 0 | 0 | 0 | 0 | 0 | 0 | 0.010339 | 0.026147 | 0.049698 | 0.082897 | 0.12574 | 0.17426 | 0.22009 | 0.25451 | 0.27477 | 0.28445
Healthcare_Existing_Facility Energy Management System_TRC | Ach | Healthcare | Space Heating | Residential/split system heat pump | TRC | Existing | NE3639 | Facility Energy Management System | Facility Energy Management System | NonEquip | 15 |  | 0.5043% | Custom_improvement_existing | 20% | 10.1292 | 10.0948 | 10.1643 | 10.2566 | 10.3496 | 10.4388 | 10.5316 | 10.6151 | 10.6983 | 10.7697 | 10.1292 | 20.224 | 30.3883 | 40.6448 | 50.9944 | 61.4332 | 71.9648 | 82.58 | 93.2783 | 104.048 | 0 | 0 | 0 | 0 | 0 | 0 | 0 | 0 | 0 | 0 | 0.00018256 | 0.0003645 | 0.0005477 | 0.00073255 | 0.00091909 | 0.0011072 | 0.001297 | 0.0014884 | 0.0016812 | 0.0018753
Healthcare_Existing_Dedicated Outdoor Air System on VRF unit_TRC | Ach | Healthcare | Space Heating | Residential/split system heat pump | TRC | Existing | NE3379 | Dedicated Outdoor Air System on VRF unit | Dedicated Outdoor Air System on VRF unit | NonEquip | 15 | Residential/split system heat pump | 58.91% | Prescriptive_all_existing | 10% | 1335.3476 | 2041.7041 | 3041.5511 | 4287.7289 | 5533.5926 | 6265.7221 | 5918.2534 | 4445.3574 | 2616.6997 | 1250.2438 | 1335.3476 | 3377.0517 | 6418.6028 | 10706.3317 | 16239.9242 | 22505.6464 | 28423.8998 | 32869.2572 | 35485.9568 | 36736.2006 | 0 | 0 | 0 | 0 | 0 | 0 | 0 | 0 | 0 | 0 | 0.4107 | 1.0386 | 1.9741 | 3.2928 | 4.9947 | 6.9218 | 8.742 | 10.1092 | 10.914 | 11.2986
Healthcare_Existing_Ceiling Insulation(R2 to R38)_TRC | Ach | Healthcare | Space Heating | Residential/split system heat pump | TRC | Existing | NE3171 | Ceiling Insulation(R2 to R38) | Ceiling Insulation(R2 to R38) | NonEquip | 20 |  | 45.6% | Prescriptive_all_existing | 4.839% | 466.0069 | 712.6526 | 1061.9406 | 1497.5439 | 1933.3212 | 2189.5221 | 2067.8748 | 1552.6009 | 913.4638 | 436.288 | 466.0069 | 1178.6595 | 2240.6001 | 3738.144 | 5671.4653 | 7860.9873 | 9928.8621 | 11481.4631 | 12394.9269 | 12831.2148 | 0 | 0 | 0 | 0 | 0 | 0 | 0 | 0 | 0 | 0 | 0.21021 | 0.53167 | 1.0107 | 1.6862 | 2.5583 | 3.5459 | 4.4787 | 5.179 | 5.5911 | 5.7879
Healthcare_Turnover_Variable Refrigerant Flow (VRF) HVAC Systems_TRC | Ach | Healthcare | Space Heating | Residential/split system heat pump | TRC | Turnover | ET1409 | Variable Refrigerant Flow (VRF) HVAC Systems | Variable Refrigerant Flow (VRF) HVAC Systems | Equip | 15 | Residential/split system heat pump | 49.09% | Prescriptive_package HP | 31.25% | 804.7923 | 1192.6137 | 1899.197 | 2978.4646 | 4534.909 | 6593.1341 | 8925.0136 | 10828.6145 | 11236.663 | 9461.163 | 804.7923 | 1997.406 | 3896.603 | 6875.0676 | 11409.9766 | 18003.1107 | 26928.1242 | 37756.7388 | 48993.4018 | 58454.5647 | 0 | 0 | 0 | 0 | 0 | 0 | 0 | 0 | 0 | 0 | 0.24752 | 0.61432 | 1.1984 | 2.1145 | 3.5092 | 5.537 | 8.282 | 11.6124 | 15.0684 | 17.9782
Healthcare_New_Variable Refrigerant Flow (VRF) HVAC Systems_TRC | Ach | Healthcare | Space Heating | Residential/split system heat pump | TRC | New | EN1435 | Variable Refrigerant Flow (VRF) HVAC Systems | Variable Refrigerant Flow (VRF) HVAC Systems | Equip | 15 | Residential/split system heat pump | 49.09% | Prescriptive_package HP | 31.25% | 115.5367 | 168.5539 | 265.9125 | 413.071 | 622.8977 | 869.412 | 1133.3312 | 1327.6 | 1332.8649 | 1087.3846 | 115.5367 | 284.0906 | 550.0031 | 963.0741 | 1585.9718 | 2455.3838 | 3588.715 | 4916.3149 | 6249.1798 | 7336.5644 | 0 | 0 | 0 | 0 | 0 | 0 | 0 | 0 | 0 | 0 | 0.035534 | 0.087375 | 0.16916 | 0.2962 | 0.48778 | 0.75518 | 1.1037 | 1.5121 | 1.922 | 2.2564
Healthcare_New_Strip Curtains for Walk-ins_TRC | Ach | Healthcare | Refrigeration | Residential style | TRC | New | NN4900 | Strip Curtains for Walk-ins | Strip Curtains for Walk-ins | NonEquip | 4 | Walk-in cooler | 0% | Prescriptive_refrigeration control | 2.115% | 0 | 0 | 0 | 0 | 0 | 0 | 0 | 0 | 0 | 0 | 0 | 0 | 0 | 0 | 0 | 0 | 0 | 0 | 0 | 0 | 0 | 0 | 0 | 0 | 0 | 0 | 0 | 0 | 0 | 0 | 0 | 0 | 0 | 0 | 0 | 0 | 0 | 0 | 0 | 0
Healthcare_New_PSC to ECM Evaporator Fan Motor (Walk-In, Refrigerator)_TRC | Ach | Healthcare | Refrigeration | Residential style | TRC | New | NN4848 | PSC to ECM Evaporator Fan Motor (Walk-In, Refrigerator) | PSC to ECM Evaporator Fan Motor (Walk-In, Refrigerator) | NonEquip | 15 | Walk-in cooler | 0% | Prescriptive_ECM | 37.5% | 0 | 0 | 0 | 0 | 0 | 0 | 0 | 0 | 0 | 0 | 0 | 0 | 0 | 0 | 0 | 0 | 0 | 0 | 0 | 0 | 0 | 0 | 0 | 0 | 0 | 0 | 0 | 0 | 0 | 0 | 0 | 0 | 0 | 0 | 0 | 0 | 0 | 0 | 0 | 0
Healthcare_New_PSC to ECM Evaporator Fan Motor (Reach-In)_TRC | Ach | Healthcare | Refrigeration | Residential style | TRC | New | NN4822 | PSC to ECM Evaporator Fan Motor (Reach-In) | PSC to ECM Evaporator Fan Motor (Reach-In) | NonEquip | 15 | Display cases | 0% | Prescriptive_ECM | 37.5% | 0 | 0 | 0 | 0 | 0 | 0 | 0 | 0 | 0 | 0 | 0 | 0 | 0 | 0 | 0 | 0 | 0 | 0 | 0 | 0 | 0 | 0 | 0 | 0 | 0 | 0 | 0 | 0 | 0 | 0 | 0 | 0 | 0 | 0 | 0 | 0 | 0 | 0 | 0 | 0
Healthcare_Existing_Strip Curtains for Walk-ins_TRC | Ach | Healthcare | Refrigeration | Residential style | TRC | Existing | NE4887 | Strip Curtains for Walk-ins | Strip Curtains for Walk-ins | NonEquip | 4 | Walk-in cooler | 0% | Prescriptive_refrigeration control_existing | 2.115% | 0 | 0 | 0 | 0 | 0 | 0 | 0 | 0 | 0 | 0 | 0 | 0 | 0 | 0 | 0 | 0 | 0 | 0 | 0 | 0 | 0 | 0 | 0 | 0 | 0 | 0 | 0 | 0 | 0 | 0 | 0 | 0 | 0 | 0 | 0 | 0 | 0 | 0 | 0 | 0
Healthcare_Existing_PSC to ECM Evaporator Fan Motor (Walk-In, Refrigerator)_TRC | Ach | Healthcare | Refrigeration | Residential style | TRC | Existing | NE4835 | PSC to ECM Evaporator Fan Motor (Walk-In, Refrigerator) | PSC to ECM Evaporator Fan Motor (Walk-In, Refrigerator) | NonEquip | 15 | Walk-in cooler | 0% | Prescriptive_ECM_existing | 37.5% | 0 | 0 | 0 | 0 | 0 | 0 | 0 | 0 | 0 | 0 | 0 | 0 | 0 | 0 | 0 | 0 | 0 | 0 | 0 | 0 | 0 | 0 | 0 | 0 | 0 | 0 | 0 | 0 | 0 | 0 | 0 | 0 | 0 | 0 | 0 | 0 | 0 | 0 | 0 | 0
Healthcare_Existing_PSC to ECM Evaporator Fan Motor (Reach-In)_TRC | Ach | Healthcare | Refrigeration | Residential style | TRC | Existing | NE4809 | PSC to ECM Evaporator Fan Motor (Reach-In) | PSC to ECM Evaporator Fan Motor (Reach-In) | NonEquip | 15 | Display cases | 0% | Prescriptive_ECM_existing | 37.5% | 0 | 0 | 0 | 0 | 0 | 0 | 0 | 0 | 0 | 0 | 0 | 0 | 0 | 0 | 0 | 0 | 0 | 0 | 0 | 0 | 0 | 0 | 0 | 0 | 0 | 0 | 0 | 0 | 0 | 0 | 0 | 0 | 0 | 0 | 0 | 0 | 0 | 0 | 0 | 0
Healthcare_Existing_Freezer-Cooler Replacement Gaskets_TRC | Ach | Healthcare | Refrigeration | Residential style | TRC | Existing | NE4705 | Freezer-Cooler Replacement Gaskets | Freezer-Cooler Replacement Gaskets | NonEquip | 4 | Display cases | 0% | Prescriptive_refrigeration control_existing | 3.131% | 0 | 0 | 0 | 0 | 0 | 0 | 0 | 0 | 0 | 0 | 0 | 0 | 0 | 0 | 0 | 0 | 0 | 0 | 0 | 0 | 0 | 0 | 0 | 0 | 0 | 0 | 0 | 0 | 0 | 0 | 0 | 0 | 0 | 0 | 0 | 0 | 0 | 0 | 0 | 0
Healthcare_New_VSD Controlled Compressor_TRC | Ach | Healthcare | Miscellaneous | Pool pump | TRC | New | NN4536 | VSD Controlled Compressor | VSD Controlled Compressor | NonEquip | 15 | Others | 0% | Prescriptive_ECM | 20.79% | 0 | 0 | 0 | 0 | 0 | 0 | 0 | 0 | 0 | 0 | 0 | 0 | 0 | 0 | 0 | 0 | 0 | 0 | 0 | 0 | 0 | 0 | 0 | 0 | 0 | 0 | 0 | 0 | 0 | 0 | 0 | 0 | 0 | 0 | 0 | 0 | 0 | 0 | 0 | 0
Healthcare_New_Engine Block Timer_TRC | Ach | Healthcare | Miscellaneous | Pool pump | TRC | New | NN4484 | Engine Block Timer | Engine Block Timer | NonEquip | 5 | Others | 0% | Prescriptive_ECM | 36% | 0 | 0 | 0 | 0 | 0 | 0 | 0 | 0 | 0 | 0 | 0 | 0 | 0 | 0 | 0 | 0 | 0 | 0 | 0 | 0 | 0 | 0 | 0 | 0 | 0 | 0 | 0 | 0 | 0 | 0 | 0 | 0 | 0 | 0 | 0 | 0 | 0 | 0 | 0 | 0
Healthcare_Existing_VSD Controlled Compressor_TRC | Ach | Healthcare | Miscellaneous | Pool pump | TRC | Existing | NE4523 | VSD Controlled Compressor | VSD Controlled Compressor | NonEquip | 15 | Others | 0% | Prescriptive_ECM_existing | 20.79% | 0 | 0 | 0 | 0 | 0 | 0 | 0 | 0 | 0 | 0 | 0 | 0 | 0 | 0 | 0 | 0 | 0 | 0 | 0 | 0 | 0 | 0 | 0 | 0 | 0 | 0 | 0 | 0 | 0 | 0 | 0 | 0 | 0 | 0 | 0 | 0 | 0 | 0 | 0 | 0
Healthcare_Existing_Engine Block Timer_TRC | Ach | Healthcare | Miscellaneous | Pool pump | TRC | Existing | NE4471 | Engine Block Timer | Engine Block Timer | NonEquip | 5 | Others | 0% | Prescriptive_ECM_existing | 36% | 0 | 0 | 0 | 0 | 0 | 0 | 0 | 0 | 0 | 0 | 0 | 0 | 0 | 0 | 0 | 0 | 0 | 0 | 0 | 0 | 0 | 0 | 0 | 0 | 0 | 0 | 0 | 0 | 0 | 0 | 0 | 0 | 0 | 0 | 0 | 0 | 0 | 0 | 0 | 0
Healthcare_Turnover_Variable Speed Pool Pump_TRC | Ach | Healthcare | Miscellaneous | Pool pump | TRC | Turnover | ET2108 | Variable Speed Pool Pump | Variable Speed Pool Pump | Equip | 10 | Pool pump | 0% | Prescriptive_all | 64.36% | 0 | 0 | 0 | 0 | 0 | 0 | 0 | 0 | 0 | 0 | 0 | 0 | 0 | 0 | 0 | 0 | 0 | 0 | 0 | 0 | 0 | 0 | 0 | 0 | 0 | 0 | 0 | 0 | 0 | 0 | 0 | 0 | 0 | 0 | 0 | 0 | 0 | 0 | 0 | 0
Healthcare_Turnover_Solar Powered Pool Pump_TRC | Ach | Healthcare | Miscellaneous | Pool pump | TRC | Turnover | ET2033 | Solar Powered Pool Pump | Solar Powered Pool Pump | Equip | 10 | Pool pump | 0% | Prescriptive_all | 81% | 0 | 0 | 0 | 0 | 0 | 0 | 0 | 0 | 0 | 0 | 0 | 0 | 0 | 0 | 0 | 0 | 0 | 0 | 0 | 0 | 0 | 0 | 0 | 0 | 0 | 0 | 0 | 0 | 0 | 0 | 0 | 0 | 0 | 0 | 0 | 0 | 0 | 0 | 0 | 0
Healthcare_Turnover_Solar Pool Heater_TRC | Ach | Healthcare | Miscellaneous | Pool pump | TRC | Turnover | ET1994 | Solar Pool Heater | Solar Pool Heater | Equip | 15 | Pool pump | 0% | Prescriptive_all | 86.11% | 0 | 0 | 0 | 0 | 0 | 0 | 0 | 0 | 0 | 0 | 0 | 0 | 0 | 0 | 0 | 0 | 0 | 0 | 0 | 0 | 0 | 0 | 0 | 0 | 0 | 0 | 0 | 0 | 0 | 0 | 0 | 0 | 0 | 0 | 0 | 0 | 0 | 0 | 0 | 0
Healthcare_New_Variable Speed Pool Pump_TRC | Ach | Healthcare | Miscellaneous | Pool pump | TRC | New | EN2132 | Variable Speed Pool Pump | Variable Speed Pool Pump | Equip | 10 | Pool pump | 0% | Prescriptive_all | 64.36% | 0 | 0 | 0 | 0 | 0 | 0 | 0 | 0 | 0 | 0 | 0 | 0 | 0 | 0 | 0 | 0 | 0 | 0 | 0 | 0 | 0 | 0 | 0 | 0 | 0 | 0 | 0 | 0 | 0 | 0 | 0 | 0 | 0 | 0 | 0 | 0 | 0 | 0 | 0 | 0
Healthcare_New_Solar Powered Pool Pump_TRC | Ach | Healthcare | Miscellaneous | Pool pump | TRC | New | EN2057 | Solar Powered Pool Pump | Solar Powered Pool Pump | Equip | 10 | Pool pump | 0% | Prescriptive_all | 81% | 0 | 0 | 0 | 0 | 0 | 0 | 0 | 0 | 0 | 0 | 0 | 0 | 0 | 0 | 0 | 0 | 0 | 0 | 0 | 0 | 0 | 0 | 0 | 0 | 0 | 0 | 0 | 0 | 0 | 0 | 0 | 0 | 0 | 0 | 0 | 0 | 0 | 0 | 0 | 0
Healthcare_New_Solar Pool Heater_TRC | Ach | Healthcare | Miscellaneous | Pool pump | TRC | New | EN2020 | Solar Pool Heater | Solar Pool Heater | Equip | 15 | Pool pump | 0% | Prescriptive_all | 86.11% | 0 | 0 | 0 | 0 | 0 | 0 | 0 | 0 | 0 | 0 | 0 | 0 | 0 | 0 | 0 | 0 | 0 | 0 | 0 | 0 | 0 | 0 | 0 | 0 | 0 | 0 | 0 | 0 | 0 | 0 | 0 | 0 | 0 | 0 | 0 | 0 | 0 | 0 | 0 | 0
Healthcare_New_Facility Energy Management System_TRC | Ach | Healthcare | Space Heating | Packaged central unit | TRC | New | NN3652 | Facility Energy Management System | Facility Energy Management System | NonEquip | 15 |  | 4.276% | Custom_improvement | 20% | 22.0673 | 29.3718 | 41.444 | 55.9805 | 70.6287 | 78.5089 | 77.0192 | 64.5872 | 45.5345 | 27.2119 | 22.0673 | 51.4391 | 92.8832 | 148.8637 | 219.4924 | 298.0013 | 375.0205 | 439.6077 | 485.1422 | 512.3542 | 0 | 0 | 0 | 0 | 0 | 0 | 0 | 0 | 0 | 0 | 0.00039772 | 0.0009271 | 0.0016741 | 0.002683 | 0.003956 | 0.005371 | 0.0067591 | 0.0079232 | 0.0087438 | 0.0092343
Healthcare_New_Dedicated Outdoor Air System on VRF unit_TRC | Ach | Healthcare | Space Heating | Packaged central unit | TRC | New | NN3392 | Dedicated Outdoor Air System on VRF unit | Dedicated Outdoor Air System on VRF unit | NonEquip | 15 | Residential/split system heat pump | 0% | Prescriptive_all | 10% | 0 | 0 | 0 | 0 | 0 | 0 | 0 | 0 | 0 | 0 | 0 | 0 | 0 | 0 | 0 | 0 | 0 | 0 | 0 | 0 | 0 | 0 | 0 | 0 | 0 | 0 | 0 | 0 | 0 | 0 | 0 | 0 | 0 | 0 | 0 | 0 | 0 | 0 | 0 | 0
Healthcare_New_Ceiling Insulation(R2 to R38)_TRC | Ach | Healthcare | Space Heating | Packaged central unit | TRC | New | NN3184 | Ceiling Insulation(R2 to R38) | Ceiling Insulation(R2 to R38) | NonEquip | 20 |  | 0% | Prescriptive_all | 4.385% | 0 | 0 | 0 | 0 | 0 | 0 | 0 | 0 | 0 | 0 | 0 | 0 | 0 | 0 | 0 | 0 | 0 | 0 | 0 | 0 | 0 | 0 | 0 | 0 | 0 | 0 | 0 | 0 | 0 | 0 | 0 | 0 | 0 | 0 | 0 | 0 | 0 | 0 | 0 | 0
Healthcare_Existing_Wall Insulation_TRC | Ach | Healthcare | Space Heating | Packaged central unit | TRC | Existing | NE4237 | Wall Insulation | Wall Insulation | NonEquip | 20 |  | 26.6% | Prescriptive_all_existing | 0.3857% | 60.6927 | 94.0141 | 140.0557 | 197.442 | 254.8155 | 288.5316 | 272.5296 | 204.7005 | 120.4915 | 57.5692 | 60.6927 | 154.7068 | 294.7625 | 492.2045 | 747.02 | 1035.5516 | 1308.0812 | 1512.7817 | 1633.2732 | 1690.8424 | 0 | 0 | 0 | 0 | 0 | 0 | 0 | 0 | 0 | 0 | 0.027377 | 0.069785 | 0.13296 | 0.22202 | 0.33696 | 0.46712 | 0.59005 | 0.68238 | 0.73673 | 0.7627
Healthcare_Existing_Facility Energy Management System_TRC | Ach | Healthcare | Space Heating | Packaged central unit | TRC | Existing | NE3639 | Facility Energy Management System | Facility Energy Management System | NonEquip | 15 |  | 0.5043% | Custom_improvement_existing | 20% | 26.8213 | 27.0805 | 27.267 | 27.5146 | 27.764 | 28.0034 | 28.2524 | 28.4764 | 28.6996 | 28.8911 | 26.8213 | 53.9018 | 81.1688 | 108.6834 | 136.4474 | 164.4508 | 192.7032 | 221.1797 | 249.8793 | 278.7704 | 0 | 0 | 0 | 0 | 0 | 0 | 0 | 0 | 0 | 0 | 0.00048341 | 0.00097149 | 0.0014629 | 0.0019588 | 0.0024592 | 0.0029639 | 0.0034731 | 0.0039864 | 0.0045036 | 0.0050244
Healthcare_Existing_Dedicated Outdoor Air System on VRF unit_TRC | Ach | Healthcare | Space Heating | Packaged central unit | TRC | Existing | NE3379 | Dedicated Outdoor Air System on VRF unit | Dedicated Outdoor Air System on VRF unit | NonEquip | 15 | Residential/split system heat pump | 0% | Prescriptive_all_existing | 10% | 0 | 0 | 0 | 0 | 0 | 0 | 0 | 0 | 0 | 0 | 0 | 0 | 0 | 0 | 0 | 0 | 0 | 0 | 0 | 0 | 0 | 0 | 0 | 0 | 0 | 0 | 0 | 0 | 0 | 0 | 0 | 0 | 0 | 0 | 0 | 0 | 0 | 0 | 0 | 0
Healthcare_Existing_Ceiling Insulation(R2 to R38)_TRC | Ach | Healthcare | Space Heating | Packaged central unit | TRC | Existing | NE3171 | Ceiling Insulation(R2 to R38) | Ceiling Insulation(R2 to R38) | NonEquip | 20 |  | 45.6% | Prescriptive_all_existing | 4.839% | 1233.9512 | 1911.7801 | 2848.7888 | 4017.3495 | 5186.3768 | 5873.6677 | 5547.3337 | 4165.0468 | 2450.4813 | 1170.3972 | 1233.9512 | 3145.7313 | 5994.5202 | 10011.8697 | 15198.2465 | 21071.9142 | 26619.2479 | 30784.2947 | 33234.7759 | 34405.1732 | 0 | 0 | 0 | 0 | 0 | 0 | 0 | 0 | 0 | 0 | 0.55661 | 1.419 | 2.704 | 4.5161 | 6.8556 | 9.5051 | 12.0074 | 13.8861 | 14.9915 | 15.5194
Healthcare_Turnover_High Efficiency DX 135k- less than 240k BTU_TRC | Ach | Healthcare | Space Heating | Packaged central unit | TRC | Turnover | ET1214 | High Efficiency DX 135k- less than 240k BTU | High Efficiency DX 135k- less than 240k BTU | Equip | 15 | Packaged central unit | 94.56% | Prescriptive_all | 3.03% | 1432.0811 | 2034.3962 | 3030.5854 | 4272.425 | 5514.0101 | 6244.4552 | 5897.07 | 4427.1767 | 2604.3753 | 1243.7197 | 1432.0811 | 3466.4774 | 6497.0628 | 10769.4878 | 16283.4979 | 22527.9531 | 28425.023 | 32852.1998 | 35456.575 | 36700.2947 | 0 | 0 | 0 | 0 | 0 | 0 | 0 | 0 | 0 | 0 | 0 | 0 | 0 | 0 | 0 | 0 | 0 | 0 | 0 | 0
Healthcare_New_High Efficiency DX 135k- less than 240k BTU_TRC | Ach | Healthcare | Space Heating | Packaged central unit | TRC | New | EN1240 | High Efficiency DX 135k- less than 240k BTU | High Efficiency DX 135k- less than 240k BTU | Equip | 15 | Packaged central unit | 94.56% | Prescriptive_all | 3.03% | 172.1824 | 240.8016 | 355.3694 | 496.2397 | 634.3085 | 689.6252 | 627.1465 | 454.5755 | 258.7243 | 119.7143 | 172.1824 | 412.9839 | 768.3534 | 1264.5931 | 1898.9016 | 2588.5268 | 3215.6733 | 3670.2488 | 3928.973 | 4048.6873 | 0 | 0 | 0 | 0 | 0 | 0 | 0 | 0 | 0 | 0 | 0 | 0 | 0 | 0 | 0 | 0 | 0 | 0 | 0 | 0
Healthcare_New_HVAC tune-up_RTU_TRC | Ach | Healthcare | Space Cooling | Packaged air conditioning units (RTUs) | TRC | New | NN3912 | HVAC tune-up_RTU | HVAC tune-up_RTU | NonEquip | 5 | Packaged air conditioning units (RTUs) | 94.56% | Prescriptive_package HP | 5% | 1232.9269 | 1797.1797 | 2833.209 | 4398.3996 | 6628.56 | 9244.5349 | 12036.5454 | 14076.1177 | 14103.4775 | 11482.6871 | 1232.9269 | 3030.1066 | 5863.3156 | 10261.7152 | 16890.2752 | 26134.81 | 38171.3554 | 52247.473 | 66350.9505 | 77833.6376 | 0.35284 | 0.86716 | 1.678 | 2.9367 | 4.8337 | 7.4793 | 10.9239 | 14.9523 | 18.9884 | 22.2745 | 0.0097375 | 0.023931 | 0.046308 | 0.081046 | 0.1334 | 0.20641 | 0.30147 | 0.41265 | 0.52403 | 0.61472
Healthcare_New_Facility Energy Management System_TRC | Ach | Healthcare | Space Cooling | Packaged air conditioning units (RTUs) | TRC | New | NN3678 | Facility Energy Management System | Facility Energy Management System | NonEquip | 15 |  | 4.276% | Custom_improvement | 20% | 364.6796 | 484.0144 | 680.3962 | 914.4231 | 1145.9874 | 1263.1404 | 1227.6485 | 1021.523 | 718.4763 | 431.6521 | 364.6796 | 848.694 | 1529.0902 | 2443.5132 | 3589.5006 | 4852.641 | 6080.2895 | 7101.8125 | 7820.2888 | 8251.9409 | 0.076435 | 0.17788 | 0.32049 | 0.51214 | 0.75234 | 1.0171 | 1.2744 | 1.4885 | 1.6391 | 1.7296 | 0 | 0 | 0 | 0 | 0 | 0 | 0 | 0 | 0 | 0
Healthcare_New_Dedicated Outdoor Air System on VRF unit_TRC | Ach | Healthcare | Space Cooling | Packaged air conditioning units (RTUs) | TRC | New | NN3418 | Dedicated Outdoor Air System on VRF unit | Dedicated Outdoor Air System on VRF unit | NonEquip | 15 | Residential-type central air conditioners | 0% | Prescriptive_all | 17.5% | 0 | 0 | 0 | 0 | 0 | 0 | 0 | 0 | 0 | 0 | 0 | 0 | 0 | 0 | 0 | 0 | 0 | 0 | 0 | 0 | 0 | 0 | 0 | 0 | 0 | 0 | 0 | 0 | 0 | 0 | 0 | 0 | 0 | 0 | 0 | 0 | 0 | 0 | 0 | 0
Healthcare_New_Chilled Water System - Variable Speed Drives_TRC | Ach | Healthcare | Space Cooling | Packaged air conditioning units (RTUs) | TRC | New | NN3314 | Chilled Water System - Variable Speed Drives | Chilled Water System - Variable Speed Drives | NonEquip | 13 | Central chillers inside | 0% | Prescriptive_all | 24.74% | 0 | 0 | 0 | 0 | 0 | 0 | 0 | 0 | 0 | 0 | 0 | 0 | 0 | 0 | 0 | 0 | 0 | 0 | 0 | 0 | 0 | 0 | 0 | 0 | 0 | 0 | 0 | 0 | 0 | 0 | 0 | 0 | 0 | 0 | 0 | 0 | 0 | 0 | 0 | 0
Healthcare_New_Ceiling Insulation(R2 to R38)_TRC | Ach | Healthcare | Space Cooling | Packaged air conditioning units (RTUs) | TRC | New | NN3210 | Ceiling Insulation(R2 to R38) | Ceiling Insulation(R2 to R38) | NonEquip | 20 |  | 0% | Prescriptive_all | 12.52% | 0 | 0 | 0 | 0 | 0 | 0 | 0 | 0 | 0 | 0 | 0 | 0 | 0 | 0 | 0 | 0 | 0 | 0 | 0 | 0 | 0 | 0 | 0 | 0 | 0 | 0 | 0 | 0 | 0 | 0 | 0 | 0 | 0 | 0 | 0 | 0 | 0 | 0 | 0 | 0
Healthcare_Existing_Wall Insulation_TRC | Ach | Healthcare | Space Cooling | Packaged air conditioning units (RTUs) | TRC | Existing | NE4211 | Wall Insulation | Wall Insulation | NonEquip | 20 |  | 26.6% | Prescriptive_all_existing | 6.832% | 17954.3034 | 27565.8426 | 41048.1961 | 57837.0439 | 74605.2403 | 84452.1815 | 79781.7117 | 59962.6839 | 35322.4297 | 16886.1143 | 17954.3034 | 45520.1461 | 86568.3421 | 144405.3861 | 219010.6263 | 303462.8079 | 383244.5196 | 443207.2036 | 478529.6333 | 495415.7476 | 0.35927 | 0.91088 | 1.7323 | 2.8896 | 4.3825 | 6.0724 | 7.6689 | 8.8688 | 9.5756 | 9.9135 | 0 | 0 | 0 | 0 | 0 | 0 | 0 | 0 | 0 | 0
Healthcare_Existing_HVAC tune-up_RTU_TRC | Ach | Healthcare | Space Cooling | Packaged air conditioning units (RTUs) | TRC | Existing | NE3899 | HVAC tune-up_RTU | HVAC tune-up_RTU | NonEquip | 5 | Packaged air conditioning units (RTUs) | 94.56% | Prescriptive_package HP_existing | 5% | 12814.4972 | 12828.0194 | 12916.3278 | 13033.6157 | 13151.7891 | 13265.1655 | 13383.1425 | 13489.2397 | 13594.9573 | 13685.6979 | 12814.4972 | 25642.5166 | 38558.8443 | 51592.46 | 64744.2492 | 78009.4146 | 91392.5572 | 104881.7969 | 118476.7541 | 132162.4521 | 3.6673 | 7.3384 | 11.0348 | 14.7648 | 18.5286 | 22.3248 | 26.1549 | 30.0152 | 33.9058 | 37.8224 | 0.10121 | 0.20252 | 0.30453 | 0.40747 | 0.51134 | 0.61611 | 0.72181 | 0.82835 | 0.93572 | 1.0438
Healthcare_Existing_Facility Energy Management System_TRC | Ach | Healthcare | Space Cooling | Packaged air conditioning units (RTUs) | TRC | Existing | NE3665 | Facility Energy Management System | Facility Energy Management System | NonEquip | 15 |  | 0.5043% | Custom_improvement_existing | 20% | 448.1451 | 654.9168 | 932.6158 | 1271.4146 | 1619.1452 | 1874.0052 | 1909.2177 | 1659.2137 | 1210.1637 | 747.1147 | 448.1451 | 1103.062 | 2035.6777 | 3307.0924 | 4926.2375 | 6800.2427 | 8709.4605 | 10368.6742 | 11578.8379 | 12325.9526 | 0.093928 | 0.23119 | 0.42667 | 0.69315 | 1.0325 | 1.4253 | 1.8254 | 2.1732 | 2.4269 | 2.5834 | 0 | 0 | 0 | 0 | 0 | 0 | 0 | 0 | 0 | 0
Healthcare_Existing_Dedicated Outdoor Air System on VRF unit_TRC | Ach | Healthcare | Space Cooling | Packaged air conditioning units (RTUs) | TRC | Existing | NE3405 | Dedicated Outdoor Air System on VRF unit | Dedicated Outdoor Air System on VRF unit | NonEquip | 15 | Residential-type central air conditioners | 0% | Prescriptive_all_existing | 17.5% | 0 | 0 | 0 | 0 | 0 | 0 | 0 | 0 | 0 | 0 | 0 | 0 | 0 | 0 | 0 | 0 | 0 | 0 | 0 | 0 | 0 | 0 | 0 | 0 | 0 | 0 | 0 | 0 | 0 | 0 | 0 | 0 | 0 | 0 | 0 | 0 | 0 | 0 | 0 | 0
Healthcare_Existing_Chilled Water System - Variable Speed Drives_TRC | Ach | Healthcare | Space Cooling | Packaged air conditioning units (RTUs) | TRC | Existing | NE3301 | Chilled Water System - Variable Speed Drives | Chilled Water System - Variable Speed Drives | NonEquip | 13 | Central chillers inside | 0% | Prescriptive_all_existing | 24.74% | 0 | 0 | 0 | 0 | 0 | 0 | 0 | 0 | 0 | 0 | 0 | 0 | 0 | 0 | 0 | 0 | 0 | 0 | 0 | 0 | 0 | 0 | 0 | 0 | 0 | 0 | 0 | 0 | 0 | 0 | 0 | 0 | 0 | 0 | 0 | 0 | 0 | 0 | 0 | 0
Healthcare_Existing_Ceiling Insulation(R2 to R38)_TRC | Ach | Healthcare | Space Cooling | Packaged air conditioning units (RTUs) | TRC | Existing | NE3197 | Ceiling Insulation(R2 to R38) | Ceiling Insulation(R2 to R38) | NonEquip | 20 |  | 45.6% | Prescriptive_all_existing | 12.52% | 53329.9903 | 81919.9394 | 122070.1297 | 172141.5535 | 222232.259 | 251680.879 | 237697.6971 | 178469.058 | 105002.2276 | 50151.5707 | 53329.9903 | 135249.9297 | 257320.0594 | 429461.6129 | 651693.8719 | 903374.7509 | 1141072.448 | 1319541.506 | 1424543.7336 | 1474695.3043 | 1.0672 | 2.7064 | 5.1491 | 8.5937 | 13.0407 | 18.0769 | 22.8333 | 26.4045 | 28.5057 | 29.5092 | 0 | 0 | 0 | 0 | 0 | 0 | 0 | 0 | 0 | 0
Healthcare_Turnover_High Efficiency DX 135k- less than 240k BTU_TRC | Ach | Healthcare | Space Cooling | Packaged air conditioning units (RTUs) | TRC | Turnover | ET1175 | High Efficiency DX 135k- less than 240k BTU | High Efficiency DX 135k- less than 240k BTU | Equip | 15 | Packaged air conditioning units (RTUs) | 94.56% | Prescriptive_all | 4.348% | 30416.1179 | 43156.1942 | 64210.4283 | 90411.7619 | 116543.8836 | 131822.0086 | 124337.2029 | 93231.5949 | 54778.6419 | 26127.7287 | 30416.1179 | 73572.3122 | 137782.7405 | 228194.5023 | 344738.386 | 476560.3945 | 600897.5974 | 694129.1923 | 748907.8342 | 775035.5629 | 12.5775 | 30.4232 | 56.9751 | 94.3616 | 142.5541 | 197.0644 | 248.4796 | 287.0321 | 309.6839 | 320.488 | 0 | 0 | 0 | 0 | 0 | 0 | 0 | 0 | 0 | 0
Healthcare_New_High Efficiency DX 135k- less than 240k BTU_TRC | Ach | Healthcare | Space Cooling | Packaged air conditioning units (RTUs) | TRC | New | EN1201 | High Efficiency DX 135k- less than 240k BTU | High Efficiency DX 135k- less than 240k BTU | Equip | 15 | Packaged air conditioning units (RTUs) | 94.56% | Prescriptive_all | 4.348% | 4082.6032 | 5500.3843 | 7641.6593 | 9684.4384 | 10605.4355 | 9048.6368 | 5754.2324 | 2758.3518 | 1428.5667 | 1026.9006 | 4082.6032 | 9582.9875 | 17224.6468 | 26909.0852 | 37514.5206 | 46563.1574 | 52317.3898 | 55075.7416 | 56504.3083 | 57531.2089 | 1.6882 | 3.9627 | 7.1226 | 11.1273 | 15.5128 | 19.2545 | 21.634 | 22.7746 | 23.3653 | 23.79 | 0 | 0 | 0 | 0 | 0 | 0 | 0 | 0 | 0 | 0
Healthcare_New_Interior Lighting Controls_TRC | Ach | Healthcare | Interior Lighting | Overhead (fluorescent/LED/CFL U-shape) | TRC | New | NN4432 | Interior Lighting Controls | Interior Lighting Controls | NonEquip | 8 | Overhead (fluorescent/LED/CFL U-shape) | 37.72% | Prescriptive_lighting control | 28% | 1818.8398 | 2507.9924 | 3626.1405 | 4907.7418 | 5991.7731 | 6105.3177 | 5104.5749 | 3364.0827 | 1754.5767 | 763.3593 | 1818.8398 | 4326.8322 | 7952.9727 | 12860.7146 | 18852.4877 | 24957.8054 | 30062.3803 | 33426.463 | 35181.0397 | 35944.399 | 0 | 0 | 0 | 0 | 0 | 0 | 0 | 0 | 0 | 0 | 0 | 0 | 0 | 0 | 0 | 0 | 0 | 0 | 0 | 0
Healthcare_New_Facility Energy Management System_TRC | Ach | Healthcare | Interior Lighting | Overhead (fluorescent/LED/CFL U-shape) | TRC | New | NN3704 | Facility Energy Management System | Facility Energy Management System | NonEquip | 15 |  | 4.276% | Custom_improvement | 24% | 126.1146 | 167.5596 | 236.0053 | 318.2136 | 400.7602 | 444.6765 | 435.4575 | 364.5147 | 256.5259 | 153.0283 | 126.1146 | 293.6742 | 529.6794 | 847.893 | 1248.6532 | 1693.3297 | 2128.7873 | 2493.3019 | 2749.8278 | 2902.8562 | 0.026433 | 0.061552 | 0.11102 | 0.17771 | 0.26171 | 0.35491 | 0.44618 | 0.52258 | 0.57635 | 0.60842 | 0.002273 | 0.005293 | 0.0095466 | 0.015282 | 0.022505 | 0.030519 | 0.038368 | 0.044937 | 0.049561 | 0.052319
Healthcare_Existing_Interior Lighting Controls_TRC | Ach | Healthcare | Interior Lighting | Overhead (fluorescent/LED/CFL U-shape) | TRC | Existing | NE4419 | Interior Lighting Controls | Interior Lighting Controls | NonEquip | 8 | Overhead (fluorescent/LED/CFL U-shape) | 37.72% | Prescriptive_lighting control_existing | 28% | 23506.3607 | 35890.8262 | 52495.8457 | 71888.5928 | 88813.6411 | 94445.398 | 82154.6537 | 56179.2317 | 30338.246 | 13646.7108 | 23506.3607 | 59397.1869 | 111893.0326 | 183781.6255 | 272595.2666 | 367040.6646 | 449195.3183 | 505374.55 | 535712.7959 | 549359.5067 | 0 | 0 | 0 | 0 | 0 | 0 | 0 | 0 | 0 | 0 | 0 | 0 | 0 | 0 | 0 | 0 | 0 | 0 | 0 | 0
Healthcare_Existing_Facility Energy Management System_TRC | Ach | Healthcare | Interior Lighting | Overhead (fluorescent/LED/CFL U-shape) | TRC | Existing | NE3691 | Facility Energy Management System | Facility Energy Management System | NonEquip | 15 |  | 0.5043% | Custom_improvement_existing | 24% | 153.642 | 154.7654 | 155.8308 | 157.2458 | 158.6715 | 160.0394 | 161.4627 | 162.7427 | 164.0182 | 165.1129 | 153.642 | 308.4073 | 464.2381 | 621.4839 | 780.1554 | 940.1948 | 1101.6575 | 1264.4002 | 1428.4184 | 1593.5313 | 0.032202 | 0.06464 | 0.097301 | 0.13026 | 0.16352 | 0.19706 | 0.2309 | 0.26501 | 0.29939 | 0.33399 | 0.0027691 | 0.0055585 | 0.0083671 | 0.011201 | 0.014061 | 0.016945 | 0.019855 | 0.022789 | 0.025745 | 0.028721
Healthcare_Turnover_Premium T8 - Fixture Replacement_TRC | Ach | Healthcare | Interior Lighting | Overhead (fluorescent/LED/CFL U-shape) | TRC | Turnover | ET1760 | Premium T8 - Fixture Replacement | Premium T8 - Fixture Replacement | Equip | 8 | Overhead (fluorescent/LED/CFL U-shape) | 24.1% | Prescriptive_lighting | 12.5% | 24523.986 | 25566.116 | 24197.4686 | 18289.0485 | 10825.3813 | 5199.983 | 2182.4645 | 854.4638 | 325.1191 | 120.1493 | 24523.986 | 50090.102 | 74287.5706 | 92576.6191 | 103402.0005 | 108601.9835 | 110784.448 | 111638.9117 | 111964.0308 | 112084.1801 | 5.9447 | 12.142 | 18.0076 | 22.4409 | 25.0651 | 26.3256 | 26.8546 | 27.0617 | 27.1405 | 27.1697 | 1.3599 | 2.7776 | 4.1195 | 5.1336 | 5.7339 | 6.0223 | 6.1433 | 6.1907 | 6.2087 | 6.2154
Healthcare_New_Premium T8 - Fixture Replacement_TRC | Ach | Healthcare | Interior Lighting | Overhead (fluorescent/LED/CFL U-shape) | TRC | New | EN1786 | Premium T8 - Fixture Replacement | Premium T8 - Fixture Replacement | Equip | 8 | Overhead (fluorescent/LED/CFL U-shape) | 0% | Prescriptive_lighting | 12.5% | 0 | 0 | 0 | 0 | 0 | 0 | 0 | 0 | 0 | 0 | 0 | 0 | 0 | 0 | 0 | 0 | 0 | 0 | 0 | 0 | 0 | 0 | 0 | 0 | 0 | 0 | 0 | 0 | 0 | 0 | 0 | 0 | 0 | 0 | 0 | 0 | 0 | 0 | 0 | 0
Healthcare_New_VSD Controlled Compressor_TRC | Ach | Healthcare | Miscellaneous | Others | TRC | New | NN4536 | VSD Controlled Compressor | VSD Controlled Compressor | NonEquip | 15 | Others | 36.99% | Prescriptive_ECM | 20.79% | 533.9731 | 784.599 | 1241.563 | 1921.1751 | 2859.0235 | 3887.1653 | 4846.0396 | 5292.1898 | 4799.7616 | 3445.4331 | 533.9731 | 1318.5722 | 2560.1351 | 4481.3102 | 7340.3337 | 11227.499 | 16073.5386 | 21365.7283 | 26165.4899 | 29610.923 | 0.069232 | 0.17096 | 0.33193 | 0.58102 | 0.95171 | 1.4557 | 2.084 | 2.7702 | 3.3925 | 3.8392 | 0.057991 | 0.1432 | 0.27804 | 0.48668 | 0.79718 | 1.2193 | 1.7456 | 2.3204 | 2.8416 | 3.2158
Healthcare_New_Engine Block Timer_TRC | Ach | Healthcare | Miscellaneous | Others | TRC | New | NN4484 | Engine Block Timer | Engine Block Timer | NonEquip | 5 | Others | 4.977% | Prescriptive_ECM | 36% | 123.5896 | 180.8892 | 284.5316 | 436.4041 | 641.5935 | 859.4975 | 1056.4435 | 1145.7214 | 1046.0969 | 765.3007 | 123.5896 | 304.4788 | 589.0104 | 1025.4144 | 1667.0079 | 2526.5055 | 3582.949 | 4728.6704 | 5774.7673 | 6540.068 | 0 | 0 | 0 | 0 | 0 | 0 | 0 | 0 | 0 | 0 | 0 | 0 | 0 | 0 | 0 | 0 | 0 | 0 | 0 | 0
Healthcare_Existing_VSD Controlled Compressor_TRC | Ach | Healthcare | Miscellaneous | Others | TRC | Existing | NE4523 | VSD Controlled Compressor | VSD Controlled Compressor | NonEquip | 15 | Others | 7.399% | Prescriptive_ECM_existing | 20.79% | 1044.7603 | 1115.5869 | 1123.2667 | 1133.4666 | 1143.7435 | 1153.6033 | 1163.8631 | 1173.0899 | 1182.2836 | 1190.1748 | 1044.7603 | 2160.3472 | 3283.6139 | 4417.0804 | 5560.824 | 6714.4272 | 7878.2904 | 9051.3802 | 10233.6638 | 11423.8386 | 0.13546 | 0.2801 | 0.42574 | 0.5727 | 0.72099 | 0.87056 | 1.0215 | 1.1736 | 1.3268 | 1.4812 | 0.11346 | 0.23462 | 0.35661 | 0.47971 | 0.60392 | 0.7292 | 0.8556 | 0.983 | 1.1114 | 1.2407
Healthcare_Existing_Engine Block Timer_TRC | Ach | Healthcare | Miscellaneous | Others | TRC | Existing | NE4471 | Engine Block Timer | Engine Block Timer | NonEquip | 5 | Others | 1.244% | Prescriptive_ECM_existing | 36% | 304.2241 | 516.5618 | 814.6469 | 1257.2217 | 1866.0774 | 2606.3155 | 3318.4184 | 3681.5183 | 3383.0327 | 2460.4662 | 304.2241 | 820.7858 | 1635.4328 | 2892.6544 | 4758.7318 | 7365.0473 | 10683.4657 | 14364.984 | 17748.0167 | 20208.4828 | 0 | 0 | 0 | 0 | 0 | 0 | 0 | 0 | 0 | 0 | 0 | 0 | 0 | 0 | 0 | 0 | 0 | 0 | 0 | 0
Healthcare_Turnover_ENERGY STAR Commercial Clothes Washer_TRC | Ach | Healthcare | Miscellaneous | Others | TRC | Turnover | ET1877 | ENERGY STAR Commercial Clothes Washer | ENERGY STAR Commercial Clothes Washer | Equip | 7 | Others | 22.05% | Prescriptive_all | 27.27% | 12316.1899 | 17732.0154 | 26749.077 | 38161.1738 | 49842.7749 | 57212.9554 | 54940.2608 | 42075.8956 | 25273.3297 | 12306.048 | 12316.1899 | 30048.2053 | 56797.2823 | 94958.4561 | 144801.231 | 202014.1864 | 256954.4472 | 299030.3428 | 324303.6725 | 336609.7205 | 1.0786 | 2.6315 | 4.9741 | 8.3162 | 12.6813 | 17.6918 | 22.5033 | 26.1882 | 28.4016 | 29.4793 | 0.78031 | 1.9037 | 3.5985 | 6.0162 | 9.1741 | 12.7989 | 16.2797 | 18.9455 | 20.5467 | 21.3264
Healthcare_Turnover_Efficient Battery Charger_TRC | Ach | Healthcare | Miscellaneous | Others | TRC | Turnover | ET1838 | Efficient Battery Charger | Efficient Battery Charger | Equip | 7 | Others | 17.92% | Prescriptive_all | 13.68% | 4718.9717 | 6808.5952 | 10301.2691 | 14749.622 | 19333.7561 | 22237.4746 | 21328.9475 | 16263.0589 | 9716.7533 | 4712.8364 | 4718.9717 | 11527.5669 | 21828.836 | 36578.4581 | 55912.2142 | 78149.6888 | 99478.6363 | 115741.6952 | 125458.4485 | 130171.2848 | 2.5857 | 6.3165 | 11.961 | 20.043 | 30.6368 | 42.8217 | 54.5088 | 63.4201 | 68.7444 | 71.3267 | 0 | 0 | 0 | 0 | 0 | 0 | 0 | 0 | 0 | 0
Healthcare_New_ENERGY STAR Commercial Clothes Washer_TRC | Ach | Healthcare | Miscellaneous | Others | TRC | New | EN1903 | ENERGY STAR Commercial Clothes Washer | ENERGY STAR Commercial Clothes Washer | Equip | 7 | Others | 22.05% | Prescriptive_all | 27.27% | 877.6318 | 1238.4266 | 1838.0743 | 2570.8564 | 3278.3467 | 3549.2797 | 3225.8442 | 2364.0152 | 1384.004 | 667.7353 | 877.6318 | 2116.0584 | 3954.1327 | 6524.9891 | 9803.3359 | 13352.6156 | 16578.4598 | 18942.475 | 20326.4791 | 20994.2144 | 0.07686 | 0.18532 | 0.34629 | 0.57144 | 0.85855 | 1.1694 | 1.4519 | 1.6589 | 1.7801 | 1.8386 | 0.055604 | 0.13407 | 0.25052 | 0.4134 | 0.6211 | 0.84597 | 1.0504 | 1.2001 | 1.2878 | 1.3301
Healthcare_New_Efficient Battery Charger_TRC | Ach | Healthcare | Miscellaneous | Others | TRC | New | EN1864 | Efficient Battery Charger | Efficient Battery Charger | Equip | 7 | Others | 17.92% | Prescriptive_all | 13.68% | 339.008 | 481.7113 | 722.3796 | 1025.1273 | 1331.65 | 1471.0601 | 1358.76 | 999.8184 | 577.494 | 271.1736 | 339.008 | 820.7192 | 1543.0988 | 2568.2261 | 3899.8761 | 5370.9362 | 6729.6961 | 7729.5145 | 8307.0086 | 8578.1822 | 0.18576 | 0.44971 | 0.84553 | 1.4072 | 2.1369 | 2.943 | 3.6875 | 4.2354 | 4.5518 | 4.7004 | 0 | 0 | 0 | 0 | 0 | 0 | 0 | 0 | 0 | 0
Healthcare_New_Network PC Power Management_TRC | Ach | Healthcare | Office Equipment | Other office | TRC | New | NN4562 | Network PC Power Management | Network PC Power Management | NonEquip | 5 | Computers | 0% | Prescriptive_all | 56.5% | 0 | 0 | 0 | 0 | 0 | 0 | 0 | 0 | 0 | 0 | 0 | 0 | 0 | 0 | 0 | 0 | 0 | 0 | 0 | 0 | 0 | 0 | 0 | 0 | 0 | 0 | 0 | 0 | 0 | 0 | 0 | 0 | 0 | 0 | 0 | 0 | 0 | 0 | 0 | 0
Healthcare_Existing_Network PC Power Management_TRC | Ach | Healthcare | Office Equipment | Other office | TRC | Existing | NE4549 | Network PC Power Management | Network PC Power Management | NonEquip | 5 | Computers | 0% | Prescriptive_all_existing | 56.5% | 0 | 0 | 0 | 0 | 0 | 0 | 0 | 0 | 0 | 0 | 0 | 0 | 0 | 0 | 0 | 0 | 0 | 0 | 0 | 0 | 0 | 0 | 0 | 0 | 0 | 0 | 0 | 0 | 0 | 0 | 0 | 0 | 0 | 0 | 0 | 0 | 0 | 0 | 0 | 0
Healthcare_Turnover_Energy Star Uninterruptable Power Supply_TRC | Ach | Healthcare | Office Equipment | Other office | TRC | Turnover | ET2261 | Energy Star Uninterruptable Power Supply | Energy Star Uninterruptable Power Supply | Equip | 10 | Other office | 22.4% | Prescriptive_all | 1.878% | 510.9461 | 731.6062 | 1098.5067 | 1560.9356 | 2030.5442 | 2317.7884 | 2206.2254 | 1669.4553 | 989.8875 | 476.474 | 510.9461 | 1242.5523 | 2341.059 | 3901.9945 | 5932.5387 | 8250.3271 | 10456.5525 | 12126.0078 | 13115.8954 | 13592.3693 | 0.058327 | 0.14184 | 0.26724 | 0.44543 | 0.67723 | 0.94182 | 1.1937 | 1.3842 | 1.4972 | 1.5516 | 0.058327 | 0.14184 | 0.26724 | 0.44543 | 0.67723 | 0.94182 | 1.1937 | 1.3842 | 1.4972 | 1.5516
Healthcare_New_Energy Star Uninterruptable Power Supply_TRC | Ach | Healthcare | Office Equipment | Other office | TRC | New | EN2287 | Energy Star Uninterruptable Power Supply | Energy Star Uninterruptable Power Supply | Equip | 10 | Other office | 22.4% | Prescriptive_all | 1.878% | 45.8826 | 64.7018 | 96.2914 | 135.6101 | 174.8221 | 191.6588 | 175.6844 | 128.2932 | 73.5398 | 34.27 | 45.8826 | 110.5844 | 206.8758 | 342.4858 | 517.3079 | 708.9667 | 884.6511 | 1012.9444 | 1086.4841 | 1120.7541 | 0.0052377 | 0.012624 | 0.023616 | 0.039097 | 0.059053 | 0.080932 | 0.10099 | 0.11563 | 0.12403 | 0.12794 | 0.0052377 | 0.012624 | 0.023616 | 0.039097 | 0.059053 | 0.080932 | 0.10099 | 0.11563 | 0.12403 | 0.12794
Healthcare_Turnover_High Speed Fans_TRC | Ach | Healthcare | Ventilation and Circulation | Motor/Fan | TRC | Turnover | ET2690 | High Speed Fans | High Speed Fans | Equip | 7 | Motor/Fan | 10.98% | Prescriptive_ECM | 10.99% | 9.533 | 14.0266 | 22.1024 | 34.0817 | 50.5451 | 70.5554 | 89.7786 | 99.5394 | 91.4095 | 66.4372 | 9.533 | 23.5596 | 45.6619 | 79.7436 | 130.2888 | 200.8441 | 290.6227 | 390.1621 | 481.5716 | 548.0088 | 0.001236 | 0.0030546 | 0.0059203 | 0.010339 | 0.016893 | 0.02604 | 0.037681 | 0.050587 | 0.062438 | 0.071052 | 0.0010353 | 0.0025586 | 0.004959 | 0.0086604 | 0.01415 | 0.021812 | 0.031562 | 0.042373 | 0.0523 | 0.059515
Healthcare_New_High Speed Fans_TRC | Ach | Healthcare | Ventilation and Circulation | Motor/Fan | TRC | New | EN2716 | High Speed Fans | High Speed Fans | Equip | 7 | Motor/Fan | 10.98% | Prescriptive_ECM | 10.99% | 1.4382 | 2.084 | 3.2549 | 4.9744 | 7.3109 | 9.8015 | 12.0106 | 12.8509 | 11.4087 | 8.0278 | 1.4382 | 3.5222 | 6.7771 | 11.7514 | 19.0623 | 28.8639 | 40.8745 | 53.7254 | 65.1341 | 73.1619 | 0.00018647 | 0.00045667 | 0.00087868 | 0.0015236 | 0.0024715 | 0.0037423 | 0.0052996 | 0.0069658 | 0.008445 | 0.0094858 | 0.00015619 | 0.00038252 | 0.000736 | 0.0012762 | 0.0020702 | 0.0031347 | 0.0044391 | 0.0058347 | 0.0070737 | 0.0079456
Healthcare_New_VSD Controlled Compressor_TRC | Ach | Healthcare | Miscellaneous | Medical equipment | TRC | New | NN4536 | VSD Controlled Compressor | VSD Controlled Compressor | NonEquip | 15 | Others | 0% | Prescriptive_ECM | 20.79% | 0 | 0 | 0 | 0 | 0 | 0 | 0 | 0 | 0 | 0 | 0 | 0 | 0 | 0 | 0 | 0 | 0 | 0 | 0 | 0 | 0 | 0 | 0 | 0 | 0 | 0 | 0 | 0 | 0 | 0 | 0 | 0 | 0 | 0 | 0 | 0 | 0 | 0 | 0 | 0
Healthcare_New_Engine Block Timer_TRC | Ach | Healthcare | Miscellaneous | Medical equipment | TRC | New | NN4484 | Engine Block Timer | Engine Block Timer | NonEquip | 5 | Others | 0% | Prescriptive_ECM | 36% | 0 | 0 | 0 | 0 | 0 | 0 | 0 | 0 | 0 | 0 | 0 | 0 | 0 | 0 | 0 | 0 | 0 | 0 | 0 | 0 | 0 | 0 | 0 | 0 | 0 | 0 | 0 | 0 | 0 | 0 | 0 | 0 | 0 | 0 | 0 | 0 | 0 | 0 | 0 | 0
Healthcare_Existing_VSD Controlled Compressor_TRC | Ach | Healthcare | Miscellaneous | Medical equipment | TRC | Existing | NE4523 | VSD Controlled Compressor | VSD Controlled Compressor | NonEquip | 15 | Others | 0% | Prescriptive_ECM_existing | 20.79% | 0 | 0 | 0 | 0 | 0 | 0 | 0 | 0 | 0 | 0 | 0 | 0 | 0 | 0 | 0 | 0 | 0 | 0 | 0 | 0 | 0 | 0 | 0 | 0 | 0 | 0 | 0 | 0 | 0 | 0 | 0 | 0 | 0 | 0 | 0 | 0 | 0 | 0 | 0 | 0
Healthcare_Existing_Engine Block Timer_TRC | Ach | Healthcare | Miscellaneous | Medical equipment | TRC | Existing | NE4471 | Engine Block Timer | Engine Block Timer | NonEquip | 5 | Others | 0% | Prescriptive_ECM_existing | 36% | 0 | 0 | 0 | 0 | 0 | 0 | 0 | 0 | 0 | 0 | 0 | 0 | 0 | 0 | 0 | 0 | 0 | 0 | 0 | 0 | 0 | 0 | 0 | 0 | 0 | 0 | 0 | 0 | 0 | 0 | 0 | 0 | 0 | 0 | 0 | 0 | 0 | 0 | 0 | 0
Healthcare_New_Strip Curtains for Walk-ins_TRC | Ach | Healthcare | Refrigeration | Large cold storage | TRC | New | NN4900 | Strip Curtains for Walk-ins | Strip Curtains for Walk-ins | NonEquip | 4 | Walk-in cooler | 0% | Prescriptive_refrigeration control | 2.115% | 0 | 0 | 0 | 0 | 0 | 0 | 0 | 0 | 0 | 0 | 0 | 0 | 0 | 0 | 0 | 0 | 0 | 0 | 0 | 0 | 0 | 0 | 0 | 0 | 0 | 0 | 0 | 0 | 0 | 0 | 0 | 0 | 0 | 0 | 0 | 0 | 0 | 0 | 0 | 0
Healthcare_New_PSC to ECM Evaporator Fan Motor (Walk-In, Refrigerator)_TRC | Ach | Healthcare | Refrigeration | Large cold storage | TRC | New | NN4848 | PSC to ECM Evaporator Fan Motor (Walk-In, Refrigerator) | PSC to ECM Evaporator Fan Motor (Walk-In, Refrigerator) | NonEquip | 15 | Walk-in cooler | 0% | Prescriptive_ECM | 37.5% | 0 | 0 | 0 | 0 | 0 | 0 | 0 | 0 | 0 | 0 | 0 | 0 | 0 | 0 | 0 | 0 | 0 | 0 | 0 | 0 | 0 | 0 | 0 | 0 | 0 | 0 | 0 | 0 | 0 | 0 | 0 | 0 | 0 | 0 | 0 | 0 | 0 | 0 | 0 | 0
Healthcare_New_PSC to ECM Evaporator Fan Motor (Reach-In)_TRC | Ach | Healthcare | Refrigeration | Large cold storage | TRC | New | NN4822 | PSC to ECM Evaporator Fan Motor (Reach-In) | PSC to ECM Evaporator Fan Motor (Reach-In) | NonEquip | 15 | Display cases | 0% | Prescriptive_ECM | 37.5% | 0 | 0 | 0 | 0 | 0 | 0 | 0 | 0 | 0 | 0 | 0 | 0 | 0 | 0 | 0 | 0 | 0 | 0 | 0 | 0 | 0 | 0 | 0 | 0 | 0 | 0 | 0 | 0 | 0 | 0 | 0 | 0 | 0 | 0 | 0 | 0 | 0 | 0 | 0 | 0
Healthcare_Existing_Strip Curtains for Walk-ins_TRC | Ach | Healthcare | Refrigeration | Large cold storage | TRC | Existing | NE4887 | Strip Curtains for Walk-ins | Strip Curtains for Walk-ins | NonEquip | 4 | Walk-in cooler | 0% | Prescriptive_refrigeration control_existing | 2.115% | 0 | 0 | 0 | 0 | 0 | 0 | 0 | 0 | 0 | 0 | 0 | 0 | 0 | 0 | 0 | 0 | 0 | 0 | 0 | 0 | 0 | 0 | 0 | 0 | 0 | 0 | 0 | 0 | 0 | 0 | 0 | 0 | 0 | 0 | 0 | 0 | 0 | 0 | 0 | 0
Healthcare_Existing_PSC to ECM Evaporator Fan Motor (Walk-In, Refrigerator)_TRC | Ach | Healthcare | Refrigeration | Large cold storage | TRC | Existing | NE4835 | PSC to ECM Evaporator Fan Motor (Walk-In, Refrigerator) | PSC to ECM Evaporator Fan Motor (Walk-In, Refrigerator) | NonEquip | 15 | Walk-in cooler | 0% | Prescriptive_ECM_existing | 37.5% | 0 | 0 | 0 | 0 | 0 | 0 | 0 | 0 | 0 | 0 | 0 | 0 | 0 | 0 | 0 | 0 | 0 | 0 | 0 | 0 | 0 | 0 | 0 | 0 | 0 | 0 | 0 | 0 | 0 | 0 | 0 | 0 | 0 | 0 | 0 | 0 | 0 | 0 | 0 | 0
Healthcare_Existing_PSC to ECM Evaporator Fan Motor (Reach-In)_TRC | Ach | Healthcare | Refrigeration | Large cold storage | TRC | Existing | NE4809 | PSC to ECM Evaporator Fan Motor (Reach-In) | PSC to ECM Evaporator Fan Motor (Reach-In) | NonEquip | 15 | Display cases | 0% | Prescriptive_ECM_existing | 37.5% | 0 | 0 | 0 | 0 | 0 | 0 | 0 | 0 | 0 | 0 | 0 | 0 | 0 | 0 | 0 | 0 | 0 | 0 | 0 | 0 | 0 | 0 | 0 | 0 | 0 | 0 | 0 | 0 | 0 | 0 | 0 | 0 | 0 | 0 | 0 | 0 | 0 | 0 | 0 | 0
Healthcare_Existing_Freezer-Cooler Replacement Gaskets_TRC | Ach | Healthcare | Refrigeration | Large cold storage | TRC | Existing | NE4705 | Freezer-Cooler Replacement Gaskets | Freezer-Cooler Replacement Gaskets | NonEquip | 4 | Display cases | 0% | Prescriptive_refrigeration control_existing | 3.131% | 0 | 0 | 0 | 0 | 0 | 0 | 0 | 0 | 0 | 0 | 0 | 0 | 0 | 0 | 0 | 0 | 0 | 0 | 0 | 0 | 0 | 0 | 0 | 0 | 0 | 0 | 0 | 0 | 0 | 0 | 0 | 0 | 0 | 0 | 0 | 0 | 0 | 0 | 0 | 0
Healthcare_New_VSD Controlled Compressor_TRC | Ach | Healthcare | Miscellaneous | Laboratory equipment | TRC | New | NN4536 | VSD Controlled Compressor | VSD Controlled Compressor | NonEquip | 15 | Others | 0% | Prescriptive_ECM | 20.79% | 0 | 0 | 0 | 0 | 0 | 0 | 0 | 0 | 0 | 0 | 0 | 0 | 0 | 0 | 0 | 0 | 0 | 0 | 0 | 0 | 0 | 0 | 0 | 0 | 0 | 0 | 0 | 0 | 0 | 0 | 0 | 0 | 0 | 0 | 0 | 0 | 0 | 0 | 0 | 0
Healthcare_New_Engine Block Timer_TRC | Ach | Healthcare | Miscellaneous | Laboratory equipment | TRC | New | NN4484 | Engine Block Timer | Engine Block Timer | NonEquip | 5 | Others | 0% | Prescriptive_ECM | 36% | 0 | 0 | 0 | 0 | 0 | 0 | 0 | 0 | 0 | 0 | 0 | 0 | 0 | 0 | 0 | 0 | 0 | 0 | 0 | 0 | 0 | 0 | 0 | 0 | 0 | 0 | 0 | 0 | 0 | 0 | 0 | 0 | 0 | 0 | 0 | 0 | 0 | 0 | 0 | 0
Healthcare_Existing_VSD Controlled Compressor_TRC | Ach | Healthcare | Miscellaneous | Laboratory equipment | TRC | Existing | NE4523 | VSD Controlled Compressor | VSD Controlled Compressor | NonEquip | 15 | Others | 0% | Prescriptive_ECM_existing | 20.79% | 0 | 0 | 0 | 0 | 0 | 0 | 0 | 0 | 0 | 0 | 0 | 0 | 0 | 0 | 0 | 0 | 0 | 0 | 0 | 0 | 0 | 0 | 0 | 0 | 0 | 0 | 0 | 0 | 0 | 0 | 0 | 0 | 0 | 0 | 0 | 0 | 0 | 0 | 0 | 0
Healthcare_Existing_Engine Block Timer_TRC | Ach | Healthcare | Miscellaneous | Laboratory equipment | TRC | Existing | NE4471 | Engine Block Timer | Engine Block Timer | NonEquip | 5 | Others | 0% | Prescriptive_ECM_existing | 36% | 0 | 0 | 0 | 0 | 0 | 0 | 0 | 0 | 0 | 0 | 0 | 0 | 0 | 0 | 0 | 0 | 0 | 0 | 0 | 0 | 0 | 0 | 0 | 0 | 0 | 0 | 0 | 0 | 0 | 0 | 0 | 0 | 0 | 0 | 0 | 0 | 0 | 0 | 0 | 0
Healthcare_New_Facility Energy Management System_TRC | Ach | Healthcare | Space Heating | Individual room heating | TRC | New | NN3652 | Facility Energy Management System | Facility Energy Management System | NonEquip | 15 |  | 4.276% | Custom_improvement | 20% | 0 | 0 | 0 | 0 | 0 | 0 | 0 | 0 | 0 | 0 | 0 | 0 | 0 | 0 | 0 | 0 | 0 | 0 | 0 | 0 | 0 | 0 | 0 | 0 | 0 | 0 | 0 | 0 | 0 | 0 | 0 | 0 | 0 | 0 | 0 | 0 | 0 | 0 | 0 | 0
Healthcare_New_Dedicated Outdoor Air System on VRF unit_TRC | Ach | Healthcare | Space Heating | Individual room heating | TRC | New | NN3392 | Dedicated Outdoor Air System on VRF unit | Dedicated Outdoor Air System on VRF unit | NonEquip | 15 | Residential/split system heat pump | 0% | Prescriptive_all | 10% | 0 | 0 | 0 | 0 | 0 | 0 | 0 | 0 | 0 | 0 | 0 | 0 | 0 | 0 | 0 | 0 | 0 | 0 | 0 | 0 | 0 | 0 | 0 | 0 | 0 | 0 | 0 | 0 | 0 | 0 | 0 | 0 | 0 | 0 | 0 | 0 | 0 | 0 | 0 | 0
Healthcare_New_Ceiling Insulation(R2 to R38)_TRC | Ach | Healthcare | Space Heating | Individual room heating | TRC | New | NN3184 | Ceiling Insulation(R2 to R38) | Ceiling Insulation(R2 to R38) | NonEquip | 20 |  | 0% | Prescriptive_all | 4.385% | 0 | 0 | 0 | 0 | 0 | 0 | 0 | 0 | 0 | 0 | 0 | 0 | 0 | 0 | 0 | 0 | 0 | 0 | 0 | 0 | 0 | 0 | 0 | 0 | 0 | 0 | 0 | 0 | 0 | 0 | 0 | 0 | 0 | 0 | 0 | 0 | 0 | 0 | 0 | 0
Healthcare_Existing_Wall Insulation_TRC | Ach | Healthcare | Space Heating | Individual room heating | TRC | Existing | NE4237 | Wall Insulation | Wall Insulation | NonEquip | 20 |  | 26.6% | Prescriptive_all_existing | 0.3857% | 0 | 0 | 0 | 0 | 0 | 0 | 0 | 0 | 0 | 0 | 0 | 0 | 0 | 0 | 0 | 0 | 0 | 0 | 0 | 0 | 0 | 0 | 0 | 0 | 0 | 0 | 0 | 0 | 0 | 0 | 0 | 0 | 0 | 0 | 0 | 0 | 0 | 0 | 0 | 0
Healthcare_Existing_Facility Energy Management System_TRC | Ach | Healthcare | Space Heating | Individual room heating | TRC | Existing | NE3639 | Facility Energy Management System | Facility Energy Management System | NonEquip | 15 |  | 0.5043% | Custom_improvement_existing | 20% | 0 | 0 | 0 | 0 | 0 | 0 | 0 | 0 | 0 | 0 | 0 | 0 | 0 | 0 | 0 | 0 | 0 | 0 | 0 | 0 | 0 | 0 | 0 | 0 | 0 | 0 | 0 | 0 | 0 | 0 | 0 | 0 | 0 | 0 | 0 | 0 | 0 | 0 | 0 | 0
Healthcare_Existing_Dedicated Outdoor Air System on VRF unit_TRC | Ach | Healthcare | Space Heating | Individual room heating | TRC | Existing | NE3379 | Dedicated Outdoor Air System on VRF unit | Dedicated Outdoor Air System on VRF unit | NonEquip | 15 | Residential/split system heat pump | 0% | Prescriptive_all_existing | 10% | 0 | 0 | 0 | 0 | 0 | 0 | 0 | 0 | 0 | 0 | 0 | 0 | 0 | 0 | 0 | 0 | 0 | 0 | 0 | 0 | 0 | 0 | 0 | 0 | 0 | 0 | 0 | 0 | 0 | 0 | 0 | 0 | 0 | 0 | 0 | 0 | 0 | 0 | 0 | 0
Healthcare_Existing_Ceiling Insulation(R2 to R38)_TRC | Ach | Healthcare | Space Heating | Individual room heating | TRC | Existing | NE3171 | Ceiling Insulation(R2 to R38) | Ceiling Insulation(R2 to R38) | NonEquip | 20 |  | 45.6% | Prescriptive_all_existing | 4.839% | 0 | 0 | 0 | 0 | 0 | 0 | 0 | 0 | 0 | 0 | 0 | 0 | 0 | 0 | 0 | 0 | 0 | 0 | 0 | 0 | 0 | 0 | 0 | 0 | 0 | 0 | 0 | 0 | 0 | 0 | 0 | 0 | 0 | 0 | 0 | 0 | 0 | 0 | 0 | 0
Healthcare_New_HVAC tune-up_RTU_TRC | Ach | Healthcare | Space Cooling | Individual room air conditioners | TRC | New | NN3912 | HVAC tune-up_RTU | HVAC tune-up_RTU | NonEquip | 5 | Packaged air conditioning units (RTUs) | 0% | Prescriptive_package HP | 5% | 0 | 0 | 0 | 0 | 0 | 0 | 0 | 0 | 0 | 0 | 0 | 0 | 0 | 0 | 0 | 0 | 0 | 0 | 0 | 0 | 0 | 0 | 0 | 0 | 0 | 0 | 0 | 0 | 0 | 0 | 0 | 0 | 0 | 0 | 0 | 0 | 0 | 0 | 0 | 0
Healthcare_New_Facility Energy Management System_TRC | Ach | Healthcare | Space Cooling | Individual room air conditioners | TRC | New | NN3678 | Facility Energy Management System | Facility Energy Management System | NonEquip | 15 |  | 4.276% | Custom_improvement | 20% | 0 | 0 | 0 | 0 | 0 | 0 | 0 | 0 | 0 | 0 | 0 | 0 | 0 | 0 | 0 | 0 | 0 | 0 | 0 | 0 | 0 | 0 | 0 | 0 | 0 | 0 | 0 | 0 | 0 | 0 | 0 | 0 | 0 | 0 | 0 | 0 | 0 | 0 | 0 | 0
Healthcare_New_Dedicated Outdoor Air System on VRF unit_TRC | Ach | Healthcare | Space Cooling | Individual room air conditioners | TRC | New | NN3418 | Dedicated Outdoor Air System on VRF unit | Dedicated Outdoor Air System on VRF unit | NonEquip | 15 | Residential-type central air conditioners | 0% | Prescriptive_all | 17.5% | 0 | 0 | 0 | 0 | 0 | 0 | 0 | 0 | 0 | 0 | 0 | 0 | 0 | 0 | 0 | 0 | 0 | 0 | 0 | 0 | 0 | 0 | 0 | 0 | 0 | 0 | 0 | 0 | 0 | 0 | 0 | 0 | 0 | 0 | 0 | 0 | 0 | 0 | 0 | 0
Healthcare_New_Chilled Water System - Variable Speed Drives_TRC | Ach | Healthcare | Space Cooling | Individual room air conditioners | TRC | New | NN3314 | Chilled Water System - Variable Speed Drives | Chilled Water System - Variable Speed Drives | NonEquip | 13 | Central chillers inside | 0% | Prescriptive_all | 24.74% | 0 | 0 | 0 | 0 | 0 | 0 | 0 | 0 | 0 | 0 | 0 | 0 | 0 | 0 | 0 | 0 | 0 | 0 | 0 | 0 | 0 | 0 | 0 | 0 | 0 | 0 | 0 | 0 | 0 | 0 | 0 | 0 | 0 | 0 | 0 | 0 | 0 | 0 | 0 | 0
Healthcare_New_Ceiling Insulation(R2 to R38)_TRC | Ach | Healthcare | Space Cooling | Individual room air conditioners | TRC | New | NN3210 | Ceiling Insulation(R2 to R38) | Ceiling Insulation(R2 to R38) | NonEquip | 20 |  | 0% | Prescriptive_all | 12.52% | 0 | 0 | 0 | 0 | 0 | 0 | 0 | 0 | 0 | 0 | 0 | 0 | 0 | 0 | 0 | 0 | 0 | 0 | 0 | 0 | 0 | 0 | 0 | 0 | 0 | 0 | 0 | 0 | 0 | 0 | 0 | 0 | 0 | 0 | 0 | 0 | 0 | 0 | 0 | 0
Healthcare_Existing_Wall Insulation_TRC | Ach | Healthcare | Space Cooling | Individual room air conditioners | TRC | Existing | NE4211 | Wall Insulation | Wall Insulation | NonEquip | 20 |  | 26.6% | Prescriptive_all_existing | 6.832% | 0 | 0 | 0 | 0 | 0 | 0 | 0 | 0 | 0 | 0 | 0 | 0 | 0 | 0 | 0 | 0 | 0 | 0 | 0 | 0 | 0 | 0 | 0 | 0 | 0 | 0 | 0 | 0 | 0 | 0 | 0 | 0 | 0 | 0 | 0 | 0 | 0 | 0 | 0 | 0
Healthcare_Existing_HVAC tune-up_RTU_TRC | Ach | Healthcare | Space Cooling | Individual room air conditioners | TRC | Existing | NE3899 | HVAC tune-up_RTU | HVAC tune-up_RTU | NonEquip | 5 | Packaged air conditioning units (RTUs) | 0% | Prescriptive_package HP_existing | 5% | 0 | 0 | 0 | 0 | 0 | 0 | 0 | 0 | 0 | 0 | 0 | 0 | 0 | 0 | 0 | 0 | 0 | 0 | 0 | 0 | 0 | 0 | 0 | 0 | 0 | 0 | 0 | 0 | 0 | 0 | 0 | 0 | 0 | 0 | 0 | 0 | 0 | 0 | 0 | 0
Healthcare_Existing_Facility Energy Management System_TRC | Ach | Healthcare | Space Cooling | Individual room air conditioners | TRC | Existing | NE3665 | Facility Energy Management System | Facility Energy Management System | NonEquip | 15 |  | 0.5043% | Custom_improvement_existing | 20% | 0 | 0 | 0 | 0 | 0 | 0 | 0 | 0 | 0 | 0 | 0 | 0 | 0 | 0 | 0 | 0 | 0 | 0 | 0 | 0 | 0 | 0 | 0 | 0 | 0 | 0 | 0 | 0 | 0 | 0 | 0 | 0 | 0 | 0 | 0 | 0 | 0 | 0 | 0 | 0
Healthcare_Existing_Dedicated Outdoor Air System on VRF unit_TRC | Ach | Healthcare | Space Cooling | Individual room air conditioners | TRC | Existing | NE3405 | Dedicated Outdoor Air System on VRF unit | Dedicated Outdoor Air System on VRF unit | NonEquip | 15 | Residential-type central air conditioners | 0% | Prescriptive_all_existing | 17.5% | 0 | 0 | 0 | 0 | 0 | 0 | 0 | 0 | 0 | 0 | 0 | 0 | 0 | 0 | 0 | 0 | 0 | 0 | 0 | 0 | 0 | 0 | 0 | 0 | 0 | 0 | 0 | 0 | 0 | 0 | 0 | 0 | 0 | 0 | 0 | 0 | 0 | 0 | 0 | 0
Healthcare_Existing_Chilled Water System - Variable Speed Drives_TRC | Ach | Healthcare | Space Cooling | Individual room air conditioners | TRC | Existing | NE3301 | Chilled Water System - Variable Speed Drives | Chilled Water System - Variable Speed Drives | NonEquip | 13 | Central chillers inside | 0% | Prescriptive_all_existing | 24.74% | 0 | 0 | 0 | 0 | 0 | 0 | 0 | 0 | 0 | 0 | 0 | 0 | 0 | 0 | 0 | 0 | 0 | 0 | 0 | 0 | 0 | 0 | 0 | 0 | 0 | 0 | 0 | 0 | 0 | 0 | 0 | 0 | 0 | 0 | 0 | 0 | 0 | 0 | 0 | 0
Healthcare_Existing_Ceiling Insulation(R2 to R38)_TRC | Ach | Healthcare | Space Cooling | Individual room air conditioners | TRC | Existing | NE3197 | Ceiling Insulation(R2 to R38) | Ceiling Insulation(R2 to R38) | NonEquip | 20 |  | 45.6% | Prescriptive_all_existing | 12.52% | 0 | 0 | 0 | 0 | 0 | 0 | 0 | 0 | 0 | 0 | 0 | 0 | 0 | 0 | 0 | 0 | 0 | 0 | 0 | 0 | 0 | 0 | 0 | 0 | 0 | 0 | 0 | 0 | 0 | 0 | 0 | 0 | 0 | 0 | 0 | 0 | 0 | 0 | 0 | 0
Healthcare_New_Interior Lighting Controls_TRC | Ach | Healthcare | Interior Lighting | High bay | TRC | New | NN4432 | Interior Lighting Controls | Interior Lighting Controls | NonEquip | 8 | Overhead (fluorescent/LED/CFL U-shape) | 0% | Prescriptive_lighting control | 28% | 0 | 0 | 0 | 0 | 0 | 0 | 0 | 0 | 0 | 0 | 0 | 0 | 0 | 0 | 0 | 0 | 0 | 0 | 0 | 0 | 0 | 0 | 0 | 0 | 0 | 0 | 0 | 0 | 0 | 0 | 0 | 0 | 0 | 0 | 0 | 0 | 0 | 0 | 0 | 0
Healthcare_New_Facility Energy Management System_TRC | Ach | Healthcare | Interior Lighting | High bay | TRC | New | NN3704 | Facility Energy Management System | Facility Energy Management System | NonEquip | 15 |  | 4.276% | Custom_improvement | 24% | 151.2321 | 200.9314 | 283.009 | 381.5902 | 480.5772 | 533.24 | 522.1849 | 437.1128 | 307.6166 | 183.5061 | 151.2321 | 352.1635 | 635.1724 | 1016.7627 | 1497.3398 | 2030.5799 | 2552.7648 | 2989.8776 | 3297.4942 | 3481.0002 | 0.031697 | 0.073811 | 0.13313 | 0.21311 | 0.31383 | 0.4256 | 0.53504 | 0.62666 | 0.69113 | 0.7296 | 0.0027257 | 0.0063471 | 0.011448 | 0.018325 | 0.026987 | 0.036598 | 0.046009 | 0.053887 | 0.059432 | 0.062739
Healthcare_Existing_Interior Lighting Controls_TRC | Ach | Healthcare | Interior Lighting | High bay | TRC | Existing | NE4419 | Interior Lighting Controls | Interior Lighting Controls | NonEquip | 8 | Overhead (fluorescent/LED/CFL U-shape) | 0% | Prescriptive_lighting control_existing | 28% | 0 | 0 | 0 | 0 | 0 | 0 | 0 | 0 | 0 | 0 | 0 | 0 | 0 | 0 | 0 | 0 | 0 | 0 | 0 | 0 | 0 | 0 | 0 | 0 | 0 | 0 | 0 | 0 | 0 | 0 | 0 | 0 | 0 | 0 | 0 | 0 | 0 | 0 | 0 | 0
Healthcare_Existing_Facility Energy Management System_TRC | Ach | Healthcare | Interior Lighting | High bay | TRC | Existing | NE3691 | Facility Energy Management System | Facility Energy Management System | NonEquip | 15 |  | 0.5043% | Custom_improvement_existing | 24% | 184.1368 | 185.589 | 186.8666 | 188.5635 | 190.2732 | 191.9134 | 193.6203 | 195.1552 | 196.6847 | 197.9975 | 184.1368 | 369.7258 | 556.5925 | 745.156 | 935.4291 | 1127.3425 | 1320.9628 | 1516.118 | 1712.8027 | 1910.8002 | 0.038594 | 0.077492 | 0.11666 | 0.15618 | 0.19606 | 0.23628 | 0.27687 | 0.31777 | 0.35899 | 0.40049 | 0.0033187 | 0.0066637 | 0.010032 | 0.01343 | 0.016859 | 0.020318 | 0.023808 | 0.027325 | 0.03087 | 0.034439
Healthcare_New_Facility Energy Management System_TRC | Ach | Healthcare | Space Heating | Forced air furnace | TRC | New | NN3652 | Facility Energy Management System | Facility Energy Management System | NonEquip | 15 |  | 4.276% | Custom_improvement | 20% | 0.49881 | 0.66392 | 0.9368 | 1.2654 | 1.5965 | 1.7746 | 1.7409 | 1.4599 | 1.0293 | 0.6151 | 0.49881 | 1.1627 | 2.0995 | 3.3649 | 4.9614 | 6.736 | 8.477 | 9.9369 | 10.9662 | 11.5813 | 0 | 0 | 0 | 0 | 0 | 0 | 0 | 0 | 0 | 0 | 8.9902e-06 | 2.0956e-05 | 3.784e-05 | 6.0647e-05 | 8.9421e-05 | 0.00012141 | 0.00015278 | 0.0001791 | 0.00019765 | 0.00020873
Healthcare_New_Dedicated Outdoor Air System on VRF unit_TRC | Ach | Healthcare | Space Heating | Forced air furnace | TRC | New | NN3392 | Dedicated Outdoor Air System on VRF unit | Dedicated Outdoor Air System on VRF unit | NonEquip | 15 | Residential/split system heat pump | 0% | Prescriptive_all | 10% | 0 | 0 | 0 | 0 | 0 | 0 | 0 | 0 | 0 | 0 | 0 | 0 | 0 | 0 | 0 | 0 | 0 | 0 | 0 | 0 | 0 | 0 | 0 | 0 | 0 | 0 | 0 | 0 | 0 | 0 | 0 | 0 | 0 | 0 | 0 | 0 | 0 | 0 | 0 | 0
Healthcare_New_Ceiling Insulation(R2 to R38)_TRC | Ach | Healthcare | Space Heating | Forced air furnace | TRC | New | NN3184 | Ceiling Insulation(R2 to R38) | Ceiling Insulation(R2 to R38) | NonEquip | 20 |  | 0% | Prescriptive_all | 4.385% | 0 | 0 | 0 | 0 | 0 | 0 | 0 | 0 | 0 | 0 | 0 | 0 | 0 | 0 | 0 | 0 | 0 | 0 | 0 | 0 | 0 | 0 | 0 | 0 | 0 | 0 | 0 | 0 | 0 | 0 | 0 | 0 | 0 | 0 | 0 | 0 | 0 | 0 | 0 | 0
Healthcare_Existing_Wall Insulation_TRC | Ach | Healthcare | Space Heating | Forced air furnace | TRC | Existing | NE4237 | Wall Insulation | Wall Insulation | NonEquip | 20 |  | 26.6% | Prescriptive_all_existing | 0.3857% | 1.3719 | 2.1251 | 3.1658 | 4.463 | 5.7599 | 6.522 | 6.1603 | 4.6271 | 2.7236 | 1.3013 | 1.3719 | 3.497 | 6.6628 | 11.1258 | 16.8856 | 23.4076 | 29.5679 | 34.1949 | 36.9185 | 38.2198 | 0 | 0 | 0 | 0 | 0 | 0 | 0 | 0 | 0 | 0 | 0.00061883 | 0.0015774 | 0.0030055 | 0.0050186 | 0.0076168 | 0.010559 | 0.013337 | 0.015425 | 0.016653 | 0.01724
Healthcare_Existing_Facility Energy Management System_TRC | Ach | Healthcare | Space Heating | Forced air furnace | TRC | Existing | NE3639 | Facility Energy Management System | Facility Energy Management System | NonEquip | 15 |  | 0.5043% | Custom_improvement_existing | 20% | 0.60627 | 0.61213 | 0.61634 | 0.62194 | 0.62758 | 0.63299 | 0.63862 | 0.64368 | 0.64873 | 0.65306 | 0.60627 | 1.2184 | 1.8347 | 2.4567 | 3.0843 | 3.7172 | 4.3559 | 4.9995 | 5.6483 | 6.3013 | 0 | 0 | 0 | 0 | 0 | 0 | 0 | 0 | 0 | 0 | 1.0927e-05 | 2.1959e-05 | 3.3068e-05 | 4.4277e-05 | 5.5588e-05 | 6.6997e-05 | 7.8507e-05 | 9.0108e-05 | 0.0001018 | 0.00011357
Healthcare_Existing_Dedicated Outdoor Air System on VRF unit_TRC | Ach | Healthcare | Space Heating | Forced air furnace | TRC | Existing | NE3379 | Dedicated Outdoor Air System on VRF unit | Dedicated Outdoor Air System on VRF unit | NonEquip | 15 | Residential/split system heat pump | 0% | Prescriptive_all_existing | 10% | 0 | 0 | 0 | 0 | 0 | 0 | 0 | 0 | 0 | 0 | 0 | 0 | 0 | 0 | 0 | 0 | 0 | 0 | 0 | 0 | 0 | 0 | 0 | 0 | 0 | 0 | 0 | 0 | 0 | 0 | 0 | 0 | 0 | 0 | 0 | 0 | 0 | 0 | 0 | 0
Healthcare_Existing_Ceiling Insulation(R2 to R38)_TRC | Ach | Healthcare | Space Heating | Forced air furnace | TRC | Existing | NE3171 | Ceiling Insulation(R2 to R38) | Ceiling Insulation(R2 to R38) | NonEquip | 20 |  | 45.6% | Prescriptive_all_existing | 4.839% | 27.8922 | 43.2139 | 64.394 | 90.8082 | 117.2329 | 132.7684 | 125.392 | 94.1467 | 55.3907 | 26.4557 | 27.8922 | 71.1061 | 135.5002 | 226.3084 | 343.5413 | 476.3097 | 601.7016 | 695.8484 | 751.2391 | 777.6947 | 0 | 0 | 0 | 0 | 0 | 0 | 0 | 0 | 0 | 0 | 0.012582 | 0.032074 | 0.061121 | 0.10208 | 0.15496 | 0.21485 | 0.27141 | 0.31388 | 0.33887 | 0.3508
Healthcare_New_Outdoor Lighting Controls_TRC | Ach | Healthcare | Exterior Lighting | Exterior parking/lot lighting | TRC | New | NN2976 | Outdoor Lighting Controls | Outdoor Lighting Controls | NonEquip | 8 | Exterior parking/lot lighting | 30.95% | Prescriptive_lighting control | 28% | 412.8026 | 569.8162 | 824.8519 | 1117.8599 | 1366.59 | 1394.048 | 1166.2989 | 768.6695 | 400.7675 | 174.2976 | 412.8026 | 982.6188 | 1807.4707 | 2925.3306 | 4291.9206 | 5685.9687 | 6852.2676 | 7620.9371 | 8021.7046 | 8196.0022 | 0 | 0 | 0 | 0 | 0 | 0 | 0 | 0 | 0 | 0 | 0 | 0 | 0 | 0 | 0 | 0 | 0 | 0 | 0 | 0
Healthcare_New_Bi-Level Lighting Control (Exterior)_TRC | Ach | Healthcare | Exterior Lighting | Exterior parking/lot lighting | TRC | New | NN2950 | Bi-Level Lighting Control (Exterior) | Bi-Level Lighting Control (Exterior) | NonEquip | 9 | Exterior parking/lot lighting | 13.75% | Prescriptive_lighting control | 31% | 217.7643 | 298.8707 | 429.3213 | 576.6759 | 699.621 | 712.0544 | 599.3574 | 399.8342 | 210.9246 | 92.4162 | 217.7643 | 516.635 | 945.9563 | 1522.6322 | 2222.2532 | 2934.3075 | 3533.6649 | 3933.499 | 4144.4236 | 4236.8399 | 0 | 0 | 0 | 0 | 0 | 0 | 0 | 0 | 0 | 0 | 0 | 0 | 0 | 0 | 0 | 0 | 0 | 0 | 0 | 0
Healthcare_Existing_Outdoor Lighting Controls_TRC | Ach | Healthcare | Exterior Lighting | Exterior parking/lot lighting | TRC | Existing | NE2963 | Outdoor Lighting Controls | Outdoor Lighting Controls | NonEquip | 8 | Exterior parking/lot lighting | 30.95% | Prescriptive_lighting control_existing | 28% | 5426.9564 | 8137.8347 | 11902.833 | 16299.9168 | 20137.4781 | 21414.4146 | 18627.6288 | 12737.9987 | 6878.8505 | 3094.2357 | 5426.9564 | 13564.7911 | 25467.6241 | 41767.5409 | 61905.019 | 83319.4336 | 101947.0624 | 114685.0611 | 121563.9117 | 124658.1474 | 0 | 0 | 0 | 0 | 0 | 0 | 0 | 0 | 0 | 0 | 0 | 0 | 0 | 0 | 0 | 0 | 0 | 0 | 0 | 0
Healthcare_Existing_Bi-Level Lighting Control (Exterior)_TRC | Ach | Healthcare | Exterior Lighting | Exterior parking/lot lighting | TRC | Existing | NE2937 | Bi-Level Lighting Control (Exterior) | Bi-Level Lighting Control (Exterior) | NonEquip | 9 | Exterior parking/lot lighting | 13.75% | Prescriptive_lighting control_existing | 31% | 2890.6911 | 4331.577 | 6329.6141 | 8658.4793 | 10687.0945 | 11361.6557 | 9890.3488 | 6773.2255 | 3662.9954 | 1649.1998 | 2890.6911 | 7222.268 | 13551.8821 | 22210.3614 | 32897.456 | 44259.1117 | 54149.4604 | 60922.6859 | 64585.6813 | 66234.8811 | 0 | 0 | 0 | 0 | 0 | 0 | 0 | 0 | 0 | 0 | 0 | 0 | 0 | 0 | 0 | 0 | 0 | 0 | 0 | 0
Healthcare_Turnover_High Efficiency HID Lighting_TRC | Ach | Healthcare | Exterior Lighting | Exterior parking/lot lighting | TRC | Turnover | ET512 | High Efficiency HID Lighting | High Efficiency HID Lighting | Equip | 13 | Exterior parking/lot lighting | 7.084% | Prescriptive_lighting | 34.18% | 4159.3923 | 4338.7777 | 4109.0024 | 3107.5733 | 1840.5062 | 884.6263 | 371.5086 | 145.5389 | 55.4105 | 20.4896 | 4159.3923 | 8498.17 | 12607.1724 | 15714.7458 | 17555.252 | 18439.8783 | 18811.3869 | 18956.9259 | 19012.3363 | 19032.826 | 0 | 0 | 0 | 0 | 0 | 0 | 0 | 0 | 0 | 0 | 0 | 0 | 0 | 0 | 0 | 0 | 0 | 0 | 0 | 0
Healthcare_New_High Efficiency HID Lighting_TRC | Ach | Healthcare | Exterior Lighting | Exterior parking/lot lighting | TRC | New | EN538 | High Efficiency HID Lighting | High Efficiency HID Lighting | Equip | 13 | Exterior parking/lot lighting | 7.084% | Prescriptive_lighting | 34.18% | 661.3366 | 673.6153 | 625.1107 | 462.4127 | 268.349 | 123.4605 | 50.3824 | 19.3932 | 7.2635 | 2.6292 | 661.3366 | 1334.952 | 1960.0626 | 2422.4753 | 2690.8243 | 2814.2848 | 2864.6672 | 2884.0604 | 2891.3238 | 2893.9531 | 0 | 0 | 0 | 0 | 0 | 0 | 0 | 0 | 0 | 0 | 0 | 0 | 0 | 0 | 0 | 0 | 0 | 0 | 0 | 0
Healthcare_New_Outdoor Lighting Controls_TRC | Ach | Healthcare | Exterior Lighting | Exterior marquis | TRC | New | NN2976 | Outdoor Lighting Controls | Outdoor Lighting Controls | NonEquip | 8 | Exterior parking/lot lighting | 0% | Prescriptive_lighting control | 28% | 0 | 0 | 0 | 0 | 0 | 0 | 0 | 0 | 0 | 0 | 0 | 0 | 0 | 0 | 0 | 0 | 0 | 0 | 0 | 0 | 0 | 0 | 0 | 0 | 0 | 0 | 0 | 0 | 0 | 0 | 0 | 0 | 0 | 0 | 0 | 0 | 0 | 0 | 0 | 0
Healthcare_New_Bi-Level Lighting Control (Exterior)_TRC | Ach | Healthcare | Exterior Lighting | Exterior marquis | TRC | New | NN2950 | Bi-Level Lighting Control (Exterior) | Bi-Level Lighting Control (Exterior) | NonEquip | 9 | Exterior parking/lot lighting | 0% | Prescriptive_lighting control | 31% | 0 | 0 | 0 | 0 | 0 | 0 | 0 | 0 | 0 | 0 | 0 | 0 | 0 | 0 | 0 | 0 | 0 | 0 | 0 | 0 | 0 | 0 | 0 | 0 | 0 | 0 | 0 | 0 | 0 | 0 | 0 | 0 | 0 | 0 | 0 | 0 | 0 | 0 | 0 | 0
Healthcare_Existing_Outdoor Lighting Controls_TRC | Ach | Healthcare | Exterior Lighting | Exterior marquis | TRC | Existing | NE2963 | Outdoor Lighting Controls | Outdoor Lighting Controls | NonEquip | 8 | Exterior parking/lot lighting | 0% | Prescriptive_lighting control_existing | 28% | 0 | 0 | 0 | 0 | 0 | 0 | 0 | 0 | 0 | 0 | 0 | 0 | 0 | 0 | 0 | 0 | 0 | 0 | 0 | 0 | 0 | 0 | 0 | 0 | 0 | 0 | 0 | 0 | 0 | 0 | 0 | 0 | 0 | 0 | 0 | 0 | 0 | 0 | 0 | 0
Healthcare_Existing_Bi-Level Lighting Control (Exterior)_TRC | Ach | Healthcare | Exterior Lighting | Exterior marquis | TRC | Existing | NE2937 | Bi-Level Lighting Control (Exterior) | Bi-Level Lighting Control (Exterior) | NonEquip | 9 | Exterior parking/lot lighting | 0% | Prescriptive_lighting control_existing | 31% | 0 | 0 | 0 | 0 | 0 | 0 | 0 | 0 | 0 | 0 | 0 | 0 | 0 | 0 | 0 | 0 | 0 | 0 | 0 | 0 | 0 | 0 | 0 | 0 | 0 | 0 | 0 | 0 | 0 | 0 | 0 | 0 | 0 | 0 | 0 | 0 | 0 | 0 | 0 | 0
Healthcare_Turnover_LED Exterior Lighting_TRC | Ach | Healthcare | Exterior Lighting | Exterior marquis | TRC | Turnover | ET629 | LED Exterior Lighting | LED Exterior Lighting | Equip | 13 | Exterior marquis | 4.624% | Prescriptive_lighting | 60.51% | 29.5924 | 30.8686 | 29.2339 | 22.1091 | 13.0945 | 6.2938 | 2.6431 | 1.0355 | 0.39422 | 0.14578 | 29.5924 | 60.461 | 89.6949 | 111.8041 | 124.8985 | 131.1923 | 133.8354 | 134.8709 | 135.2651 | 135.4109 | 0 | 0 | 0 | 0 | 0 | 0 | 0 | 0 | 0 | 0 | 0 | 0 | 0 | 0 | 0 | 0 | 0 | 0 | 0 | 0
Healthcare_New_LED Exterior Lighting_TRC | Ach | Healthcare | Exterior Lighting | Exterior marquis | TRC | New | EN655 | LED Exterior Lighting | LED Exterior Lighting | Equip | 13 | Exterior marquis | 4.624% | Prescriptive_lighting | 60.51% | 3.9861 | 4.0949 | 3.8438 | 2.8812 | 1.6911 | 0.78065 | 0.31571 | 0.11936 | 0.043931 | 0.015727 | 3.9861 | 8.081 | 11.9248 | 14.806 | 16.4971 | 17.2777 | 17.5934 | 17.7128 | 17.7567 | 17.7725 | 0 | 0 | 0 | 0 | 0 | 0 | 0 | 0 | 0 | 0 | 0 | 0 | 0 | 0 | 0 | 0 | 0 | 0 | 0 | 0
Healthcare_New_VSD Controlled Compressor_TRC | Ach | Healthcare | Miscellaneous | Elevators/Escalators | TRC | New | NN4536 | VSD Controlled Compressor | VSD Controlled Compressor | NonEquip | 15 | Others | 0% | Prescriptive_ECM | 20.79% | 0 | 0 | 0 | 0 | 0 | 0 | 0 | 0 | 0 | 0 | 0 | 0 | 0 | 0 | 0 | 0 | 0 | 0 | 0 | 0 | 0 | 0 | 0 | 0 | 0 | 0 | 0 | 0 | 0 | 0 | 0 | 0 | 0 | 0 | 0 | 0 | 0 | 0 | 0 | 0
Healthcare_New_Engine Block Timer_TRC | Ach | Healthcare | Miscellaneous | Elevators/Escalators | TRC | New | NN4484 | Engine Block Timer | Engine Block Timer | NonEquip | 5 | Others | 0% | Prescriptive_ECM | 36% | 0 | 0 | 0 | 0 | 0 | 0 | 0 | 0 | 0 | 0 | 0 | 0 | 0 | 0 | 0 | 0 | 0 | 0 | 0 | 0 | 0 | 0 | 0 | 0 | 0 | 0 | 0 | 0 | 0 | 0 | 0 | 0 | 0 | 0 | 0 | 0 | 0 | 0 | 0 | 0
Healthcare_Existing_VSD Controlled Compressor_TRC | Ach | Healthcare | Miscellaneous | Elevators/Escalators | TRC | Existing | NE4523 | VSD Controlled Compressor | VSD Controlled Compressor | NonEquip | 15 | Others | 0% | Prescriptive_ECM_existing | 20.79% | 0 | 0 | 0 | 0 | 0 | 0 | 0 | 0 | 0 | 0 | 0 | 0 | 0 | 0 | 0 | 0 | 0 | 0 | 0 | 0 | 0 | 0 | 0 | 0 | 0 | 0 | 0 | 0 | 0 | 0 | 0 | 0 | 0 | 0 | 0 | 0 | 0 | 0 | 0 | 0
Healthcare_Existing_Engine Block Timer_TRC | Ach | Healthcare | Miscellaneous | Elevators/Escalators | TRC | Existing | NE4471 | Engine Block Timer | Engine Block Timer | NonEquip | 5 | Others | 0% | Prescriptive_ECM_existing | 36% | 0 | 0 | 0 | 0 | 0 | 0 | 0 | 0 | 0 | 0 | 0 | 0 | 0 | 0 | 0 | 0 | 0 | 0 | 0 | 0 | 0 | 0 | 0 | 0 | 0 | 0 | 0 | 0 | 0 | 0 | 0 | 0 | 0 | 0 | 0 | 0 | 0 | 0 | 0 | 0
Healthcare_New_Network PC Power Management_TRC | Ach | Healthcare | Office Equipment | Document production | TRC | New | NN4562 | Network PC Power Management | Network PC Power Management | NonEquip | 5 | Computers | 0% | Prescriptive_all | 56.5% | 0 | 0 | 0 | 0 | 0 | 0 | 0 | 0 | 0 | 0 | 0 | 0 | 0 | 0 | 0 | 0 | 0 | 0 | 0 | 0 | 0 | 0 | 0 | 0 | 0 | 0 | 0 | 0 | 0 | 0 | 0 | 0 | 0 | 0 | 0 | 0 | 0 | 0 | 0 | 0
Healthcare_Existing_Network PC Power Management_TRC | Ach | Healthcare | Office Equipment | Document production | TRC | Existing | NE4549 | Network PC Power Management | Network PC Power Management | NonEquip | 5 | Computers | 0% | Prescriptive_all_existing | 56.5% | 0 | 0 | 0 | 0 | 0 | 0 | 0 | 0 | 0 | 0 | 0 | 0 | 0 | 0 | 0 | 0 | 0 | 0 | 0 | 0 | 0 | 0 | 0 | 0 | 0 | 0 | 0 | 0 | 0 | 0 | 0 | 0 | 0 | 0 | 0 | 0 | 0 | 0 | 0 | 0
Healthcare_New_HVAC tune-up_RTU_TRC | Ach | Healthcare | Space Cooling | District chilled water piped | TRC | New | NN3912 | HVAC tune-up_RTU | HVAC tune-up_RTU | NonEquip | 5 | Packaged air conditioning units (RTUs) | 0% | Prescriptive_package HP | 5% | 0 | 0 | 0 | 0 | 0 | 0 | 0 | 0 | 0 | 0 | 0 | 0 | 0 | 0 | 0 | 0 | 0 | 0 | 0 | 0 | 0 | 0 | 0 | 0 | 0 | 0 | 0 | 0 | 0 | 0 | 0 | 0 | 0 | 0 | 0 | 0 | 0 | 0 | 0 | 0
Healthcare_New_Facility Energy Management System_TRC | Ach | Healthcare | Space Cooling | District chilled water piped | TRC | New | NN3678 | Facility Energy Management System | Facility Energy Management System | NonEquip | 15 |  | 4.276% | Custom_improvement | 20% | 0 | 0 | 0 | 0 | 0 | 0 | 0 | 0 | 0 | 0 | 0 | 0 | 0 | 0 | 0 | 0 | 0 | 0 | 0 | 0 | 0 | 0 | 0 | 0 | 0 | 0 | 0 | 0 | 0 | 0 | 0 | 0 | 0 | 0 | 0 | 0 | 0 | 0 | 0 | 0
Healthcare_New_Dedicated Outdoor Air System on VRF unit_TRC | Ach | Healthcare | Space Cooling | District chilled water piped | TRC | New | NN3418 | Dedicated Outdoor Air System on VRF unit | Dedicated Outdoor Air System on VRF unit | NonEquip | 15 | Residential-type central air conditioners | 0% | Prescriptive_all | 17.5% | 0 | 0 | 0 | 0 | 0 | 0 | 0 | 0 | 0 | 0 | 0 | 0 | 0 | 0 | 0 | 0 | 0 | 0 | 0 | 0 | 0 | 0 | 0 | 0 | 0 | 0 | 0 | 0 | 0 | 0 | 0 | 0 | 0 | 0 | 0 | 0 | 0 | 0 | 0 | 0
Healthcare_New_Chilled Water System - Variable Speed Drives_TRC | Ach | Healthcare | Space Cooling | District chilled water piped | TRC | New | NN3314 | Chilled Water System - Variable Speed Drives | Chilled Water System - Variable Speed Drives | NonEquip | 13 | Central chillers inside | 0% | Prescriptive_all | 24.74% | 0 | 0 | 0 | 0 | 0 | 0 | 0 | 0 | 0 | 0 | 0 | 0 | 0 | 0 | 0 | 0 | 0 | 0 | 0 | 0 | 0 | 0 | 0 | 0 | 0 | 0 | 0 | 0 | 0 | 0 | 0 | 0 | 0 | 0 | 0 | 0 | 0 | 0 | 0 | 0
Healthcare_New_Ceiling Insulation(R2 to R38)_TRC | Ach | Healthcare | Space Cooling | District chilled water piped | TRC | New | NN3210 | Ceiling Insulation(R2 to R38) | Ceiling Insulation(R2 to R38) | NonEquip | 20 |  | 0% | Prescriptive_all | 12.52% | 0 | 0 | 0 | 0 | 0 | 0 | 0 | 0 | 0 | 0 | 0 | 0 | 0 | 0 | 0 | 0 | 0 | 0 | 0 | 0 | 0 | 0 | 0 | 0 | 0 | 0 | 0 | 0 | 0 | 0 | 0 | 0 | 0 | 0 | 0 | 0 | 0 | 0 | 0 | 0
Healthcare_Existing_Wall Insulation_TRC | Ach | Healthcare | Space Cooling | District chilled water piped | TRC | Existing | NE4211 | Wall Insulation | Wall Insulation | NonEquip | 20 |  | 26.6% | Prescriptive_all_existing | 6.832% | 0 | 0 | 0 | 0 | 0 | 0 | 0 | 0 | 0 | 0 | 0 | 0 | 0 | 0 | 0 | 0 | 0 | 0 | 0 | 0 | 0 | 0 | 0 | 0 | 0 | 0 | 0 | 0 | 0 | 0 | 0 | 0 | 0 | 0 | 0 | 0 | 0 | 0 | 0 | 0
Healthcare_Existing_HVAC tune-up_RTU_TRC | Ach | Healthcare | Space Cooling | District chilled water piped | TRC | Existing | NE3899 | HVAC tune-up_RTU | HVAC tune-up_RTU | NonEquip | 5 | Packaged air conditioning units (RTUs) | 0% | Prescriptive_package HP_existing | 5% | 0 | 0 | 0 | 0 | 0 | 0 | 0 | 0 | 0 | 0 | 0 | 0 | 0 | 0 | 0 | 0 | 0 | 0 | 0 | 0 | 0 | 0 | 0 | 0 | 0 | 0 | 0 | 0 | 0 | 0 | 0 | 0 | 0 | 0 | 0 | 0 | 0 | 0 | 0 | 0
Healthcare_Existing_Facility Energy Management System_TRC | Ach | Healthcare | Space Cooling | District chilled water piped | TRC | Existing | NE3665 | Facility Energy Management System | Facility Energy Management System | NonEquip | 15 |  | 0.5043% | Custom_improvement_existing | 20% | 0 | 0 | 0 | 0 | 0 | 0 | 0 | 0 | 0 | 0 | 0 | 0 | 0 | 0 | 0 | 0 | 0 | 0 | 0 | 0 | 0 | 0 | 0 | 0 | 0 | 0 | 0 | 0 | 0 | 0 | 0 | 0 | 0 | 0 | 0 | 0 | 0 | 0 | 0 | 0
Healthcare_Existing_Dedicated Outdoor Air System on VRF unit_TRC | Ach | Healthcare | Space Cooling | District chilled water piped | TRC | Existing | NE3405 | Dedicated Outdoor Air System on VRF unit | Dedicated Outdoor Air System on VRF unit | NonEquip | 15 | Residential-type central air conditioners | 0% | Prescriptive_all_existing | 17.5% | 0 | 0 | 0 | 0 | 0 | 0 | 0 | 0 | 0 | 0 | 0 | 0 | 0 | 0 | 0 | 0 | 0 | 0 | 0 | 0 | 0 | 0 | 0 | 0 | 0 | 0 | 0 | 0 | 0 | 0 | 0 | 0 | 0 | 0 | 0 | 0 | 0 | 0 | 0 | 0
Healthcare_Existing_Chilled Water System - Variable Speed Drives_TRC | Ach | Healthcare | Space Cooling | District chilled water piped | TRC | Existing | NE3301 | Chilled Water System - Variable Speed Drives | Chilled Water System - Variable Speed Drives | NonEquip | 13 | Central chillers inside | 0% | Prescriptive_all_existing | 24.74% | 0 | 0 | 0 | 0 | 0 | 0 | 0 | 0 | 0 | 0 | 0 | 0 | 0 | 0 | 0 | 0 | 0 | 0 | 0 | 0 | 0 | 0 | 0 | 0 | 0 | 0 | 0 | 0 | 0 | 0 | 0 | 0 | 0 | 0 | 0 | 0 | 0 | 0 | 0 | 0
Healthcare_Existing_Ceiling Insulation(R2 to R38)_TRC | Ach | Healthcare | Space Cooling | District chilled water piped | TRC | Existing | NE3197 | Ceiling Insulation(R2 to R38) | Ceiling Insulation(R2 to R38) | NonEquip | 20 |  | 45.6% | Prescriptive_all_existing | 12.52% | 0 | 0 | 0 | 0 | 0 | 0 | 0 | 0 | 0 | 0 | 0 | 0 | 0 | 0 | 0 | 0 | 0 | 0 | 0 | 0 | 0 | 0 | 0 | 0 | 0 | 0 | 0 | 0 | 0 | 0 | 0 | 0 | 0 | 0 | 0 | 0 | 0 | 0 | 0 | 0
Healthcare_Turnover_High Efficiency Chiller (Air Cooled, 50 tons)_TRC | Ach | Healthcare | Space Cooling | District chilled water piped | TRC | Turnover | ET941 | High Efficiency Chiller (Air Cooled, 50 tons) | High Efficiency Chiller (Air Cooled, 50 tons) | Equip | 20 | District chilled water piped | 28.37% | Prescriptive_all | 8.759% | 0 | 0 | 0 | 0 | 0 | 0 | 0 | 0 | 0 | 0 | 0 | 0 | 0 | 0 | 0 | 0 | 0 | 0 | 0 | 0 | 0 | 0 | 0 | 0 | 0 | 0 | 0 | 0 | 0 | 0 | 0 | 0 | 0 | 0 | 0 | 0 | 0 | 0 | 0 | 0
Healthcare_Turnover_High Efficiency Chiller (Water cooled-positive displacement, 100 tons)_TRC | Ach | Healthcare | Space Cooling | District chilled water piped | TRC | Turnover | ET1097 | High Efficiency Chiller (Water cooled-positive displacement, 100 tons) | High Efficiency Chiller (Water cooled-positive displacement, 100 tons) | Equip | 20 | District chilled water piped | 28.37% | Prescriptive_all | 2.683% | 0 | 0 | 0 | 0 | 0 | 0 | 0 | 0 | 0 | 0 | 0 | 0 | 0 | 0 | 0 | 0 | 0 | 0 | 0 | 0 | 0 | 0 | 0 | 0 | 0 | 0 | 0 | 0 | 0 | 0 | 0 | 0 | 0 | 0 | 0 | 0 | 0 | 0 | 0 | 0
Healthcare_Turnover_High Efficiency Chiller (Water cooled-centrifugal, 200 tons)_TRC | Ach | Healthcare | Space Cooling | District chilled water piped | TRC | Turnover | ET1019 | High Efficiency Chiller (Water cooled-centrifugal, 200 tons) | High Efficiency Chiller (Water cooled-centrifugal, 200 tons) | Equip | 20 | District chilled water piped | 28.37% | Prescriptive_all | 4.362% | 0 | 0 | 0 | 0 | 0 | 0 | 0 | 0 | 0 | 0 | 0 | 0 | 0 | 0 | 0 | 0 | 0 | 0 | 0 | 0 | 0 | 0 | 0 | 0 | 0 | 0 | 0 | 0 | 0 | 0 | 0 | 0 | 0 | 0 | 0 | 0 | 0 | 0 | 0 | 0
Healthcare_New_High Efficiency Chiller (Air Cooled, 50 tons)_TRC | Ach | Healthcare | Space Cooling | District chilled water piped | TRC | New | EN967 | High Efficiency Chiller (Air Cooled, 50 tons) | High Efficiency Chiller (Air Cooled, 50 tons) | Equip | 20 | District chilled water piped | 28.37% | Prescriptive_all | 8.759% | 0 | 0 | 0 | 0 | 0 | 0 | 0 | 0 | 0 | 0 | 0 | 0 | 0 | 0 | 0 | 0 | 0 | 0 | 0 | 0 | 0 | 0 | 0 | 0 | 0 | 0 | 0 | 0 | 0 | 0 | 0 | 0 | 0 | 0 | 0 | 0 | 0 | 0 | 0 | 0
Healthcare_New_High Efficiency Chiller (Water cooled-positive displacement, 100 tons)_TRC | Ach | Healthcare | Space Cooling | District chilled water piped | TRC | New | EN1123 | High Efficiency Chiller (Water cooled-positive displacement, 100 tons) | High Efficiency Chiller (Water cooled-positive displacement, 100 tons) | Equip | 20 | District chilled water piped | 28.37% | Prescriptive_all | 2.683% | 0 | 0 | 0 | 0 | 0 | 0 | 0 | 0 | 0 | 0 | 0 | 0 | 0 | 0 | 0 | 0 | 0 | 0 | 0 | 0 | 0 | 0 | 0 | 0 | 0 | 0 | 0 | 0 | 0 | 0 | 0 | 0 | 0 | 0 | 0 | 0 | 0 | 0 | 0 | 0
Healthcare_New_High Efficiency Chiller (Water cooled-centrifugal, 200 tons)_TRC | Ach | Healthcare | Space Cooling | District chilled water piped | TRC | New | EN1045 | High Efficiency Chiller (Water cooled-centrifugal, 200 tons) | High Efficiency Chiller (Water cooled-centrifugal, 200 tons) | Equip | 20 | District chilled water piped | 28.37% | Prescriptive_all | 4.362% | 0 | 0 | 0 | 0 | 0 | 0 | 0 | 0 | 0 | 0 | 0 | 0 | 0 | 0 | 0 | 0 | 0 | 0 | 0 | 0 | 0 | 0 | 0 | 0 | 0 | 0 | 0 | 0 | 0 | 0 | 0 | 0 | 0 | 0 | 0 | 0 | 0 | 0 | 0 | 0
Healthcare_New_Strip Curtains for Walk-ins_TRC | Ach | Healthcare | Refrigeration | Display cases | TRC | New | NN4900 | Strip Curtains for Walk-ins | Strip Curtains for Walk-ins | NonEquip | 4 | Walk-in cooler | 0% | Prescriptive_refrigeration control | 2.115% | 0 | 0 | 0 | 0 | 0 | 0 | 0 | 0 | 0 | 0 | 0 | 0 | 0 | 0 | 0 | 0 | 0 | 0 | 0 | 0 | 0 | 0 | 0 | 0 | 0 | 0 | 0 | 0 | 0 | 0 | 0 | 0 | 0 | 0 | 0 | 0 | 0 | 0 | 0 | 0
Healthcare_New_PSC to ECM Evaporator Fan Motor (Walk-In, Refrigerator)_TRC | Ach | Healthcare | Refrigeration | Display cases | TRC | New | NN4848 | PSC to ECM Evaporator Fan Motor (Walk-In, Refrigerator) | PSC to ECM Evaporator Fan Motor (Walk-In, Refrigerator) | NonEquip | 15 | Walk-in cooler | 0% | Prescriptive_ECM | 37.5% | 0 | 0 | 0 | 0 | 0 | 0 | 0 | 0 | 0 | 0 | 0 | 0 | 0 | 0 | 0 | 0 | 0 | 0 | 0 | 0 | 0 | 0 | 0 | 0 | 0 | 0 | 0 | 0 | 0 | 0 | 0 | 0 | 0 | 0 | 0 | 0 | 0 | 0 | 0 | 0
Healthcare_New_PSC to ECM Evaporator Fan Motor (Reach-In)_TRC | Ach | Healthcare | Refrigeration | Display cases | TRC | New | NN4822 | PSC to ECM Evaporator Fan Motor (Reach-In) | PSC to ECM Evaporator Fan Motor (Reach-In) | NonEquip | 15 | Display cases | 68.68% | Prescriptive_ECM | 37.5% | 7.6695 | 11.1643 | 17.5162 | 26.8918 | 39.7036 | 53.4721 | 65.8224 | 70.7485 | 63.0952 | 44.5995 | 7.6695 | 18.8338 | 36.35 | 63.2418 | 102.9454 | 156.4175 | 222.2399 | 292.9883 | 356.0835 | 400.683 | 0.00099439 | 0.0024419 | 0.004713 | 0.0081996 | 0.013347 | 0.02028 | 0.028815 | 0.037987 | 0.046168 | 0.051951 | 0.00083293 | 0.0020454 | 0.0039477 | 0.0068682 | 0.01118 | 0.016987 | 0.024136 | 0.031819 | 0.038672 | 0.043515
Healthcare_Existing_Strip Curtains for Walk-ins_TRC | Ach | Healthcare | Refrigeration | Display cases | TRC | Existing | NE4887 | Strip Curtains for Walk-ins | Strip Curtains for Walk-ins | NonEquip | 4 | Walk-in cooler | 0% | Prescriptive_refrigeration control_existing | 2.115% | 0 | 0 | 0 | 0 | 0 | 0 | 0 | 0 | 0 | 0 | 0 | 0 | 0 | 0 | 0 | 0 | 0 | 0 | 0 | 0 | 0 | 0 | 0 | 0 | 0 | 0 | 0 | 0 | 0 | 0 | 0 | 0 | 0 | 0 | 0 | 0 | 0 | 0 | 0 | 0
Healthcare_Existing_PSC to ECM Evaporator Fan Motor (Walk-In, Refrigerator)_TRC | Ach | Healthcare | Refrigeration | Display cases | TRC | Existing | NE4835 | PSC to ECM Evaporator Fan Motor (Walk-In, Refrigerator) | PSC to ECM Evaporator Fan Motor (Walk-In, Refrigerator) | NonEquip | 15 | Walk-in cooler | 0% | Prescriptive_ECM_existing | 37.5% | 0 | 0 | 0 | 0 | 0 | 0 | 0 | 0 | 0 | 0 | 0 | 0 | 0 | 0 | 0 | 0 | 0 | 0 | 0 | 0 | 0 | 0 | 0 | 0 | 0 | 0 | 0 | 0 | 0 | 0 | 0 | 0 | 0 | 0 | 0 | 0 | 0 | 0 | 0 | 0
Healthcare_Existing_PSC to ECM Evaporator Fan Motor (Reach-In)_TRC | Ach | Healthcare | Refrigeration | Display cases | TRC | Existing | NE4809 | PSC to ECM Evaporator Fan Motor (Reach-In) | PSC to ECM Evaporator Fan Motor (Reach-In) | NonEquip | 15 | Display cases | 17.17% | Prescriptive_ECM_existing | 37.5% | 19.6707 | 31.7229 | 50.0288 | 77.2081 | 114.599 | 160.0582 | 203.7897 | 226.0883 | 207.7578 | 151.1014 | 19.6707 | 51.3936 | 101.4224 | 178.6305 | 293.2295 | 453.2877 | 657.0774 | 883.1657 | 1090.9234 | 1242.0248 | 0.0025504 | 0.0066634 | 0.01315 | 0.02316 | 0.038019 | 0.058771 | 0.085193 | 0.11451 | 0.14144 | 0.16103 | 0.0021363 | 0.0055815 | 0.011015 | 0.0194 | 0.031845 | 0.049228 | 0.07136 | 0.095914 | 0.11848 | 0.13489
Healthcare_Existing_Freezer-Cooler Replacement Gaskets_TRC | Ach | Healthcare | Refrigeration | Display cases | TRC | Existing | NE4705 | Freezer-Cooler Replacement Gaskets | Freezer-Cooler Replacement Gaskets | NonEquip | 4 | Display cases | 63.61% | Prescriptive_refrigeration control_existing | 3.131% | 4.0971 | 6.6125 | 10.4659 | 16.2173 | 24.2484 | 34.2568 | 44.4275 | 50.6674 | 48.3616 | 36.8003 | 4.0971 | 10.7096 | 21.1755 | 37.3928 | 61.6411 | 95.898 | 140.3255 | 190.9929 | 239.3545 | 276.1548 | 0.00053121 | 0.0013886 | 0.0027455 | 0.0048482 | 0.0079921 | 0.012434 | 0.018194 | 0.024763 | 0.031034 | 0.035805 | 0.00044496 | 0.0011631 | 0.0022997 | 0.0040609 | 0.0066944 | 0.010415 | 0.01524 | 0.020742 | 0.025994 | 0.029991
Healthcare_Turnover_Refrigerated Display Case LED Lighting_TRC | Ach | Healthcare | Refrigeration | Display cases | TRC | Turnover | ET2612 | Refrigerated Display Case LED Lighting | Refrigerated Display Case LED Lighting | Equip | 8 | Display cases | 0% | Prescriptive_display case lighting | 6.613% | 0 | 0 | 0 | 0 | 0 | 0 | 0 | 0 | 0 | 0 | 0 | 0 | 0 | 0 | 0 | 0 | 0 | 0 | 0 | 0 | 0 | 0 | 0 | 0 | 0 | 0 | 0 | 0 | 0 | 0 | 0 | 0 | 0 | 0 | 0 | 0 | 0 | 0 | 0 | 0
Healthcare_Turnover_Efficient Exhaust Hood_TRC | Ach | Healthcare | Cooking | Cooking Other | TRC | Turnover | ET5 | Efficient Exhaust Hood | Efficient Exhaust Hood | Equip | 15 | Cooking Other | 10.98% | Prescriptive_cooking | 42.5% | 207.5431 | 312.6253 | 507.033 | 813.9198 | 1279.0445 | 1941.9286 | 2794.1484 | 3695.4146 | 4315.0158 | 4226.3688 | 207.5431 | 520.1684 | 1027.2015 | 1841.1212 | 3120.1657 | 5062.0943 | 7856.2427 | 11551.6573 | 15866.6731 | 20093.0418 | 0.045373 | 0.11372 | 0.22457 | 0.40251 | 0.68213 | 1.1067 | 1.7175 | 2.5254 | 3.4688 | 4.3927 | 0.017809 | 0.044634 | 0.088142 | 0.15798 | 0.26773 | 0.43437 | 0.67413 | 0.99122 | 1.3615 | 1.7241
Healthcare_Turnover_Energy Star Hot Food Holding Cabinet_TRC | Ach | Healthcare | Cooking | Cooking Other | TRC | Turnover | ET161 | Energy Star Hot Food Holding Cabinet | Energy Star Hot Food Holding Cabinet | Equip | 12 | Cooking Other | 26.95% | Prescriptive_cooking | 52.67% | 737.6666 | 1109.9687 | 1797.184 | 2877.4681 | 4504.406 | 6802.032 | 9720.8187 | 12766.6035 | 14840.5393 | 14554.97 | 737.6666 | 1847.6353 | 3644.8193 | 6522.2874 | 11026.6933 | 17828.7253 | 27549.544 | 40316.1475 | 55156.6868 | 69711.6568 | 0.13585 | 0.34026 | 0.67124 | 1.2012 | 2.0307 | 3.2834 | 5.0736 | 7.4247 | 10.1578 | 12.8382 | 0.065734 | 0.16464 | 0.32479 | 0.58121 | 0.9826 | 1.5887 | 2.455 | 3.5926 | 4.915 | 6.2121
Healthcare_New_Efficient Exhaust Hood_TRC | Ach | Healthcare | Cooking | Cooking Other | TRC | New | EN31 | Efficient Exhaust Hood | Efficient Exhaust Hood | Equip | 15 | Cooking Other | 10.98% | Prescriptive_cooking | 42.5% | 22.3647 | 33.1776 | 53.3338 | 84.8535 | 132.145 | 192.6946 | 267.0017 | 340.7794 | 384.6803 | 364.7738 | 22.3647 | 55.5422 | 108.876 | 193.7295 | 325.8745 | 518.5691 | 785.5708 | 1126.3502 | 1511.0305 | 1875.8043 | 0.0048894 | 0.012143 | 0.023802 | 0.042353 | 0.071243 | 0.11337 | 0.17174 | 0.24624 | 0.33034 | 0.41009 | 0.0019191 | 0.0047659 | 0.0093424 | 0.016623 | 0.027963 | 0.044497 | 0.067408 | 0.096649 | 0.12966 | 0.16096
Healthcare_New_Energy Star Hot Food Holding Cabinet_TRC | Ach | Healthcare | Cooking | Cooking Other | TRC | New | EN187 | Energy Star Hot Food Holding Cabinet | Energy Star Hot Food Holding Cabinet | Equip | 12 | Cooking Other | 26.95% | Prescriptive_cooking | 52.67% | 79.4903 | 117.7962 | 189.0421 | 299.9844 | 465.3746 | 674.9551 | 928.8967 | 1177.2956 | 1323.0226 | 1256.2255 | 79.4903 | 197.2865 | 386.3285 | 686.313 | 1151.6875 | 1826.6426 | 2755.5393 | 3932.8349 | 5255.8575 | 6512.083 | 0.014639 | 0.036333 | 0.071147 | 0.12639 | 0.2121 | 0.3364 | 0.50747 | 0.72428 | 0.96793 | 1.1993 | 0.0070834 | 0.01758 | 0.034426 | 0.061158 | 0.10263 | 0.16277 | 0.24555 | 0.35046 | 0.46835 | 0.5803
Healthcare_New_Network PC Power Management_TRC | Ach | Healthcare | Office Equipment | Computers | TRC | New | NN4562 | Network PC Power Management | Network PC Power Management | NonEquip | 5 | Computers | 22.4% | Prescriptive_all | 56.5% | 358.0438 | 504.8998 | 751.4082 | 1058.2308 | 1364.2212 | 1495.6062 | 1370.9503 | 1001.134 | 573.8663 | 267.4254 | 358.0438 | 862.9435 | 1614.3517 | 2672.5826 | 4036.8038 | 5532.41 | 6903.3603 | 7904.4943 | 8478.3606 | 8745.7861 | 0.053259 | 0.12836 | 0.24013 | 0.39755 | 0.60047 | 0.82294 | 1.0269 | 1.1758 | 1.2612 | 1.3009 | 0.037092 | 0.089398 | 0.16724 | 0.27687 | 0.4182 | 0.57314 | 0.71516 | 0.81888 | 0.87833 | 0.90603
Healthcare_Existing_Network PC Power Management_TRC | Ach | Healthcare | Office Equipment | Computers | TRC | Existing | NE4549 | Network PC Power Management | Network PC Power Management | NonEquip | 5 | Computers | 22.4% | Prescriptive_all_existing | 56.5% | 2990.3696 | 3725.2757 | 3750.9205 | 3784.9811 | 3819.2989 | 3852.2235 | 3886.4842 | 3917.295 | 3947.9956 | 3974.3468 | 2990.3696 | 6715.6452 | 10466.5658 | 14251.5469 | 18070.8458 | 21923.0693 | 25809.5535 | 29726.8485 | 33674.8441 | 37649.1908 | 0.44482 | 0.99895 | 1.5569 | 2.1199 | 2.688 | 3.2611 | 3.8392 | 4.4219 | 5.0091 | 5.6003 | 0.30979 | 0.69572 | 1.0843 | 1.4764 | 1.8721 | 2.2712 | 2.6738 | 3.0796 | 3.4886 | 3.9003
Healthcare_New_Tank Wrap on Water Heater_TRC | Ach | Healthcare | Domestic Hot Water | Centralized water heaters | TRC | New | NN2898 | Tank Wrap on Water Heater | Tank Wrap on Water Heater | NonEquip | 7 | Centralized water heaters | 55.99% | Prescriptive_water heater | 2.633% | 6.5013 | 9.6493 | 15.5647 | 25.0709 | 40.0631 | 61.1812 | 91.8846 | 133.5585 | 184.6336 | 235.5575 | 6.5013 | 16.1506 | 31.7152 | 56.7861 | 96.8492 | 158.0303 | 249.915 | 383.4735 | 568.1071 | 803.6646 | 0.00065122 | 0.0016178 | 0.0031769 | 0.0056882 | 0.0097013 | 0.01583 | 0.025034 | 0.038412 | 0.056907 | 0.080502 | 0.00066443 | 0.0016506 | 0.0032413 | 0.0058036 | 0.009898 | 0.016151 | 0.025541 | 0.039191 | 0.058061 | 0.082135
Healthcare_Existing_Tank Wrap on Water Heater_TRC | Ach | Healthcare | Domestic Hot Water | Centralized water heaters | TRC | Existing | NE2885 | Tank Wrap on Water Heater | Tank Wrap on Water Heater | NonEquip | 7 | Centralized water heaters | 55.99% | Prescriptive_water heater_existing | 2.633% | 64.8365 | 109.45 | 177.9756 | 289.0118 | 465.6514 | 739.6023 | 1152.2438 | 1733.7589 | 2476.8035 | 3260.7553 | 64.8365 | 174.2865 | 352.262 | 641.2738 | 1106.9253 | 1846.5276 | 2998.7714 | 4732.5303 | 7209.3338 | 10470.0891 | 0.0064946 | 0.017458 | 0.035286 | 0.064236 | 0.11088 | 0.18496 | 0.30038 | 0.47405 | 0.72215 | 1.0488 | 0.0066263 | 0.017812 | 0.036001 | 0.065539 | 0.11313 | 0.18872 | 0.30648 | 0.48367 | 0.7368 | 1.07
Healthcare_New_HVAC tune-up_RTU_TRC | Ach | Healthcare | Space Cooling | Central chillers inside | TRC | New | NN3912 | HVAC tune-up_RTU | HVAC tune-up_RTU | NonEquip | 5 | Packaged air conditioning units (RTUs) | 0% | Prescriptive_package HP | 5% | 0 | 0 | 0 | 0 | 0 | 0 | 0 | 0 | 0 | 0 | 0 | 0 | 0 | 0 | 0 | 0 | 0 | 0 | 0 | 0 | 0 | 0 | 0 | 0 | 0 | 0 | 0 | 0 | 0 | 0 | 0 | 0 | 0 | 0 | 0 | 0 | 0 | 0 | 0 | 0
Healthcare_New_Facility Energy Management System_TRC | Ach | Healthcare | Space Cooling | Central chillers inside | TRC | New | NN3678 | Facility Energy Management System | Facility Energy Management System | NonEquip | 15 |  | 4.276% | Custom_improvement | 20% | 0 | 0 | 0 | 0 | 0 | 0 | 0 | 0 | 0 | 0 | 0 | 0 | 0 | 0 | 0 | 0 | 0 | 0 | 0 | 0 | 0 | 0 | 0 | 0 | 0 | 0 | 0 | 0 | 0 | 0 | 0 | 0 | 0 | 0 | 0 | 0 | 0 | 0 | 0 | 0
Healthcare_New_Dedicated Outdoor Air System on VRF unit_TRC | Ach | Healthcare | Space Cooling | Central chillers inside | TRC | New | NN3418 | Dedicated Outdoor Air System on VRF unit | Dedicated Outdoor Air System on VRF unit | NonEquip | 15 | Residential-type central air conditioners | 0% | Prescriptive_all | 17.5% | 0 | 0 | 0 | 0 | 0 | 0 | 0 | 0 | 0 | 0 | 0 | 0 | 0 | 0 | 0 | 0 | 0 | 0 | 0 | 0 | 0 | 0 | 0 | 0 | 0 | 0 | 0 | 0 | 0 | 0 | 0 | 0 | 0 | 0 | 0 | 0 | 0 | 0 | 0 | 0
Healthcare_New_Chilled Water System - Variable Speed Drives_TRC | Ach | Healthcare | Space Cooling | Central chillers inside | TRC | New | NN3314 | Chilled Water System - Variable Speed Drives | Chilled Water System - Variable Speed Drives | NonEquip | 13 | Central chillers inside | 73.99% | Prescriptive_all | 24.74% | 0 | 0 | 0 | 0 | 0 | 0 | 0 | 0 | 0 | 0 | 0 | 0 | 0 | 0 | 0 | 0 | 0 | 0 | 0 | 0 | 0 | 0 | 0 | 0 | 0 | 0 | 0 | 0 | 0 | 0 | 0 | 0 | 0 | 0 | 0 | 0 | 0 | 0 | 0 | 0
Healthcare_New_Ceiling Insulation(R2 to R38)_TRC | Ach | Healthcare | Space Cooling | Central chillers inside | TRC | New | NN3210 | Ceiling Insulation(R2 to R38) | Ceiling Insulation(R2 to R38) | NonEquip | 20 |  | 0% | Prescriptive_all | 12.52% | 0 | 0 | 0 | 0 | 0 | 0 | 0 | 0 | 0 | 0 | 0 | 0 | 0 | 0 | 0 | 0 | 0 | 0 | 0 | 0 | 0 | 0 | 0 | 0 | 0 | 0 | 0 | 0 | 0 | 0 | 0 | 0 | 0 | 0 | 0 | 0 | 0 | 0 | 0 | 0
Healthcare_Existing_Wall Insulation_TRC | Ach | Healthcare | Space Cooling | Central chillers inside | TRC | Existing | NE4211 | Wall Insulation | Wall Insulation | NonEquip | 20 |  | 26.6% | Prescriptive_all_existing | 6.832% | 0 | 0 | 0 | 0 | 0 | 0 | 0 | 0 | 0 | 0 | 0 | 0 | 0 | 0 | 0 | 0 | 0 | 0 | 0 | 0 | 0 | 0 | 0 | 0 | 0 | 0 | 0 | 0 | 0 | 0 | 0 | 0 | 0 | 0 | 0 | 0 | 0 | 0 | 0 | 0
Healthcare_Existing_HVAC tune-up_RTU_TRC | Ach | Healthcare | Space Cooling | Central chillers inside | TRC | Existing | NE3899 | HVAC tune-up_RTU | HVAC tune-up_RTU | NonEquip | 5 | Packaged air conditioning units (RTUs) | 0% | Prescriptive_package HP_existing | 5% | 0 | 0 | 0 | 0 | 0 | 0 | 0 | 0 | 0 | 0 | 0 | 0 | 0 | 0 | 0 | 0 | 0 | 0 | 0 | 0 | 0 | 0 | 0 | 0 | 0 | 0 | 0 | 0 | 0 | 0 | 0 | 0 | 0 | 0 | 0 | 0 | 0 | 0 | 0 | 0
Healthcare_Existing_Facility Energy Management System_TRC | Ach | Healthcare | Space Cooling | Central chillers inside | TRC | Existing | NE3665 | Facility Energy Management System | Facility Energy Management System | NonEquip | 15 |  | 0.5043% | Custom_improvement_existing | 20% | 0 | 0 | 0 | 0 | 0 | 0 | 0 | 0 | 0 | 0 | 0 | 0 | 0 | 0 | 0 | 0 | 0 | 0 | 0 | 0 | 0 | 0 | 0 | 0 | 0 | 0 | 0 | 0 | 0 | 0 | 0 | 0 | 0 | 0 | 0 | 0 | 0 | 0 | 0 | 0
Healthcare_Existing_Dedicated Outdoor Air System on VRF unit_TRC | Ach | Healthcare | Space Cooling | Central chillers inside | TRC | Existing | NE3405 | Dedicated Outdoor Air System on VRF unit | Dedicated Outdoor Air System on VRF unit | NonEquip | 15 | Residential-type central air conditioners | 0% | Prescriptive_all_existing | 17.5% | 0 | 0 | 0 | 0 | 0 | 0 | 0 | 0 | 0 | 0 | 0 | 0 | 0 | 0 | 0 | 0 | 0 | 0 | 0 | 0 | 0 | 0 | 0 | 0 | 0 | 0 | 0 | 0 | 0 | 0 | 0 | 0 | 0 | 0 | 0 | 0 | 0 | 0 | 0 | 0
Healthcare_Existing_Chilled Water System - Variable Speed Drives_TRC | Ach | Healthcare | Space Cooling | Central chillers inside | TRC | Existing | NE3301 | Chilled Water System - Variable Speed Drives | Chilled Water System - Variable Speed Drives | NonEquip | 13 | Central chillers inside | 73.99% | Prescriptive_all_existing | 24.74% | 0 | 0 | 0 | 0 | 0 | 0 | 0 | 0 | 0 | 0 | 0 | 0 | 0 | 0 | 0 | 0 | 0 | 0 | 0 | 0 | 0 | 0 | 0 | 0 | 0 | 0 | 0 | 0 | 0 | 0 | 0 | 0 | 0 | 0 | 0 | 0 | 0 | 0 | 0 | 0
Healthcare_Existing_Ceiling Insulation(R2 to R38)_TRC | Ach | Healthcare | Space Cooling | Central chillers inside | TRC | Existing | NE3197 | Ceiling Insulation(R2 to R38) | Ceiling Insulation(R2 to R38) | NonEquip | 20 |  | 45.6% | Prescriptive_all_existing | 12.52% | 0 | 0 | 0 | 0 | 0 | 0 | 0 | 0 | 0 | 0 | 0 | 0 | 0 | 0 | 0 | 0 | 0 | 0 | 0 | 0 | 0 | 0 | 0 | 0 | 0 | 0 | 0 | 0 | 0 | 0 | 0 | 0 | 0 | 0 | 0 | 0 | 0 | 0 | 0 | 0
Healthcare_Turnover_High Efficiency Chiller (Water cooled-centrifugal, 200 tons)_TRC | Ach | Healthcare | Space Cooling | Central chillers inside | TRC | Turnover | ET980 | High Efficiency Chiller (Water cooled-centrifugal, 200 tons) | High Efficiency Chiller (Water cooled-centrifugal, 200 tons) | Equip | 20 | Central chillers inside | 28.37% | Prescriptive_all | 4.362% | 0 | 0 | 0 | 0 | 0 | 0 | 0 | 0 | 0 | 0 | 0 | 0 | 0 | 0 | 0 | 0 | 0 | 0 | 0 | 0 | 0 | 0 | 0 | 0 | 0 | 0 | 0 | 0 | 0 | 0 | 0 | 0 | 0 | 0 | 0 | 0 | 0 | 0 | 0 | 0
Healthcare_Turnover_High Efficiency Chiller (Air Cooled, 50 tons)_TRC | Ach | Healthcare | Space Cooling | Central chillers inside | TRC | Turnover | ET902 | High Efficiency Chiller (Air Cooled, 50 tons) | High Efficiency Chiller (Air Cooled, 50 tons) | Equip | 20 | Central chillers inside | 28.37% | Prescriptive_all | 8.759% | 0 | 0 | 0 | 0 | 0 | 0 | 0 | 0 | 0 | 0 | 0 | 0 | 0 | 0 | 0 | 0 | 0 | 0 | 0 | 0 | 0 | 0 | 0 | 0 | 0 | 0 | 0 | 0 | 0 | 0 | 0 | 0 | 0 | 0 | 0 | 0 | 0 | 0 | 0 | 0
Healthcare_Turnover_High Efficiency Chiller (Water cooled-positive displacement, 100 tons)_TRC | Ach | Healthcare | Space Cooling | Central chillers inside | TRC | Turnover | ET1058 | High Efficiency Chiller (Water cooled-positive displacement, 100 tons) | High Efficiency Chiller (Water cooled-positive displacement, 100 tons) | Equip | 20 | Central chillers inside | 28.37% | Prescriptive_all | 2.683% | 0 | 0 | 0 | 0 | 0 | 0 | 0 | 0 | 0 | 0 | 0 | 0 | 0 | 0 | 0 | 0 | 0 | 0 | 0 | 0 | 0 | 0 | 0 | 0 | 0 | 0 | 0 | 0 | 0 | 0 | 0 | 0 | 0 | 0 | 0 | 0 | 0 | 0 | 0 | 0
Healthcare_New_High Efficiency Chiller (Air Cooled, 50 tons)_TRC | Ach | Healthcare | Space Cooling | Central chillers inside | TRC | New | EN928 | High Efficiency Chiller (Air Cooled, 50 tons) | High Efficiency Chiller (Air Cooled, 50 tons) | Equip | 20 | Central chillers inside | 28.37% | Prescriptive_all | 8.759% | 0 | 0 | 0 | 0 | 0 | 0 | 0 | 0 | 0 | 0 | 0 | 0 | 0 | 0 | 0 | 0 | 0 | 0 | 0 | 0 | 0 | 0 | 0 | 0 | 0 | 0 | 0 | 0 | 0 | 0 | 0 | 0 | 0 | 0 | 0 | 0 | 0 | 0 | 0 | 0
Healthcare_New_High Efficiency Chiller (Water cooled-positive displacement, 100 tons)_TRC | Ach | Healthcare | Space Cooling | Central chillers inside | TRC | New | EN1084 | High Efficiency Chiller (Water cooled-positive displacement, 100 tons) | High Efficiency Chiller (Water cooled-positive displacement, 100 tons) | Equip | 20 | Central chillers inside | 28.37% | Prescriptive_all | 2.683% | 0 | 0 | 0 | 0 | 0 | 0 | 0 | 0 | 0 | 0 | 0 | 0 | 0 | 0 | 0 | 0 | 0 | 0 | 0 | 0 | 0 | 0 | 0 | 0 | 0 | 0 | 0 | 0 | 0 | 0 | 0 | 0 | 0 | 0 | 0 | 0 | 0 | 0 | 0 | 0
Healthcare_New_High Efficiency Chiller (Water cooled-centrifugal, 200 tons)_TRC | Ach | Healthcare | Space Cooling | Central chillers inside | TRC | New | EN1006 | High Efficiency Chiller (Water cooled-centrifugal, 200 tons) | High Efficiency Chiller (Water cooled-centrifugal, 200 tons) | Equip | 20 | Central chillers inside | 28.37% | Prescriptive_all | 4.362% | 0 | 0 | 0 | 0 | 0 | 0 | 0 | 0 | 0 | 0 | 0 | 0 | 0 | 0 | 0 | 0 | 0 | 0 | 0 | 0 | 0 | 0 | 0 | 0 | 0 | 0 | 0 | 0 | 0 | 0 | 0 | 0 | 0 | 0 | 0 | 0 | 0 | 0 | 0 | 0
Healthcare_New_Interior Lighting Controls_TRC | Ach | Healthcare | Interior Lighting | case lighting | TRC | New | NN4432 | Interior Lighting Controls | Interior Lighting Controls | NonEquip | 8 | Overhead (fluorescent/LED/CFL U-shape) | 0% | Prescriptive_lighting control | 28% | 0 | 0 | 0 | 0 | 0 | 0 | 0 | 0 | 0 | 0 | 0 | 0 | 0 | 0 | 0 | 0 | 0 | 0 | 0 | 0 | 0 | 0 | 0 | 0 | 0 | 0 | 0 | 0 | 0 | 0 | 0 | 0 | 0 | 0 | 0 | 0 | 0 | 0 | 0 | 0
Healthcare_New_Facility Energy Management System_TRC | Ach | Healthcare | Interior Lighting | case lighting | TRC | New | NN3704 | Facility Energy Management System | Facility Energy Management System | NonEquip | 15 |  | 4.276% | Custom_improvement | 24% | 0.36906 | 0.49035 | 0.69065 | 0.93123 | 1.1728 | 1.3013 | 1.2743 | 1.0667 | 0.7507 | 0.44783 | 0.36906 | 0.85941 | 1.5501 | 2.4813 | 3.6541 | 4.9554 | 6.2297 | 7.2965 | 8.0472 | 8.495 | 7.7354e-05 | 0.00018013 | 0.00032488 | 0.00052006 | 0.00076587 | 0.0010386 | 0.0013057 | 0.0015293 | 0.0016866 | 0.0017805 | 6.6517e-06 | 1.5489e-05 | 2.7937e-05 | 4.4721e-05 | 6.5859e-05 | 8.9312e-05 | 0.00011228 | 0.00013151 | 0.00014504 | 0.00015311
Healthcare_Existing_Interior Lighting Controls_TRC | Ach | Healthcare | Interior Lighting | case lighting | TRC | Existing | NE4419 | Interior Lighting Controls | Interior Lighting Controls | NonEquip | 8 | Overhead (fluorescent/LED/CFL U-shape) | 0% | Prescriptive_lighting control_existing | 28% | 0 | 0 | 0 | 0 | 0 | 0 | 0 | 0 | 0 | 0 | 0 | 0 | 0 | 0 | 0 | 0 | 0 | 0 | 0 | 0 | 0 | 0 | 0 | 0 | 0 | 0 | 0 | 0 | 0 | 0 | 0 | 0 | 0 | 0 | 0 | 0 | 0 | 0 | 0 | 0
Healthcare_Existing_Facility Energy Management System_TRC | Ach | Healthcare | Interior Lighting | case lighting | TRC | Existing | NE3691 | Facility Energy Management System | Facility Energy Management System | NonEquip | 15 |  | 0.5043% | Custom_improvement_existing | 24% | 0.42415 | 0.45291 | 0.45603 | 0.46017 | 0.46434 | 0.46834 | 0.47251 | 0.47625 | 0.47999 | 0.48319 | 0.42415 | 0.87706 | 1.3331 | 1.7933 | 2.2576 | 2.7259 | 3.1984 | 3.6747 | 4.1547 | 4.6379 | 8.89e-05 | 0.00018383 | 0.00027941 | 0.00037586 | 0.00047318 | 0.00057134 | 0.00067037 | 0.00077019 | 0.0008708 | 0.00097207 | 7.6446e-06 | 1.5808e-05 | 2.4027e-05 | 3.232e-05 | 4.0689e-05 | 4.913e-05 | 5.7646e-05 | 6.623e-05 | 7.4881e-05 | 8.359e-05
Healthcare_New_Facility Energy Management System_TRC | Ach | Healthcare | Space Heating | Boilers | TRC | New | NN3652 | Facility Energy Management System | Facility Energy Management System | NonEquip | 15 |  | 4.276% | Custom_improvement | 20% | 0 | 0 | 0 | 0 | 0 | 0 | 0 | 0 | 0 | 0 | 0 | 0 | 0 | 0 | 0 | 0 | 0 | 0 | 0 | 0 | 0 | 0 | 0 | 0 | 0 | 0 | 0 | 0 | 0 | 0 | 0 | 0 | 0 | 0 | 0 | 0 | 0 | 0 | 0 | 0
Healthcare_New_Dedicated Outdoor Air System on VRF unit_TRC | Ach | Healthcare | Space Heating | Boilers | TRC | New | NN3392 | Dedicated Outdoor Air System on VRF unit | Dedicated Outdoor Air System on VRF unit | NonEquip | 15 | Residential/split system heat pump | 0% | Prescriptive_all | 10% | 0 | 0 | 0 | 0 | 0 | 0 | 0 | 0 | 0 | 0 | 0 | 0 | 0 | 0 | 0 | 0 | 0 | 0 | 0 | 0 | 0 | 0 | 0 | 0 | 0 | 0 | 0 | 0 | 0 | 0 | 0 | 0 | 0 | 0 | 0 | 0 | 0 | 0 | 0 | 0
Healthcare_New_Ceiling Insulation(R2 to R38)_TRC | Ach | Healthcare | Space Heating | Boilers | TRC | New | NN3184 | Ceiling Insulation(R2 to R38) | Ceiling Insulation(R2 to R38) | NonEquip | 20 |  | 0% | Prescriptive_all | 4.385% | 0 | 0 | 0 | 0 | 0 | 0 | 0 | 0 | 0 | 0 | 0 | 0 | 0 | 0 | 0 | 0 | 0 | 0 | 0 | 0 | 0 | 0 | 0 | 0 | 0 | 0 | 0 | 0 | 0 | 0 | 0 | 0 | 0 | 0 | 0 | 0 | 0 | 0 | 0 | 0
Healthcare_Existing_Wall Insulation_TRC | Ach | Healthcare | Space Heating | Boilers | TRC | Existing | NE4237 | Wall Insulation | Wall Insulation | NonEquip | 20 |  | 26.6% | Prescriptive_all_existing | 0.3857% | 0 | 0 | 0 | 0 | 0 | 0 | 0 | 0 | 0 | 0 | 0 | 0 | 0 | 0 | 0 | 0 | 0 | 0 | 0 | 0 | 0 | 0 | 0 | 0 | 0 | 0 | 0 | 0 | 0 | 0 | 0 | 0 | 0 | 0 | 0 | 0 | 0 | 0 | 0 | 0
Healthcare_Existing_Facility Energy Management System_TRC | Ach | Healthcare | Space Heating | Boilers | TRC | Existing | NE3639 | Facility Energy Management System | Facility Energy Management System | NonEquip | 15 |  | 0.5043% | Custom_improvement_existing | 20% | 0 | 0 | 0 | 0 | 0 | 0 | 0 | 0 | 0 | 0 | 0 | 0 | 0 | 0 | 0 | 0 | 0 | 0 | 0 | 0 | 0 | 0 | 0 | 0 | 0 | 0 | 0 | 0 | 0 | 0 | 0 | 0 | 0 | 0 | 0 | 0 | 0 | 0 | 0 | 0
Healthcare_Existing_Dedicated Outdoor Air System on VRF unit_TRC | Ach | Healthcare | Space Heating | Boilers | TRC | Existing | NE3379 | Dedicated Outdoor Air System on VRF unit | Dedicated Outdoor Air System on VRF unit | NonEquip | 15 | Residential/split system heat pump | 0% | Prescriptive_all_existing | 10% | 0 | 0 | 0 | 0 | 0 | 0 | 0 | 0 | 0 | 0 | 0 | 0 | 0 | 0 | 0 | 0 | 0 | 0 | 0 | 0 | 0 | 0 | 0 | 0 | 0 | 0 | 0 | 0 | 0 | 0 | 0 | 0 | 0 | 0 | 0 | 0 | 0 | 0 | 0 | 0
Healthcare_Existing_Ceiling Insulation(R2 to R38)_TRC | Ach | Healthcare | Space Heating | Boilers | TRC | Existing | NE3171 | Ceiling Insulation(R2 to R38) | Ceiling Insulation(R2 to R38) | NonEquip | 20 |  | 45.6% | Prescriptive_all_existing | 4.839% | 0 | 0 | 0 | 0 | 0 | 0 | 0 | 0 | 0 | 0 | 0 | 0 | 0 | 0 | 0 | 0 | 0 | 0 | 0 | 0 | 0 | 0 | 0 | 0 | 0 | 0 | 0 | 0 | 0 | 0 | 0 | 0 | 0 | 0 | 0 | 0 | 0 | 0 | 0 | 0
Healthcare_New_Tank Wrap on Water Heater_TRC | Ach | Healthcare | Domestic Hot Water | "Point-of-Use" water heaters | TRC | New | NN2898 | Tank Wrap on Water Heater | Tank Wrap on Water Heater | NonEquip | 7 | Centralized water heaters | 0% | Prescriptive_water heater | 2.633% | 0 | 0 | 0 | 0 | 0 | 0 | 0 | 0 | 0 | 0 | 0 | 0 | 0 | 0 | 0 | 0 | 0 | 0 | 0 | 0 | 0 | 0 | 0 | 0 | 0 | 0 | 0 | 0 | 0 | 0 | 0 | 0 | 0 | 0 | 0 | 0 | 0 | 0 | 0 | 0
Healthcare_Existing_Tank Wrap on Water Heater_TRC | Ach | Healthcare | Domestic Hot Water | "Point-of-Use" water heaters | TRC | Existing | NE2885 | Tank Wrap on Water Heater | Tank Wrap on Water Heater | NonEquip | 7 | Centralized water heaters | 0% | Prescriptive_water heater_existing | 2.633% | 0 | 0 | 0 | 0 | 0 | 0 | 0 | 0 | 0 | 0 | 0 | 0 | 0 | 0 | 0 | 0 | 0 | 0 | 0 | 0 | 0 | 0 | 0 | 0 | 0 | 0 | 0 | 0 | 0 | 0 | 0 | 0 | 0 | 0 | 0 | 0 | 0 | 0 | 0 | 0
Hospitals_New_Strip Curtains for Walk-ins_TRC | Ach | Hospitals | Refrigeration | Walk-in cooler | TRC | New | NN4901 | Strip Curtains for Walk-ins | Strip Curtains for Walk-ins | NonEquip | 4 | Walk-in cooler | 3.76% | Prescriptive_refrigeration control | 2.115% | 0.14385 | 0.20962 | 0.33023 | 0.50942 | 0.75841 | 1.0344 | 1.2984 | 1.4354 | 1.329 | 0.98139 | 0.14385 | 0.35347 | 0.6837 | 1.1931 | 1.9515 | 2.9859 | 4.2844 | 5.7198 | 7.0488 | 8.0302 | 1.865e-05 | 4.5829e-05 | 8.8645e-05 | 0.00015469 | 0.00025303 | 0.00038714 | 0.00055549 | 0.0007416 | 0.00091391 | 0.0010412 | 1.5622e-05 | 3.8387e-05 | 7.4252e-05 | 0.00012958 | 0.00021194 | 0.00032428 | 0.00046529 | 0.00062118 | 0.00076551 | 0.0008721
Hospitals_New_PSC to ECM Evaporator Fan Motor (Walk-In, Refrigerator)_TRC | Ach | Hospitals | Refrigeration | Walk-in cooler | TRC | New | NN4849 | PSC to ECM Evaporator Fan Motor (Walk-In, Refrigerator) | PSC to ECM Evaporator Fan Motor (Walk-In, Refrigerator) | NonEquip | 15 | Walk-in cooler | 68.68% | Prescriptive_ECM | 37.5% | 95.7019 | 139.3072 | 218.559 | 335.5286 | 495.3511 | 667.0787 | 821.0891 | 882.4987 | 787.0496 | 556.3849 | 95.7019 | 235.009 | 453.568 | 789.0966 | 1284.4477 | 1951.5264 | 2772.6156 | 3655.1143 | 4442.1639 | 4998.5488 | 0.012408 | 0.03047 | 0.058807 | 0.10231 | 0.16654 | 0.25303 | 0.35948 | 0.4739 | 0.57595 | 0.64809 | 0.010393 | 0.025523 | 0.049259 | 0.085698 | 0.13949 | 0.21194 | 0.30111 | 0.39695 | 0.48243 | 0.54285
Hospitals_New_PSC to ECM Evaporator Fan Motor (Reach-In)_TRC | Ach | Hospitals | Refrigeration | Walk-in cooler | TRC | New | NN4823 | PSC to ECM Evaporator Fan Motor (Reach-In) | PSC to ECM Evaporator Fan Motor (Reach-In) | NonEquip | 15 | Display cases | 0% | Prescriptive_ECM | 37.5% | 0 | 0 | 0 | 0 | 0 | 0 | 0 | 0 | 0 | 0 | 0 | 0 | 0 | 0 | 0 | 0 | 0 | 0 | 0 | 0 | 0 | 0 | 0 | 0 | 0 | 0 | 0 | 0 | 0 | 0 | 0 | 0 | 0 | 0 | 0 | 0 | 0 | 0 | 0 | 0
Hospitals_Existing_Strip Curtains for Walk-ins_TRC | Ach | Hospitals | Refrigeration | Walk-in cooler | TRC | Existing | NE4888 | Strip Curtains for Walk-ins | Strip Curtains for Walk-ins | NonEquip | 4 | Walk-in cooler | 3.76% | Prescriptive_refrigeration control_existing | 2.115% | 1.8593 | 2.9781 | 4.716 | 7.3129 | 10.9452 | 15.4812 | 20.1001 | 22.9357 | 21.8804 | 16.6246 | 1.8593 | 4.8375 | 9.5535 | 16.8664 | 27.8116 | 43.2928 | 63.3929 | 86.3286 | 108.2089 | 124.8336 | 0.00024107 | 0.0006272 | 0.0012387 | 0.0021868 | 0.0036059 | 0.0056131 | 0.0082192 | 0.011193 | 0.01403 | 0.016185 | 0.00020193 | 0.00052536 | 0.0010375 | 0.0018317 | 0.0030204 | 0.0047017 | 0.0068846 | 0.0093755 | 0.011752 | 0.013557
Hospitals_Existing_PSC to ECM Evaporator Fan Motor (Walk-In, Refrigerator)_TRC | Ach | Hospitals | Refrigeration | Walk-in cooler | TRC | Existing | NE4836 | PSC to ECM Evaporator Fan Motor (Walk-In, Refrigerator) | PSC to ECM Evaporator Fan Motor (Walk-In, Refrigerator) | NonEquip | 15 | Walk-in cooler | 17.17% | Prescriptive_ECM_existing | 37.5% | 247.4092 | 395.855 | 624.2833 | 963.4334 | 1430.0003 | 1997.2356 | 2542.9002 | 2821.1272 | 2592.4061 | 1885.4678 | 247.4092 | 643.2642 | 1267.5475 | 2230.9809 | 3660.9812 | 5658.2169 | 8201.1171 | 11022.2443 | 13614.6504 | 15500.1183 | 0.032078 | 0.083403 | 0.16434 | 0.28926 | 0.47467 | 0.73362 | 1.0633 | 1.4291 | 1.7652 | 2.0097 | 0.026869 | 0.06986 | 0.13766 | 0.24229 | 0.39759 | 0.6145 | 0.89066 | 1.197 | 1.4786 | 1.6834
Hospitals_Existing_PSC to ECM Evaporator Fan Motor (Reach-In)_TRC | Ach | Hospitals | Refrigeration | Walk-in cooler | TRC | Existing | NE4810 | PSC to ECM Evaporator Fan Motor (Reach-In) | PSC to ECM Evaporator Fan Motor (Reach-In) | NonEquip | 15 | Display cases | 0% | Prescriptive_ECM_existing | 37.5% | 0 | 0 | 0 | 0 | 0 | 0 | 0 | 0 | 0 | 0 | 0 | 0 | 0 | 0 | 0 | 0 | 0 | 0 | 0 | 0 | 0 | 0 | 0 | 0 | 0 | 0 | 0 | 0 | 0 | 0 | 0 | 0 | 0 | 0 | 0 | 0 | 0 | 0 | 0 | 0
Hospitals_Existing_Freezer-Cooler Replacement Gaskets_TRC | Ach | Hospitals | Refrigeration | Walk-in cooler | TRC | Existing | NE4706 | Freezer-Cooler Replacement Gaskets | Freezer-Cooler Replacement Gaskets | NonEquip | 4 | Display cases | 0% | Prescriptive_refrigeration control_existing | 3.131% | 0 | 0 | 0 | 0 | 0 | 0 | 0 | 0 | 0 | 0 | 0 | 0 | 0 | 0 | 0 | 0 | 0 | 0 | 0 | 0 | 0 | 0 | 0 | 0 | 0 | 0 | 0 | 0 | 0 | 0 | 0 | 0 | 0 | 0 | 0 | 0 | 0 | 0 | 0 | 0
Hospitals_New_Strip Curtains for Walk-ins_TRC | Ach | Hospitals | Refrigeration | Vending and ice makers | TRC | New | NN4901 | Strip Curtains for Walk-ins | Strip Curtains for Walk-ins | NonEquip | 4 | Walk-in cooler | 0% | Prescriptive_refrigeration control | 2.115% | 0 | 0 | 0 | 0 | 0 | 0 | 0 | 0 | 0 | 0 | 0 | 0 | 0 | 0 | 0 | 0 | 0 | 0 | 0 | 0 | 0 | 0 | 0 | 0 | 0 | 0 | 0 | 0 | 0 | 0 | 0 | 0 | 0 | 0 | 0 | 0 | 0 | 0 | 0 | 0
Hospitals_New_PSC to ECM Evaporator Fan Motor (Walk-In, Refrigerator)_TRC | Ach | Hospitals | Refrigeration | Vending and ice makers | TRC | New | NN4849 | PSC to ECM Evaporator Fan Motor (Walk-In, Refrigerator) | PSC to ECM Evaporator Fan Motor (Walk-In, Refrigerator) | NonEquip | 15 | Walk-in cooler | 0% | Prescriptive_ECM | 37.5% | 0 | 0 | 0 | 0 | 0 | 0 | 0 | 0 | 0 | 0 | 0 | 0 | 0 | 0 | 0 | 0 | 0 | 0 | 0 | 0 | 0 | 0 | 0 | 0 | 0 | 0 | 0 | 0 | 0 | 0 | 0 | 0 | 0 | 0 | 0 | 0 | 0 | 0 | 0 | 0
Hospitals_New_PSC to ECM Evaporator Fan Motor (Reach-In)_TRC | Ach | Hospitals | Refrigeration | Vending and ice makers | TRC | New | NN4823 | PSC to ECM Evaporator Fan Motor (Reach-In) | PSC to ECM Evaporator Fan Motor (Reach-In) | NonEquip | 15 | Display cases | 0% | Prescriptive_ECM | 37.5% | 0 | 0 | 0 | 0 | 0 | 0 | 0 | 0 | 0 | 0 | 0 | 0 | 0 | 0 | 0 | 0 | 0 | 0 | 0 | 0 | 0 | 0 | 0 | 0 | 0 | 0 | 0 | 0 | 0 | 0 | 0 | 0 | 0 | 0 | 0 | 0 | 0 | 0 | 0 | 0
Hospitals_Existing_Strip Curtains for Walk-ins_TRC | Ach | Hospitals | Refrigeration | Vending and ice makers | TRC | Existing | NE4888 | Strip Curtains for Walk-ins | Strip Curtains for Walk-ins | NonEquip | 4 | Walk-in cooler | 0% | Prescriptive_refrigeration control_existing | 2.115% | 0 | 0 | 0 | 0 | 0 | 0 | 0 | 0 | 0 | 0 | 0 | 0 | 0 | 0 | 0 | 0 | 0 | 0 | 0 | 0 | 0 | 0 | 0 | 0 | 0 | 0 | 0 | 0 | 0 | 0 | 0 | 0 | 0 | 0 | 0 | 0 | 0 | 0 | 0 | 0
Hospitals_Existing_PSC to ECM Evaporator Fan Motor (Walk-In, Refrigerator)_TRC | Ach | Hospitals | Refrigeration | Vending and ice makers | TRC | Existing | NE4836 | PSC to ECM Evaporator Fan Motor (Walk-In, Refrigerator) | PSC to ECM Evaporator Fan Motor (Walk-In, Refrigerator) | NonEquip | 15 | Walk-in cooler | 0% | Prescriptive_ECM_existing | 37.5% | 0 | 0 | 0 | 0 | 0 | 0 | 0 | 0 | 0 | 0 | 0 | 0 | 0 | 0 | 0 | 0 | 0 | 0 | 0 | 0 | 0 | 0 | 0 | 0 | 0 | 0 | 0 | 0 | 0 | 0 | 0 | 0 | 0 | 0 | 0 | 0 | 0 | 0 | 0 | 0
Hospitals_Existing_PSC to ECM Evaporator Fan Motor (Reach-In)_TRC | Ach | Hospitals | Refrigeration | Vending and ice makers | TRC | Existing | NE4810 | PSC to ECM Evaporator Fan Motor (Reach-In) | PSC to ECM Evaporator Fan Motor (Reach-In) | NonEquip | 15 | Display cases | 0% | Prescriptive_ECM_existing | 37.5% | 0 | 0 | 0 | 0 | 0 | 0 | 0 | 0 | 0 | 0 | 0 | 0 | 0 | 0 | 0 | 0 | 0 | 0 | 0 | 0 | 0 | 0 | 0 | 0 | 0 | 0 | 0 | 0 | 0 | 0 | 0 | 0 | 0 | 0 | 0 | 0 | 0 | 0 | 0 | 0
Hospitals_Existing_Freezer-Cooler Replacement Gaskets_TRC | Ach | Hospitals | Refrigeration | Vending and ice makers | TRC | Existing | NE4706 | Freezer-Cooler Replacement Gaskets | Freezer-Cooler Replacement Gaskets | NonEquip | 4 | Display cases | 0% | Prescriptive_refrigeration control_existing | 3.131% | 0 | 0 | 0 | 0 | 0 | 0 | 0 | 0 | 0 | 0 | 0 | 0 | 0 | 0 | 0 | 0 | 0 | 0 | 0 | 0 | 0 | 0 | 0 | 0 | 0 | 0 | 0 | 0 | 0 | 0 | 0 | 0 | 0 | 0 | 0 | 0 | 0 | 0 | 0 | 0
Hospitals_New_Outdoor Lighting Controls_TRC | Ach | Hospitals | Exterior Lighting | Street lighting | TRC | New | NN2977 | Outdoor Lighting Controls | Outdoor Lighting Controls | NonEquip | 8 | Exterior parking/lot lighting | 0% | Prescriptive_lighting control | 28% | 0 | 0 | 0 | 0 | 0 | 0 | 0 | 0 | 0 | 0 | 0 | 0 | 0 | 0 | 0 | 0 | 0 | 0 | 0 | 0 | 0 | 0 | 0 | 0 | 0 | 0 | 0 | 0 | 0 | 0 | 0 | 0 | 0 | 0 | 0 | 0 | 0 | 0 | 0 | 0
Hospitals_New_Bi-Level Lighting Control (Exterior)_TRC | Ach | Hospitals | Exterior Lighting | Street lighting | TRC | New | NN2951 | Bi-Level Lighting Control (Exterior) | Bi-Level Lighting Control (Exterior) | NonEquip | 9 | Exterior parking/lot lighting | 0% | Prescriptive_lighting control | 31% | 0 | 0 | 0 | 0 | 0 | 0 | 0 | 0 | 0 | 0 | 0 | 0 | 0 | 0 | 0 | 0 | 0 | 0 | 0 | 0 | 0 | 0 | 0 | 0 | 0 | 0 | 0 | 0 | 0 | 0 | 0 | 0 | 0 | 0 | 0 | 0 | 0 | 0 | 0 | 0
Hospitals_Existing_Outdoor Lighting Controls_TRC | Ach | Hospitals | Exterior Lighting | Street lighting | TRC | Existing | NE2964 | Outdoor Lighting Controls | Outdoor Lighting Controls | NonEquip | 8 | Exterior parking/lot lighting | 0% | Prescriptive_lighting control_existing | 28% | 0 | 0 | 0 | 0 | 0 | 0 | 0 | 0 | 0 | 0 | 0 | 0 | 0 | 0 | 0 | 0 | 0 | 0 | 0 | 0 | 0 | 0 | 0 | 0 | 0 | 0 | 0 | 0 | 0 | 0 | 0 | 0 | 0 | 0 | 0 | 0 | 0 | 0 | 0 | 0
Hospitals_Existing_Bi-Level Lighting Control (Exterior)_TRC | Ach | Hospitals | Exterior Lighting | Street lighting | TRC | Existing | NE2938 | Bi-Level Lighting Control (Exterior) | Bi-Level Lighting Control (Exterior) | NonEquip | 9 | Exterior parking/lot lighting | 0% | Prescriptive_lighting control_existing | 31% | 0 | 0 | 0 | 0 | 0 | 0 | 0 | 0 | 0 | 0 | 0 | 0 | 0 | 0 | 0 | 0 | 0 | 0 | 0 | 0 | 0 | 0 | 0 | 0 | 0 | 0 | 0 | 0 | 0 | 0 | 0 | 0 | 0 | 0 | 0 | 0 | 0 | 0 | 0 | 0
Hospitals_New_Outdoor Lighting Controls_TRC | Ach | Hospitals | Exterior Lighting | Spot lighting/Security/Flood | TRC | New | NN2977 | Outdoor Lighting Controls | Outdoor Lighting Controls | NonEquip | 8 | Exterior parking/lot lighting | 0% | Prescriptive_lighting control | 28% | 0 | 0 | 0 | 0 | 0 | 0 | 0 | 0 | 0 | 0 | 0 | 0 | 0 | 0 | 0 | 0 | 0 | 0 | 0 | 0 | 0 | 0 | 0 | 0 | 0 | 0 | 0 | 0 | 0 | 0 | 0 | 0 | 0 | 0 | 0 | 0 | 0 | 0 | 0 | 0
Hospitals_New_Bi-Level Lighting Control (Exterior)_TRC | Ach | Hospitals | Exterior Lighting | Spot lighting/Security/Flood | TRC | New | NN2951 | Bi-Level Lighting Control (Exterior) | Bi-Level Lighting Control (Exterior) | NonEquip | 9 | Exterior parking/lot lighting | 0% | Prescriptive_lighting control | 31% | 0 | 0 | 0 | 0 | 0 | 0 | 0 | 0 | 0 | 0 | 0 | 0 | 0 | 0 | 0 | 0 | 0 | 0 | 0 | 0 | 0 | 0 | 0 | 0 | 0 | 0 | 0 | 0 | 0 | 0 | 0 | 0 | 0 | 0 | 0 | 0 | 0 | 0 | 0 | 0
Hospitals_Existing_Outdoor Lighting Controls_TRC | Ach | Hospitals | Exterior Lighting | Spot lighting/Security/Flood | TRC | Existing | NE2964 | Outdoor Lighting Controls | Outdoor Lighting Controls | NonEquip | 8 | Exterior parking/lot lighting | 0% | Prescriptive_lighting control_existing | 28% | 0 | 0 | 0 | 0 | 0 | 0 | 0 | 0 | 0 | 0 | 0 | 0 | 0 | 0 | 0 | 0 | 0 | 0 | 0 | 0 | 0 | 0 | 0 | 0 | 0 | 0 | 0 | 0 | 0 | 0 | 0 | 0 | 0 | 0 | 0 | 0 | 0 | 0 | 0 | 0
Hospitals_Existing_Bi-Level Lighting Control (Exterior)_TRC | Ach | Hospitals | Exterior Lighting | Spot lighting/Security/Flood | TRC | Existing | NE2938 | Bi-Level Lighting Control (Exterior) | Bi-Level Lighting Control (Exterior) | NonEquip | 9 | Exterior parking/lot lighting | 0% | Prescriptive_lighting control_existing | 31% | 0 | 0 | 0 | 0 | 0 | 0 | 0 | 0 | 0 | 0 | 0 | 0 | 0 | 0 | 0 | 0 | 0 | 0 | 0 | 0 | 0 | 0 | 0 | 0 | 0 | 0 | 0 | 0 | 0 | 0 | 0 | 0 | 0 | 0 | 0 | 0 | 0 | 0 | 0 | 0
Hospitals_Turnover_LED Exterior Lighting_TRC | Ach | Hospitals | Exterior Lighting | Spot lighting/Security/Flood | TRC | Turnover | ET669 | LED Exterior Lighting | LED Exterior Lighting | Equip | 13 | Spot lighting/Security/Flood | 4.268% | Prescriptive_lighting | 60.51% | 20.4644 | 21.347 | 20.2165 | 15.2894 | 9.0554 | 4.3524 | 1.8278 | 0.71606 | 0.27262 | 0.10081 | 20.4644 | 41.8114 | 62.0279 | 77.3173 | 86.3726 | 90.725 | 92.5529 | 93.2689 | 93.5416 | 93.6424 | 0 | 0 | 0 | 0 | 0 | 0 | 0 | 0 | 0 | 0 | 0 | 0 | 0 | 0 | 0 | 0 | 0 | 0 | 0 | 0
Hospitals_New_LED Exterior Lighting_TRC | Ach | Hospitals | Exterior Lighting | Spot lighting/Security/Flood | TRC | New | EN695 | LED Exterior Lighting | LED Exterior Lighting | Equip | 13 | Spot lighting/Security/Flood | 4.624% | Prescriptive_lighting | 60.51% | 2.4089 | 2.4747 | 2.3229 | 1.7412 | 1.022 | 0.47177 | 0.1908 | 0.072131 | 0.026549 | 0.0095044 | 2.4089 | 4.8836 | 7.2065 | 8.9477 | 9.9697 | 10.4415 | 10.6323 | 10.7044 | 10.7309 | 10.7404 | 0 | 0 | 0 | 0 | 0 | 0 | 0 | 0 | 0 | 0 | 0 | 0 | 0 | 0 | 0 | 0 | 0 | 0 | 0 | 0
Hospitals_New_Bi-Level Lighting Control (Interior)_TRC | Ach | Hospitals | Interior Lighting | Spot lighting | TRC | New | NN4407 | Bi-Level Lighting Control (Interior) | Bi-Level Lighting Control (Interior) | NonEquip | 8 | Overhead (fluorescent/LED/CFL U-shape) | 0% | Prescriptive_lighting control | 31% | 0 | 0 | 0 | 0 | 0 | 0 | 0 | 0 | 0 | 0 | 0 | 0 | 0 | 0 | 0 | 0 | 0 | 0 | 0 | 0 | 0 | 0 | 0 | 0 | 0 | 0 | 0 | 0 | 0 | 0 | 0 | 0 | 0 | 0 | 0 | 0 | 0 | 0 | 0 | 0
Hospitals_New_Facility Energy Management System_TRC | Ach | Hospitals | Interior Lighting | Spot lighting | TRC | New | NN3705 | Facility Energy Management System | Facility Energy Management System | NonEquip | 15 |  | 4.276% | Custom_improvement | 24% | 0.36429 | 0.484 | 0.68171 | 0.91918 | 1.1576 | 1.2845 | 1.2578 | 1.0529 | 0.74099 | 0.44203 | 0.36429 | 0.84829 | 1.53 | 2.4492 | 3.6068 | 4.8913 | 6.1491 | 7.202 | 7.943 | 8.385 | 5.393e-05 | 0.00012558 | 0.00022651 | 0.00036258 | 0.00053396 | 0.00072411 | 0.00091033 | 0.0010662 | 0.0011759 | 0.0012413 | 4.6586e-05 | 0.00010848 | 0.00019566 | 0.00031321 | 0.00046125 | 0.00062551 | 0.00078637 | 0.00092102 | 0.0010158 | 0.0010723
Hospitals_Existing_Bi-Level Lighting Control (Interior)_TRC | Ach | Hospitals | Interior Lighting | Spot lighting | TRC | Existing | NE4394 | Bi-Level Lighting Control (Interior) | Bi-Level Lighting Control (Interior) | NonEquip | 8 | Overhead (fluorescent/LED/CFL U-shape) | 0% | Prescriptive_lighting control_existing | 31% | 0 | 0 | 0 | 0 | 0 | 0 | 0 | 0 | 0 | 0 | 0 | 0 | 0 | 0 | 0 | 0 | 0 | 0 | 0 | 0 | 0 | 0 | 0 | 0 | 0 | 0 | 0 | 0 | 0 | 0 | 0 | 0 | 0 | 0 | 0 | 0 | 0 | 0 | 0 | 0
Hospitals_Existing_Facility Energy Management System_TRC | Ach | Hospitals | Interior Lighting | Spot lighting | TRC | Existing | NE3692 | Facility Energy Management System | Facility Energy Management System | NonEquip | 15 |  | 5.375% | Custom_improvement_existing | 24% | 4.6442 | 4.7646 | 4.7974 | 4.8409 | 4.8848 | 4.9269 | 4.9708 | 5.0102 | 5.0494 | 5.0831 | 4.6442 | 9.4088 | 14.2062 | 19.0471 | 23.932 | 28.8589 | 33.8297 | 38.8398 | 43.8893 | 48.9724 | 0.00068754 | 0.0013929 | 0.0021031 | 0.0028198 | 0.0035429 | 0.0042723 | 0.0050082 | 0.0057499 | 0.0064975 | 0.00725 | 0.00059392 | 0.0012032 | 0.0018167 | 0.0024358 | 0.0030605 | 0.0036906 | 0.0043262 | 0.004967 | 0.0056127 | 0.0062627
Hospitals_New_Network PC Power Management_TRC | Ach | Hospitals | Office Equipment | Servers | TRC | New | NN4563 | Network PC Power Management | Network PC Power Management | NonEquip | 5 | Computers | 0% | Prescriptive_all | 56.5% | 0 | 0 | 0 | 0 | 0 | 0 | 0 | 0 | 0 | 0 | 0 | 0 | 0 | 0 | 0 | 0 | 0 | 0 | 0 | 0 | 0 | 0 | 0 | 0 | 0 | 0 | 0 | 0 | 0 | 0 | 0 | 0 | 0 | 0 | 0 | 0 | 0 | 0 | 0 | 0
Hospitals_Existing_Network PC Power Management_TRC | Ach | Hospitals | Office Equipment | Servers | TRC | Existing | NE4550 | Network PC Power Management | Network PC Power Management | NonEquip | 5 | Computers | 0% | Prescriptive_all_existing | 56.5% | 0 | 0 | 0 | 0 | 0 | 0 | 0 | 0 | 0 | 0 | 0 | 0 | 0 | 0 | 0 | 0 | 0 | 0 | 0 | 0 | 0 | 0 | 0 | 0 | 0 | 0 | 0 | 0 | 0 | 0 | 0 | 0 | 0 | 0 | 0 | 0 | 0 | 0 | 0 | 0
Hospitals_New_Smart Thermostat_TRC | Ach | Hospitals | Space Cooling | Residential-type central air conditioners | TRC | New | NN4147 | Smart Thermostat | Smart Thermostat | NonEquip | 11 |  | 31.48% | Prescriptive_all | 10% | 4.6541 | 6.5009 | 9.5823 | 13.3645 | 17.0621 | 18.5275 | 16.8284 | 12.1829 | 6.9256 | 3.2006 | 4.6541 | 11.155 | 20.7373 | 34.1018 | 51.1639 | 69.6913 | 86.5198 | 98.7027 | 105.6282 | 108.8289 | 0.00038902 | 0.00093241 | 0.0017334 | 0.0028505 | 0.0042766 | 0.0058253 | 0.0072319 | 0.0082502 | 0.0088291 | 0.0090967 | 0 | 0 | 0 | 0 | 0 | 0 | 0 | 0 | 0 | 0
Hospitals_New_Programmable Thermostat_TRC | Ach | Hospitals | Space Cooling | Residential-type central air conditioners | TRC | New | NN4043 | Programmable Thermostat | Programmable Thermostat | NonEquip | 11 |  | 0% | Prescriptive_all | 3.6% | 0 | 0 | 0 | 0 | 0 | 0 | 0 | 0 | 0 | 0 | 0 | 0 | 0 | 0 | 0 | 0 | 0 | 0 | 0 | 0 | 0 | 0 | 0 | 0 | 0 | 0 | 0 | 0 | 0 | 0 | 0 | 0 | 0 | 0 | 0 | 0 | 0 | 0 | 0 | 0
Hospitals_New_HVAC tune-up_RTU_TRC | Ach | Hospitals | Space Cooling | Residential-type central air conditioners | TRC | New | NN3913 | HVAC tune-up_RTU | HVAC tune-up_RTU | NonEquip | 5 | Packaged air conditioning units (RTUs) | 0% | Prescriptive_package HP | 5% | 0 | 0 | 0 | 0 | 0 | 0 | 0 | 0 | 0 | 0 | 0 | 0 | 0 | 0 | 0 | 0 | 0 | 0 | 0 | 0 | 0 | 0 | 0 | 0 | 0 | 0 | 0 | 0 | 0 | 0 | 0 | 0 | 0 | 0 | 0 | 0 | 0 | 0 | 0 | 0
Hospitals_New_Facility Energy Management System_TRC | Ach | Hospitals | Space Cooling | Residential-type central air conditioners | TRC | New | NN3679 | Facility Energy Management System | Facility Energy Management System | NonEquip | 15 |  | 4.276% | Custom_improvement | 20% | 0.7091 | 0.94267 | 1.3285 | 1.7923 | 2.2585 | 2.5075 | 2.4569 | 2.0578 | 1.449 | 0.86489 | 0.7091 | 1.6518 | 2.9803 | 4.7726 | 7.0311 | 9.5386 | 11.9955 | 14.0533 | 15.5023 | 16.3672 | 0.00010498 | 0.00024453 | 0.00044121 | 0.00070655 | 0.0010409 | 0.0014121 | 0.0017758 | 0.0020805 | 0.002295 | 0.002423 | 0 | 0 | 0 | 0 | 0 | 0 | 0 | 0 | 0 | 0
Hospitals_New_Dedicated Outdoor Air System on VRF unit_TRC | Ach | Hospitals | Space Cooling | Residential-type central air conditioners | TRC | New | NN3419 | Dedicated Outdoor Air System on VRF unit | Dedicated Outdoor Air System on VRF unit | NonEquip | 15 | Residential-type central air conditioners | 58.91% | Prescriptive_all | 17.5% | 19.1035 | 26.4441 | 38.4499 | 52.5802 | 65.3747 | 68.7587 | 60.4713 | 42.8169 | 24.3856 | 11.6463 | 19.1035 | 45.5476 | 83.9975 | 136.5777 | 201.9524 | 270.7111 | 331.1824 | 373.9993 | 398.3849 | 410.0311 | 0.005813 | 0.01386 | 0.02556 | 0.041559 | 0.061452 | 0.082375 | 0.10078 | 0.1138 | 0.12123 | 0.12477 | 0 | 0 | 0 | 0 | 0 | 0 | 0 | 0 | 0 | 0
Hospitals_New_Chilled Water System - Variable Speed Drives_TRC | Ach | Hospitals | Space Cooling | Residential-type central air conditioners | TRC | New | NN3315 | Chilled Water System - Variable Speed Drives | Chilled Water System - Variable Speed Drives | NonEquip | 13 | Central chillers inside | 0% | Prescriptive_all | 24.74% | 0 | 0 | 0 | 0 | 0 | 0 | 0 | 0 | 0 | 0 | 0 | 0 | 0 | 0 | 0 | 0 | 0 | 0 | 0 | 0 | 0 | 0 | 0 | 0 | 0 | 0 | 0 | 0 | 0 | 0 | 0 | 0 | 0 | 0 | 0 | 0 | 0 | 0 | 0 | 0
Hospitals_New_Ceiling Insulation(R2 to R38)_TRC | Ach | Hospitals | Space Cooling | Residential-type central air conditioners | TRC | New | NN3211 | Ceiling Insulation(R2 to R38) | Ceiling Insulation(R2 to R38) | NonEquip | 20 |  | 0% | Prescriptive_all | 2.322% | 0 | 0 | 0 | 0 | 0 | 0 | 0 | 0 | 0 | 0 | 0 | 0 | 0 | 0 | 0 | 0 | 0 | 0 | 0 | 0 | 0 | 0 | 0 | 0 | 0 | 0 | 0 | 0 | 0 | 0 | 0 | 0 | 0 | 0 | 0 | 0 | 0 | 0 | 0 | 0
Hospitals_Existing_Wall Insulation_TRC | Ach | Hospitals | Space Cooling | Residential-type central air conditioners | TRC | Existing | NE4212 | Wall Insulation | Wall Insulation | NonEquip | 20 |  | 0% | Prescriptive_all_existing | 11.74% | 0 | 0 | 0 | 0 | 0 | 0 | 0 | 0 | 0 | 0 | 0 | 0 | 0 | 0 | 0 | 0 | 0 | 0 | 0 | 0 | 0 | 0 | 0 | 0 | 0 | 0 | 0 | 0 | 0 | 0 | 0 | 0 | 0 | 0 | 0 | 0 | 0 | 0 | 0 | 0
Hospitals_Existing_Smart Thermostat_TRC | Ach | Hospitals | Space Cooling | Residential-type central air conditioners | TRC | Existing | NE4134 | Smart Thermostat | Smart Thermostat | NonEquip | 11 |  | 31.48% | Prescriptive_all_existing | 10% | 48.5188 | 74.3549 | 110.7911 | 156.2255 | 201.671 | 228.384 | 215.6943 | 161.9569 | 95.296 | 45.5198 | 48.5188 | 122.8737 | 233.6648 | 389.8903 | 591.5613 | 819.9453 | 1035.6396 | 1197.5965 | 1292.8925 | 1338.4123 | 0.0040555 | 0.010271 | 0.019531 | 0.03259 | 0.049447 | 0.068537 | 0.086566 | 0.1001 | 0.10807 | 0.11187 | 0 | 0 | 0 | 0 | 0 | 0 | 0 | 0 | 0 | 0
Hospitals_Existing_Programmable Thermostat_TRC | Ach | Hospitals | Space Cooling | Residential-type central air conditioners | TRC | Existing | NE4030 | Programmable Thermostat | Programmable Thermostat | NonEquip | 11 |  | 0% | Prescriptive_all_existing | 3.6% | 0 | 0 | 0 | 0 | 0 | 0 | 0 | 0 | 0 | 0 | 0 | 0 | 0 | 0 | 0 | 0 | 0 | 0 | 0 | 0 | 0 | 0 | 0 | 0 | 0 | 0 | 0 | 0 | 0 | 0 | 0 | 0 | 0 | 0 | 0 | 0 | 0 | 0 | 0 | 0
Hospitals_Existing_HVAC tune-up_RTU_TRC | Ach | Hospitals | Space Cooling | Residential-type central air conditioners | TRC | Existing | NE3900 | HVAC tune-up_RTU | HVAC tune-up_RTU | NonEquip | 5 | Packaged air conditioning units (RTUs) | 0% | Prescriptive_package HP_existing | 5% | 0 | 0 | 0 | 0 | 0 | 0 | 0 | 0 | 0 | 0 | 0 | 0 | 0 | 0 | 0 | 0 | 0 | 0 | 0 | 0 | 0 | 0 | 0 | 0 | 0 | 0 | 0 | 0 | 0 | 0 | 0 | 0 | 0 | 0 | 0 | 0 | 0 | 0 | 0 | 0
Hospitals_Existing_Facility Energy Management System_TRC | Ach | Hospitals | Space Cooling | Residential-type central air conditioners | TRC | Existing | NE3666 | Facility Energy Management System | Facility Energy Management System | NonEquip | 15 |  | 5.375% | Custom_improvement_existing | 20% | 9.286 | 13.5393 | 19.2803 | 26.2844 | 33.4732 | 38.742 | 39.47 | 34.3016 | 25.0182 | 15.4454 | 9.286 | 22.8254 | 42.1057 | 68.3901 | 101.8633 | 140.6053 | 180.0753 | 214.3769 | 239.3951 | 254.8404 | 0.0013747 | 0.0033791 | 0.0062334 | 0.010125 | 0.01508 | 0.020816 | 0.026659 | 0.031737 | 0.035441 | 0.037727 | 0 | 0 | 0 | 0 | 0 | 0 | 0 | 0 | 0 | 0
Hospitals_Existing_Dedicated Outdoor Air System on VRF unit_TRC | Ach | Hospitals | Space Cooling | Residential-type central air conditioners | TRC | Existing | NE3406 | Dedicated Outdoor Air System on VRF unit | Dedicated Outdoor Air System on VRF unit | NonEquip | 15 | Residential-type central air conditioners | 58.91% | Prescriptive_all_existing | 17.5% | 202.1648 | 309.7325 | 461.337 | 650.2263 | 838.9944 | 949.883 | 897.2388 | 674.0793 | 396.8991 | 189.6806 | 202.1648 | 511.8973 | 973.2343 | 1623.4606 | 2462.4549 | 3412.3379 | 4309.5768 | 4983.656 | 5380.5552 | 5570.2357 | 0.061517 | 0.15577 | 0.29615 | 0.49401 | 0.7493 | 1.0383 | 1.3114 | 1.5165 | 1.6373 | 1.695 | 0 | 0 | 0 | 0 | 0 | 0 | 0 | 0 | 0 | 0
Hospitals_Existing_Chilled Water System - Variable Speed Drives_TRC | Ach | Hospitals | Space Cooling | Residential-type central air conditioners | TRC | Existing | NE3302 | Chilled Water System - Variable Speed Drives | Chilled Water System - Variable Speed Drives | NonEquip | 13 | Central chillers inside | 0% | Prescriptive_all_existing | 24.74% | 0 | 0 | 0 | 0 | 0 | 0 | 0 | 0 | 0 | 0 | 0 | 0 | 0 | 0 | 0 | 0 | 0 | 0 | 0 | 0 | 0 | 0 | 0 | 0 | 0 | 0 | 0 | 0 | 0 | 0 | 0 | 0 | 0 | 0 | 0 | 0 | 0 | 0 | 0 | 0
Hospitals_Existing_Ceiling Insulation(R2 to R38)_TRC | Ach | Hospitals | Space Cooling | Residential-type central air conditioners | TRC | Existing | NE3198 | Ceiling Insulation(R2 to R38) | Ceiling Insulation(R2 to R38) | NonEquip | 20 |  | 0% | Prescriptive_all_existing | 2.322% | 0 | 0 | 0 | 0 | 0 | 0 | 0 | 0 | 0 | 0 | 0 | 0 | 0 | 0 | 0 | 0 | 0 | 0 | 0 | 0 | 0 | 0 | 0 | 0 | 0 | 0 | 0 | 0 | 0 | 0 | 0 | 0 | 0 | 0 | 0 | 0 | 0 | 0 | 0 | 0
Hospitals_Turnover_Variable Refrigerant Flow (VRF) HVAC Systems_TRC | Ach | Hospitals | Space Cooling | Residential-type central air conditioners | TRC | Turnover | ET1371 | Variable Refrigerant Flow (VRF) HVAC Systems | Variable Refrigerant Flow (VRF) HVAC Systems | Equip | 15 | Residential-type central air conditioners | 49.09% | Prescriptive_package HP | 36.88% | 85.1076 | 125.9666 | 200.3536 | 313.8276 | 477.242 | 693.0003 | 936.9617 | 1135.422 | 1176.7744 | 989.6276 | 85.1076 | 211.0742 | 411.4278 | 725.2554 | 1202.4974 | 1895.4977 | 2832.4594 | 3967.8814 | 5144.6558 | 6134.2834 | 0.025898 | 0.064228 | 0.12519 | 0.22069 | 0.36591 | 0.57678 | 0.86189 | 1.2074 | 1.5655 | 1.8666 | 0 | 0 | 0 | 0 | 0 | 0 | 0 | 0 | 0 | 0
Hospitals_New_Variable Refrigerant Flow (VRF) HVAC Systems_TRC | Ach | Hospitals | Space Cooling | Residential-type central air conditioners | TRC | New | EN1397 | Variable Refrigerant Flow (VRF) HVAC Systems | Variable Refrigerant Flow (VRF) HVAC Systems | Equip | 15 | Residential-type central air conditioners | 49.09% | Prescriptive_package HP | 36.88% | 11.7758 | 17.1114 | 26.86 | 41.4793 | 62.1856 | 86.4645 | 112.7462 | 132.6623 | 133.9411 | 109.689 | 11.7758 | 28.8872 | 55.7473 | 97.2266 | 159.4122 | 245.8767 | 358.6229 | 491.2852 | 625.2264 | 734.9153 | 0.0035833 | 0.0087901 | 0.016963 | 0.029585 | 0.048508 | 0.074818 | 0.10913 | 0.14949 | 0.19025 | 0.22363 | 0 | 0 | 0 | 0 | 0 | 0 | 0 | 0 | 0 | 0
Hospitals_New_Smart Thermostat_TRC | Ach | Hospitals | Space Heating | Residential/split system heat pump | TRC | New | NN4173 | Smart Thermostat | Smart Thermostat | NonEquip | 11 |  | 31.48% | Prescriptive_all | 10% | 80.3718 | 112.4021 | 165.8804 | 231.6363 | 296.0845 | 321.9053 | 292.7414 | 212.1881 | 120.7681 | 55.8806 | 80.3718 | 192.7739 | 358.6543 | 590.2906 | 886.3751 | 1208.2804 | 1501.0218 | 1713.21 | 1833.9781 | 1889.8587 | 0 | 0 | 0 | 0 | 0 | 0 | 0 | 0 | 0 | 0 | 0.0019847 | 0.0047603 | 0.0088566 | 0.014577 | 0.021888 | 0.029837 | 0.037066 | 0.042306 | 0.045288 | 0.046668
Hospitals_New_Programmable Thermostat_TRC | Ach | Hospitals | Space Heating | Residential/split system heat pump | TRC | New | NN4069 | Programmable Thermostat | Programmable Thermostat | NonEquip | 11 |  | 0% | Prescriptive_all | 3.6% | 0 | 0 | 0 | 0 | 0 | 0 | 0 | 0 | 0 | 0 | 0 | 0 | 0 | 0 | 0 | 0 | 0 | 0 | 0 | 0 | 0 | 0 | 0 | 0 | 0 | 0 | 0 | 0 | 0 | 0 | 0 | 0 | 0 | 0 | 0 | 0 | 0 | 0 | 0 | 0
Hospitals_New_Facility Energy Management System_TRC | Ach | Hospitals | Space Heating | Residential/split system heat pump | TRC | New | NN3653 | Facility Energy Management System | Facility Energy Management System | NonEquip | 15 |  | 4.276% | Custom_improvement | 20% | 12.2455 | 16.299 | 22.998 | 31.0646 | 39.1931 | 43.566 | 42.7393 | 35.8406 | 25.2679 | 15.1004 | 12.2455 | 28.5445 | 51.5425 | 82.6071 | 121.8002 | 165.3662 | 208.1055 | 243.9461 | 269.214 | 284.3144 | 0 | 0 | 0 | 0 | 0 | 0 | 0 | 0 | 0 | 0 | 0.001566 | 0.0036504 | 0.0065914 | 0.010564 | 0.015576 | 0.021148 | 0.026613 | 0.031197 | 0.034428 | 0.036359
Hospitals_New_Dedicated Outdoor Air System on VRF unit_TRC | Ach | Hospitals | Space Heating | Residential/split system heat pump | TRC | New | NN3393 | Dedicated Outdoor Air System on VRF unit | Dedicated Outdoor Air System on VRF unit | NonEquip | 15 | Residential/split system heat pump | 58.91% | Prescriptive_all | 10% | 188.815 | 261.9396 | 381.9098 | 524.1315 | 654.7406 | 692.7724 | 613.4703 | 436.9845 | 249.395 | 118.6825 | 188.815 | 450.7546 | 832.6643 | 1356.7958 | 2011.5365 | 2704.3089 | 3317.7792 | 3754.7638 | 4004.1588 | 4122.8413 | 0 | 0 | 0 | 0 | 0 | 0 | 0 | 0 | 0 | 0 | 0.058072 | 0.13863 | 0.25609 | 0.4173 | 0.61867 | 0.83174 | 1.0204 | 1.1548 | 1.2315 | 1.268
Hospitals_New_Ceiling Insulation(R2 to R38)_TRC | Ach | Hospitals | Space Heating | Residential/split system heat pump | TRC | New | NN3185 | Ceiling Insulation(R2 to R38) | Ceiling Insulation(R2 to R38) | NonEquip | 20 |  | 0% | Prescriptive_all | 0.8136% | 0 | 0 | 0 | 0 | 0 | 0 | 0 | 0 | 0 | 0 | 0 | 0 | 0 | 0 | 0 | 0 | 0 | 0 | 0 | 0 | 0 | 0 | 0 | 0 | 0 | 0 | 0 | 0 | 0 | 0 | 0 | 0 | 0 | 0 | 0 | 0 | 0 | 0 | 0 | 0
Hospitals_Existing_Wall Insulation_TRC | Ach | Hospitals | Space Heating | Residential/split system heat pump | TRC | Existing | NE4238 | Wall Insulation | Wall Insulation | NonEquip | 20 |  | 0% | Prescriptive_all_existing | 0.6629% | 0 | 0 | 0 | 0 | 0 | 0 | 0 | 0 | 0 | 0 | 0 | 0 | 0 | 0 | 0 | 0 | 0 | 0 | 0 | 0 | 0 | 0 | 0 | 0 | 0 | 0 | 0 | 0 | 0 | 0 | 0 | 0 | 0 | 0 | 0 | 0 | 0 | 0 | 0 | 0
Hospitals_Existing_Smart Thermostat_TRC | Ach | Hospitals | Space Heating | Residential/split system heat pump | TRC | Existing | NE4160 | Smart Thermostat | Smart Thermostat | NonEquip | 11 |  | 31.48% | Prescriptive_all_existing | 10% | 839.6804 | 1284.1021 | 1913.471 | 2698.3684 | 3483.5793 | 3945.2179 | 3726.0263 | 2797.5735 | 1645.9363 | 786.131 | 839.6804 | 2123.7825 | 4037.2535 | 6735.6219 | 10219.2012 | 14164.4191 | 17890.4454 | 20688.019 | 22333.9552 | 23120.0862 | 0 | 0 | 0 | 0 | 0 | 0 | 0 | 0 | 0 | 0 | 0.020735 | 0.052445 | 0.099696 | 0.16633 | 0.25235 | 0.34978 | 0.44179 | 0.51087 | 0.55151 | 0.57093
Hospitals_Existing_Programmable Thermostat_TRC | Ach | Hospitals | Space Heating | Residential/split system heat pump | TRC | Existing | NE4056 | Programmable Thermostat | Programmable Thermostat | NonEquip | 11 |  | 0% | Prescriptive_all_existing | 3.6% | 0 | 0 | 0 | 0 | 0 | 0 | 0 | 0 | 0 | 0 | 0 | 0 | 0 | 0 | 0 | 0 | 0 | 0 | 0 | 0 | 0 | 0 | 0 | 0 | 0 | 0 | 0 | 0 | 0 | 0 | 0 | 0 | 0 | 0 | 0 | 0 | 0 | 0 | 0 | 0
Hospitals_Existing_Facility Energy Management System_TRC | Ach | Hospitals | Space Heating | Residential/split system heat pump | TRC | Existing | NE3640 | Facility Energy Management System | Facility Energy Management System | NonEquip | 15 |  | 5.375% | Custom_improvement_existing | 20% | 160.7067 | 160.1613 | 161.2638 | 162.7282 | 164.2036 | 165.6191 | 167.0921 | 168.4168 | 169.7367 | 170.8696 | 160.7067 | 320.8679 | 482.1317 | 644.8599 | 809.0635 | 974.6827 | 1141.7748 | 1310.1916 | 1479.9283 | 1650.7979 | 0 | 0 | 0 | 0 | 0 | 0 | 0 | 0 | 0 | 0 | 0.020552 | 0.041034 | 0.061656 | 0.082467 | 0.10347 | 0.12465 | 0.14601 | 0.16755 | 0.18926 | 0.21111
Hospitals_Existing_Dedicated Outdoor Air System on VRF unit_TRC | Ach | Hospitals | Space Heating | Residential/split system heat pump | TRC | Existing | NE3380 | Dedicated Outdoor Air System on VRF unit | Dedicated Outdoor Air System on VRF unit | NonEquip | 15 | Residential/split system heat pump | 58.91% | Prescriptive_all_existing | 10% | 1999.2713 | 3056.5995 | 4552.9954 | 6417.648 | 8281.388 | 9376.4289 | 8856.8071 | 6653.573 | 3917.2435 | 1871.8849 | 1999.2713 | 5055.8708 | 9608.8662 | 16026.5142 | 24307.9022 | 33684.3311 | 42541.1382 | 49194.7113 | 53111.9548 | 54983.8397 | 0 | 0 | 0 | 0 | 0 | 0 | 0 | 0 | 0 | 0 | 0.61489 | 1.555 | 2.9553 | 4.9291 | 7.4761 | 10.3599 | 13.0839 | 15.1303 | 16.3351 | 16.9108
Hospitals_Existing_Ceiling Insulation(R2 to R38)_TRC | Ach | Hospitals | Space Heating | Residential/split system heat pump | TRC | Existing | NE3172 | Ceiling Insulation(R2 to R38) | Ceiling Insulation(R2 to R38) | NonEquip | 20 |  | 0% | Prescriptive_all_existing | 0.8977% | 0 | 0 | 0 | 0 | 0 | 0 | 0 | 0 | 0 | 0 | 0 | 0 | 0 | 0 | 0 | 0 | 0 | 0 | 0 | 0 | 0 | 0 | 0 | 0 | 0 | 0 | 0 | 0 | 0 | 0 | 0 | 0 | 0 | 0 | 0 | 0 | 0 | 0 | 0 | 0
Hospitals_Turnover_Variable Refrigerant Flow (VRF) HVAC Systems_TRC | Ach | Hospitals | Space Heating | Residential/split system heat pump | TRC | Turnover | ET1410 | Variable Refrigerant Flow (VRF) HVAC Systems | Variable Refrigerant Flow (VRF) HVAC Systems | Equip | 15 | Residential/split system heat pump | 49.09% | Prescriptive_package HP | 31.25% | 1206.6105 | 1788.0641 | 2847.4316 | 4465.5579 | 6799.1068 | 9884.9663 | 13381.111 | 16235.1454 | 16846.925 | 14184.95 | 1206.6105 | 2994.6746 | 5842.1062 | 10307.6641 | 17106.7709 | 26991.7372 | 40372.8482 | 56607.9936 | 73454.9185 | 87639.8686 | 0 | 0 | 0 | 0 | 0 | 0 | 0 | 0 | 0 | 0 | 0.3711 | 0.92104 | 1.7968 | 3.1702 | 5.2613 | 8.3016 | 12.417 | 17.4103 | 22.5917 | 26.9545
Hospitals_New_Variable Refrigerant Flow (VRF) HVAC Systems_TRC | Ach | Hospitals | Space Heating | Residential/split system heat pump | TRC | New | EN1436 | Variable Refrigerant Flow (VRF) HVAC Systems | Variable Refrigerant Flow (VRF) HVAC Systems | Equip | 15 | Residential/split system heat pump | 49.09% | Prescriptive_package HP | 31.25% | 172.3366 | 250.7276 | 394.0497 | 609.2629 | 914.5158 | 1273.1158 | 1662.1132 | 1958.0995 | 1979.382 | 1622.958 | 172.3366 | 423.0642 | 817.1139 | 1426.3769 | 2340.8927 | 3614.0085 | 5276.1217 | 7234.2212 | 9213.6032 | 10836.5612 | 0 | 0 | 0 | 0 | 0 | 0 | 0 | 0 | 0 | 0 | 0.053004 | 0.13012 | 0.25131 | 0.4387 | 0.71996 | 1.1115 | 1.6227 | 2.225 | 2.8337 | 3.3329
Hospitals_New_Strip Curtains for Walk-ins_TRC | Ach | Hospitals | Refrigeration | Residential style | TRC | New | NN4901 | Strip Curtains for Walk-ins | Strip Curtains for Walk-ins | NonEquip | 4 | Walk-in cooler | 0% | Prescriptive_refrigeration control | 2.115% | 0 | 0 | 0 | 0 | 0 | 0 | 0 | 0 | 0 | 0 | 0 | 0 | 0 | 0 | 0 | 0 | 0 | 0 | 0 | 0 | 0 | 0 | 0 | 0 | 0 | 0 | 0 | 0 | 0 | 0 | 0 | 0 | 0 | 0 | 0 | 0 | 0 | 0 | 0 | 0
Hospitals_New_PSC to ECM Evaporator Fan Motor (Walk-In, Refrigerator)_TRC | Ach | Hospitals | Refrigeration | Residential style | TRC | New | NN4849 | PSC to ECM Evaporator Fan Motor (Walk-In, Refrigerator) | PSC to ECM Evaporator Fan Motor (Walk-In, Refrigerator) | NonEquip | 15 | Walk-in cooler | 0% | Prescriptive_ECM | 37.5% | 0 | 0 | 0 | 0 | 0 | 0 | 0 | 0 | 0 | 0 | 0 | 0 | 0 | 0 | 0 | 0 | 0 | 0 | 0 | 0 | 0 | 0 | 0 | 0 | 0 | 0 | 0 | 0 | 0 | 0 | 0 | 0 | 0 | 0 | 0 | 0 | 0 | 0 | 0 | 0
Hospitals_New_PSC to ECM Evaporator Fan Motor (Reach-In)_TRC | Ach | Hospitals | Refrigeration | Residential style | TRC | New | NN4823 | PSC to ECM Evaporator Fan Motor (Reach-In) | PSC to ECM Evaporator Fan Motor (Reach-In) | NonEquip | 15 | Display cases | 0% | Prescriptive_ECM | 37.5% | 0 | 0 | 0 | 0 | 0 | 0 | 0 | 0 | 0 | 0 | 0 | 0 | 0 | 0 | 0 | 0 | 0 | 0 | 0 | 0 | 0 | 0 | 0 | 0 | 0 | 0 | 0 | 0 | 0 | 0 | 0 | 0 | 0 | 0 | 0 | 0 | 0 | 0 | 0 | 0
Hospitals_Existing_Strip Curtains for Walk-ins_TRC | Ach | Hospitals | Refrigeration | Residential style | TRC | Existing | NE4888 | Strip Curtains for Walk-ins | Strip Curtains for Walk-ins | NonEquip | 4 | Walk-in cooler | 0% | Prescriptive_refrigeration control_existing | 2.115% | 0 | 0 | 0 | 0 | 0 | 0 | 0 | 0 | 0 | 0 | 0 | 0 | 0 | 0 | 0 | 0 | 0 | 0 | 0 | 0 | 0 | 0 | 0 | 0 | 0 | 0 | 0 | 0 | 0 | 0 | 0 | 0 | 0 | 0 | 0 | 0 | 0 | 0 | 0 | 0
Hospitals_Existing_PSC to ECM Evaporator Fan Motor (Walk-In, Refrigerator)_TRC | Ach | Hospitals | Refrigeration | Residential style | TRC | Existing | NE4836 | PSC to ECM Evaporator Fan Motor (Walk-In, Refrigerator) | PSC to ECM Evaporator Fan Motor (Walk-In, Refrigerator) | NonEquip | 15 | Walk-in cooler | 0% | Prescriptive_ECM_existing | 37.5% | 0 | 0 | 0 | 0 | 0 | 0 | 0 | 0 | 0 | 0 | 0 | 0 | 0 | 0 | 0 | 0 | 0 | 0 | 0 | 0 | 0 | 0 | 0 | 0 | 0 | 0 | 0 | 0 | 0 | 0 | 0 | 0 | 0 | 0 | 0 | 0 | 0 | 0 | 0 | 0
Hospitals_Existing_PSC to ECM Evaporator Fan Motor (Reach-In)_TRC | Ach | Hospitals | Refrigeration | Residential style | TRC | Existing | NE4810 | PSC to ECM Evaporator Fan Motor (Reach-In) | PSC to ECM Evaporator Fan Motor (Reach-In) | NonEquip | 15 | Display cases | 0% | Prescriptive_ECM_existing | 37.5% | 0 | 0 | 0 | 0 | 0 | 0 | 0 | 0 | 0 | 0 | 0 | 0 | 0 | 0 | 0 | 0 | 0 | 0 | 0 | 0 | 0 | 0 | 0 | 0 | 0 | 0 | 0 | 0 | 0 | 0 | 0 | 0 | 0 | 0 | 0 | 0 | 0 | 0 | 0 | 0
Hospitals_Existing_Freezer-Cooler Replacement Gaskets_TRC | Ach | Hospitals | Refrigeration | Residential style | TRC | Existing | NE4706 | Freezer-Cooler Replacement Gaskets | Freezer-Cooler Replacement Gaskets | NonEquip | 4 | Display cases | 0% | Prescriptive_refrigeration control_existing | 3.131% | 0 | 0 | 0 | 0 | 0 | 0 | 0 | 0 | 0 | 0 | 0 | 0 | 0 | 0 | 0 | 0 | 0 | 0 | 0 | 0 | 0 | 0 | 0 | 0 | 0 | 0 | 0 | 0 | 0 | 0 | 0 | 0 | 0 | 0 | 0 | 0 | 0 | 0 | 0 | 0
Hospitals_New_VSD Controlled Compressor_TRC | Ach | Hospitals | Miscellaneous | Pool pump | TRC | New | NN4537 | VSD Controlled Compressor | VSD Controlled Compressor | NonEquip | 15 | Others | 0% | Prescriptive_ECM | 20.79% | 0 | 0 | 0 | 0 | 0 | 0 | 0 | 0 | 0 | 0 | 0 | 0 | 0 | 0 | 0 | 0 | 0 | 0 | 0 | 0 | 0 | 0 | 0 | 0 | 0 | 0 | 0 | 0 | 0 | 0 | 0 | 0 | 0 | 0 | 0 | 0 | 0 | 0 | 0 | 0
Hospitals_New_Engine Block Timer_TRC | Ach | Hospitals | Miscellaneous | Pool pump | TRC | New | NN4485 | Engine Block Timer | Engine Block Timer | NonEquip | 5 | Others | 0% | Prescriptive_ECM | 36% | 0 | 0 | 0 | 0 | 0 | 0 | 0 | 0 | 0 | 0 | 0 | 0 | 0 | 0 | 0 | 0 | 0 | 0 | 0 | 0 | 0 | 0 | 0 | 0 | 0 | 0 | 0 | 0 | 0 | 0 | 0 | 0 | 0 | 0 | 0 | 0 | 0 | 0 | 0 | 0
Hospitals_Existing_VSD Controlled Compressor_TRC | Ach | Hospitals | Miscellaneous | Pool pump | TRC | Existing | NE4524 | VSD Controlled Compressor | VSD Controlled Compressor | NonEquip | 15 | Others | 0% | Prescriptive_ECM_existing | 20.79% | 0 | 0 | 0 | 0 | 0 | 0 | 0 | 0 | 0 | 0 | 0 | 0 | 0 | 0 | 0 | 0 | 0 | 0 | 0 | 0 | 0 | 0 | 0 | 0 | 0 | 0 | 0 | 0 | 0 | 0 | 0 | 0 | 0 | 0 | 0 | 0 | 0 | 0 | 0 | 0
Hospitals_Existing_Engine Block Timer_TRC | Ach | Hospitals | Miscellaneous | Pool pump | TRC | Existing | NE4472 | Engine Block Timer | Engine Block Timer | NonEquip | 5 | Others | 0% | Prescriptive_ECM_existing | 36% | 0 | 0 | 0 | 0 | 0 | 0 | 0 | 0 | 0 | 0 | 0 | 0 | 0 | 0 | 0 | 0 | 0 | 0 | 0 | 0 | 0 | 0 | 0 | 0 | 0 | 0 | 0 | 0 | 0 | 0 | 0 | 0 | 0 | 0 | 0 | 0 | 0 | 0 | 0 | 0
Hospitals_Turnover_Variable Speed Pool Pump_TRC | Ach | Hospitals | Miscellaneous | Pool pump | TRC | Turnover | ET2109 | Variable Speed Pool Pump | Variable Speed Pool Pump | Equip | 10 | Pool pump | 0% | Prescriptive_all | 64.36% | 0 | 0 | 0 | 0 | 0 | 0 | 0 | 0 | 0 | 0 | 0 | 0 | 0 | 0 | 0 | 0 | 0 | 0 | 0 | 0 | 0 | 0 | 0 | 0 | 0 | 0 | 0 | 0 | 0 | 0 | 0 | 0 | 0 | 0 | 0 | 0 | 0 | 0 | 0 | 0
Hospitals_Turnover_Solar Powered Pool Pump_TRC | Ach | Hospitals | Miscellaneous | Pool pump | TRC | Turnover | ET2034 | Solar Powered Pool Pump | Solar Powered Pool Pump | Equip | 10 | Pool pump | 0% | Prescriptive_all | 81% | 0 | 0 | 0 | 0 | 0 | 0 | 0 | 0 | 0 | 0 | 0 | 0 | 0 | 0 | 0 | 0 | 0 | 0 | 0 | 0 | 0 | 0 | 0 | 0 | 0 | 0 | 0 | 0 | 0 | 0 | 0 | 0 | 0 | 0 | 0 | 0 | 0 | 0 | 0 | 0
Hospitals_Turnover_Solar Pool Heater_TRC | Ach | Hospitals | Miscellaneous | Pool pump | TRC | Turnover | ET1995 | Solar Pool Heater | Solar Pool Heater | Equip | 15 | Pool pump | 0% | Prescriptive_all | 86.11% | 0 | 0 | 0 | 0 | 0 | 0 | 0 | 0 | 0 | 0 | 0 | 0 | 0 | 0 | 0 | 0 | 0 | 0 | 0 | 0 | 0 | 0 | 0 | 0 | 0 | 0 | 0 | 0 | 0 | 0 | 0 | 0 | 0 | 0 | 0 | 0 | 0 | 0 | 0 | 0
Hospitals_New_Variable Speed Pool Pump_TRC | Ach | Hospitals | Miscellaneous | Pool pump | TRC | New | EN2133 | Variable Speed Pool Pump | Variable Speed Pool Pump | Equip | 10 | Pool pump | 0% | Prescriptive_all | 64.36% | 0 | 0 | 0 | 0 | 0 | 0 | 0 | 0 | 0 | 0 | 0 | 0 | 0 | 0 | 0 | 0 | 0 | 0 | 0 | 0 | 0 | 0 | 0 | 0 | 0 | 0 | 0 | 0 | 0 | 0 | 0 | 0 | 0 | 0 | 0 | 0 | 0 | 0 | 0 | 0
Hospitals_New_Solar Powered Pool Pump_TRC | Ach | Hospitals | Miscellaneous | Pool pump | TRC | New | EN2058 | Solar Powered Pool Pump | Solar Powered Pool Pump | Equip | 10 | Pool pump | 0% | Prescriptive_all | 81% | 0 | 0 | 0 | 0 | 0 | 0 | 0 | 0 | 0 | 0 | 0 | 0 | 0 | 0 | 0 | 0 | 0 | 0 | 0 | 0 | 0 | 0 | 0 | 0 | 0 | 0 | 0 | 0 | 0 | 0 | 0 | 0 | 0 | 0 | 0 | 0 | 0 | 0 | 0 | 0
Hospitals_New_Solar Pool Heater_TRC | Ach | Hospitals | Miscellaneous | Pool pump | TRC | New | EN2021 | Solar Pool Heater | Solar Pool Heater | Equip | 15 | Pool pump | 0% | Prescriptive_all | 86.11% | 0 | 0 | 0 | 0 | 0 | 0 | 0 | 0 | 0 | 0 | 0 | 0 | 0 | 0 | 0 | 0 | 0 | 0 | 0 | 0 | 0 | 0 | 0 | 0 | 0 | 0 | 0 | 0 | 0 | 0 | 0 | 0 | 0 | 0 | 0 | 0 | 0 | 0 | 0 | 0
Hospitals_New_Smart Thermostat_TRC | Ach | Hospitals | Space Heating | Packaged central unit | TRC | New | NN4173 | Smart Thermostat | Smart Thermostat | NonEquip | 11 |  | 31.48% | Prescriptive_all | 10% | 24.5356 | 34.3137 | 50.6394 | 70.7131 | 90.3877 | 98.2702 | 89.3671 | 64.7761 | 36.8677 | 17.059 | 24.5356 | 58.8494 | 109.4888 | 180.2019 | 270.5896 | 368.8597 | 458.2268 | 523.0029 | 559.8706 | 576.9296 | 0 | 0 | 0 | 0 | 0 | 0 | 0 | 0 | 0 | 0 | 0.00060588 | 0.0014532 | 0.0027037 | 0.0044499 | 0.0066819 | 0.0091086 | 0.011315 | 0.012915 | 0.013825 | 0.014247
Hospitals_New_Programmable Thermostat_TRC | Ach | Hospitals | Space Heating | Packaged central unit | TRC | New | NN4069 | Programmable Thermostat | Programmable Thermostat | NonEquip | 11 |  | 0% | Prescriptive_all | 3.6% | 0 | 0 | 0 | 0 | 0 | 0 | 0 | 0 | 0 | 0 | 0 | 0 | 0 | 0 | 0 | 0 | 0 | 0 | 0 | 0 | 0 | 0 | 0 | 0 | 0 | 0 | 0 | 0 | 0 | 0 | 0 | 0 | 0 | 0 | 0 | 0 | 0 | 0 | 0 | 0
Hospitals_New_Facility Energy Management System_TRC | Ach | Hospitals | Space Heating | Packaged central unit | TRC | New | NN3653 | Facility Energy Management System | Facility Energy Management System | NonEquip | 15 |  | 4.276% | Custom_improvement | 20% | 3.7383 | 4.9757 | 7.0208 | 9.4833 | 11.9647 | 13.2997 | 13.0473 | 10.9413 | 7.7137 | 4.6098 | 3.7383 | 8.714 | 15.7347 | 25.218 | 37.1828 | 50.4824 | 63.5297 | 74.471 | 82.1847 | 86.7945 | 0 | 0 | 0 | 0 | 0 | 0 | 0 | 0 | 0 | 0 | 0.00047806 | 0.0011144 | 0.0020122 | 0.003225 | 0.004755 | 0.0064558 | 0.0081244 | 0.0095236 | 0.01051 | 0.0111
Hospitals_New_Dedicated Outdoor Air System on VRF unit_TRC | Ach | Hospitals | Space Heating | Packaged central unit | TRC | New | NN3393 | Dedicated Outdoor Air System on VRF unit | Dedicated Outdoor Air System on VRF unit | NonEquip | 15 | Residential/split system heat pump | 0% | Prescriptive_all | 10% | 0 | 0 | 0 | 0 | 0 | 0 | 0 | 0 | 0 | 0 | 0 | 0 | 0 | 0 | 0 | 0 | 0 | 0 | 0 | 0 | 0 | 0 | 0 | 0 | 0 | 0 | 0 | 0 | 0 | 0 | 0 | 0 | 0 | 0 | 0 | 0 | 0 | 0 | 0 | 0
Hospitals_New_Ceiling Insulation(R2 to R38)_TRC | Ach | Hospitals | Space Heating | Packaged central unit | TRC | New | NN3185 | Ceiling Insulation(R2 to R38) | Ceiling Insulation(R2 to R38) | NonEquip | 20 |  | 0% | Prescriptive_all | 0.8136% | 0 | 0 | 0 | 0 | 0 | 0 | 0 | 0 | 0 | 0 | 0 | 0 | 0 | 0 | 0 | 0 | 0 | 0 | 0 | 0 | 0 | 0 | 0 | 0 | 0 | 0 | 0 | 0 | 0 | 0 | 0 | 0 | 0 | 0 | 0 | 0 | 0 | 0 | 0 | 0
Hospitals_Existing_Wall Insulation_TRC | Ach | Hospitals | Space Heating | Packaged central unit | TRC | Existing | NE4238 | Wall Insulation | Wall Insulation | NonEquip | 20 |  | 0% | Prescriptive_all_existing | 0.6629% | 0 | 0 | 0 | 0 | 0 | 0 | 0 | 0 | 0 | 0 | 0 | 0 | 0 | 0 | 0 | 0 | 0 | 0 | 0 | 0 | 0 | 0 | 0 | 0 | 0 | 0 | 0 | 0 | 0 | 0 | 0 | 0 | 0 | 0 | 0 | 0 | 0 | 0 | 0 | 0
Hospitals_Existing_Smart Thermostat_TRC | Ach | Hospitals | Space Heating | Packaged central unit | TRC | Existing | NE4160 | Smart Thermostat | Smart Thermostat | NonEquip | 11 |  | 31.48% | Prescriptive_all_existing | 10% | 253.019 | 392.0063 | 584.1379 | 823.7487 | 1063.4552 | 1204.3827 | 1137.4686 | 854.0337 | 502.4658 | 239.9874 | 253.019 | 645.0253 | 1229.1632 | 2052.9119 | 3116.3671 | 4320.7497 | 5458.2183 | 6312.252 | 6814.7178 | 7054.7052 | 0 | 0 | 0 | 0 | 0 | 0 | 0 | 0 | 0 | 0 | 0.006248 | 0.015928 | 0.030353 | 0.050694 | 0.076955 | 0.1067 | 0.13478 | 0.15587 | 0.16828 | 0.17421
Hospitals_Existing_Programmable Thermostat_TRC | Ach | Hospitals | Space Heating | Packaged central unit | TRC | Existing | NE4056 | Programmable Thermostat | Programmable Thermostat | NonEquip | 11 |  | 0% | Prescriptive_all_existing | 3.6% | 0 | 0 | 0 | 0 | 0 | 0 | 0 | 0 | 0 | 0 | 0 | 0 | 0 | 0 | 0 | 0 | 0 | 0 | 0 | 0 | 0 | 0 | 0 | 0 | 0 | 0 | 0 | 0 | 0 | 0 | 0 | 0 | 0 | 0 | 0 | 0 | 0 | 0 | 0 | 0
Hospitals_Existing_Facility Energy Management System_TRC | Ach | Hospitals | Space Heating | Packaged central unit | TRC | Existing | NE3640 | Facility Energy Management System | Facility Energy Management System | NonEquip | 15 |  | 5.375% | Custom_improvement_existing | 20% | 48.4254 | 48.8935 | 49.2301 | 49.6771 | 50.1275 | 50.5596 | 51.0093 | 51.4137 | 51.8166 | 52.1625 | 48.4254 | 97.3189 | 146.5489 | 196.226 | 246.3535 | 296.9132 | 347.9225 | 399.3362 | 451.1528 | 503.3153 | 0 | 0 | 0 | 0 | 0 | 0 | 0 | 0 | 0 | 0 | 0.0061928 | 0.012445 | 0.018741 | 0.025094 | 0.031504 | 0.03797 | 0.044493 | 0.051068 | 0.057695 | 0.064365
Hospitals_Existing_Dedicated Outdoor Air System on VRF unit_TRC | Ach | Hospitals | Space Heating | Packaged central unit | TRC | Existing | NE3380 | Dedicated Outdoor Air System on VRF unit | Dedicated Outdoor Air System on VRF unit | NonEquip | 15 | Residential/split system heat pump | 0% | Prescriptive_all_existing | 10% | 0 | 0 | 0 | 0 | 0 | 0 | 0 | 0 | 0 | 0 | 0 | 0 | 0 | 0 | 0 | 0 | 0 | 0 | 0 | 0 | 0 | 0 | 0 | 0 | 0 | 0 | 0 | 0 | 0 | 0 | 0 | 0 | 0 | 0 | 0 | 0 | 0 | 0 | 0 | 0
Hospitals_Existing_Ceiling Insulation(R2 to R38)_TRC | Ach | Hospitals | Space Heating | Packaged central unit | TRC | Existing | NE3172 | Ceiling Insulation(R2 to R38) | Ceiling Insulation(R2 to R38) | NonEquip | 20 |  | 0% | Prescriptive_all_existing | 0.8977% | 0 | 0 | 0 | 0 | 0 | 0 | 0 | 0 | 0 | 0 | 0 | 0 | 0 | 0 | 0 | 0 | 0 | 0 | 0 | 0 | 0 | 0 | 0 | 0 | 0 | 0 | 0 | 0 | 0 | 0 | 0 | 0 | 0 | 0 | 0 | 0 | 0 | 0 | 0 | 0
Hospitals_Turnover_High Efficiency DX 135k- less than 240k BTU_TRC | Ach | Hospitals | Space Heating | Packaged central unit | TRC | Turnover | ET1215 | High Efficiency DX 135k- less than 240k BTU | High Efficiency DX 135k- less than 240k BTU | Equip | 15 | Packaged central unit | 94.56% | Prescriptive_all | 3.03% | 243.7687 | 346.2947 | 515.8659 | 727.2517 | 938.5942 | 1062.9305 | 1003.7986 | 753.5935 | 443.3165 | 211.7058 | 243.7687 | 590.0634 | 1105.9293 | 1833.181 | 2771.7752 | 3834.7057 | 4838.5043 | 5592.0978 | 6035.4143 | 6247.1201 | 0 | 0 | 0 | 0 | 0 | 0 | 0 | 0 | 0 | 0 | 0 | 0 | 0 | 0 | 0 | 0 | 0 | 0 | 0 | 0
Hospitals_New_High Efficiency DX 135k- less than 240k BTU_TRC | Ach | Hospitals | Space Heating | Packaged central unit | TRC | New | EN1241 | High Efficiency DX 135k- less than 240k BTU | High Efficiency DX 135k- less than 240k BTU | Equip | 15 | Packaged central unit | 94.56% | Prescriptive_all | 3.03% | 29.159 | 40.6677 | 59.7887 | 83.0995 | 105.7309 | 114.6522 | 104.4239 | 76.1203 | 43.6222 | 20.286 | 29.159 | 69.8267 | 129.6155 | 212.715 | 318.4459 | 433.0981 | 537.522 | 613.6423 | 657.2645 | 677.5506 | 0 | 0 | 0 | 0 | 0 | 0 | 0 | 0 | 0 | 0 | 0 | 0 | 0 | 0 | 0 | 0 | 0 | 0 | 0 | 0
Hospitals_New_Smart Thermostat_TRC | Ach | Hospitals | Space Cooling | Packaged air conditioning units (RTUs) | TRC | New | NN4147 | Smart Thermostat | Smart Thermostat | NonEquip | 11 |  | 31.48% | Prescriptive_all | 10% | 891.0259 | 1242.5839 | 1826.9191 | 2538.2879 | 3222.8374 | 3474.441 | 3130.2819 | 2251.3712 | 1278.3451 | 594.6473 | 891.0259 | 2133.6098 | 3960.5288 | 6498.8167 | 9721.6542 | 13196.0952 | 16326.377 | 18577.7483 | 19856.0934 | 20450.7407 | 0.074478 | 0.17834 | 0.33105 | 0.54322 | 0.8126 | 1.103 | 1.3647 | 1.5529 | 1.6597 | 1.7094 | 0 | 0 | 0 | 0 | 0 | 0 | 0 | 0 | 0 | 0
Hospitals_New_Programmable Thermostat_TRC | Ach | Hospitals | Space Cooling | Packaged air conditioning units (RTUs) | TRC | New | NN4043 | Programmable Thermostat | Programmable Thermostat | NonEquip | 11 |  | 0% | Prescriptive_all | 3.6% | 0 | 0 | 0 | 0 | 0 | 0 | 0 | 0 | 0 | 0 | 0 | 0 | 0 | 0 | 0 | 0 | 0 | 0 | 0 | 0 | 0 | 0 | 0 | 0 | 0 | 0 | 0 | 0 | 0 | 0 | 0 | 0 | 0 | 0 | 0 | 0 | 0 | 0 | 0 | 0
Hospitals_New_HVAC tune-up_RTU_TRC | Ach | Hospitals | Space Cooling | Packaged air conditioning units (RTUs) | TRC | New | NN3913 | HVAC tune-up_RTU | HVAC tune-up_RTU | NonEquip | 5 | Packaged air conditioning units (RTUs) | 94.56% | Prescriptive_package HP | 5% | 470.2669 | 685.486 | 1080.6515 | 1677.6515 | 2528.2863 | 3526.0797 | 4591.0172 | 5368.9573 | 5379.393 | 4379.7628 | 470.2669 | 1155.7529 | 2236.4044 | 3914.0559 | 6442.3422 | 9968.4219 | 14559.4391 | 19928.3964 | 25307.7894 | 29687.5522 | 0.14482 | 0.35591 | 0.68869 | 1.2053 | 1.9839 | 3.0697 | 4.4835 | 6.1368 | 7.7934 | 9.1421 | 0.011126 | 0.027343 | 0.052909 | 0.092599 | 0.15241 | 0.23583 | 0.34445 | 0.47147 | 0.59874 | 0.70235
Hospitals_New_Facility Energy Management System_TRC | Ach | Hospitals | Space Cooling | Packaged air conditioning units (RTUs) | TRC | New | NN3679 | Facility Energy Management System | Facility Energy Management System | NonEquip | 15 |  | 4.276% | Custom_improvement | 20% | 135.7576 | 180.1818 | 253.288 | 340.4081 | 426.6115 | 470.2236 | 457.0111 | 380.2778 | 267.4639 | 160.6892 | 135.7576 | 315.9395 | 569.2275 | 909.6356 | 1336.2472 | 1806.4707 | 2263.4819 | 2643.7596 | 2911.2235 | 3071.9127 | 0.020098 | 0.046772 | 0.08427 | 0.13466 | 0.19782 | 0.26743 | 0.33509 | 0.39139 | 0.43098 | 0.45477 | 0 | 0 | 0 | 0 | 0 | 0 | 0 | 0 | 0 | 0
Hospitals_New_Dedicated Outdoor Air System on VRF unit_TRC | Ach | Hospitals | Space Cooling | Packaged air conditioning units (RTUs) | TRC | New | NN3419 | Dedicated Outdoor Air System on VRF unit | Dedicated Outdoor Air System on VRF unit | NonEquip | 15 | Residential-type central air conditioners | 0% | Prescriptive_all | 17.5% | 0 | 0 | 0 | 0 | 0 | 0 | 0 | 0 | 0 | 0 | 0 | 0 | 0 | 0 | 0 | 0 | 0 | 0 | 0 | 0 | 0 | 0 | 0 | 0 | 0 | 0 | 0 | 0 | 0 | 0 | 0 | 0 | 0 | 0 | 0 | 0 | 0 | 0 | 0 | 0
Hospitals_New_Chilled Water System - Variable Speed Drives_TRC | Ach | Hospitals | Space Cooling | Packaged air conditioning units (RTUs) | TRC | New | NN3315 | Chilled Water System - Variable Speed Drives | Chilled Water System - Variable Speed Drives | NonEquip | 13 | Central chillers inside | 0% | Prescriptive_all | 24.74% | 0 | 0 | 0 | 0 | 0 | 0 | 0 | 0 | 0 | 0 | 0 | 0 | 0 | 0 | 0 | 0 | 0 | 0 | 0 | 0 | 0 | 0 | 0 | 0 | 0 | 0 | 0 | 0 | 0 | 0 | 0 | 0 | 0 | 0 | 0 | 0 | 0 | 0 | 0 | 0
Hospitals_New_Ceiling Insulation(R2 to R38)_TRC | Ach | Hospitals | Space Cooling | Packaged air conditioning units (RTUs) | TRC | New | NN3211 | Ceiling Insulation(R2 to R38) | Ceiling Insulation(R2 to R38) | NonEquip | 20 |  | 0% | Prescriptive_all | 2.322% | 0 | 0 | 0 | 0 | 0 | 0 | 0 | 0 | 0 | 0 | 0 | 0 | 0 | 0 | 0 | 0 | 0 | 0 | 0 | 0 | 0 | 0 | 0 | 0 | 0 | 0 | 0 | 0 | 0 | 0 | 0 | 0 | 0 | 0 | 0 | 0 | 0 | 0 | 0 | 0
Hospitals_Existing_Wall Insulation_TRC | Ach | Hospitals | Space Cooling | Packaged air conditioning units (RTUs) | TRC | Existing | NE4212 | Wall Insulation | Wall Insulation | NonEquip | 20 |  | 0% | Prescriptive_all_existing | 11.74% | 0 | 0 | 0 | 0 | 0 | 0 | 0 | 0 | 0 | 0 | 0 | 0 | 0 | 0 | 0 | 0 | 0 | 0 | 0 | 0 | 0 | 0 | 0 | 0 | 0 | 0 | 0 | 0 | 0 | 0 | 0 | 0 | 0 | 0 | 0 | 0 | 0 | 0 | 0 | 0
Hospitals_Existing_Smart Thermostat_TRC | Ach | Hospitals | Space Cooling | Packaged air conditioning units (RTUs) | TRC | Existing | NE4134 | Smart Thermostat | Smart Thermostat | NonEquip | 11 |  | 31.48% | Prescriptive_all_existing | 10% | 9290.1549 | 14269.9487 | 21262.6628 | 29982.2729 | 38704.0372 | 43830.6904 | 41395.3401 | 31082.234 | 18288.8859 | 8736.0121 | 9290.1549 | 23560.1036 | 44822.7665 | 74805.0394 | 113509.0766 | 157339.7669 | 198735.107 | 229817.341 | 248106.2269 | 256842.239 | 0.77653 | 1.9693 | 3.7466 | 6.2527 | 9.4879 | 13.1515 | 16.6116 | 19.2097 | 20.7384 | 21.4686 | 0 | 0 | 0 | 0 | 0 | 0 | 0 | 0 | 0 | 0
Hospitals_Existing_Programmable Thermostat_TRC | Ach | Hospitals | Space Cooling | Packaged air conditioning units (RTUs) | TRC | Existing | NE4030 | Programmable Thermostat | Programmable Thermostat | NonEquip | 11 |  | 0% | Prescriptive_all_existing | 3.6% | 0 | 0 | 0 | 0 | 0 | 0 | 0 | 0 | 0 | 0 | 0 | 0 | 0 | 0 | 0 | 0 | 0 | 0 | 0 | 0 | 0 | 0 | 0 | 0 | 0 | 0 | 0 | 0 | 0 | 0 | 0 | 0 | 0 | 0 | 0 | 0 | 0 | 0 | 0 | 0
Hospitals_Existing_HVAC tune-up_RTU_TRC | Ach | Hospitals | Space Cooling | Packaged air conditioning units (RTUs) | TRC | Existing | NE3900 | HVAC tune-up_RTU | HVAC tune-up_RTU | NonEquip | 5 | Packaged air conditioning units (RTUs) | 94.56% | Prescriptive_package HP_existing | 5% | 4887.746 | 4892.9037 | 4926.5866 | 4971.3229 | 5016.397 | 5059.6414 | 5104.6405 | 5145.1085 | 5185.4316 | 5220.0422 | 4887.746 | 9780.6498 | 14707.2364 | 19678.5593 | 24694.9563 | 29754.5977 | 34859.2382 | 40004.3467 | 45189.7783 | 50409.8205 | 1.5052 | 3.0119 | 4.529 | 6.0599 | 7.6047 | 9.1628 | 10.7347 | 12.3191 | 13.9159 | 15.5234 | 0.11564 | 0.23139 | 0.34795 | 0.46556 | 0.58424 | 0.70394 | 0.82471 | 0.94643 | 1.0691 | 1.1926
Hospitals_Existing_Facility Energy Management System_TRC | Ach | Hospitals | Space Cooling | Packaged air conditioning units (RTUs) | TRC | Existing | NE3666 | Facility Energy Management System | Facility Energy Management System | NonEquip | 15 |  | 5.375% | Custom_improvement_existing | 20% | 1778.0455 | 2598.4259 | 3700.2149 | 5044.4218 | 6424.0657 | 7435.2399 | 7574.9478 | 6583.0403 | 4801.4048 | 2964.2269 | 1778.0455 | 4376.4714 | 8076.6863 | 13121.1082 | 19545.1738 | 26980.4138 | 34555.3616 | 41138.4019 | 45939.8067 | 48904.0336 | 0.26323 | 0.6479 | 1.1957 | 1.9425 | 2.8935 | 3.9942 | 5.1157 | 6.0902 | 6.801 | 7.2399 | 0 | 0 | 0 | 0 | 0 | 0 | 0 | 0 | 0 | 0
Hospitals_Existing_Dedicated Outdoor Air System on VRF unit_TRC | Ach | Hospitals | Space Cooling | Packaged air conditioning units (RTUs) | TRC | Existing | NE3406 | Dedicated Outdoor Air System on VRF unit | Dedicated Outdoor Air System on VRF unit | NonEquip | 15 | Residential-type central air conditioners | 0% | Prescriptive_all_existing | 17.5% | 0 | 0 | 0 | 0 | 0 | 0 | 0 | 0 | 0 | 0 | 0 | 0 | 0 | 0 | 0 | 0 | 0 | 0 | 0 | 0 | 0 | 0 | 0 | 0 | 0 | 0 | 0 | 0 | 0 | 0 | 0 | 0 | 0 | 0 | 0 | 0 | 0 | 0 | 0 | 0
Hospitals_Existing_Chilled Water System - Variable Speed Drives_TRC | Ach | Hospitals | Space Cooling | Packaged air conditioning units (RTUs) | TRC | Existing | NE3302 | Chilled Water System - Variable Speed Drives | Chilled Water System - Variable Speed Drives | NonEquip | 13 | Central chillers inside | 0% | Prescriptive_all_existing | 24.74% | 0 | 0 | 0 | 0 | 0 | 0 | 0 | 0 | 0 | 0 | 0 | 0 | 0 | 0 | 0 | 0 | 0 | 0 | 0 | 0 | 0 | 0 | 0 | 0 | 0 | 0 | 0 | 0 | 0 | 0 | 0 | 0 | 0 | 0 | 0 | 0 | 0 | 0 | 0 | 0
Hospitals_Existing_Ceiling Insulation(R2 to R38)_TRC | Ach | Hospitals | Space Cooling | Packaged air conditioning units (RTUs) | TRC | Existing | NE3198 | Ceiling Insulation(R2 to R38) | Ceiling Insulation(R2 to R38) | NonEquip | 20 |  | 0% | Prescriptive_all_existing | 2.322% | 0 | 0 | 0 | 0 | 0 | 0 | 0 | 0 | 0 | 0 | 0 | 0 | 0 | 0 | 0 | 0 | 0 | 0 | 0 | 0 | 0 | 0 | 0 | 0 | 0 | 0 | 0 | 0 | 0 | 0 | 0 | 0 | 0 | 0 | 0 | 0 | 0 | 0 | 0 | 0
Hospitals_Turnover_High Efficiency DX 135k- less than 240k BTU_TRC | Ach | Hospitals | Space Cooling | Packaged air conditioning units (RTUs) | TRC | Turnover | ET1176 | High Efficiency DX 135k- less than 240k BTU | High Efficiency DX 135k- less than 240k BTU | Equip | 15 | Packaged air conditioning units (RTUs) | 94.56% | Prescriptive_all | 4.348% | 11377.4461 | 16142.9961 | 24018.5381 | 33819.403 | 43594.3784 | 49309.3104 | 46509.5457 | 34874.189 | 20490.4863 | 9773.3322 | 11377.4461 | 27520.4423 | 51538.9804 | 85358.3833 | 128952.7618 | 178262.0722 | 224771.6178 | 259645.8069 | 280136.2931 | 289909.6254 | 4.7047 | 11.3801 | 21.3121 | 35.2969 | 53.3238 | 73.7139 | 92.9462 | 107.3672 | 115.8403 | 119.8817 | 0 | 0 | 0 | 0 | 0 | 0 | 0 | 0 | 0 | 0
Hospitals_New_High Efficiency DX 135k- less than 240k BTU_TRC | Ach | Hospitals | Space Cooling | Packaged air conditioning units (RTUs) | TRC | New | EN1202 | High Efficiency DX 135k- less than 240k BTU | High Efficiency DX 135k- less than 240k BTU | Equip | 15 | Packaged air conditioning units (RTUs) | 94.56% | Prescriptive_all | 4.348% | 1519.3313 | 2041.334 | 2825.2554 | 3563.7907 | 3884.7288 | 3305.85 | 2105.4692 | 1015.0207 | 529.2998 | 382.3932 | 1519.3313 | 3560.6653 | 6385.9207 | 9949.7114 | 13834.4401 | 17140.2901 | 19245.7594 | 20260.7801 | 20790.0799 | 21172.4731 | 0.62826 | 1.4724 | 2.6407 | 4.1143 | 5.7207 | 7.0877 | 7.9584 | 8.3781 | 8.597 | 8.7551 | 0 | 0 | 0 | 0 | 0 | 0 | 0 | 0 | 0 | 0
Hospitals_New_Bi-Level Lighting Control (Interior)_TRC | Ach | Hospitals | Interior Lighting | Overhead (fluorescent/LED/CFL U-shape) | TRC | New | NN4407 | Bi-Level Lighting Control (Interior) | Bi-Level Lighting Control (Interior) | NonEquip | 8 | Overhead (fluorescent/LED/CFL U-shape) | 36% | Prescriptive_lighting control | 31% | 2179.5546 | 3005.3809 | 4345.2816 | 5881.0519 | 7180.0698 | 7316.1326 | 6116.9211 | 4031.2522 | 2102.5467 | 914.7497 | 2179.5546 | 5184.9355 | 9530.2171 | 15411.269 | 22591.3388 | 29907.4714 | 36024.3925 | 40055.6447 | 42158.1914 | 43072.9412 | 0.0059925 | 0.014255 | 0.026202 | 0.042372 | 0.062113 | 0.082227 | 0.099045 | 0.11013 | 0.11591 | 0.11842 | 0 | 0 | 0 | 0 | 0 | 0 | 0 | 0 | 0 | 0
Hospitals_New_Facility Energy Management System_TRC | Ach | Hospitals | Interior Lighting | Overhead (fluorescent/LED/CFL U-shape) | TRC | New | NN3705 | Facility Energy Management System | Facility Energy Management System | NonEquip | 15 |  | 4.276% | Custom_improvement | 24% | 123.8579 | 164.5613 | 231.7822 | 312.5195 | 393.5891 | 436.7196 | 427.6656 | 357.9921 | 251.9357 | 150.2901 | 123.8579 | 288.4192 | 520.2015 | 832.721 | 1226.3101 | 1663.0297 | 2090.6953 | 2448.6874 | 2700.6231 | 2850.9132 | 0.018336 | 0.042698 | 0.077012 | 0.12328 | 0.18155 | 0.2462 | 0.30951 | 0.36251 | 0.39981 | 0.42206 | 0.015839 | 0.036884 | 0.066525 | 0.10649 | 0.15682 | 0.21267 | 0.26736 | 0.31315 | 0.34536 | 0.36458
Hospitals_Existing_Bi-Level Lighting Control (Interior)_TRC | Ach | Hospitals | Interior Lighting | Overhead (fluorescent/LED/CFL U-shape) | TRC | Existing | NE4394 | Bi-Level Lighting Control (Interior) | Bi-Level Lighting Control (Interior) | NonEquip | 8 | Overhead (fluorescent/LED/CFL U-shape) | 36% | Prescriptive_lighting control_existing | 31% | 28165.0163 | 43003.9221 | 62899.841 | 86135.9789 | 106415.352 | 113163.25 | 98436.6397 | 67313.2263 | 36350.8926 | 16351.3117 | 28165.0163 | 71168.9385 | 134068.7794 | 220204.7583 | 326620.1103 | 439783.3603 | 538220 | 605533.2263 | 641884.1189 | 658235.4306 | 0.077437 | 0.19567 | 0.36861 | 0.60543 | 0.89801 | 1.2091 | 1.4798 | 1.6649 | 1.7648 | 1.8097 | 0 | 0 | 0 | 0 | 0 | 0 | 0 | 0 | 0 | 0
Hospitals_Existing_Facility Energy Management System_TRC | Ach | Hospitals | Interior Lighting | Overhead (fluorescent/LED/CFL U-shape) | TRC | Existing | NE3692 | Facility Energy Management System | Facility Energy Management System | NonEquip | 15 |  | 5.375% | Custom_improvement_existing | 24% | 1608.1988 | 1619.9576 | 1631.1095 | 1645.9209 | 1660.8442 | 1675.1617 | 1690.0601 | 1703.4584 | 1716.8087 | 1728.2676 | 1608.1988 | 3228.1564 | 4859.2659 | 6505.1868 | 8166.0309 | 9841.1926 | 11531.2527 | 13234.7111 | 14951.5197 | 16679.7874 | 0.23808 | 0.4779 | 0.71938 | 0.96304 | 1.2089 | 1.4569 | 1.7071 | 1.9593 | 2.2135 | 2.4693 | 0.20566 | 0.41283 | 0.62142 | 0.8319 | 1.0443 | 1.2585 | 1.4747 | 1.6925 | 1.912 | 2.1331
Hospitals_Turnover_Premium T8 - Fixture Replacement_TRC | Ach | Hospitals | Interior Lighting | Overhead (fluorescent/LED/CFL U-shape) | TRC | Turnover | ET1761 | Premium T8 - Fixture Replacement | Premium T8 - Fixture Replacement | Equip | 8 | Overhead (fluorescent/LED/CFL U-shape) | 24.1% | Prescriptive_lighting | 12.5% | 22305.3998 | 23253.2525 | 22008.4211 | 16634.512 | 9846.0527 | 4729.5615 | 1985.0257 | 777.1639 | 295.7068 | 109.2798 | 22305.3998 | 45558.6522 | 67567.0733 | 84201.5853 | 94047.638 | 98777.1995 | 100762.2252 | 101539.3891 | 101835.0959 | 101944.3758 | 2.3374 | 4.7742 | 7.0805 | 8.8236 | 9.8554 | 10.351 | 10.559 | 10.6405 | 10.6715 | 10.6829 | 2.1681 | 4.4283 | 6.5675 | 8.1844 | 9.1414 | 9.6011 | 9.7941 | 9.8696 | 9.8984 | 9.909
Hospitals_New_Premium T8 - Fixture Replacement_TRC | Ach | Hospitals | Interior Lighting | Overhead (fluorescent/LED/CFL U-shape) | TRC | New | EN1787 | Premium T8 - Fixture Replacement | Premium T8 - Fixture Replacement | Equip | 8 | Overhead (fluorescent/LED/CFL U-shape) | 0% | Prescriptive_lighting | 12.5% | 0 | 0 | 0 | 0 | 0 | 0 | 0 | 0 | 0 | 0 | 0 | 0 | 0 | 0 | 0 | 0 | 0 | 0 | 0 | 0 | 0 | 0 | 0 | 0 | 0 | 0 | 0 | 0 | 0 | 0 | 0 | 0 | 0 | 0 | 0 | 0 | 0 | 0 | 0 | 0
Hospitals_New_VSD Controlled Compressor_TRC | Ach | Hospitals | Miscellaneous | Others | TRC | New | NN4537 | VSD Controlled Compressor | VSD Controlled Compressor | NonEquip | 15 | Others | 27.75% | Prescriptive_ECM | 20.79% | 500.6808 | 735.0153 | 1161.4944 | 1793.6383 | 2661.8581 | 3607.0557 | 4482.6783 | 4887.878 | 4439.628 | 3200.4186 | 500.6808 | 1235.6961 | 2397.1905 | 4190.8289 | 6852.687 | 10459.7427 | 14942.421 | 19830.299 | 24269.927 | 27470.3457 | 0.064916 | 0.16021 | 0.31081 | 0.54336 | 0.88849 | 1.3562 | 1.9374 | 2.5711 | 3.1467 | 3.5617 | 0.054375 | 0.1342 | 0.26034 | 0.45513 | 0.74422 | 1.136 | 1.6228 | 2.1536 | 2.6358 | 2.9833
Hospitals_New_Engine Block Timer_TRC | Ach | Hospitals | Miscellaneous | Others | TRC | New | NN4485 | Engine Block Timer | Engine Block Timer | NonEquip | 5 | Others | 4.977% | Prescriptive_ECM | 36% | 155.7718 | 228.8849 | 362.1913 | 560.4492 | 834.0403 | 1133.972 | 1413.6968 | 1543.8487 | 1400.1965 | 1005.1089 | 155.7718 | 384.6566 | 746.848 | 1307.2972 | 2141.3375 | 3275.3095 | 4689.0062 | 6232.8549 | 7633.0514 | 8638.1603 | 0.019399 | 0.047902 | 0.093007 | 0.1628 | 0.26667 | 0.40788 | 0.58393 | 0.77619 | 0.95056 | 1.0757 | 0.019399 | 0.047902 | 0.093007 | 0.1628 | 0.26667 | 0.40788 | 0.58393 | 0.77619 | 0.95056 | 1.0757
Hospitals_Existing_VSD Controlled Compressor_TRC | Ach | Hospitals | Miscellaneous | Others | TRC | Existing | NE4524 | VSD Controlled Compressor | VSD Controlled Compressor | NonEquip | 15 | Others | 5.549% | Prescriptive_ECM_existing | 20.79% | 981.085 | 1665.8478 | 2627.1355 | 4054.3843 | 6017.8687 | 8405.0449 | 10701.4887 | 11872.4408 | 10909.8619 | 7934.6989 | 981.085 | 2646.9328 | 5274.0683 | 9328.4526 | 15346.3213 | 23751.3662 | 34452.8548 | 46325.2957 | 57235.1576 | 65169.8564 | 0.1272 | 0.34319 | 0.68381 | 1.2095 | 1.9897 | 3.0795 | 4.467 | 6.0063 | 7.4208 | 8.4496 | 0.10655 | 0.28746 | 0.57278 | 1.0131 | 1.6666 | 2.5795 | 3.7417 | 5.031 | 6.2159 | 7.0776
Hospitals_Existing_Engine Block Timer_TRC | Ach | Hospitals | Miscellaneous | Others | TRC | Existing | NE4472 | Engine Block Timer | Engine Block Timer | NonEquip | 5 | Others | 1.244% | Prescriptive_ECM_existing | 36% | 380.9746 | 406.8017 | 409.6021 | 413.3215 | 417.0691 | 420.6644 | 424.4057 | 427.7703 | 431.1228 | 434.0004 | 380.9746 | 787.7763 | 1197.3784 | 1610.6999 | 2027.769 | 2448.4334 | 2872.8392 | 3300.6094 | 3731.7322 | 4165.7326 | 0.047444 | 0.098104 | 0.14911 | 0.20058 | 0.25252 | 0.30491 | 0.35776 | 0.41103 | 0.46472 | 0.51877 | 0.047444 | 0.098104 | 0.14911 | 0.20058 | 0.25252 | 0.30491 | 0.35776 | 0.41103 | 0.46472 | 0.51877
Hospitals_Turnover_ENERGY STAR Commercial Clothes Washer_TRC | Ach | Hospitals | Miscellaneous | Others | TRC | Turnover | ET1878 | ENERGY STAR Commercial Clothes Washer | ENERGY STAR Commercial Clothes Washer | Equip | 7 | Others | 22.05% | Prescriptive_all | 27.27% | 15421.3261 | 22202.58 | 33493.0073 | 47782.3019 | 62409.0477 | 71637.3853 | 68791.7028 | 52683.9965 | 31645.1972 | 15408.6272 | 15421.3261 | 37623.9061 | 71116.9134 | 118899.2153 | 181308.263 | 252945.6482 | 321737.351 | 374421.3475 | 406066.5447 | 421475.1719 | 1.5683 | 3.8263 | 7.2324 | 12.0917 | 18.4386 | 25.7239 | 32.7199 | 38.0777 | 41.2959 | 42.8629 | 1.8051 | 4.4041 | 8.3246 | 13.9178 | 21.2231 | 29.6087 | 37.6611 | 43.828 | 47.5323 | 49.3359
Hospitals_Turnover_Efficient Battery Charger_TRC | Ach | Hospitals | Miscellaneous | Others | TRC | Turnover | ET1839 | Efficient Battery Charger | Efficient Battery Charger | Equip | 7 | Others | 17.92% | Prescriptive_all | 13.68% | 5908.7105 | 8525.1663 | 12898.407 | 18468.2708 | 24208.1487 | 27843.9477 | 26706.3642 | 20363.2728 | 12166.524 | 5901.0284 | 5908.7105 | 14433.8768 | 27332.2838 | 45800.5546 | 70008.7034 | 97852.651 | 124559.0153 | 144922.2881 | 157088.8121 | 162989.8405 | 3.2376 | 7.909 | 14.9766 | 25.0962 | 38.3609 | 53.6179 | 68.2515 | 79.4095 | 86.0761 | 89.3095 | 0 | 0 | 0 | 0 | 0 | 0 | 0 | 0 | 0 | 0
Hospitals_New_ENERGY STAR Commercial Clothes Washer_TRC | Ach | Hospitals | Miscellaneous | Others | TRC | New | EN1904 | ENERGY STAR Commercial Clothes Washer | ENERGY STAR Commercial Clothes Washer | Equip | 7 | Others | 22.05% | Prescriptive_all | 27.27% | 1100.7149 | 1554.7476 | 2311.0538 | 3239.6638 | 4144.0811 | 4503.7677 | 4108.5326 | 3016.3919 | 1762.8235 | 846.3055 | 1100.7149 | 2655.4625 | 4966.5163 | 8206.1801 | 12350.2612 | 16854.0289 | 20962.5615 | 23978.9534 | 25741.7769 | 26588.0823 | 0.11194 | 0.27005 | 0.50508 | 0.83455 | 1.256 | 1.714 | 2.1318 | 2.4386 | 2.6179 | 2.7039 | 0.12884 | 0.31084 | 0.58136 | 0.96058 | 1.4457 | 1.9729 | 2.4538 | 2.8069 | 3.0132 | 3.1123
Hospitals_New_Efficient Battery Charger_TRC | Ach | Hospitals | Miscellaneous | Others | TRC | New | EN1865 | Efficient Battery Charger | Efficient Battery Charger | Equip | 7 | Others | 17.92% | Prescriptive_all | 13.68% | 424.478 | 603.1595 | 904.5046 | 1283.5806 | 1667.3832 | 1841.9412 | 1701.3281 | 1251.8909 | 723.0908 | 339.5414 | 424.478 | 1027.6375 | 1932.1421 | 3215.7227 | 4883.106 | 6725.0471 | 8426.3753 | 9678.2662 | 10401.357 | 10740.8984 | 0.23259 | 0.56309 | 1.0587 | 1.762 | 2.6757 | 3.685 | 4.6172 | 5.3032 | 5.6994 | 5.8854 | 0 | 0 | 0 | 0 | 0 | 0 | 0 | 0 | 0 | 0
Hospitals_New_Network PC Power Management_TRC | Ach | Hospitals | Office Equipment | Other office | TRC | New | NN4563 | Network PC Power Management | Network PC Power Management | NonEquip | 5 | Computers | 0% | Prescriptive_all | 56.5% | 0 | 0 | 0 | 0 | 0 | 0 | 0 | 0 | 0 | 0 | 0 | 0 | 0 | 0 | 0 | 0 | 0 | 0 | 0 | 0 | 0 | 0 | 0 | 0 | 0 | 0 | 0 | 0 | 0 | 0 | 0 | 0 | 0 | 0 | 0 | 0 | 0 | 0 | 0 | 0
Hospitals_Existing_Network PC Power Management_TRC | Ach | Hospitals | Office Equipment | Other office | TRC | Existing | NE4550 | Network PC Power Management | Network PC Power Management | NonEquip | 5 | Computers | 0% | Prescriptive_all_existing | 56.5% | 0 | 0 | 0 | 0 | 0 | 0 | 0 | 0 | 0 | 0 | 0 | 0 | 0 | 0 | 0 | 0 | 0 | 0 | 0 | 0 | 0 | 0 | 0 | 0 | 0 | 0 | 0 | 0 | 0 | 0 | 0 | 0 | 0 | 0 | 0 | 0 | 0 | 0 | 0 | 0
Hospitals_Turnover_Energy Star Uninterruptable Power Supply_TRC | Ach | Hospitals | Office Equipment | Other office | TRC | Turnover | ET2262 | Energy Star Uninterruptable Power Supply | Energy Star Uninterruptable Power Supply | Equip | 10 | Other office | 22.4% | Prescriptive_all | 1.878% | 597.2431 | 855.1718 | 1284.0405 | 1824.572 | 2373.4958 | 2709.2546 | 2578.8489 | 1951.4204 | 1157.076 | 556.9487 | 597.2431 | 1452.4149 | 2736.4555 | 4561.0275 | 6934.5233 | 9643.7779 | 12222.6269 | 14174.0473 | 15331.1233 | 15888.072 | 0.068178 | 0.1658 | 0.31238 | 0.52067 | 0.79161 | 1.1009 | 1.3953 | 1.618 | 1.7501 | 1.8137 | 0.068178 | 0.1658 | 0.31238 | 0.52067 | 0.79161 | 1.1009 | 1.3953 | 1.618 | 1.7501 | 1.8137
Hospitals_New_Energy Star Uninterruptable Power Supply_TRC | Ach | Hospitals | Office Equipment | Other office | TRC | New | EN2288 | Energy Star Uninterruptable Power Supply | Energy Star Uninterruptable Power Supply | Equip | 10 | Other office | 22.4% | Prescriptive_all | 1.878% | 53.632 | 75.6298 | 112.5547 | 158.5141 | 204.3489 | 224.0293 | 205.3569 | 149.9615 | 85.9604 | 40.0581 | 53.632 | 129.2617 | 241.8164 | 400.3305 | 604.6794 | 828.7087 | 1034.0655 | 1184.027 | 1269.9874 | 1310.0455 | 0.0061224 | 0.014756 | 0.027605 | 0.0457 | 0.069027 | 0.094601 | 0.11804 | 0.13516 | 0.14498 | 0.14955 | 0.0061224 | 0.014756 | 0.027605 | 0.0457 | 0.069027 | 0.094601 | 0.11804 | 0.13516 | 0.14498 | 0.14955
Hospitals_Turnover_High Speed Fans_TRC | Ach | Hospitals | Ventilation and Circulation | Motor/Fan | TRC | Turnover | ET2691 | High Speed Fans | High Speed Fans | Equip | 7 | Motor/Fan | 11.82% | Prescriptive_ECM | 10.99% | 99.0866 | 145.7923 | 229.7323 | 354.2459 | 525.3672 | 733.354 | 933.1605 | 1034.6151 | 950.1123 | 690.5496 | 99.0866 | 244.8789 | 474.6113 | 828.8571 | 1354.2243 | 2087.5783 | 3020.7388 | 4055.3539 | 5005.4662 | 5696.0159 | 0.012847 | 0.03175 | 0.061536 | 0.10747 | 0.17558 | 0.27067 | 0.39165 | 0.5258 | 0.64898 | 0.73852 | 0.010761 | 0.026594 | 0.051544 | 0.090016 | 0.14707 | 0.22672 | 0.32806 | 0.44042 | 0.54361 | 0.6186
Hospitals_New_High Speed Fans_TRC | Ach | Hospitals | Ventilation and Circulation | Motor/Fan | TRC | New | EN2717 | High Speed Fans | High Speed Fans | Equip | 7 | Motor/Fan | 11.82% | Prescriptive_ECM | 10.99% | 14.9485 | 21.6612 | 33.8311 | 51.7036 | 75.9899 | 101.8774 | 124.8386 | 133.5725 | 118.5825 | 83.4409 | 14.9485 | 36.6097 | 70.4408 | 122.1444 | 198.1344 | 300.0118 | 424.8504 | 558.4229 | 677.0054 | 760.4463 | 0.0019381 | 0.0047466 | 0.009133 | 0.015837 | 0.025689 | 0.038898 | 0.055084 | 0.072402 | 0.087777 | 0.098596 | 0.0016234 | 0.0039759 | 0.00765 | 0.013265 | 0.021518 | 0.032582 | 0.04614 | 0.060646 | 0.073524 | 0.082586
Hospitals_New_VSD Controlled Compressor_TRC | Ach | Hospitals | Miscellaneous | Medical equipment | TRC | New | NN4537 | VSD Controlled Compressor | VSD Controlled Compressor | NonEquip | 15 | Others | 0% | Prescriptive_ECM | 20.79% | 0 | 0 | 0 | 0 | 0 | 0 | 0 | 0 | 0 | 0 | 0 | 0 | 0 | 0 | 0 | 0 | 0 | 0 | 0 | 0 | 0 | 0 | 0 | 0 | 0 | 0 | 0 | 0 | 0 | 0 | 0 | 0 | 0 | 0 | 0 | 0 | 0 | 0 | 0 | 0
Hospitals_New_Engine Block Timer_TRC | Ach | Hospitals | Miscellaneous | Medical equipment | TRC | New | NN4485 | Engine Block Timer | Engine Block Timer | NonEquip | 5 | Others | 0% | Prescriptive_ECM | 36% | 0 | 0 | 0 | 0 | 0 | 0 | 0 | 0 | 0 | 0 | 0 | 0 | 0 | 0 | 0 | 0 | 0 | 0 | 0 | 0 | 0 | 0 | 0 | 0 | 0 | 0 | 0 | 0 | 0 | 0 | 0 | 0 | 0 | 0 | 0 | 0 | 0 | 0 | 0 | 0
Hospitals_Existing_VSD Controlled Compressor_TRC | Ach | Hospitals | Miscellaneous | Medical equipment | TRC | Existing | NE4524 | VSD Controlled Compressor | VSD Controlled Compressor | NonEquip | 15 | Others | 0% | Prescriptive_ECM_existing | 20.79% | 0 | 0 | 0 | 0 | 0 | 0 | 0 | 0 | 0 | 0 | 0 | 0 | 0 | 0 | 0 | 0 | 0 | 0 | 0 | 0 | 0 | 0 | 0 | 0 | 0 | 0 | 0 | 0 | 0 | 0 | 0 | 0 | 0 | 0 | 0 | 0 | 0 | 0 | 0 | 0
Hospitals_Existing_Engine Block Timer_TRC | Ach | Hospitals | Miscellaneous | Medical equipment | TRC | Existing | NE4472 | Engine Block Timer | Engine Block Timer | NonEquip | 5 | Others | 0% | Prescriptive_ECM_existing | 36% | 0 | 0 | 0 | 0 | 0 | 0 | 0 | 0 | 0 | 0 | 0 | 0 | 0 | 0 | 0 | 0 | 0 | 0 | 0 | 0 | 0 | 0 | 0 | 0 | 0 | 0 | 0 | 0 | 0 | 0 | 0 | 0 | 0 | 0 | 0 | 0 | 0 | 0 | 0 | 0
Hospitals_New_Strip Curtains for Walk-ins_TRC | Ach | Hospitals | Refrigeration | Large cold storage | TRC | New | NN4901 | Strip Curtains for Walk-ins | Strip Curtains for Walk-ins | NonEquip | 4 | Walk-in cooler | 0% | Prescriptive_refrigeration control | 2.115% | 0 | 0 | 0 | 0 | 0 | 0 | 0 | 0 | 0 | 0 | 0 | 0 | 0 | 0 | 0 | 0 | 0 | 0 | 0 | 0 | 0 | 0 | 0 | 0 | 0 | 0 | 0 | 0 | 0 | 0 | 0 | 0 | 0 | 0 | 0 | 0 | 0 | 0 | 0 | 0
Hospitals_New_PSC to ECM Evaporator Fan Motor (Walk-In, Refrigerator)_TRC | Ach | Hospitals | Refrigeration | Large cold storage | TRC | New | NN4849 | PSC to ECM Evaporator Fan Motor (Walk-In, Refrigerator) | PSC to ECM Evaporator Fan Motor (Walk-In, Refrigerator) | NonEquip | 15 | Walk-in cooler | 0% | Prescriptive_ECM | 37.5% | 0 | 0 | 0 | 0 | 0 | 0 | 0 | 0 | 0 | 0 | 0 | 0 | 0 | 0 | 0 | 0 | 0 | 0 | 0 | 0 | 0 | 0 | 0 | 0 | 0 | 0 | 0 | 0 | 0 | 0 | 0 | 0 | 0 | 0 | 0 | 0 | 0 | 0 | 0 | 0
Hospitals_New_PSC to ECM Evaporator Fan Motor (Reach-In)_TRC | Ach | Hospitals | Refrigeration | Large cold storage | TRC | New | NN4823 | PSC to ECM Evaporator Fan Motor (Reach-In) | PSC to ECM Evaporator Fan Motor (Reach-In) | NonEquip | 15 | Display cases | 0% | Prescriptive_ECM | 37.5% | 0 | 0 | 0 | 0 | 0 | 0 | 0 | 0 | 0 | 0 | 0 | 0 | 0 | 0 | 0 | 0 | 0 | 0 | 0 | 0 | 0 | 0 | 0 | 0 | 0 | 0 | 0 | 0 | 0 | 0 | 0 | 0 | 0 | 0 | 0 | 0 | 0 | 0 | 0 | 0
Hospitals_Existing_Strip Curtains for Walk-ins_TRC | Ach | Hospitals | Refrigeration | Large cold storage | TRC | Existing | NE4888 | Strip Curtains for Walk-ins | Strip Curtains for Walk-ins | NonEquip | 4 | Walk-in cooler | 0% | Prescriptive_refrigeration control_existing | 2.115% | 0 | 0 | 0 | 0 | 0 | 0 | 0 | 0 | 0 | 0 | 0 | 0 | 0 | 0 | 0 | 0 | 0 | 0 | 0 | 0 | 0 | 0 | 0 | 0 | 0 | 0 | 0 | 0 | 0 | 0 | 0 | 0 | 0 | 0 | 0 | 0 | 0 | 0 | 0 | 0
Hospitals_Existing_PSC to ECM Evaporator Fan Motor (Walk-In, Refrigerator)_TRC | Ach | Hospitals | Refrigeration | Large cold storage | TRC | Existing | NE4836 | PSC to ECM Evaporator Fan Motor (Walk-In, Refrigerator) | PSC to ECM Evaporator Fan Motor (Walk-In, Refrigerator) | NonEquip | 15 | Walk-in cooler | 0% | Prescriptive_ECM_existing | 37.5% | 0 | 0 | 0 | 0 | 0 | 0 | 0 | 0 | 0 | 0 | 0 | 0 | 0 | 0 | 0 | 0 | 0 | 0 | 0 | 0 | 0 | 0 | 0 | 0 | 0 | 0 | 0 | 0 | 0 | 0 | 0 | 0 | 0 | 0 | 0 | 0 | 0 | 0 | 0 | 0
Hospitals_Existing_PSC to ECM Evaporator Fan Motor (Reach-In)_TRC | Ach | Hospitals | Refrigeration | Large cold storage | TRC | Existing | NE4810 | PSC to ECM Evaporator Fan Motor (Reach-In) | PSC to ECM Evaporator Fan Motor (Reach-In) | NonEquip | 15 | Display cases | 0% | Prescriptive_ECM_existing | 37.5% | 0 | 0 | 0 | 0 | 0 | 0 | 0 | 0 | 0 | 0 | 0 | 0 | 0 | 0 | 0 | 0 | 0 | 0 | 0 | 0 | 0 | 0 | 0 | 0 | 0 | 0 | 0 | 0 | 0 | 0 | 0 | 0 | 0 | 0 | 0 | 0 | 0 | 0 | 0 | 0
Hospitals_Existing_Freezer-Cooler Replacement Gaskets_TRC | Ach | Hospitals | Refrigeration | Large cold storage | TRC | Existing | NE4706 | Freezer-Cooler Replacement Gaskets | Freezer-Cooler Replacement Gaskets | NonEquip | 4 | Display cases | 0% | Prescriptive_refrigeration control_existing | 3.131% | 0 | 0 | 0 | 0 | 0 | 0 | 0 | 0 | 0 | 0 | 0 | 0 | 0 | 0 | 0 | 0 | 0 | 0 | 0 | 0 | 0 | 0 | 0 | 0 | 0 | 0 | 0 | 0 | 0 | 0 | 0 | 0 | 0 | 0 | 0 | 0 | 0 | 0 | 0 | 0
Hospitals_New_VSD Controlled Compressor_TRC | Ach | Hospitals | Miscellaneous | Laboratory equipment | TRC | New | NN4537 | VSD Controlled Compressor | VSD Controlled Compressor | NonEquip | 15 | Others | 0% | Prescriptive_ECM | 20.79% | 0 | 0 | 0 | 0 | 0 | 0 | 0 | 0 | 0 | 0 | 0 | 0 | 0 | 0 | 0 | 0 | 0 | 0 | 0 | 0 | 0 | 0 | 0 | 0 | 0 | 0 | 0 | 0 | 0 | 0 | 0 | 0 | 0 | 0 | 0 | 0 | 0 | 0 | 0 | 0
Hospitals_New_Engine Block Timer_TRC | Ach | Hospitals | Miscellaneous | Laboratory equipment | TRC | New | NN4485 | Engine Block Timer | Engine Block Timer | NonEquip | 5 | Others | 0% | Prescriptive_ECM | 36% | 0 | 0 | 0 | 0 | 0 | 0 | 0 | 0 | 0 | 0 | 0 | 0 | 0 | 0 | 0 | 0 | 0 | 0 | 0 | 0 | 0 | 0 | 0 | 0 | 0 | 0 | 0 | 0 | 0 | 0 | 0 | 0 | 0 | 0 | 0 | 0 | 0 | 0 | 0 | 0
Hospitals_Existing_VSD Controlled Compressor_TRC | Ach | Hospitals | Miscellaneous | Laboratory equipment | TRC | Existing | NE4524 | VSD Controlled Compressor | VSD Controlled Compressor | NonEquip | 15 | Others | 0% | Prescriptive_ECM_existing | 20.79% | 0 | 0 | 0 | 0 | 0 | 0 | 0 | 0 | 0 | 0 | 0 | 0 | 0 | 0 | 0 | 0 | 0 | 0 | 0 | 0 | 0 | 0 | 0 | 0 | 0 | 0 | 0 | 0 | 0 | 0 | 0 | 0 | 0 | 0 | 0 | 0 | 0 | 0 | 0 | 0
Hospitals_Existing_Engine Block Timer_TRC | Ach | Hospitals | Miscellaneous | Laboratory equipment | TRC | Existing | NE4472 | Engine Block Timer | Engine Block Timer | NonEquip | 5 | Others | 0% | Prescriptive_ECM_existing | 36% | 0 | 0 | 0 | 0 | 0 | 0 | 0 | 0 | 0 | 0 | 0 | 0 | 0 | 0 | 0 | 0 | 0 | 0 | 0 | 0 | 0 | 0 | 0 | 0 | 0 | 0 | 0 | 0 | 0 | 0 | 0 | 0 | 0 | 0 | 0 | 0 | 0 | 0 | 0 | 0
Hospitals_New_Smart Thermostat_TRC | Ach | Hospitals | Space Heating | Individual room heating | TRC | New | NN4173 | Smart Thermostat | Smart Thermostat | NonEquip | 11 |  | 31.48% | Prescriptive_all | 10% | 0 | 0 | 0 | 0 | 0 | 0 | 0 | 0 | 0 | 0 | 0 | 0 | 0 | 0 | 0 | 0 | 0 | 0 | 0 | 0 | 0 | 0 | 0 | 0 | 0 | 0 | 0 | 0 | 0 | 0 | 0 | 0 | 0 | 0 | 0 | 0 | 0 | 0 | 0 | 0
Hospitals_New_Programmable Thermostat_TRC | Ach | Hospitals | Space Heating | Individual room heating | TRC | New | NN4069 | Programmable Thermostat | Programmable Thermostat | NonEquip | 11 |  | 0% | Prescriptive_all | 3.6% | 0 | 0 | 0 | 0 | 0 | 0 | 0 | 0 | 0 | 0 | 0 | 0 | 0 | 0 | 0 | 0 | 0 | 0 | 0 | 0 | 0 | 0 | 0 | 0 | 0 | 0 | 0 | 0 | 0 | 0 | 0 | 0 | 0 | 0 | 0 | 0 | 0 | 0 | 0 | 0
Hospitals_New_Facility Energy Management System_TRC | Ach | Hospitals | Space Heating | Individual room heating | TRC | New | NN3653 | Facility Energy Management System | Facility Energy Management System | NonEquip | 15 |  | 4.276% | Custom_improvement | 20% | 0 | 0 | 0 | 0 | 0 | 0 | 0 | 0 | 0 | 0 | 0 | 0 | 0 | 0 | 0 | 0 | 0 | 0 | 0 | 0 | 0 | 0 | 0 | 0 | 0 | 0 | 0 | 0 | 0 | 0 | 0 | 0 | 0 | 0 | 0 | 0 | 0 | 0 | 0 | 0
Hospitals_New_Dedicated Outdoor Air System on VRF unit_TRC | Ach | Hospitals | Space Heating | Individual room heating | TRC | New | NN3393 | Dedicated Outdoor Air System on VRF unit | Dedicated Outdoor Air System on VRF unit | NonEquip | 15 | Residential/split system heat pump | 0% | Prescriptive_all | 10% | 0 | 0 | 0 | 0 | 0 | 0 | 0 | 0 | 0 | 0 | 0 | 0 | 0 | 0 | 0 | 0 | 0 | 0 | 0 | 0 | 0 | 0 | 0 | 0 | 0 | 0 | 0 | 0 | 0 | 0 | 0 | 0 | 0 | 0 | 0 | 0 | 0 | 0 | 0 | 0
Hospitals_New_Ceiling Insulation(R2 to R38)_TRC | Ach | Hospitals | Space Heating | Individual room heating | TRC | New | NN3185 | Ceiling Insulation(R2 to R38) | Ceiling Insulation(R2 to R38) | NonEquip | 20 |  | 0% | Prescriptive_all | 0.8136% | 0 | 0 | 0 | 0 | 0 | 0 | 0 | 0 | 0 | 0 | 0 | 0 | 0 | 0 | 0 | 0 | 0 | 0 | 0 | 0 | 0 | 0 | 0 | 0 | 0 | 0 | 0 | 0 | 0 | 0 | 0 | 0 | 0 | 0 | 0 | 0 | 0 | 0 | 0 | 0
Hospitals_Existing_Wall Insulation_TRC | Ach | Hospitals | Space Heating | Individual room heating | TRC | Existing | NE4238 | Wall Insulation | Wall Insulation | NonEquip | 20 |  | 0% | Prescriptive_all_existing | 0.6629% | 0 | 0 | 0 | 0 | 0 | 0 | 0 | 0 | 0 | 0 | 0 | 0 | 0 | 0 | 0 | 0 | 0 | 0 | 0 | 0 | 0 | 0 | 0 | 0 | 0 | 0 | 0 | 0 | 0 | 0 | 0 | 0 | 0 | 0 | 0 | 0 | 0 | 0 | 0 | 0
Hospitals_Existing_Smart Thermostat_TRC | Ach | Hospitals | Space Heating | Individual room heating | TRC | Existing | NE4160 | Smart Thermostat | Smart Thermostat | NonEquip | 11 |  | 31.48% | Prescriptive_all_existing | 10% | 0 | 0 | 0 | 0 | 0 | 0 | 0 | 0 | 0 | 0 | 0 | 0 | 0 | 0 | 0 | 0 | 0 | 0 | 0 | 0 | 0 | 0 | 0 | 0 | 0 | 0 | 0 | 0 | 0 | 0 | 0 | 0 | 0 | 0 | 0 | 0 | 0 | 0 | 0 | 0
Hospitals_Existing_Programmable Thermostat_TRC | Ach | Hospitals | Space Heating | Individual room heating | TRC | Existing | NE4056 | Programmable Thermostat | Programmable Thermostat | NonEquip | 11 |  | 0% | Prescriptive_all_existing | 3.6% | 0 | 0 | 0 | 0 | 0 | 0 | 0 | 0 | 0 | 0 | 0 | 0 | 0 | 0 | 0 | 0 | 0 | 0 | 0 | 0 | 0 | 0 | 0 | 0 | 0 | 0 | 0 | 0 | 0 | 0 | 0 | 0 | 0 | 0 | 0 | 0 | 0 | 0 | 0 | 0
Hospitals_Existing_Facility Energy Management System_TRC | Ach | Hospitals | Space Heating | Individual room heating | TRC | Existing | NE3640 | Facility Energy Management System | Facility Energy Management System | NonEquip | 15 |  | 5.375% | Custom_improvement_existing | 20% | 0 | 0 | 0 | 0 | 0 | 0 | 0 | 0 | 0 | 0 | 0 | 0 | 0 | 0 | 0 | 0 | 0 | 0 | 0 | 0 | 0 | 0 | 0 | 0 | 0 | 0 | 0 | 0 | 0 | 0 | 0 | 0 | 0 | 0 | 0 | 0 | 0 | 0 | 0 | 0
Hospitals_Existing_Dedicated Outdoor Air System on VRF unit_TRC | Ach | Hospitals | Space Heating | Individual room heating | TRC | Existing | NE3380 | Dedicated Outdoor Air System on VRF unit | Dedicated Outdoor Air System on VRF unit | NonEquip | 15 | Residential/split system heat pump | 0% | Prescriptive_all_existing | 10% | 0 | 0 | 0 | 0 | 0 | 0 | 0 | 0 | 0 | 0 | 0 | 0 | 0 | 0 | 0 | 0 | 0 | 0 | 0 | 0 | 0 | 0 | 0 | 0 | 0 | 0 | 0 | 0 | 0 | 0 | 0 | 0 | 0 | 0 | 0 | 0 | 0 | 0 | 0 | 0
Hospitals_Existing_Ceiling Insulation(R2 to R38)_TRC | Ach | Hospitals | Space Heating | Individual room heating | TRC | Existing | NE3172 | Ceiling Insulation(R2 to R38) | Ceiling Insulation(R2 to R38) | NonEquip | 20 |  | 0% | Prescriptive_all_existing | 0.8977% | 0 | 0 | 0 | 0 | 0 | 0 | 0 | 0 | 0 | 0 | 0 | 0 | 0 | 0 | 0 | 0 | 0 | 0 | 0 | 0 | 0 | 0 | 0 | 0 | 0 | 0 | 0 | 0 | 0 | 0 | 0 | 0 | 0 | 0 | 0 | 0 | 0 | 0 | 0 | 0
Hospitals_New_Smart Thermostat_TRC | Ach | Hospitals | Space Cooling | Individual room air conditioners | TRC | New | NN4147 | Smart Thermostat | Smart Thermostat | NonEquip | 11 |  | 31.48% | Prescriptive_all | 10% | 0 | 0 | 0 | 0 | 0 | 0 | 0 | 0 | 0 | 0 | 0 | 0 | 0 | 0 | 0 | 0 | 0 | 0 | 0 | 0 | 0 | 0 | 0 | 0 | 0 | 0 | 0 | 0 | 0 | 0 | 0 | 0 | 0 | 0 | 0 | 0 | 0 | 0 | 0 | 0
Hospitals_New_Programmable Thermostat_TRC | Ach | Hospitals | Space Cooling | Individual room air conditioners | TRC | New | NN4043 | Programmable Thermostat | Programmable Thermostat | NonEquip | 11 |  | 0% | Prescriptive_all | 3.6% | 0 | 0 | 0 | 0 | 0 | 0 | 0 | 0 | 0 | 0 | 0 | 0 | 0 | 0 | 0 | 0 | 0 | 0 | 0 | 0 | 0 | 0 | 0 | 0 | 0 | 0 | 0 | 0 | 0 | 0 | 0 | 0 | 0 | 0 | 0 | 0 | 0 | 0 | 0 | 0
Hospitals_New_HVAC tune-up_RTU_TRC | Ach | Hospitals | Space Cooling | Individual room air conditioners | TRC | New | NN3913 | HVAC tune-up_RTU | HVAC tune-up_RTU | NonEquip | 5 | Packaged air conditioning units (RTUs) | 0% | Prescriptive_package HP | 5% | 0 | 0 | 0 | 0 | 0 | 0 | 0 | 0 | 0 | 0 | 0 | 0 | 0 | 0 | 0 | 0 | 0 | 0 | 0 | 0 | 0 | 0 | 0 | 0 | 0 | 0 | 0 | 0 | 0 | 0 | 0 | 0 | 0 | 0 | 0 | 0 | 0 | 0 | 0 | 0
Hospitals_New_Facility Energy Management System_TRC | Ach | Hospitals | Space Cooling | Individual room air conditioners | TRC | New | NN3679 | Facility Energy Management System | Facility Energy Management System | NonEquip | 15 |  | 4.276% | Custom_improvement | 20% | 0 | 0 | 0 | 0 | 0 | 0 | 0 | 0 | 0 | 0 | 0 | 0 | 0 | 0 | 0 | 0 | 0 | 0 | 0 | 0 | 0 | 0 | 0 | 0 | 0 | 0 | 0 | 0 | 0 | 0 | 0 | 0 | 0 | 0 | 0 | 0 | 0 | 0 | 0 | 0
Hospitals_New_Dedicated Outdoor Air System on VRF unit_TRC | Ach | Hospitals | Space Cooling | Individual room air conditioners | TRC | New | NN3419 | Dedicated Outdoor Air System on VRF unit | Dedicated Outdoor Air System on VRF unit | NonEquip | 15 | Residential-type central air conditioners | 0% | Prescriptive_all | 17.5% | 0 | 0 | 0 | 0 | 0 | 0 | 0 | 0 | 0 | 0 | 0 | 0 | 0 | 0 | 0 | 0 | 0 | 0 | 0 | 0 | 0 | 0 | 0 | 0 | 0 | 0 | 0 | 0 | 0 | 0 | 0 | 0 | 0 | 0 | 0 | 0 | 0 | 0 | 0 | 0
Hospitals_New_Chilled Water System - Variable Speed Drives_TRC | Ach | Hospitals | Space Cooling | Individual room air conditioners | TRC | New | NN3315 | Chilled Water System - Variable Speed Drives | Chilled Water System - Variable Speed Drives | NonEquip | 13 | Central chillers inside | 0% | Prescriptive_all | 24.74% | 0 | 0 | 0 | 0 | 0 | 0 | 0 | 0 | 0 | 0 | 0 | 0 | 0 | 0 | 0 | 0 | 0 | 0 | 0 | 0 | 0 | 0 | 0 | 0 | 0 | 0 | 0 | 0 | 0 | 0 | 0 | 0 | 0 | 0 | 0 | 0 | 0 | 0 | 0 | 0
Hospitals_New_Ceiling Insulation(R2 to R38)_TRC | Ach | Hospitals | Space Cooling | Individual room air conditioners | TRC | New | NN3211 | Ceiling Insulation(R2 to R38) | Ceiling Insulation(R2 to R38) | NonEquip | 20 |  | 0% | Prescriptive_all | 2.322% | 0 | 0 | 0 | 0 | 0 | 0 | 0 | 0 | 0 | 0 | 0 | 0 | 0 | 0 | 0 | 0 | 0 | 0 | 0 | 0 | 0 | 0 | 0 | 0 | 0 | 0 | 0 | 0 | 0 | 0 | 0 | 0 | 0 | 0 | 0 | 0 | 0 | 0 | 0 | 0
Hospitals_Existing_Wall Insulation_TRC | Ach | Hospitals | Space Cooling | Individual room air conditioners | TRC | Existing | NE4212 | Wall Insulation | Wall Insulation | NonEquip | 20 |  | 0% | Prescriptive_all_existing | 11.74% | 0 | 0 | 0 | 0 | 0 | 0 | 0 | 0 | 0 | 0 | 0 | 0 | 0 | 0 | 0 | 0 | 0 | 0 | 0 | 0 | 0 | 0 | 0 | 0 | 0 | 0 | 0 | 0 | 0 | 0 | 0 | 0 | 0 | 0 | 0 | 0 | 0 | 0 | 0 | 0
Hospitals_Existing_Smart Thermostat_TRC | Ach | Hospitals | Space Cooling | Individual room air conditioners | TRC | Existing | NE4134 | Smart Thermostat | Smart Thermostat | NonEquip | 11 |  | 31.48% | Prescriptive_all_existing | 10% | 0 | 0 | 0 | 0 | 0 | 0 | 0 | 0 | 0 | 0 | 0 | 0 | 0 | 0 | 0 | 0 | 0 | 0 | 0 | 0 | 0 | 0 | 0 | 0 | 0 | 0 | 0 | 0 | 0 | 0 | 0 | 0 | 0 | 0 | 0 | 0 | 0 | 0 | 0 | 0
Hospitals_Existing_Programmable Thermostat_TRC | Ach | Hospitals | Space Cooling | Individual room air conditioners | TRC | Existing | NE4030 | Programmable Thermostat | Programmable Thermostat | NonEquip | 11 |  | 0% | Prescriptive_all_existing | 3.6% | 0 | 0 | 0 | 0 | 0 | 0 | 0 | 0 | 0 | 0 | 0 | 0 | 0 | 0 | 0 | 0 | 0 | 0 | 0 | 0 | 0 | 0 | 0 | 0 | 0 | 0 | 0 | 0 | 0 | 0 | 0 | 0 | 0 | 0 | 0 | 0 | 0 | 0 | 0 | 0
Hospitals_Existing_HVAC tune-up_RTU_TRC | Ach | Hospitals | Space Cooling | Individual room air conditioners | TRC | Existing | NE3900 | HVAC tune-up_RTU | HVAC tune-up_RTU | NonEquip | 5 | Packaged air conditioning units (RTUs) | 0% | Prescriptive_package HP_existing | 5% | 0 | 0 | 0 | 0 | 0 | 0 | 0 | 0 | 0 | 0 | 0 | 0 | 0 | 0 | 0 | 0 | 0 | 0 | 0 | 0 | 0 | 0 | 0 | 0 | 0 | 0 | 0 | 0 | 0 | 0 | 0 | 0 | 0 | 0 | 0 | 0 | 0 | 0 | 0 | 0
Hospitals_Existing_Facility Energy Management System_TRC | Ach | Hospitals | Space Cooling | Individual room air conditioners | TRC | Existing | NE3666 | Facility Energy Management System | Facility Energy Management System | NonEquip | 15 |  | 5.375% | Custom_improvement_existing | 20% | 0 | 0 | 0 | 0 | 0 | 0 | 0 | 0 | 0 | 0 | 0 | 0 | 0 | 0 | 0 | 0 | 0 | 0 | 0 | 0 | 0 | 0 | 0 | 0 | 0 | 0 | 0 | 0 | 0 | 0 | 0 | 0 | 0 | 0 | 0 | 0 | 0 | 0 | 0 | 0
Hospitals_Existing_Dedicated Outdoor Air System on VRF unit_TRC | Ach | Hospitals | Space Cooling | Individual room air conditioners | TRC | Existing | NE3406 | Dedicated Outdoor Air System on VRF unit | Dedicated Outdoor Air System on VRF unit | NonEquip | 15 | Residential-type central air conditioners | 0% | Prescriptive_all_existing | 17.5% | 0 | 0 | 0 | 0 | 0 | 0 | 0 | 0 | 0 | 0 | 0 | 0 | 0 | 0 | 0 | 0 | 0 | 0 | 0 | 0 | 0 | 0 | 0 | 0 | 0 | 0 | 0 | 0 | 0 | 0 | 0 | 0 | 0 | 0 | 0 | 0 | 0 | 0 | 0 | 0
Hospitals_Existing_Chilled Water System - Variable Speed Drives_TRC | Ach | Hospitals | Space Cooling | Individual room air conditioners | TRC | Existing | NE3302 | Chilled Water System - Variable Speed Drives | Chilled Water System - Variable Speed Drives | NonEquip | 13 | Central chillers inside | 0% | Prescriptive_all_existing | 24.74% | 0 | 0 | 0 | 0 | 0 | 0 | 0 | 0 | 0 | 0 | 0 | 0 | 0 | 0 | 0 | 0 | 0 | 0 | 0 | 0 | 0 | 0 | 0 | 0 | 0 | 0 | 0 | 0 | 0 | 0 | 0 | 0 | 0 | 0 | 0 | 0 | 0 | 0 | 0 | 0
Hospitals_Existing_Ceiling Insulation(R2 to R38)_TRC | Ach | Hospitals | Space Cooling | Individual room air conditioners | TRC | Existing | NE3198 | Ceiling Insulation(R2 to R38) | Ceiling Insulation(R2 to R38) | NonEquip | 20 |  | 0% | Prescriptive_all_existing | 2.322% | 0 | 0 | 0 | 0 | 0 | 0 | 0 | 0 | 0 | 0 | 0 | 0 | 0 | 0 | 0 | 0 | 0 | 0 | 0 | 0 | 0 | 0 | 0 | 0 | 0 | 0 | 0 | 0 | 0 | 0 | 0 | 0 | 0 | 0 | 0 | 0 | 0 | 0 | 0 | 0
Hospitals_New_Bi-Level Lighting Control (Interior)_TRC | Ach | Hospitals | Interior Lighting | High bay | TRC | New | NN4407 | Bi-Level Lighting Control (Interior) | Bi-Level Lighting Control (Interior) | NonEquip | 8 | Overhead (fluorescent/LED/CFL U-shape) | 0% | Prescriptive_lighting control | 31% | 0 | 0 | 0 | 0 | 0 | 0 | 0 | 0 | 0 | 0 | 0 | 0 | 0 | 0 | 0 | 0 | 0 | 0 | 0 | 0 | 0 | 0 | 0 | 0 | 0 | 0 | 0 | 0 | 0 | 0 | 0 | 0 | 0 | 0 | 0 | 0 | 0 | 0 | 0 | 0
Hospitals_New_Facility Energy Management System_TRC | Ach | Hospitals | Interior Lighting | High bay | TRC | New | NN3705 | Facility Energy Management System | Facility Energy Management System | NonEquip | 15 |  | 4.276% | Custom_improvement | 24% | 148.7721 | 197.6629 | 278.4055 | 375.3831 | 472.7599 | 524.5661 | 513.6909 | 430.0026 | 302.6128 | 180.5211 | 148.7721 | 346.435 | 624.8405 | 1000.2236 | 1472.9835 | 1997.5496 | 2511.2405 | 2941.2431 | 3243.8558 | 3424.3769 | 0.022025 | 0.051287 | 0.092503 | 0.14808 | 0.21806 | 0.29572 | 0.37177 | 0.43543 | 0.48023 | 0.50695 | 0.019025 | 0.044303 | 0.079907 | 0.12791 | 0.18837 | 0.25545 | 0.32115 | 0.37614 | 0.41483 | 0.43792
Hospitals_Existing_Bi-Level Lighting Control (Interior)_TRC | Ach | Hospitals | Interior Lighting | High bay | TRC | Existing | NE4394 | Bi-Level Lighting Control (Interior) | Bi-Level Lighting Control (Interior) | NonEquip | 8 | Overhead (fluorescent/LED/CFL U-shape) | 0% | Prescriptive_lighting control_existing | 31% | 0 | 0 | 0 | 0 | 0 | 0 | 0 | 0 | 0 | 0 | 0 | 0 | 0 | 0 | 0 | 0 | 0 | 0 | 0 | 0 | 0 | 0 | 0 | 0 | 0 | 0 | 0 | 0 | 0 | 0 | 0 | 0 | 0 | 0 | 0 | 0 | 0 | 0 | 0 | 0
Hospitals_Existing_Facility Energy Management System_TRC | Ach | Hospitals | Interior Lighting | High bay | TRC | Existing | NE3692 | Facility Energy Management System | Facility Energy Management System | NonEquip | 15 |  | 5.375% | Custom_improvement_existing | 24% | 1930.5878 | 1945.8136 | 1959.2086 | 1976.9994 | 1994.9245 | 2012.1219 | 2030.0172 | 2046.1105 | 2062.1463 | 2075.9102 | 1930.5878 | 3876.4014 | 5835.61 | 7812.6094 | 9807.5338 | 11819.6557 | 13849.673 | 15895.7835 | 17957.9298 | 20033.84 | 0.28581 | 0.57387 | 0.86392 | 1.1566 | 1.4519 | 1.7498 | 2.0503 | 2.3533 | 2.6585 | 2.9659 | 0.24689 | 0.49573 | 0.74628 | 0.9991 | 1.2542 | 1.5115 | 1.7711 | 2.0328 | 2.2965 | 2.562
Hospitals_New_Smart Thermostat_TRC | Ach | Hospitals | Space Heating | Forced air furnace | TRC | New | NN4173 | Smart Thermostat | Smart Thermostat | NonEquip | 11 |  | 31.48% | Prescriptive_all | 10% | 1.4922 | 2.0868 | 3.0797 | 4.3005 | 5.497 | 5.9764 | 5.435 | 3.9394 | 2.2422 | 1.0375 | 1.4922 | 3.579 | 6.6587 | 10.9592 | 16.4562 | 22.4327 | 27.8676 | 31.8071 | 34.0492 | 35.0867 | 0 | 0 | 0 | 0 | 0 | 0 | 0 | 0 | 0 | 0 | 3.6847e-05 | 8.838e-05 | 0.00016443 | 0.00027063 | 0.00040637 | 0.00055395 | 0.00068816 | 0.00078544 | 0.00084081 | 0.00086643
Hospitals_New_Programmable Thermostat_TRC | Ach | Hospitals | Space Heating | Forced air furnace | TRC | New | NN4069 | Programmable Thermostat | Programmable Thermostat | NonEquip | 11 |  | 0% | Prescriptive_all | 3.6% | 0 | 0 | 0 | 0 | 0 | 0 | 0 | 0 | 0 | 0 | 0 | 0 | 0 | 0 | 0 | 0 | 0 | 0 | 0 | 0 | 0 | 0 | 0 | 0 | 0 | 0 | 0 | 0 | 0 | 0 | 0 | 0 | 0 | 0 | 0 | 0 | 0 | 0 | 0 | 0
Hospitals_New_Facility Energy Management System_TRC | Ach | Hospitals | Space Heating | Forced air furnace | TRC | New | NN3653 | Facility Energy Management System | Facility Energy Management System | NonEquip | 15 |  | 4.276% | Custom_improvement | 20% | 0.22735 | 0.3026 | 0.42698 | 0.57674 | 0.72765 | 0.80884 | 0.79349 | 0.66541 | 0.46912 | 0.28035 | 0.22735 | 0.52995 | 0.95693 | 1.5337 | 2.2613 | 3.0702 | 3.8636 | 4.529 | 4.9982 | 5.2785 | 0 | 0 | 0 | 0 | 0 | 0 | 0 | 0 | 0 | 0 | 2.9074e-05 | 6.7772e-05 | 0.00012237 | 0.00019613 | 0.00028918 | 0.00039262 | 0.00049409 | 0.00057919 | 0.00063918 | 0.00067503
Hospitals_New_Dedicated Outdoor Air System on VRF unit_TRC | Ach | Hospitals | Space Heating | Forced air furnace | TRC | New | NN3393 | Dedicated Outdoor Air System on VRF unit | Dedicated Outdoor Air System on VRF unit | NonEquip | 15 | Residential/split system heat pump | 0% | Prescriptive_all | 10% | 0 | 0 | 0 | 0 | 0 | 0 | 0 | 0 | 0 | 0 | 0 | 0 | 0 | 0 | 0 | 0 | 0 | 0 | 0 | 0 | 0 | 0 | 0 | 0 | 0 | 0 | 0 | 0 | 0 | 0 | 0 | 0 | 0 | 0 | 0 | 0 | 0 | 0 | 0 | 0
Hospitals_New_Ceiling Insulation(R2 to R38)_TRC | Ach | Hospitals | Space Heating | Forced air furnace | TRC | New | NN3185 | Ceiling Insulation(R2 to R38) | Ceiling Insulation(R2 to R38) | NonEquip | 20 |  | 0% | Prescriptive_all | 0.8136% | 0 | 0 | 0 | 0 | 0 | 0 | 0 | 0 | 0 | 0 | 0 | 0 | 0 | 0 | 0 | 0 | 0 | 0 | 0 | 0 | 0 | 0 | 0 | 0 | 0 | 0 | 0 | 0 | 0 | 0 | 0 | 0 | 0 | 0 | 0 | 0 | 0 | 0 | 0 | 0
Hospitals_Existing_Wall Insulation_TRC | Ach | Hospitals | Space Heating | Forced air furnace | TRC | Existing | NE4238 | Wall Insulation | Wall Insulation | NonEquip | 20 |  | 0% | Prescriptive_all_existing | 0.6629% | 0 | 0 | 0 | 0 | 0 | 0 | 0 | 0 | 0 | 0 | 0 | 0 | 0 | 0 | 0 | 0 | 0 | 0 | 0 | 0 | 0 | 0 | 0 | 0 | 0 | 0 | 0 | 0 | 0 | 0 | 0 | 0 | 0 | 0 | 0 | 0 | 0 | 0 | 0 | 0
Hospitals_Existing_Smart Thermostat_TRC | Ach | Hospitals | Space Heating | Forced air furnace | TRC | Existing | NE4160 | Smart Thermostat | Smart Thermostat | NonEquip | 11 |  | 31.48% | Prescriptive_all_existing | 10% | 15.3877 | 23.8403 | 35.5251 | 50.0973 | 64.6753 | 73.246 | 69.1765 | 51.9391 | 30.5581 | 14.5951 | 15.3877 | 39.228 | 74.7531 | 124.8503 | 189.5257 | 262.7717 | 331.9482 | 383.8873 | 414.4454 | 429.0405 | 0 | 0 | 0 | 0 | 0 | 0 | 0 | 0 | 0 | 0 | 0.00037998 | 0.00096869 | 0.0018459 | 0.003083 | 0.0046801 | 0.0064889 | 0.0081971 | 0.0094797 | 0.010234 | 0.010595
Hospitals_Existing_Programmable Thermostat_TRC | Ach | Hospitals | Space Heating | Forced air furnace | TRC | Existing | NE4056 | Programmable Thermostat | Programmable Thermostat | NonEquip | 11 |  | 0% | Prescriptive_all_existing | 3.6% | 0 | 0 | 0 | 0 | 0 | 0 | 0 | 0 | 0 | 0 | 0 | 0 | 0 | 0 | 0 | 0 | 0 | 0 | 0 | 0 | 0 | 0 | 0 | 0 | 0 | 0 | 0 | 0 | 0 | 0 | 0 | 0 | 0 | 0 | 0 | 0 | 0 | 0 | 0 | 0
Hospitals_Existing_Facility Energy Management System_TRC | Ach | Hospitals | Space Heating | Forced air furnace | TRC | Existing | NE3640 | Facility Energy Management System | Facility Energy Management System | NonEquip | 15 |  | 5.375% | Custom_improvement_existing | 20% | 2.945 | 2.9735 | 2.994 | 3.0212 | 3.0486 | 3.0748 | 3.1022 | 3.1268 | 3.1513 | 3.1723 | 2.945 | 5.9186 | 8.9126 | 11.9337 | 14.9823 | 18.0571 | 21.1593 | 24.2861 | 27.4374 | 30.6097 | 0 | 0 | 0 | 0 | 0 | 0 | 0 | 0 | 0 | 0 | 0.00037662 | 0.00075688 | 0.0011398 | 0.0015261 | 0.001916 | 0.0023092 | 0.0027059 | 0.0031058 | 0.0035088 | 0.0039145
Hospitals_Existing_Dedicated Outdoor Air System on VRF unit_TRC | Ach | Hospitals | Space Heating | Forced air furnace | TRC | Existing | NE3380 | Dedicated Outdoor Air System on VRF unit | Dedicated Outdoor Air System on VRF unit | NonEquip | 15 | Residential/split system heat pump | 0% | Prescriptive_all_existing | 10% | 0 | 0 | 0 | 0 | 0 | 0 | 0 | 0 | 0 | 0 | 0 | 0 | 0 | 0 | 0 | 0 | 0 | 0 | 0 | 0 | 0 | 0 | 0 | 0 | 0 | 0 | 0 | 0 | 0 | 0 | 0 | 0 | 0 | 0 | 0 | 0 | 0 | 0 | 0 | 0
Hospitals_Existing_Ceiling Insulation(R2 to R38)_TRC | Ach | Hospitals | Space Heating | Forced air furnace | TRC | Existing | NE3172 | Ceiling Insulation(R2 to R38) | Ceiling Insulation(R2 to R38) | NonEquip | 20 |  | 0% | Prescriptive_all_existing | 0.8977% | 0 | 0 | 0 | 0 | 0 | 0 | 0 | 0 | 0 | 0 | 0 | 0 | 0 | 0 | 0 | 0 | 0 | 0 | 0 | 0 | 0 | 0 | 0 | 0 | 0 | 0 | 0 | 0 | 0 | 0 | 0 | 0 | 0 | 0 | 0 | 0 | 0 | 0 | 0 | 0
Hospitals_New_Outdoor Lighting Controls_TRC | Ach | Hospitals | Exterior Lighting | Exterior parking/lot lighting | TRC | New | NN2977 | Outdoor Lighting Controls | Outdoor Lighting Controls | NonEquip | 8 | Exterior parking/lot lighting | 30.95% | Prescriptive_lighting control | 28% | 408.2229 | 563.4946 | 815.7008 | 1105.4581 | 1351.4288 | 1378.5822 | 1153.3598 | 760.1417 | 396.3213 | 172.3639 | 408.2229 | 971.7175 | 1787.4183 | 2892.8764 | 4244.3052 | 5622.8874 | 6776.2472 | 7536.3889 | 7932.7102 | 8105.0741 | 0 | 0 | 0 | 0 | 0 | 0 | 0 | 0 | 0 | 0 | 0 | 0 | 0 | 0 | 0 | 0 | 0 | 0 | 0 | 0
Hospitals_New_Bi-Level Lighting Control (Exterior)_TRC | Ach | Hospitals | Exterior Lighting | Exterior parking/lot lighting | TRC | New | NN2951 | Bi-Level Lighting Control (Exterior) | Bi-Level Lighting Control (Exterior) | NonEquip | 9 | Exterior parking/lot lighting | 13.75% | Prescriptive_lighting control | 31% | 215.3483 | 295.555 | 424.5583 | 570.2782 | 691.8592 | 704.1547 | 592.708 | 395.3983 | 208.5846 | 91.3909 | 215.3483 | 510.9034 | 935.4616 | 1505.7398 | 2197.599 | 2901.7537 | 3494.4617 | 3889.86 | 4098.4446 | 4189.8355 | 0 | 0 | 0 | 0 | 0 | 0 | 0 | 0 | 0 | 0 | 0 | 0 | 0 | 0 | 0 | 0 | 0 | 0 | 0 | 0
Hospitals_Existing_Outdoor Lighting Controls_TRC | Ach | Hospitals | Exterior Lighting | Exterior parking/lot lighting | TRC | Existing | NE2964 | Outdoor Lighting Controls | Outdoor Lighting Controls | NonEquip | 8 | Exterior parking/lot lighting | 30.95% | Prescriptive_lighting control_existing | 28% | 5366.7487 | 5309.207 | 5345.7557 | 5394.2983 | 5443.2074 | 5490.1312 | 5538.959 | 5582.8701 | 5626.624 | 5664.1794 | 5366.7487 | 10675.9556 | 16021.7113 | 21416.0096 | 26859.2171 | 32349.3482 | 37888.3072 | 43471.1773 | 49097.8013 | 54761.9807 | 0 | 0 | 0 | 0 | 0 | 0 | 0 | 0 | 0 | 0 | 0 | 0 | 0 | 0 | 0 | 0 | 0 | 0 | 0 | 0
Hospitals_Existing_Bi-Level Lighting Control (Exterior)_TRC | Ach | Hospitals | Exterior Lighting | Exterior parking/lot lighting | TRC | Existing | NE2938 | Bi-Level Lighting Control (Exterior) | Bi-Level Lighting Control (Exterior) | NonEquip | 9 | Exterior parking/lot lighting | 13.75% | Prescriptive_lighting control_existing | 31% | 2858.6211 | 4286.5622 | 6269.7556 | 8585.8966 | 10607.3121 | 11279.9318 | 9812.0068 | 6709.6747 | 3623.3988 | 1629.8726 | 2858.6211 | 7145.1833 | 13414.9389 | 22000.8355 | 32608.1476 | 43888.0794 | 53700.0862 | 60409.761 | 64033.1598 | 65663.0324 | 0 | 0 | 0 | 0 | 0 | 0 | 0 | 0 | 0 | 0 | 0 | 0 | 0 | 0 | 0 | 0 | 0 | 0 | 0 | 0
Hospitals_Turnover_High Efficiency HID Lighting_TRC | Ach | Hospitals | Exterior Lighting | Exterior parking/lot lighting | TRC | Turnover | ET513 | High Efficiency HID Lighting | High Efficiency HID Lighting | Equip | 13 | Exterior parking/lot lighting | 6.728% | Prescriptive_lighting | 34.18% | 3906.7114 | 4075.1992 | 3859.3826 | 2918.7899 | 1728.6964 | 830.8857 | 348.9397 | 136.6975 | 52.0443 | 19.2449 | 3906.7114 | 7981.9106 | 11841.2932 | 14760.0831 | 16488.7795 | 17319.6652 | 17668.6049 | 17805.3024 | 17857.3467 | 17876.5916 | 0 | 0 | 0 | 0 | 0 | 0 | 0 | 0 | 0 | 0 | 0 | 0 | 0 | 0 | 0 | 0 | 0 | 0 | 0 | 0
Hospitals_New_High Efficiency HID Lighting_TRC | Ach | Hospitals | Exterior Lighting | Exterior parking/lot lighting | TRC | New | EN539 | High Efficiency HID Lighting | High Efficiency HID Lighting | Equip | 13 | Exterior parking/lot lighting | 94.94% | Prescriptive_lighting | 34.18% | 8709.3626 | 8596.1492 | 7637.7902 | 5362.2003 | 2969.4705 | 1346.7627 | 570.7847 | 236.1163 | 94.4541 | 34.847 | 8709.3626 | 17305.5118 | 24943.302 | 30305.5022 | 33274.9728 | 34621.7354 | 35192.5201 | 35428.6364 | 35523.0905 | 35557.9375 | 0 | 0 | 0 | 0 | 0 | 0 | 0 | 0 | 0 | 0 | 0 | 0 | 0 | 0 | 0 | 0 | 0 | 0 | 0 | 0
Hospitals_New_Outdoor Lighting Controls_TRC | Ach | Hospitals | Exterior Lighting | Exterior marquis | TRC | New | NN2977 | Outdoor Lighting Controls | Outdoor Lighting Controls | NonEquip | 8 | Exterior parking/lot lighting | 0% | Prescriptive_lighting control | 28% | 0 | 0 | 0 | 0 | 0 | 0 | 0 | 0 | 0 | 0 | 0 | 0 | 0 | 0 | 0 | 0 | 0 | 0 | 0 | 0 | 0 | 0 | 0 | 0 | 0 | 0 | 0 | 0 | 0 | 0 | 0 | 0 | 0 | 0 | 0 | 0 | 0 | 0 | 0 | 0
Hospitals_New_Bi-Level Lighting Control (Exterior)_TRC | Ach | Hospitals | Exterior Lighting | Exterior marquis | TRC | New | NN2951 | Bi-Level Lighting Control (Exterior) | Bi-Level Lighting Control (Exterior) | NonEquip | 9 | Exterior parking/lot lighting | 0% | Prescriptive_lighting control | 31% | 0 | 0 | 0 | 0 | 0 | 0 | 0 | 0 | 0 | 0 | 0 | 0 | 0 | 0 | 0 | 0 | 0 | 0 | 0 | 0 | 0 | 0 | 0 | 0 | 0 | 0 | 0 | 0 | 0 | 0 | 0 | 0 | 0 | 0 | 0 | 0 | 0 | 0 | 0 | 0
Hospitals_Existing_Outdoor Lighting Controls_TRC | Ach | Hospitals | Exterior Lighting | Exterior marquis | TRC | Existing | NE2964 | Outdoor Lighting Controls | Outdoor Lighting Controls | NonEquip | 8 | Exterior parking/lot lighting | 0% | Prescriptive_lighting control_existing | 28% | 0 | 0 | 0 | 0 | 0 | 0 | 0 | 0 | 0 | 0 | 0 | 0 | 0 | 0 | 0 | 0 | 0 | 0 | 0 | 0 | 0 | 0 | 0 | 0 | 0 | 0 | 0 | 0 | 0 | 0 | 0 | 0 | 0 | 0 | 0 | 0 | 0 | 0 | 0 | 0
Hospitals_Existing_Bi-Level Lighting Control (Exterior)_TRC | Ach | Hospitals | Exterior Lighting | Exterior marquis | TRC | Existing | NE2938 | Bi-Level Lighting Control (Exterior) | Bi-Level Lighting Control (Exterior) | NonEquip | 9 | Exterior parking/lot lighting | 0% | Prescriptive_lighting control_existing | 31% | 0 | 0 | 0 | 0 | 0 | 0 | 0 | 0 | 0 | 0 | 0 | 0 | 0 | 0 | 0 | 0 | 0 | 0 | 0 | 0 | 0 | 0 | 0 | 0 | 0 | 0 | 0 | 0 | 0 | 0 | 0 | 0 | 0 | 0 | 0 | 0 | 0 | 0 | 0 | 0
Hospitals_Turnover_LED Exterior Lighting_TRC | Ach | Hospitals | Exterior Lighting | Exterior marquis | TRC | Turnover | ET630 | LED Exterior Lighting | LED Exterior Lighting | Equip | 13 | Exterior marquis | 4.268% | Prescriptive_lighting | 60.51% | 16.5079 | 17.2199 | 16.308 | 12.3335 | 7.3047 | 3.5109 | 1.4745 | 0.57762 | 0.21992 | 0.08132 | 16.5079 | 33.7278 | 50.0358 | 62.3693 | 69.6739 | 73.1849 | 74.6593 | 75.2369 | 75.4569 | 75.5382 | 0 | 0 | 0 | 0 | 0 | 0 | 0 | 0 | 0 | 0 | 0 | 0 | 0 | 0 | 0 | 0 | 0 | 0 | 0 | 0
Hospitals_New_LED Exterior Lighting_TRC | Ach | Hospitals | Exterior Lighting | Exterior marquis | TRC | New | EN656 | LED Exterior Lighting | LED Exterior Lighting | Equip | 13 | Exterior marquis | 4.624% | Prescriptive_lighting | 60.51% | 2.4089 | 2.4747 | 2.3229 | 1.7412 | 1.022 | 0.47177 | 0.1908 | 0.072131 | 0.026549 | 0.0095044 | 2.4089 | 4.8836 | 7.2065 | 8.9477 | 9.9697 | 10.4415 | 10.6323 | 10.7044 | 10.7309 | 10.7404 | 0 | 0 | 0 | 0 | 0 | 0 | 0 | 0 | 0 | 0 | 0 | 0 | 0 | 0 | 0 | 0 | 0 | 0 | 0 | 0
Hospitals_New_VSD Controlled Compressor_TRC | Ach | Hospitals | Miscellaneous | Elevators/Escalators | TRC | New | NN4537 | VSD Controlled Compressor | VSD Controlled Compressor | NonEquip | 15 | Others | 0% | Prescriptive_ECM | 20.79% | 0 | 0 | 0 | 0 | 0 | 0 | 0 | 0 | 0 | 0 | 0 | 0 | 0 | 0 | 0 | 0 | 0 | 0 | 0 | 0 | 0 | 0 | 0 | 0 | 0 | 0 | 0 | 0 | 0 | 0 | 0 | 0 | 0 | 0 | 0 | 0 | 0 | 0 | 0 | 0
Hospitals_New_Engine Block Timer_TRC | Ach | Hospitals | Miscellaneous | Elevators/Escalators | TRC | New | NN4485 | Engine Block Timer | Engine Block Timer | NonEquip | 5 | Others | 0% | Prescriptive_ECM | 36% | 0 | 0 | 0 | 0 | 0 | 0 | 0 | 0 | 0 | 0 | 0 | 0 | 0 | 0 | 0 | 0 | 0 | 0 | 0 | 0 | 0 | 0 | 0 | 0 | 0 | 0 | 0 | 0 | 0 | 0 | 0 | 0 | 0 | 0 | 0 | 0 | 0 | 0 | 0 | 0
Hospitals_Existing_VSD Controlled Compressor_TRC | Ach | Hospitals | Miscellaneous | Elevators/Escalators | TRC | Existing | NE4524 | VSD Controlled Compressor | VSD Controlled Compressor | NonEquip | 15 | Others | 0% | Prescriptive_ECM_existing | 20.79% | 0 | 0 | 0 | 0 | 0 | 0 | 0 | 0 | 0 | 0 | 0 | 0 | 0 | 0 | 0 | 0 | 0 | 0 | 0 | 0 | 0 | 0 | 0 | 0 | 0 | 0 | 0 | 0 | 0 | 0 | 0 | 0 | 0 | 0 | 0 | 0 | 0 | 0 | 0 | 0
Hospitals_Existing_Engine Block Timer_TRC | Ach | Hospitals | Miscellaneous | Elevators/Escalators | TRC | Existing | NE4472 | Engine Block Timer | Engine Block Timer | NonEquip | 5 | Others | 0% | Prescriptive_ECM_existing | 36% | 0 | 0 | 0 | 0 | 0 | 0 | 0 | 0 | 0 | 0 | 0 | 0 | 0 | 0 | 0 | 0 | 0 | 0 | 0 | 0 | 0 | 0 | 0 | 0 | 0 | 0 | 0 | 0 | 0 | 0 | 0 | 0 | 0 | 0 | 0 | 0 | 0 | 0 | 0 | 0
Hospitals_New_Network PC Power Management_TRC | Ach | Hospitals | Office Equipment | Document production | TRC | New | NN4563 | Network PC Power Management | Network PC Power Management | NonEquip | 5 | Computers | 0% | Prescriptive_all | 56.5% | 0 | 0 | 0 | 0 | 0 | 0 | 0 | 0 | 0 | 0 | 0 | 0 | 0 | 0 | 0 | 0 | 0 | 0 | 0 | 0 | 0 | 0 | 0 | 0 | 0 | 0 | 0 | 0 | 0 | 0 | 0 | 0 | 0 | 0 | 0 | 0 | 0 | 0 | 0 | 0
Hospitals_Existing_Network PC Power Management_TRC | Ach | Hospitals | Office Equipment | Document production | TRC | Existing | NE4550 | Network PC Power Management | Network PC Power Management | NonEquip | 5 | Computers | 0% | Prescriptive_all_existing | 56.5% | 0 | 0 | 0 | 0 | 0 | 0 | 0 | 0 | 0 | 0 | 0 | 0 | 0 | 0 | 0 | 0 | 0 | 0 | 0 | 0 | 0 | 0 | 0 | 0 | 0 | 0 | 0 | 0 | 0 | 0 | 0 | 0 | 0 | 0 | 0 | 0 | 0 | 0 | 0 | 0
Hospitals_New_Smart Thermostat_TRC | Ach | Hospitals | Space Cooling | District chilled water piped | TRC | New | NN4147 | Smart Thermostat | Smart Thermostat | NonEquip | 11 |  | 31.48% | Prescriptive_all | 10% | 1627.8781 | 2265.5716 | 3322.6071 | 4605.4058 | 5843.7691 | 6323.8193 | 5755.482 | 4198.0885 | 2408.2424 | 1120.4083 | 1627.8781 | 3893.4497 | 7216.0568 | 11821.4626 | 17665.2317 | 23989.051 | 29744.533 | 33942.6215 | 36350.8639 | 37471.2722 | 0.13607 | 0.32544 | 0.60317 | 0.98812 | 1.4766 | 2.0052 | 2.4863 | 2.8372 | 3.0385 | 3.1321 | 0 | 0 | 0 | 0 | 0 | 0 | 0 | 0 | 0 | 0
Hospitals_New_Programmable Thermostat_TRC | Ach | Hospitals | Space Cooling | District chilled water piped | TRC | New | NN4043 | Programmable Thermostat | Programmable Thermostat | NonEquip | 11 |  | 0% | Prescriptive_all | 3.6% | 0 | 0 | 0 | 0 | 0 | 0 | 0 | 0 | 0 | 0 | 0 | 0 | 0 | 0 | 0 | 0 | 0 | 0 | 0 | 0 | 0 | 0 | 0 | 0 | 0 | 0 | 0 | 0 | 0 | 0 | 0 | 0 | 0 | 0 | 0 | 0 | 0 | 0 | 0 | 0
Hospitals_New_HVAC tune-up_RTU_TRC | Ach | Hospitals | Space Cooling | District chilled water piped | TRC | New | NN3913 | HVAC tune-up_RTU | HVAC tune-up_RTU | NonEquip | 5 | Packaged air conditioning units (RTUs) | 0% | Prescriptive_package HP | 5% | 0 | 0 | 0 | 0 | 0 | 0 | 0 | 0 | 0 | 0 | 0 | 0 | 0 | 0 | 0 | 0 | 0 | 0 | 0 | 0 | 0 | 0 | 0 | 0 | 0 | 0 | 0 | 0 | 0 | 0 | 0 | 0 | 0 | 0 | 0 | 0 | 0 | 0 | 0 | 0
Hospitals_New_Facility Energy Management System_TRC | Ach | Hospitals | Space Cooling | District chilled water piped | TRC | New | NN3679 | Facility Energy Management System | Facility Energy Management System | NonEquip | 15 |  | 4.276% | Custom_improvement | 20% | 248.5873 | 329.6648 | 463.0309 | 622.0919 | 780.7154 | 864.7667 | 848.4695 | 714.2307 | 505.9919 | 303.3675 | 248.5873 | 578.252 | 1041.283 | 1663.3749 | 2444.0903 | 3308.857 | 4157.3266 | 4871.5572 | 5377.5491 | 5680.9166 | 0.036801 | 0.085606 | 0.15415 | 0.24625 | 0.36183 | 0.48985 | 0.61546 | 0.7212 | 0.79611 | 0.84102 | 0 | 0 | 0 | 0 | 0 | 0 | 0 | 0 | 0 | 0
Hospitals_New_Dedicated Outdoor Air System on VRF unit_TRC | Ach | Hospitals | Space Cooling | District chilled water piped | TRC | New | NN3419 | Dedicated Outdoor Air System on VRF unit | Dedicated Outdoor Air System on VRF unit | NonEquip | 15 | Residential-type central air conditioners | 0% | Prescriptive_all | 17.5% | 0 | 0 | 0 | 0 | 0 | 0 | 0 | 0 | 0 | 0 | 0 | 0 | 0 | 0 | 0 | 0 | 0 | 0 | 0 | 0 | 0 | 0 | 0 | 0 | 0 | 0 | 0 | 0 | 0 | 0 | 0 | 0 | 0 | 0 | 0 | 0 | 0 | 0 | 0 | 0
Hospitals_New_Chilled Water System - Variable Speed Drives_TRC | Ach | Hospitals | Space Cooling | District chilled water piped | TRC | New | NN3315 | Chilled Water System - Variable Speed Drives | Chilled Water System - Variable Speed Drives | NonEquip | 13 | Central chillers inside | 0% | Prescriptive_all | 24.74% | 0 | 0 | 0 | 0 | 0 | 0 | 0 | 0 | 0 | 0 | 0 | 0 | 0 | 0 | 0 | 0 | 0 | 0 | 0 | 0 | 0 | 0 | 0 | 0 | 0 | 0 | 0 | 0 | 0 | 0 | 0 | 0 | 0 | 0 | 0 | 0 | 0 | 0 | 0 | 0
Hospitals_New_Ceiling Insulation(R2 to R38)_TRC | Ach | Hospitals | Space Cooling | District chilled water piped | TRC | New | NN3211 | Ceiling Insulation(R2 to R38) | Ceiling Insulation(R2 to R38) | NonEquip | 20 |  | 0% | Prescriptive_all | 2.322% | 0 | 0 | 0 | 0 | 0 | 0 | 0 | 0 | 0 | 0 | 0 | 0 | 0 | 0 | 0 | 0 | 0 | 0 | 0 | 0 | 0 | 0 | 0 | 0 | 0 | 0 | 0 | 0 | 0 | 0 | 0 | 0 | 0 | 0 | 0 | 0 | 0 | 0 | 0 | 0
Hospitals_Existing_Wall Insulation_TRC | Ach | Hospitals | Space Cooling | District chilled water piped | TRC | Existing | NE4212 | Wall Insulation | Wall Insulation | NonEquip | 20 |  | 0% | Prescriptive_all_existing | 11.74% | 0 | 0 | 0 | 0 | 0 | 0 | 0 | 0 | 0 | 0 | 0 | 0 | 0 | 0 | 0 | 0 | 0 | 0 | 0 | 0 | 0 | 0 | 0 | 0 | 0 | 0 | 0 | 0 | 0 | 0 | 0 | 0 | 0 | 0 | 0 | 0 | 0 | 0 | 0 | 0
Hospitals_Existing_Smart Thermostat_TRC | Ach | Hospitals | Space Cooling | District chilled water piped | TRC | Existing | NE4134 | Smart Thermostat | Smart Thermostat | NonEquip | 11 |  | 31.48% | Prescriptive_all_existing | 10% | 17351.7666 | 26185.226 | 39016.7927 | 55017.1978 | 71021.5558 | 80428.9177 | 75960.0721 | 57035.6163 | 33559.9391 | 16030.5026 | 17351.7666 | 43536.9926 | 82553.7853 | 137570.9831 | 208592.5388 | 289021.4565 | 364981.5287 | 422017.145 | 455577.0841 | 471607.5867 | 1.4504 | 3.6391 | 6.9004 | 11.4991 | 17.4356 | 24.1584 | 30.5076 | 35.2751 | 38.0802 | 39.4202 | 0 | 0 | 0 | 0 | 0 | 0 | 0 | 0 | 0 | 0
Hospitals_Existing_Programmable Thermostat_TRC | Ach | Hospitals | Space Cooling | District chilled water piped | TRC | Existing | NE4030 | Programmable Thermostat | Programmable Thermostat | NonEquip | 11 |  | 0% | Prescriptive_all_existing | 3.6% | 0 | 0 | 0 | 0 | 0 | 0 | 0 | 0 | 0 | 0 | 0 | 0 | 0 | 0 | 0 | 0 | 0 | 0 | 0 | 0 | 0 | 0 | 0 | 0 | 0 | 0 | 0 | 0 | 0 | 0 | 0 | 0 | 0 | 0 | 0 | 0 | 0 | 0 | 0 | 0
Hospitals_Existing_HVAC tune-up_RTU_TRC | Ach | Hospitals | Space Cooling | District chilled water piped | TRC | Existing | NE3900 | HVAC tune-up_RTU | HVAC tune-up_RTU | NonEquip | 5 | Packaged air conditioning units (RTUs) | 0% | Prescriptive_package HP_existing | 5% | 0 | 0 | 0 | 0 | 0 | 0 | 0 | 0 | 0 | 0 | 0 | 0 | 0 | 0 | 0 | 0 | 0 | 0 | 0 | 0 | 0 | 0 | 0 | 0 | 0 | 0 | 0 | 0 | 0 | 0 | 0 | 0 | 0 | 0 | 0 | 0 | 0 | 0 | 0 | 0
Hospitals_Existing_Facility Energy Management System_TRC | Ach | Hospitals | Space Cooling | District chilled water piped | TRC | Existing | NE3666 | Facility Energy Management System | Facility Energy Management System | NonEquip | 15 |  | 5.375% | Custom_improvement_existing | 20% | 3320.9598 | 4768.0879 | 6789.8606 | 9256.4681 | 11788.102 | 13643.5976 | 13899.9603 | 12079.8189 | 8810.5341 | 5439.3294 | 3320.9598 | 8089.0477 | 14878.9083 | 24135.3764 | 35923.4785 | 49567.076 | 63467.0363 | 75546.8553 | 84357.3894 | 89796.7188 | 0.49164 | 1.1975 | 2.2027 | 3.5731 | 5.3182 | 7.338 | 9.3958 | 11.1841 | 12.4885 | 13.2937 | 0 | 0 | 0 | 0 | 0 | 0 | 0 | 0 | 0 | 0
Hospitals_Existing_Dedicated Outdoor Air System on VRF unit_TRC | Ach | Hospitals | Space Cooling | District chilled water piped | TRC | Existing | NE3406 | Dedicated Outdoor Air System on VRF unit | Dedicated Outdoor Air System on VRF unit | NonEquip | 15 | Residential-type central air conditioners | 0% | Prescriptive_all_existing | 17.5% | 0 | 0 | 0 | 0 | 0 | 0 | 0 | 0 | 0 | 0 | 0 | 0 | 0 | 0 | 0 | 0 | 0 | 0 | 0 | 0 | 0 | 0 | 0 | 0 | 0 | 0 | 0 | 0 | 0 | 0 | 0 | 0 | 0 | 0 | 0 | 0 | 0 | 0 | 0 | 0
Hospitals_Existing_Chilled Water System - Variable Speed Drives_TRC | Ach | Hospitals | Space Cooling | District chilled water piped | TRC | Existing | NE3302 | Chilled Water System - Variable Speed Drives | Chilled Water System - Variable Speed Drives | NonEquip | 13 | Central chillers inside | 0% | Prescriptive_all_existing | 24.74% | 0 | 0 | 0 | 0 | 0 | 0 | 0 | 0 | 0 | 0 | 0 | 0 | 0 | 0 | 0 | 0 | 0 | 0 | 0 | 0 | 0 | 0 | 0 | 0 | 0 | 0 | 0 | 0 | 0 | 0 | 0 | 0 | 0 | 0 | 0 | 0 | 0 | 0 | 0 | 0
Hospitals_Existing_Ceiling Insulation(R2 to R38)_TRC | Ach | Hospitals | Space Cooling | District chilled water piped | TRC | Existing | NE3198 | Ceiling Insulation(R2 to R38) | Ceiling Insulation(R2 to R38) | NonEquip | 20 |  | 0% | Prescriptive_all_existing | 2.322% | 0 | 0 | 0 | 0 | 0 | 0 | 0 | 0 | 0 | 0 | 0 | 0 | 0 | 0 | 0 | 0 | 0 | 0 | 0 | 0 | 0 | 0 | 0 | 0 | 0 | 0 | 0 | 0 | 0 | 0 | 0 | 0 | 0 | 0 | 0 | 0 | 0 | 0 | 0 | 0
Hospitals_Turnover_High Efficiency Chiller (Air Cooled, 50 tons)_TRC | Ach | Hospitals | Space Cooling | District chilled water piped | TRC | Turnover | ET942 | High Efficiency Chiller (Air Cooled, 50 tons) | High Efficiency Chiller (Air Cooled, 50 tons) | Equip | 20 | District chilled water piped | 31.91% | Prescriptive_all | 8.759% | 8442.9829 | 11979.4055 | 17823.693 | 25096.7254 | 32350.5458 | 36591.4863 | 34513.835 | 25879.4618 | 15205.5939 | 7252.601 | 8442.9829 | 20422.3884 | 38246.0814 | 63342.8067 | 95693.3525 | 132284.8389 | 166798.6739 | 192678.1357 | 207883.7295 | 215136.3305 | 1.958 | 4.736 | 8.8694 | 14.6894 | 22.1917 | 30.6774 | 38.6813 | 44.6828 | 48.209 | 49.891 | 0.45163 | 1.0924 | 2.0459 | 3.3883 | 5.1188 | 7.0762 | 8.9224 | 10.3068 | 11.1201 | 11.5081
Hospitals_Turnover_High Efficiency Chiller (Water cooled-positive displacement, 100 tons)_TRC | Ach | Hospitals | Space Cooling | District chilled water piped | TRC | Turnover | ET1098 | High Efficiency Chiller (Water cooled-positive displacement, 100 tons) | High Efficiency Chiller (Water cooled-positive displacement, 100 tons) | Equip | 20 | District chilled water piped | 31.91% | Prescriptive_all | 2.683% | 3030.212 | 4283.7698 | 6341.5817 | 8874.0723 | 11369.2601 | 12815.4257 | 12112.1456 | 9150.4947 | 5425.4872 | 2605.1035 | 3030.212 | 7313.9818 | 13655.5635 | 22529.6358 | 33898.8958 | 46714.3216 | 58826.4672 | 67976.9619 | 73402.4491 | 76007.5526 | 0.97207 | 2.3463 | 4.3806 | 7.2274 | 10.8746 | 14.9857 | 18.8712 | 21.8066 | 23.5471 | 24.3828 | 0.0095701 | 0.023099 | 0.043127 | 0.071154 | 0.10706 | 0.14753 | 0.18579 | 0.21469 | 0.23182 | 0.24005
Hospitals_Turnover_High Efficiency Chiller (Water cooled-centrifugal, 200 tons)_TRC | Ach | Hospitals | Space Cooling | District chilled water piped | TRC | Turnover | ET1020 | High Efficiency Chiller (Water cooled-centrifugal, 200 tons) | High Efficiency Chiller (Water cooled-centrifugal, 200 tons) | Equip | 20 | District chilled water piped | 31.91% | Prescriptive_all | 4.362% | 4367.9493 | 6182.3991 | 9167.5819 | 12855 | 16502.8594 | 18623.2137 | 17589.5118 | 13255.5935 | 7835.8571 | 3754.1533 | 4367.9493 | 10550.3484 | 19717.9304 | 32572.9304 | 49075.7898 | 67699.0035 | 85288.5153 | 98544.1088 | 106379.9659 | 110134.1191 | 1.4012 | 3.3845 | 6.3254 | 10.4492 | 15.7432 | 21.7174 | 27.36 | 31.6124 | 34.1261 | 35.3304 | 0.013795 | 0.03332 | 0.062274 | 0.10287 | 0.15499 | 0.21381 | 0.26936 | 0.31122 | 0.33597 | 0.34783
Hospitals_New_High Efficiency Chiller (Air Cooled, 50 tons)_TRC | Ach | Hospitals | Space Cooling | District chilled water piped | TRC | New | EN968 | High Efficiency Chiller (Air Cooled, 50 tons) | High Efficiency Chiller (Air Cooled, 50 tons) | Equip | 20 | District chilled water piped | 31.91% | Prescriptive_all | 8.759% | 1516.3464 | 2118.8712 | 3124.7295 | 4360.6776 | 5570.5166 | 6051.5274 | 5496.7571 | 3977.5362 | 2259.2782 | 1043.275 | 1516.3464 | 3635.2176 | 6759.9471 | 11120.6247 | 16691.1413 | 22742.6687 | 28239.4258 | 32216.9621 | 34476.2403 | 35519.5153 | 0.35165 | 0.84302 | 1.5677 | 2.5789 | 3.8707 | 5.2741 | 6.5488 | 7.4712 | 7.9952 | 8.2371 | 0.081113 | 0.19446 | 0.3616 | 0.59487 | 0.89284 | 1.2166 | 1.5106 | 1.7234 | 1.8442 | 1.9
Hospitals_New_High Efficiency Chiller (Water cooled-positive displacement, 100 tons)_TRC | Ach | Hospitals | Space Cooling | District chilled water piped | TRC | New | EN1124 | High Efficiency Chiller (Water cooled-positive displacement, 100 tons) | High Efficiency Chiller (Water cooled-positive displacement, 100 tons) | Equip | 20 | District chilled water piped | 31.91% | Prescriptive_all | 2.683% | 540.9953 | 750.8534 | 1096.9968 | 1513.4288 | 1911.532 | 2063.1736 | 1880.6134 | 1379.5364 | 796.8154 | 372.5756 | 540.9953 | 1291.8487 | 2388.8455 | 3902.2743 | 5813.8063 | 7876.9799 | 9757.5933 | 11137.1297 | 11933.9451 | 12306.5208 | 0.17355 | 0.41442 | 0.76633 | 1.2518 | 1.865 | 2.5269 | 3.1302 | 3.5727 | 3.8283 | 3.9479 | 0.0017086 | 0.0040799 | 0.0075445 | 0.012324 | 0.018361 | 0.024877 | 0.030817 | 0.035174 | 0.03769 | 0.038867
Hospitals_New_High Efficiency Chiller (Water cooled-centrifugal, 200 tons)_TRC | Ach | Hospitals | Space Cooling | District chilled water piped | TRC | New | EN1046 | High Efficiency Chiller (Water cooled-centrifugal, 200 tons) | High Efficiency Chiller (Water cooled-centrifugal, 200 tons) | Equip | 20 | District chilled water piped | 31.91% | Prescriptive_all | 4.362% | 783.8334 | 1092.2097 | 1604.4771 | 2228.5088 | 2833.4619 | 3069.7172 | 2791.9764 | 2031.4378 | 1161.8372 | 539.3376 | 783.8334 | 1876.0432 | 3480.5203 | 5709.0291 | 8542.491 | 11612.2083 | 14404.1846 | 16435.6224 | 17597.4596 | 18136.7972 | 0.25145 | 0.60182 | 1.1165 | 1.8314 | 2.7404 | 3.7251 | 4.6208 | 5.2724 | 5.6452 | 5.8182 | 0.0024755 | 0.005925 | 0.010992 | 0.01803 | 0.026979 | 0.036674 | 0.045492 | 0.051907 | 0.055577 | 0.05728
Hospitals_New_Strip Curtains for Walk-ins_TRC | Ach | Hospitals | Refrigeration | Display cases | TRC | New | NN4901 | Strip Curtains for Walk-ins | Strip Curtains for Walk-ins | NonEquip | 4 | Walk-in cooler | 0% | Prescriptive_refrigeration control | 2.115% | 0 | 0 | 0 | 0 | 0 | 0 | 0 | 0 | 0 | 0 | 0 | 0 | 0 | 0 | 0 | 0 | 0 | 0 | 0 | 0 | 0 | 0 | 0 | 0 | 0 | 0 | 0 | 0 | 0 | 0 | 0 | 0 | 0 | 0 | 0 | 0 | 0 | 0 | 0 | 0
Hospitals_New_PSC to ECM Evaporator Fan Motor (Walk-In, Refrigerator)_TRC | Ach | Hospitals | Refrigeration | Display cases | TRC | New | NN4849 | PSC to ECM Evaporator Fan Motor (Walk-In, Refrigerator) | PSC to ECM Evaporator Fan Motor (Walk-In, Refrigerator) | NonEquip | 15 | Walk-in cooler | 0% | Prescriptive_ECM | 37.5% | 0 | 0 | 0 | 0 | 0 | 0 | 0 | 0 | 0 | 0 | 0 | 0 | 0 | 0 | 0 | 0 | 0 | 0 | 0 | 0 | 0 | 0 | 0 | 0 | 0 | 0 | 0 | 0 | 0 | 0 | 0 | 0 | 0 | 0 | 0 | 0 | 0 | 0 | 0 | 0
Hospitals_New_PSC to ECM Evaporator Fan Motor (Reach-In)_TRC | Ach | Hospitals | Refrigeration | Display cases | TRC | New | NN4823 | PSC to ECM Evaporator Fan Motor (Reach-In) | PSC to ECM Evaporator Fan Motor (Reach-In) | NonEquip | 15 | Display cases | 68.68% | Prescriptive_ECM | 37.5% | 76.5918 | 111.492 | 174.9251 | 268.5544 | 396.4997 | 533.9985 | 657.3346 | 706.529 | 630.0993 | 445.3927 | 76.5918 | 188.0837 | 363.0088 | 631.5633 | 1028.0629 | 1562.0615 | 2219.3961 | 2925.9252 | 3556.0245 | 4001.4171 | 0.0099305 | 0.024386 | 0.047066 | 0.081885 | 0.13329 | 0.20253 | 0.28776 | 0.37936 | 0.46106 | 0.5188 | 0.008318 | 0.020426 | 0.039424 | 0.068589 | 0.11165 | 0.16964 | 0.24103 | 0.31776 | 0.38619 | 0.43456
Hospitals_Existing_Strip Curtains for Walk-ins_TRC | Ach | Hospitals | Refrigeration | Display cases | TRC | Existing | NE4888 | Strip Curtains for Walk-ins | Strip Curtains for Walk-ins | NonEquip | 4 | Walk-in cooler | 0% | Prescriptive_refrigeration control_existing | 2.115% | 0 | 0 | 0 | 0 | 0 | 0 | 0 | 0 | 0 | 0 | 0 | 0 | 0 | 0 | 0 | 0 | 0 | 0 | 0 | 0 | 0 | 0 | 0 | 0 | 0 | 0 | 0 | 0 | 0 | 0 | 0 | 0 | 0 | 0 | 0 | 0 | 0 | 0 | 0 | 0
Hospitals_Existing_PSC to ECM Evaporator Fan Motor (Walk-In, Refrigerator)_TRC | Ach | Hospitals | Refrigeration | Display cases | TRC | Existing | NE4836 | PSC to ECM Evaporator Fan Motor (Walk-In, Refrigerator) | PSC to ECM Evaporator Fan Motor (Walk-In, Refrigerator) | NonEquip | 15 | Walk-in cooler | 0% | Prescriptive_ECM_existing | 37.5% | 0 | 0 | 0 | 0 | 0 | 0 | 0 | 0 | 0 | 0 | 0 | 0 | 0 | 0 | 0 | 0 | 0 | 0 | 0 | 0 | 0 | 0 | 0 | 0 | 0 | 0 | 0 | 0 | 0 | 0 | 0 | 0 | 0 | 0 | 0 | 0 | 0 | 0 | 0 | 0
Hospitals_Existing_PSC to ECM Evaporator Fan Motor (Reach-In)_TRC | Ach | Hospitals | Refrigeration | Display cases | TRC | Existing | NE4810 | PSC to ECM Evaporator Fan Motor (Reach-In) | PSC to ECM Evaporator Fan Motor (Reach-In) | NonEquip | 15 | Display cases | 17.17% | Prescriptive_ECM_existing | 37.5% | 196.4408 | 199.2252 | 200.5967 | 202.4182 | 204.2535 | 206.0143 | 207.8465 | 209.4943 | 211.1361 | 212.5454 | 196.4408 | 395.666 | 596.2626 | 798.6809 | 1002.9344 | 1208.9487 | 1416.7952 | 1626.2895 | 1837.4256 | 2049.9709 | 0.02547 | 0.0513 | 0.077309 | 0.10355 | 0.13004 | 0.15675 | 0.18369 | 0.21086 | 0.23823 | 0.26579 | 0.021334 | 0.04297 | 0.064756 | 0.086739 | 0.10892 | 0.13129 | 0.15387 | 0.17662 | 0.19955 | 0.22263
Hospitals_Existing_Freezer-Cooler Replacement Gaskets_TRC | Ach | Hospitals | Refrigeration | Display cases | TRC | Existing | NE4706 | Freezer-Cooler Replacement Gaskets | Freezer-Cooler Replacement Gaskets | NonEquip | 4 | Display cases | 63.61% | Prescriptive_refrigeration control_existing | 3.131% | 40.916 | 66.0568 | 104.6036 | 162.2041 | 242.7707 | 343.3825 | 445.8316 | 508.726 | 485.3193 | 368.7434 | 40.916 | 106.9727 | 211.5763 | 373.7804 | 616.5512 | 959.9337 | 1405.7653 | 1914.4913 | 2399.8107 | 2768.5541 | 0.005305 | 0.01387 | 0.027432 | 0.048463 | 0.079939 | 0.12446 | 0.18226 | 0.24822 | 0.31115 | 0.35896 | 0.0044436 | 0.011617 | 0.022978 | 0.040593 | 0.066959 | 0.10425 | 0.15267 | 0.20792 | 0.26063 | 0.30067
Hospitals_Turnover_Refrigerated Display Case LED Lighting_TRC | Ach | Hospitals | Refrigeration | Display cases | TRC | Turnover | ET2613 | Refrigerated Display Case LED Lighting | Refrigerated Display Case LED Lighting | Equip | 8 | Display cases | 0% | Prescriptive_display case lighting | 6.613% | 0 | 0 | 0 | 0 | 0 | 0 | 0 | 0 | 0 | 0 | 0 | 0 | 0 | 0 | 0 | 0 | 0 | 0 | 0 | 0 | 0 | 0 | 0 | 0 | 0 | 0 | 0 | 0 | 0 | 0 | 0 | 0 | 0 | 0 | 0 | 0 | 0 | 0 | 0 | 0
Hospitals_Turnover_Efficient Exhaust Hood_TRC | Ach | Hospitals | Cooking | Cooking Other | TRC | Turnover | ET6 | Efficient Exhaust Hood | Efficient Exhaust Hood | Equip | 15 | Cooking Other | 11.82% | Prescriptive_cooking | 42.5% | 691.5468 | 1041.6873 | 1689.4662 | 2712.0321 | 4261.8571 | 6470.6287 | 9310.2791 | 12313.355 | 14377.9055 | 14082.5279 | 691.5468 | 1733.2342 | 3422.7003 | 6134.7324 | 10396.5895 | 16867.2182 | 26177.4973 | 38490.8523 | 52868.7577 | 66951.2856 | 0.15119 | 0.37892 | 0.74827 | 1.3412 | 2.2729 | 3.6875 | 5.7229 | 8.4149 | 11.5581 | 14.6369 | 0.05934 | 0.14872 | 0.29369 | 0.52641 | 0.89211 | 1.4473 | 2.2462 | 3.3028 | 4.5365 | 5.7449
Hospitals_Turnover_Energy Star Hot Food Holding Cabinet_TRC | Ach | Hospitals | Cooking | Cooking Other | TRC | Turnover | ET162 | Energy Star Hot Food Holding Cabinet | Energy Star Hot Food Holding Cabinet | Equip | 12 | Cooking Other | 26.95% | Prescriptive_cooking | 52.67% | 2283.0783 | 3435.0711 | 5561.1102 | 8902.1058 | 13931.2566 | 21028.553 | 30036.0639 | 39425.4144 | 45813.8303 | 44936.9884 | 2283.0783 | 5718.1494 | 11279.2596 | 20181.3653 | 34112.622 | 55141.175 | 85177.2389 | 124602.6533 | 170416.4837 | 215353.4721 | 0.42046 | 1.0531 | 2.0772 | 3.7166 | 6.2823 | 10.1549 | 15.6864 | 22.9471 | 31.3843 | 39.6599 | 0.20345 | 0.50955 | 1.0051 | 1.7984 | 3.0398 | 4.9137 | 7.5902 | 11.1034 | 15.1859 | 19.1903
Hospitals_New_Efficient Exhaust Hood_TRC | Ach | Hospitals | Cooking | Cooking Other | TRC | New | EN32 | Efficient Exhaust Hood | Efficient Exhaust Hood | Equip | 15 | Cooking Other | 11.82% | Prescriptive_cooking | 42.5% | 74.5204 | 110.5498 | 177.7115 | 282.7372 | 440.3155 | 642.0705 | 889.6666 | 1135.4985 | 1281.7791 | 1215.4495 | 74.5204 | 185.0702 | 362.7817 | 645.5189 | 1085.8344 | 1727.9049 | 2617.5715 | 3753.07 | 5034.8491 | 6250.2986 | 0.016292 | 0.04046 | 0.079311 | 0.14112 | 0.23738 | 0.37775 | 0.57225 | 0.82049 | 1.1007 | 1.3664 | 0.0063944 | 0.01588 | 0.031129 | 0.05539 | 0.093173 | 0.14827 | 0.22461 | 0.32204 | 0.43203 | 0.53632
Hospitals_New_Energy Star Hot Food Holding Cabinet_TRC | Ach | Hospitals | Cooking | Cooking Other | TRC | New | EN188 | Energy Star Hot Food Holding Cabinet | Energy Star Hot Food Holding Cabinet | Equip | 12 | Cooking Other | 26.95% | Prescriptive_cooking | 52.67% | 246.0224 | 364.5493 | 584.9618 | 928.0704 | 1439.3135 | 2086.6307 | 2870.1698 | 3635.6865 | 4084.2675 | 3878.4683 | 246.0224 | 610.5717 | 1195.5334 | 2123.6038 | 3562.9173 | 5649.548 | 8519.7179 | 12155.4044 | 16239.6719 | 20118.1402 | 0.045308 | 0.11244 | 0.22017 | 0.39109 | 0.65615 | 1.0404 | 1.569 | 2.2386 | 2.9907 | 3.705 | 0.021923 | 0.054408 | 0.10653 | 0.18924 | 0.31749 | 0.50344 | 0.7592 | 1.0832 | 1.4471 | 1.7927
Hospitals_New_Network PC Power Management_TRC | Ach | Hospitals | Office Equipment | Computers | TRC | New | NN4563 | Network PC Power Management | Network PC Power Management | NonEquip | 5 | Computers | 22.4% | Prescriptive_all | 56.5% | 336.2172 | 474.1208 | 705.6019 | 993.7205 | 1281.0575 | 1404.4332 | 1287.3764 | 940.1043 | 538.883 | 251.123 | 336.2172 | 810.338 | 1515.9399 | 2509.6604 | 3790.7179 | 5195.1511 | 6482.5274 | 7422.6317 | 7961.5148 | 8212.6378 | 0.045177 | 0.10888 | 0.20369 | 0.33722 | 0.50935 | 0.69807 | 0.87105 | 0.99737 | 1.0698 | 1.1035 | 0.039003 | 0.094003 | 0.17586 | 0.29113 | 0.43974 | 0.60266 | 0.752 | 0.86106 | 0.92357 | 0.9527
Hospitals_Existing_Network PC Power Management_TRC | Ach | Hospitals | Office Equipment | Computers | TRC | Existing | NE4550 | Network PC Power Management | Network PC Power Management | NonEquip | 5 | Computers | 22.4% | Prescriptive_all_existing | 56.5% | 2808.0749 | 3498.1807 | 3522.2622 | 3554.2464 | 3586.4722 | 3617.3897 | 3649.5619 | 3678.4944 | 3707.3234 | 3732.0682 | 2808.0749 | 6306.2555 | 9828.5177 | 13382.7642 | 16969.2363 | 20586.6261 | 24236.1879 | 27914.6823 | 31622.0057 | 35354.074 | 0.37732 | 0.84736 | 1.3206 | 1.7982 | 2.2801 | 2.7662 | 3.2566 | 3.7509 | 4.249 | 4.7505 | 0.32575 | 0.73155 | 1.1401 | 1.5525 | 1.9685 | 2.3881 | 2.8115 | 3.2382 | 3.6683 | 4.1012
Hospitals_New_Tank Wrap on Water Heater_TRC | Ach | Hospitals | Domestic Hot Water | Centralized water heaters | TRC | New | NN2899 | Tank Wrap on Water Heater | Tank Wrap on Water Heater | NonEquip | 7 | Centralized water heaters | 55.99% | Prescriptive_water heater | 1.306% | 1.5227 | 2.2595 | 3.6431 | 5.8643 | 9.3612 | 14.2725 | 21.3832 | 30.9759 | 42.6372 | 54.1511 | 1.5227 | 3.7822 | 7.4254 | 13.2896 | 22.6508 | 36.9233 | 58.3065 | 89.2824 | 131.9197 | 186.0708 | 0.00015253 | 0.00037886 | 0.00074379 | 0.0013312 | 0.0022689 | 0.0036986 | 0.0058405 | 0.0089433 | 0.013214 | 0.018639 | 0.00015563 | 0.00038655 | 0.00075888 | 0.0013582 | 0.0023149 | 0.0037736 | 0.005959 | 0.0091247 | 0.013482 | 0.019017
Hospitals_New_Hot Water Circulation Pump Control_TRC | Ach | Hospitals | Domestic Hot Water | Centralized water heaters | TRC | New | NN2795 | Hot Water Circulation Pump Control | Hot Water Circulation Pump Control | NonEquip | 15 | Centralized water heaters | 0% | Prescriptive_water heater | 3.366% | 0 | 0 | 0 | 0 | 0 | 0 | 0 | 0 | 0 | 0 | 0 | 0 | 0 | 0 | 0 | 0 | 0 | 0 | 0 | 0 | 0 | 0 | 0 | 0 | 0 | 0 | 0 | 0 | 0 | 0 | 0 | 0 | 0 | 0 | 0 | 0 | 0 | 0 | 0 | 0
Hospitals_Existing_Tank Wrap on Water Heater_TRC | Ach | Hospitals | Domestic Hot Water | Centralized water heaters | TRC | Existing | NE2886 | Tank Wrap on Water Heater | Tank Wrap on Water Heater | NonEquip | 7 | Centralized water heaters | 55.99% | Prescriptive_water heater_existing | 1.306% | 15.1925 | 25.6464 | 41.7033 | 67.7214 | 109.1117 | 173.304 | 269.9944 | 406.2553 | 580.3658 | 764.0618 | 15.1925 | 40.8389 | 82.5422 | 150.2636 | 259.3753 | 432.6793 | 702.6736 | 1108.9289 | 1689.2947 | 2453.3566 | 0.0015218 | 0.0040908 | 0.0082682 | 0.015052 | 0.025981 | 0.043341 | 0.070386 | 0.11108 | 0.16921 | 0.24575 | 0.0015527 | 0.0041738 | 0.0084359 | 0.015357 | 0.026508 | 0.04422 | 0.071814 | 0.11333 | 0.17265 | 0.25073
Hospitals_Existing_Hot Water Circulation Pump Control_TRC | Ach | Hospitals | Domestic Hot Water | Centralized water heaters | TRC | Existing | NE2782 | Hot Water Circulation Pump Control | Hot Water Circulation Pump Control | NonEquip | 15 | Centralized water heaters | 70.18% | Prescriptive_water heater_existing | 3.22% | 47.4875 | 80.1628 | 130.3508 | 211.6719 | 341.0353 | 541.6546 | 843.8155 | 1269.5864 | 1813.5426 | 2387.3461 | 47.4875 | 127.6502 | 258.001 | 469.6729 | 810.7082 | 1352.3628 | 2196.1783 | 3465.7647 | 5279.3073 | 7666.6535 | 0.0059137 | 0.015897 | 0.032129 | 0.058489 | 0.10096 | 0.16841 | 0.27349 | 0.4316 | 0.65744 | 0.95475 | 0.0059137 | 0.015897 | 0.032129 | 0.058489 | 0.10096 | 0.16841 | 0.27349 | 0.4316 | 0.65744 | 0.95475
Hospitals_Turnover_Solar Water Heater_TRC | Ach | Hospitals | Domestic Hot Water | Centralized water heaters | TRC | Turnover | ET435 | Solar Water Heater | Solar Water Heater | Equip | 15 | Centralized water heaters | 4.728% | Prescriptive_water heater | 76.67% | 79.9402 | 120.4755 | 196.0632 | 318.6424 | 513.8085 | 816.9661 | 1274.0918 | 1919.0388 | 2744.1986 | 3616.2879 | 79.9402 | 200.4158 | 396.479 | 715.1213 | 1228.9298 | 2045.896 | 3319.9877 | 5239.0265 | 7983.2251 | 11599.513 | 0.0059749 | 0.014979 | 0.029634 | 0.05345 | 0.091853 | 0.15291 | 0.24814 | 0.39157 | 0.59668 | 0.86697 | 0.00083884 | 0.002103 | 0.0041604 | 0.007504 | 0.012896 | 0.021468 | 0.034838 | 0.054975 | 0.083771 | 0.12172
Hospitals_New_Solar Water Heater_TRC | Ach | Hospitals | Domestic Hot Water | Centralized water heaters | TRC | New | EN461 | Solar Water Heater | Solar Water Heater | Equip | 15 | Centralized water heaters | 4.728% | Prescriptive_water heater | 76.67% | 7.1786 | 10.6546 | 17.1862 | 27.6828 | 44.2369 | 67.5552 | 101.4575 | 147.4731 | 203.8693 | 260.0986 | 7.1786 | 17.8332 | 35.0194 | 62.7023 | 106.9392 | 174.4944 | 275.9519 | 423.425 | 627.2943 | 887.3929 | 0.00053654 | 0.0013329 | 0.0026174 | 0.0046865 | 0.0079928 | 0.013042 | 0.020625 | 0.031648 | 0.046885 | 0.066325 | 7.5327e-05 | 0.00018713 | 0.00036747 | 0.00065796 | 0.0011221 | 0.001831 | 0.0028957 | 0.0044431 | 0.0065824 | 0.0093117
Hospitals_New_Smart Thermostat_TRC | Ach | Hospitals | Space Cooling | Central chillers inside | TRC | New | NN4147 | Smart Thermostat | Smart Thermostat | NonEquip | 11 |  | 31.48% | Prescriptive_all | 10% | 781.0377 | 1069.1958 | 1532.0753 | 2062.4701 | 2542.1752 | 2712.358 | 2488.9757 | 1879.7164 | 1125.148 | 539.5268 | 781.0377 | 1850.2335 | 3382.3088 | 5444.779 | 7986.9541 | 10699.3122 | 13188.2878 | 15068.0043 | 16193.1523 | 16732.6791 | 0.065284 | 0.15466 | 0.28272 | 0.45511 | 0.6676 | 0.89432 | 1.1024 | 1.2595 | 1.3535 | 1.3986 | 0 | 0 | 0 | 0 | 0 | 0 | 0 | 0 | 0 | 0
Hospitals_New_Programmable Thermostat_TRC | Ach | Hospitals | Space Cooling | Central chillers inside | TRC | New | NN4043 | Programmable Thermostat | Programmable Thermostat | NonEquip | 11 |  | 0% | Prescriptive_all | 3.6% | 0 | 0 | 0 | 0 | 0 | 0 | 0 | 0 | 0 | 0 | 0 | 0 | 0 | 0 | 0 | 0 | 0 | 0 | 0 | 0 | 0 | 0 | 0 | 0 | 0 | 0 | 0 | 0 | 0 | 0 | 0 | 0 | 0 | 0 | 0 | 0 | 0 | 0 | 0 | 0
Hospitals_New_HVAC tune-up_RTU_TRC | Ach | Hospitals | Space Cooling | Central chillers inside | TRC | New | NN3913 | HVAC tune-up_RTU | HVAC tune-up_RTU | NonEquip | 5 | Packaged air conditioning units (RTUs) | 0% | Prescriptive_package HP | 5% | 0 | 0 | 0 | 0 | 0 | 0 | 0 | 0 | 0 | 0 | 0 | 0 | 0 | 0 | 0 | 0 | 0 | 0 | 0 | 0 | 0 | 0 | 0 | 0 | 0 | 0 | 0 | 0 | 0 | 0 | 0 | 0 | 0 | 0 | 0 | 0 | 0 | 0 | 0 | 0
Hospitals_New_Facility Energy Management System_TRC | Ach | Hospitals | Space Cooling | Central chillers inside | TRC | New | NN3679 | Facility Energy Management System | Facility Energy Management System | NonEquip | 15 |  | 4.276% | Custom_improvement | 20% | 122.9236 | 163.0154 | 228.9635 | 307.6173 | 386.0548 | 427.6172 | 419.5585 | 353.1789 | 250.2072 | 150.0117 | 122.9236 | 285.939 | 514.9025 | 822.5198 | 1208.5746 | 1636.1919 | 2055.7504 | 2408.9292 | 2659.1364 | 2809.1482 | 0.018198 | 0.042331 | 0.076227 | 0.12177 | 0.17892 | 0.24223 | 0.30434 | 0.35662 | 0.39367 | 0.41587 | 0 | 0 | 0 | 0 | 0 | 0 | 0 | 0 | 0 | 0
Hospitals_New_Dedicated Outdoor Air System on VRF unit_TRC | Ach | Hospitals | Space Cooling | Central chillers inside | TRC | New | NN3419 | Dedicated Outdoor Air System on VRF unit | Dedicated Outdoor Air System on VRF unit | NonEquip | 15 | Residential-type central air conditioners | 0% | Prescriptive_all | 17.5% | 0 | 0 | 0 | 0 | 0 | 0 | 0 | 0 | 0 | 0 | 0 | 0 | 0 | 0 | 0 | 0 | 0 | 0 | 0 | 0 | 0 | 0 | 0 | 0 | 0 | 0 | 0 | 0 | 0 | 0 | 0 | 0 | 0 | 0 | 0 | 0 | 0 | 0 | 0 | 0
Hospitals_New_Chilled Water System - Variable Speed Drives_TRC | Ach | Hospitals | Space Cooling | Central chillers inside | TRC | New | NN3315 | Chilled Water System - Variable Speed Drives | Chilled Water System - Variable Speed Drives | NonEquip | 13 | Central chillers inside | 73.99% | Prescriptive_all | 24.74% | 4612.1841 | 6426.7128 | 9440.9646 | 13112.8533 | 16672.4808 | 18062.6395 | 16428.3741 | 11953.26 | 6836.4105 | 3173.5367 | 4612.1841 | 11038.8969 | 20479.8615 | 33592.7148 | 50265.1955 | 68327.8351 | 84756.2092 | 96709.4692 | 103545.8797 | 106719.4164 | 0.429 | 1.0268 | 1.9049 | 3.1246 | 4.6754 | 6.3554 | 7.8835 | 8.9953 | 9.6312 | 9.9264 | 0.097508 | 0.23338 | 0.43297 | 0.7102 | 1.0627 | 1.4445 | 1.7919 | 2.0446 | 2.1891 | 2.2562
Hospitals_New_Ceiling Insulation(R2 to R38)_TRC | Ach | Hospitals | Space Cooling | Central chillers inside | TRC | New | NN3211 | Ceiling Insulation(R2 to R38) | Ceiling Insulation(R2 to R38) | NonEquip | 20 |  | 0% | Prescriptive_all | 2.322% | 0 | 0 | 0 | 0 | 0 | 0 | 0 | 0 | 0 | 0 | 0 | 0 | 0 | 0 | 0 | 0 | 0 | 0 | 0 | 0 | 0 | 0 | 0 | 0 | 0 | 0 | 0 | 0 | 0 | 0 | 0 | 0 | 0 | 0 | 0 | 0 | 0 | 0 | 0 | 0
Hospitals_Existing_Wall Insulation_TRC | Ach | Hospitals | Space Cooling | Central chillers inside | TRC | Existing | NE4212 | Wall Insulation | Wall Insulation | NonEquip | 20 |  | 0% | Prescriptive_all_existing | 11.74% | 0 | 0 | 0 | 0 | 0 | 0 | 0 | 0 | 0 | 0 | 0 | 0 | 0 | 0 | 0 | 0 | 0 | 0 | 0 | 0 | 0 | 0 | 0 | 0 | 0 | 0 | 0 | 0 | 0 | 0 | 0 | 0 | 0 | 0 | 0 | 0 | 0 | 0 | 0 | 0
Hospitals_Existing_Smart Thermostat_TRC | Ach | Hospitals | Space Cooling | Central chillers inside | TRC | Existing | NE4134 | Smart Thermostat | Smart Thermostat | NonEquip | 11 |  | 31.48% | Prescriptive_all_existing | 10% | 8554.7431 | 12889.2295 | 19163.1104 | 26948.709 | 34695.4461 | 39232.1614 | 37084.8392 | 27936.9129 | 16503.4491 | 7906.1504 | 8554.7431 | 21443.9726 | 40607.083 | 67555.7919 | 102251.2381 | 141483.3995 | 178568.2387 | 206505.1516 | 223008.6007 | 230914.751 | 0.71506 | 1.7924 | 3.3942 | 5.6468 | 8.5469 | 11.8261 | 14.926 | 17.2611 | 18.6406 | 19.3014 | 0 | 0 | 0 | 0 | 0 | 0 | 0 | 0 | 0 | 0
Hospitals_Existing_Programmable Thermostat_TRC | Ach | Hospitals | Space Cooling | Central chillers inside | TRC | Existing | NE4030 | Programmable Thermostat | Programmable Thermostat | NonEquip | 11 |  | 0% | Prescriptive_all_existing | 3.6% | 0 | 0 | 0 | 0 | 0 | 0 | 0 | 0 | 0 | 0 | 0 | 0 | 0 | 0 | 0 | 0 | 0 | 0 | 0 | 0 | 0 | 0 | 0 | 0 | 0 | 0 | 0 | 0 | 0 | 0 | 0 | 0 | 0 | 0 | 0 | 0 | 0 | 0 | 0 | 0
Hospitals_Existing_HVAC tune-up_RTU_TRC | Ach | Hospitals | Space Cooling | Central chillers inside | TRC | Existing | NE3900 | HVAC tune-up_RTU | HVAC tune-up_RTU | NonEquip | 5 | Packaged air conditioning units (RTUs) | 0% | Prescriptive_package HP_existing | 5% | 0 | 0 | 0 | 0 | 0 | 0 | 0 | 0 | 0 | 0 | 0 | 0 | 0 | 0 | 0 | 0 | 0 | 0 | 0 | 0 | 0 | 0 | 0 | 0 | 0 | 0 | 0 | 0 | 0 | 0 | 0 | 0 | 0 | 0 | 0 | 0 | 0 | 0 | 0 | 0
Hospitals_Existing_Facility Energy Management System_TRC | Ach | Hospitals | Space Cooling | Central chillers inside | TRC | Existing | NE3666 | Facility Energy Management System | Facility Energy Management System | NonEquip | 15 |  | 5.375% | Custom_improvement_existing | 20% | 1642.1766 | 2357.7648 | 3357.5083 | 4577.2174 | 5829.0814 | 6746.6026 | 6873.3711 | 5973.332 | 4356.7082 | 2689.6861 | 1642.1766 | 3999.9414 | 7357.4497 | 11934.6671 | 17763.7485 | 24510.3511 | 31383.7222 | 37357.0542 | 41713.7624 | 44403.4485 | 0.24311 | 0.59216 | 1.0892 | 1.7668 | 2.6298 | 3.6286 | 4.6461 | 5.5304 | 6.1754 | 6.5736 | 0 | 0 | 0 | 0 | 0 | 0 | 0 | 0 | 0 | 0
Hospitals_Existing_Dedicated Outdoor Air System on VRF unit_TRC | Ach | Hospitals | Space Cooling | Central chillers inside | TRC | Existing | NE3406 | Dedicated Outdoor Air System on VRF unit | Dedicated Outdoor Air System on VRF unit | NonEquip | 15 | Residential-type central air conditioners | 0% | Prescriptive_all_existing | 17.5% | 0 | 0 | 0 | 0 | 0 | 0 | 0 | 0 | 0 | 0 | 0 | 0 | 0 | 0 | 0 | 0 | 0 | 0 | 0 | 0 | 0 | 0 | 0 | 0 | 0 | 0 | 0 | 0 | 0 | 0 | 0 | 0 | 0 | 0 | 0 | 0 | 0 | 0 | 0 | 0
Hospitals_Existing_Chilled Water System - Variable Speed Drives_TRC | Ach | Hospitals | Space Cooling | Central chillers inside | TRC | Existing | NE3302 | Chilled Water System - Variable Speed Drives | Chilled Water System - Variable Speed Drives | NonEquip | 13 | Central chillers inside | 73.99% | Prescriptive_all_existing | 24.74% | 49050.7189 | 74021.5212 | 110294.3451 | 155524.9773 | 200766.7836 | 227359.9184 | 214727.1937 | 161230.7294 | 94868.677 | 45315.7131 | 49050.7189 | 123072.2401 | 233366.5852 | 388891.5625 | 589658.3461 | 817018.2645 | 1031745.4582 | 1192976.1876 | 1287844.8646 | 1333160.5778 | 4.5624 | 11.4474 | 21.7063 | 36.1723 | 54.8464 | 75.994 | 95.9666 | 110.9633 | 119.7874 | 124.0024 | 1.037 | 2.6019 | 4.9337 | 8.2217 | 12.4662 | 17.2729 | 21.8126 | 25.2212 | 27.2269 | 28.1849
Hospitals_Existing_Ceiling Insulation(R2 to R38)_TRC | Ach | Hospitals | Space Cooling | Central chillers inside | TRC | Existing | NE3198 | Ceiling Insulation(R2 to R38) | Ceiling Insulation(R2 to R38) | NonEquip | 20 |  | 0% | Prescriptive_all_existing | 2.322% | 0 | 0 | 0 | 0 | 0 | 0 | 0 | 0 | 0 | 0 | 0 | 0 | 0 | 0 | 0 | 0 | 0 | 0 | 0 | 0 | 0 | 0 | 0 | 0 | 0 | 0 | 0 | 0 | 0 | 0 | 0 | 0 | 0 | 0 | 0 | 0 | 0 | 0 | 0 | 0
Hospitals_Turnover_High Efficiency Chiller (Water cooled-centrifugal, 200 tons)_TRC | Ach | Hospitals | Space Cooling | Central chillers inside | TRC | Turnover | ET981 | High Efficiency Chiller (Water cooled-centrifugal, 200 tons) | High Efficiency Chiller (Water cooled-centrifugal, 200 tons) | Equip | 20 | Central chillers inside | 31.91% | Prescriptive_all | 4.362% | 2159.9009 | 3057.1255 | 4533.2642 | 6356.6502 | 8160.4749 | 9208.9658 | 8697.812 | 6554.7391 | 3874.7416 | 1856.3858 | 2159.9009 | 5217.0264 | 9750.2906 | 16106.9408 | 24267.4157 | 33476.3815 | 42174.1935 | 48728.9326 | 52603.6741 | 54460.0599 | 0.69288 | 1.6736 | 3.1278 | 5.167 | 7.7848 | 10.739 | 13.5292 | 15.6319 | 16.8749 | 17.4705 | 0.0068214 | 0.016477 | 0.030794 | 0.050869 | 0.076642 | 0.10573 | 0.1332 | 0.1539 | 0.16613 | 0.172
Hospitals_Turnover_High Efficiency Chiller (Air Cooled, 50 tons)_TRC | Ach | Hospitals | Space Cooling | Central chillers inside | TRC | Turnover | ET903 | High Efficiency Chiller (Air Cooled, 50 tons) | High Efficiency Chiller (Air Cooled, 50 tons) | Equip | 20 | Central chillers inside | 31.91% | Prescriptive_all | 8.759% | 4174.9583 | 5923.6787 | 8813.6119 | 12410.0431 | 15996.9742 | 18094.0707 | 17066.6959 | 12797.0973 | 7518.9919 | 3586.3281 | 4174.9583 | 10098.637 | 18912.249 | 31322.2921 | 47319.2663 | 65413.337 | 82480.0329 | 95277.1302 | 102796.1221 | 106382.4502 | 0.96819 | 2.3419 | 4.3858 | 7.2638 | 10.9735 | 15.1696 | 19.1274 | 22.0951 | 23.8388 | 24.6705 | 0.22333 | 0.5402 | 1.0117 | 1.6755 | 2.5312 | 3.4991 | 4.412 | 5.0966 | 5.4988 | 5.6906
Hospitals_Turnover_High Efficiency Chiller (Water cooled-positive displacement, 100 tons)_TRC | Ach | Hospitals | Space Cooling | Central chillers inside | TRC | Turnover | ET1059 | High Efficiency Chiller (Water cooled-positive displacement, 100 tons) | High Efficiency Chiller (Water cooled-positive displacement, 100 tons) | Equip | 20 | Central chillers inside | 31.91% | Prescriptive_all | 2.683% | 1498.4051 | 2118.2751 | 3135.8395 | 4388.1271 | 5621.9688 | 6337.0812 | 5989.3172 | 4524.8148 | 2682.8413 | 1288.1938 | 1498.4051 | 3616.6802 | 6752.5197 | 11140.6467 | 16762.6155 | 23099.6967 | 29089.0139 | 33613.8287 | 36296.67 | 37584.8638 | 0.48068 | 1.1602 | 2.1662 | 3.5739 | 5.3773 | 7.4102 | 9.3316 | 10.7831 | 11.6438 | 12.057 | 0.0047323 | 0.011422 | 0.021326 | 0.035185 | 0.05294 | 0.072954 | 0.09187 | 0.10616 | 0.11463 | 0.1187
Hospitals_New_High Efficiency Chiller (Air Cooled, 50 tons)_TRC | Ach | Hospitals | Space Cooling | Central chillers inside | TRC | New | EN929 | High Efficiency Chiller (Air Cooled, 50 tons) | High Efficiency Chiller (Air Cooled, 50 tons) | Equip | 20 | Central chillers inside | 31.91% | Prescriptive_all | 8.759% | 749.8159 | 1047.7575 | 1545.1429 | 2156.3051 | 2754.5566 | 2992.411 | 2718.0834 | 1966.8461 | 1117.1872 | 515.8876 | 749.8159 | 1797.5735 | 3342.7164 | 5499.0215 | 8253.5781 | 11245.9891 | 13964.0725 | 15930.9186 | 17048.1057 | 17563.9933 | 0.17389 | 0.41686 | 0.77519 | 1.2752 | 1.914 | 2.608 | 3.2383 | 3.6944 | 3.9535 | 4.0732 | 0.040109 | 0.096156 | 0.17881 | 0.29415 | 0.4415 | 0.60157 | 0.74697 | 0.85218 | 0.91194 | 0.93953
Hospitals_New_High Efficiency Chiller (Water cooled-positive displacement, 100 tons)_TRC | Ach | Hospitals | Space Cooling | Central chillers inside | TRC | New | EN1085 | High Efficiency Chiller (Water cooled-positive displacement, 100 tons) | High Efficiency Chiller (Water cooled-positive displacement, 100 tons) | Equip | 20 | Central chillers inside | 31.91% | Prescriptive_all | 2.683% | 259.5635 | 354.3518 | 505.8322 | 615.1854 | 267.7156 | 155.3953 | 208.0116 | 558.2576 | 372.2779 | 179.4119 | 259.5635 | 613.9153 | 1119.7475 | 1734.9329 | 2002.6485 | 2158.0438 | 2366.0554 | 2924.3129 | 3296.5908 | 3476.0026 | 0.083266 | 0.19694 | 0.35921 | 0.55656 | 0.64244 | 0.69229 | 0.75902 | 0.9381 | 1.0575 | 1.1151 | 0.00081976 | 0.0019389 | 0.0035364 | 0.0054793 | 0.0063248 | 0.0068156 | 0.0074725 | 0.0092356 | 0.010411 | 0.010978
Hospitals_New_High Efficiency Chiller (Water cooled-centrifugal, 200 tons)_TRC | Ach | Hospitals | Space Cooling | Central chillers inside | TRC | New | EN1007 | High Efficiency Chiller (Water cooled-centrifugal, 200 tons) | High Efficiency Chiller (Water cooled-centrifugal, 200 tons) | Equip | 20 | Central chillers inside | 31.91% | Prescriptive_all | 4.362% | 376.0745 | 515.4488 | 739.8346 | 998.0082 | 1164.5133 | 887.6355 | 1004.612 | 909.5871 | 542.8186 | 259.7152 | 376.0745 | 891.5233 | 1631.3579 | 2629.3661 | 3793.8794 | 4681.5149 | 5686.1269 | 6595.7139 | 7138.5326 | 7398.2478 | 0.12064 | 0.286 | 0.52333 | 0.84348 | 1.2171 | 1.5018 | 1.8241 | 2.1159 | 2.29 | 2.3733 | 0.0011877 | 0.0028156 | 0.0051522 | 0.0083041 | 0.011982 | 0.014785 | 0.017958 | 0.020831 | 0.022545 | 0.023365
Hospitals_New_Bi-Level Lighting Control (Interior)_TRC | Ach | Hospitals | Interior Lighting | case lighting | TRC | New | NN4407 | Bi-Level Lighting Control (Interior) | Bi-Level Lighting Control (Interior) | NonEquip | 8 | Overhead (fluorescent/LED/CFL U-shape) | 0% | Prescriptive_lighting control | 31% | 0 | 0 | 0 | 0 | 0 | 0 | 0 | 0 | 0 | 0 | 0 | 0 | 0 | 0 | 0 | 0 | 0 | 0 | 0 | 0 | 0 | 0 | 0 | 0 | 0 | 0 | 0 | 0 | 0 | 0 | 0 | 0 | 0 | 0 | 0 | 0 | 0 | 0 | 0 | 0
Hospitals_New_Facility Energy Management System_TRC | Ach | Hospitals | Interior Lighting | case lighting | TRC | New | NN3705 | Facility Energy Management System | Facility Energy Management System | NonEquip | 15 |  | 4.276% | Custom_improvement | 24% | 0.36429 | 0.484 | 0.68171 | 0.91918 | 1.1576 | 1.2845 | 1.2578 | 1.0529 | 0.74099 | 0.44203 | 0.36429 | 0.84829 | 1.53 | 2.4492 | 3.6068 | 4.8913 | 6.1491 | 7.202 | 7.943 | 8.385 | 5.393e-05 | 0.00012558 | 0.00022651 | 0.00036258 | 0.00053396 | 0.00072411 | 0.00091033 | 0.0010662 | 0.0011759 | 0.0012413 | 4.6586e-05 | 0.00010848 | 0.00019566 | 0.00031321 | 0.00046125 | 0.00062551 | 0.00078637 | 0.00092102 | 0.0010158 | 0.0010723
Hospitals_Existing_Bi-Level Lighting Control (Interior)_TRC | Ach | Hospitals | Interior Lighting | case lighting | TRC | Existing | NE4394 | Bi-Level Lighting Control (Interior) | Bi-Level Lighting Control (Interior) | NonEquip | 8 | Overhead (fluorescent/LED/CFL U-shape) | 0% | Prescriptive_lighting control_existing | 31% | 0 | 0 | 0 | 0 | 0 | 0 | 0 | 0 | 0 | 0 | 0 | 0 | 0 | 0 | 0 | 0 | 0 | 0 | 0 | 0 | 0 | 0 | 0 | 0 | 0 | 0 | 0 | 0 | 0 | 0 | 0 | 0 | 0 | 0 | 0 | 0 | 0 | 0 | 0 | 0
Hospitals_Existing_Facility Energy Management System_TRC | Ach | Hospitals | Interior Lighting | case lighting | TRC | Existing | NE3692 | Facility Energy Management System | Facility Energy Management System | NonEquip | 15 |  | 5.375% | Custom_improvement_existing | 24% | 4.4621 | 4.7646 | 4.7974 | 4.8409 | 4.8848 | 4.9269 | 4.9708 | 5.0102 | 5.0494 | 5.0831 | 4.4621 | 9.2267 | 14.024 | 18.865 | 23.7498 | 28.6768 | 33.6475 | 38.6577 | 43.7071 | 48.7903 | 0.00066058 | 0.0013659 | 0.0020762 | 0.0027928 | 0.003516 | 0.0042454 | 0.0049813 | 0.005723 | 0.0064705 | 0.007223 | 0.00057063 | 0.0011799 | 0.0017934 | 0.0024125 | 0.0030372 | 0.0036673 | 0.0043029 | 0.0049437 | 0.0055894 | 0.0062395
Hospitals_New_Smart Thermostat_TRC | Ach | Hospitals | Space Heating | Boilers | TRC | New | NN4173 | Smart Thermostat | Smart Thermostat | NonEquip | 11 |  | 31.48% | Prescriptive_all | 10% | 9.1231 | 12.759 | 18.8294 | 26.2934 | 33.6091 | 36.54 | 33.2296 | 24.0858 | 13.7086 | 6.3431 | 9.1231 | 21.8821 | 40.7115 | 67.0049 | 100.614 | 137.154 | 170.3836 | 194.4695 | 208.1781 | 214.5212 | 0 | 0 | 0 | 0 | 0 | 0 | 0 | 0 | 0 | 0 | 0.00022529 | 0.00054036 | 0.0010053 | 0.0016546 | 0.0024846 | 0.0033869 | 0.0042074 | 0.0048022 | 0.0051407 | 0.0052974
Hospitals_New_Programmable Thermostat_TRC | Ach | Hospitals | Space Heating | Boilers | TRC | New | NN4069 | Programmable Thermostat | Programmable Thermostat | NonEquip | 11 |  | 0% | Prescriptive_all | 3.6% | 0 | 0 | 0 | 0 | 0 | 0 | 0 | 0 | 0 | 0 | 0 | 0 | 0 | 0 | 0 | 0 | 0 | 0 | 0 | 0 | 0 | 0 | 0 | 0 | 0 | 0 | 0 | 0 | 0 | 0 | 0 | 0 | 0 | 0 | 0 | 0 | 0 | 0 | 0 | 0
Hospitals_New_Facility Energy Management System_TRC | Ach | Hospitals | Space Heating | Boilers | TRC | New | NN3653 | Facility Energy Management System | Facility Energy Management System | NonEquip | 15 |  | 4.276% | Custom_improvement | 20% | 1.39 | 1.8501 | 2.6105 | 3.5262 | 4.4489 | 4.9453 | 4.8514 | 4.0683 | 2.8682 | 1.7141 | 1.39 | 3.2401 | 5.8507 | 9.3769 | 13.8258 | 18.771 | 23.6224 | 27.6907 | 30.559 | 32.273 | 0 | 0 | 0 | 0 | 0 | 0 | 0 | 0 | 0 | 0 | 0.00017776 | 0.00041436 | 0.0007482 | 0.0011991 | 0.0017681 | 0.0024005 | 0.0030209 | 0.0035412 | 0.003908 | 0.0041272
Hospitals_New_Dedicated Outdoor Air System on VRF unit_TRC | Ach | Hospitals | Space Heating | Boilers | TRC | New | NN3393 | Dedicated Outdoor Air System on VRF unit | Dedicated Outdoor Air System on VRF unit | NonEquip | 15 | Residential/split system heat pump | 0% | Prescriptive_all | 10% | 0 | 0 | 0 | 0 | 0 | 0 | 0 | 0 | 0 | 0 | 0 | 0 | 0 | 0 | 0 | 0 | 0 | 0 | 0 | 0 | 0 | 0 | 0 | 0 | 0 | 0 | 0 | 0 | 0 | 0 | 0 | 0 | 0 | 0 | 0 | 0 | 0 | 0 | 0 | 0
Hospitals_New_Ceiling Insulation(R2 to R38)_TRC | Ach | Hospitals | Space Heating | Boilers | TRC | New | NN3185 | Ceiling Insulation(R2 to R38) | Ceiling Insulation(R2 to R38) | NonEquip | 20 |  | 0% | Prescriptive_all | 0.8136% | 0 | 0 | 0 | 0 | 0 | 0 | 0 | 0 | 0 | 0 | 0 | 0 | 0 | 0 | 0 | 0 | 0 | 0 | 0 | 0 | 0 | 0 | 0 | 0 | 0 | 0 | 0 | 0 | 0 | 0 | 0 | 0 | 0 | 0 | 0 | 0 | 0 | 0 | 0 | 0
Hospitals_Existing_Wall Insulation_TRC | Ach | Hospitals | Space Heating | Boilers | TRC | Existing | NE4238 | Wall Insulation | Wall Insulation | NonEquip | 20 |  | 0% | Prescriptive_all_existing | 0.6629% | 0 | 0 | 0 | 0 | 0 | 0 | 0 | 0 | 0 | 0 | 0 | 0 | 0 | 0 | 0 | 0 | 0 | 0 | 0 | 0 | 0 | 0 | 0 | 0 | 0 | 0 | 0 | 0 | 0 | 0 | 0 | 0 | 0 | 0 | 0 | 0 | 0 | 0 | 0 | 0
Hospitals_Existing_Smart Thermostat_TRC | Ach | Hospitals | Space Heating | Boilers | TRC | Existing | NE4160 | Smart Thermostat | Smart Thermostat | NonEquip | 11 |  | 31.48% | Prescriptive_all_existing | 10% | 94.0807 | 145.7607 | 217.2014 | 306.2965 | 395.4272 | 447.8286 | 422.9478 | 317.5575 | 186.8331 | 89.2351 | 94.0807 | 239.8414 | 457.0428 | 763.3393 | 1158.7665 | 1606.5951 | 2029.5429 | 2347.1004 | 2533.9335 | 2623.1686 | 0 | 0 | 0 | 0 | 0 | 0 | 0 | 0 | 0 | 0 | 0.0023232 | 0.0059226 | 0.011286 | 0.01885 | 0.028615 | 0.039673 | 0.050117 | 0.057959 | 0.062573 | 0.064776
Hospitals_Existing_Programmable Thermostat_TRC | Ach | Hospitals | Space Heating | Boilers | TRC | Existing | NE4056 | Programmable Thermostat | Programmable Thermostat | NonEquip | 11 |  | 0% | Prescriptive_all_existing | 3.6% | 0 | 0 | 0 | 0 | 0 | 0 | 0 | 0 | 0 | 0 | 0 | 0 | 0 | 0 | 0 | 0 | 0 | 0 | 0 | 0 | 0 | 0 | 0 | 0 | 0 | 0 | 0 | 0 | 0 | 0 | 0 | 0 | 0 | 0 | 0 | 0 | 0 | 0 | 0 | 0
Hospitals_Existing_Facility Energy Management System_TRC | Ach | Hospitals | Space Heating | Boilers | TRC | Existing | NE3640 | Facility Energy Management System | Facility Energy Management System | NonEquip | 15 |  | 5.375% | Custom_improvement_existing | 20% | 18.0061 | 18.1802 | 18.3053 | 18.4716 | 18.639 | 18.7997 | 18.9669 | 19.1173 | 19.2671 | 19.3957 | 18.0061 | 36.1863 | 54.4917 | 72.9632 | 91.6023 | 110.402 | 129.3689 | 148.4862 | 167.7533 | 187.149 | 0 | 0 | 0 | 0 | 0 | 0 | 0 | 0 | 0 | 0 | 0.0023027 | 0.0046276 | 0.0069686 | 0.0093308 | 0.011714 | 0.014119 | 0.016544 | 0.018989 | 0.021453 | 0.023933
Hospitals_Existing_Dedicated Outdoor Air System on VRF unit_TRC | Ach | Hospitals | Space Heating | Boilers | TRC | Existing | NE3380 | Dedicated Outdoor Air System on VRF unit | Dedicated Outdoor Air System on VRF unit | NonEquip | 15 | Residential/split system heat pump | 0% | Prescriptive_all_existing | 10% | 0 | 0 | 0 | 0 | 0 | 0 | 0 | 0 | 0 | 0 | 0 | 0 | 0 | 0 | 0 | 0 | 0 | 0 | 0 | 0 | 0 | 0 | 0 | 0 | 0 | 0 | 0 | 0 | 0 | 0 | 0 | 0 | 0 | 0 | 0 | 0 | 0 | 0 | 0 | 0
Hospitals_Existing_Ceiling Insulation(R2 to R38)_TRC | Ach | Hospitals | Space Heating | Boilers | TRC | Existing | NE3172 | Ceiling Insulation(R2 to R38) | Ceiling Insulation(R2 to R38) | NonEquip | 20 |  | 0% | Prescriptive_all_existing | 0.8977% | 0 | 0 | 0 | 0 | 0 | 0 | 0 | 0 | 0 | 0 | 0 | 0 | 0 | 0 | 0 | 0 | 0 | 0 | 0 | 0 | 0 | 0 | 0 | 0 | 0 | 0 | 0 | 0 | 0 | 0 | 0 | 0 | 0 | 0 | 0 | 0 | 0 | 0 | 0 | 0
Hospitals_New_Tank Wrap on Water Heater_TRC | Ach | Hospitals | Domestic Hot Water | "Point-of-Use" water heaters | TRC | New | NN2899 | Tank Wrap on Water Heater | Tank Wrap on Water Heater | NonEquip | 7 | Centralized water heaters | 0% | Prescriptive_water heater | 1.306% | 0 | 0 | 0 | 0 | 0 | 0 | 0 | 0 | 0 | 0 | 0 | 0 | 0 | 0 | 0 | 0 | 0 | 0 | 0 | 0 | 0 | 0 | 0 | 0 | 0 | 0 | 0 | 0 | 0 | 0 | 0 | 0 | 0 | 0 | 0 | 0 | 0 | 0 | 0 | 0
Hospitals_New_Hot Water Circulation Pump Control_TRC | Ach | Hospitals | Domestic Hot Water | "Point-of-Use" water heaters | TRC | New | NN2795 | Hot Water Circulation Pump Control | Hot Water Circulation Pump Control | NonEquip | 15 | Centralized water heaters | 0% | Prescriptive_water heater | 3.366% | 0 | 0 | 0 | 0 | 0 | 0 | 0 | 0 | 0 | 0 | 0 | 0 | 0 | 0 | 0 | 0 | 0 | 0 | 0 | 0 | 0 | 0 | 0 | 0 | 0 | 0 | 0 | 0 | 0 | 0 | 0 | 0 | 0 | 0 | 0 | 0 | 0 | 0 | 0 | 0
Hospitals_Existing_Tank Wrap on Water Heater_TRC | Ach | Hospitals | Domestic Hot Water | "Point-of-Use" water heaters | TRC | Existing | NE2886 | Tank Wrap on Water Heater | Tank Wrap on Water Heater | NonEquip | 7 | Centralized water heaters | 0% | Prescriptive_water heater_existing | 1.306% | 0 | 0 | 0 | 0 | 0 | 0 | 0 | 0 | 0 | 0 | 0 | 0 | 0 | 0 | 0 | 0 | 0 | 0 | 0 | 0 | 0 | 0 | 0 | 0 | 0 | 0 | 0 | 0 | 0 | 0 | 0 | 0 | 0 | 0 | 0 | 0 | 0 | 0 | 0 | 0
Hospitals_Existing_Hot Water Circulation Pump Control_TRC | Ach | Hospitals | Domestic Hot Water | "Point-of-Use" water heaters | TRC | Existing | NE2782 | Hot Water Circulation Pump Control | Hot Water Circulation Pump Control | NonEquip | 15 | Centralized water heaters | 0% | Prescriptive_water heater_existing | 3.22% | 0 | 0 | 0 | 0 | 0 | 0 | 0 | 0 | 0 | 0 | 0 | 0 | 0 | 0 | 0 | 0 | 0 | 0 | 0 | 0 | 0 | 0 | 0 | 0 | 0 | 0 | 0 | 0 | 0 | 0 | 0 | 0 | 0 | 0 | 0 | 0 | 0 | 0 | 0 | 0
Institutional_New_Strip Curtains for Walk-ins_TRC | Ach | Institutional | Refrigeration | Walk-in cooler | TRC | New | NN4902 | Strip Curtains for Walk-ins | Strip Curtains for Walk-ins | NonEquip | 4 | Walk-in cooler | 0% | Prescriptive_refrigeration control | 2.115% | 0 | 0 | 0 | 0 | 0 | 0 | 0 | 0 | 0 | 0 | 0 | 0 | 0 | 0 | 0 | 0 | 0 | 0 | 0 | 0 | 0 | 0 | 0 | 0 | 0 | 0 | 0 | 0 | 0 | 0 | 0 | 0 | 0 | 0 | 0 | 0 | 0 | 0 | 0 | 0
Institutional_New_PSC to ECM Evaporator Fan Motor (Walk-In, Refrigerator)_TRC | Ach | Institutional | Refrigeration | Walk-in cooler | TRC | New | NN4850 | PSC to ECM Evaporator Fan Motor (Walk-In, Refrigerator) | PSC to ECM Evaporator Fan Motor (Walk-In, Refrigerator) | NonEquip | 15 | Walk-in cooler | 0% | Prescriptive_ECM | 37.5% | 0 | 0 | 0 | 0 | 0 | 0 | 0 | 0 | 0 | 0 | 0 | 0 | 0 | 0 | 0 | 0 | 0 | 0 | 0 | 0 | 0 | 0 | 0 | 0 | 0 | 0 | 0 | 0 | 0 | 0 | 0 | 0 | 0 | 0 | 0 | 0 | 0 | 0 | 0 | 0
Institutional_New_PSC to ECM Evaporator Fan Motor (Reach-In)_TRC | Ach | Institutional | Refrigeration | Walk-in cooler | TRC | New | NN4824 | PSC to ECM Evaporator Fan Motor (Reach-In) | PSC to ECM Evaporator Fan Motor (Reach-In) | NonEquip | 15 | Display cases | 0% | Prescriptive_ECM | 37.5% | 0 | 0 | 0 | 0 | 0 | 0 | 0 | 0 | 0 | 0 | 0 | 0 | 0 | 0 | 0 | 0 | 0 | 0 | 0 | 0 | 0 | 0 | 0 | 0 | 0 | 0 | 0 | 0 | 0 | 0 | 0 | 0 | 0 | 0 | 0 | 0 | 0 | 0 | 0 | 0
Institutional_Existing_Strip Curtains for Walk-ins_TRC | Ach | Institutional | Refrigeration | Walk-in cooler | TRC | Existing | NE4889 | Strip Curtains for Walk-ins | Strip Curtains for Walk-ins | NonEquip | 4 | Walk-in cooler | 0% | Prescriptive_refrigeration control_existing | 2.115% | 0 | 0 | 0 | 0 | 0 | 0 | 0 | 0 | 0 | 0 | 0 | 0 | 0 | 0 | 0 | 0 | 0 | 0 | 0 | 0 | 0 | 0 | 0 | 0 | 0 | 0 | 0 | 0 | 0 | 0 | 0 | 0 | 0 | 0 | 0 | 0 | 0 | 0 | 0 | 0
Institutional_Existing_PSC to ECM Evaporator Fan Motor (Walk-In, Refrigerator)_TRC | Ach | Institutional | Refrigeration | Walk-in cooler | TRC | Existing | NE4837 | PSC to ECM Evaporator Fan Motor (Walk-In, Refrigerator) | PSC to ECM Evaporator Fan Motor (Walk-In, Refrigerator) | NonEquip | 15 | Walk-in cooler | 0% | Prescriptive_ECM_existing | 37.5% | 0 | 0 | 0 | 0 | 0 | 0 | 0 | 0 | 0 | 0 | 0 | 0 | 0 | 0 | 0 | 0 | 0 | 0 | 0 | 0 | 0 | 0 | 0 | 0 | 0 | 0 | 0 | 0 | 0 | 0 | 0 | 0 | 0 | 0 | 0 | 0 | 0 | 0 | 0 | 0
Institutional_Existing_PSC to ECM Evaporator Fan Motor (Reach-In)_TRC | Ach | Institutional | Refrigeration | Walk-in cooler | TRC | Existing | NE4811 | PSC to ECM Evaporator Fan Motor (Reach-In) | PSC to ECM Evaporator Fan Motor (Reach-In) | NonEquip | 15 | Display cases | 0% | Prescriptive_ECM_existing | 37.5% | 0 | 0 | 0 | 0 | 0 | 0 | 0 | 0 | 0 | 0 | 0 | 0 | 0 | 0 | 0 | 0 | 0 | 0 | 0 | 0 | 0 | 0 | 0 | 0 | 0 | 0 | 0 | 0 | 0 | 0 | 0 | 0 | 0 | 0 | 0 | 0 | 0 | 0 | 0 | 0
Institutional_Existing_Freezer-Cooler Replacement Gaskets_TRC | Ach | Institutional | Refrigeration | Walk-in cooler | TRC | Existing | NE4707 | Freezer-Cooler Replacement Gaskets | Freezer-Cooler Replacement Gaskets | NonEquip | 4 | Display cases | 0% | Prescriptive_refrigeration control_existing | 3.131% | 0 | 0 | 0 | 0 | 0 | 0 | 0 | 0 | 0 | 0 | 0 | 0 | 0 | 0 | 0 | 0 | 0 | 0 | 0 | 0 | 0 | 0 | 0 | 0 | 0 | 0 | 0 | 0 | 0 | 0 | 0 | 0 | 0 | 0 | 0 | 0 | 0 | 0 | 0 | 0
Institutional_New_Strip Curtains for Walk-ins_TRC | Ach | Institutional | Refrigeration | Vending and ice makers | TRC | New | NN4902 | Strip Curtains for Walk-ins | Strip Curtains for Walk-ins | NonEquip | 4 | Walk-in cooler | 0% | Prescriptive_refrigeration control | 2.115% | 0 | 0 | 0 | 0 | 0 | 0 | 0 | 0 | 0 | 0 | 0 | 0 | 0 | 0 | 0 | 0 | 0 | 0 | 0 | 0 | 0 | 0 | 0 | 0 | 0 | 0 | 0 | 0 | 0 | 0 | 0 | 0 | 0 | 0 | 0 | 0 | 0 | 0 | 0 | 0
Institutional_New_PSC to ECM Evaporator Fan Motor (Walk-In, Refrigerator)_TRC | Ach | Institutional | Refrigeration | Vending and ice makers | TRC | New | NN4850 | PSC to ECM Evaporator Fan Motor (Walk-In, Refrigerator) | PSC to ECM Evaporator Fan Motor (Walk-In, Refrigerator) | NonEquip | 15 | Walk-in cooler | 0% | Prescriptive_ECM | 37.5% | 0 | 0 | 0 | 0 | 0 | 0 | 0 | 0 | 0 | 0 | 0 | 0 | 0 | 0 | 0 | 0 | 0 | 0 | 0 | 0 | 0 | 0 | 0 | 0 | 0 | 0 | 0 | 0 | 0 | 0 | 0 | 0 | 0 | 0 | 0 | 0 | 0 | 0 | 0 | 0
Institutional_New_PSC to ECM Evaporator Fan Motor (Reach-In)_TRC | Ach | Institutional | Refrigeration | Vending and ice makers | TRC | New | NN4824 | PSC to ECM Evaporator Fan Motor (Reach-In) | PSC to ECM Evaporator Fan Motor (Reach-In) | NonEquip | 15 | Display cases | 0% | Prescriptive_ECM | 37.5% | 0 | 0 | 0 | 0 | 0 | 0 | 0 | 0 | 0 | 0 | 0 | 0 | 0 | 0 | 0 | 0 | 0 | 0 | 0 | 0 | 0 | 0 | 0 | 0 | 0 | 0 | 0 | 0 | 0 | 0 | 0 | 0 | 0 | 0 | 0 | 0 | 0 | 0 | 0 | 0
Institutional_Existing_Strip Curtains for Walk-ins_TRC | Ach | Institutional | Refrigeration | Vending and ice makers | TRC | Existing | NE4889 | Strip Curtains for Walk-ins | Strip Curtains for Walk-ins | NonEquip | 4 | Walk-in cooler | 0% | Prescriptive_refrigeration control_existing | 2.115% | 0 | 0 | 0 | 0 | 0 | 0 | 0 | 0 | 0 | 0 | 0 | 0 | 0 | 0 | 0 | 0 | 0 | 0 | 0 | 0 | 0 | 0 | 0 | 0 | 0 | 0 | 0 | 0 | 0 | 0 | 0 | 0 | 0 | 0 | 0 | 0 | 0 | 0 | 0 | 0
Institutional_Existing_PSC to ECM Evaporator Fan Motor (Walk-In, Refrigerator)_TRC | Ach | Institutional | Refrigeration | Vending and ice makers | TRC | Existing | NE4837 | PSC to ECM Evaporator Fan Motor (Walk-In, Refrigerator) | PSC to ECM Evaporator Fan Motor (Walk-In, Refrigerator) | NonEquip | 15 | Walk-in cooler | 0% | Prescriptive_ECM_existing | 37.5% | 0 | 0 | 0 | 0 | 0 | 0 | 0 | 0 | 0 | 0 | 0 | 0 | 0 | 0 | 0 | 0 | 0 | 0 | 0 | 0 | 0 | 0 | 0 | 0 | 0 | 0 | 0 | 0 | 0 | 0 | 0 | 0 | 0 | 0 | 0 | 0 | 0 | 0 | 0 | 0
Institutional_Existing_PSC to ECM Evaporator Fan Motor (Reach-In)_TRC | Ach | Institutional | Refrigeration | Vending and ice makers | TRC | Existing | NE4811 | PSC to ECM Evaporator Fan Motor (Reach-In) | PSC to ECM Evaporator Fan Motor (Reach-In) | NonEquip | 15 | Display cases | 0% | Prescriptive_ECM_existing | 37.5% | 0 | 0 | 0 | 0 | 0 | 0 | 0 | 0 | 0 | 0 | 0 | 0 | 0 | 0 | 0 | 0 | 0 | 0 | 0 | 0 | 0 | 0 | 0 | 0 | 0 | 0 | 0 | 0 | 0 | 0 | 0 | 0 | 0 | 0 | 0 | 0 | 0 | 0 | 0 | 0
Institutional_Existing_Freezer-Cooler Replacement Gaskets_TRC | Ach | Institutional | Refrigeration | Vending and ice makers | TRC | Existing | NE4707 | Freezer-Cooler Replacement Gaskets | Freezer-Cooler Replacement Gaskets | NonEquip | 4 | Display cases | 0% | Prescriptive_refrigeration control_existing | 3.131% | 0 | 0 | 0 | 0 | 0 | 0 | 0 | 0 | 0 | 0 | 0 | 0 | 0 | 0 | 0 | 0 | 0 | 0 | 0 | 0 | 0 | 0 | 0 | 0 | 0 | 0 | 0 | 0 | 0 | 0 | 0 | 0 | 0 | 0 | 0 | 0 | 0 | 0 | 0 | 0
Institutional_New_Outdoor Lighting Controls_TRC | Ach | Institutional | Exterior Lighting | Street lighting | TRC | New | NN2978 | Outdoor Lighting Controls | Outdoor Lighting Controls | NonEquip | 8 | Exterior parking/lot lighting | 0% | Prescriptive_lighting control | 28% | 0 | 0 | 0 | 0 | 0 | 0 | 0 | 0 | 0 | 0 | 0 | 0 | 0 | 0 | 0 | 0 | 0 | 0 | 0 | 0 | 0 | 0 | 0 | 0 | 0 | 0 | 0 | 0 | 0 | 0 | 0 | 0 | 0 | 0 | 0 | 0 | 0 | 0 | 0 | 0
Institutional_New_Bi-Level Lighting Control (Exterior)_TRC | Ach | Institutional | Exterior Lighting | Street lighting | TRC | New | NN2952 | Bi-Level Lighting Control (Exterior) | Bi-Level Lighting Control (Exterior) | NonEquip | 9 | Exterior parking/lot lighting | 0% | Prescriptive_lighting control | 31% | 0 | 0 | 0 | 0 | 0 | 0 | 0 | 0 | 0 | 0 | 0 | 0 | 0 | 0 | 0 | 0 | 0 | 0 | 0 | 0 | 0 | 0 | 0 | 0 | 0 | 0 | 0 | 0 | 0 | 0 | 0 | 0 | 0 | 0 | 0 | 0 | 0 | 0 | 0 | 0
Institutional_Existing_Outdoor Lighting Controls_TRC | Ach | Institutional | Exterior Lighting | Street lighting | TRC | Existing | NE2965 | Outdoor Lighting Controls | Outdoor Lighting Controls | NonEquip | 8 | Exterior parking/lot lighting | 0% | Prescriptive_lighting control_existing | 28% | 0 | 0 | 0 | 0 | 0 | 0 | 0 | 0 | 0 | 0 | 0 | 0 | 0 | 0 | 0 | 0 | 0 | 0 | 0 | 0 | 0 | 0 | 0 | 0 | 0 | 0 | 0 | 0 | 0 | 0 | 0 | 0 | 0 | 0 | 0 | 0 | 0 | 0 | 0 | 0
Institutional_Existing_Bi-Level Lighting Control (Exterior)_TRC | Ach | Institutional | Exterior Lighting | Street lighting | TRC | Existing | NE2939 | Bi-Level Lighting Control (Exterior) | Bi-Level Lighting Control (Exterior) | NonEquip | 9 | Exterior parking/lot lighting | 0% | Prescriptive_lighting control_existing | 31% | 0 | 0 | 0 | 0 | 0 | 0 | 0 | 0 | 0 | 0 | 0 | 0 | 0 | 0 | 0 | 0 | 0 | 0 | 0 | 0 | 0 | 0 | 0 | 0 | 0 | 0 | 0 | 0 | 0 | 0 | 0 | 0 | 0 | 0 | 0 | 0 | 0 | 0 | 0 | 0
Institutional_New_Outdoor Lighting Controls_TRC | Ach | Institutional | Exterior Lighting | Spot lighting/Security/Flood | TRC | New | NN2978 | Outdoor Lighting Controls | Outdoor Lighting Controls | NonEquip | 8 | Exterior parking/lot lighting | 0% | Prescriptive_lighting control | 28% | 0 | 0 | 0 | 0 | 0 | 0 | 0 | 0 | 0 | 0 | 0 | 0 | 0 | 0 | 0 | 0 | 0 | 0 | 0 | 0 | 0 | 0 | 0 | 0 | 0 | 0 | 0 | 0 | 0 | 0 | 0 | 0 | 0 | 0 | 0 | 0 | 0 | 0 | 0 | 0
Institutional_New_Bi-Level Lighting Control (Exterior)_TRC | Ach | Institutional | Exterior Lighting | Spot lighting/Security/Flood | TRC | New | NN2952 | Bi-Level Lighting Control (Exterior) | Bi-Level Lighting Control (Exterior) | NonEquip | 9 | Exterior parking/lot lighting | 0% | Prescriptive_lighting control | 31% | 0 | 0 | 0 | 0 | 0 | 0 | 0 | 0 | 0 | 0 | 0 | 0 | 0 | 0 | 0 | 0 | 0 | 0 | 0 | 0 | 0 | 0 | 0 | 0 | 0 | 0 | 0 | 0 | 0 | 0 | 0 | 0 | 0 | 0 | 0 | 0 | 0 | 0 | 0 | 0
Institutional_Existing_Outdoor Lighting Controls_TRC | Ach | Institutional | Exterior Lighting | Spot lighting/Security/Flood | TRC | Existing | NE2965 | Outdoor Lighting Controls | Outdoor Lighting Controls | NonEquip | 8 | Exterior parking/lot lighting | 0% | Prescriptive_lighting control_existing | 28% | 0 | 0 | 0 | 0 | 0 | 0 | 0 | 0 | 0 | 0 | 0 | 0 | 0 | 0 | 0 | 0 | 0 | 0 | 0 | 0 | 0 | 0 | 0 | 0 | 0 | 0 | 0 | 0 | 0 | 0 | 0 | 0 | 0 | 0 | 0 | 0 | 0 | 0 | 0 | 0
Institutional_Existing_Bi-Level Lighting Control (Exterior)_TRC | Ach | Institutional | Exterior Lighting | Spot lighting/Security/Flood | TRC | Existing | NE2939 | Bi-Level Lighting Control (Exterior) | Bi-Level Lighting Control (Exterior) | NonEquip | 9 | Exterior parking/lot lighting | 0% | Prescriptive_lighting control_existing | 31% | 0 | 0 | 0 | 0 | 0 | 0 | 0 | 0 | 0 | 0 | 0 | 0 | 0 | 0 | 0 | 0 | 0 | 0 | 0 | 0 | 0 | 0 | 0 | 0 | 0 | 0 | 0 | 0 | 0 | 0 | 0 | 0 | 0 | 0 | 0 | 0 | 0 | 0 | 0 | 0
Institutional_Turnover_LED Exterior Lighting_TRC | Ach | Institutional | Exterior Lighting | Spot lighting/Security/Flood | TRC | Turnover | ET670 | LED Exterior Lighting | LED Exterior Lighting | Equip | 13 | Spot lighting/Security/Flood | 4.624% | Prescriptive_lighting | 60.51% | 0 | 0 | 0 | 0 | 0 | 0 | 0 | 0 | 0 | 0 | 0 | 0 | 0 | 0 | 0 | 0 | 0 | 0 | 0 | 0 | 0 | 0 | 0 | 0 | 0 | 0 | 0 | 0 | 0 | 0 | 0 | 0 | 0 | 0 | 0 | 0 | 0 | 0 | 0 | 0
Institutional_New_LED Exterior Lighting_TRC | Ach | Institutional | Exterior Lighting | Spot lighting/Security/Flood | TRC | New | EN696 | LED Exterior Lighting | LED Exterior Lighting | Equip | 13 | Spot lighting/Security/Flood | 4.624% | Prescriptive_lighting | 60.51% | 0 | 0 | 0 | 0 | 0 | 0 | 0 | 0 | 0 | 0 | 0 | 0 | 0 | 0 | 0 | 0 | 0 | 0 | 0 | 0 | 0 | 0 | 0 | 0 | 0 | 0 | 0 | 0 | 0 | 0 | 0 | 0 | 0 | 0 | 0 | 0 | 0 | 0 | 0 | 0
Institutional_New_Interior Lighting Controls_TRC | Ach | Institutional | Interior Lighting | Spot lighting | TRC | New | NN4434 | Interior Lighting Controls | Interior Lighting Controls | NonEquip | 8 | Overhead (fluorescent/LED/CFL U-shape) | 0% | Prescriptive_lighting control | 28% | 0 | 0 | 0 | 0 | 0 | 0 | 0 | 0 | 0 | 0 | 0 | 0 | 0 | 0 | 0 | 0 | 0 | 0 | 0 | 0 | 0 | 0 | 0 | 0 | 0 | 0 | 0 | 0 | 0 | 0 | 0 | 0 | 0 | 0 | 0 | 0 | 0 | 0 | 0 | 0
Institutional_Existing_Interior Lighting Controls_TRC | Ach | Institutional | Interior Lighting | Spot lighting | TRC | Existing | NE4421 | Interior Lighting Controls | Interior Lighting Controls | NonEquip | 8 | Overhead (fluorescent/LED/CFL U-shape) | 0% | Prescriptive_lighting control_existing | 28% | 0 | 0 | 0 | 0 | 0 | 0 | 0 | 0 | 0 | 0 | 0 | 0 | 0 | 0 | 0 | 0 | 0 | 0 | 0 | 0 | 0 | 0 | 0 | 0 | 0 | 0 | 0 | 0 | 0 | 0 | 0 | 0 | 0 | 0 | 0 | 0 | 0 | 0 | 0 | 0
Institutional_New_Network PC Power Management_TRC | Ach | Institutional | Office Equipment | Servers | TRC | New | NN4564 | Network PC Power Management | Network PC Power Management | NonEquip | 5 | Computers | 0% | Prescriptive_all | 56.5% | 0 | 0 | 0 | 0 | 0 | 0 | 0 | 0 | 0 | 0 | 0 | 0 | 0 | 0 | 0 | 0 | 0 | 0 | 0 | 0 | 0 | 0 | 0 | 0 | 0 | 0 | 0 | 0 | 0 | 0 | 0 | 0 | 0 | 0 | 0 | 0 | 0 | 0 | 0 | 0
Institutional_Existing_Network PC Power Management_TRC | Ach | Institutional | Office Equipment | Servers | TRC | Existing | NE4551 | Network PC Power Management | Network PC Power Management | NonEquip | 5 | Computers | 0% | Prescriptive_all_existing | 56.5% | 0 | 0 | 0 | 0 | 0 | 0 | 0 | 0 | 0 | 0 | 0 | 0 | 0 | 0 | 0 | 0 | 0 | 0 | 0 | 0 | 0 | 0 | 0 | 0 | 0 | 0 | 0 | 0 | 0 | 0 | 0 | 0 | 0 | 0 | 0 | 0 | 0 | 0 | 0 | 0
Institutional_New_HVAC tune-up_TRC | Ach | Institutional | Space Cooling | Residential-type central air conditioners | TRC | New | NN3888 | HVAC tune-up | HVAC tune-up | NonEquip | 5 | Residential-type central air conditioners | 49.09% | Prescriptive_all | 5% | 19.488 | 30.3513 | 49.3545 | 75.1551 | 103.7078 | 114.7999 | 104.9693 | 76.2152 | 43.8163 | 20.8074 | 19.488 | 49.8394 | 99.1939 | 174.349 | 278.0568 | 392.8567 | 497.826 | 574.0412 | 617.8575 | 638.6649 | 0.0031525 | 0.0080623 | 0.016046 | 0.028204 | 0.04498 | 0.063551 | 0.080531 | 0.09286 | 0.099948 | 0.10331 | 0.00013044 | 0.00033359 | 0.00066394 | 0.001167 | 0.0018611 | 0.0026295 | 0.0033321 | 0.0038422 | 0.0041355 | 0.0042748
Institutional_New_Chilled Water System - Variable Speed Drives_TRC | Ach | Institutional | Space Cooling | Residential-type central air conditioners | TRC | New | NN3316 | Chilled Water System - Variable Speed Drives | Chilled Water System - Variable Speed Drives | NonEquip | 13 | Central chillers inside | 0% | Prescriptive_all | 24.74% | 0 | 0 | 0 | 0 | 0 | 0 | 0 | 0 | 0 | 0 | 0 | 0 | 0 | 0 | 0 | 0 | 0 | 0 | 0 | 0 | 0 | 0 | 0 | 0 | 0 | 0 | 0 | 0 | 0 | 0 | 0 | 0 | 0 | 0 | 0 | 0 | 0 | 0 | 0 | 0
Institutional_New_Ceiling Insulation(R2 to R38)_TRC | Ach | Institutional | Space Cooling | Residential-type central air conditioners | TRC | New | NN3212 | Ceiling Insulation(R2 to R38) | Ceiling Insulation(R2 to R38) | NonEquip | 20 |  | 0% | Prescriptive_all | 3.355% | 0 | 0 | 0 | 0 | 0 | 0 | 0 | 0 | 0 | 0 | 0 | 0 | 0 | 0 | 0 | 0 | 0 | 0 | 0 | 0 | 0 | 0 | 0 | 0 | 0 | 0 | 0 | 0 | 0 | 0 | 0 | 0 | 0 | 0 | 0 | 0 | 0 | 0 | 0 | 0
Institutional_Existing_Wall Insulation_TRC | Ach | Institutional | Space Cooling | Residential-type central air conditioners | TRC | Existing | NE4213 | Wall Insulation | Wall Insulation | NonEquip | 20 |  | 0% | Prescriptive_all_existing | 20.09% | 0 | 0 | 0 | 0 | 0 | 0 | 0 | 0 | 0 | 0 | 0 | 0 | 0 | 0 | 0 | 0 | 0 | 0 | 0 | 0 | 0 | 0 | 0 | 0 | 0 | 0 | 0 | 0 | 0 | 0 | 0 | 0 | 0 | 0 | 0 | 0 | 0 | 0 | 0 | 0
Institutional_Existing_HVAC tune-up_TRC | Ach | Institutional | Space Cooling | Residential-type central air conditioners | TRC | Existing | NE3875 | HVAC tune-up | HVAC tune-up | NonEquip | 5 | Residential-type central air conditioners | 49.09% | Prescriptive_all_existing | 5% | 206.714 | 317.0717 | 473.4199 | 669.6503 | 868.0598 | 987.3835 | 936.7245 | 706.5141 | 417.5626 | 200.332 | 206.714 | 523.7856 | 997.2056 | 1666.8558 | 2534.9157 | 3522.2992 | 4459.0237 | 5165.5378 | 5583.1005 | 5783.4324 | 0.033439 | 0.08473 | 0.16131 | 0.26964 | 0.41006 | 0.56979 | 0.72132 | 0.83561 | 0.90315 | 0.93556 | 0.0013836 | 0.0035059 | 0.0066746 | 0.011157 | 0.016967 | 0.023576 | 0.029846 | 0.034575 | 0.03737 | 0.03871
Institutional_Existing_Chilled Water System - Variable Speed Drives_TRC | Ach | Institutional | Space Cooling | Residential-type central air conditioners | TRC | Existing | NE3303 | Chilled Water System - Variable Speed Drives | Chilled Water System - Variable Speed Drives | NonEquip | 13 | Central chillers inside | 0% | Prescriptive_all_existing | 24.74% | 0 | 0 | 0 | 0 | 0 | 0 | 0 | 0 | 0 | 0 | 0 | 0 | 0 | 0 | 0 | 0 | 0 | 0 | 0 | 0 | 0 | 0 | 0 | 0 | 0 | 0 | 0 | 0 | 0 | 0 | 0 | 0 | 0 | 0 | 0 | 0 | 0 | 0 | 0 | 0
Institutional_Existing_Ceiling Insulation(R2 to R38)_TRC | Ach | Institutional | Space Cooling | Residential-type central air conditioners | TRC | Existing | NE3199 | Ceiling Insulation(R2 to R38) | Ceiling Insulation(R2 to R38) | NonEquip | 20 |  | 0% | Prescriptive_all_existing | 3.355% | 0 | 0 | 0 | 0 | 0 | 0 | 0 | 0 | 0 | 0 | 0 | 0 | 0 | 0 | 0 | 0 | 0 | 0 | 0 | 0 | 0 | 0 | 0 | 0 | 0 | 0 | 0 | 0 | 0 | 0 | 0 | 0 | 0 | 0 | 0 | 0 | 0 | 0 | 0 | 0
Institutional_Turnover_High Efficiency PTHP_TRC | Ach | Institutional | Space Cooling | Residential-type central air conditioners | TRC | Turnover | ET1294 | High Efficiency PTHP | High Efficiency PTHP | Equip | 15 | Residential-type central air conditioners | 49.09% | Prescriptive_package HP | 23.64% | 206.2074 | 304.7582 | 484.5241 | 759.4226 | 1156.8065 | 1684.3802 | 2284.1622 | 2776.6486 | 2886.9395 | 2435.5275 | 206.2074 | 510.9656 | 995.4897 | 1754.9123 | 2911.7189 | 4596.099 | 6880.2612 | 9656.9099 | 12543.8494 | 14979.3769 | 0.10256 | 0.25414 | 0.49513 | 0.87284 | 1.4482 | 2.286 | 3.422 | 4.803 | 6.2389 | 7.4503 | 0 | 0 | 0 | 0 | 0 | 0 | 0 | 0 | 0 | 0
Institutional_Turnover_High Efficiency PTAC_TRC | Ach | Institutional | Space Cooling | Residential-type central air conditioners | TRC | Turnover | ET1255 | High Efficiency PTAC | High Efficiency PTAC | Equip | 15 | Residential-type central air conditioners | 0% | Prescriptive_package AC | 23.64% | 0 | 0 | 0 | 0 | 0 | 0 | 0 | 0 | 0 | 0 | 0 | 0 | 0 | 0 | 0 | 0 | 0 | 0 | 0 | 0 | 0 | 0 | 0 | 0 | 0 | 0 | 0 | 0 | 0 | 0 | 0 | 0 | 0 | 0 | 0 | 0 | 0 | 0 | 0 | 0
Institutional_New_High Efficiency PTHP_TRC | Ach | Institutional | Space Cooling | Residential-type central air conditioners | TRC | New | EN1320 | High Efficiency PTHP | High Efficiency PTHP | Equip | 15 | Residential-type central air conditioners | 49.09% | Prescriptive_package HP | 23.64% | 28.3764 | 46.287 | 80.9666 | 138.4658 | 228.5304 | 330.7511 | 442.6125 | 528.2474 | 537.3103 | 442.3407 | 28.3764 | 74.6634 | 155.63 | 294.0958 | 522.6262 | 853.3773 | 1295.9899 | 1824.2372 | 2361.5475 | 2803.8882 | 0.014114 | 0.037135 | 0.077405 | 0.14627 | 0.25994 | 0.42444 | 0.64458 | 0.90732 | 1.1746 | 1.3946 | 0 | 0 | 0 | 0 | 0 | 0 | 0 | 0 | 0 | 0
Institutional_New_High Efficiency PTAC_TRC | Ach | Institutional | Space Cooling | Residential-type central air conditioners | TRC | New | EN1281 | High Efficiency PTAC | High Efficiency PTAC | Equip | 15 | Residential-type central air conditioners | 0% | Prescriptive_package AC | 23.64% | 0 | 0 | 0 | 0 | 0 | 0 | 0 | 0 | 0 | 0 | 0 | 0 | 0 | 0 | 0 | 0 | 0 | 0 | 0 | 0 | 0 | 0 | 0 | 0 | 0 | 0 | 0 | 0 | 0 | 0 | 0 | 0 | 0 | 0 | 0 | 0 | 0 | 0 | 0 | 0
Institutional_New_Ceiling Insulation(R2 to R38)_TRC | Ach | Institutional | Space Heating | Residential/split system heat pump | TRC | New | NN3186 | Ceiling Insulation(R2 to R38) | Ceiling Insulation(R2 to R38) | NonEquip | 20 |  | 0% | Prescriptive_all | 1.175% | 0 | 0 | 0 | 0 | 0 | 0 | 0 | 0 | 0 | 0 | 0 | 0 | 0 | 0 | 0 | 0 | 0 | 0 | 0 | 0 | 0 | 0 | 0 | 0 | 0 | 0 | 0 | 0 | 0 | 0 | 0 | 0 | 0 | 0 | 0 | 0 | 0 | 0 | 0 | 0
Institutional_Existing_Wall Insulation_TRC | Ach | Institutional | Space Heating | Residential/split system heat pump | TRC | Existing | NE4239 | Wall Insulation | Wall Insulation | NonEquip | 20 |  | 0% | Prescriptive_all_existing | 1.134% | 0 | 0 | 0 | 0 | 0 | 0 | 0 | 0 | 0 | 0 | 0 | 0 | 0 | 0 | 0 | 0 | 0 | 0 | 0 | 0 | 0 | 0 | 0 | 0 | 0 | 0 | 0 | 0 | 0 | 0 | 0 | 0 | 0 | 0 | 0 | 0 | 0 | 0 | 0 | 0
Institutional_Existing_Ceiling Insulation(R2 to R38)_TRC | Ach | Institutional | Space Heating | Residential/split system heat pump | TRC | Existing | NE3173 | Ceiling Insulation(R2 to R38) | Ceiling Insulation(R2 to R38) | NonEquip | 20 |  | 0% | Prescriptive_all_existing | 1.297% | 0 | 0 | 0 | 0 | 0 | 0 | 0 | 0 | 0 | 0 | 0 | 0 | 0 | 0 | 0 | 0 | 0 | 0 | 0 | 0 | 0 | 0 | 0 | 0 | 0 | 0 | 0 | 0 | 0 | 0 | 0 | 0 | 0 | 0 | 0 | 0 | 0 | 0 | 0 | 0
Institutional_Turnover_High Efficiency PTHP_TRC | Ach | Institutional | Space Heating | Residential/split system heat pump | TRC | Turnover | ET1333 | High Efficiency PTHP | High Efficiency PTHP | Equip | 15 | Residential/split system heat pump | 49.09% | Prescriptive_package HP | 9.375% | 710.8748 | 1051.896 | 1674.4083 | 2627.5927 | 4007.4103 | 5842.1374 | 7932.0809 | 9654.0531 | 10049.744 | 8488.6556 | 710.8748 | 1762.7708 | 3437.1791 | 6064.7718 | 10072.1822 | 15914.3195 | 23846.4005 | 33500.4536 | 43550.1976 | 52038.8532 | 0 | 0 | 0 | 0 | 0 | 0 | 0 | 0 | 0 | 0 | 0.00012946 | 0.00032101 | 0.00062593 | 0.0011044 | 0.0018342 | 0.0028981 | 0.0043426 | 0.0061007 | 0.0079308 | 0.0094766
Institutional_New_High Efficiency PTHP_TRC | Ach | Institutional | Space Heating | Residential/split system heat pump | TRC | New | EN1359 | High Efficiency PTHP | High Efficiency PTHP | Equip | 15 | Residential/split system heat pump | 49.09% | Prescriptive_package HP | 9.375% | 100.9798 | 164.9168 | 288.8286 | 494.5444 | 817.2131 | 1184.1896 | 1586.6172 | 1895.8954 | 1930.7709 | 1591.4429 | 100.9798 | 265.8966 | 554.7252 | 1049.2696 | 1866.4828 | 3050.6724 | 4637.2896 | 6533.185 | 8463.9559 | 10055.3988 | 0 | 0 | 0 | 0 | 0 | 0 | 0 | 0 | 0 | 0 | 1.8389e-05 | 4.8422e-05 | 0.00010102 | 0.00019108 | 0.0003399 | 0.00055555 | 0.00084448 | 0.0011897 | 0.0015413 | 0.0018312
Institutional_New_Strip Curtains for Walk-ins_TRC | Ach | Institutional | Refrigeration | Residential style | TRC | New | NN4902 | Strip Curtains for Walk-ins | Strip Curtains for Walk-ins | NonEquip | 4 | Walk-in cooler | 0% | Prescriptive_refrigeration control | 2.115% | 0 | 0 | 0 | 0 | 0 | 0 | 0 | 0 | 0 | 0 | 0 | 0 | 0 | 0 | 0 | 0 | 0 | 0 | 0 | 0 | 0 | 0 | 0 | 0 | 0 | 0 | 0 | 0 | 0 | 0 | 0 | 0 | 0 | 0 | 0 | 0 | 0 | 0 | 0 | 0
Institutional_New_PSC to ECM Evaporator Fan Motor (Walk-In, Refrigerator)_TRC | Ach | Institutional | Refrigeration | Residential style | TRC | New | NN4850 | PSC to ECM Evaporator Fan Motor (Walk-In, Refrigerator) | PSC to ECM Evaporator Fan Motor (Walk-In, Refrigerator) | NonEquip | 15 | Walk-in cooler | 0% | Prescriptive_ECM | 37.5% | 0 | 0 | 0 | 0 | 0 | 0 | 0 | 0 | 0 | 0 | 0 | 0 | 0 | 0 | 0 | 0 | 0 | 0 | 0 | 0 | 0 | 0 | 0 | 0 | 0 | 0 | 0 | 0 | 0 | 0 | 0 | 0 | 0 | 0 | 0 | 0 | 0 | 0 | 0 | 0
Institutional_New_PSC to ECM Evaporator Fan Motor (Reach-In)_TRC | Ach | Institutional | Refrigeration | Residential style | TRC | New | NN4824 | PSC to ECM Evaporator Fan Motor (Reach-In) | PSC to ECM Evaporator Fan Motor (Reach-In) | NonEquip | 15 | Display cases | 0% | Prescriptive_ECM | 37.5% | 0 | 0 | 0 | 0 | 0 | 0 | 0 | 0 | 0 | 0 | 0 | 0 | 0 | 0 | 0 | 0 | 0 | 0 | 0 | 0 | 0 | 0 | 0 | 0 | 0 | 0 | 0 | 0 | 0 | 0 | 0 | 0 | 0 | 0 | 0 | 0 | 0 | 0 | 0 | 0
Institutional_Existing_Strip Curtains for Walk-ins_TRC | Ach | Institutional | Refrigeration | Residential style | TRC | Existing | NE4889 | Strip Curtains for Walk-ins | Strip Curtains for Walk-ins | NonEquip | 4 | Walk-in cooler | 0% | Prescriptive_refrigeration control_existing | 2.115% | 0 | 0 | 0 | 0 | 0 | 0 | 0 | 0 | 0 | 0 | 0 | 0 | 0 | 0 | 0 | 0 | 0 | 0 | 0 | 0 | 0 | 0 | 0 | 0 | 0 | 0 | 0 | 0 | 0 | 0 | 0 | 0 | 0 | 0 | 0 | 0 | 0 | 0 | 0 | 0
Institutional_Existing_PSC to ECM Evaporator Fan Motor (Walk-In, Refrigerator)_TRC | Ach | Institutional | Refrigeration | Residential style | TRC | Existing | NE4837 | PSC to ECM Evaporator Fan Motor (Walk-In, Refrigerator) | PSC to ECM Evaporator Fan Motor (Walk-In, Refrigerator) | NonEquip | 15 | Walk-in cooler | 0% | Prescriptive_ECM_existing | 37.5% | 0 | 0 | 0 | 0 | 0 | 0 | 0 | 0 | 0 | 0 | 0 | 0 | 0 | 0 | 0 | 0 | 0 | 0 | 0 | 0 | 0 | 0 | 0 | 0 | 0 | 0 | 0 | 0 | 0 | 0 | 0 | 0 | 0 | 0 | 0 | 0 | 0 | 0 | 0 | 0
Institutional_Existing_PSC to ECM Evaporator Fan Motor (Reach-In)_TRC | Ach | Institutional | Refrigeration | Residential style | TRC | Existing | NE4811 | PSC to ECM Evaporator Fan Motor (Reach-In) | PSC to ECM Evaporator Fan Motor (Reach-In) | NonEquip | 15 | Display cases | 0% | Prescriptive_ECM_existing | 37.5% | 0 | 0 | 0 | 0 | 0 | 0 | 0 | 0 | 0 | 0 | 0 | 0 | 0 | 0 | 0 | 0 | 0 | 0 | 0 | 0 | 0 | 0 | 0 | 0 | 0 | 0 | 0 | 0 | 0 | 0 | 0 | 0 | 0 | 0 | 0 | 0 | 0 | 0 | 0 | 0
Institutional_Existing_Freezer-Cooler Replacement Gaskets_TRC | Ach | Institutional | Refrigeration | Residential style | TRC | Existing | NE4707 | Freezer-Cooler Replacement Gaskets | Freezer-Cooler Replacement Gaskets | NonEquip | 4 | Display cases | 0% | Prescriptive_refrigeration control_existing | 3.131% | 0 | 0 | 0 | 0 | 0 | 0 | 0 | 0 | 0 | 0 | 0 | 0 | 0 | 0 | 0 | 0 | 0 | 0 | 0 | 0 | 0 | 0 | 0 | 0 | 0 | 0 | 0 | 0 | 0 | 0 | 0 | 0 | 0 | 0 | 0 | 0 | 0 | 0 | 0 | 0
Institutional_New_VSD Controlled Compressor_TRC | Ach | Institutional | Miscellaneous | Pool pump | TRC | New | NN4538 | VSD Controlled Compressor | VSD Controlled Compressor | NonEquip | 15 | Others | 0% | Prescriptive_ECM | 20.79% | 0 | 0 | 0 | 0 | 0 | 0 | 0 | 0 | 0 | 0 | 0 | 0 | 0 | 0 | 0 | 0 | 0 | 0 | 0 | 0 | 0 | 0 | 0 | 0 | 0 | 0 | 0 | 0 | 0 | 0 | 0 | 0 | 0 | 0 | 0 | 0 | 0 | 0 | 0 | 0
Institutional_New_Engine Block Timer_TRC | Ach | Institutional | Miscellaneous | Pool pump | TRC | New | NN4486 | Engine Block Timer | Engine Block Timer | NonEquip | 5 | Others | 0% | Prescriptive_ECM | 36% | 0 | 0 | 0 | 0 | 0 | 0 | 0 | 0 | 0 | 0 | 0 | 0 | 0 | 0 | 0 | 0 | 0 | 0 | 0 | 0 | 0 | 0 | 0 | 0 | 0 | 0 | 0 | 0 | 0 | 0 | 0 | 0 | 0 | 0 | 0 | 0 | 0 | 0 | 0 | 0
Institutional_Existing_VSD Controlled Compressor_TRC | Ach | Institutional | Miscellaneous | Pool pump | TRC | Existing | NE4525 | VSD Controlled Compressor | VSD Controlled Compressor | NonEquip | 15 | Others | 0% | Prescriptive_ECM_existing | 20.79% | 0 | 0 | 0 | 0 | 0 | 0 | 0 | 0 | 0 | 0 | 0 | 0 | 0 | 0 | 0 | 0 | 0 | 0 | 0 | 0 | 0 | 0 | 0 | 0 | 0 | 0 | 0 | 0 | 0 | 0 | 0 | 0 | 0 | 0 | 0 | 0 | 0 | 0 | 0 | 0
Institutional_Existing_Engine Block Timer_TRC | Ach | Institutional | Miscellaneous | Pool pump | TRC | Existing | NE4473 | Engine Block Timer | Engine Block Timer | NonEquip | 5 | Others | 0% | Prescriptive_ECM_existing | 36% | 0 | 0 | 0 | 0 | 0 | 0 | 0 | 0 | 0 | 0 | 0 | 0 | 0 | 0 | 0 | 0 | 0 | 0 | 0 | 0 | 0 | 0 | 0 | 0 | 0 | 0 | 0 | 0 | 0 | 0 | 0 | 0 | 0 | 0 | 0 | 0 | 0 | 0 | 0 | 0
Institutional_Turnover_Variable Speed Pool Pump_TRC | Ach | Institutional | Miscellaneous | Pool pump | TRC | Turnover | ET2110 | Variable Speed Pool Pump | Variable Speed Pool Pump | Equip | 10 | Pool pump | 0% | Prescriptive_all | 64.36% | 0 | 0 | 0 | 0 | 0 | 0 | 0 | 0 | 0 | 0 | 0 | 0 | 0 | 0 | 0 | 0 | 0 | 0 | 0 | 0 | 0 | 0 | 0 | 0 | 0 | 0 | 0 | 0 | 0 | 0 | 0 | 0 | 0 | 0 | 0 | 0 | 0 | 0 | 0 | 0
Institutional_Turnover_Solar Powered Pool Pump_TRC | Ach | Institutional | Miscellaneous | Pool pump | TRC | Turnover | ET2035 | Solar Powered Pool Pump | Solar Powered Pool Pump | Equip | 10 | Pool pump | 0% | Prescriptive_all | 81% | 0 | 0 | 0 | 0 | 0 | 0 | 0 | 0 | 0 | 0 | 0 | 0 | 0 | 0 | 0 | 0 | 0 | 0 | 0 | 0 | 0 | 0 | 0 | 0 | 0 | 0 | 0 | 0 | 0 | 0 | 0 | 0 | 0 | 0 | 0 | 0 | 0 | 0 | 0 | 0
Institutional_Turnover_Solar Pool Heater_TRC | Ach | Institutional | Miscellaneous | Pool pump | TRC | Turnover | ET1996 | Solar Pool Heater | Solar Pool Heater | Equip | 15 | Pool pump | 0% | Prescriptive_all | 86.11% | 0 | 0 | 0 | 0 | 0 | 0 | 0 | 0 | 0 | 0 | 0 | 0 | 0 | 0 | 0 | 0 | 0 | 0 | 0 | 0 | 0 | 0 | 0 | 0 | 0 | 0 | 0 | 0 | 0 | 0 | 0 | 0 | 0 | 0 | 0 | 0 | 0 | 0 | 0 | 0
Institutional_New_Variable Speed Pool Pump_TRC | Ach | Institutional | Miscellaneous | Pool pump | TRC | New | EN2134 | Variable Speed Pool Pump | Variable Speed Pool Pump | Equip | 10 | Pool pump | 0% | Prescriptive_all | 64.36% | 0 | 0 | 0 | 0 | 0 | 0 | 0 | 0 | 0 | 0 | 0 | 0 | 0 | 0 | 0 | 0 | 0 | 0 | 0 | 0 | 0 | 0 | 0 | 0 | 0 | 0 | 0 | 0 | 0 | 0 | 0 | 0 | 0 | 0 | 0 | 0 | 0 | 0 | 0 | 0
Institutional_New_Solar Powered Pool Pump_TRC | Ach | Institutional | Miscellaneous | Pool pump | TRC | New | EN2059 | Solar Powered Pool Pump | Solar Powered Pool Pump | Equip | 10 | Pool pump | 0% | Prescriptive_all | 81% | 0 | 0 | 0 | 0 | 0 | 0 | 0 | 0 | 0 | 0 | 0 | 0 | 0 | 0 | 0 | 0 | 0 | 0 | 0 | 0 | 0 | 0 | 0 | 0 | 0 | 0 | 0 | 0 | 0 | 0 | 0 | 0 | 0 | 0 | 0 | 0 | 0 | 0 | 0 | 0
Institutional_New_Solar Pool Heater_TRC | Ach | Institutional | Miscellaneous | Pool pump | TRC | New | EN2022 | Solar Pool Heater | Solar Pool Heater | Equip | 15 | Pool pump | 0% | Prescriptive_all | 86.11% | 0 | 0 | 0 | 0 | 0 | 0 | 0 | 0 | 0 | 0 | 0 | 0 | 0 | 0 | 0 | 0 | 0 | 0 | 0 | 0 | 0 | 0 | 0 | 0 | 0 | 0 | 0 | 0 | 0 | 0 | 0 | 0 | 0 | 0 | 0 | 0 | 0 | 0 | 0 | 0
Institutional_New_Ceiling Insulation(R2 to R38)_TRC | Ach | Institutional | Space Heating | Packaged central unit | TRC | New | NN3186 | Ceiling Insulation(R2 to R38) | Ceiling Insulation(R2 to R38) | NonEquip | 20 |  | 0% | Prescriptive_all | 1.175% | 0 | 0 | 0 | 0 | 0 | 0 | 0 | 0 | 0 | 0 | 0 | 0 | 0 | 0 | 0 | 0 | 0 | 0 | 0 | 0 | 0 | 0 | 0 | 0 | 0 | 0 | 0 | 0 | 0 | 0 | 0 | 0 | 0 | 0 | 0 | 0 | 0 | 0 | 0 | 0
Institutional_Existing_Wall Insulation_TRC | Ach | Institutional | Space Heating | Packaged central unit | TRC | Existing | NE4239 | Wall Insulation | Wall Insulation | NonEquip | 20 |  | 0% | Prescriptive_all_existing | 1.134% | 0 | 0 | 0 | 0 | 0 | 0 | 0 | 0 | 0 | 0 | 0 | 0 | 0 | 0 | 0 | 0 | 0 | 0 | 0 | 0 | 0 | 0 | 0 | 0 | 0 | 0 | 0 | 0 | 0 | 0 | 0 | 0 | 0 | 0 | 0 | 0 | 0 | 0 | 0 | 0
Institutional_Existing_Ceiling Insulation(R2 to R38)_TRC | Ach | Institutional | Space Heating | Packaged central unit | TRC | Existing | NE3173 | Ceiling Insulation(R2 to R38) | Ceiling Insulation(R2 to R38) | NonEquip | 20 |  | 0% | Prescriptive_all_existing | 1.297% | 0 | 0 | 0 | 0 | 0 | 0 | 0 | 0 | 0 | 0 | 0 | 0 | 0 | 0 | 0 | 0 | 0 | 0 | 0 | 0 | 0 | 0 | 0 | 0 | 0 | 0 | 0 | 0 | 0 | 0 | 0 | 0 | 0 | 0 | 0 | 0 | 0 | 0 | 0 | 0
Institutional_New_HVAC tune-up_TRC | Ach | Institutional | Space Cooling | Packaged air conditioning units (RTUs) | TRC | New | NN3888 | HVAC tune-up | HVAC tune-up | NonEquip | 5 | Residential-type central air conditioners | 0% | Prescriptive_all | 5% | 0 | 0 | 0 | 0 | 0 | 0 | 0 | 0 | 0 | 0 | 0 | 0 | 0 | 0 | 0 | 0 | 0 | 0 | 0 | 0 | 0 | 0 | 0 | 0 | 0 | 0 | 0 | 0 | 0 | 0 | 0 | 0 | 0 | 0 | 0 | 0 | 0 | 0 | 0 | 0
Institutional_New_Chilled Water System - Variable Speed Drives_TRC | Ach | Institutional | Space Cooling | Packaged air conditioning units (RTUs) | TRC | New | NN3316 | Chilled Water System - Variable Speed Drives | Chilled Water System - Variable Speed Drives | NonEquip | 13 | Central chillers inside | 0% | Prescriptive_all | 24.74% | 0 | 0 | 0 | 0 | 0 | 0 | 0 | 0 | 0 | 0 | 0 | 0 | 0 | 0 | 0 | 0 | 0 | 0 | 0 | 0 | 0 | 0 | 0 | 0 | 0 | 0 | 0 | 0 | 0 | 0 | 0 | 0 | 0 | 0 | 0 | 0 | 0 | 0 | 0 | 0
Institutional_New_Ceiling Insulation(R2 to R38)_TRC | Ach | Institutional | Space Cooling | Packaged air conditioning units (RTUs) | TRC | New | NN3212 | Ceiling Insulation(R2 to R38) | Ceiling Insulation(R2 to R38) | NonEquip | 20 |  | 0% | Prescriptive_all | 3.355% | 0 | 0 | 0 | 0 | 0 | 0 | 0 | 0 | 0 | 0 | 0 | 0 | 0 | 0 | 0 | 0 | 0 | 0 | 0 | 0 | 0 | 0 | 0 | 0 | 0 | 0 | 0 | 0 | 0 | 0 | 0 | 0 | 0 | 0 | 0 | 0 | 0 | 0 | 0 | 0
Institutional_Existing_Wall Insulation_TRC | Ach | Institutional | Space Cooling | Packaged air conditioning units (RTUs) | TRC | Existing | NE4213 | Wall Insulation | Wall Insulation | NonEquip | 20 |  | 0% | Prescriptive_all_existing | 20.09% | 0 | 0 | 0 | 0 | 0 | 0 | 0 | 0 | 0 | 0 | 0 | 0 | 0 | 0 | 0 | 0 | 0 | 0 | 0 | 0 | 0 | 0 | 0 | 0 | 0 | 0 | 0 | 0 | 0 | 0 | 0 | 0 | 0 | 0 | 0 | 0 | 0 | 0 | 0 | 0
Institutional_Existing_HVAC tune-up_TRC | Ach | Institutional | Space Cooling | Packaged air conditioning units (RTUs) | TRC | Existing | NE3875 | HVAC tune-up | HVAC tune-up | NonEquip | 5 | Residential-type central air conditioners | 0% | Prescriptive_all_existing | 5% | 0 | 0 | 0 | 0 | 0 | 0 | 0 | 0 | 0 | 0 | 0 | 0 | 0 | 0 | 0 | 0 | 0 | 0 | 0 | 0 | 0 | 0 | 0 | 0 | 0 | 0 | 0 | 0 | 0 | 0 | 0 | 0 | 0 | 0 | 0 | 0 | 0 | 0 | 0 | 0
Institutional_Existing_Chilled Water System - Variable Speed Drives_TRC | Ach | Institutional | Space Cooling | Packaged air conditioning units (RTUs) | TRC | Existing | NE3303 | Chilled Water System - Variable Speed Drives | Chilled Water System - Variable Speed Drives | NonEquip | 13 | Central chillers inside | 0% | Prescriptive_all_existing | 24.74% | 0 | 0 | 0 | 0 | 0 | 0 | 0 | 0 | 0 | 0 | 0 | 0 | 0 | 0 | 0 | 0 | 0 | 0 | 0 | 0 | 0 | 0 | 0 | 0 | 0 | 0 | 0 | 0 | 0 | 0 | 0 | 0 | 0 | 0 | 0 | 0 | 0 | 0 | 0 | 0
Institutional_Existing_Ceiling Insulation(R2 to R38)_TRC | Ach | Institutional | Space Cooling | Packaged air conditioning units (RTUs) | TRC | Existing | NE3199 | Ceiling Insulation(R2 to R38) | Ceiling Insulation(R2 to R38) | NonEquip | 20 |  | 0% | Prescriptive_all_existing | 3.355% | 0 | 0 | 0 | 0 | 0 | 0 | 0 | 0 | 0 | 0 | 0 | 0 | 0 | 0 | 0 | 0 | 0 | 0 | 0 | 0 | 0 | 0 | 0 | 0 | 0 | 0 | 0 | 0 | 0 | 0 | 0 | 0 | 0 | 0 | 0 | 0 | 0 | 0 | 0 | 0
Institutional_New_Interior Lighting Controls_TRC | Ach | Institutional | Interior Lighting | Overhead (fluorescent/LED/CFL U-shape) | TRC | New | NN4434 | Interior Lighting Controls | Interior Lighting Controls | NonEquip | 8 | Overhead (fluorescent/LED/CFL U-shape) | 15.09% | Prescriptive_lighting control | 28% | 2681.4111 | 4139.4211 | 6644.7193 | 9913.9032 | 13265.0438 | 14033.8183 | 12060.0673 | 8106.7786 | 4288.2675 | 1884.6528 | 2681.4111 | 6820.8322 | 13465.5515 | 23379.4547 | 36644.4984 | 50678.3168 | 62738.384 | 70845.1626 | 75133.4301 | 77018.0829 | 0 | 0 | 0 | 0 | 0 | 0 | 0 | 0 | 0 | 0 | 0 | 0 | 0 | 0 | 0 | 0 | 0 | 0 | 0 | 0
Institutional_Existing_Interior Lighting Controls_TRC | Ach | Institutional | Interior Lighting | Overhead (fluorescent/LED/CFL U-shape) | TRC | Existing | NE4421 | Interior Lighting Controls | Interior Lighting Controls | NonEquip | 8 | Overhead (fluorescent/LED/CFL U-shape) | 15.09% | Prescriptive_lighting control_existing | 28% | 35017.3214 | 53511.6171 | 78425.326 | 107724.264 | 133631.9723 | 142725.7811 | 124711.0297 | 85668.6408 | 46473.5476 | 20998.5896 | 35017.3214 | 88528.9385 | 166954.2645 | 274678.5286 | 408310.5009 | 551036.282 | 675747.3116 | 761415.9525 | 807889.5 | 828888.0896 | 0 | 0 | 0 | 0 | 0 | 0 | 0 | 0 | 0 | 0 | 0 | 0 | 0 | 0 | 0 | 0 | 0 | 0 | 0 | 0
Institutional_Turnover_Premium T8 - Fixture Replacement_TRC | Ach | Institutional | Interior Lighting | Overhead (fluorescent/LED/CFL U-shape) | TRC | Turnover | ET1762 | Premium T8 - Fixture Replacement | Premium T8 - Fixture Replacement | Equip | 8 | Overhead (fluorescent/LED/CFL U-shape) | 24.1% | Prescriptive_lighting | 12.5% | 85665.1356 | 89174.6583 | 84365.5251 | 63805.8411 | 37830.5065 | 18221.5576 | 7670.5967 | 3012.5493 | 1149.9098 | 426.3038 | 85665.1356 | 174839.7939 | 259205.3189 | 323011.16 | 360841.6665 | 379063.2241 | 386733.8208 | 389746.3701 | 390896.2799 | 391322.5837 | 20.7656 | 42.3819 | 62.8324 | 78.2992 | 87.4695 | 91.8864 | 93.7458 | 94.4761 | 94.7548 | 94.8582 | 4.7504 | 9.6954 | 14.3737 | 17.9119 | 20.0097 | 21.0202 | 21.4455 | 21.6126 | 21.6764 | 21.7
Institutional_New_Premium T8 - Fixture Replacement_TRC | Ach | Institutional | Interior Lighting | Overhead (fluorescent/LED/CFL U-shape) | TRC | New | EN1788 | Premium T8 - Fixture Replacement | Premium T8 - Fixture Replacement | Equip | 8 | Overhead (fluorescent/LED/CFL U-shape) | 0% | Prescriptive_lighting | 12.5% | 0 | 0 | 0 | 0 | 0 | 0 | 0 | 0 | 0 | 0 | 0 | 0 | 0 | 0 | 0 | 0 | 0 | 0 | 0 | 0 | 0 | 0 | 0 | 0 | 0 | 0 | 0 | 0 | 0 | 0 | 0 | 0 | 0 | 0 | 0 | 0 | 0 | 0 | 0 | 0
Institutional_New_VSD Controlled Compressor_TRC | Ach | Institutional | Miscellaneous | Others | TRC | New | NN4538 | VSD Controlled Compressor | VSD Controlled Compressor | NonEquip | 15 | Others | 27.75% | Prescriptive_ECM | 20.79% | 1415.4704 | 2327.431 | 4086.5563 | 6965.8823 | 11352.8229 | 16018.0864 | 20524.3846 | 22874.4794 | 21061.0474 | 15286.8694 | 1415.4704 | 3742.9014 | 7829.4577 | 14795.34 | 26148.1629 | 42166.2493 | 62690.6338 | 85565.1133 | 106626.1606 | 121913.0301 | 0.21343 | 0.56437 | 1.1806 | 2.2309 | 3.9427 | 6.358 | 9.4527 | 12.9019 | 16.0775 | 18.3825 | 0.099894 | 0.26415 | 0.55255 | 1.0442 | 1.8454 | 2.9758 | 4.4243 | 6.0386 | 7.525 | 8.6038
Institutional_New_Engine Block Timer_TRC | Ach | Institutional | Miscellaneous | Others | TRC | New | NN4486 | Engine Block Timer | Engine Block Timer | NonEquip | 5 | Others | 4.793% | Prescriptive_ECM | 36% | 421.3362 | 690.7713 | 1207.4502 | 2044.6692 | 3302.3449 | 4608.5149 | 5843.5368 | 6479.4079 | 5995.241 | 4412.9871 | 421.3362 | 1112.1074 | 2319.5576 | 4364.2268 | 7666.5717 | 12275.0865 | 18118.6233 | 24598.0312 | 30593.2723 | 35006.2593 | 0.020039 | 0.052893 | 0.11032 | 0.20757 | 0.36463 | 0.58381 | 0.86174 | 1.1699 | 1.455 | 1.6649 | 0.021052 | 0.055565 | 0.11589 | 0.21805 | 0.38305 | 0.61331 | 0.90527 | 1.229 | 1.5286 | 1.749
Institutional_Existing_VSD Controlled Compressor_TRC | Ach | Institutional | Miscellaneous | Others | TRC | Existing | NE4525 | VSD Controlled Compressor | VSD Controlled Compressor | NonEquip | 15 | Others | 5.549% | Prescriptive_ECM_existing | 20.79% | 2801.2329 | 4760.4166 | 7522.4431 | 11644.5711 | 17354.7535 | 24344.8273 | 31135.9362 | 34700.1323 | 32031.6749 | 23401.1728 | 2801.2329 | 7561.6495 | 15084.0926 | 26728.6636 | 44083.4171 | 68428.2445 | 99564.1807 | 134264.313 | 166295.9879 | 189697.1607 | 0.42238 | 1.1402 | 2.2744 | 4.0303 | 6.6471 | 10.3179 | 15.0127 | 20.2449 | 25.0748 | 28.6033 | 0.19769 | 0.53365 | 1.0645 | 1.8863 | 3.1111 | 4.8292 | 7.0266 | 9.4755 | 11.736 | 13.3875
Institutional_Existing_Engine Block Timer_TRC | Ach | Institutional | Miscellaneous | Others | TRC | Existing | NE4473 | Engine Block Timer | Engine Block Timer | NonEquip | 5 | Others | 4.793% | Prescriptive_ECM_existing | 36% | 4189.37 | 7119.0038 | 11248.5007 | 17410.1616 | 25943.0465 | 36384.5441 | 46524.8656 | 51845.624 | 47863.1571 | 34976.4789 | 4189.37 | 11308.3738 | 22556.8746 | 39967.0361 | 65910.0826 | 102294.6267 | 148819.4923 | 200665.1164 | 248528.2735 | 283504.7524 | 0.19925 | 0.53783 | 1.0728 | 1.9009 | 3.1347 | 4.8652 | 7.078 | 9.5438 | 11.8202 | 13.4837 | 0.20932 | 0.56501 | 1.127 | 1.9969 | 3.2931 | 5.111 | 7.4356 | 10.026 | 12.4174 | 14.165
Institutional_Turnover_Efficient Battery Charger_TRC | Ach | Institutional | Miscellaneous | Others | TRC | Turnover | ET1840 | Efficient Battery Charger | Efficient Battery Charger | Equip | 7 | Others | 17.92% | Prescriptive_all | 13.68% | 16870.139 | 24304.8229 | 36757.3386 | 52663.3476 | 69147.0145 | 79749.374 | 76720.184 | 58681.4701 | 35172.3008 | 17113.495 | 16870.139 | 41174.9619 | 77932.3005 | 130595.6481 | 199742.6626 | 279492.0366 | 356212.2207 | 414893.6908 | 450065.9916 | 467179.4866 | 9.2439 | 22.5616 | 42.7026 | 71.5593 | 109.448 | 153.1463 | 195.1848 | 227.339 | 246.6115 | 255.9888 | 0 | 0 | 0 | 0 | 0 | 0 | 0 | 0 | 0 | 0
Institutional_New_Efficient Battery Charger_TRC | Ach | Institutional | Miscellaneous | Others | TRC | New | EN1866 | Efficient Battery Charger | Efficient Battery Charger | Equip | 7 | Others | 17.92% | Prescriptive_all | 13.68% | 1198.202 | 1905.2614 | 3170.2457 | 4955.9364 | 7050.4196 | 8082.5197 | 7672.9906 | 5762.0322 | 3378.6759 | 1604.2087 | 1198.202 | 3103.4634 | 6273.7091 | 11229.6455 | 18280.0651 | 26362.5848 | 34035.5754 | 39797.6076 | 43176.2835 | 44780.4922 | 0.65655 | 1.7005 | 3.4376 | 6.1532 | 10.0165 | 14.4453 | 18.6496 | 21.8069 | 23.6582 | 24.5373 | 0 | 0 | 0 | 0 | 0 | 0 | 0 | 0 | 0 | 0
Institutional_New_Network PC Power Management_TRC | Ach | Institutional | Office Equipment | Other office | TRC | New | NN4564 | Network PC Power Management | Network PC Power Management | NonEquip | 5 | Computers | 0% | Prescriptive_all | 56.5% | 0 | 0 | 0 | 0 | 0 | 0 | 0 | 0 | 0 | 0 | 0 | 0 | 0 | 0 | 0 | 0 | 0 | 0 | 0 | 0 | 0 | 0 | 0 | 0 | 0 | 0 | 0 | 0 | 0 | 0 | 0 | 0 | 0 | 0 | 0 | 0 | 0 | 0 | 0 | 0
Institutional_Existing_Network PC Power Management_TRC | Ach | Institutional | Office Equipment | Other office | TRC | Existing | NE4551 | Network PC Power Management | Network PC Power Management | NonEquip | 5 | Computers | 0% | Prescriptive_all_existing | 56.5% | 0 | 0 | 0 | 0 | 0 | 0 | 0 | 0 | 0 | 0 | 0 | 0 | 0 | 0 | 0 | 0 | 0 | 0 | 0 | 0 | 0 | 0 | 0 | 0 | 0 | 0 | 0 | 0 | 0 | 0 | 0 | 0 | 0 | 0 | 0 | 0 | 0 | 0 | 0 | 0
Institutional_Turnover_Energy Star Uninterruptable Power Supply_TRC | Ach | Institutional | Office Equipment | Other office | TRC | Turnover | ET2263 | Energy Star Uninterruptable Power Supply | Energy Star Uninterruptable Power Supply | Equip | 10 | Other office | 22.4% | Prescriptive_all | 1.878% | 1188.4113 | 1699.1538 | 2550.2128 | 3626.0429 | 4724.8718 | 5407.9915 | 5163.0993 | 3919.1686 | 2331.2339 | 1125.6825 | 1188.4113 | 2887.5651 | 5437.7779 | 9063.8208 | 13788.6927 | 19196.6842 | 24359.7835 | 28278.952 | 30610.186 | 31735.8685 | 0.13566 | 0.32963 | 0.62075 | 1.0347 | 1.5741 | 2.1914 | 2.7808 | 3.2282 | 3.4943 | 3.6228 | 0.13566 | 0.32963 | 0.62075 | 1.0347 | 1.5741 | 2.1914 | 2.7808 | 3.2282 | 3.4943 | 3.6228
Institutional_New_Energy Star Uninterruptable Power Supply_TRC | Ach | Institutional | Office Equipment | Other office | TRC | New | EN2289 | Energy Star Uninterruptable Power Supply | Energy Star Uninterruptable Power Supply | Equip | 10 | Other office | 22.4% | Prescriptive_all | 1.878% | 105.5087 | 166.4964 | 274.9383 | 426.5404 | 602.2011 | 685.1182 | 645.4692 | 481.0372 | 279.925 | 131.901 | 105.5087 | 272.0051 | 546.9434 | 973.4838 | 1575.685 | 2260.8032 | 2906.2724 | 3387.3096 | 3667.2345 | 3799.1355 | 0.012044 | 0.031051 | 0.062436 | 0.11113 | 0.17987 | 0.25808 | 0.33177 | 0.38668 | 0.41863 | 0.43369 | 0.012044 | 0.031051 | 0.062436 | 0.11113 | 0.17987 | 0.25808 | 0.33177 | 0.38668 | 0.41863 | 0.43369
Institutional_Turnover_High Speed Fans_TRC | Ach | Institutional | Ventilation and Circulation | Motor/Fan | TRC | Turnover | ET2692 | High Speed Fans | High Speed Fans | Equip | 7 | Motor/Fan | 18.39% | Prescriptive_ECM | 10.99% | 0 | 0 | 0 | 0 | 0 | 0 | 0 | 0 | 0 | 0 | 0 | 0 | 0 | 0 | 0 | 0 | 0 | 0 | 0 | 0 | 0 | 0 | 0 | 0 | 0 | 0 | 0 | 0 | 0 | 0 | 0 | 0 | 0 | 0 | 0 | 0 | 0 | 0 | 0 | 0
Institutional_New_High Speed Fans_TRC | Ach | Institutional | Ventilation and Circulation | Motor/Fan | TRC | New | EN2718 | High Speed Fans | High Speed Fans | Equip | 7 | Motor/Fan | 18.39% | Prescriptive_ECM | 10.99% | 0 | 0 | 0 | 0 | 0 | 0 | 0 | 0 | 0 | 0 | 0 | 0 | 0 | 0 | 0 | 0 | 0 | 0 | 0 | 0 | 0 | 0 | 0 | 0 | 0 | 0 | 0 | 0 | 0 | 0 | 0 | 0 | 0 | 0 | 0 | 0 | 0 | 0 | 0 | 0
Institutional_New_VSD Controlled Compressor_TRC | Ach | Institutional | Miscellaneous | Medical equipment | TRC | New | NN4538 | VSD Controlled Compressor | VSD Controlled Compressor | NonEquip | 15 | Others | 0% | Prescriptive_ECM | 20.79% | 0 | 0 | 0 | 0 | 0 | 0 | 0 | 0 | 0 | 0 | 0 | 0 | 0 | 0 | 0 | 0 | 0 | 0 | 0 | 0 | 0 | 0 | 0 | 0 | 0 | 0 | 0 | 0 | 0 | 0 | 0 | 0 | 0 | 0 | 0 | 0 | 0 | 0 | 0 | 0
Institutional_New_Engine Block Timer_TRC | Ach | Institutional | Miscellaneous | Medical equipment | TRC | New | NN4486 | Engine Block Timer | Engine Block Timer | NonEquip | 5 | Others | 0% | Prescriptive_ECM | 36% | 0 | 0 | 0 | 0 | 0 | 0 | 0 | 0 | 0 | 0 | 0 | 0 | 0 | 0 | 0 | 0 | 0 | 0 | 0 | 0 | 0 | 0 | 0 | 0 | 0 | 0 | 0 | 0 | 0 | 0 | 0 | 0 | 0 | 0 | 0 | 0 | 0 | 0 | 0 | 0
Institutional_Existing_VSD Controlled Compressor_TRC | Ach | Institutional | Miscellaneous | Medical equipment | TRC | Existing | NE4525 | VSD Controlled Compressor | VSD Controlled Compressor | NonEquip | 15 | Others | 0% | Prescriptive_ECM_existing | 20.79% | 0 | 0 | 0 | 0 | 0 | 0 | 0 | 0 | 0 | 0 | 0 | 0 | 0 | 0 | 0 | 0 | 0 | 0 | 0 | 0 | 0 | 0 | 0 | 0 | 0 | 0 | 0 | 0 | 0 | 0 | 0 | 0 | 0 | 0 | 0 | 0 | 0 | 0 | 0 | 0
Institutional_Existing_Engine Block Timer_TRC | Ach | Institutional | Miscellaneous | Medical equipment | TRC | Existing | NE4473 | Engine Block Timer | Engine Block Timer | NonEquip | 5 | Others | 0% | Prescriptive_ECM_existing | 36% | 0 | 0 | 0 | 0 | 0 | 0 | 0 | 0 | 0 | 0 | 0 | 0 | 0 | 0 | 0 | 0 | 0 | 0 | 0 | 0 | 0 | 0 | 0 | 0 | 0 | 0 | 0 | 0 | 0 | 0 | 0 | 0 | 0 | 0 | 0 | 0 | 0 | 0 | 0 | 0
Institutional_New_Strip Curtains for Walk-ins_TRC | Ach | Institutional | Refrigeration | Large cold storage | TRC | New | NN4902 | Strip Curtains for Walk-ins | Strip Curtains for Walk-ins | NonEquip | 4 | Walk-in cooler | 0% | Prescriptive_refrigeration control | 2.115% | 0 | 0 | 0 | 0 | 0 | 0 | 0 | 0 | 0 | 0 | 0 | 0 | 0 | 0 | 0 | 0 | 0 | 0 | 0 | 0 | 0 | 0 | 0 | 0 | 0 | 0 | 0 | 0 | 0 | 0 | 0 | 0 | 0 | 0 | 0 | 0 | 0 | 0 | 0 | 0
Institutional_New_PSC to ECM Evaporator Fan Motor (Walk-In, Refrigerator)_TRC | Ach | Institutional | Refrigeration | Large cold storage | TRC | New | NN4850 | PSC to ECM Evaporator Fan Motor (Walk-In, Refrigerator) | PSC to ECM Evaporator Fan Motor (Walk-In, Refrigerator) | NonEquip | 15 | Walk-in cooler | 0% | Prescriptive_ECM | 37.5% | 0 | 0 | 0 | 0 | 0 | 0 | 0 | 0 | 0 | 0 | 0 | 0 | 0 | 0 | 0 | 0 | 0 | 0 | 0 | 0 | 0 | 0 | 0 | 0 | 0 | 0 | 0 | 0 | 0 | 0 | 0 | 0 | 0 | 0 | 0 | 0 | 0 | 0 | 0 | 0
Institutional_New_PSC to ECM Evaporator Fan Motor (Reach-In)_TRC | Ach | Institutional | Refrigeration | Large cold storage | TRC | New | NN4824 | PSC to ECM Evaporator Fan Motor (Reach-In) | PSC to ECM Evaporator Fan Motor (Reach-In) | NonEquip | 15 | Display cases | 0% | Prescriptive_ECM | 37.5% | 0 | 0 | 0 | 0 | 0 | 0 | 0 | 0 | 0 | 0 | 0 | 0 | 0 | 0 | 0 | 0 | 0 | 0 | 0 | 0 | 0 | 0 | 0 | 0 | 0 | 0 | 0 | 0 | 0 | 0 | 0 | 0 | 0 | 0 | 0 | 0 | 0 | 0 | 0 | 0
Institutional_Existing_Strip Curtains for Walk-ins_TRC | Ach | Institutional | Refrigeration | Large cold storage | TRC | Existing | NE4889 | Strip Curtains for Walk-ins | Strip Curtains for Walk-ins | NonEquip | 4 | Walk-in cooler | 0% | Prescriptive_refrigeration control_existing | 2.115% | 0 | 0 | 0 | 0 | 0 | 0 | 0 | 0 | 0 | 0 | 0 | 0 | 0 | 0 | 0 | 0 | 0 | 0 | 0 | 0 | 0 | 0 | 0 | 0 | 0 | 0 | 0 | 0 | 0 | 0 | 0 | 0 | 0 | 0 | 0 | 0 | 0 | 0 | 0 | 0
Institutional_Existing_PSC to ECM Evaporator Fan Motor (Walk-In, Refrigerator)_TRC | Ach | Institutional | Refrigeration | Large cold storage | TRC | Existing | NE4837 | PSC to ECM Evaporator Fan Motor (Walk-In, Refrigerator) | PSC to ECM Evaporator Fan Motor (Walk-In, Refrigerator) | NonEquip | 15 | Walk-in cooler | 0% | Prescriptive_ECM_existing | 37.5% | 0 | 0 | 0 | 0 | 0 | 0 | 0 | 0 | 0 | 0 | 0 | 0 | 0 | 0 | 0 | 0 | 0 | 0 | 0 | 0 | 0 | 0 | 0 | 0 | 0 | 0 | 0 | 0 | 0 | 0 | 0 | 0 | 0 | 0 | 0 | 0 | 0 | 0 | 0 | 0
Institutional_Existing_PSC to ECM Evaporator Fan Motor (Reach-In)_TRC | Ach | Institutional | Refrigeration | Large cold storage | TRC | Existing | NE4811 | PSC to ECM Evaporator Fan Motor (Reach-In) | PSC to ECM Evaporator Fan Motor (Reach-In) | NonEquip | 15 | Display cases | 0% | Prescriptive_ECM_existing | 37.5% | 0 | 0 | 0 | 0 | 0 | 0 | 0 | 0 | 0 | 0 | 0 | 0 | 0 | 0 | 0 | 0 | 0 | 0 | 0 | 0 | 0 | 0 | 0 | 0 | 0 | 0 | 0 | 0 | 0 | 0 | 0 | 0 | 0 | 0 | 0 | 0 | 0 | 0 | 0 | 0
Institutional_Existing_Freezer-Cooler Replacement Gaskets_TRC | Ach | Institutional | Refrigeration | Large cold storage | TRC | Existing | NE4707 | Freezer-Cooler Replacement Gaskets | Freezer-Cooler Replacement Gaskets | NonEquip | 4 | Display cases | 0% | Prescriptive_refrigeration control_existing | 3.131% | 0 | 0 | 0 | 0 | 0 | 0 | 0 | 0 | 0 | 0 | 0 | 0 | 0 | 0 | 0 | 0 | 0 | 0 | 0 | 0 | 0 | 0 | 0 | 0 | 0 | 0 | 0 | 0 | 0 | 0 | 0 | 0 | 0 | 0 | 0 | 0 | 0 | 0 | 0 | 0
Institutional_New_VSD Controlled Compressor_TRC | Ach | Institutional | Miscellaneous | Laboratory equipment | TRC | New | NN4538 | VSD Controlled Compressor | VSD Controlled Compressor | NonEquip | 15 | Others | 0% | Prescriptive_ECM | 20.79% | 0 | 0 | 0 | 0 | 0 | 0 | 0 | 0 | 0 | 0 | 0 | 0 | 0 | 0 | 0 | 0 | 0 | 0 | 0 | 0 | 0 | 0 | 0 | 0 | 0 | 0 | 0 | 0 | 0 | 0 | 0 | 0 | 0 | 0 | 0 | 0 | 0 | 0 | 0 | 0
Institutional_New_Engine Block Timer_TRC | Ach | Institutional | Miscellaneous | Laboratory equipment | TRC | New | NN4486 | Engine Block Timer | Engine Block Timer | NonEquip | 5 | Others | 0% | Prescriptive_ECM | 36% | 0 | 0 | 0 | 0 | 0 | 0 | 0 | 0 | 0 | 0 | 0 | 0 | 0 | 0 | 0 | 0 | 0 | 0 | 0 | 0 | 0 | 0 | 0 | 0 | 0 | 0 | 0 | 0 | 0 | 0 | 0 | 0 | 0 | 0 | 0 | 0 | 0 | 0 | 0 | 0
Institutional_Existing_VSD Controlled Compressor_TRC | Ach | Institutional | Miscellaneous | Laboratory equipment | TRC | Existing | NE4525 | VSD Controlled Compressor | VSD Controlled Compressor | NonEquip | 15 | Others | 0% | Prescriptive_ECM_existing | 20.79% | 0 | 0 | 0 | 0 | 0 | 0 | 0 | 0 | 0 | 0 | 0 | 0 | 0 | 0 | 0 | 0 | 0 | 0 | 0 | 0 | 0 | 0 | 0 | 0 | 0 | 0 | 0 | 0 | 0 | 0 | 0 | 0 | 0 | 0 | 0 | 0 | 0 | 0 | 0 | 0
Institutional_Existing_Engine Block Timer_TRC | Ach | Institutional | Miscellaneous | Laboratory equipment | TRC | Existing | NE4473 | Engine Block Timer | Engine Block Timer | NonEquip | 5 | Others | 0% | Prescriptive_ECM_existing | 36% | 0 | 0 | 0 | 0 | 0 | 0 | 0 | 0 | 0 | 0 | 0 | 0 | 0 | 0 | 0 | 0 | 0 | 0 | 0 | 0 | 0 | 0 | 0 | 0 | 0 | 0 | 0 | 0 | 0 | 0 | 0 | 0 | 0 | 0 | 0 | 0 | 0 | 0 | 0 | 0
Institutional_New_Ceiling Insulation(R2 to R38)_TRC | Ach | Institutional | Space Heating | Individual room heating | TRC | New | NN3186 | Ceiling Insulation(R2 to R38) | Ceiling Insulation(R2 to R38) | NonEquip | 20 |  | 0% | Prescriptive_all | 1.175% | 0 | 0 | 0 | 0 | 0 | 0 | 0 | 0 | 0 | 0 | 0 | 0 | 0 | 0 | 0 | 0 | 0 | 0 | 0 | 0 | 0 | 0 | 0 | 0 | 0 | 0 | 0 | 0 | 0 | 0 | 0 | 0 | 0 | 0 | 0 | 0 | 0 | 0 | 0 | 0
Institutional_Existing_Wall Insulation_TRC | Ach | Institutional | Space Heating | Individual room heating | TRC | Existing | NE4239 | Wall Insulation | Wall Insulation | NonEquip | 20 |  | 0% | Prescriptive_all_existing | 1.134% | 0 | 0 | 0 | 0 | 0 | 0 | 0 | 0 | 0 | 0 | 0 | 0 | 0 | 0 | 0 | 0 | 0 | 0 | 0 | 0 | 0 | 0 | 0 | 0 | 0 | 0 | 0 | 0 | 0 | 0 | 0 | 0 | 0 | 0 | 0 | 0 | 0 | 0 | 0 | 0
Institutional_Existing_Ceiling Insulation(R2 to R38)_TRC | Ach | Institutional | Space Heating | Individual room heating | TRC | Existing | NE3173 | Ceiling Insulation(R2 to R38) | Ceiling Insulation(R2 to R38) | NonEquip | 20 |  | 0% | Prescriptive_all_existing | 1.297% | 0 | 0 | 0 | 0 | 0 | 0 | 0 | 0 | 0 | 0 | 0 | 0 | 0 | 0 | 0 | 0 | 0 | 0 | 0 | 0 | 0 | 0 | 0 | 0 | 0 | 0 | 0 | 0 | 0 | 0 | 0 | 0 | 0 | 0 | 0 | 0 | 0 | 0 | 0 | 0
Institutional_New_HVAC tune-up_TRC | Ach | Institutional | Space Cooling | Individual room air conditioners | TRC | New | NN3888 | HVAC tune-up | HVAC tune-up | NonEquip | 5 | Residential-type central air conditioners | 0% | Prescriptive_all | 5% | 0 | 0 | 0 | 0 | 0 | 0 | 0 | 0 | 0 | 0 | 0 | 0 | 0 | 0 | 0 | 0 | 0 | 0 | 0 | 0 | 0 | 0 | 0 | 0 | 0 | 0 | 0 | 0 | 0 | 0 | 0 | 0 | 0 | 0 | 0 | 0 | 0 | 0 | 0 | 0
Institutional_New_Chilled Water System - Variable Speed Drives_TRC | Ach | Institutional | Space Cooling | Individual room air conditioners | TRC | New | NN3316 | Chilled Water System - Variable Speed Drives | Chilled Water System - Variable Speed Drives | NonEquip | 13 | Central chillers inside | 0% | Prescriptive_all | 24.74% | 0 | 0 | 0 | 0 | 0 | 0 | 0 | 0 | 0 | 0 | 0 | 0 | 0 | 0 | 0 | 0 | 0 | 0 | 0 | 0 | 0 | 0 | 0 | 0 | 0 | 0 | 0 | 0 | 0 | 0 | 0 | 0 | 0 | 0 | 0 | 0 | 0 | 0 | 0 | 0
Institutional_New_Ceiling Insulation(R2 to R38)_TRC | Ach | Institutional | Space Cooling | Individual room air conditioners | TRC | New | NN3212 | Ceiling Insulation(R2 to R38) | Ceiling Insulation(R2 to R38) | NonEquip | 20 |  | 0% | Prescriptive_all | 3.355% | 0 | 0 | 0 | 0 | 0 | 0 | 0 | 0 | 0 | 0 | 0 | 0 | 0 | 0 | 0 | 0 | 0 | 0 | 0 | 0 | 0 | 0 | 0 | 0 | 0 | 0 | 0 | 0 | 0 | 0 | 0 | 0 | 0 | 0 | 0 | 0 | 0 | 0 | 0 | 0
Institutional_Existing_Wall Insulation_TRC | Ach | Institutional | Space Cooling | Individual room air conditioners | TRC | Existing | NE4213 | Wall Insulation | Wall Insulation | NonEquip | 20 |  | 0% | Prescriptive_all_existing | 20.09% | 0 | 0 | 0 | 0 | 0 | 0 | 0 | 0 | 0 | 0 | 0 | 0 | 0 | 0 | 0 | 0 | 0 | 0 | 0 | 0 | 0 | 0 | 0 | 0 | 0 | 0 | 0 | 0 | 0 | 0 | 0 | 0 | 0 | 0 | 0 | 0 | 0 | 0 | 0 | 0
Institutional_Existing_HVAC tune-up_TRC | Ach | Institutional | Space Cooling | Individual room air conditioners | TRC | Existing | NE3875 | HVAC tune-up | HVAC tune-up | NonEquip | 5 | Residential-type central air conditioners | 0% | Prescriptive_all_existing | 5% | 0 | 0 | 0 | 0 | 0 | 0 | 0 | 0 | 0 | 0 | 0 | 0 | 0 | 0 | 0 | 0 | 0 | 0 | 0 | 0 | 0 | 0 | 0 | 0 | 0 | 0 | 0 | 0 | 0 | 0 | 0 | 0 | 0 | 0 | 0 | 0 | 0 | 0 | 0 | 0
Institutional_Existing_Chilled Water System - Variable Speed Drives_TRC | Ach | Institutional | Space Cooling | Individual room air conditioners | TRC | Existing | NE3303 | Chilled Water System - Variable Speed Drives | Chilled Water System - Variable Speed Drives | NonEquip | 13 | Central chillers inside | 0% | Prescriptive_all_existing | 24.74% | 0 | 0 | 0 | 0 | 0 | 0 | 0 | 0 | 0 | 0 | 0 | 0 | 0 | 0 | 0 | 0 | 0 | 0 | 0 | 0 | 0 | 0 | 0 | 0 | 0 | 0 | 0 | 0 | 0 | 0 | 0 | 0 | 0 | 0 | 0 | 0 | 0 | 0 | 0 | 0
Institutional_Existing_Ceiling Insulation(R2 to R38)_TRC | Ach | Institutional | Space Cooling | Individual room air conditioners | TRC | Existing | NE3199 | Ceiling Insulation(R2 to R38) | Ceiling Insulation(R2 to R38) | NonEquip | 20 |  | 0% | Prescriptive_all_existing | 3.355% | 0 | 0 | 0 | 0 | 0 | 0 | 0 | 0 | 0 | 0 | 0 | 0 | 0 | 0 | 0 | 0 | 0 | 0 | 0 | 0 | 0 | 0 | 0 | 0 | 0 | 0 | 0 | 0 | 0 | 0 | 0 | 0 | 0 | 0 | 0 | 0 | 0 | 0 | 0 | 0
Institutional_New_Interior Lighting Controls_TRC | Ach | Institutional | Interior Lighting | High bay | TRC | New | NN4434 | Interior Lighting Controls | Interior Lighting Controls | NonEquip | 8 | Overhead (fluorescent/LED/CFL U-shape) | 0% | Prescriptive_lighting control | 28% | 0 | 0 | 0 | 0 | 0 | 0 | 0 | 0 | 0 | 0 | 0 | 0 | 0 | 0 | 0 | 0 | 0 | 0 | 0 | 0 | 0 | 0 | 0 | 0 | 0 | 0 | 0 | 0 | 0 | 0 | 0 | 0 | 0 | 0 | 0 | 0 | 0 | 0 | 0 | 0
Institutional_Existing_Interior Lighting Controls_TRC | Ach | Institutional | Interior Lighting | High bay | TRC | Existing | NE4421 | Interior Lighting Controls | Interior Lighting Controls | NonEquip | 8 | Overhead (fluorescent/LED/CFL U-shape) | 0% | Prescriptive_lighting control_existing | 28% | 0 | 0 | 0 | 0 | 0 | 0 | 0 | 0 | 0 | 0 | 0 | 0 | 0 | 0 | 0 | 0 | 0 | 0 | 0 | 0 | 0 | 0 | 0 | 0 | 0 | 0 | 0 | 0 | 0 | 0 | 0 | 0 | 0 | 0 | 0 | 0 | 0 | 0 | 0 | 0
Institutional_Turnover_High Bay LED_TRC | Ach | Institutional | Interior Lighting | High bay | TRC | Turnover | ET1528 | High Bay LED | High Bay LED | Equip | 15 | High bay | 0% | Prescriptive_lighting | 64.78% | 0 | 0 | 0 | 0 | 0 | 0 | 0 | 0 | 0 | 0 | 0 | 0 | 0 | 0 | 0 | 0 | 0 | 0 | 0 | 0 | 0 | 0 | 0 | 0 | 0 | 0 | 0 | 0 | 0 | 0 | 0 | 0 | 0 | 0 | 0 | 0 | 0 | 0 | 0 | 0
Institutional_New_High Bay LED_TRC | Ach | Institutional | Interior Lighting | High bay | TRC | New | EN1554 | High Bay LED | High Bay LED | Equip | 15 | High bay | 0% | Prescriptive_lighting | 64.78% | 0 | 0 | 0 | 0 | 0 | 0 | 0 | 0 | 0 | 0 | 0 | 0 | 0 | 0 | 0 | 0 | 0 | 0 | 0 | 0 | 0 | 0 | 0 | 0 | 0 | 0 | 0 | 0 | 0 | 0 | 0 | 0 | 0 | 0 | 0 | 0 | 0 | 0 | 0 | 0
Institutional_New_Ceiling Insulation(R2 to R38)_TRC | Ach | Institutional | Space Heating | Forced air furnace | TRC | New | NN3186 | Ceiling Insulation(R2 to R38) | Ceiling Insulation(R2 to R38) | NonEquip | 20 |  | 0% | Prescriptive_all | 1.175% | 0 | 0 | 0 | 0 | 0 | 0 | 0 | 0 | 0 | 0 | 0 | 0 | 0 | 0 | 0 | 0 | 0 | 0 | 0 | 0 | 0 | 0 | 0 | 0 | 0 | 0 | 0 | 0 | 0 | 0 | 0 | 0 | 0 | 0 | 0 | 0 | 0 | 0 | 0 | 0
Institutional_Existing_Wall Insulation_TRC | Ach | Institutional | Space Heating | Forced air furnace | TRC | Existing | NE4239 | Wall Insulation | Wall Insulation | NonEquip | 20 |  | 0% | Prescriptive_all_existing | 1.134% | 0 | 0 | 0 | 0 | 0 | 0 | 0 | 0 | 0 | 0 | 0 | 0 | 0 | 0 | 0 | 0 | 0 | 0 | 0 | 0 | 0 | 0 | 0 | 0 | 0 | 0 | 0 | 0 | 0 | 0 | 0 | 0 | 0 | 0 | 0 | 0 | 0 | 0 | 0 | 0
Institutional_Existing_Ceiling Insulation(R2 to R38)_TRC | Ach | Institutional | Space Heating | Forced air furnace | TRC | Existing | NE3173 | Ceiling Insulation(R2 to R38) | Ceiling Insulation(R2 to R38) | NonEquip | 20 |  | 0% | Prescriptive_all_existing | 1.297% | 0 | 0 | 0 | 0 | 0 | 0 | 0 | 0 | 0 | 0 | 0 | 0 | 0 | 0 | 0 | 0 | 0 | 0 | 0 | 0 | 0 | 0 | 0 | 0 | 0 | 0 | 0 | 0 | 0 | 0 | 0 | 0 | 0 | 0 | 0 | 0 | 0 | 0 | 0 | 0
Institutional_New_Outdoor Lighting Controls_TRC | Ach | Institutional | Exterior Lighting | Exterior parking/lot lighting | TRC | New | NN2978 | Outdoor Lighting Controls | Outdoor Lighting Controls | NonEquip | 8 | Exterior parking/lot lighting | 30.95% | Prescriptive_lighting control | 28% | 1350.7875 | 2086.5416 | 3351.4126 | 5003.3369 | 6698.6545 | 7091.1808 | 6097.5624 | 4101.2727 | 2170.781 | 954.6174 | 1350.7875 | 3437.3291 | 6788.7417 | 11792.0786 | 18490.7331 | 25581.9139 | 31679.4763 | 35780.749 | 37951.53 | 38906.1474 | 0 | 0 | 0 | 0 | 0 | 0 | 0 | 0 | 0 | 0 | 0 | 0 | 0 | 0 | 0 | 0 | 0 | 0 | 0 | 0
Institutional_New_Bi-Level Lighting Control (Exterior)_TRC | Ach | Institutional | Exterior Lighting | Exterior parking/lot lighting | TRC | New | NN2952 | Bi-Level Lighting Control (Exterior) | Bi-Level Lighting Control (Exterior) | NonEquip | 9 | Exterior parking/lot lighting | 8.579% | Prescriptive_lighting control | 31% | 444.4693 | 682.6313 | 1088.04 | 1609.9588 | 2139.0587 | 2259.2513 | 1954.532 | 1330.6672 | 712.6254 | 315.7161 | 444.4693 | 1127.1006 | 2215.1406 | 3825.0994 | 5964.1581 | 8223.4094 | 10177.9414 | 11508.6086 | 12221.234 | 12536.95 | 0 | 0 | 0 | 0 | 0 | 0 | 0 | 0 | 0 | 0 | 0 | 0 | 0 | 0 | 0 | 0 | 0 | 0 | 0 | 0
Institutional_Existing_Outdoor Lighting Controls_TRC | Ach | Institutional | Exterior Lighting | Exterior parking/lot lighting | TRC | Existing | NE2965 | Outdoor Lighting Controls | Outdoor Lighting Controls | NonEquip | 8 | Exterior parking/lot lighting | 30.95% | Prescriptive_lighting control_existing | 28% | 17961.8921 | 26957.009 | 39507.5375 | 54267.1687 | 67318.4342 | 71899.5307 | 62824.4207 | 43156.4293 | 23411.5115 | 10578.2482 | 17961.8921 | 44918.9011 | 84426.4385 | 138693.6072 | 206012.0414 | 277911.5721 | 340735.9928 | 383892.4221 | 407303.9336 | 417882.1818 | 0 | 0 | 0 | 0 | 0 | 0 | 0 | 0 | 0 | 0 | 0 | 0 | 0 | 0 | 0 | 0 | 0 | 0 | 0 | 0
Institutional_Existing_Bi-Level Lighting Control (Exterior)_TRC | Ach | Institutional | Exterior Lighting | Exterior parking/lot lighting | TRC | Existing | NE2939 | Bi-Level Lighting Control (Exterior) | Bi-Level Lighting Control (Exterior) | NonEquip | 9 | Exterior parking/lot lighting | 8.579% | Prescriptive_lighting control_existing | 31% | 5967.7138 | 8949.9259 | 13104.4081 | 17980.5908 | 22284.3071 | 23794.2506 | 20806.215 | 14313.6501 | 7776.0763 | 3516.7718 | 5967.7138 | 14917.6396 | 28022.0477 | 46002.6385 | 68286.9456 | 92081.1963 | 112887.4113 | 127201.0614 | 134977.1377 | 138493.9094 | 0 | 0 | 0 | 0 | 0 | 0 | 0 | 0 | 0 | 0 | 0 | 0 | 0 | 0 | 0 | 0 | 0 | 0 | 0 | 0
Institutional_Turnover_High Efficiency HID Lighting_TRC | Ach | Institutional | Exterior Lighting | Exterior parking/lot lighting | TRC | Turnover | ET514 | High Efficiency HID Lighting | High Efficiency HID Lighting | Equip | 13 | Exterior parking/lot lighting | 7.084% | Prescriptive_lighting | 34.18% | 13766.5665 | 14339.262 | 13574.1979 | 10272.4353 | 6094.2315 | 2937.1499 | 1237.1819 | 486.1859 | 185.6931 | 68.8835 | 13766.5665 | 28105.8285 | 41680.0264 | 51952.4617 | 58046.6932 | 60983.8431 | 62221.025 | 62707.211 | 62892.9041 | 62961.7876 | 0 | 0 | 0 | 0 | 0 | 0 | 0 | 0 | 0 | 0 | 0 | 0 | 0 | 0 | 0 | 0 | 0 | 0 | 0 | 0
Institutional_New_High Efficiency HID Lighting_TRC | Ach | Institutional | Exterior Lighting | Exterior parking/lot lighting | TRC | New | EN540 | High Efficiency HID Lighting | High Efficiency HID Lighting | Equip | 13 | Exterior parking/lot lighting | 7.084% | Prescriptive_lighting | 34.18% | 2168.4753 | 2474.2993 | 2551.3673 | 2082.4615 | 1325.3605 | 633.0459 | 265.2203 | 103.9539 | 39.4405 | 14.4159 | 2168.4753 | 4642.7746 | 7194.142 | 9276.6035 | 10601.964 | 11235.0099 | 11500.2302 | 11604.184 | 11643.6245 | 11658.0405 | 0 | 0 | 0 | 0 | 0 | 0 | 0 | 0 | 0 | 0 | 0 | 0 | 0 | 0 | 0 | 0 | 0 | 0 | 0 | 0
Institutional_New_Outdoor Lighting Controls_TRC | Ach | Institutional | Exterior Lighting | Exterior marquis | TRC | New | NN2978 | Outdoor Lighting Controls | Outdoor Lighting Controls | NonEquip | 8 | Exterior parking/lot lighting | 0% | Prescriptive_lighting control | 28% | 0 | 0 | 0 | 0 | 0 | 0 | 0 | 0 | 0 | 0 | 0 | 0 | 0 | 0 | 0 | 0 | 0 | 0 | 0 | 0 | 0 | 0 | 0 | 0 | 0 | 0 | 0 | 0 | 0 | 0 | 0 | 0 | 0 | 0 | 0 | 0 | 0 | 0 | 0 | 0
Institutional_New_Bi-Level Lighting Control (Exterior)_TRC | Ach | Institutional | Exterior Lighting | Exterior marquis | TRC | New | NN2952 | Bi-Level Lighting Control (Exterior) | Bi-Level Lighting Control (Exterior) | NonEquip | 9 | Exterior parking/lot lighting | 0% | Prescriptive_lighting control | 31% | 0 | 0 | 0 | 0 | 0 | 0 | 0 | 0 | 0 | 0 | 0 | 0 | 0 | 0 | 0 | 0 | 0 | 0 | 0 | 0 | 0 | 0 | 0 | 0 | 0 | 0 | 0 | 0 | 0 | 0 | 0 | 0 | 0 | 0 | 0 | 0 | 0 | 0 | 0 | 0
Institutional_Existing_Outdoor Lighting Controls_TRC | Ach | Institutional | Exterior Lighting | Exterior marquis | TRC | Existing | NE2965 | Outdoor Lighting Controls | Outdoor Lighting Controls | NonEquip | 8 | Exterior parking/lot lighting | 0% | Prescriptive_lighting control_existing | 28% | 0 | 0 | 0 | 0 | 0 | 0 | 0 | 0 | 0 | 0 | 0 | 0 | 0 | 0 | 0 | 0 | 0 | 0 | 0 | 0 | 0 | 0 | 0 | 0 | 0 | 0 | 0 | 0 | 0 | 0 | 0 | 0 | 0 | 0 | 0 | 0 | 0 | 0 | 0 | 0
Institutional_Existing_Bi-Level Lighting Control (Exterior)_TRC | Ach | Institutional | Exterior Lighting | Exterior marquis | TRC | Existing | NE2939 | Bi-Level Lighting Control (Exterior) | Bi-Level Lighting Control (Exterior) | NonEquip | 9 | Exterior parking/lot lighting | 0% | Prescriptive_lighting control_existing | 31% | 0 | 0 | 0 | 0 | 0 | 0 | 0 | 0 | 0 | 0 | 0 | 0 | 0 | 0 | 0 | 0 | 0 | 0 | 0 | 0 | 0 | 0 | 0 | 0 | 0 | 0 | 0 | 0 | 0 | 0 | 0 | 0 | 0 | 0 | 0 | 0 | 0 | 0 | 0 | 0
Institutional_Turnover_LED Exterior Lighting_TRC | Ach | Institutional | Exterior Lighting | Exterior marquis | TRC | Turnover | ET631 | LED Exterior Lighting | LED Exterior Lighting | Equip | 13 | Exterior marquis | 4.624% | Prescriptive_lighting | 60.51% | 0 | 0 | 0 | 0 | 0 | 0 | 0 | 0 | 0 | 0 | 0 | 0 | 0 | 0 | 0 | 0 | 0 | 0 | 0 | 0 | 0 | 0 | 0 | 0 | 0 | 0 | 0 | 0 | 0 | 0 | 0 | 0 | 0 | 0 | 0 | 0 | 0 | 0 | 0 | 0
Institutional_New_LED Exterior Lighting_TRC | Ach | Institutional | Exterior Lighting | Exterior marquis | TRC | New | EN657 | LED Exterior Lighting | LED Exterior Lighting | Equip | 13 | Exterior marquis | 4.624% | Prescriptive_lighting | 60.51% | 0 | 0 | 0 | 0 | 0 | 0 | 0 | 0 | 0 | 0 | 0 | 0 | 0 | 0 | 0 | 0 | 0 | 0 | 0 | 0 | 0 | 0 | 0 | 0 | 0 | 0 | 0 | 0 | 0 | 0 | 0 | 0 | 0 | 0 | 0 | 0 | 0 | 0 | 0 | 0
Institutional_New_VSD Controlled Compressor_TRC | Ach | Institutional | Miscellaneous | Elevators/Escalators | TRC | New | NN4538 | VSD Controlled Compressor | VSD Controlled Compressor | NonEquip | 15 | Others | 0% | Prescriptive_ECM | 20.79% | 0 | 0 | 0 | 0 | 0 | 0 | 0 | 0 | 0 | 0 | 0 | 0 | 0 | 0 | 0 | 0 | 0 | 0 | 0 | 0 | 0 | 0 | 0 | 0 | 0 | 0 | 0 | 0 | 0 | 0 | 0 | 0 | 0 | 0 | 0 | 0 | 0 | 0 | 0 | 0
Institutional_New_Engine Block Timer_TRC | Ach | Institutional | Miscellaneous | Elevators/Escalators | TRC | New | NN4486 | Engine Block Timer | Engine Block Timer | NonEquip | 5 | Others | 0% | Prescriptive_ECM | 36% | 0 | 0 | 0 | 0 | 0 | 0 | 0 | 0 | 0 | 0 | 0 | 0 | 0 | 0 | 0 | 0 | 0 | 0 | 0 | 0 | 0 | 0 | 0 | 0 | 0 | 0 | 0 | 0 | 0 | 0 | 0 | 0 | 0 | 0 | 0 | 0 | 0 | 0 | 0 | 0
Institutional_Existing_VSD Controlled Compressor_TRC | Ach | Institutional | Miscellaneous | Elevators/Escalators | TRC | Existing | NE4525 | VSD Controlled Compressor | VSD Controlled Compressor | NonEquip | 15 | Others | 0% | Prescriptive_ECM_existing | 20.79% | 0 | 0 | 0 | 0 | 0 | 0 | 0 | 0 | 0 | 0 | 0 | 0 | 0 | 0 | 0 | 0 | 0 | 0 | 0 | 0 | 0 | 0 | 0 | 0 | 0 | 0 | 0 | 0 | 0 | 0 | 0 | 0 | 0 | 0 | 0 | 0 | 0 | 0 | 0 | 0
Institutional_Existing_Engine Block Timer_TRC | Ach | Institutional | Miscellaneous | Elevators/Escalators | TRC | Existing | NE4473 | Engine Block Timer | Engine Block Timer | NonEquip | 5 | Others | 0% | Prescriptive_ECM_existing | 36% | 0 | 0 | 0 | 0 | 0 | 0 | 0 | 0 | 0 | 0 | 0 | 0 | 0 | 0 | 0 | 0 | 0 | 0 | 0 | 0 | 0 | 0 | 0 | 0 | 0 | 0 | 0 | 0 | 0 | 0 | 0 | 0 | 0 | 0 | 0 | 0 | 0 | 0 | 0 | 0
Institutional_New_Network PC Power Management_TRC | Ach | Institutional | Office Equipment | Document production | TRC | New | NN4564 | Network PC Power Management | Network PC Power Management | NonEquip | 5 | Computers | 0% | Prescriptive_all | 56.5% | 0 | 0 | 0 | 0 | 0 | 0 | 0 | 0 | 0 | 0 | 0 | 0 | 0 | 0 | 0 | 0 | 0 | 0 | 0 | 0 | 0 | 0 | 0 | 0 | 0 | 0 | 0 | 0 | 0 | 0 | 0 | 0 | 0 | 0 | 0 | 0 | 0 | 0 | 0 | 0
Institutional_Existing_Network PC Power Management_TRC | Ach | Institutional | Office Equipment | Document production | TRC | Existing | NE4551 | Network PC Power Management | Network PC Power Management | NonEquip | 5 | Computers | 0% | Prescriptive_all_existing | 56.5% | 0 | 0 | 0 | 0 | 0 | 0 | 0 | 0 | 0 | 0 | 0 | 0 | 0 | 0 | 0 | 0 | 0 | 0 | 0 | 0 | 0 | 0 | 0 | 0 | 0 | 0 | 0 | 0 | 0 | 0 | 0 | 0 | 0 | 0 | 0 | 0 | 0 | 0 | 0 | 0
Institutional_New_HVAC tune-up_TRC | Ach | Institutional | Space Cooling | District chilled water piped | TRC | New | NN3888 | HVAC tune-up | HVAC tune-up | NonEquip | 5 | Residential-type central air conditioners | 0% | Prescriptive_all | 5% | 0 | 0 | 0 | 0 | 0 | 0 | 0 | 0 | 0 | 0 | 0 | 0 | 0 | 0 | 0 | 0 | 0 | 0 | 0 | 0 | 0 | 0 | 0 | 0 | 0 | 0 | 0 | 0 | 0 | 0 | 0 | 0 | 0 | 0 | 0 | 0 | 0 | 0 | 0 | 0
Institutional_New_Chilled Water System - Variable Speed Drives_TRC | Ach | Institutional | Space Cooling | District chilled water piped | TRC | New | NN3316 | Chilled Water System - Variable Speed Drives | Chilled Water System - Variable Speed Drives | NonEquip | 13 | Central chillers inside | 0% | Prescriptive_all | 24.74% | 0 | 0 | 0 | 0 | 0 | 0 | 0 | 0 | 0 | 0 | 0 | 0 | 0 | 0 | 0 | 0 | 0 | 0 | 0 | 0 | 0 | 0 | 0 | 0 | 0 | 0 | 0 | 0 | 0 | 0 | 0 | 0 | 0 | 0 | 0 | 0 | 0 | 0 | 0 | 0
Institutional_New_Ceiling Insulation(R2 to R38)_TRC | Ach | Institutional | Space Cooling | District chilled water piped | TRC | New | NN3212 | Ceiling Insulation(R2 to R38) | Ceiling Insulation(R2 to R38) | NonEquip | 20 |  | 0% | Prescriptive_all | 3.355% | 0 | 0 | 0 | 0 | 0 | 0 | 0 | 0 | 0 | 0 | 0 | 0 | 0 | 0 | 0 | 0 | 0 | 0 | 0 | 0 | 0 | 0 | 0 | 0 | 0 | 0 | 0 | 0 | 0 | 0 | 0 | 0 | 0 | 0 | 0 | 0 | 0 | 0 | 0 | 0
Institutional_Existing_Wall Insulation_TRC | Ach | Institutional | Space Cooling | District chilled water piped | TRC | Existing | NE4213 | Wall Insulation | Wall Insulation | NonEquip | 20 |  | 0% | Prescriptive_all_existing | 20.09% | 0 | 0 | 0 | 0 | 0 | 0 | 0 | 0 | 0 | 0 | 0 | 0 | 0 | 0 | 0 | 0 | 0 | 0 | 0 | 0 | 0 | 0 | 0 | 0 | 0 | 0 | 0 | 0 | 0 | 0 | 0 | 0 | 0 | 0 | 0 | 0 | 0 | 0 | 0 | 0
Institutional_Existing_HVAC tune-up_TRC | Ach | Institutional | Space Cooling | District chilled water piped | TRC | Existing | NE3875 | HVAC tune-up | HVAC tune-up | NonEquip | 5 | Residential-type central air conditioners | 0% | Prescriptive_all_existing | 5% | 0 | 0 | 0 | 0 | 0 | 0 | 0 | 0 | 0 | 0 | 0 | 0 | 0 | 0 | 0 | 0 | 0 | 0 | 0 | 0 | 0 | 0 | 0 | 0 | 0 | 0 | 0 | 0 | 0 | 0 | 0 | 0 | 0 | 0 | 0 | 0 | 0 | 0 | 0 | 0
Institutional_Existing_Chilled Water System - Variable Speed Drives_TRC | Ach | Institutional | Space Cooling | District chilled water piped | TRC | Existing | NE3303 | Chilled Water System - Variable Speed Drives | Chilled Water System - Variable Speed Drives | NonEquip | 13 | Central chillers inside | 0% | Prescriptive_all_existing | 24.74% | 0 | 0 | 0 | 0 | 0 | 0 | 0 | 0 | 0 | 0 | 0 | 0 | 0 | 0 | 0 | 0 | 0 | 0 | 0 | 0 | 0 | 0 | 0 | 0 | 0 | 0 | 0 | 0 | 0 | 0 | 0 | 0 | 0 | 0 | 0 | 0 | 0 | 0 | 0 | 0
Institutional_Existing_Ceiling Insulation(R2 to R38)_TRC | Ach | Institutional | Space Cooling | District chilled water piped | TRC | Existing | NE3199 | Ceiling Insulation(R2 to R38) | Ceiling Insulation(R2 to R38) | NonEquip | 20 |  | 0% | Prescriptive_all_existing | 3.355% | 0 | 0 | 0 | 0 | 0 | 0 | 0 | 0 | 0 | 0 | 0 | 0 | 0 | 0 | 0 | 0 | 0 | 0 | 0 | 0 | 0 | 0 | 0 | 0 | 0 | 0 | 0 | 0 | 0 | 0 | 0 | 0 | 0 | 0 | 0 | 0 | 0 | 0 | 0 | 0
Institutional_Turnover_High Efficiency Chiller (Air Cooled, 50 tons)_TRC | Ach | Institutional | Space Cooling | District chilled water piped | TRC | Turnover | ET943 | High Efficiency Chiller (Air Cooled, 50 tons) | High Efficiency Chiller (Air Cooled, 50 tons) | Equip | 20 | District chilled water piped | 31.91% | Prescriptive_all | 8.759% | 460.499 | 652.4266 | 970.3144 | 1367.1183 | 1765.2258 | 2002.0888 | 1894.0651 | 1424.6738 | 839.7393 | 401.8015 | 460.499 | 1112.9256 | 2083.24 | 3450.3583 | 5215.5841 | 7217.6729 | 9111.7379 | 10536.4118 | 11376.151 | 11777.9526 | 0.10679 | 0.25809 | 0.48311 | 0.80015 | 1.2095 | 1.6738 | 2.113 | 2.4434 | 2.6382 | 2.7314 | 0.024633 | 0.059533 | 0.11144 | 0.18457 | 0.27899 | 0.38609 | 0.48741 | 0.56361 | 0.60853 | 0.63003
Institutional_New_High Efficiency Chiller (Air Cooled, 50 tons)_TRC | Ach | Institutional | Space Cooling | District chilled water piped | TRC | New | EN969 | High Efficiency Chiller (Air Cooled, 50 tons) | High Efficiency Chiller (Air Cooled, 50 tons) | Equip | 20 | District chilled water piped | 31.91% | Prescriptive_all | 8.759% | 81.7674 | 127.8597 | 209.2191 | 321.635 | 449.9682 | 507.2743 | 473.5763 | 349.7278 | 201.6649 | 94.1616 | 81.7674 | 209.6271 | 418.8462 | 740.4813 | 1190.4495 | 1697.7237 | 2171.3 | 2521.0278 | 2722.6926 | 2816.8542 | 0.018962 | 0.048613 | 0.097132 | 0.17172 | 0.27607 | 0.39371 | 0.50353 | 0.58464 | 0.6314 | 0.65324 | 0.0043739 | 0.011213 | 0.022405 | 0.03961 | 0.06368 | 0.090815 | 0.11615 | 0.13486 | 0.14564 | 0.15068
Institutional_New_Strip Curtains for Walk-ins_TRC | Ach | Institutional | Refrigeration | Display cases | TRC | New | NN4902 | Strip Curtains for Walk-ins | Strip Curtains for Walk-ins | NonEquip | 4 | Walk-in cooler | 0% | Prescriptive_refrigeration control | 2.115% | 0 | 0 | 0 | 0 | 0 | 0 | 0 | 0 | 0 | 0 | 0 | 0 | 0 | 0 | 0 | 0 | 0 | 0 | 0 | 0 | 0 | 0 | 0 | 0 | 0 | 0 | 0 | 0 | 0 | 0 | 0 | 0 | 0 | 0 | 0 | 0 | 0 | 0 | 0 | 0
Institutional_New_PSC to ECM Evaporator Fan Motor (Walk-In, Refrigerator)_TRC | Ach | Institutional | Refrigeration | Display cases | TRC | New | NN4850 | PSC to ECM Evaporator Fan Motor (Walk-In, Refrigerator) | PSC to ECM Evaporator Fan Motor (Walk-In, Refrigerator) | NonEquip | 15 | Walk-in cooler | 0% | Prescriptive_ECM | 37.5% | 0 | 0 | 0 | 0 | 0 | 0 | 0 | 0 | 0 | 0 | 0 | 0 | 0 | 0 | 0 | 0 | 0 | 0 | 0 | 0 | 0 | 0 | 0 | 0 | 0 | 0 | 0 | 0 | 0 | 0 | 0 | 0 | 0 | 0 | 0 | 0 | 0 | 0 | 0 | 0
Institutional_New_PSC to ECM Evaporator Fan Motor (Reach-In)_TRC | Ach | Institutional | Refrigeration | Display cases | TRC | New | NN4824 | PSC to ECM Evaporator Fan Motor (Reach-In) | PSC to ECM Evaporator Fan Motor (Reach-In) | NonEquip | 15 | Display cases | 0% | Prescriptive_ECM | 37.5% | 0 | 0 | 0 | 0 | 0 | 0 | 0 | 0 | 0 | 0 | 0 | 0 | 0 | 0 | 0 | 0 | 0 | 0 | 0 | 0 | 0 | 0 | 0 | 0 | 0 | 0 | 0 | 0 | 0 | 0 | 0 | 0 | 0 | 0 | 0 | 0 | 0 | 0 | 0 | 0
Institutional_Existing_Strip Curtains for Walk-ins_TRC | Ach | Institutional | Refrigeration | Display cases | TRC | Existing | NE4889 | Strip Curtains for Walk-ins | Strip Curtains for Walk-ins | NonEquip | 4 | Walk-in cooler | 0% | Prescriptive_refrigeration control_existing | 2.115% | 0 | 0 | 0 | 0 | 0 | 0 | 0 | 0 | 0 | 0 | 0 | 0 | 0 | 0 | 0 | 0 | 0 | 0 | 0 | 0 | 0 | 0 | 0 | 0 | 0 | 0 | 0 | 0 | 0 | 0 | 0 | 0 | 0 | 0 | 0 | 0 | 0 | 0 | 0 | 0
Institutional_Existing_PSC to ECM Evaporator Fan Motor (Walk-In, Refrigerator)_TRC | Ach | Institutional | Refrigeration | Display cases | TRC | Existing | NE4837 | PSC to ECM Evaporator Fan Motor (Walk-In, Refrigerator) | PSC to ECM Evaporator Fan Motor (Walk-In, Refrigerator) | NonEquip | 15 | Walk-in cooler | 0% | Prescriptive_ECM_existing | 37.5% | 0 | 0 | 0 | 0 | 0 | 0 | 0 | 0 | 0 | 0 | 0 | 0 | 0 | 0 | 0 | 0 | 0 | 0 | 0 | 0 | 0 | 0 | 0 | 0 | 0 | 0 | 0 | 0 | 0 | 0 | 0 | 0 | 0 | 0 | 0 | 0 | 0 | 0 | 0 | 0
Institutional_Existing_PSC to ECM Evaporator Fan Motor (Reach-In)_TRC | Ach | Institutional | Refrigeration | Display cases | TRC | Existing | NE4811 | PSC to ECM Evaporator Fan Motor (Reach-In) | PSC to ECM Evaporator Fan Motor (Reach-In) | NonEquip | 15 | Display cases | 0% | Prescriptive_ECM_existing | 37.5% | 0 | 0 | 0 | 0 | 0 | 0 | 0 | 0 | 0 | 0 | 0 | 0 | 0 | 0 | 0 | 0 | 0 | 0 | 0 | 0 | 0 | 0 | 0 | 0 | 0 | 0 | 0 | 0 | 0 | 0 | 0 | 0 | 0 | 0 | 0 | 0 | 0 | 0 | 0 | 0
Institutional_Existing_Freezer-Cooler Replacement Gaskets_TRC | Ach | Institutional | Refrigeration | Display cases | TRC | Existing | NE4707 | Freezer-Cooler Replacement Gaskets | Freezer-Cooler Replacement Gaskets | NonEquip | 4 | Display cases | 0% | Prescriptive_refrigeration control_existing | 3.131% | 0 | 0 | 0 | 0 | 0 | 0 | 0 | 0 | 0 | 0 | 0 | 0 | 0 | 0 | 0 | 0 | 0 | 0 | 0 | 0 | 0 | 0 | 0 | 0 | 0 | 0 | 0 | 0 | 0 | 0 | 0 | 0 | 0 | 0 | 0 | 0 | 0 | 0 | 0 | 0
Institutional_Turnover_Refrigerated Display Case LED Lighting_TRC | Ach | Institutional | Refrigeration | Display cases | TRC | Turnover | ET2614 | Refrigerated Display Case LED Lighting | Refrigerated Display Case LED Lighting | Equip | 8 | Display cases | 0% | Prescriptive_display case lighting | 6.613% | 0 | 0 | 0 | 0 | 0 | 0 | 0 | 0 | 0 | 0 | 0 | 0 | 0 | 0 | 0 | 0 | 0 | 0 | 0 | 0 | 0 | 0 | 0 | 0 | 0 | 0 | 0 | 0 | 0 | 0 | 0 | 0 | 0 | 0 | 0 | 0 | 0 | 0 | 0 | 0
Institutional_Turnover_Efficient Exhaust Hood_TRC | Ach | Institutional | Cooking | Cooking Other | TRC | Turnover | ET7 | Efficient Exhaust Hood | Efficient Exhaust Hood | Equip | 15 | Cooking Other | 0% | Prescriptive_cooking | 42.5% | 0 | 0 | 0 | 0 | 0 | 0 | 0 | 0 | 0 | 0 | 0 | 0 | 0 | 0 | 0 | 0 | 0 | 0 | 0 | 0 | 0 | 0 | 0 | 0 | 0 | 0 | 0 | 0 | 0 | 0 | 0 | 0 | 0 | 0 | 0 | 0 | 0 | 0 | 0 | 0
Institutional_Turnover_Energy Star Hot Food Holding Cabinet_TRC | Ach | Institutional | Cooking | Cooking Other | TRC | Turnover | ET163 | Energy Star Hot Food Holding Cabinet | Energy Star Hot Food Holding Cabinet | Equip | 12 | Cooking Other | 0% | Prescriptive_cooking | 52.67% | 0 | 0 | 0 | 0 | 0 | 0 | 0 | 0 | 0 | 0 | 0 | 0 | 0 | 0 | 0 | 0 | 0 | 0 | 0 | 0 | 0 | 0 | 0 | 0 | 0 | 0 | 0 | 0 | 0 | 0 | 0 | 0 | 0 | 0 | 0 | 0 | 0 | 0 | 0 | 0
Institutional_New_Efficient Exhaust Hood_TRC | Ach | Institutional | Cooking | Cooking Other | TRC | New | EN33 | Efficient Exhaust Hood | Efficient Exhaust Hood | Equip | 15 | Cooking Other | 0% | Prescriptive_cooking | 42.5% | 0 | 0 | 0 | 0 | 0 | 0 | 0 | 0 | 0 | 0 | 0 | 0 | 0 | 0 | 0 | 0 | 0 | 0 | 0 | 0 | 0 | 0 | 0 | 0 | 0 | 0 | 0 | 0 | 0 | 0 | 0 | 0 | 0 | 0 | 0 | 0 | 0 | 0 | 0 | 0
Institutional_New_Energy Star Hot Food Holding Cabinet_TRC | Ach | Institutional | Cooking | Cooking Other | TRC | New | EN189 | Energy Star Hot Food Holding Cabinet | Energy Star Hot Food Holding Cabinet | Equip | 12 | Cooking Other | 0% | Prescriptive_cooking | 52.67% | 0 | 0 | 0 | 0 | 0 | 0 | 0 | 0 | 0 | 0 | 0 | 0 | 0 | 0 | 0 | 0 | 0 | 0 | 0 | 0 | 0 | 0 | 0 | 0 | 0 | 0 | 0 | 0 | 0 | 0 | 0 | 0 | 0 | 0 | 0 | 0 | 0 | 0 | 0 | 0
Institutional_New_Network PC Power Management_TRC | Ach | Institutional | Office Equipment | Computers | TRC | New | NN4564 | Network PC Power Management | Network PC Power Management | NonEquip | 5 | Computers | 22.4% | Prescriptive_all | 56.5% | 519.0544 | 819.0861 | 1352.5708 | 2098.3838 | 2962.5541 | 3370.4681 | 3175.4131 | 2366.4829 | 1377.1027 | 648.8926 | 519.0544 | 1338.1405 | 2690.7113 | 4789.0951 | 7751.6492 | 11122.1173 | 14297.5304 | 16664.0133 | 18041.116 | 18690.0086 | 0.077209 | 0.19905 | 0.40024 | 0.71238 | 1.1531 | 1.6544 | 2.1268 | 2.4788 | 2.6836 | 2.7801 | 0 | 0 | 0 | 0 | 0 | 0 | 0 | 0 | 0 | 0
Institutional_Existing_Network PC Power Management_TRC | Ach | Institutional | Office Equipment | Computers | TRC | Existing | NE4551 | Network PC Power Management | Network PC Power Management | NonEquip | 5 | Computers | 22.4% | Prescriptive_all_existing | 56.5% | 4384.83 | 8389.1008 | 12525.7724 | 17717.6463 | 22967.1778 | 26124.2517 | 24783.9113 | 18692.9923 | 11047.8966 | 5300.3955 | 4384.83 | 12773.9308 | 25299.7031 | 43017.3495 | 65984.5272 | 92108.7789 | 116892.6902 | 135585.6825 | 146633.5792 | 151933.9746 | 0.65224 | 1.9001 | 3.7633 | 6.3988 | 9.8152 | 13.7012 | 17.3878 | 20.1683 | 21.8117 | 22.6001 | 0 | 0 | 0 | 0 | 0 | 0 | 0 | 0 | 0 | 0
Institutional_New_Tank Wrap on Water Heater_TRC | Ach | Institutional | Domestic Hot Water | Centralized water heaters | TRC | New | NN2900 | Tank Wrap on Water Heater | Tank Wrap on Water Heater | NonEquip | 7 | Centralized water heaters | 55.99% | Prescriptive_water heater | 1.097% | 27.2089 | 45.1586 | 80.73 | 142.9785 | 249.4801 | 393.5638 | 603.3474 | 886.3984 | 1228.6925 | 1564.4459 | 27.2089 | 72.3675 | 153.0975 | 296.0761 | 545.5562 | 939.1199 | 1542.4673 | 2428.8656 | 3657.5582 | 5222.0041 | 0.0027255 | 0.007249 | 0.015336 | 0.029658 | 0.054648 | 0.094071 | 0.15451 | 0.2433 | 0.36637 | 0.52308 | 0.0027808 | 0.007396 | 0.015647 | 0.030259 | 0.055756 | 0.095979 | 0.15764 | 0.24823 | 0.3738 | 0.53369
Institutional_Existing_Tank Wrap on Water Heater_TRC | Ach | Institutional | Domestic Hot Water | Centralized water heaters | TRC | Existing | NE2887 | Tank Wrap on Water Heater | Tank Wrap on Water Heater | NonEquip | 7 | Centralized water heaters | 55.99% | Prescriptive_water heater_existing | 1.097% | 274.7843 | 464.2534 | 756.4264 | 1232.0944 | 1993.2718 | 3179.7631 | 4976.1328 | 7521.5901 | 10793.9842 | 14274.3131 | 274.7843 | 739.0377 | 1495.4641 | 2727.5585 | 4720.8303 | 7900.5935 | 12876.7262 | 20398.3164 | 31192.3006 | 45466.6137 | 0.027525 | 0.074029 | 0.1498 | 0.27322 | 0.47288 | 0.79139 | 1.2898 | 2.0433 | 3.1245 | 4.5543 | 0.028083 | 0.07553 | 0.15284 | 0.27876 | 0.48247 | 0.80745 | 1.316 | 2.0847 | 3.1879 | 4.6467
Institutional_Turnover_Solar Water Heater_TRC | Ach | Institutional | Domestic Hot Water | Centralized water heaters | TRC | Turnover | ET436 | Solar Water Heater | Solar Water Heater | Equip | 15 | Centralized water heaters | 13.24% | Prescriptive_water heater | 76.67% | 4665.237 | 7020.5441 | 11420.532 | 18572.4016 | 29998.2186 | 47828.0678 | 74813.1427 | 113036.7008 | 162155.6594 | 214366.2035 | 4665.237 | 11685.7811 | 23106.3131 | 41678.7148 | 71676.9333 | 119505.0012 | 194318.1439 | 307354.8446 | 469510.504 | 683876.7076 | 0.34869 | 0.87342 | 1.727 | 3.1151 | 5.3573 | 8.932 | 14.5237 | 22.9723 | 35.0921 | 51.1143 | 0.048954 | 0.12262 | 0.24246 | 0.43735 | 0.75213 | 1.254 | 2.039 | 3.2252 | 4.9267 | 7.1761
Institutional_New_Solar Water Heater_TRC | Ach | Institutional | Domestic Hot Water | Centralized water heaters | TRC | New | EN462 | Solar Water Heater | Solar Water Heater | Equip | 15 | Centralized water heaters | 13.24% | Prescriptive_water heater | 76.67% | 414.1857 | 687.9279 | 1231.2471 | 2184.7178 | 3823.376 | 6059.1589 | 9352.8279 | 13874.0796 | 19470.9828 | 25118.1979 | 414.1857 | 1102.1136 | 2333.3606 | 4518.0784 | 8341.4544 | 14400.6133 | 23753.4412 | 37627.5207 | 57098.5035 | 82216.7015 | 0.030957 | 0.082374 | 0.1744 | 0.33769 | 0.62346 | 1.0763 | 1.7754 | 2.8124 | 4.2677 | 6.145 | 0.0043462 | 0.011565 | 0.024485 | 0.04741 | 0.08753 | 0.15111 | 0.24925 | 0.39484 | 0.59915 | 0.86273
Institutional_New_HVAC tune-up_TRC | Ach | Institutional | Space Cooling | Central chillers inside | TRC | New | NN3888 | HVAC tune-up | HVAC tune-up | NonEquip | 5 | Residential-type central air conditioners | 0% | Prescriptive_all | 5% | 0 | 0 | 0 | 0 | 0 | 0 | 0 | 0 | 0 | 0 | 0 | 0 | 0 | 0 | 0 | 0 | 0 | 0 | 0 | 0 | 0 | 0 | 0 | 0 | 0 | 0 | 0 | 0 | 0 | 0 | 0 | 0 | 0 | 0 | 0 | 0 | 0 | 0 | 0 | 0
Institutional_New_Chilled Water System - Variable Speed Drives_TRC | Ach | Institutional | Space Cooling | Central chillers inside | TRC | New | NN3316 | Chilled Water System - Variable Speed Drives | Chilled Water System - Variable Speed Drives | NonEquip | 13 | Central chillers inside | 73.99% | Prescriptive_all | 24.74% | 12262.5322 | 19174.9359 | 31376.2811 | 48235.1336 | 67481.0662 | 76075.1732 | 71021.5347 | 52448.1623 | 30243.3805 | 14121.2739 | 12262.5322 | 31437.4681 | 62813.7492 | 111048.8828 | 178529.949 | 254605.1222 | 325626.6569 | 378074.8192 | 408318.1997 | 422439.4736 | 1.1406 | 2.9241 | 5.8425 | 10.3291 | 16.6058 | 23.6818 | 30.2878 | 35.1662 | 37.9792 | 39.2927 | 0.25925 | 0.66463 | 1.328 | 2.3477 | 3.7744 | 5.3827 | 6.8842 | 7.993 | 8.6324 | 8.931
Institutional_New_Ceiling Insulation(R2 to R38)_TRC | Ach | Institutional | Space Cooling | Central chillers inside | TRC | New | NN3212 | Ceiling Insulation(R2 to R38) | Ceiling Insulation(R2 to R38) | NonEquip | 20 |  | 0% | Prescriptive_all | 3.355% | 0 | 0 | 0 | 0 | 0 | 0 | 0 | 0 | 0 | 0 | 0 | 0 | 0 | 0 | 0 | 0 | 0 | 0 | 0 | 0 | 0 | 0 | 0 | 0 | 0 | 0 | 0 | 0 | 0 | 0 | 0 | 0 | 0 | 0 | 0 | 0 | 0 | 0 | 0 | 0
Institutional_Existing_Wall Insulation_TRC | Ach | Institutional | Space Cooling | Central chillers inside | TRC | Existing | NE4213 | Wall Insulation | Wall Insulation | NonEquip | 20 |  | 0% | Prescriptive_all_existing | 20.09% | 0 | 0 | 0 | 0 | 0 | 0 | 0 | 0 | 0 | 0 | 0 | 0 | 0 | 0 | 0 | 0 | 0 | 0 | 0 | 0 | 0 | 0 | 0 | 0 | 0 | 0 | 0 | 0 | 0 | 0 | 0 | 0 | 0 | 0 | 0 | 0 | 0 | 0 | 0 | 0
Institutional_Existing_HVAC tune-up_TRC | Ach | Institutional | Space Cooling | Central chillers inside | TRC | Existing | NE3875 | HVAC tune-up | HVAC tune-up | NonEquip | 5 | Residential-type central air conditioners | 0% | Prescriptive_all_existing | 5% | 0 | 0 | 0 | 0 | 0 | 0 | 0 | 0 | 0 | 0 | 0 | 0 | 0 | 0 | 0 | 0 | 0 | 0 | 0 | 0 | 0 | 0 | 0 | 0 | 0 | 0 | 0 | 0 | 0 | 0 | 0 | 0 | 0 | 0 | 0 | 0 | 0 | 0 | 0 | 0
Institutional_Existing_Chilled Water System - Variable Speed Drives_TRC | Ach | Institutional | Space Cooling | Central chillers inside | TRC | Existing | NE3303 | Chilled Water System - Variable Speed Drives | Chilled Water System - Variable Speed Drives | NonEquip | 13 | Central chillers inside | 73.99% | Prescriptive_all_existing | 24.74% | 131214.6681 | 129157.8144 | 130306.7504 | 131890.9286 | 133632.4716 | 135372.5971 | 137191.5173 | 138908.8815 | 140633.7852 | 142208.4979 | 131214.6681 | 260372.4825 | 390679.2329 | 522570.1615 | 656202.6331 | 791575.2303 | 928766.7476 | 1067675.6291 | 1208309.4143 | 1350517.9123 | 12.2048 | 24.2182 | 36.3386 | 48.6063 | 61.0359 | 73.6275 | 86.3882 | 99.3086 | 112.3895 | 125.6169 | 2.7741 | 5.5046 | 8.2595 | 11.0479 | 13.873 | 16.735 | 19.6354 | 22.5722 | 25.5454 | 28.5519
Institutional_Existing_Ceiling Insulation(R2 to R38)_TRC | Ach | Institutional | Space Cooling | Central chillers inside | TRC | Existing | NE3199 | Ceiling Insulation(R2 to R38) | Ceiling Insulation(R2 to R38) | NonEquip | 20 |  | 0% | Prescriptive_all_existing | 3.355% | 0 | 0 | 0 | 0 | 0 | 0 | 0 | 0 | 0 | 0 | 0 | 0 | 0 | 0 | 0 | 0 | 0 | 0 | 0 | 0 | 0 | 0 | 0 | 0 | 0 | 0 | 0 | 0 | 0 | 0 | 0 | 0 | 0 | 0 | 0 | 0 | 0 | 0 | 0 | 0
Institutional_Turnover_High Efficiency Chiller (Air Cooled, 50 tons)_TRC | Ach | Institutional | Space Cooling | Central chillers inside | TRC | Turnover | ET904 | High Efficiency Chiller (Air Cooled, 50 tons) | High Efficiency Chiller (Air Cooled, 50 tons) | Equip | 20 | Central chillers inside | 31.91% | Prescriptive_all | 8.759% | 14209.9811 | 20132.4444 | 29941.7594 | 42186.2506 | 54470.9699 | 61780.0374 | 58446.6642 | 43962.2881 | 25912.4985 | 12398.708 | 14209.9811 | 34342.4255 | 64284.1849 | 106470.4355 | 160941.4054 | 222721.4428 | 281168.107 | 325130.395 | 351042.8935 | 363441.6016 | 3.2954 | 7.9641 | 14.9078 | 24.6909 | 37.3229 | 51.65 | 65.204 | 75.399 | 81.4082 | 84.2835 | 0.76012 | 1.837 | 3.4387 | 5.6953 | 8.6091 | 11.9138 | 15.0403 | 17.3919 | 18.778 | 19.4413
Institutional_New_High Efficiency Chiller (Air Cooled, 50 tons)_TRC | Ach | Institutional | Space Cooling | Central chillers inside | TRC | New | EN930 | High Efficiency Chiller (Air Cooled, 50 tons) | High Efficiency Chiller (Air Cooled, 50 tons) | Equip | 20 | Central chillers inside | 31.91% | Prescriptive_all | 8.759% | 2448.1541 | 3765.4932 | 6020.2022 | 8988.5932 | 12209.0671 | 13531.871 | 12759.4821 | 9771.9112 | 5879.6067 | 2829.561 | 2448.1541 | 6213.6473 | 12233.8495 | 21222.4427 | 33431.5098 | 46963.3808 | 59722.8629 | 69494.774 | 75374.3807 | 78203.9417 | 0.56774 | 1.441 | 2.8371 | 4.9216 | 7.7529 | 10.891 | 13.85 | 16.1161 | 17.4796 | 18.1358 | 0.13096 | 0.33238 | 0.65441 | 1.1352 | 1.7883 | 2.5122 | 3.1947 | 3.7174 | 4.0319 | 4.1833
Institutional_New_Interior Lighting Controls_TRC | Ach | Institutional | Interior Lighting | case lighting | TRC | New | NN4434 | Interior Lighting Controls | Interior Lighting Controls | NonEquip | 8 | Overhead (fluorescent/LED/CFL U-shape) | 0% | Prescriptive_lighting control | 28% | 0 | 0 | 0 | 0 | 0 | 0 | 0 | 0 | 0 | 0 | 0 | 0 | 0 | 0 | 0 | 0 | 0 | 0 | 0 | 0 | 0 | 0 | 0 | 0 | 0 | 0 | 0 | 0 | 0 | 0 | 0 | 0 | 0 | 0 | 0 | 0 | 0 | 0 | 0 | 0
Institutional_Existing_Interior Lighting Controls_TRC | Ach | Institutional | Interior Lighting | case lighting | TRC | Existing | NE4421 | Interior Lighting Controls | Interior Lighting Controls | NonEquip | 8 | Overhead (fluorescent/LED/CFL U-shape) | 0% | Prescriptive_lighting control_existing | 28% | 0 | 0 | 0 | 0 | 0 | 0 | 0 | 0 | 0 | 0 | 0 | 0 | 0 | 0 | 0 | 0 | 0 | 0 | 0 | 0 | 0 | 0 | 0 | 0 | 0 | 0 | 0 | 0 | 0 | 0 | 0 | 0 | 0 | 0 | 0 | 0 | 0 | 0 | 0 | 0
Institutional_New_Ceiling Insulation(R2 to R38)_TRC | Ach | Institutional | Space Heating | Boilers | TRC | New | NN3186 | Ceiling Insulation(R2 to R38) | Ceiling Insulation(R2 to R38) | NonEquip | 20 |  | 0% | Prescriptive_all | 1.175% | 0 | 0 | 0 | 0 | 0 | 0 | 0 | 0 | 0 | 0 | 0 | 0 | 0 | 0 | 0 | 0 | 0 | 0 | 0 | 0 | 0 | 0 | 0 | 0 | 0 | 0 | 0 | 0 | 0 | 0 | 0 | 0 | 0 | 0 | 0 | 0 | 0 | 0 | 0 | 0
Institutional_Existing_Wall Insulation_TRC | Ach | Institutional | Space Heating | Boilers | TRC | Existing | NE4239 | Wall Insulation | Wall Insulation | NonEquip | 20 |  | 0% | Prescriptive_all_existing | 1.134% | 0 | 0 | 0 | 0 | 0 | 0 | 0 | 0 | 0 | 0 | 0 | 0 | 0 | 0 | 0 | 0 | 0 | 0 | 0 | 0 | 0 | 0 | 0 | 0 | 0 | 0 | 0 | 0 | 0 | 0 | 0 | 0 | 0 | 0 | 0 | 0 | 0 | 0 | 0 | 0
Institutional_Existing_Ceiling Insulation(R2 to R38)_TRC | Ach | Institutional | Space Heating | Boilers | TRC | Existing | NE3173 | Ceiling Insulation(R2 to R38) | Ceiling Insulation(R2 to R38) | NonEquip | 20 |  | 0% | Prescriptive_all_existing | 1.297% | 0 | 0 | 0 | 0 | 0 | 0 | 0 | 0 | 0 | 0 | 0 | 0 | 0 | 0 | 0 | 0 | 0 | 0 | 0 | 0 | 0 | 0 | 0 | 0 | 0 | 0 | 0 | 0 | 0 | 0 | 0 | 0 | 0 | 0 | 0 | 0 | 0 | 0 | 0 | 0
Institutional_New_Tank Wrap on Water Heater_TRC | Ach | Institutional | Domestic Hot Water | "Point-of-Use" water heaters | TRC | New | NN2900 | Tank Wrap on Water Heater | Tank Wrap on Water Heater | NonEquip | 7 | Centralized water heaters | 0% | Prescriptive_water heater | 1.097% | 0 | 0 | 0 | 0 | 0 | 0 | 0 | 0 | 0 | 0 | 0 | 0 | 0 | 0 | 0 | 0 | 0 | 0 | 0 | 0 | 0 | 0 | 0 | 0 | 0 | 0 | 0 | 0 | 0 | 0 | 0 | 0 | 0 | 0 | 0 | 0 | 0 | 0 | 0 | 0
Institutional_Existing_Tank Wrap on Water Heater_TRC | Ach | Institutional | Domestic Hot Water | "Point-of-Use" water heaters | TRC | Existing | NE2887 | Tank Wrap on Water Heater | Tank Wrap on Water Heater | NonEquip | 7 | Centralized water heaters | 0% | Prescriptive_water heater_existing | 1.097% | 0 | 0 | 0 | 0 | 0 | 0 | 0 | 0 | 0 | 0 | 0 | 0 | 0 | 0 | 0 | 0 | 0 | 0 | 0 | 0 | 0 | 0 | 0 | 0 | 0 | 0 | 0 | 0 | 0 | 0 | 0 | 0 | 0 | 0 | 0 | 0 | 0 | 0 | 0 | 0
Lodging/Hospitality_New_Strip Curtains for Walk-ins_TRC | Ach | Lodging/Hospitality | Refrigeration | Walk-in cooler | TRC | New | NN4903 | Strip Curtains for Walk-ins | Strip Curtains for Walk-ins | NonEquip | 4 | Walk-in cooler | 3.76% | Prescriptive_refrigeration control | 2.115% | 0.71295 | 0.9173 | 1.2703 | 1.674 | 2.0464 | 2.6837 | 3.2416 | 3.4368 | 3.0636 | 2.1904 | 0.71295 | 1.6302 | 2.9006 | 4.5746 | 6.621 | 9.3047 | 12.5463 | 15.9831 | 19.0467 | 21.2371 | 9.2437e-05 | 0.00021137 | 0.00037607 | 0.00059312 | 0.00085845 | 0.0012064 | 0.0016267 | 0.0020723 | 0.0024695 | 0.0027535 | 7.7428e-05 | 0.00017705 | 0.00031501 | 0.00049681 | 0.00071906 | 0.0010105 | 0.0013626 | 0.0017358 | 0.0020685 | 0.0023064
Lodging/Hospitality_New_PSC to ECM Evaporator Fan Motor (Walk-In, Refrigerator)_TRC | Ach | Lodging/Hospitality | Refrigeration | Walk-in cooler | TRC | New | NN4851 | PSC to ECM Evaporator Fan Motor (Walk-In, Refrigerator) | PSC to ECM Evaporator Fan Motor (Walk-In, Refrigerator) | NonEquip | 15 | Walk-in cooler | 68.68% | Prescriptive_ECM | 37.5% | 474.327 | 609.6091 | 840.732 | 1102.5849 | 1336.6131 | 1730.7314 | 2049.8696 | 2112.9572 | 1814.3204 | 1241.7872 | 474.327 | 1083.9361 | 1924.6681 | 3027.253 | 4363.866 | 6094.5974 | 8144.467 | 10257.4243 | 12071.7447 | 13313.5319 | 0.061499 | 0.14054 | 0.24954 | 0.3925 | 0.5658 | 0.7902 | 1.056 | 1.3299 | 1.5652 | 1.7262 | 0.051513 | 0.11772 | 0.20902 | 0.32877 | 0.47393 | 0.66189 | 0.88451 | 1.114 | 1.311 | 1.4459
Lodging/Hospitality_New_PSC to ECM Evaporator Fan Motor (Reach-In)_TRC | Ach | Lodging/Hospitality | Refrigeration | Walk-in cooler | TRC | New | NN4825 | PSC to ECM Evaporator Fan Motor (Reach-In) | PSC to ECM Evaporator Fan Motor (Reach-In) | NonEquip | 15 | Display cases | 0% | Prescriptive_ECM | 37.5% | 0 | 0 | 0 | 0 | 0 | 0 | 0 | 0 | 0 | 0 | 0 | 0 | 0 | 0 | 0 | 0 | 0 | 0 | 0 | 0 | 0 | 0 | 0 | 0 | 0 | 0 | 0 | 0 | 0 | 0 | 0 | 0 | 0 | 0 | 0 | 0 | 0 | 0 | 0 | 0
Lodging/Hospitality_Existing_Strip Curtains for Walk-ins_TRC | Ach | Lodging/Hospitality | Refrigeration | Walk-in cooler | TRC | Existing | NE4890 | Strip Curtains for Walk-ins | Strip Curtains for Walk-ins | NonEquip | 4 | Walk-in cooler | 3.76% | Prescriptive_refrigeration control_existing | 2.115% | 3.4537 | 5.6792 | 9.073 | 14.1555 | 21.2586 | 30.1532 | 39.2387 | 44.8542 | 42.8496 | 32.5916 | 3.4537 | 9.1329 | 18.2059 | 32.3613 | 53.62 | 83.7731 | 123.0119 | 167.8661 | 210.7157 | 243.3072 | 0.00044779 | 0.0011841 | 0.0023605 | 0.0041958 | 0.0069521 | 0.010862 | 0.015949 | 0.021765 | 0.02732 | 0.031546 | 0.00037508 | 0.00099185 | 0.0019772 | 0.0035145 | 0.0058233 | 0.009098 | 0.013359 | 0.018231 | 0.022884 | 0.026424
Lodging/Hospitality_Existing_PSC to ECM Evaporator Fan Motor (Walk-In, Refrigerator)_TRC | Ach | Lodging/Hospitality | Refrigeration | Walk-in cooler | TRC | Existing | NE4838 | PSC to ECM Evaporator Fan Motor (Walk-In, Refrigerator) | PSC to ECM Evaporator Fan Motor (Walk-In, Refrigerator) | NonEquip | 15 | Walk-in cooler | 17.17% | Prescriptive_ECM_existing | 37.5% | 459.5647 | 754.8792 | 1201.0427 | 1864.903 | 2777.458 | 3890.0625 | 4964.1644 | 5517.1493 | 5076.8529 | 3696.3451 | 459.5647 | 1214.4439 | 2415.4867 | 4280.3897 | 7057.8477 | 10947.9102 | 15912.0747 | 21429.2239 | 26506.0768 | 30202.4219 | 0.059585 | 0.15746 | 0.31318 | 0.55497 | 0.91509 | 1.4195 | 2.0631 | 2.7784 | 3.4366 | 3.9159 | 0.04991 | 0.13189 | 0.26233 | 0.46486 | 0.7665 | 1.189 | 1.7281 | 2.3273 | 2.8786 | 3.2801
Lodging/Hospitality_Existing_PSC to ECM Evaporator Fan Motor (Reach-In)_TRC | Ach | Lodging/Hospitality | Refrigeration | Walk-in cooler | TRC | Existing | NE4812 | PSC to ECM Evaporator Fan Motor (Reach-In) | PSC to ECM Evaporator Fan Motor (Reach-In) | NonEquip | 15 | Display cases | 0% | Prescriptive_ECM_existing | 37.5% | 0 | 0 | 0 | 0 | 0 | 0 | 0 | 0 | 0 | 0 | 0 | 0 | 0 | 0 | 0 | 0 | 0 | 0 | 0 | 0 | 0 | 0 | 0 | 0 | 0 | 0 | 0 | 0 | 0 | 0 | 0 | 0 | 0 | 0 | 0 | 0 | 0 | 0 | 0 | 0
Lodging/Hospitality_Existing_Freezer-Cooler Replacement Gaskets_TRC | Ach | Lodging/Hospitality | Refrigeration | Walk-in cooler | TRC | Existing | NE4708 | Freezer-Cooler Replacement Gaskets | Freezer-Cooler Replacement Gaskets | NonEquip | 4 | Display cases | 0% | Prescriptive_refrigeration control_existing | 3.131% | 0 | 0 | 0 | 0 | 0 | 0 | 0 | 0 | 0 | 0 | 0 | 0 | 0 | 0 | 0 | 0 | 0 | 0 | 0 | 0 | 0 | 0 | 0 | 0 | 0 | 0 | 0 | 0 | 0 | 0 | 0 | 0 | 0 | 0 | 0 | 0 | 0 | 0 | 0 | 0
Lodging/Hospitality_New_Strip Curtains for Walk-ins_TRC | Ach | Lodging/Hospitality | Refrigeration | Vending and ice makers | TRC | New | NN4903 | Strip Curtains for Walk-ins | Strip Curtains for Walk-ins | NonEquip | 4 | Walk-in cooler | 0% | Prescriptive_refrigeration control | 2.115% | 0 | 0 | 0 | 0 | 0 | 0 | 0 | 0 | 0 | 0 | 0 | 0 | 0 | 0 | 0 | 0 | 0 | 0 | 0 | 0 | 0 | 0 | 0 | 0 | 0 | 0 | 0 | 0 | 0 | 0 | 0 | 0 | 0 | 0 | 0 | 0 | 0 | 0 | 0 | 0
Lodging/Hospitality_New_PSC to ECM Evaporator Fan Motor (Walk-In, Refrigerator)_TRC | Ach | Lodging/Hospitality | Refrigeration | Vending and ice makers | TRC | New | NN4851 | PSC to ECM Evaporator Fan Motor (Walk-In, Refrigerator) | PSC to ECM Evaporator Fan Motor (Walk-In, Refrigerator) | NonEquip | 15 | Walk-in cooler | 0% | Prescriptive_ECM | 37.5% | 0 | 0 | 0 | 0 | 0 | 0 | 0 | 0 | 0 | 0 | 0 | 0 | 0 | 0 | 0 | 0 | 0 | 0 | 0 | 0 | 0 | 0 | 0 | 0 | 0 | 0 | 0 | 0 | 0 | 0 | 0 | 0 | 0 | 0 | 0 | 0 | 0 | 0 | 0 | 0
Lodging/Hospitality_New_PSC to ECM Evaporator Fan Motor (Reach-In)_TRC | Ach | Lodging/Hospitality | Refrigeration | Vending and ice makers | TRC | New | NN4825 | PSC to ECM Evaporator Fan Motor (Reach-In) | PSC to ECM Evaporator Fan Motor (Reach-In) | NonEquip | 15 | Display cases | 0% | Prescriptive_ECM | 37.5% | 0 | 0 | 0 | 0 | 0 | 0 | 0 | 0 | 0 | 0 | 0 | 0 | 0 | 0 | 0 | 0 | 0 | 0 | 0 | 0 | 0 | 0 | 0 | 0 | 0 | 0 | 0 | 0 | 0 | 0 | 0 | 0 | 0 | 0 | 0 | 0 | 0 | 0 | 0 | 0
Lodging/Hospitality_Existing_Strip Curtains for Walk-ins_TRC | Ach | Lodging/Hospitality | Refrigeration | Vending and ice makers | TRC | Existing | NE4890 | Strip Curtains for Walk-ins | Strip Curtains for Walk-ins | NonEquip | 4 | Walk-in cooler | 0% | Prescriptive_refrigeration control_existing | 2.115% | 0 | 0 | 0 | 0 | 0 | 0 | 0 | 0 | 0 | 0 | 0 | 0 | 0 | 0 | 0 | 0 | 0 | 0 | 0 | 0 | 0 | 0 | 0 | 0 | 0 | 0 | 0 | 0 | 0 | 0 | 0 | 0 | 0 | 0 | 0 | 0 | 0 | 0 | 0 | 0
Lodging/Hospitality_Existing_PSC to ECM Evaporator Fan Motor (Walk-In, Refrigerator)_TRC | Ach | Lodging/Hospitality | Refrigeration | Vending and ice makers | TRC | Existing | NE4838 | PSC to ECM Evaporator Fan Motor (Walk-In, Refrigerator) | PSC to ECM Evaporator Fan Motor (Walk-In, Refrigerator) | NonEquip | 15 | Walk-in cooler | 0% | Prescriptive_ECM_existing | 37.5% | 0 | 0 | 0 | 0 | 0 | 0 | 0 | 0 | 0 | 0 | 0 | 0 | 0 | 0 | 0 | 0 | 0 | 0 | 0 | 0 | 0 | 0 | 0 | 0 | 0 | 0 | 0 | 0 | 0 | 0 | 0 | 0 | 0 | 0 | 0 | 0 | 0 | 0 | 0 | 0
Lodging/Hospitality_Existing_PSC to ECM Evaporator Fan Motor (Reach-In)_TRC | Ach | Lodging/Hospitality | Refrigeration | Vending and ice makers | TRC | Existing | NE4812 | PSC to ECM Evaporator Fan Motor (Reach-In) | PSC to ECM Evaporator Fan Motor (Reach-In) | NonEquip | 15 | Display cases | 0% | Prescriptive_ECM_existing | 37.5% | 0 | 0 | 0 | 0 | 0 | 0 | 0 | 0 | 0 | 0 | 0 | 0 | 0 | 0 | 0 | 0 | 0 | 0 | 0 | 0 | 0 | 0 | 0 | 0 | 0 | 0 | 0 | 0 | 0 | 0 | 0 | 0 | 0 | 0 | 0 | 0 | 0 | 0 | 0 | 0
Lodging/Hospitality_Existing_Freezer-Cooler Replacement Gaskets_TRC | Ach | Lodging/Hospitality | Refrigeration | Vending and ice makers | TRC | Existing | NE4708 | Freezer-Cooler Replacement Gaskets | Freezer-Cooler Replacement Gaskets | NonEquip | 4 | Display cases | 0% | Prescriptive_refrigeration control_existing | 3.131% | 0 | 0 | 0 | 0 | 0 | 0 | 0 | 0 | 0 | 0 | 0 | 0 | 0 | 0 | 0 | 0 | 0 | 0 | 0 | 0 | 0 | 0 | 0 | 0 | 0 | 0 | 0 | 0 | 0 | 0 | 0 | 0 | 0 | 0 | 0 | 0 | 0 | 0 | 0 | 0
Lodging/Hospitality_New_Outdoor Lighting Controls_TRC | Ach | Lodging/Hospitality | Exterior Lighting | Street lighting | TRC | New | NN2979 | Outdoor Lighting Controls | Outdoor Lighting Controls | NonEquip | 8 | Exterior parking/lot lighting | 0% | Prescriptive_lighting control | 28% | 0 | 0 | 0 | 0 | 0 | 0 | 0 | 0 | 0 | 0 | 0 | 0 | 0 | 0 | 0 | 0 | 0 | 0 | 0 | 0 | 0 | 0 | 0 | 0 | 0 | 0 | 0 | 0 | 0 | 0 | 0 | 0 | 0 | 0 | 0 | 0 | 0 | 0 | 0 | 0
Lodging/Hospitality_New_Bi-Level Lighting Control (Exterior)_TRC | Ach | Lodging/Hospitality | Exterior Lighting | Street lighting | TRC | New | NN2953 | Bi-Level Lighting Control (Exterior) | Bi-Level Lighting Control (Exterior) | NonEquip | 9 | Exterior parking/lot lighting | 0% | Prescriptive_lighting control | 31% | 0 | 0 | 0 | 0 | 0 | 0 | 0 | 0 | 0 | 0 | 0 | 0 | 0 | 0 | 0 | 0 | 0 | 0 | 0 | 0 | 0 | 0 | 0 | 0 | 0 | 0 | 0 | 0 | 0 | 0 | 0 | 0 | 0 | 0 | 0 | 0 | 0 | 0 | 0 | 0
Lodging/Hospitality_Existing_Outdoor Lighting Controls_TRC | Ach | Lodging/Hospitality | Exterior Lighting | Street lighting | TRC | Existing | NE2966 | Outdoor Lighting Controls | Outdoor Lighting Controls | NonEquip | 8 | Exterior parking/lot lighting | 0% | Prescriptive_lighting control_existing | 28% | 0 | 0 | 0 | 0 | 0 | 0 | 0 | 0 | 0 | 0 | 0 | 0 | 0 | 0 | 0 | 0 | 0 | 0 | 0 | 0 | 0 | 0 | 0 | 0 | 0 | 0 | 0 | 0 | 0 | 0 | 0 | 0 | 0 | 0 | 0 | 0 | 0 | 0 | 0 | 0
Lodging/Hospitality_Existing_Bi-Level Lighting Control (Exterior)_TRC | Ach | Lodging/Hospitality | Exterior Lighting | Street lighting | TRC | Existing | NE2940 | Bi-Level Lighting Control (Exterior) | Bi-Level Lighting Control (Exterior) | NonEquip | 9 | Exterior parking/lot lighting | 0% | Prescriptive_lighting control_existing | 31% | 0 | 0 | 0 | 0 | 0 | 0 | 0 | 0 | 0 | 0 | 0 | 0 | 0 | 0 | 0 | 0 | 0 | 0 | 0 | 0 | 0 | 0 | 0 | 0 | 0 | 0 | 0 | 0 | 0 | 0 | 0 | 0 | 0 | 0 | 0 | 0 | 0 | 0 | 0 | 0
Lodging/Hospitality_New_Outdoor Lighting Controls_TRC | Ach | Lodging/Hospitality | Exterior Lighting | Spot lighting/Security/Flood | TRC | New | NN2979 | Outdoor Lighting Controls | Outdoor Lighting Controls | NonEquip | 8 | Exterior parking/lot lighting | 0% | Prescriptive_lighting control | 28% | 0 | 0 | 0 | 0 | 0 | 0 | 0 | 0 | 0 | 0 | 0 | 0 | 0 | 0 | 0 | 0 | 0 | 0 | 0 | 0 | 0 | 0 | 0 | 0 | 0 | 0 | 0 | 0 | 0 | 0 | 0 | 0 | 0 | 0 | 0 | 0 | 0 | 0 | 0 | 0
Lodging/Hospitality_New_Bi-Level Lighting Control (Exterior)_TRC | Ach | Lodging/Hospitality | Exterior Lighting | Spot lighting/Security/Flood | TRC | New | NN2953 | Bi-Level Lighting Control (Exterior) | Bi-Level Lighting Control (Exterior) | NonEquip | 9 | Exterior parking/lot lighting | 0% | Prescriptive_lighting control | 31% | 0 | 0 | 0 | 0 | 0 | 0 | 0 | 0 | 0 | 0 | 0 | 0 | 0 | 0 | 0 | 0 | 0 | 0 | 0 | 0 | 0 | 0 | 0 | 0 | 0 | 0 | 0 | 0 | 0 | 0 | 0 | 0 | 0 | 0 | 0 | 0 | 0 | 0 | 0 | 0
Lodging/Hospitality_Existing_Outdoor Lighting Controls_TRC | Ach | Lodging/Hospitality | Exterior Lighting | Spot lighting/Security/Flood | TRC | Existing | NE2966 | Outdoor Lighting Controls | Outdoor Lighting Controls | NonEquip | 8 | Exterior parking/lot lighting | 0% | Prescriptive_lighting control_existing | 28% | 0 | 0 | 0 | 0 | 0 | 0 | 0 | 0 | 0 | 0 | 0 | 0 | 0 | 0 | 0 | 0 | 0 | 0 | 0 | 0 | 0 | 0 | 0 | 0 | 0 | 0 | 0 | 0 | 0 | 0 | 0 | 0 | 0 | 0 | 0 | 0 | 0 | 0 | 0 | 0
Lodging/Hospitality_Existing_Bi-Level Lighting Control (Exterior)_TRC | Ach | Lodging/Hospitality | Exterior Lighting | Spot lighting/Security/Flood | TRC | Existing | NE2940 | Bi-Level Lighting Control (Exterior) | Bi-Level Lighting Control (Exterior) | NonEquip | 9 | Exterior parking/lot lighting | 0% | Prescriptive_lighting control_existing | 31% | 0 | 0 | 0 | 0 | 0 | 0 | 0 | 0 | 0 | 0 | 0 | 0 | 0 | 0 | 0 | 0 | 0 | 0 | 0 | 0 | 0 | 0 | 0 | 0 | 0 | 0 | 0 | 0 | 0 | 0 | 0 | 0 | 0 | 0 | 0 | 0 | 0 | 0 | 0 | 0
Lodging/Hospitality_Turnover_LED Exterior Lighting_TRC | Ach | Lodging/Hospitality | Exterior Lighting | Spot lighting/Security/Flood | TRC | Turnover | ET671 | LED Exterior Lighting | LED Exterior Lighting | Equip | 13 | Spot lighting/Security/Flood | 4.268% | Prescriptive_lighting | 60.51% | 0 | 0 | 0 | 0 | 0 | 0 | 0 | 0 | 0 | 0 | 0 | 0 | 0 | 0 | 0 | 0 | 0 | 0 | 0 | 0 | 0 | 0 | 0 | 0 | 0 | 0 | 0 | 0 | 0 | 0 | 0 | 0 | 0 | 0 | 0 | 0 | 0 | 0 | 0 | 0
Lodging/Hospitality_New_LED Exterior Lighting_TRC | Ach | Lodging/Hospitality | Exterior Lighting | Spot lighting/Security/Flood | TRC | New | EN697 | LED Exterior Lighting | LED Exterior Lighting | Equip | 13 | Spot lighting/Security/Flood | 4.624% | Prescriptive_lighting | 60.51% | 0 | 0 | 0 | 0 | 0 | 0 | 0 | 0 | 0 | 0 | 0 | 0 | 0 | 0 | 0 | 0 | 0 | 0 | 0 | 0 | 0 | 0 | 0 | 0 | 0 | 0 | 0 | 0 | 0 | 0 | 0 | 0 | 0 | 0 | 0 | 0 | 0 | 0 | 0 | 0
Lodging/Hospitality_New_Interior Lighting Controls_TRC | Ach | Lodging/Hospitality | Interior Lighting | Spot lighting | TRC | New | NN4435 | Interior Lighting Controls | Interior Lighting Controls | NonEquip | 8 | Overhead (fluorescent/LED/CFL U-shape) | 0% | Prescriptive_lighting control | 28% | 0 | 0 | 0 | 0 | 0 | 0 | 0 | 0 | 0 | 0 | 0 | 0 | 0 | 0 | 0 | 0 | 0 | 0 | 0 | 0 | 0 | 0 | 0 | 0 | 0 | 0 | 0 | 0 | 0 | 0 | 0 | 0 | 0 | 0 | 0 | 0 | 0 | 0 | 0 | 0
Lodging/Hospitality_New_Facility Energy Management System_TRC | Ach | Lodging/Hospitality | Interior Lighting | Spot lighting | TRC | New | NN3707 | Facility Energy Management System | Facility Energy Management System | NonEquip | 15 |  | 4.276% | Custom_improvement | 24% | 0.018902 | 0.022173 | 0.027453 | 0.031622 | 0.032701 | 0.034888 | 0.032875 | 0.026392 | 0.017882 | 0.010328 | 0.018902 | 0.041075 | 0.068529 | 0.10015 | 0.13285 | 0.16774 | 0.20061 | 0.22701 | 0.24489 | 0.25522 | 4.9327e-06 | 1.0719e-05 | 1.7883e-05 | 2.6135e-05 | 3.4669e-05 | 4.3773e-05 | 5.2353e-05 | 5.924e-05 | 6.3906e-05 | 6.6602e-05 | 2.268e-06 | 4.9285e-06 | 8.2225e-06 | 1.2017e-05 | 1.594e-05 | 2.0127e-05 | 2.4071e-05 | 2.7238e-05 | 2.9384e-05 | 3.0623e-05
Lodging/Hospitality_Existing_Interior Lighting Controls_TRC | Ach | Lodging/Hospitality | Interior Lighting | Spot lighting | TRC | Existing | NE4422 | Interior Lighting Controls | Interior Lighting Controls | NonEquip | 8 | Overhead (fluorescent/LED/CFL U-shape) | 0% | Prescriptive_lighting control_existing | 28% | 0 | 0 | 0 | 0 | 0 | 0 | 0 | 0 | 0 | 0 | 0 | 0 | 0 | 0 | 0 | 0 | 0 | 0 | 0 | 0 | 0 | 0 | 0 | 0 | 0 | 0 | 0 | 0 | 0 | 0 | 0 | 0 | 0 | 0 | 0 | 0 | 0 | 0 | 0 | 0
Lodging/Hospitality_Existing_Facility Energy Management System_TRC | Ach | Lodging/Hospitality | Interior Lighting | Spot lighting | TRC | Existing | NE3694 | Facility Energy Management System | Facility Energy Management System | NonEquip | 15 |  | 0.7167% | Custom_improvement_existing | 24% | 0.012042 | 0.012683 | 0.012883 | 0.01308 | 0.013244 | 0.013395 | 0.013545 | 0.013677 | 0.013803 | 0.01391 | 0.012042 | 0.024724 | 0.037608 | 0.050688 | 0.063931 | 0.077326 | 0.090871 | 0.10455 | 0.11835 | 0.13226 | 3.1424e-06 | 6.4521e-06 | 9.8141e-06 | 1.3227e-05 | 1.6683e-05 | 2.0179e-05 | 2.3714e-05 | 2.7283e-05 | 3.0885e-05 | 3.4515e-05 | 1.4448e-06 | 2.9666e-06 | 4.5124e-06 | 6.0818e-06 | 7.6709e-06 | 9.2781e-06 | 1.0903e-05 | 1.2544e-05 | 1.4201e-05 | 1.587e-05
Lodging/Hospitality_New_Network PC Power Management_TRC | Ach | Lodging/Hospitality | Office Equipment | Servers | TRC | New | NN4565 | Network PC Power Management | Network PC Power Management | NonEquip | 5 | Computers | 0% | Prescriptive_all | 56.5% | 0 | 0 | 0 | 0 | 0 | 0 | 0 | 0 | 0 | 0 | 0 | 0 | 0 | 0 | 0 | 0 | 0 | 0 | 0 | 0 | 0 | 0 | 0 | 0 | 0 | 0 | 0 | 0 | 0 | 0 | 0 | 0 | 0 | 0 | 0 | 0 | 0 | 0 | 0 | 0
Lodging/Hospitality_Existing_Network PC Power Management_TRC | Ach | Lodging/Hospitality | Office Equipment | Servers | TRC | Existing | NE4552 | Network PC Power Management | Network PC Power Management | NonEquip | 5 | Computers | 0% | Prescriptive_all_existing | 56.5% | 0 | 0 | 0 | 0 | 0 | 0 | 0 | 0 | 0 | 0 | 0 | 0 | 0 | 0 | 0 | 0 | 0 | 0 | 0 | 0 | 0 | 0 | 0 | 0 | 0 | 0 | 0 | 0 | 0 | 0 | 0 | 0 | 0 | 0 | 0 | 0 | 0 | 0 | 0 | 0
Lodging/Hospitality_New_Smart Thermostat_TRC | Ach | Lodging/Hospitality | Space Cooling | Residential-type central air conditioners | TRC | New | NN4149 | Smart Thermostat | Smart Thermostat | NonEquip | 11 |  | 45.33% | Prescriptive_all | 10% | 0 | 0 | 0 | 0 | 0 | 0 | 0 | 0 | 0 | 0 | 0 | 0 | 0 | 0 | 0 | 0 | 0 | 0 | 0 | 0 | 0 | 0 | 0 | 0 | 0 | 0 | 0 | 0 | 0 | 0 | 0 | 0 | 0 | 0 | 0 | 0 | 0 | 0 | 0 | 0
Lodging/Hospitality_New_Programmable Thermostat_TRC | Ach | Lodging/Hospitality | Space Cooling | Residential-type central air conditioners | TRC | New | NN4045 | Programmable Thermostat | Programmable Thermostat | NonEquip | 11 |  | 0% | Prescriptive_all | 3.6% | 0 | 0 | 0 | 0 | 0 | 0 | 0 | 0 | 0 | 0 | 0 | 0 | 0 | 0 | 0 | 0 | 0 | 0 | 0 | 0 | 0 | 0 | 0 | 0 | 0 | 0 | 0 | 0 | 0 | 0 | 0 | 0 | 0 | 0 | 0 | 0 | 0 | 0 | 0 | 0
Lodging/Hospitality_New_HVAC tune-up_RTU_TRC | Ach | Lodging/Hospitality | Space Cooling | Residential-type central air conditioners | TRC | New | NN3915 | HVAC tune-up_RTU | HVAC tune-up_RTU | NonEquip | 5 | Packaged air conditioning units (RTUs) | 0% | Prescriptive_package HP | 5% | 0 | 0 | 0 | 0 | 0 | 0 | 0 | 0 | 0 | 0 | 0 | 0 | 0 | 0 | 0 | 0 | 0 | 0 | 0 | 0 | 0 | 0 | 0 | 0 | 0 | 0 | 0 | 0 | 0 | 0 | 0 | 0 | 0 | 0 | 0 | 0 | 0 | 0 | 0 | 0
Lodging/Hospitality_New_Facility Energy Management System_TRC | Ach | Lodging/Hospitality | Space Cooling | Residential-type central air conditioners | TRC | New | NN3681 | Facility Energy Management System | Facility Energy Management System | NonEquip | 15 |  | 4.276% | Custom_improvement | 20% | 0 | 0 | 0 | 0 | 0 | 0 | 0 | 0 | 0 | 0 | 0 | 0 | 0 | 0 | 0 | 0 | 0 | 0 | 0 | 0 | 0 | 0 | 0 | 0 | 0 | 0 | 0 | 0 | 0 | 0 | 0 | 0 | 0 | 0 | 0 | 0 | 0 | 0 | 0 | 0
Lodging/Hospitality_New_Dedicated Outdoor Air System on VRF unit_TRC | Ach | Lodging/Hospitality | Space Cooling | Residential-type central air conditioners | TRC | New | NN3421 | Dedicated Outdoor Air System on VRF unit | Dedicated Outdoor Air System on VRF unit | NonEquip | 15 | Residential-type central air conditioners | 58.91% | Prescriptive_all | 17.5% | 0 | 0 | 0 | 0 | 0 | 0 | 0 | 0 | 0 | 0 | 0 | 0 | 0 | 0 | 0 | 0 | 0 | 0 | 0 | 0 | 0 | 0 | 0 | 0 | 0 | 0 | 0 | 0 | 0 | 0 | 0 | 0 | 0 | 0 | 0 | 0 | 0 | 0 | 0 | 0
Lodging/Hospitality_New_Chilled Water System - Variable Speed Drives_TRC | Ach | Lodging/Hospitality | Space Cooling | Residential-type central air conditioners | TRC | New | NN3317 | Chilled Water System - Variable Speed Drives | Chilled Water System - Variable Speed Drives | NonEquip | 13 | Central chillers inside | 0% | Prescriptive_all | 24.74% | 0 | 0 | 0 | 0 | 0 | 0 | 0 | 0 | 0 | 0 | 0 | 0 | 0 | 0 | 0 | 0 | 0 | 0 | 0 | 0 | 0 | 0 | 0 | 0 | 0 | 0 | 0 | 0 | 0 | 0 | 0 | 0 | 0 | 0 | 0 | 0 | 0 | 0 | 0 | 0
Lodging/Hospitality_New_Ceiling Insulation(R2 to R38)_TRC | Ach | Lodging/Hospitality | Space Cooling | Residential-type central air conditioners | TRC | New | NN3213 | Ceiling Insulation(R2 to R38) | Ceiling Insulation(R2 to R38) | NonEquip | 20 |  | 0% | Prescriptive_all | 5.436% | 0 | 0 | 0 | 0 | 0 | 0 | 0 | 0 | 0 | 0 | 0 | 0 | 0 | 0 | 0 | 0 | 0 | 0 | 0 | 0 | 0 | 0 | 0 | 0 | 0 | 0 | 0 | 0 | 0 | 0 | 0 | 0 | 0 | 0 | 0 | 0 | 0 | 0 | 0 | 0
Lodging/Hospitality_Existing_Wall Insulation_TRC | Ach | Lodging/Hospitality | Space Cooling | Residential-type central air conditioners | TRC | Existing | NE4214 | Wall Insulation | Wall Insulation | NonEquip | 20 |  | 0% | Prescriptive_all_existing | 38.64% | 0 | 0 | 0 | 0 | 0 | 0 | 0 | 0 | 0 | 0 | 0 | 0 | 0 | 0 | 0 | 0 | 0 | 0 | 0 | 0 | 0 | 0 | 0 | 0 | 0 | 0 | 0 | 0 | 0 | 0 | 0 | 0 | 0 | 0 | 0 | 0 | 0 | 0 | 0 | 0
Lodging/Hospitality_Existing_Smart Thermostat_TRC | Ach | Lodging/Hospitality | Space Cooling | Residential-type central air conditioners | TRC | Existing | NE4136 | Smart Thermostat | Smart Thermostat | NonEquip | 11 |  | 45.33% | Prescriptive_all_existing | 10% | 0 | 0 | 0 | 0 | 0 | 0 | 0 | 0 | 0 | 0 | 0 | 0 | 0 | 0 | 0 | 0 | 0 | 0 | 0 | 0 | 0 | 0 | 0 | 0 | 0 | 0 | 0 | 0 | 0 | 0 | 0 | 0 | 0 | 0 | 0 | 0 | 0 | 0 | 0 | 0
Lodging/Hospitality_Existing_Programmable Thermostat_TRC | Ach | Lodging/Hospitality | Space Cooling | Residential-type central air conditioners | TRC | Existing | NE4032 | Programmable Thermostat | Programmable Thermostat | NonEquip | 11 |  | 0% | Prescriptive_all_existing | 3.6% | 0 | 0 | 0 | 0 | 0 | 0 | 0 | 0 | 0 | 0 | 0 | 0 | 0 | 0 | 0 | 0 | 0 | 0 | 0 | 0 | 0 | 0 | 0 | 0 | 0 | 0 | 0 | 0 | 0 | 0 | 0 | 0 | 0 | 0 | 0 | 0 | 0 | 0 | 0 | 0
Lodging/Hospitality_Existing_HVAC tune-up_RTU_TRC | Ach | Lodging/Hospitality | Space Cooling | Residential-type central air conditioners | TRC | Existing | NE3902 | HVAC tune-up_RTU | HVAC tune-up_RTU | NonEquip | 5 | Packaged air conditioning units (RTUs) | 0% | Prescriptive_package HP_existing | 5% | 0 | 0 | 0 | 0 | 0 | 0 | 0 | 0 | 0 | 0 | 0 | 0 | 0 | 0 | 0 | 0 | 0 | 0 | 0 | 0 | 0 | 0 | 0 | 0 | 0 | 0 | 0 | 0 | 0 | 0 | 0 | 0 | 0 | 0 | 0 | 0 | 0 | 0 | 0 | 0
Lodging/Hospitality_Existing_Facility Energy Management System_TRC | Ach | Lodging/Hospitality | Space Cooling | Residential-type central air conditioners | TRC | Existing | NE3668 | Facility Energy Management System | Facility Energy Management System | NonEquip | 15 |  | 0.7167% | Custom_improvement_existing | 20% | 0 | 0 | 0 | 0 | 0 | 0 | 0 | 0 | 0 | 0 | 0 | 0 | 0 | 0 | 0 | 0 | 0 | 0 | 0 | 0 | 0 | 0 | 0 | 0 | 0 | 0 | 0 | 0 | 0 | 0 | 0 | 0 | 0 | 0 | 0 | 0 | 0 | 0 | 0 | 0
Lodging/Hospitality_Existing_Dedicated Outdoor Air System on VRF unit_TRC | Ach | Lodging/Hospitality | Space Cooling | Residential-type central air conditioners | TRC | Existing | NE3408 | Dedicated Outdoor Air System on VRF unit | Dedicated Outdoor Air System on VRF unit | NonEquip | 15 | Residential-type central air conditioners | 58.91% | Prescriptive_all_existing | 17.5% | 0 | 0 | 0 | 0 | 0 | 0 | 0 | 0 | 0 | 0 | 0 | 0 | 0 | 0 | 0 | 0 | 0 | 0 | 0 | 0 | 0 | 0 | 0 | 0 | 0 | 0 | 0 | 0 | 0 | 0 | 0 | 0 | 0 | 0 | 0 | 0 | 0 | 0 | 0 | 0
Lodging/Hospitality_Existing_Chilled Water System - Variable Speed Drives_TRC | Ach | Lodging/Hospitality | Space Cooling | Residential-type central air conditioners | TRC | Existing | NE3304 | Chilled Water System - Variable Speed Drives | Chilled Water System - Variable Speed Drives | NonEquip | 13 | Central chillers inside | 0% | Prescriptive_all_existing | 24.74% | 0 | 0 | 0 | 0 | 0 | 0 | 0 | 0 | 0 | 0 | 0 | 0 | 0 | 0 | 0 | 0 | 0 | 0 | 0 | 0 | 0 | 0 | 0 | 0 | 0 | 0 | 0 | 0 | 0 | 0 | 0 | 0 | 0 | 0 | 0 | 0 | 0 | 0 | 0 | 0
Lodging/Hospitality_Existing_Ceiling Insulation(R2 to R38)_TRC | Ach | Lodging/Hospitality | Space Cooling | Residential-type central air conditioners | TRC | Existing | NE3200 | Ceiling Insulation(R2 to R38) | Ceiling Insulation(R2 to R38) | NonEquip | 20 |  | 0% | Prescriptive_all_existing | 5.436% | 0 | 0 | 0 | 0 | 0 | 0 | 0 | 0 | 0 | 0 | 0 | 0 | 0 | 0 | 0 | 0 | 0 | 0 | 0 | 0 | 0 | 0 | 0 | 0 | 0 | 0 | 0 | 0 | 0 | 0 | 0 | 0 | 0 | 0 | 0 | 0 | 0 | 0 | 0 | 0
Lodging/Hospitality_Turnover_Variable Refrigerant Flow (VRF) HVAC Systems_TRC | Ach | Lodging/Hospitality | Space Cooling | Residential-type central air conditioners | TRC | Turnover | ET1373 | Variable Refrigerant Flow (VRF) HVAC Systems | Variable Refrigerant Flow (VRF) HVAC Systems | Equip | 15 | Residential-type central air conditioners | 49.09% | Prescriptive_package HP | 36.88% | 0 | 0 | 0 | 0 | 0 | 0 | 0 | 0 | 0 | 0 | 0 | 0 | 0 | 0 | 0 | 0 | 0 | 0 | 0 | 0 | 0 | 0 | 0 | 0 | 0 | 0 | 0 | 0 | 0 | 0 | 0 | 0 | 0 | 0 | 0 | 0 | 0 | 0 | 0 | 0
Lodging/Hospitality_New_Variable Refrigerant Flow (VRF) HVAC Systems_TRC | Ach | Lodging/Hospitality | Space Cooling | Residential-type central air conditioners | TRC | New | EN1399 | Variable Refrigerant Flow (VRF) HVAC Systems | Variable Refrigerant Flow (VRF) HVAC Systems | Equip | 15 | Residential-type central air conditioners | 49.09% | Prescriptive_package HP | 36.88% | 0 | 0 | 0 | 0 | 0 | 0 | 0 | 0 | 0 | 0 | 0 | 0 | 0 | 0 | 0 | 0 | 0 | 0 | 0 | 0 | 0 | 0 | 0 | 0 | 0 | 0 | 0 | 0 | 0 | 0 | 0 | 0 | 0 | 0 | 0 | 0 | 0 | 0 | 0 | 0
Lodging/Hospitality_New_Smart Thermostat_TRC | Ach | Lodging/Hospitality | Space Heating | Residential/split system heat pump | TRC | New | NN4175 | Smart Thermostat | Smart Thermostat | NonEquip | 11 |  | 45.33% | Prescriptive_all | 10% | 782.9988 | 967.1999 | 1255.3467 | 1498.3986 | 1573.6476 | 1645.7565 | 1440.1875 | 1000.6815 | 547.9176 | 245.2635 | 782.9988 | 1750.1987 | 3005.5454 | 4503.944 | 6077.5917 | 7723.3482 | 9163.5357 | 10164.2172 | 10712.1348 | 10957.3983 | 0 | 0 | 0 | 0 | 0 | 0 | 0 | 0 | 0 | 0 | 2.3394 | 5.2292 | 8.9798 | 13.4567 | 18.1584 | 23.0755 | 27.3784 | 30.3682 | 32.0053 | 32.7381
Lodging/Hospitality_New_Programmable Thermostat_TRC | Ach | Lodging/Hospitality | Space Heating | Residential/split system heat pump | TRC | New | NN4071 | Programmable Thermostat | Programmable Thermostat | NonEquip | 11 |  | 0% | Prescriptive_all | 3.6% | 0 | 0 | 0 | 0 | 0 | 0 | 0 | 0 | 0 | 0 | 0 | 0 | 0 | 0 | 0 | 0 | 0 | 0 | 0 | 0 | 0 | 0 | 0 | 0 | 0 | 0 | 0 | 0 | 0 | 0 | 0 | 0 | 0 | 0 | 0 | 0 | 0 | 0 | 0 | 0
Lodging/Hospitality_New_Facility Energy Management System_TRC | Ach | Lodging/Hospitality | Space Heating | Residential/split system heat pump | TRC | New | NN3655 | Facility Energy Management System | Facility Energy Management System | NonEquip | 15 |  | 4.276% | Custom_improvement | 20% | 84.5423 | 98.9583 | 122.0691 | 139.9039 | 143.97 | 153.2932 | 145.0269 | 117.6021 | 80.6223 | 46.9877 | 84.5423 | 183.5006 | 305.5697 | 445.4736 | 589.4436 | 742.7368 | 887.7637 | 1005.3658 | 1085.988 | 1132.9757 | 0 | 0 | 0 | 0 | 0 | 0 | 0 | 0 | 0 | 0 | 0.010144 | 0.022018 | 0.036664 | 0.053451 | 0.070726 | 0.089119 | 0.10652 | 0.12063 | 0.1303 | 0.13594
Lodging/Hospitality_New_Dedicated Outdoor Air System on VRF unit_TRC | Ach | Lodging/Hospitality | Space Heating | Residential/split system heat pump | TRC | New | NN3395 | Dedicated Outdoor Air System on VRF unit | Dedicated Outdoor Air System on VRF unit | NonEquip | 15 | Residential/split system heat pump | 58.91% | Prescriptive_all | 10% | 1101.6714 | 1347.7421 | 1724.4101 | 2017.4422 | 2065.0641 | 2098.458 | 1789.3176 | 1225.5058 | 675.4708 | 311.9139 | 1101.6714 | 2449.4135 | 4173.8236 | 6191.2658 | 8256.3299 | 10354.7879 | 12144.1056 | 13369.6114 | 14045.0822 | 14356.9961 | 0 | 0 | 0 | 0 | 0 | 0 | 0 | 0 | 0 | 0 | 0.17172 | 0.3818 | 0.65059 | 0.96506 | 1.287 | 1.6141 | 1.893 | 2.084 | 2.1893 | 2.2379
Lodging/Hospitality_New_Ceiling Insulation(R2 to R38)_TRC | Ach | Lodging/Hospitality | Space Heating | Residential/split system heat pump | TRC | New | NN3187 | Ceiling Insulation(R2 to R38) | Ceiling Insulation(R2 to R38) | NonEquip | 20 |  | 0% | Prescriptive_all | 1.905% | 0 | 0 | 0 | 0 | 0 | 0 | 0 | 0 | 0 | 0 | 0 | 0 | 0 | 0 | 0 | 0 | 0 | 0 | 0 | 0 | 0 | 0 | 0 | 0 | 0 | 0 | 0 | 0 | 0 | 0 | 0 | 0 | 0 | 0 | 0 | 0 | 0 | 0 | 0 | 0
Lodging/Hospitality_Existing_Wall Insulation_TRC | Ach | Lodging/Hospitality | Space Heating | Residential/split system heat pump | TRC | Existing | NE4240 | Wall Insulation | Wall Insulation | NonEquip | 20 |  | 0% | Prescriptive_all_existing | 2.181% | 0 | 0 | 0 | 0 | 0 | 0 | 0 | 0 | 0 | 0 | 0 | 0 | 0 | 0 | 0 | 0 | 0 | 0 | 0 | 0 | 0 | 0 | 0 | 0 | 0 | 0 | 0 | 0 | 0 | 0 | 0 | 0 | 0 | 0 | 0 | 0 | 0 | 0 | 0 | 0
Lodging/Hospitality_Existing_Smart Thermostat_TRC | Ach | Lodging/Hospitality | Space Heating | Residential/split system heat pump | TRC | Existing | NE4162 | Smart Thermostat | Smart Thermostat | NonEquip | 11 |  | 45.33% | Prescriptive_all_existing | 10% | 3063.6082 | 3134.4923 | 3184.0666 | 3232.7029 | 3273.1245 | 3310.5967 | 3347.6594 | 3380.227 | 3411.4241 | 3437.8479 | 3063.6082 | 6198.1005 | 9382.1671 | 12614.87 | 15887.9945 | 19198.5912 | 22546.2507 | 25926.4777 | 29337.9018 | 32775.7497 | 0 | 0 | 0 | 0 | 0 | 0 | 0 | 0 | 0 | 0 | 9.1533 | 18.5184 | 28.0316 | 37.6902 | 47.4695 | 57.3607 | 67.3627 | 77.462 | 87.6545 | 97.926
Lodging/Hospitality_Existing_Programmable Thermostat_TRC | Ach | Lodging/Hospitality | Space Heating | Residential/split system heat pump | TRC | Existing | NE4058 | Programmable Thermostat | Programmable Thermostat | NonEquip | 11 |  | 0% | Prescriptive_all_existing | 3.6% | 0 | 0 | 0 | 0 | 0 | 0 | 0 | 0 | 0 | 0 | 0 | 0 | 0 | 0 | 0 | 0 | 0 | 0 | 0 | 0 | 0 | 0 | 0 | 0 | 0 | 0 | 0 | 0 | 0 | 0 | 0 | 0 | 0 | 0 | 0 | 0 | 0 | 0 | 0 | 0
Lodging/Hospitality_Existing_Facility Energy Management System_TRC | Ach | Lodging/Hospitality | Space Heating | Residential/split system heat pump | TRC | Existing | NE3642 | Facility Energy Management System | Facility Energy Management System | NonEquip | 15 |  | 0.7167% | Custom_improvement_existing | 20% | 55.8125 | 83.3633 | 119.7642 | 164.2742 | 209.9156 | 243.6383 | 248.7825 | 216.5917 | 158.1915 | 97.7661 | 55.8125 | 139.1758 | 258.94 | 423.2142 | 633.1298 | 876.7681 | 1125.5506 | 1342.1423 | 1500.3338 | 1598.0999 | 0 | 0 | 0 | 0 | 0 | 0 | 0 | 0 | 0 | 0 | 0.0066968 | 0.016699 | 0.031069 | 0.05078 | 0.075967 | 0.1052 | 0.13505 | 0.16104 | 0.18002 | 0.19175
Lodging/Hospitality_Existing_Dedicated Outdoor Air System on VRF unit_TRC | Ach | Lodging/Hospitality | Space Heating | Residential/split system heat pump | TRC | Existing | NE3382 | Dedicated Outdoor Air System on VRF unit | Dedicated Outdoor Air System on VRF unit | NonEquip | 15 | Residential/split system heat pump | 58.91% | Prescriptive_all_existing | 10% | 4381.1167 | 6878.2518 | 10340.2795 | 14671.1818 | 19004.7429 | 21583.4126 | 20430.7524 | 15367.3341 | 9053.892 | 4328.9734 | 4381.1167 | 11259.3685 | 21599.648 | 36270.8299 | 55275.5728 | 76858.9854 | 97289.7378 | 112657.0719 | 121710.964 | 126039.9374 | 0 | 0 | 0 | 0 | 0 | 0 | 0 | 0 | 0 | 0 | 0.68291 | 1.7551 | 3.3668 | 5.6537 | 8.6161 | 11.9804 | 15.165 | 17.5604 | 18.9717 | 19.6465
Lodging/Hospitality_Existing_Ceiling Insulation(R2 to R38)_TRC | Ach | Lodging/Hospitality | Space Heating | Residential/split system heat pump | TRC | Existing | NE3174 | Ceiling Insulation(R2 to R38) | Ceiling Insulation(R2 to R38) | NonEquip | 20 |  | 0% | Prescriptive_all_existing | 2.102% | 0 | 0 | 0 | 0 | 0 | 0 | 0 | 0 | 0 | 0 | 0 | 0 | 0 | 0 | 0 | 0 | 0 | 0 | 0 | 0 | 0 | 0 | 0 | 0 | 0 | 0 | 0 | 0 | 0 | 0 | 0 | 0 | 0 | 0 | 0 | 0 | 0 | 0 | 0 | 0
Lodging/Hospitality_Turnover_Variable Refrigerant Flow (VRF) HVAC Systems_TRC | Ach | Lodging/Hospitality | Space Heating | Residential/split system heat pump | TRC | Turnover | ET1412 | Variable Refrigerant Flow (VRF) HVAC Systems | Variable Refrigerant Flow (VRF) HVAC Systems | Equip | 15 | Residential/split system heat pump | 49.09% | Prescriptive_package HP | 31.25% | 2650.1398 | 3981.9187 | 6408.8359 | 10130.8046 | 15505.4626 | 22599.1304 | 30650.0706 | 37238.4774 | 38675.7244 | 32580.0664 | 2650.1398 | 6632.0585 | 13040.8944 | 23171.699 | 38677.1616 | 61276.292 | 91926.3626 | 129164.84 | 167840.5644 | 200420.6307 | 0 | 0 | 0 | 0 | 0 | 0 | 0 | 0 | 0 | 0 | 0.41309 | 1.0338 | 2.0327 | 3.6119 | 6.0288 | 9.5514 | 14.329 | 20.1336 | 26.1621 | 31.2406
Lodging/Hospitality_New_Variable Refrigerant Flow (VRF) HVAC Systems_TRC | Ach | Lodging/Hospitality | Space Heating | Residential/split system heat pump | TRC | New | EN1438 | Variable Refrigerant Flow (VRF) HVAC Systems | Variable Refrigerant Flow (VRF) HVAC Systems | Equip | 15 | Residential/split system heat pump | 49.09% | Prescriptive_package HP | 31.25% | 1007.6806 | 1292.8181 | 1783.0376 | 2350.148 | 2890.5807 | 3864.6239 | 4858.2981 | 5503.1797 | 5372.5212 | 4274.4971 | 1007.6806 | 2300.4986 | 4083.5362 | 6433.6842 | 9324.2649 | 13188.8888 | 18047.1869 | 23550.3666 | 28922.8878 | 33197.3849 | 0 | 0 | 0 | 0 | 0 | 0 | 0 | 0 | 0 | 0 | 0.15707 | 0.35859 | 0.63652 | 1.0029 | 1.4534 | 2.0558 | 2.8131 | 3.6709 | 4.5084 | 5.1746
Lodging/Hospitality_New_Strip Curtains for Walk-ins_TRC | Ach | Lodging/Hospitality | Refrigeration | Residential style | TRC | New | NN4903 | Strip Curtains for Walk-ins | Strip Curtains for Walk-ins | NonEquip | 4 | Walk-in cooler | 0% | Prescriptive_refrigeration control | 2.115% | 0 | 0 | 0 | 0 | 0 | 0 | 0 | 0 | 0 | 0 | 0 | 0 | 0 | 0 | 0 | 0 | 0 | 0 | 0 | 0 | 0 | 0 | 0 | 0 | 0 | 0 | 0 | 0 | 0 | 0 | 0 | 0 | 0 | 0 | 0 | 0 | 0 | 0 | 0 | 0
Lodging/Hospitality_New_PSC to ECM Evaporator Fan Motor (Walk-In, Refrigerator)_TRC | Ach | Lodging/Hospitality | Refrigeration | Residential style | TRC | New | NN4851 | PSC to ECM Evaporator Fan Motor (Walk-In, Refrigerator) | PSC to ECM Evaporator Fan Motor (Walk-In, Refrigerator) | NonEquip | 15 | Walk-in cooler | 0% | Prescriptive_ECM | 37.5% | 0 | 0 | 0 | 0 | 0 | 0 | 0 | 0 | 0 | 0 | 0 | 0 | 0 | 0 | 0 | 0 | 0 | 0 | 0 | 0 | 0 | 0 | 0 | 0 | 0 | 0 | 0 | 0 | 0 | 0 | 0 | 0 | 0 | 0 | 0 | 0 | 0 | 0 | 0 | 0
Lodging/Hospitality_New_PSC to ECM Evaporator Fan Motor (Reach-In)_TRC | Ach | Lodging/Hospitality | Refrigeration | Residential style | TRC | New | NN4825 | PSC to ECM Evaporator Fan Motor (Reach-In) | PSC to ECM Evaporator Fan Motor (Reach-In) | NonEquip | 15 | Display cases | 0% | Prescriptive_ECM | 37.5% | 0 | 0 | 0 | 0 | 0 | 0 | 0 | 0 | 0 | 0 | 0 | 0 | 0 | 0 | 0 | 0 | 0 | 0 | 0 | 0 | 0 | 0 | 0 | 0 | 0 | 0 | 0 | 0 | 0 | 0 | 0 | 0 | 0 | 0 | 0 | 0 | 0 | 0 | 0 | 0
Lodging/Hospitality_Existing_Strip Curtains for Walk-ins_TRC | Ach | Lodging/Hospitality | Refrigeration | Residential style | TRC | Existing | NE4890 | Strip Curtains for Walk-ins | Strip Curtains for Walk-ins | NonEquip | 4 | Walk-in cooler | 0% | Prescriptive_refrigeration control_existing | 2.115% | 0 | 0 | 0 | 0 | 0 | 0 | 0 | 0 | 0 | 0 | 0 | 0 | 0 | 0 | 0 | 0 | 0 | 0 | 0 | 0 | 0 | 0 | 0 | 0 | 0 | 0 | 0 | 0 | 0 | 0 | 0 | 0 | 0 | 0 | 0 | 0 | 0 | 0 | 0 | 0
Lodging/Hospitality_Existing_PSC to ECM Evaporator Fan Motor (Walk-In, Refrigerator)_TRC | Ach | Lodging/Hospitality | Refrigeration | Residential style | TRC | Existing | NE4838 | PSC to ECM Evaporator Fan Motor (Walk-In, Refrigerator) | PSC to ECM Evaporator Fan Motor (Walk-In, Refrigerator) | NonEquip | 15 | Walk-in cooler | 0% | Prescriptive_ECM_existing | 37.5% | 0 | 0 | 0 | 0 | 0 | 0 | 0 | 0 | 0 | 0 | 0 | 0 | 0 | 0 | 0 | 0 | 0 | 0 | 0 | 0 | 0 | 0 | 0 | 0 | 0 | 0 | 0 | 0 | 0 | 0 | 0 | 0 | 0 | 0 | 0 | 0 | 0 | 0 | 0 | 0
Lodging/Hospitality_Existing_PSC to ECM Evaporator Fan Motor (Reach-In)_TRC | Ach | Lodging/Hospitality | Refrigeration | Residential style | TRC | Existing | NE4812 | PSC to ECM Evaporator Fan Motor (Reach-In) | PSC to ECM Evaporator Fan Motor (Reach-In) | NonEquip | 15 | Display cases | 0% | Prescriptive_ECM_existing | 37.5% | 0 | 0 | 0 | 0 | 0 | 0 | 0 | 0 | 0 | 0 | 0 | 0 | 0 | 0 | 0 | 0 | 0 | 0 | 0 | 0 | 0 | 0 | 0 | 0 | 0 | 0 | 0 | 0 | 0 | 0 | 0 | 0 | 0 | 0 | 0 | 0 | 0 | 0 | 0 | 0
Lodging/Hospitality_Existing_Freezer-Cooler Replacement Gaskets_TRC | Ach | Lodging/Hospitality | Refrigeration | Residential style | TRC | Existing | NE4708 | Freezer-Cooler Replacement Gaskets | Freezer-Cooler Replacement Gaskets | NonEquip | 4 | Display cases | 0% | Prescriptive_refrigeration control_existing | 3.131% | 0 | 0 | 0 | 0 | 0 | 0 | 0 | 0 | 0 | 0 | 0 | 0 | 0 | 0 | 0 | 0 | 0 | 0 | 0 | 0 | 0 | 0 | 0 | 0 | 0 | 0 | 0 | 0 | 0 | 0 | 0 | 0 | 0 | 0 | 0 | 0 | 0 | 0 | 0 | 0
Lodging/Hospitality_New_VSD Controlled Compressor_TRC | Ach | Lodging/Hospitality | Miscellaneous | Pool pump | TRC | New | NN4539 | VSD Controlled Compressor | VSD Controlled Compressor | NonEquip | 15 | Others | 0% | Prescriptive_ECM | 20.79% | 0 | 0 | 0 | 0 | 0 | 0 | 0 | 0 | 0 | 0 | 0 | 0 | 0 | 0 | 0 | 0 | 0 | 0 | 0 | 0 | 0 | 0 | 0 | 0 | 0 | 0 | 0 | 0 | 0 | 0 | 0 | 0 | 0 | 0 | 0 | 0 | 0 | 0 | 0 | 0
Lodging/Hospitality_New_Engine Block Timer_TRC | Ach | Lodging/Hospitality | Miscellaneous | Pool pump | TRC | New | NN4487 | Engine Block Timer | Engine Block Timer | NonEquip | 5 | Others | 0% | Prescriptive_ECM | 36% | 0 | 0 | 0 | 0 | 0 | 0 | 0 | 0 | 0 | 0 | 0 | 0 | 0 | 0 | 0 | 0 | 0 | 0 | 0 | 0 | 0 | 0 | 0 | 0 | 0 | 0 | 0 | 0 | 0 | 0 | 0 | 0 | 0 | 0 | 0 | 0 | 0 | 0 | 0 | 0
Lodging/Hospitality_Existing_VSD Controlled Compressor_TRC | Ach | Lodging/Hospitality | Miscellaneous | Pool pump | TRC | Existing | NE4526 | VSD Controlled Compressor | VSD Controlled Compressor | NonEquip | 15 | Others | 0% | Prescriptive_ECM_existing | 20.79% | 0 | 0 | 0 | 0 | 0 | 0 | 0 | 0 | 0 | 0 | 0 | 0 | 0 | 0 | 0 | 0 | 0 | 0 | 0 | 0 | 0 | 0 | 0 | 0 | 0 | 0 | 0 | 0 | 0 | 0 | 0 | 0 | 0 | 0 | 0 | 0 | 0 | 0 | 0 | 0
Lodging/Hospitality_Existing_Engine Block Timer_TRC | Ach | Lodging/Hospitality | Miscellaneous | Pool pump | TRC | Existing | NE4474 | Engine Block Timer | Engine Block Timer | NonEquip | 5 | Others | 0% | Prescriptive_ECM_existing | 36% | 0 | 0 | 0 | 0 | 0 | 0 | 0 | 0 | 0 | 0 | 0 | 0 | 0 | 0 | 0 | 0 | 0 | 0 | 0 | 0 | 0 | 0 | 0 | 0 | 0 | 0 | 0 | 0 | 0 | 0 | 0 | 0 | 0 | 0 | 0 | 0 | 0 | 0 | 0 | 0
Lodging/Hospitality_Turnover_Variable Speed Pool Pump_TRC | Ach | Lodging/Hospitality | Miscellaneous | Pool pump | TRC | Turnover | ET2111 | Variable Speed Pool Pump | Variable Speed Pool Pump | Equip | 10 | Pool pump | 54.15% | Prescriptive_all | 64.36% | 2854.5274 | 4175.9181 | 6385.6005 | 9215.8258 | 12143.2309 | 14001.9058 | 13455.3155 | 10273.6111 | 6143.6171 | 2981.2038 | 2854.5274 | 7030.4455 | 13416.046 | 22631.8717 | 34775.1026 | 48777.0085 | 62232.3239 | 72505.9351 | 78649.5522 | 81630.756 | 0.67178 | 1.6545 | 3.1573 | 5.3262 | 8.1839 | 11.4791 | 14.6457 | 17.0635 | 18.5093 | 19.2109 | 0.10427 | 0.25682 | 0.49008 | 0.82674 | 1.2703 | 1.7818 | 2.2733 | 2.6486 | 2.873 | 2.9819
Lodging/Hospitality_Turnover_Solar Powered Pool Pump_TRC | Ach | Lodging/Hospitality | Miscellaneous | Pool pump | TRC | Turnover | ET2036 | Solar Powered Pool Pump | Solar Powered Pool Pump | Equip | 10 | Pool pump | 0% | Prescriptive_all | 81% | 0 | 0 | 0 | 0 | 0 | 0 | 0 | 0 | 0 | 0 | 0 | 0 | 0 | 0 | 0 | 0 | 0 | 0 | 0 | 0 | 0 | 0 | 0 | 0 | 0 | 0 | 0 | 0 | 0 | 0 | 0 | 0 | 0 | 0 | 0 | 0 | 0 | 0 | 0 | 0
Lodging/Hospitality_Turnover_Solar Pool Heater_TRC | Ach | Lodging/Hospitality | Miscellaneous | Pool pump | TRC | Turnover | ET1997 | Solar Pool Heater | Solar Pool Heater | Equip | 15 | Pool pump | 5.077% | Prescriptive_all | 86.11% | 339.504 | 480.7372 | 701.5615 | 953.1436 | 1179.0758 | 1309.7142 | 1286.5517 | 1062.1384 | 693.1701 | 357.1115 | 339.504 | 820.2412 | 1521.8027 | 2474.9462 | 3654.022 | 4963.7362 | 6250.288 | 7312.4263 | 8005.5964 | 8362.7079 | 0 | 0 | 0 | 0 | 0 | 0 | 0 | 0 | 0 | 0 | 0.012402 | 0.029963 | 0.055591 | 0.090409 | 0.13348 | 0.18132 | 0.22832 | 0.26712 | 0.29244 | 0.30549
Lodging/Hospitality_New_Variable Speed Pool Pump_TRC | Ach | Lodging/Hospitality | Miscellaneous | Pool pump | TRC | New | EN2135 | Variable Speed Pool Pump | Variable Speed Pool Pump | Equip | 10 | Pool pump | 54.15% | Prescriptive_all | 64.36% | 547.1713 | 686.4687 | 904.9204 | 1097.0245 | 1170.1423 | 1242.9081 | 1104.6754 | 779.5676 | 433.5263 | 197.0948 | 547.1713 | 1233.64 | 2138.5605 | 3235.585 | 4405.7273 | 5648.6353 | 6753.3108 | 7532.8783 | 7966.4046 | 8163.4994 | 0.12877 | 0.29032 | 0.50329 | 0.76146 | 1.0368 | 1.3293 | 1.5893 | 1.7728 | 1.8748 | 1.9212 | 0.019988 | 0.045064 | 0.078121 | 0.11819 | 0.16094 | 0.20634 | 0.2467 | 0.27517 | 0.29101 | 0.29821
Lodging/Hospitality_New_Solar Powered Pool Pump_TRC | Ach | Lodging/Hospitality | Miscellaneous | Pool pump | TRC | New | EN2060 | Solar Powered Pool Pump | Solar Powered Pool Pump | Equip | 10 | Pool pump | 0% | Prescriptive_all | 81% | 0 | 0 | 0 | 0 | 0 | 0 | 0 | 0 | 0 | 0 | 0 | 0 | 0 | 0 | 0 | 0 | 0 | 0 | 0 | 0 | 0 | 0 | 0 | 0 | 0 | 0 | 0 | 0 | 0 | 0 | 0 | 0 | 0 | 0 | 0 | 0 | 0 | 0 | 0 | 0
Lodging/Hospitality_New_Solar Pool Heater_TRC | Ach | Lodging/Hospitality | Miscellaneous | Pool pump | TRC | New | EN2023 | Solar Pool Heater | Solar Pool Heater | Equip | 15 | Pool pump | 5.077% | Prescriptive_all | 86.11% | 65.078 | 79.0272 | 99.4201 | 113.4594 | 113.6177 | 116.2595 | 105.6253 | 80.5957 | 48.9138 | 23.6095 | 65.078 | 144.1052 | 243.5253 | 356.9847 | 470.6024 | 586.8619 | 692.4872 | 773.0829 | 821.9967 | 845.6062 | 0 | 0 | 0 | 0 | 0 | 0 | 0 | 0 | 0 | 0 | 0.0023773 | 0.0052641 | 0.0088959 | 0.013041 | 0.017191 | 0.021438 | 0.025296 | 0.02824 | 0.030027 | 0.03089
Lodging/Hospitality_New_Smart Thermostat_TRC | Ach | Lodging/Hospitality | Space Heating | Packaged central unit | TRC | New | NN4175 | Smart Thermostat | Smart Thermostat | NonEquip | 11 |  | 45.33% | Prescriptive_all | 10% | 1281.8565 | 1583.4144 | 2055.1428 | 2453.0461 | 2576.2371 | 2694.2874 | 2357.7479 | 1638.2275 | 897.0024 | 401.5237 | 1281.8565 | 2865.271 | 4920.4138 | 7373.4599 | 9949.697 | 12643.9844 | 15001.7324 | 16639.9599 | 17536.9623 | 17938.486 | 0 | 0 | 0 | 0 | 0 | 0 | 0 | 0 | 0 | 0 | 3.8299 | 8.5607 | 14.701 | 22.0301 | 29.7273 | 37.7772 | 44.8215 | 49.7162 | 52.3962 | 53.5959
Lodging/Hospitality_New_Programmable Thermostat_TRC | Ach | Lodging/Hospitality | Space Heating | Packaged central unit | TRC | New | NN4071 | Programmable Thermostat | Programmable Thermostat | NonEquip | 11 |  | 0% | Prescriptive_all | 3.6% | 0 | 0 | 0 | 0 | 0 | 0 | 0 | 0 | 0 | 0 | 0 | 0 | 0 | 0 | 0 | 0 | 0 | 0 | 0 | 0 | 0 | 0 | 0 | 0 | 0 | 0 | 0 | 0 | 0 | 0 | 0 | 0 | 0 | 0 | 0 | 0 | 0 | 0 | 0 | 0
Lodging/Hospitality_New_Facility Energy Management System_TRC | Ach | Lodging/Hospitality | Space Heating | Packaged central unit | TRC | New | NN3655 | Facility Energy Management System | Facility Energy Management System | NonEquip | 15 |  | 4.276% | Custom_improvement | 20% | 138.4052 | 162.0057 | 199.8408 | 229.0383 | 235.6949 | 250.9581 | 237.4252 | 192.5278 | 131.9877 | 76.924 | 138.4052 | 300.411 | 500.2518 | 729.2902 | 964.9851 | 1215.9432 | 1453.3684 | 1645.8962 | 1777.8838 | 1854.8079 | 0 | 0 | 0 | 0 | 0 | 0 | 0 | 0 | 0 | 0 | 0.016607 | 0.036045 | 0.060024 | 0.087505 | 0.11579 | 0.1459 | 0.17439 | 0.19749 | 0.21332 | 0.22255
Lodging/Hospitality_New_Dedicated Outdoor Air System on VRF unit_TRC | Ach | Lodging/Hospitality | Space Heating | Packaged central unit | TRC | New | NN3395 | Dedicated Outdoor Air System on VRF unit | Dedicated Outdoor Air System on VRF unit | NonEquip | 15 | Residential/split system heat pump | 0% | Prescriptive_all | 10% | 0 | 0 | 0 | 0 | 0 | 0 | 0 | 0 | 0 | 0 | 0 | 0 | 0 | 0 | 0 | 0 | 0 | 0 | 0 | 0 | 0 | 0 | 0 | 0 | 0 | 0 | 0 | 0 | 0 | 0 | 0 | 0 | 0 | 0 | 0 | 0 | 0 | 0 | 0 | 0
Lodging/Hospitality_New_Ceiling Insulation(R2 to R38)_TRC | Ach | Lodging/Hospitality | Space Heating | Packaged central unit | TRC | New | NN3187 | Ceiling Insulation(R2 to R38) | Ceiling Insulation(R2 to R38) | NonEquip | 20 |  | 0% | Prescriptive_all | 1.905% | 0 | 0 | 0 | 0 | 0 | 0 | 0 | 0 | 0 | 0 | 0 | 0 | 0 | 0 | 0 | 0 | 0 | 0 | 0 | 0 | 0 | 0 | 0 | 0 | 0 | 0 | 0 | 0 | 0 | 0 | 0 | 0 | 0 | 0 | 0 | 0 | 0 | 0 | 0 | 0
Lodging/Hospitality_Existing_Wall Insulation_TRC | Ach | Lodging/Hospitality | Space Heating | Packaged central unit | TRC | Existing | NE4240 | Wall Insulation | Wall Insulation | NonEquip | 20 |  | 0% | Prescriptive_all_existing | 2.181% | 0 | 0 | 0 | 0 | 0 | 0 | 0 | 0 | 0 | 0 | 0 | 0 | 0 | 0 | 0 | 0 | 0 | 0 | 0 | 0 | 0 | 0 | 0 | 0 | 0 | 0 | 0 | 0 | 0 | 0 | 0 | 0 | 0 | 0 | 0 | 0 | 0 | 0 | 0 | 0
Lodging/Hospitality_Existing_Smart Thermostat_TRC | Ach | Lodging/Hospitality | Space Heating | Packaged central unit | TRC | Existing | NE4162 | Smart Thermostat | Smart Thermostat | NonEquip | 11 |  | 45.33% | Prescriptive_all_existing | 10% | 4950.5924 | 5131.5143 | 5212.6731 | 5292.2961 | 5358.4708 | 5419.8169 | 5480.4928 | 5533.8095 | 5584.8827 | 5628.1413 | 4950.5924 | 10082.1067 | 15294.7798 | 20587.0759 | 25945.5467 | 31365.3636 | 36845.8564 | 42379.6658 | 47964.5485 | 53592.6898 | 0 | 0 | 0 | 0 | 0 | 0 | 0 | 0 | 0 | 0 | 14.7912 | 30.1229 | 45.6971 | 61.5092 | 77.519 | 93.7121 | 110.0865 | 126.6202 | 143.3065 | 160.122
Lodging/Hospitality_Existing_Programmable Thermostat_TRC | Ach | Lodging/Hospitality | Space Heating | Packaged central unit | TRC | Existing | NE4058 | Programmable Thermostat | Programmable Thermostat | NonEquip | 11 |  | 0% | Prescriptive_all_existing | 3.6% | 0 | 0 | 0 | 0 | 0 | 0 | 0 | 0 | 0 | 0 | 0 | 0 | 0 | 0 | 0 | 0 | 0 | 0 | 0 | 0 | 0 | 0 | 0 | 0 | 0 | 0 | 0 | 0 | 0 | 0 | 0 | 0 | 0 | 0 | 0 | 0 | 0 | 0 | 0 | 0
Lodging/Hospitality_Existing_Facility Energy Management System_TRC | Ach | Lodging/Hospitality | Space Heating | Packaged central unit | TRC | Existing | NE3642 | Facility Energy Management System | Facility Energy Management System | NonEquip | 15 |  | 0.7167% | Custom_improvement_existing | 20% | 90.1894 | 136.4751 | 196.0674 | 268.9352 | 343.6553 | 398.8632 | 407.2847 | 354.5849 | 258.9772 | 160.054 | 90.1894 | 226.6644 | 422.7318 | 691.667 | 1035.3223 | 1434.1854 | 1841.4702 | 2196.0551 | 2455.0323 | 2615.0862 | 0 | 0 | 0 | 0 | 0 | 0 | 0 | 0 | 0 | 0 | 0.010822 | 0.027197 | 0.050722 | 0.082991 | 0.12423 | 0.17208 | 0.22095 | 0.2635 | 0.29457 | 0.31378
Lodging/Hospitality_Existing_Dedicated Outdoor Air System on VRF unit_TRC | Ach | Lodging/Hospitality | Space Heating | Packaged central unit | TRC | Existing | NE3382 | Dedicated Outdoor Air System on VRF unit | Dedicated Outdoor Air System on VRF unit | NonEquip | 15 | Residential/split system heat pump | 0% | Prescriptive_all_existing | 10% | 0 | 0 | 0 | 0 | 0 | 0 | 0 | 0 | 0 | 0 | 0 | 0 | 0 | 0 | 0 | 0 | 0 | 0 | 0 | 0 | 0 | 0 | 0 | 0 | 0 | 0 | 0 | 0 | 0 | 0 | 0 | 0 | 0 | 0 | 0 | 0 | 0 | 0 | 0 | 0
Lodging/Hospitality_Existing_Ceiling Insulation(R2 to R38)_TRC | Ach | Lodging/Hospitality | Space Heating | Packaged central unit | TRC | Existing | NE3174 | Ceiling Insulation(R2 to R38) | Ceiling Insulation(R2 to R38) | NonEquip | 20 |  | 0% | Prescriptive_all_existing | 2.102% | 0 | 0 | 0 | 0 | 0 | 0 | 0 | 0 | 0 | 0 | 0 | 0 | 0 | 0 | 0 | 0 | 0 | 0 | 0 | 0 | 0 | 0 | 0 | 0 | 0 | 0 | 0 | 0 | 0 | 0 | 0 | 0 | 0 | 0 | 0 | 0 | 0 | 0 | 0 | 0
Lodging/Hospitality_New_Smart Thermostat_TRC | Ach | Lodging/Hospitality | Space Cooling | Packaged air conditioning units (RTUs) | TRC | New | NN4149 | Smart Thermostat | Smart Thermostat | NonEquip | 11 |  | 45.33% | Prescriptive_all | 10% | 3163.9711 | 3903.5445 | 5060.3201 | 6032.7195 | 6327.9742 | 6609.8899 | 5777.2228 | 4009.2894 | 2192.5942 | 980.2736 | 3163.9711 | 7067.5157 | 12127.8357 | 18160.5552 | 24488.5294 | 31098.4193 | 36875.6421 | 40884.9315 | 43077.5257 | 44057.7993 | -0.10135 | -0.22638 | -0.38848 | -0.58171 | -0.78441 | -0.99614 | -1.1812 | -1.3096 | -1.3798 | -1.4112 | 0 | 0 | 0 | 0 | 0 | 0 | 0 | 0 | 0 | 0
Lodging/Hospitality_New_Programmable Thermostat_TRC | Ach | Lodging/Hospitality | Space Cooling | Packaged air conditioning units (RTUs) | TRC | New | NN4045 | Programmable Thermostat | Programmable Thermostat | NonEquip | 11 |  | 0% | Prescriptive_all | 3.6% | 0 | 0 | 0 | 0 | 0 | 0 | 0 | 0 | 0 | 0 | 0 | 0 | 0 | 0 | 0 | 0 | 0 | 0 | 0 | 0 | 0 | 0 | 0 | 0 | 0 | 0 | 0 | 0 | 0 | 0 | 0 | 0 | 0 | 0 | 0 | 0 | 0 | 0 | 0 | 0
Lodging/Hospitality_New_HVAC tune-up_RTU_TRC | Ach | Lodging/Hospitality | Space Cooling | Packaged air conditioning units (RTUs) | TRC | New | NN3915 | HVAC tune-up_RTU | HVAC tune-up_RTU | NonEquip | 5 | Packaged air conditioning units (RTUs) | 94.56% | Prescriptive_package HP | 5% | 1051.3715 | 1347.7401 | 1857.4469 | 2446.7027 | 3007.4857 | 4017.7479 | 5044.8145 | 5704.865 | 5558.201 | 4413.2789 | 1051.3715 | 2399.1116 | 4256.5586 | 6703.2612 | 9710.7469 | 13728.4948 | 18773.3093 | 24478.1742 | 30036.3752 | 34449.6541 | 0.30088 | 0.68658 | 1.2181 | 1.9183 | 2.779 | 3.9288 | 5.3726 | 7.0052 | 8.5959 | 9.8589 | 0.0083036 | 0.018948 | 0.033618 | 0.052942 | 0.076694 | 0.10843 | 0.14827 | 0.19333 | 0.23722 | 0.27208
Lodging/Hospitality_New_Facility Energy Management System_TRC | Ach | Lodging/Hospitality | Space Cooling | Packaged air conditioning units (RTUs) | TRC | New | NN3681 | Facility Energy Management System | Facility Energy Management System | NonEquip | 15 |  | 4.276% | Custom_improvement | 20% | 340.6995 | 397.6619 | 488.6983 | 557.2818 | 569.6464 | 601.4373 | 563.7136 | 453.5778 | 310.2142 | 181.7577 | 340.6995 | 738.3615 | 1227.0598 | 1784.3415 | 2353.9879 | 2955.4253 | 3519.1389 | 3972.7167 | 4282.9309 | 4464.6886 | 0.088909 | 0.19268 | 0.32021 | 0.46564 | 0.6143 | 0.77125 | 0.91836 | 1.0367 | 1.1177 | 1.1651 | 0 | 0 | 0 | 0 | 0 | 0 | 0 | 0 | 0 | 0
Lodging/Hospitality_New_Dedicated Outdoor Air System on VRF unit_TRC | Ach | Lodging/Hospitality | Space Cooling | Packaged air conditioning units (RTUs) | TRC | New | NN3421 | Dedicated Outdoor Air System on VRF unit | Dedicated Outdoor Air System on VRF unit | NonEquip | 15 | Residential-type central air conditioners | 0% | Prescriptive_all | 17.5% | 0 | 0 | 0 | 0 | 0 | 0 | 0 | 0 | 0 | 0 | 0 | 0 | 0 | 0 | 0 | 0 | 0 | 0 | 0 | 0 | 0 | 0 | 0 | 0 | 0 | 0 | 0 | 0 | 0 | 0 | 0 | 0 | 0 | 0 | 0 | 0 | 0 | 0 | 0 | 0
Lodging/Hospitality_New_Chilled Water System - Variable Speed Drives_TRC | Ach | Lodging/Hospitality | Space Cooling | Packaged air conditioning units (RTUs) | TRC | New | NN3317 | Chilled Water System - Variable Speed Drives | Chilled Water System - Variable Speed Drives | NonEquip | 13 | Central chillers inside | 0% | Prescriptive_all | 24.74% | 0 | 0 | 0 | 0 | 0 | 0 | 0 | 0 | 0 | 0 | 0 | 0 | 0 | 0 | 0 | 0 | 0 | 0 | 0 | 0 | 0 | 0 | 0 | 0 | 0 | 0 | 0 | 0 | 0 | 0 | 0 | 0 | 0 | 0 | 0 | 0 | 0 | 0 | 0 | 0
Lodging/Hospitality_New_Ceiling Insulation(R2 to R38)_TRC | Ach | Lodging/Hospitality | Space Cooling | Packaged air conditioning units (RTUs) | TRC | New | NN3213 | Ceiling Insulation(R2 to R38) | Ceiling Insulation(R2 to R38) | NonEquip | 20 |  | 0% | Prescriptive_all | 5.436% | 0 | 0 | 0 | 0 | 0 | 0 | 0 | 0 | 0 | 0 | 0 | 0 | 0 | 0 | 0 | 0 | 0 | 0 | 0 | 0 | 0 | 0 | 0 | 0 | 0 | 0 | 0 | 0 | 0 | 0 | 0 | 0 | 0 | 0 | 0 | 0 | 0 | 0 | 0 | 0
Lodging/Hospitality_Existing_Wall Insulation_TRC | Ach | Lodging/Hospitality | Space Cooling | Packaged air conditioning units (RTUs) | TRC | Existing | NE4214 | Wall Insulation | Wall Insulation | NonEquip | 20 |  | 0% | Prescriptive_all_existing | 38.64% | 0 | 0 | 0 | 0 | 0 | 0 | 0 | 0 | 0 | 0 | 0 | 0 | 0 | 0 | 0 | 0 | 0 | 0 | 0 | 0 | 0 | 0 | 0 | 0 | 0 | 0 | 0 | 0 | 0 | 0 | 0 | 0 | 0 | 0 | 0 | 0 | 0 | 0 | 0 | 0
Lodging/Hospitality_Existing_Smart Thermostat_TRC | Ach | Lodging/Hospitality | Space Cooling | Packaged air conditioning units (RTUs) | TRC | Existing | NE4136 | Smart Thermostat | Smart Thermostat | NonEquip | 11 |  | 45.33% | Prescriptive_all_existing | 10% | 12324.5239 | 12665.9753 | 12866.2972 | 13062.8285 | 13226.1657 | 13377.5846 | 13527.3492 | 13658.9493 | 13785.0119 | 13891.7861 | 12324.5239 | 24990.4992 | 37856.7964 | 50919.6249 | 64145.7906 | 77523.3752 | 91050.7244 | 104709.6737 | 118494.6857 | 132386.4718 | -0.39478 | -0.80049 | -1.2126 | -1.631 | -2.0547 | -2.4832 | -2.9165 | -3.354 | -3.7956 | -4.2406 | 0 | 0 | 0 | 0 | 0 | 0 | 0 | 0 | 0 | 0
Lodging/Hospitality_Existing_Programmable Thermostat_TRC | Ach | Lodging/Hospitality | Space Cooling | Packaged air conditioning units (RTUs) | TRC | Existing | NE4032 | Programmable Thermostat | Programmable Thermostat | NonEquip | 11 |  | 0% | Prescriptive_all_existing | 3.6% | 0 | 0 | 0 | 0 | 0 | 0 | 0 | 0 | 0 | 0 | 0 | 0 | 0 | 0 | 0 | 0 | 0 | 0 | 0 | 0 | 0 | 0 | 0 | 0 | 0 | 0 | 0 | 0 | 0 | 0 | 0 | 0 | 0 | 0 | 0 | 0 | 0 | 0 | 0 | 0
Lodging/Hospitality_Existing_HVAC tune-up_RTU_TRC | Ach | Lodging/Hospitality | Space Cooling | Packaged air conditioning units (RTUs) | TRC | Existing | NE3902 | HVAC tune-up_RTU | HVAC tune-up_RTU | NonEquip | 5 | Packaged air conditioning units (RTUs) | 94.56% | Prescriptive_package HP_existing | 5% | 4122.7097 | 6782.0553 | 10899.294 | 17203.2312 | 26290.2256 | 38331.1513 | 52010.5685 | 63223.1092 | 65704.4192 | 55389.3829 | 4122.7097 | 10904.765 | 21804.0589 | 39007.2901 | 65297.5158 | 103628.6671 | 155639.2356 | 218862.3448 | 284566.7639 | 339956.1468 | 1.1798 | 3.1207 | 6.2399 | 11.1632 | 18.6869 | 29.6566 | 44.5411 | 62.6343 | 81.4377 | 97.2891 | 0.032561 | 0.086125 | 0.17221 | 0.30808 | 0.51571 | 0.81845 | 1.2292 | 1.7286 | 2.2475 | 2.6849
Lodging/Hospitality_Existing_Facility Energy Management System_TRC | Ach | Lodging/Hospitality | Space Cooling | Packaged air conditioning units (RTUs) | TRC | Existing | NE3668 | Facility Energy Management System | Facility Energy Management System | NonEquip | 15 |  | 0.7167% | Custom_improvement_existing | 20% | 224.4663 | 336.712 | 483.6169 | 663.0997 | 846.874 | 982.2262 | 1002.1702 | 871.9426 | 636.7673 | 393.7855 | 224.4663 | 561.1784 | 1044.7952 | 1707.8949 | 2554.769 | 3536.9952 | 4539.1654 | 5411.108 | 6047.8753 | 6441.6608 | 0.058577 | 0.14645 | 0.27265 | 0.44569 | 0.66669 | 0.92301 | 1.1845 | 1.4121 | 1.5783 | 1.681 | 0 | 0 | 0 | 0 | 0 | 0 | 0 | 0 | 0 | 0
Lodging/Hospitality_Existing_Dedicated Outdoor Air System on VRF unit_TRC | Ach | Lodging/Hospitality | Space Cooling | Packaged air conditioning units (RTUs) | TRC | Existing | NE3408 | Dedicated Outdoor Air System on VRF unit | Dedicated Outdoor Air System on VRF unit | NonEquip | 15 | Residential-type central air conditioners | 0% | Prescriptive_all_existing | 17.5% | 0 | 0 | 0 | 0 | 0 | 0 | 0 | 0 | 0 | 0 | 0 | 0 | 0 | 0 | 0 | 0 | 0 | 0 | 0 | 0 | 0 | 0 | 0 | 0 | 0 | 0 | 0 | 0 | 0 | 0 | 0 | 0 | 0 | 0 | 0 | 0 | 0 | 0 | 0 | 0
Lodging/Hospitality_Existing_Chilled Water System - Variable Speed Drives_TRC | Ach | Lodging/Hospitality | Space Cooling | Packaged air conditioning units (RTUs) | TRC | Existing | NE3304 | Chilled Water System - Variable Speed Drives | Chilled Water System - Variable Speed Drives | NonEquip | 13 | Central chillers inside | 0% | Prescriptive_all_existing | 24.74% | 0 | 0 | 0 | 0 | 0 | 0 | 0 | 0 | 0 | 0 | 0 | 0 | 0 | 0 | 0 | 0 | 0 | 0 | 0 | 0 | 0 | 0 | 0 | 0 | 0 | 0 | 0 | 0 | 0 | 0 | 0 | 0 | 0 | 0 | 0 | 0 | 0 | 0 | 0 | 0
Lodging/Hospitality_Existing_Ceiling Insulation(R2 to R38)_TRC | Ach | Lodging/Hospitality | Space Cooling | Packaged air conditioning units (RTUs) | TRC | Existing | NE3200 | Ceiling Insulation(R2 to R38) | Ceiling Insulation(R2 to R38) | NonEquip | 20 |  | 0% | Prescriptive_all_existing | 5.436% | 0 | 0 | 0 | 0 | 0 | 0 | 0 | 0 | 0 | 0 | 0 | 0 | 0 | 0 | 0 | 0 | 0 | 0 | 0 | 0 | 0 | 0 | 0 | 0 | 0 | 0 | 0 | 0 | 0 | 0 | 0 | 0 | 0 | 0 | 0 | 0 | 0 | 0 | 0 | 0
Lodging/Hospitality_New_Interior Lighting Controls_TRC | Ach | Lodging/Hospitality | Interior Lighting | Overhead (fluorescent/LED/CFL U-shape) | TRC | New | NN4435 | Interior Lighting Controls | Interior Lighting Controls | NonEquip | 8 | Overhead (fluorescent/LED/CFL U-shape) | 15.09% | Prescriptive_lighting control | 28% | 1728.0224 | 2103.7864 | 2673.813 | 3091.4462 | 3099.1702 | 3036.3954 | 2442.8286 | 1543.9767 | 775.3213 | 326.5866 | 1728.0224 | 3831.8087 | 6505.6217 | 9597.0679 | 12696.2381 | 15732.6335 | 18175.462 | 19719.4388 | 20494.7601 | 20821.3466 | 0 | 0 | 0 | 0 | 0 | 0 | 0 | 0 | 0 | 0 | 0 | 0 | 0 | 0 | 0 | 0 | 0 | 0 | 0 | 0
Lodging/Hospitality_New_Facility Energy Management System_TRC | Ach | Lodging/Hospitality | Interior Lighting | Overhead (fluorescent/LED/CFL U-shape) | TRC | New | NN3707 | Facility Energy Management System | Facility Energy Management System | NonEquip | 15 |  | 4.276% | Custom_improvement | 24% | 330.2554 | 387.4131 | 479.6647 | 552.4949 | 571.3527 | 609.5704 | 574.3926 | 461.1251 | 312.4426 | 180.4558 | 330.2554 | 717.6685 | 1197.3332 | 1749.8281 | 2321.1808 | 2930.7513 | 3505.1439 | 3966.2689 | 4278.7115 | 4459.1673 | 0.086184 | 0.18728 | 0.31246 | 0.45664 | 0.60574 | 0.76481 | 0.9147 | 1.035 | 1.1166 | 1.1637 | 0.039626 | 0.086111 | 0.14366 | 0.20996 | 0.27851 | 0.35165 | 0.42057 | 0.4759 | 0.51339 | 0.53504
Lodging/Hospitality_Existing_Interior Lighting Controls_TRC | Ach | Lodging/Hospitality | Interior Lighting | Overhead (fluorescent/LED/CFL U-shape) | TRC | Existing | NE4422 | Interior Lighting Controls | Interior Lighting Controls | NonEquip | 8 | Overhead (fluorescent/LED/CFL U-shape) | 15.09% | Prescriptive_lighting control_existing | 28% | 8369.7325 | 13119.5846 | 19359.6302 | 26674.1074 | 33066.3606 | 35261.7153 | 30742.8671 | 21060.2351 | 11388.7843 | 5128.339 | 8369.7325 | 21489.3171 | 40848.9473 | 67523.0546 | 100589.4152 | 135851.1305 | 166593.9976 | 187654.2328 | 199043.017 | 204171.356 | 0 | 0 | 0 | 0 | 0 | 0 | 0 | 0 | 0 | 0 | 0 | 0 | 0 | 0 | 0 | 0 | 0 | 0 | 0 | 0
Lodging/Hospitality_Existing_Facility Energy Management System_TRC | Ach | Lodging/Hospitality | Interior Lighting | Overhead (fluorescent/LED/CFL U-shape) | TRC | Existing | NE3694 | Facility Energy Management System | Facility Energy Management System | NonEquip | 15 |  | 0.7167% | Custom_improvement_existing | 24% | 214.2782 | 221.5911 | 225.0957 | 228.534 | 231.3916 | 234.0407 | 236.6608 | 238.9632 | 241.1686 | 243.0366 | 214.2782 | 435.8693 | 660.965 | 889.499 | 1120.8907 | 1354.9314 | 1591.5922 | 1830.5554 | 2071.724 | 2314.7606 | 0.055918 | 0.11374 | 0.17249 | 0.23212 | 0.29251 | 0.35358 | 0.41534 | 0.4777 | 0.54064 | 0.60406 | 0.025711 | 0.052299 | 0.079307 | 0.10673 | 0.13449 | 0.16257 | 0.19097 | 0.21964 | 0.24858 | 0.27774
Lodging/Hospitality_Turnover_Premium T8 - Fixture Replacement_TRC | Ach | Lodging/Hospitality | Interior Lighting | Overhead (fluorescent/LED/CFL U-shape) | TRC | Turnover | ET1763 | Premium T8 - Fixture Replacement | Premium T8 - Fixture Replacement | Equip | 8 | Overhead (fluorescent/LED/CFL U-shape) | 24.1% | Prescriptive_lighting | 12.5% | 20798.2446 | 21984.0647 | 21029.5376 | 16021.1341 | 9532.5699 | 4590.4197 | 1930.2805 | 756.769 | 288.2001 | 106.5563 | 20798.2446 | 42782.3093 | 63811.847 | 79832.9811 | 89365.551 | 93955.9707 | 95886.2512 | 96643.0202 | 96931.2203 | 97037.7767 | 5.0721 | 10.4334 | 15.5618 | 19.4689 | 21.7936 | 22.9131 | 23.3839 | 23.5684 | 23.6387 | 23.6647 | 0.00027787 | 0.00057159 | 0.00085255 | 0.0010666 | 0.001194 | 0.0012553 | 0.0012811 | 0.0012912 | 0.001295 | 0.0012965
Lodging/Hospitality_New_Premium T8 - Fixture Replacement_TRC | Ach | Lodging/Hospitality | Interior Lighting | Overhead (fluorescent/LED/CFL U-shape) | TRC | New | EN1789 | Premium T8 - Fixture Replacement | Premium T8 - Fixture Replacement | Equip | 8 | Overhead (fluorescent/LED/CFL U-shape) | 0% | Prescriptive_lighting | 12.5% | 0 | 0 | 0 | 0 | 0 | 0 | 0 | 0 | 0 | 0 | 0 | 0 | 0 | 0 | 0 | 0 | 0 | 0 | 0 | 0 | 0 | 0 | 0 | 0 | 0 | 0 | 0 | 0 | 0 | 0 | 0 | 0 | 0 | 0 | 0 | 0 | 0 | 0 | 0 | 0
Lodging/Hospitality_New_VSD Controlled Compressor_TRC | Ach | Lodging/Hospitality | Miscellaneous | Others | TRC | New | NN4539 | VSD Controlled Compressor | VSD Controlled Compressor | NonEquip | 15 | Others | 36.99% | Prescriptive_ECM | 20.79% | 1976.5667 | 2564.2499 | 3566.9113 | 4715.0259 | 5761.6243 | 7532.1718 | 9035.6109 | 9463.3882 | 8263.5412 | 5743.1516 | 1976.5667 | 4540.8165 | 8107.7278 | 12822.7537 | 18584.378 | 26116.5498 | 35152.1607 | 44615.5488 | 52879.0901 | 58622.2417 | 0.25627 | 0.58874 | 1.0512 | 1.6625 | 2.4096 | 3.3861 | 4.5577 | 5.7846 | 6.856 | 7.6007 | 0.21466 | 0.49314 | 0.88052 | 1.3926 | 2.0183 | 2.8363 | 3.8176 | 4.8454 | 5.7428 | 6.3665
Lodging/Hospitality_New_Engine Block Timer_TRC | Ach | Lodging/Hospitality | Miscellaneous | Others | TRC | New | NN4487 | Engine Block Timer | Engine Block Timer | NonEquip | 5 | Others | 4.977% | Prescriptive_ECM | 36% | 457.4819 | 591.1874 | 817.4366 | 1071.0405 | 1292.9662 | 1665.451 | 1969.776 | 2048.7562 | 1801.0196 | 1275.6707 | 457.4819 | 1048.6694 | 1866.1059 | 2937.1465 | 4230.1126 | 5895.5636 | 7865.3396 | 9914.0958 | 11715.1153 | 12990.7861 | 0 | 0 | 0 | 0 | 0 | 0 | 0 | 0 | 0 | 0 | 0 | 0 | 0 | 0 | 0 | 0 | 0 | 0 | 0 | 0
Lodging/Hospitality_Existing_VSD Controlled Compressor_TRC | Ach | Lodging/Hospitality | Miscellaneous | Others | TRC | Existing | NE4526 | VSD Controlled Compressor | VSD Controlled Compressor | NonEquip | 15 | Others | 7.399% | Prescriptive_ECM_existing | 20.79% | 1449.3795 | 1588.8369 | 1613.9656 | 1638.6187 | 1659.108 | 1678.1021 | 1696.8888 | 1713.3969 | 1729.2104 | 1742.6043 | 1449.3795 | 3038.2164 | 4652.182 | 6290.8007 | 7949.9086 | 9628.0108 | 11324.8996 | 13038.2965 | 14767.5069 | 16510.1111 | 0.18792 | 0.39392 | 0.60318 | 0.81563 | 1.0307 | 1.2483 | 1.4683 | 1.6905 | 1.9147 | 2.1406 | 0.15741 | 0.32996 | 0.50524 | 0.6832 | 0.86338 | 1.0456 | 1.2299 | 1.416 | 1.6038 | 1.793
Lodging/Hospitality_Existing_Engine Block Timer_TRC | Ach | Lodging/Hospitality | Miscellaneous | Others | TRC | Existing | NE4474 | Engine Block Timer | Engine Block Timer | NonEquip | 5 | Others | 1.244% | Prescriptive_ECM_existing | 36% | 422.0453 | 735.6956 | 1170.5253 | 1817.5277 | 2706.9215 | 3791.3065 | 4838.1866 | 5377.1686 | 4948.0306 | 3602.5118 | 422.0453 | 1157.7409 | 2328.2662 | 4145.7939 | 6852.7154 | 10644.0219 | 15482.2085 | 20859.3771 | 25807.4077 | 29409.9195 | 0 | 0 | 0 | 0 | 0 | 0 | 0 | 0 | 0 | 0 | 0 | 0 | 0 | 0 | 0 | 0 | 0 | 0 | 0 | 0
Lodging/Hospitality_Turnover_ENERGY STAR Commercial Clothes Washer_TRC | Ach | Lodging/Hospitality | Miscellaneous | Others | TRC | Turnover | ET1880 | ENERGY STAR Commercial Clothes Washer | ENERGY STAR Commercial Clothes Washer | Equip | 7 | Others | 22.05% | Prescriptive_all | 27.27% | 17086.0564 | 24941.9943 | 38027.5572 | 54683.1729 | 71795.7682 | 82618.0019 | 79486.5767 | 60958.3037 | 36647.4744 | 17852.8078 | 17086.0564 | 42028.0508 | 80055.6079 | 134738.7809 | 206534.549 | 289152.5509 | 368639.1276 | 429597.4313 | 466244.9056 | 484097.7134 | 1.7376 | 4.2741 | 8.1414 | 13.7026 | 21.004 | 29.4061 | 37.4896 | 43.6889 | 47.4159 | 49.2315 | 2 | 4.9196 | 9.3709 | 15.7719 | 24.176 | 33.8469 | 43.1512 | 50.2867 | 54.5765 | 56.6663
Lodging/Hospitality_Turnover_Efficient Battery Charger_TRC | Ach | Lodging/Hospitality | Miscellaneous | Others | TRC | Turnover | ET1841 | Efficient Battery Charger | Efficient Battery Charger | Equip | 7 | Others | 17.92% | Prescriptive_all | 13.68% | 6546.5551 | 9577.0244 | 14644.696 | 21135.5168 | 27849.2093 | 32111.8828 | 30858.3359 | 23561.4351 | 14089.7329 | 6837.0741 | 6546.5551 | 16123.5795 | 30768.2755 | 51903.7923 | 79753.0017 | 111864.8845 | 142723.2203 | 166284.6555 | 180374.3884 | 187211.4625 | 3.5872 | 8.8348 | 16.8593 | 28.4404 | 43.7003 | 61.2958 | 78.2045 | 91.1149 | 98.8353 | 102.5816 | 0 | 0 | 0 | 0 | 0 | 0 | 0 | 0 | 0 | 0
Lodging/Hospitality_New_ENERGY STAR Commercial Clothes Washer_TRC | Ach | Lodging/Hospitality | Miscellaneous | Others | TRC | New | EN1906 | ENERGY STAR Commercial Clothes Washer | ENERGY STAR Commercial Clothes Washer | Equip | 7 | Others | 22.05% | Prescriptive_all | 27.27% | 3248.6613 | 4047.4625 | 5280.6405 | 6309.5002 | 6606.6622 | 6877.4499 | 6014.6998 | 4227.2848 | 2382.7797 | 1113.0401 | 3248.6613 | 7296.1239 | 12576.7644 | 18886.2646 | 25492.9269 | 32370.3768 | 38385.0766 | 42612.3614 | 44995.1411 | 46108.1811 | 0.33038 | 0.742 | 1.279 | 1.9207 | 2.5926 | 3.292 | 3.9037 | 4.3336 | 4.5759 | 4.6891 | 0.38027 | 0.85405 | 1.4722 | 2.2107 | 2.9841 | 3.7891 | 4.4932 | 4.988 | 5.2669 | 5.3972
Lodging/Hospitality_New_Efficient Battery Charger_TRC | Ach | Lodging/Hospitality | Miscellaneous | Others | TRC | New | EN1867 | Efficient Battery Charger | Efficient Battery Charger | Equip | 7 | Others | 17.92% | Prescriptive_all | 13.68% | 1254.8793 | 1574.343 | 2075.3388 | 2515.9091 | 2683.597 | 2850.4775 | 2533.4556 | 1787.8554 | 994.2464 | 452.016 | 1254.8793 | 2829.2223 | 4904.5611 | 7420.4702 | 10104.0673 | 12954.5448 | 15488.0004 | 17275.8558 | 18270.1022 | 18722.1182 | 0.68761 | 1.5503 | 2.6874 | 4.066 | 5.5365 | 7.0984 | 8.4866 | 9.4662 | 10.011 | 10.2587 | 0 | 0 | 0 | 0 | 0 | 0 | 0 | 0 | 0 | 0
Lodging/Hospitality_New_Network PC Power Management_TRC | Ach | Lodging/Hospitality | Office Equipment | Other office | TRC | New | NN4565 | Network PC Power Management | Network PC Power Management | NonEquip | 5 | Computers | 0% | Prescriptive_all | 56.5% | 0 | 0 | 0 | 0 | 0 | 0 | 0 | 0 | 0 | 0 | 0 | 0 | 0 | 0 | 0 | 0 | 0 | 0 | 0 | 0 | 0 | 0 | 0 | 0 | 0 | 0 | 0 | 0 | 0 | 0 | 0 | 0 | 0 | 0 | 0 | 0 | 0 | 0 | 0 | 0
Lodging/Hospitality_Existing_Network PC Power Management_TRC | Ach | Lodging/Hospitality | Office Equipment | Other office | TRC | Existing | NE4552 | Network PC Power Management | Network PC Power Management | NonEquip | 5 | Computers | 0% | Prescriptive_all_existing | 56.5% | 0 | 0 | 0 | 0 | 0 | 0 | 0 | 0 | 0 | 0 | 0 | 0 | 0 | 0 | 0 | 0 | 0 | 0 | 0 | 0 | 0 | 0 | 0 | 0 | 0 | 0 | 0 | 0 | 0 | 0 | 0 | 0 | 0 | 0 | 0 | 0 | 0 | 0 | 0 | 0
Lodging/Hospitality_Turnover_Energy Star Uninterruptable Power Supply_TRC | Ach | Lodging/Hospitality | Office Equipment | Other office | TRC | Turnover | ET2264 | Energy Star Uninterruptable Power Supply | Energy Star Uninterruptable Power Supply | Equip | 10 | Other office | 22.4% | Prescriptive_all | 1.878% | 2400.8526 | 3485.5826 | 5289.5322 | 7576.0337 | 9906.8142 | 11336.5012 | 10811.2993 | 8192.1755 | 4861.7474 | 2341.2729 | 2400.8526 | 5886.4352 | 11175.9674 | 18752.0012 | 28658.8154 | 39995.3166 | 50806.6159 | 58998.7914 | 63860.5388 | 66201.8117 | 0.27407 | 0.67197 | 1.2758 | 2.1406 | 3.2716 | 4.5657 | 5.7998 | 6.735 | 7.29 | 7.5573 | 0.27407 | 0.67197 | 1.2758 | 2.1406 | 3.2716 | 4.5657 | 5.7998 | 6.735 | 7.29 | 7.5573
Lodging/Hospitality_New_Energy Star Uninterruptable Power Supply_TRC | Ach | Lodging/Hospitality | Office Equipment | Other office | TRC | New | EN2290 | Energy Star Uninterruptable Power Supply | Energy Star Uninterruptable Power Supply | Equip | 10 | Other office | 22.4% | Prescriptive_all | 1.878% | 575.2606 | 716.2327 | 936.9921 | 1127.2857 | 1193.2968 | 1257.8849 | 1109.5036 | 777.0338 | 428.8384 | 193.4842 | 575.2606 | 1291.4933 | 2228.4854 | 3355.7711 | 4549.0679 | 5806.9528 | 6916.4563 | 7693.4901 | 8122.3285 | 8315.8128 | 0.065669 | 0.14743 | 0.25439 | 0.38308 | 0.5193 | 0.66289 | 0.78955 | 0.87825 | 0.92721 | 0.94929 | 0.065669 | 0.14743 | 0.25439 | 0.38308 | 0.5193 | 0.66289 | 0.78955 | 0.87825 | 0.92721 | 0.94929
Lodging/Hospitality_New_Demand Controlled Ventilation_TRC | Ach | Lodging/Hospitality | Ventilation and Circulation | Motor/Fan | TRC | New | NN4955 | Demand Controlled Ventilation | Demand Controlled Ventilation | NonEquip | 10 |  | 23.39% | Prescriptive_all | 40.89% | 22.1137 | 27.3016 | 35.4166 | 42.2516 | 44.3501 | 46.358 | 40.5461 | 28.1578 | 15.4095 | 6.8941 | 22.1137 | 49.4153 | 84.8319 | 127.0835 | 171.4336 | 217.7915 | 258.3377 | 286.4954 | 301.9049 | 308.7991 | 0.0023024 | 0.0051449 | 0.0088322 | 0.013231 | 0.017849 | 0.022675 | 0.026897 | 0.029828 | 0.031433 | 0.032151 | 0.012962 | 0.028966 | 0.049726 | 0.074492 | 0.10049 | 0.12766 | 0.15143 | 0.16793 | 0.17697 | 0.18101
Lodging/Hospitality_Existing_Demand Controlled Ventilation_TRC | Ach | Lodging/Hospitality | Ventilation and Circulation | Motor/Fan | TRC | Existing | NE4942 | Demand Controlled Ventilation | Demand Controlled Ventilation | NonEquip | 10 |  | 23.39% | Prescriptive_all_existing | 40.89% | 86.7981 | 88.5253 | 89.9254 | 91.299 | 92.4406 | 93.4989 | 94.5456 | 95.4654 | 96.3465 | 97.0928 | 86.7981 | 175.3234 | 265.2488 | 356.5478 | 448.9884 | 542.4873 | 637.0329 | 732.4984 | 828.8449 | 925.9377 | 0.009037 | 0.018254 | 0.027616 | 0.037122 | 0.046746 | 0.056481 | 0.066324 | 0.076264 | 0.086295 | 0.096404 | 0.050878 | 0.10277 | 0.15548 | 0.209 | 0.26318 | 0.31799 | 0.37341 | 0.42937 | 0.48584 | 0.54275
Lodging/Hospitality_Turnover_High Speed Fans_TRC | Ach | Lodging/Hospitality | Ventilation and Circulation | Motor/Fan | TRC | Turnover | ET2693 | High Speed Fans | High Speed Fans | Equip | 7 | Motor/Fan | 14.03% | Prescriptive_ECM | 10.99% | 5.422 | 8.0888 | 12.8822 | 20.0223 | 29.8495 | 41.7706 | 53.2521 | 59.1229 | 54.3418 | 39.5148 | 5.422 | 13.5108 | 26.393 | 46.4153 | 76.2647 | 118.0354 | 171.2875 | 230.4103 | 284.7521 | 324.2669 | 0.00070299 | 0.0017517 | 0.003422 | 0.006018 | 0.0098881 | 0.015304 | 0.022208 | 0.029874 | 0.03692 | 0.042043 | 0.00058884 | 0.0014673 | 0.0028663 | 0.0050408 | 0.0082825 | 0.012819 | 0.018602 | 0.025023 | 0.030925 | 0.035216
Lodging/Hospitality_New_High Speed Fans_TRC | Ach | Lodging/Hospitality | Ventilation and Circulation | Motor/Fan | TRC | New | EN2719 | High Speed Fans | High Speed Fans | Equip | 7 | Motor/Fan | 14.03% | Prescriptive_ECM | 10.99% | 2.1487 | 2.7258 | 3.6984 | 4.7584 | 5.6593 | 7.2351 | 8.5725 | 8.9559 | 7.8206 | 5.411 | 2.1487 | 4.8745 | 8.5729 | 13.3313 | 18.9906 | 26.2257 | 34.7982 | 43.7541 | 51.5747 | 56.9857 | 0.00027858 | 0.000632 | 0.0011115 | 0.0017285 | 0.0024622 | 0.0034003 | 0.0045118 | 0.0056729 | 0.0066869 | 0.0073885 | 0.00023335 | 0.00052938 | 0.00093104 | 0.0014478 | 0.0020624 | 0.0028482 | 0.0037792 | 0.0047518 | 0.0056011 | 0.0061888
Lodging/Hospitality_New_VSD Controlled Compressor_TRC | Ach | Lodging/Hospitality | Miscellaneous | Medical equipment | TRC | New | NN4539 | VSD Controlled Compressor | VSD Controlled Compressor | NonEquip | 15 | Others | 0% | Prescriptive_ECM | 20.79% | 0 | 0 | 0 | 0 | 0 | 0 | 0 | 0 | 0 | 0 | 0 | 0 | 0 | 0 | 0 | 0 | 0 | 0 | 0 | 0 | 0 | 0 | 0 | 0 | 0 | 0 | 0 | 0 | 0 | 0 | 0 | 0 | 0 | 0 | 0 | 0 | 0 | 0 | 0 | 0
Lodging/Hospitality_New_Engine Block Timer_TRC | Ach | Lodging/Hospitality | Miscellaneous | Medical equipment | TRC | New | NN4487 | Engine Block Timer | Engine Block Timer | NonEquip | 5 | Others | 0% | Prescriptive_ECM | 36% | 0 | 0 | 0 | 0 | 0 | 0 | 0 | 0 | 0 | 0 | 0 | 0 | 0 | 0 | 0 | 0 | 0 | 0 | 0 | 0 | 0 | 0 | 0 | 0 | 0 | 0 | 0 | 0 | 0 | 0 | 0 | 0 | 0 | 0 | 0 | 0 | 0 | 0 | 0 | 0
Lodging/Hospitality_Existing_VSD Controlled Compressor_TRC | Ach | Lodging/Hospitality | Miscellaneous | Medical equipment | TRC | Existing | NE4526 | VSD Controlled Compressor | VSD Controlled Compressor | NonEquip | 15 | Others | 0% | Prescriptive_ECM_existing | 20.79% | 0 | 0 | 0 | 0 | 0 | 0 | 0 | 0 | 0 | 0 | 0 | 0 | 0 | 0 | 0 | 0 | 0 | 0 | 0 | 0 | 0 | 0 | 0 | 0 | 0 | 0 | 0 | 0 | 0 | 0 | 0 | 0 | 0 | 0 | 0 | 0 | 0 | 0 | 0 | 0
Lodging/Hospitality_Existing_Engine Block Timer_TRC | Ach | Lodging/Hospitality | Miscellaneous | Medical equipment | TRC | Existing | NE4474 | Engine Block Timer | Engine Block Timer | NonEquip | 5 | Others | 0% | Prescriptive_ECM_existing | 36% | 0 | 0 | 0 | 0 | 0 | 0 | 0 | 0 | 0 | 0 | 0 | 0 | 0 | 0 | 0 | 0 | 0 | 0 | 0 | 0 | 0 | 0 | 0 | 0 | 0 | 0 | 0 | 0 | 0 | 0 | 0 | 0 | 0 | 0 | 0 | 0 | 0 | 0 | 0 | 0
Lodging/Hospitality_New_Strip Curtains for Walk-ins_TRC | Ach | Lodging/Hospitality | Refrigeration | Large cold storage | TRC | New | NN4903 | Strip Curtains for Walk-ins | Strip Curtains for Walk-ins | NonEquip | 4 | Walk-in cooler | 0% | Prescriptive_refrigeration control | 2.115% | 0 | 0 | 0 | 0 | 0 | 0 | 0 | 0 | 0 | 0 | 0 | 0 | 0 | 0 | 0 | 0 | 0 | 0 | 0 | 0 | 0 | 0 | 0 | 0 | 0 | 0 | 0 | 0 | 0 | 0 | 0 | 0 | 0 | 0 | 0 | 0 | 0 | 0 | 0 | 0
Lodging/Hospitality_New_PSC to ECM Evaporator Fan Motor (Walk-In, Refrigerator)_TRC | Ach | Lodging/Hospitality | Refrigeration | Large cold storage | TRC | New | NN4851 | PSC to ECM Evaporator Fan Motor (Walk-In, Refrigerator) | PSC to ECM Evaporator Fan Motor (Walk-In, Refrigerator) | NonEquip | 15 | Walk-in cooler | 0% | Prescriptive_ECM | 37.5% | 0 | 0 | 0 | 0 | 0 | 0 | 0 | 0 | 0 | 0 | 0 | 0 | 0 | 0 | 0 | 0 | 0 | 0 | 0 | 0 | 0 | 0 | 0 | 0 | 0 | 0 | 0 | 0 | 0 | 0 | 0 | 0 | 0 | 0 | 0 | 0 | 0 | 0 | 0 | 0
Lodging/Hospitality_New_PSC to ECM Evaporator Fan Motor (Reach-In)_TRC | Ach | Lodging/Hospitality | Refrigeration | Large cold storage | TRC | New | NN4825 | PSC to ECM Evaporator Fan Motor (Reach-In) | PSC to ECM Evaporator Fan Motor (Reach-In) | NonEquip | 15 | Display cases | 0% | Prescriptive_ECM | 37.5% | 0 | 0 | 0 | 0 | 0 | 0 | 0 | 0 | 0 | 0 | 0 | 0 | 0 | 0 | 0 | 0 | 0 | 0 | 0 | 0 | 0 | 0 | 0 | 0 | 0 | 0 | 0 | 0 | 0 | 0 | 0 | 0 | 0 | 0 | 0 | 0 | 0 | 0 | 0 | 0
Lodging/Hospitality_Existing_Strip Curtains for Walk-ins_TRC | Ach | Lodging/Hospitality | Refrigeration | Large cold storage | TRC | Existing | NE4890 | Strip Curtains for Walk-ins | Strip Curtains for Walk-ins | NonEquip | 4 | Walk-in cooler | 0% | Prescriptive_refrigeration control_existing | 2.115% | 0 | 0 | 0 | 0 | 0 | 0 | 0 | 0 | 0 | 0 | 0 | 0 | 0 | 0 | 0 | 0 | 0 | 0 | 0 | 0 | 0 | 0 | 0 | 0 | 0 | 0 | 0 | 0 | 0 | 0 | 0 | 0 | 0 | 0 | 0 | 0 | 0 | 0 | 0 | 0
Lodging/Hospitality_Existing_PSC to ECM Evaporator Fan Motor (Walk-In, Refrigerator)_TRC | Ach | Lodging/Hospitality | Refrigeration | Large cold storage | TRC | Existing | NE4838 | PSC to ECM Evaporator Fan Motor (Walk-In, Refrigerator) | PSC to ECM Evaporator Fan Motor (Walk-In, Refrigerator) | NonEquip | 15 | Walk-in cooler | 0% | Prescriptive_ECM_existing | 37.5% | 0 | 0 | 0 | 0 | 0 | 0 | 0 | 0 | 0 | 0 | 0 | 0 | 0 | 0 | 0 | 0 | 0 | 0 | 0 | 0 | 0 | 0 | 0 | 0 | 0 | 0 | 0 | 0 | 0 | 0 | 0 | 0 | 0 | 0 | 0 | 0 | 0 | 0 | 0 | 0
Lodging/Hospitality_Existing_PSC to ECM Evaporator Fan Motor (Reach-In)_TRC | Ach | Lodging/Hospitality | Refrigeration | Large cold storage | TRC | Existing | NE4812 | PSC to ECM Evaporator Fan Motor (Reach-In) | PSC to ECM Evaporator Fan Motor (Reach-In) | NonEquip | 15 | Display cases | 0% | Prescriptive_ECM_existing | 37.5% | 0 | 0 | 0 | 0 | 0 | 0 | 0 | 0 | 0 | 0 | 0 | 0 | 0 | 0 | 0 | 0 | 0 | 0 | 0 | 0 | 0 | 0 | 0 | 0 | 0 | 0 | 0 | 0 | 0 | 0 | 0 | 0 | 0 | 0 | 0 | 0 | 0 | 0 | 0 | 0
Lodging/Hospitality_Existing_Freezer-Cooler Replacement Gaskets_TRC | Ach | Lodging/Hospitality | Refrigeration | Large cold storage | TRC | Existing | NE4708 | Freezer-Cooler Replacement Gaskets | Freezer-Cooler Replacement Gaskets | NonEquip | 4 | Display cases | 0% | Prescriptive_refrigeration control_existing | 3.131% | 0 | 0 | 0 | 0 | 0 | 0 | 0 | 0 | 0 | 0 | 0 | 0 | 0 | 0 | 0 | 0 | 0 | 0 | 0 | 0 | 0 | 0 | 0 | 0 | 0 | 0 | 0 | 0 | 0 | 0 | 0 | 0 | 0 | 0 | 0 | 0 | 0 | 0 | 0 | 0
Lodging/Hospitality_New_VSD Controlled Compressor_TRC | Ach | Lodging/Hospitality | Miscellaneous | Laboratory equipment | TRC | New | NN4539 | VSD Controlled Compressor | VSD Controlled Compressor | NonEquip | 15 | Others | 0% | Prescriptive_ECM | 20.79% | 0 | 0 | 0 | 0 | 0 | 0 | 0 | 0 | 0 | 0 | 0 | 0 | 0 | 0 | 0 | 0 | 0 | 0 | 0 | 0 | 0 | 0 | 0 | 0 | 0 | 0 | 0 | 0 | 0 | 0 | 0 | 0 | 0 | 0 | 0 | 0 | 0 | 0 | 0 | 0
Lodging/Hospitality_New_Engine Block Timer_TRC | Ach | Lodging/Hospitality | Miscellaneous | Laboratory equipment | TRC | New | NN4487 | Engine Block Timer | Engine Block Timer | NonEquip | 5 | Others | 0% | Prescriptive_ECM | 36% | 0 | 0 | 0 | 0 | 0 | 0 | 0 | 0 | 0 | 0 | 0 | 0 | 0 | 0 | 0 | 0 | 0 | 0 | 0 | 0 | 0 | 0 | 0 | 0 | 0 | 0 | 0 | 0 | 0 | 0 | 0 | 0 | 0 | 0 | 0 | 0 | 0 | 0 | 0 | 0
Lodging/Hospitality_Existing_VSD Controlled Compressor_TRC | Ach | Lodging/Hospitality | Miscellaneous | Laboratory equipment | TRC | Existing | NE4526 | VSD Controlled Compressor | VSD Controlled Compressor | NonEquip | 15 | Others | 0% | Prescriptive_ECM_existing | 20.79% | 0 | 0 | 0 | 0 | 0 | 0 | 0 | 0 | 0 | 0 | 0 | 0 | 0 | 0 | 0 | 0 | 0 | 0 | 0 | 0 | 0 | 0 | 0 | 0 | 0 | 0 | 0 | 0 | 0 | 0 | 0 | 0 | 0 | 0 | 0 | 0 | 0 | 0 | 0 | 0
Lodging/Hospitality_Existing_Engine Block Timer_TRC | Ach | Lodging/Hospitality | Miscellaneous | Laboratory equipment | TRC | Existing | NE4474 | Engine Block Timer | Engine Block Timer | NonEquip | 5 | Others | 0% | Prescriptive_ECM_existing | 36% | 0 | 0 | 0 | 0 | 0 | 0 | 0 | 0 | 0 | 0 | 0 | 0 | 0 | 0 | 0 | 0 | 0 | 0 | 0 | 0 | 0 | 0 | 0 | 0 | 0 | 0 | 0 | 0 | 0 | 0 | 0 | 0 | 0 | 0 | 0 | 0 | 0 | 0 | 0 | 0
Lodging/Hospitality_New_Demand Controlled Ventilation_TRC | Ach | Lodging/Hospitality | Ventilation and Circulation | Individual room ventilation | TRC | New | NN4955 | Demand Controlled Ventilation | Demand Controlled Ventilation | NonEquip | 10 |  | 23.39% | Prescriptive_all | 40.89% | 31.3435 | 38.6967 | 50.1988 | 59.8865 | 62.8609 | 65.7068 | 57.4692 | 39.9102 | 21.8411 | 9.7716 | 31.3435 | 70.0402 | 120.239 | 180.1255 | 242.9864 | 308.6931 | 366.1624 | 406.0726 | 427.9137 | 437.6853 | 0.0032633 | 0.0072922 | 0.012519 | 0.018754 | 0.025298 | 0.032139 | 0.038123 | 0.042278 | 0.044552 | 0.045569 | 0.018372 | 0.041055 | 0.07048 | 0.10558 | 0.14243 | 0.18095 | 0.21463 | 0.23803 | 0.25083 | 0.25656
Lodging/Hospitality_Existing_Demand Controlled Ventilation_TRC | Ach | Lodging/Hospitality | Ventilation and Circulation | Individual room ventilation | TRC | Existing | NE4942 | Demand Controlled Ventilation | Demand Controlled Ventilation | NonEquip | 10 |  | 23.39% | Prescriptive_all_existing | 40.89% | 122.0914 | 125.4739 | 127.4584 | 129.4053 | 131.0234 | 132.5234 | 134.007 | 135.3107 | 136.5595 | 137.6173 | 122.0914 | 247.5653 | 375.0237 | 504.4289 | 635.4523 | 767.9757 | 901.9827 | 1037.2934 | 1173.8529 | 1311.4701 | 0.012712 | 0.025775 | 0.039045 | 0.052518 | 0.06616 | 0.079958 | 0.09391 | 0.108 | 0.12222 | 0.13654 | 0.071566 | 0.14511 | 0.21983 | 0.29568 | 0.37248 | 0.45016 | 0.52871 | 0.60803 | 0.68807 | 0.76874
Lodging/Hospitality_New_Smart Thermostat_TRC | Ach | Lodging/Hospitality | Space Heating | Individual room heating | TRC | New | NN4175 | Smart Thermostat | Smart Thermostat | NonEquip | 11 |  | 45.33% | Prescriptive_all | 10% | 54.9558 | 67.8842 | 88.1082 | 105.1671 | 110.4486 | 115.5096 | 101.0815 | 70.2342 | 38.4563 | 17.2141 | 54.9558 | 122.84 | 210.9482 | 316.1153 | 426.5639 | 542.0735 | 643.155 | 713.3892 | 751.8455 | 769.0596 | 0 | 0 | 0 | 0 | 0 | 0 | 0 | 0 | 0 | 0 | 0.16419 | 0.36702 | 0.63026 | 0.94448 | 1.2745 | 1.6196 | 1.9216 | 2.1314 | 2.2463 | 2.2978
Lodging/Hospitality_New_Programmable Thermostat_TRC | Ach | Lodging/Hospitality | Space Heating | Individual room heating | TRC | New | NN4071 | Programmable Thermostat | Programmable Thermostat | NonEquip | 11 |  | 0% | Prescriptive_all | 3.6% | 0 | 0 | 0 | 0 | 0 | 0 | 0 | 0 | 0 | 0 | 0 | 0 | 0 | 0 | 0 | 0 | 0 | 0 | 0 | 0 | 0 | 0 | 0 | 0 | 0 | 0 | 0 | 0 | 0 | 0 | 0 | 0 | 0 | 0 | 0 | 0 | 0 | 0 | 0 | 0
Lodging/Hospitality_New_Facility Energy Management System_TRC | Ach | Lodging/Hospitality | Space Heating | Individual room heating | TRC | New | NN3655 | Facility Energy Management System | Facility Energy Management System | NonEquip | 15 |  | 4.276% | Custom_improvement | 20% | 5.9337 | 6.9455 | 8.5676 | 9.8193 | 10.1047 | 10.7591 | 10.1789 | 8.2541 | 5.6586 | 3.2979 | 5.9337 | 12.8792 | 21.4468 | 31.2662 | 41.3709 | 52.13 | 62.3089 | 70.5629 | 76.2215 | 79.5194 | 0 | 0 | 0 | 0 | 0 | 0 | 0 | 0 | 0 | 0 | 0.00071197 | 0.0015453 | 0.0025733 | 0.0037515 | 0.004964 | 0.0062549 | 0.0074763 | 0.0084666 | 0.0091456 | 0.0095413
Lodging/Hospitality_New_Dedicated Outdoor Air System on VRF unit_TRC | Ach | Lodging/Hospitality | Space Heating | Individual room heating | TRC | New | NN3395 | Dedicated Outdoor Air System on VRF unit | Dedicated Outdoor Air System on VRF unit | NonEquip | 15 | Residential/split system heat pump | 0% | Prescriptive_all | 10% | 0 | 0 | 0 | 0 | 0 | 0 | 0 | 0 | 0 | 0 | 0 | 0 | 0 | 0 | 0 | 0 | 0 | 0 | 0 | 0 | 0 | 0 | 0 | 0 | 0 | 0 | 0 | 0 | 0 | 0 | 0 | 0 | 0 | 0 | 0 | 0 | 0 | 0 | 0 | 0
Lodging/Hospitality_New_Ceiling Insulation(R2 to R38)_TRC | Ach | Lodging/Hospitality | Space Heating | Individual room heating | TRC | New | NN3187 | Ceiling Insulation(R2 to R38) | Ceiling Insulation(R2 to R38) | NonEquip | 20 |  | 0% | Prescriptive_all | 1.905% | 0 | 0 | 0 | 0 | 0 | 0 | 0 | 0 | 0 | 0 | 0 | 0 | 0 | 0 | 0 | 0 | 0 | 0 | 0 | 0 | 0 | 0 | 0 | 0 | 0 | 0 | 0 | 0 | 0 | 0 | 0 | 0 | 0 | 0 | 0 | 0 | 0 | 0 | 0 | 0
Lodging/Hospitality_Existing_Wall Insulation_TRC | Ach | Lodging/Hospitality | Space Heating | Individual room heating | TRC | Existing | NE4240 | Wall Insulation | Wall Insulation | NonEquip | 20 |  | 0% | Prescriptive_all_existing | 2.181% | 0 | 0 | 0 | 0 | 0 | 0 | 0 | 0 | 0 | 0 | 0 | 0 | 0 | 0 | 0 | 0 | 0 | 0 | 0 | 0 | 0 | 0 | 0 | 0 | 0 | 0 | 0 | 0 | 0 | 0 | 0 | 0 | 0 | 0 | 0 | 0 | 0 | 0 | 0 | 0
Lodging/Hospitality_Existing_Smart Thermostat_TRC | Ach | Lodging/Hospitality | Space Heating | Individual room heating | TRC | Existing | NE4162 | Smart Thermostat | Smart Thermostat | NonEquip | 11 |  | 45.33% | Prescriptive_all_existing | 10% | 212.242 | 219.9985 | 223.478 | 226.8916 | 229.7286 | 232.3586 | 234.9599 | 237.2457 | 239.4354 | 241.2899 | 212.242 | 432.2406 | 655.7185 | 882.6101 | 1112.3387 | 1344.6974 | 1579.6573 | 1816.9031 | 2056.3384 | 2297.6284 | 0 | 0 | 0 | 0 | 0 | 0 | 0 | 0 | 0 | 0 | 0.63413 | 1.2914 | 1.9591 | 2.637 | 3.3234 | 4.0176 | 4.7196 | 5.4285 | 6.1438 | 6.8648
Lodging/Hospitality_Existing_Programmable Thermostat_TRC | Ach | Lodging/Hospitality | Space Heating | Individual room heating | TRC | Existing | NE4058 | Programmable Thermostat | Programmable Thermostat | NonEquip | 11 |  | 0% | Prescriptive_all_existing | 3.6% | 0 | 0 | 0 | 0 | 0 | 0 | 0 | 0 | 0 | 0 | 0 | 0 | 0 | 0 | 0 | 0 | 0 | 0 | 0 | 0 | 0 | 0 | 0 | 0 | 0 | 0 | 0 | 0 | 0 | 0 | 0 | 0 | 0 | 0 | 0 | 0 | 0 | 0 | 0 | 0
Lodging/Hospitality_Existing_Facility Energy Management System_TRC | Ach | Lodging/Hospitality | Space Heating | Individual room heating | TRC | Existing | NE3642 | Facility Energy Management System | Facility Energy Management System | NonEquip | 15 |  | 0.7167% | Custom_improvement_existing | 20% | 3.8666 | 5.851 | 8.4058 | 11.5298 | 14.7332 | 17.1001 | 17.4611 | 15.2018 | 11.1029 | 6.8618 | 3.8666 | 9.7176 | 18.1234 | 29.6532 | 44.3864 | 61.4865 | 78.9476 | 94.1494 | 105.2523 | 112.1141 | 0 | 0 | 0 | 0 | 0 | 0 | 0 | 0 | 0 | 0 | 0.00046394 | 0.001166 | 0.0021746 | 0.003558 | 0.0053258 | 0.0073776 | 0.0094727 | 0.011297 | 0.012629 | 0.013452
Lodging/Hospitality_Existing_Dedicated Outdoor Air System on VRF unit_TRC | Ach | Lodging/Hospitality | Space Heating | Individual room heating | TRC | Existing | NE3382 | Dedicated Outdoor Air System on VRF unit | Dedicated Outdoor Air System on VRF unit | NonEquip | 15 | Residential/split system heat pump | 0% | Prescriptive_all_existing | 10% | 0 | 0 | 0 | 0 | 0 | 0 | 0 | 0 | 0 | 0 | 0 | 0 | 0 | 0 | 0 | 0 | 0 | 0 | 0 | 0 | 0 | 0 | 0 | 0 | 0 | 0 | 0 | 0 | 0 | 0 | 0 | 0 | 0 | 0 | 0 | 0 | 0 | 0 | 0 | 0
Lodging/Hospitality_Existing_Ceiling Insulation(R2 to R38)_TRC | Ach | Lodging/Hospitality | Space Heating | Individual room heating | TRC | Existing | NE3174 | Ceiling Insulation(R2 to R38) | Ceiling Insulation(R2 to R38) | NonEquip | 20 |  | 0% | Prescriptive_all_existing | 2.102% | 0 | 0 | 0 | 0 | 0 | 0 | 0 | 0 | 0 | 0 | 0 | 0 | 0 | 0 | 0 | 0 | 0 | 0 | 0 | 0 | 0 | 0 | 0 | 0 | 0 | 0 | 0 | 0 | 0 | 0 | 0 | 0 | 0 | 0 | 0 | 0 | 0 | 0 | 0 | 0
Lodging/Hospitality_New_Smart Thermostat_TRC | Ach | Lodging/Hospitality | Space Cooling | Individual room air conditioners | TRC | New | NN4149 | Smart Thermostat | Smart Thermostat | NonEquip | 11 |  | 45.33% | Prescriptive_all | 10% | 4736.2428 | 5843.3323 | 7574.9442 | 9030.5579 | 9472.5334 | 9894.5415 | 8648.0973 | 6001.6249 | 3282.1597 | 1467.4008 | 4736.2428 | 10579.5751 | 18154.5193 | 27185.0772 | 36657.6106 | 46552.1521 | 55200.2494 | 61201.8743 | 64484.034 | 65951.4348 | -0.15171 | -0.33888 | -0.58152 | -0.87079 | -1.1742 | -1.4911 | -1.7682 | -1.9604 | -2.0655 | -2.1125 | 0 | 0 | 0 | 0 | 0 | 0 | 0 | 0 | 0 | 0
Lodging/Hospitality_New_Programmable Thermostat_TRC | Ach | Lodging/Hospitality | Space Cooling | Individual room air conditioners | TRC | New | NN4045 | Programmable Thermostat | Programmable Thermostat | NonEquip | 11 |  | 0% | Prescriptive_all | 3.6% | 0 | 0 | 0 | 0 | 0 | 0 | 0 | 0 | 0 | 0 | 0 | 0 | 0 | 0 | 0 | 0 | 0 | 0 | 0 | 0 | 0 | 0 | 0 | 0 | 0 | 0 | 0 | 0 | 0 | 0 | 0 | 0 | 0 | 0 | 0 | 0 | 0 | 0 | 0 | 0
Lodging/Hospitality_New_HVAC tune-up_RTU_TRC | Ach | Lodging/Hospitality | Space Cooling | Individual room air conditioners | TRC | New | NN3915 | HVAC tune-up_RTU | HVAC tune-up_RTU | NonEquip | 5 | Packaged air conditioning units (RTUs) | 0% | Prescriptive_package HP | 5% | 0 | 0 | 0 | 0 | 0 | 0 | 0 | 0 | 0 | 0 | 0 | 0 | 0 | 0 | 0 | 0 | 0 | 0 | 0 | 0 | 0 | 0 | 0 | 0 | 0 | 0 | 0 | 0 | 0 | 0 | 0 | 0 | 0 | 0 | 0 | 0 | 0 | 0 | 0 | 0
Lodging/Hospitality_New_Facility Energy Management System_TRC | Ach | Lodging/Hospitality | Space Cooling | Individual room air conditioners | TRC | New | NN3681 | Facility Energy Management System | Facility Energy Management System | NonEquip | 15 |  | 4.276% | Custom_improvement | 20% | 511.3839 | 597.8557 | 736.583 | 843.1737 | 866.6236 | 921.6224 | 870.8634 | 705.323 | 482.947 | 281.1251 | 511.3839 | 1109.2396 | 1845.8226 | 2688.9963 | 3555.6199 | 4477.2423 | 5348.1056 | 6053.4286 | 6536.3756 | 6817.5007 | 0.13345 | 0.28947 | 0.48169 | 0.70172 | 0.92788 | 1.1684 | 1.3956 | 1.5797 | 1.7057 | 1.7791 | 0 | 0 | 0 | 0 | 0 | 0 | 0 | 0 | 0 | 0
Lodging/Hospitality_New_Dedicated Outdoor Air System on VRF unit_TRC | Ach | Lodging/Hospitality | Space Cooling | Individual room air conditioners | TRC | New | NN3421 | Dedicated Outdoor Air System on VRF unit | Dedicated Outdoor Air System on VRF unit | NonEquip | 15 | Residential-type central air conditioners | 0% | Prescriptive_all | 17.5% | 0 | 0 | 0 | 0 | 0 | 0 | 0 | 0 | 0 | 0 | 0 | 0 | 0 | 0 | 0 | 0 | 0 | 0 | 0 | 0 | 0 | 0 | 0 | 0 | 0 | 0 | 0 | 0 | 0 | 0 | 0 | 0 | 0 | 0 | 0 | 0 | 0 | 0 | 0 | 0
Lodging/Hospitality_New_Chilled Water System - Variable Speed Drives_TRC | Ach | Lodging/Hospitality | Space Cooling | Individual room air conditioners | TRC | New | NN3317 | Chilled Water System - Variable Speed Drives | Chilled Water System - Variable Speed Drives | NonEquip | 13 | Central chillers inside | 0% | Prescriptive_all | 24.74% | 0 | 0 | 0 | 0 | 0 | 0 | 0 | 0 | 0 | 0 | 0 | 0 | 0 | 0 | 0 | 0 | 0 | 0 | 0 | 0 | 0 | 0 | 0 | 0 | 0 | 0 | 0 | 0 | 0 | 0 | 0 | 0 | 0 | 0 | 0 | 0 | 0 | 0 | 0 | 0
Lodging/Hospitality_New_Ceiling Insulation(R2 to R38)_TRC | Ach | Lodging/Hospitality | Space Cooling | Individual room air conditioners | TRC | New | NN3213 | Ceiling Insulation(R2 to R38) | Ceiling Insulation(R2 to R38) | NonEquip | 20 |  | 0% | Prescriptive_all | 5.436% | 0 | 0 | 0 | 0 | 0 | 0 | 0 | 0 | 0 | 0 | 0 | 0 | 0 | 0 | 0 | 0 | 0 | 0 | 0 | 0 | 0 | 0 | 0 | 0 | 0 | 0 | 0 | 0 | 0 | 0 | 0 | 0 | 0 | 0 | 0 | 0 | 0 | 0 | 0 | 0
Lodging/Hospitality_Existing_Wall Insulation_TRC | Ach | Lodging/Hospitality | Space Cooling | Individual room air conditioners | TRC | Existing | NE4214 | Wall Insulation | Wall Insulation | NonEquip | 20 |  | 0% | Prescriptive_all_existing | 38.64% | 0 | 0 | 0 | 0 | 0 | 0 | 0 | 0 | 0 | 0 | 0 | 0 | 0 | 0 | 0 | 0 | 0 | 0 | 0 | 0 | 0 | 0 | 0 | 0 | 0 | 0 | 0 | 0 | 0 | 0 | 0 | 0 | 0 | 0 | 0 | 0 | 0 | 0 | 0 | 0
Lodging/Hospitality_Existing_Smart Thermostat_TRC | Ach | Lodging/Hospitality | Space Cooling | Individual room air conditioners | TRC | Existing | NE4136 | Smart Thermostat | Smart Thermostat | NonEquip | 11 |  | 45.33% | Prescriptive_all_existing | 10% | 18119.5023 | 18960.0764 | 19259.9443 | 19554.1379 | 19798.6422 | 20025.3057 | 20249.4928 | 20446.4889 | 20635.1958 | 20795.0293 | 18119.5023 | 37079.5787 | 56339.523 | 75893.6609 | 95692.3031 | 115717.6088 | 135967.1016 | 156413.5906 | 177048.7864 | 197843.8156 | -0.5804 | -1.1877 | -1.8047 | -2.431 | -3.0652 | -3.7066 | -4.3553 | -5.0102 | -5.6712 | -6.3373 | 0 | 0 | 0 | 0 | 0 | 0 | 0 | 0 | 0 | 0
Lodging/Hospitality_Existing_Programmable Thermostat_TRC | Ach | Lodging/Hospitality | Space Cooling | Individual room air conditioners | TRC | Existing | NE4032 | Programmable Thermostat | Programmable Thermostat | NonEquip | 11 |  | 0% | Prescriptive_all_existing | 3.6% | 0 | 0 | 0 | 0 | 0 | 0 | 0 | 0 | 0 | 0 | 0 | 0 | 0 | 0 | 0 | 0 | 0 | 0 | 0 | 0 | 0 | 0 | 0 | 0 | 0 | 0 | 0 | 0 | 0 | 0 | 0 | 0 | 0 | 0 | 0 | 0 | 0 | 0 | 0 | 0
Lodging/Hospitality_Existing_HVAC tune-up_RTU_TRC | Ach | Lodging/Hospitality | Space Cooling | Individual room air conditioners | TRC | Existing | NE3902 | HVAC tune-up_RTU | HVAC tune-up_RTU | NonEquip | 5 | Packaged air conditioning units (RTUs) | 0% | Prescriptive_package HP_existing | 5% | 0 | 0 | 0 | 0 | 0 | 0 | 0 | 0 | 0 | 0 | 0 | 0 | 0 | 0 | 0 | 0 | 0 | 0 | 0 | 0 | 0 | 0 | 0 | 0 | 0 | 0 | 0 | 0 | 0 | 0 | 0 | 0 | 0 | 0 | 0 | 0 | 0 | 0 | 0 | 0
Lodging/Hospitality_Existing_Facility Energy Management System_TRC | Ach | Lodging/Hospitality | Space Cooling | Individual room air conditioners | TRC | Existing | NE3668 | Facility Energy Management System | Facility Energy Management System | NonEquip | 15 |  | 0.7167% | Custom_improvement_existing | 20% | 330.0993 | 504.2522 | 724.4358 | 993.6699 | 1269.748 | 1473.7318 | 1504.8482 | 1310.1311 | 956.8769 | 591.3724 | 330.0993 | 834.3515 | 1558.7873 | 2552.4572 | 3822.2052 | 5295.937 | 6800.7852 | 8110.9163 | 9067.7932 | 9659.1656 | 0.086143 | 0.21773 | 0.40678 | 0.66609 | 0.99744 | 1.382 | 1.7747 | 2.1166 | 2.3663 | 2.5207 | 0 | 0 | 0 | 0 | 0 | 0 | 0 | 0 | 0 | 0
Lodging/Hospitality_Existing_Dedicated Outdoor Air System on VRF unit_TRC | Ach | Lodging/Hospitality | Space Cooling | Individual room air conditioners | TRC | Existing | NE3408 | Dedicated Outdoor Air System on VRF unit | Dedicated Outdoor Air System on VRF unit | NonEquip | 15 | Residential-type central air conditioners | 0% | Prescriptive_all_existing | 17.5% | 0 | 0 | 0 | 0 | 0 | 0 | 0 | 0 | 0 | 0 | 0 | 0 | 0 | 0 | 0 | 0 | 0 | 0 | 0 | 0 | 0 | 0 | 0 | 0 | 0 | 0 | 0 | 0 | 0 | 0 | 0 | 0 | 0 | 0 | 0 | 0 | 0 | 0 | 0 | 0
Lodging/Hospitality_Existing_Chilled Water System - Variable Speed Drives_TRC | Ach | Lodging/Hospitality | Space Cooling | Individual room air conditioners | TRC | Existing | NE3304 | Chilled Water System - Variable Speed Drives | Chilled Water System - Variable Speed Drives | NonEquip | 13 | Central chillers inside | 0% | Prescriptive_all_existing | 24.74% | 0 | 0 | 0 | 0 | 0 | 0 | 0 | 0 | 0 | 0 | 0 | 0 | 0 | 0 | 0 | 0 | 0 | 0 | 0 | 0 | 0 | 0 | 0 | 0 | 0 | 0 | 0 | 0 | 0 | 0 | 0 | 0 | 0 | 0 | 0 | 0 | 0 | 0 | 0 | 0
Lodging/Hospitality_Existing_Ceiling Insulation(R2 to R38)_TRC | Ach | Lodging/Hospitality | Space Cooling | Individual room air conditioners | TRC | Existing | NE3200 | Ceiling Insulation(R2 to R38) | Ceiling Insulation(R2 to R38) | NonEquip | 20 |  | 0% | Prescriptive_all_existing | 5.436% | 0 | 0 | 0 | 0 | 0 | 0 | 0 | 0 | 0 | 0 | 0 | 0 | 0 | 0 | 0 | 0 | 0 | 0 | 0 | 0 | 0 | 0 | 0 | 0 | 0 | 0 | 0 | 0 | 0 | 0 | 0 | 0 | 0 | 0 | 0 | 0 | 0 | 0 | 0 | 0
Lodging/Hospitality_New_Interior Lighting Controls_TRC | Ach | Lodging/Hospitality | Interior Lighting | High bay | TRC | New | NN4435 | Interior Lighting Controls | Interior Lighting Controls | NonEquip | 8 | Overhead (fluorescent/LED/CFL U-shape) | 0% | Prescriptive_lighting control | 28% | 0 | 0 | 0 | 0 | 0 | 0 | 0 | 0 | 0 | 0 | 0 | 0 | 0 | 0 | 0 | 0 | 0 | 0 | 0 | 0 | 0 | 0 | 0 | 0 | 0 | 0 | 0 | 0 | 0 | 0 | 0 | 0 | 0 | 0 | 0 | 0 | 0 | 0 | 0 | 0
Lodging/Hospitality_New_Facility Energy Management System_TRC | Ach | Lodging/Hospitality | Interior Lighting | High bay | TRC | New | NN3707 | Facility Energy Management System | Facility Energy Management System | NonEquip | 15 |  | 4.276% | Custom_improvement | 24% | 364.6381 | 427.7464 | 529.6023 | 610.0149 | 630.836 | 673.0325 | 634.1923 | 509.1325 | 344.9708 | 199.2429 | 364.6381 | 792.3845 | 1321.9868 | 1932.0017 | 2562.8377 | 3235.8701 | 3870.0624 | 4379.1949 | 4724.1657 | 4923.4087 | 0.095156 | 0.20678 | 0.34499 | 0.50418 | 0.6688 | 0.84443 | 1.0099 | 1.1428 | 1.2328 | 1.2848 | 0.043752 | 0.095076 | 0.15862 | 0.23181 | 0.30751 | 0.38826 | 0.46436 | 0.52545 | 0.56684 | 0.59074
Lodging/Hospitality_Existing_Interior Lighting Controls_TRC | Ach | Lodging/Hospitality | Interior Lighting | High bay | TRC | Existing | NE4422 | Interior Lighting Controls | Interior Lighting Controls | NonEquip | 8 | Overhead (fluorescent/LED/CFL U-shape) | 0% | Prescriptive_lighting control_existing | 28% | 0 | 0 | 0 | 0 | 0 | 0 | 0 | 0 | 0 | 0 | 0 | 0 | 0 | 0 | 0 | 0 | 0 | 0 | 0 | 0 | 0 | 0 | 0 | 0 | 0 | 0 | 0 | 0 | 0 | 0 | 0 | 0 | 0 | 0 | 0 | 0 | 0 | 0 | 0 | 0
Lodging/Hospitality_Existing_Facility Energy Management System_TRC | Ach | Lodging/Hospitality | Interior Lighting | High bay | TRC | Existing | NE3694 | Facility Energy Management System | Facility Energy Management System | NonEquip | 15 |  | 0.7167% | Custom_improvement_existing | 24% | 236.4516 | 244.6608 | 248.5303 | 252.3266 | 255.4817 | 258.4065 | 261.2995 | 263.8415 | 266.2766 | 268.3391 | 236.4516 | 481.1125 | 729.6428 | 981.9694 | 1237.451 | 1495.8576 | 1757.157 | 2020.9985 | 2287.2751 | 2555.6141 | 0.061704 | 0.12555 | 0.19041 | 0.25625 | 0.32293 | 0.39036 | 0.45855 | 0.5274 | 0.59689 | 0.66691 | 0.028371 | 0.057727 | 0.087548 | 0.11782 | 0.14848 | 0.17948 | 0.21084 | 0.24249 | 0.27444 | 0.30664
Lodging/Hospitality_Turnover_High Bay LED_TRC | Ach | Lodging/Hospitality | Interior Lighting | High bay | TRC | Turnover | ET1529 | High Bay LED | High Bay LED | Equip | 15 | High bay | 0% | Prescriptive_lighting | 64.78% | 0 | 0 | 0 | 0 | 0 | 0 | 0 | 0 | 0 | 0 | 0 | 0 | 0 | 0 | 0 | 0 | 0 | 0 | 0 | 0 | 0 | 0 | 0 | 0 | 0 | 0 | 0 | 0 | 0 | 0 | 0 | 0 | 0 | 0 | 0 | 0 | 0 | 0 | 0 | 0
Lodging/Hospitality_New_High Bay LED_TRC | Ach | Lodging/Hospitality | Interior Lighting | High bay | TRC | New | EN1555 | High Bay LED | High Bay LED | Equip | 15 | High bay | 0% | Prescriptive_lighting | 64.78% | 0 | 0 | 0 | 0 | 0 | 0 | 0 | 0 | 0 | 0 | 0 | 0 | 0 | 0 | 0 | 0 | 0 | 0 | 0 | 0 | 0 | 0 | 0 | 0 | 0 | 0 | 0 | 0 | 0 | 0 | 0 | 0 | 0 | 0 | 0 | 0 | 0 | 0 | 0 | 0
Lodging/Hospitality_New_Smart Thermostat_TRC | Ach | Lodging/Hospitality | Space Heating | Forced air furnace | TRC | New | NN4175 | Smart Thermostat | Smart Thermostat | NonEquip | 11 |  | 45.33% | Prescriptive_all | 10% | 10.0104 | 12.3653 | 16.0492 | 19.1565 | 20.1186 | 21.0405 | 18.4123 | 12.7934 | 7.005 | 3.1356 | 10.0104 | 22.3757 | 38.4249 | 57.5815 | 77.7001 | 98.7405 | 117.1529 | 129.9463 | 136.9512 | 140.0868 | 0 | 0 | 0 | 0 | 0 | 0 | 0 | 0 | 0 | 0 | 0.029909 | 0.066853 | 0.1148 | 0.17204 | 0.23215 | 0.29501 | 0.35002 | 0.38825 | 0.40918 | 0.41855
Lodging/Hospitality_New_Programmable Thermostat_TRC | Ach | Lodging/Hospitality | Space Heating | Forced air furnace | TRC | New | NN4071 | Programmable Thermostat | Programmable Thermostat | NonEquip | 11 |  | 0% | Prescriptive_all | 3.6% | 0 | 0 | 0 | 0 | 0 | 0 | 0 | 0 | 0 | 0 | 0 | 0 | 0 | 0 | 0 | 0 | 0 | 0 | 0 | 0 | 0 | 0 | 0 | 0 | 0 | 0 | 0 | 0 | 0 | 0 | 0 | 0 | 0 | 0 | 0 | 0 | 0 | 0 | 0 | 0
Lodging/Hospitality_New_Facility Energy Management System_TRC | Ach | Lodging/Hospitality | Space Heating | Forced air furnace | TRC | New | NN3655 | Facility Energy Management System | Facility Energy Management System | NonEquip | 15 |  | 4.276% | Custom_improvement | 20% | 1.0808 | 1.2651 | 1.5606 | 1.7886 | 1.8406 | 1.9598 | 1.8541 | 1.5035 | 1.0307 | 0.60072 | 1.0808 | 2.346 | 3.9066 | 5.6952 | 7.5358 | 9.4957 | 11.3498 | 12.8533 | 13.884 | 14.4847 | 0 | 0 | 0 | 0 | 0 | 0 | 0 | 0 | 0 | 0 | 0.00012969 | 0.00028149 | 0.00046874 | 0.00068335 | 0.0009042 | 0.0011394 | 0.0013618 | 0.0015422 | 0.0016659 | 0.001738
Lodging/Hospitality_New_Dedicated Outdoor Air System on VRF unit_TRC | Ach | Lodging/Hospitality | Space Heating | Forced air furnace | TRC | New | NN3395 | Dedicated Outdoor Air System on VRF unit | Dedicated Outdoor Air System on VRF unit | NonEquip | 15 | Residential/split system heat pump | 0% | Prescriptive_all | 10% | 0 | 0 | 0 | 0 | 0 | 0 | 0 | 0 | 0 | 0 | 0 | 0 | 0 | 0 | 0 | 0 | 0 | 0 | 0 | 0 | 0 | 0 | 0 | 0 | 0 | 0 | 0 | 0 | 0 | 0 | 0 | 0 | 0 | 0 | 0 | 0 | 0 | 0 | 0 | 0
Lodging/Hospitality_New_Ceiling Insulation(R2 to R38)_TRC | Ach | Lodging/Hospitality | Space Heating | Forced air furnace | TRC | New | NN3187 | Ceiling Insulation(R2 to R38) | Ceiling Insulation(R2 to R38) | NonEquip | 20 |  | 0% | Prescriptive_all | 1.905% | 0 | 0 | 0 | 0 | 0 | 0 | 0 | 0 | 0 | 0 | 0 | 0 | 0 | 0 | 0 | 0 | 0 | 0 | 0 | 0 | 0 | 0 | 0 | 0 | 0 | 0 | 0 | 0 | 0 | 0 | 0 | 0 | 0 | 0 | 0 | 0 | 0 | 0 | 0 | 0
Lodging/Hospitality_Existing_Wall Insulation_TRC | Ach | Lodging/Hospitality | Space Heating | Forced air furnace | TRC | Existing | NE4240 | Wall Insulation | Wall Insulation | NonEquip | 20 |  | 0% | Prescriptive_all_existing | 2.181% | 0 | 0 | 0 | 0 | 0 | 0 | 0 | 0 | 0 | 0 | 0 | 0 | 0 | 0 | 0 | 0 | 0 | 0 | 0 | 0 | 0 | 0 | 0 | 0 | 0 | 0 | 0 | 0 | 0 | 0 | 0 | 0 | 0 | 0 | 0 | 0 | 0 | 0 | 0 | 0
Lodging/Hospitality_Existing_Smart Thermostat_TRC | Ach | Lodging/Hospitality | Space Heating | Forced air furnace | TRC | Existing | NE4162 | Smart Thermostat | Smart Thermostat | NonEquip | 11 |  | 45.33% | Prescriptive_all_existing | 10% | 38.6606 | 40.0735 | 40.7073 | 41.3291 | 41.8458 | 42.3249 | 42.7988 | 43.2151 | 43.614 | 43.9518 | 38.6606 | 78.7341 | 119.4414 | 160.7704 | 202.6163 | 244.9412 | 287.7399 | 330.9551 | 374.569 | 418.5208 | 0 | 0 | 0 | 0 | 0 | 0 | 0 | 0 | 0 | 0 | 0.11551 | 0.23524 | 0.35686 | 0.48034 | 0.60537 | 0.73182 | 0.8597 | 0.98881 | 1.1191 | 1.2504
Lodging/Hospitality_Existing_Programmable Thermostat_TRC | Ach | Lodging/Hospitality | Space Heating | Forced air furnace | TRC | Existing | NE4058 | Programmable Thermostat | Programmable Thermostat | NonEquip | 11 |  | 0% | Prescriptive_all_existing | 3.6% | 0 | 0 | 0 | 0 | 0 | 0 | 0 | 0 | 0 | 0 | 0 | 0 | 0 | 0 | 0 | 0 | 0 | 0 | 0 | 0 | 0 | 0 | 0 | 0 | 0 | 0 | 0 | 0 | 0 | 0 | 0 | 0 | 0 | 0 | 0 | 0 | 0 | 0 | 0 | 0
Lodging/Hospitality_Existing_Facility Energy Management System_TRC | Ach | Lodging/Hospitality | Space Heating | Forced air furnace | TRC | Existing | NE3642 | Facility Energy Management System | Facility Energy Management System | NonEquip | 15 |  | 0.7167% | Custom_improvement_existing | 20% | 0.70432 | 1.0658 | 1.5311 | 2.1002 | 2.6837 | 3.1148 | 3.1806 | 2.7691 | 2.0224 | 1.2499 | 0.70432 | 1.7701 | 3.3012 | 5.4014 | 8.0851 | 11.2 | 14.3806 | 17.1496 | 19.1721 | 20.422 | 0 | 0 | 0 | 0 | 0 | 0 | 0 | 0 | 0 | 0 | 8.4509e-05 | 0.00021239 | 0.00039611 | 0.0006481 | 0.00097011 | 0.0013438 | 0.0017255 | 0.0020577 | 0.0023004 | 0.0024504
Lodging/Hospitality_Existing_Dedicated Outdoor Air System on VRF unit_TRC | Ach | Lodging/Hospitality | Space Heating | Forced air furnace | TRC | Existing | NE3382 | Dedicated Outdoor Air System on VRF unit | Dedicated Outdoor Air System on VRF unit | NonEquip | 15 | Residential/split system heat pump | 0% | Prescriptive_all_existing | 10% | 0 | 0 | 0 | 0 | 0 | 0 | 0 | 0 | 0 | 0 | 0 | 0 | 0 | 0 | 0 | 0 | 0 | 0 | 0 | 0 | 0 | 0 | 0 | 0 | 0 | 0 | 0 | 0 | 0 | 0 | 0 | 0 | 0 | 0 | 0 | 0 | 0 | 0 | 0 | 0
Lodging/Hospitality_Existing_Ceiling Insulation(R2 to R38)_TRC | Ach | Lodging/Hospitality | Space Heating | Forced air furnace | TRC | Existing | NE3174 | Ceiling Insulation(R2 to R38) | Ceiling Insulation(R2 to R38) | NonEquip | 20 |  | 0% | Prescriptive_all_existing | 2.102% | 0 | 0 | 0 | 0 | 0 | 0 | 0 | 0 | 0 | 0 | 0 | 0 | 0 | 0 | 0 | 0 | 0 | 0 | 0 | 0 | 0 | 0 | 0 | 0 | 0 | 0 | 0 | 0 | 0 | 0 | 0 | 0 | 0 | 0 | 0 | 0 | 0 | 0 | 0 | 0
Lodging/Hospitality_New_Outdoor Lighting Controls_TRC | Ach | Lodging/Hospitality | Exterior Lighting | Exterior parking/lot lighting | TRC | New | NN2979 | Outdoor Lighting Controls | Outdoor Lighting Controls | NonEquip | 8 | Exterior parking/lot lighting | 30.95% | Prescriptive_lighting control | 28% | 859.6954 | 1047.7495 | 1333.2439 | 1543.5283 | 1549.4428 | 1519.7601 | 1223.4621 | 773.3231 | 388.1943 | 163.4587 | 859.6954 | 1907.4449 | 3240.6888 | 4784.2171 | 6333.6599 | 7853.42 | 9076.8821 | 9850.2052 | 10238.3995 | 10401.8582 | 0 | 0 | 0 | 0 | 0 | 0 | 0 | 0 | 0 | 0 | 0 | 0 | 0 | 0 | 0 | 0 | 0 | 0 | 0 | 0
Lodging/Hospitality_New_Bi-Level Lighting Control (Exterior)_TRC | Ach | Lodging/Hospitality | Exterior Lighting | Exterior parking/lot lighting | TRC | New | NN2953 | Bi-Level Lighting Control (Exterior) | Bi-Level Lighting Control (Exterior) | NonEquip | 9 | Exterior parking/lot lighting | 13.75% | Prescriptive_lighting control | 31% | 453.512 | 549.5486 | 693.9306 | 796.2676 | 793.2318 | 776.2658 | 628.7333 | 402.2548 | 204.3073 | 86.6692 | 453.512 | 1003.0605 | 1696.9911 | 2493.2587 | 3286.4905 | 4062.7563 | 4691.4897 | 5093.7445 | 5298.0517 | 5384.7209 | 0 | 0 | 0 | 0 | 0 | 0 | 0 | 0 | 0 | 0 | 0 | 0 | 0 | 0 | 0 | 0 | 0 | 0 | 0 | 0
Lodging/Hospitality_Existing_Outdoor Lighting Controls_TRC | Ach | Lodging/Hospitality | Exterior Lighting | Exterior parking/lot lighting | TRC | Existing | NE2966 | Outdoor Lighting Controls | Outdoor Lighting Controls | NonEquip | 8 | Exterior parking/lot lighting | 30.95% | Prescriptive_lighting control_existing | 28% | 4235.7652 | 4301.9041 | 4369.9419 | 4436.6923 | 4492.1686 | 4543.5969 | 4594.4633 | 4639.1603 | 4681.9766 | 4718.2416 | 4235.7652 | 8537.6693 | 12907.6113 | 17344.3036 | 21836.4722 | 26380.0691 | 30974.5324 | 35613.6928 | 40295.6693 | 45013.9109 | 0 | 0 | 0 | 0 | 0 | 0 | 0 | 0 | 0 | 0 | 0 | 0 | 0 | 0 | 0 | 0 | 0 | 0 | 0 | 0
Lodging/Hospitality_Existing_Bi-Level Lighting Control (Exterior)_TRC | Ach | Lodging/Hospitality | Exterior Lighting | Exterior parking/lot lighting | TRC | Existing | NE2940 | Bi-Level Lighting Control (Exterior) | Bi-Level Lighting Control (Exterior) | NonEquip | 9 | Exterior parking/lot lighting | 13.75% | Prescriptive_lighting control_existing | 31% | 2256.1981 | 3473.2832 | 5125.275 | 7061.7121 | 8753.9994 | 9335.1983 | 8138.8769 | 5575.4937 | 3015.0706 | 1357.6782 | 2256.1981 | 5729.4813 | 10854.7563 | 17916.4684 | 26670.4677 | 36005.666 | 44144.543 | 49720.0367 | 52735.1072 | 54092.7854 | 0 | 0 | 0 | 0 | 0 | 0 | 0 | 0 | 0 | 0 | 0 | 0 | 0 | 0 | 0 | 0 | 0 | 0 | 0 | 0
Lodging/Hospitality_Turnover_High Efficiency HID Lighting_TRC | Ach | Lodging/Hospitality | Exterior Lighting | Exterior parking/lot lighting | TRC | Turnover | ET515 | High Efficiency HID Lighting | High Efficiency HID Lighting | Equip | 13 | Exterior parking/lot lighting | 6.728% | Prescriptive_lighting | 34.18% | 3083.4148 | 3261.1974 | 3121.4949 | 2379.5234 | 1416.676 | 682.6164 | 287.216 | 112.6718 | 42.9349 | 15.884 | 3083.4148 | 6344.6122 | 9466.107 | 11845.6304 | 13262.3064 | 13944.9229 | 14232.1388 | 14344.8106 | 14387.7455 | 14403.6295 | 0 | 0 | 0 | 0 | 0 | 0 | 0 | 0 | 0 | 0 | 0 | 0 | 0 | 0 | 0 | 0 | 0 | 0 | 0 | 0
Lodging/Hospitality_New_High Efficiency HID Lighting_TRC | Ach | Lodging/Hospitality | Exterior Lighting | Exterior parking/lot lighting | TRC | New | EN541 | High Efficiency HID Lighting | High Efficiency HID Lighting | Equip | 13 | Exterior parking/lot lighting | 94.94% | Prescriptive_lighting | 34.18% | 18341.4473 | 15983.4924 | 12483.7897 | 7487.1292 | 3404.5632 | 1484.682 | 605.4775 | 240.2107 | 92.5172 | 33.0466 | 18341.4473 | 34324.9396 | 46808.7293 | 54295.8585 | 57700.4217 | 59185.1037 | 59790.5813 | 60030.792 | 60123.3092 | 60156.3558 | 0 | 0 | 0 | 0 | 0 | 0 | 0 | 0 | 0 | 0 | 0 | 0 | 0 | 0 | 0 | 0 | 0 | 0 | 0 | 0
Lodging/Hospitality_New_Outdoor Lighting Controls_TRC | Ach | Lodging/Hospitality | Exterior Lighting | Exterior marquis | TRC | New | NN2979 | Outdoor Lighting Controls | Outdoor Lighting Controls | NonEquip | 8 | Exterior parking/lot lighting | 0% | Prescriptive_lighting control | 28% | 0 | 0 | 0 | 0 | 0 | 0 | 0 | 0 | 0 | 0 | 0 | 0 | 0 | 0 | 0 | 0 | 0 | 0 | 0 | 0 | 0 | 0 | 0 | 0 | 0 | 0 | 0 | 0 | 0 | 0 | 0 | 0 | 0 | 0 | 0 | 0 | 0 | 0 | 0 | 0
Lodging/Hospitality_New_Bi-Level Lighting Control (Exterior)_TRC | Ach | Lodging/Hospitality | Exterior Lighting | Exterior marquis | TRC | New | NN2953 | Bi-Level Lighting Control (Exterior) | Bi-Level Lighting Control (Exterior) | NonEquip | 9 | Exterior parking/lot lighting | 0% | Prescriptive_lighting control | 31% | 0 | 0 | 0 | 0 | 0 | 0 | 0 | 0 | 0 | 0 | 0 | 0 | 0 | 0 | 0 | 0 | 0 | 0 | 0 | 0 | 0 | 0 | 0 | 0 | 0 | 0 | 0 | 0 | 0 | 0 | 0 | 0 | 0 | 0 | 0 | 0 | 0 | 0 | 0 | 0
Lodging/Hospitality_Existing_Outdoor Lighting Controls_TRC | Ach | Lodging/Hospitality | Exterior Lighting | Exterior marquis | TRC | Existing | NE2966 | Outdoor Lighting Controls | Outdoor Lighting Controls | NonEquip | 8 | Exterior parking/lot lighting | 0% | Prescriptive_lighting control_existing | 28% | 0 | 0 | 0 | 0 | 0 | 0 | 0 | 0 | 0 | 0 | 0 | 0 | 0 | 0 | 0 | 0 | 0 | 0 | 0 | 0 | 0 | 0 | 0 | 0 | 0 | 0 | 0 | 0 | 0 | 0 | 0 | 0 | 0 | 0 | 0 | 0 | 0 | 0 | 0 | 0
Lodging/Hospitality_Existing_Bi-Level Lighting Control (Exterior)_TRC | Ach | Lodging/Hospitality | Exterior Lighting | Exterior marquis | TRC | Existing | NE2940 | Bi-Level Lighting Control (Exterior) | Bi-Level Lighting Control (Exterior) | NonEquip | 9 | Exterior parking/lot lighting | 0% | Prescriptive_lighting control_existing | 31% | 0 | 0 | 0 | 0 | 0 | 0 | 0 | 0 | 0 | 0 | 0 | 0 | 0 | 0 | 0 | 0 | 0 | 0 | 0 | 0 | 0 | 0 | 0 | 0 | 0 | 0 | 0 | 0 | 0 | 0 | 0 | 0 | 0 | 0 | 0 | 0 | 0 | 0 | 0 | 0
Lodging/Hospitality_Turnover_LED Exterior Lighting_TRC | Ach | Lodging/Hospitality | Exterior Lighting | Exterior marquis | TRC | Turnover | ET632 | LED Exterior Lighting | LED Exterior Lighting | Equip | 13 | Exterior marquis | 4.268% | Prescriptive_lighting | 60.51% | 0 | 0 | 0 | 0 | 0 | 0 | 0 | 0 | 0 | 0 | 0 | 0 | 0 | 0 | 0 | 0 | 0 | 0 | 0 | 0 | 0 | 0 | 0 | 0 | 0 | 0 | 0 | 0 | 0 | 0 | 0 | 0 | 0 | 0 | 0 | 0 | 0 | 0 | 0 | 0
Lodging/Hospitality_New_LED Exterior Lighting_TRC | Ach | Lodging/Hospitality | Exterior Lighting | Exterior marquis | TRC | New | EN658 | LED Exterior Lighting | LED Exterior Lighting | Equip | 13 | Exterior marquis | 4.624% | Prescriptive_lighting | 60.51% | 0 | 0 | 0 | 0 | 0 | 0 | 0 | 0 | 0 | 0 | 0 | 0 | 0 | 0 | 0 | 0 | 0 | 0 | 0 | 0 | 0 | 0 | 0 | 0 | 0 | 0 | 0 | 0 | 0 | 0 | 0 | 0 | 0 | 0 | 0 | 0 | 0 | 0 | 0 | 0
Lodging/Hospitality_New_VSD Controlled Compressor_TRC | Ach | Lodging/Hospitality | Miscellaneous | Elevators/Escalators | TRC | New | NN4539 | VSD Controlled Compressor | VSD Controlled Compressor | NonEquip | 15 | Others | 0% | Prescriptive_ECM | 20.79% | 0 | 0 | 0 | 0 | 0 | 0 | 0 | 0 | 0 | 0 | 0 | 0 | 0 | 0 | 0 | 0 | 0 | 0 | 0 | 0 | 0 | 0 | 0 | 0 | 0 | 0 | 0 | 0 | 0 | 0 | 0 | 0 | 0 | 0 | 0 | 0 | 0 | 0 | 0 | 0
Lodging/Hospitality_New_Engine Block Timer_TRC | Ach | Lodging/Hospitality | Miscellaneous | Elevators/Escalators | TRC | New | NN4487 | Engine Block Timer | Engine Block Timer | NonEquip | 5 | Others | 0% | Prescriptive_ECM | 36% | 0 | 0 | 0 | 0 | 0 | 0 | 0 | 0 | 0 | 0 | 0 | 0 | 0 | 0 | 0 | 0 | 0 | 0 | 0 | 0 | 0 | 0 | 0 | 0 | 0 | 0 | 0 | 0 | 0 | 0 | 0 | 0 | 0 | 0 | 0 | 0 | 0 | 0 | 0 | 0
Lodging/Hospitality_Existing_VSD Controlled Compressor_TRC | Ach | Lodging/Hospitality | Miscellaneous | Elevators/Escalators | TRC | Existing | NE4526 | VSD Controlled Compressor | VSD Controlled Compressor | NonEquip | 15 | Others | 0% | Prescriptive_ECM_existing | 20.79% | 0 | 0 | 0 | 0 | 0 | 0 | 0 | 0 | 0 | 0 | 0 | 0 | 0 | 0 | 0 | 0 | 0 | 0 | 0 | 0 | 0 | 0 | 0 | 0 | 0 | 0 | 0 | 0 | 0 | 0 | 0 | 0 | 0 | 0 | 0 | 0 | 0 | 0 | 0 | 0
Lodging/Hospitality_Existing_Engine Block Timer_TRC | Ach | Lodging/Hospitality | Miscellaneous | Elevators/Escalators | TRC | Existing | NE4474 | Engine Block Timer | Engine Block Timer | NonEquip | 5 | Others | 0% | Prescriptive_ECM_existing | 36% | 0 | 0 | 0 | 0 | 0 | 0 | 0 | 0 | 0 | 0 | 0 | 0 | 0 | 0 | 0 | 0 | 0 | 0 | 0 | 0 | 0 | 0 | 0 | 0 | 0 | 0 | 0 | 0 | 0 | 0 | 0 | 0 | 0 | 0 | 0 | 0 | 0 | 0 | 0 | 0
Lodging/Hospitality_New_Network PC Power Management_TRC | Ach | Lodging/Hospitality | Office Equipment | Document production | TRC | New | NN4565 | Network PC Power Management | Network PC Power Management | NonEquip | 5 | Computers | 0% | Prescriptive_all | 56.5% | 0 | 0 | 0 | 0 | 0 | 0 | 0 | 0 | 0 | 0 | 0 | 0 | 0 | 0 | 0 | 0 | 0 | 0 | 0 | 0 | 0 | 0 | 0 | 0 | 0 | 0 | 0 | 0 | 0 | 0 | 0 | 0 | 0 | 0 | 0 | 0 | 0 | 0 | 0 | 0
Lodging/Hospitality_Existing_Network PC Power Management_TRC | Ach | Lodging/Hospitality | Office Equipment | Document production | TRC | Existing | NE4552 | Network PC Power Management | Network PC Power Management | NonEquip | 5 | Computers | 0% | Prescriptive_all_existing | 56.5% | 0 | 0 | 0 | 0 | 0 | 0 | 0 | 0 | 0 | 0 | 0 | 0 | 0 | 0 | 0 | 0 | 0 | 0 | 0 | 0 | 0 | 0 | 0 | 0 | 0 | 0 | 0 | 0 | 0 | 0 | 0 | 0 | 0 | 0 | 0 | 0 | 0 | 0 | 0 | 0
Lodging/Hospitality_New_Smart Thermostat_TRC | Ach | Lodging/Hospitality | Space Cooling | District chilled water piped | TRC | New | NN4149 | Smart Thermostat | Smart Thermostat | NonEquip | 11 |  | 45.33% | Prescriptive_all | 10% | 0 | 0 | 0 | 0 | 0 | 0 | 0 | 0 | 0 | 0 | 0 | 0 | 0 | 0 | 0 | 0 | 0 | 0 | 0 | 0 | 0 | 0 | 0 | 0 | 0 | 0 | 0 | 0 | 0 | 0 | 0 | 0 | 0 | 0 | 0 | 0 | 0 | 0 | 0 | 0
Lodging/Hospitality_New_Programmable Thermostat_TRC | Ach | Lodging/Hospitality | Space Cooling | District chilled water piped | TRC | New | NN4045 | Programmable Thermostat | Programmable Thermostat | NonEquip | 11 |  | 0% | Prescriptive_all | 3.6% | 0 | 0 | 0 | 0 | 0 | 0 | 0 | 0 | 0 | 0 | 0 | 0 | 0 | 0 | 0 | 0 | 0 | 0 | 0 | 0 | 0 | 0 | 0 | 0 | 0 | 0 | 0 | 0 | 0 | 0 | 0 | 0 | 0 | 0 | 0 | 0 | 0 | 0 | 0 | 0
Lodging/Hospitality_New_HVAC tune-up_RTU_TRC | Ach | Lodging/Hospitality | Space Cooling | District chilled water piped | TRC | New | NN3915 | HVAC tune-up_RTU | HVAC tune-up_RTU | NonEquip | 5 | Packaged air conditioning units (RTUs) | 0% | Prescriptive_package HP | 5% | 0 | 0 | 0 | 0 | 0 | 0 | 0 | 0 | 0 | 0 | 0 | 0 | 0 | 0 | 0 | 0 | 0 | 0 | 0 | 0 | 0 | 0 | 0 | 0 | 0 | 0 | 0 | 0 | 0 | 0 | 0 | 0 | 0 | 0 | 0 | 0 | 0 | 0 | 0 | 0
Lodging/Hospitality_New_Facility Energy Management System_TRC | Ach | Lodging/Hospitality | Space Cooling | District chilled water piped | TRC | New | NN3681 | Facility Energy Management System | Facility Energy Management System | NonEquip | 15 |  | 4.276% | Custom_improvement | 20% | 0 | 0 | 0 | 0 | 0 | 0 | 0 | 0 | 0 | 0 | 0 | 0 | 0 | 0 | 0 | 0 | 0 | 0 | 0 | 0 | 0 | 0 | 0 | 0 | 0 | 0 | 0 | 0 | 0 | 0 | 0 | 0 | 0 | 0 | 0 | 0 | 0 | 0 | 0 | 0
Lodging/Hospitality_New_Dedicated Outdoor Air System on VRF unit_TRC | Ach | Lodging/Hospitality | Space Cooling | District chilled water piped | TRC | New | NN3421 | Dedicated Outdoor Air System on VRF unit | Dedicated Outdoor Air System on VRF unit | NonEquip | 15 | Residential-type central air conditioners | 0% | Prescriptive_all | 17.5% | 0 | 0 | 0 | 0 | 0 | 0 | 0 | 0 | 0 | 0 | 0 | 0 | 0 | 0 | 0 | 0 | 0 | 0 | 0 | 0 | 0 | 0 | 0 | 0 | 0 | 0 | 0 | 0 | 0 | 0 | 0 | 0 | 0 | 0 | 0 | 0 | 0 | 0 | 0 | 0
Lodging/Hospitality_New_Chilled Water System - Variable Speed Drives_TRC | Ach | Lodging/Hospitality | Space Cooling | District chilled water piped | TRC | New | NN3317 | Chilled Water System - Variable Speed Drives | Chilled Water System - Variable Speed Drives | NonEquip | 13 | Central chillers inside | 0% | Prescriptive_all | 24.74% | 0 | 0 | 0 | 0 | 0 | 0 | 0 | 0 | 0 | 0 | 0 | 0 | 0 | 0 | 0 | 0 | 0 | 0 | 0 | 0 | 0 | 0 | 0 | 0 | 0 | 0 | 0 | 0 | 0 | 0 | 0 | 0 | 0 | 0 | 0 | 0 | 0 | 0 | 0 | 0
Lodging/Hospitality_New_Ceiling Insulation(R2 to R38)_TRC | Ach | Lodging/Hospitality | Space Cooling | District chilled water piped | TRC | New | NN3213 | Ceiling Insulation(R2 to R38) | Ceiling Insulation(R2 to R38) | NonEquip | 20 |  | 0% | Prescriptive_all | 5.436% | 0 | 0 | 0 | 0 | 0 | 0 | 0 | 0 | 0 | 0 | 0 | 0 | 0 | 0 | 0 | 0 | 0 | 0 | 0 | 0 | 0 | 0 | 0 | 0 | 0 | 0 | 0 | 0 | 0 | 0 | 0 | 0 | 0 | 0 | 0 | 0 | 0 | 0 | 0 | 0
Lodging/Hospitality_Existing_Wall Insulation_TRC | Ach | Lodging/Hospitality | Space Cooling | District chilled water piped | TRC | Existing | NE4214 | Wall Insulation | Wall Insulation | NonEquip | 20 |  | 0% | Prescriptive_all_existing | 38.64% | 0 | 0 | 0 | 0 | 0 | 0 | 0 | 0 | 0 | 0 | 0 | 0 | 0 | 0 | 0 | 0 | 0 | 0 | 0 | 0 | 0 | 0 | 0 | 0 | 0 | 0 | 0 | 0 | 0 | 0 | 0 | 0 | 0 | 0 | 0 | 0 | 0 | 0 | 0 | 0
Lodging/Hospitality_Existing_Smart Thermostat_TRC | Ach | Lodging/Hospitality | Space Cooling | District chilled water piped | TRC | Existing | NE4136 | Smart Thermostat | Smart Thermostat | NonEquip | 11 |  | 45.33% | Prescriptive_all_existing | 10% | 0 | 0 | 0 | 0 | 0 | 0 | 0 | 0 | 0 | 0 | 0 | 0 | 0 | 0 | 0 | 0 | 0 | 0 | 0 | 0 | 0 | 0 | 0 | 0 | 0 | 0 | 0 | 0 | 0 | 0 | 0 | 0 | 0 | 0 | 0 | 0 | 0 | 0 | 0 | 0
Lodging/Hospitality_Existing_Programmable Thermostat_TRC | Ach | Lodging/Hospitality | Space Cooling | District chilled water piped | TRC | Existing | NE4032 | Programmable Thermostat | Programmable Thermostat | NonEquip | 11 |  | 0% | Prescriptive_all_existing | 3.6% | 0 | 0 | 0 | 0 | 0 | 0 | 0 | 0 | 0 | 0 | 0 | 0 | 0 | 0 | 0 | 0 | 0 | 0 | 0 | 0 | 0 | 0 | 0 | 0 | 0 | 0 | 0 | 0 | 0 | 0 | 0 | 0 | 0 | 0 | 0 | 0 | 0 | 0 | 0 | 0
Lodging/Hospitality_Existing_HVAC tune-up_RTU_TRC | Ach | Lodging/Hospitality | Space Cooling | District chilled water piped | TRC | Existing | NE3902 | HVAC tune-up_RTU | HVAC tune-up_RTU | NonEquip | 5 | Packaged air conditioning units (RTUs) | 0% | Prescriptive_package HP_existing | 5% | 0 | 0 | 0 | 0 | 0 | 0 | 0 | 0 | 0 | 0 | 0 | 0 | 0 | 0 | 0 | 0 | 0 | 0 | 0 | 0 | 0 | 0 | 0 | 0 | 0 | 0 | 0 | 0 | 0 | 0 | 0 | 0 | 0 | 0 | 0 | 0 | 0 | 0 | 0 | 0
Lodging/Hospitality_Existing_Facility Energy Management System_TRC | Ach | Lodging/Hospitality | Space Cooling | District chilled water piped | TRC | Existing | NE3668 | Facility Energy Management System | Facility Energy Management System | NonEquip | 15 |  | 0.7167% | Custom_improvement_existing | 20% | 0 | 0 | 0 | 0 | 0 | 0 | 0 | 0 | 0 | 0 | 0 | 0 | 0 | 0 | 0 | 0 | 0 | 0 | 0 | 0 | 0 | 0 | 0 | 0 | 0 | 0 | 0 | 0 | 0 | 0 | 0 | 0 | 0 | 0 | 0 | 0 | 0 | 0 | 0 | 0
Lodging/Hospitality_Existing_Dedicated Outdoor Air System on VRF unit_TRC | Ach | Lodging/Hospitality | Space Cooling | District chilled water piped | TRC | Existing | NE3408 | Dedicated Outdoor Air System on VRF unit | Dedicated Outdoor Air System on VRF unit | NonEquip | 15 | Residential-type central air conditioners | 0% | Prescriptive_all_existing | 17.5% | 0 | 0 | 0 | 0 | 0 | 0 | 0 | 0 | 0 | 0 | 0 | 0 | 0 | 0 | 0 | 0 | 0 | 0 | 0 | 0 | 0 | 0 | 0 | 0 | 0 | 0 | 0 | 0 | 0 | 0 | 0 | 0 | 0 | 0 | 0 | 0 | 0 | 0 | 0 | 0
Lodging/Hospitality_Existing_Chilled Water System - Variable Speed Drives_TRC | Ach | Lodging/Hospitality | Space Cooling | District chilled water piped | TRC | Existing | NE3304 | Chilled Water System - Variable Speed Drives | Chilled Water System - Variable Speed Drives | NonEquip | 13 | Central chillers inside | 0% | Prescriptive_all_existing | 24.74% | 0 | 0 | 0 | 0 | 0 | 0 | 0 | 0 | 0 | 0 | 0 | 0 | 0 | 0 | 0 | 0 | 0 | 0 | 0 | 0 | 0 | 0 | 0 | 0 | 0 | 0 | 0 | 0 | 0 | 0 | 0 | 0 | 0 | 0 | 0 | 0 | 0 | 0 | 0 | 0
Lodging/Hospitality_Existing_Ceiling Insulation(R2 to R38)_TRC | Ach | Lodging/Hospitality | Space Cooling | District chilled water piped | TRC | Existing | NE3200 | Ceiling Insulation(R2 to R38) | Ceiling Insulation(R2 to R38) | NonEquip | 20 |  | 0% | Prescriptive_all_existing | 5.436% | 0 | 0 | 0 | 0 | 0 | 0 | 0 | 0 | 0 | 0 | 0 | 0 | 0 | 0 | 0 | 0 | 0 | 0 | 0 | 0 | 0 | 0 | 0 | 0 | 0 | 0 | 0 | 0 | 0 | 0 | 0 | 0 | 0 | 0 | 0 | 0 | 0 | 0 | 0 | 0
Lodging/Hospitality_Turnover_High Efficiency Chiller (Air Cooled, 50 tons)_TRC | Ach | Lodging/Hospitality | Space Cooling | District chilled water piped | TRC | Turnover | ET944 | High Efficiency Chiller (Air Cooled, 50 tons) | High Efficiency Chiller (Air Cooled, 50 tons) | Equip | 20 | District chilled water piped | 28.37% | Prescriptive_all | 8.759% | 0 | 0 | 0 | 0 | 0 | 0 | 0 | 0 | 0 | 0 | 0 | 0 | 0 | 0 | 0 | 0 | 0 | 0 | 0 | 0 | 0 | 0 | 0 | 0 | 0 | 0 | 0 | 0 | 0 | 0 | 0 | 0 | 0 | 0 | 0 | 0 | 0 | 0 | 0 | 0
Lodging/Hospitality_Turnover_High Efficiency Chiller (Water cooled-positive displacement, 100 tons)_TRC | Ach | Lodging/Hospitality | Space Cooling | District chilled water piped | TRC | Turnover | ET1100 | High Efficiency Chiller (Water cooled-positive displacement, 100 tons) | High Efficiency Chiller (Water cooled-positive displacement, 100 tons) | Equip | 20 | District chilled water piped | 28.37% | Prescriptive_all | 2.683% | 0 | 0 | 0 | 0 | 0 | 0 | 0 | 0 | 0 | 0 | 0 | 0 | 0 | 0 | 0 | 0 | 0 | 0 | 0 | 0 | 0 | 0 | 0 | 0 | 0 | 0 | 0 | 0 | 0 | 0 | 0 | 0 | 0 | 0 | 0 | 0 | 0 | 0 | 0 | 0
Lodging/Hospitality_Turnover_High Efficiency Chiller (Water cooled-centrifugal, 200 tons)_TRC | Ach | Lodging/Hospitality | Space Cooling | District chilled water piped | TRC | Turnover | ET1022 | High Efficiency Chiller (Water cooled-centrifugal, 200 tons) | High Efficiency Chiller (Water cooled-centrifugal, 200 tons) | Equip | 20 | District chilled water piped | 28.37% | Prescriptive_all | 4.362% | 0 | 0 | 0 | 0 | 0 | 0 | 0 | 0 | 0 | 0 | 0 | 0 | 0 | 0 | 0 | 0 | 0 | 0 | 0 | 0 | 0 | 0 | 0 | 0 | 0 | 0 | 0 | 0 | 0 | 0 | 0 | 0 | 0 | 0 | 0 | 0 | 0 | 0 | 0 | 0
Lodging/Hospitality_New_High Efficiency Chiller (Air Cooled, 50 tons)_TRC | Ach | Lodging/Hospitality | Space Cooling | District chilled water piped | TRC | New | EN970 | High Efficiency Chiller (Air Cooled, 50 tons) | High Efficiency Chiller (Air Cooled, 50 tons) | Equip | 20 | District chilled water piped | 28.37% | Prescriptive_all | 8.759% | 0 | 0 | 0 | 0 | 0 | 0 | 0 | 0 | 0 | 0 | 0 | 0 | 0 | 0 | 0 | 0 | 0 | 0 | 0 | 0 | 0 | 0 | 0 | 0 | 0 | 0 | 0 | 0 | 0 | 0 | 0 | 0 | 0 | 0 | 0 | 0 | 0 | 0 | 0 | 0
Lodging/Hospitality_New_High Efficiency Chiller (Water cooled-positive displacement, 100 tons)_TRC | Ach | Lodging/Hospitality | Space Cooling | District chilled water piped | TRC | New | EN1126 | High Efficiency Chiller (Water cooled-positive displacement, 100 tons) | High Efficiency Chiller (Water cooled-positive displacement, 100 tons) | Equip | 20 | District chilled water piped | 28.37% | Prescriptive_all | 2.683% | 0 | 0 | 0 | 0 | 0 | 0 | 0 | 0 | 0 | 0 | 0 | 0 | 0 | 0 | 0 | 0 | 0 | 0 | 0 | 0 | 0 | 0 | 0 | 0 | 0 | 0 | 0 | 0 | 0 | 0 | 0 | 0 | 0 | 0 | 0 | 0 | 0 | 0 | 0 | 0
Lodging/Hospitality_New_High Efficiency Chiller (Water cooled-centrifugal, 200 tons)_TRC | Ach | Lodging/Hospitality | Space Cooling | District chilled water piped | TRC | New | EN1048 | High Efficiency Chiller (Water cooled-centrifugal, 200 tons) | High Efficiency Chiller (Water cooled-centrifugal, 200 tons) | Equip | 20 | District chilled water piped | 28.37% | Prescriptive_all | 4.362% | 0 | 0 | 0 | 0 | 0 | 0 | 0 | 0 | 0 | 0 | 0 | 0 | 0 | 0 | 0 | 0 | 0 | 0 | 0 | 0 | 0 | 0 | 0 | 0 | 0 | 0 | 0 | 0 | 0 | 0 | 0 | 0 | 0 | 0 | 0 | 0 | 0 | 0 | 0 | 0
Lodging/Hospitality_New_Strip Curtains for Walk-ins_TRC | Ach | Lodging/Hospitality | Refrigeration | Display cases | TRC | New | NN4903 | Strip Curtains for Walk-ins | Strip Curtains for Walk-ins | NonEquip | 4 | Walk-in cooler | 0% | Prescriptive_refrigeration control | 2.115% | 0 | 0 | 0 | 0 | 0 | 0 | 0 | 0 | 0 | 0 | 0 | 0 | 0 | 0 | 0 | 0 | 0 | 0 | 0 | 0 | 0 | 0 | 0 | 0 | 0 | 0 | 0 | 0 | 0 | 0 | 0 | 0 | 0 | 0 | 0 | 0 | 0 | 0 | 0 | 0
Lodging/Hospitality_New_PSC to ECM Evaporator Fan Motor (Walk-In, Refrigerator)_TRC | Ach | Lodging/Hospitality | Refrigeration | Display cases | TRC | New | NN4851 | PSC to ECM Evaporator Fan Motor (Walk-In, Refrigerator) | PSC to ECM Evaporator Fan Motor (Walk-In, Refrigerator) | NonEquip | 15 | Walk-in cooler | 0% | Prescriptive_ECM | 37.5% | 0 | 0 | 0 | 0 | 0 | 0 | 0 | 0 | 0 | 0 | 0 | 0 | 0 | 0 | 0 | 0 | 0 | 0 | 0 | 0 | 0 | 0 | 0 | 0 | 0 | 0 | 0 | 0 | 0 | 0 | 0 | 0 | 0 | 0 | 0 | 0 | 0 | 0 | 0 | 0
Lodging/Hospitality_New_PSC to ECM Evaporator Fan Motor (Reach-In)_TRC | Ach | Lodging/Hospitality | Refrigeration | Display cases | TRC | New | NN4825 | PSC to ECM Evaporator Fan Motor (Reach-In) | PSC to ECM Evaporator Fan Motor (Reach-In) | NonEquip | 15 | Display cases | 68.68% | Prescriptive_ECM | 37.5% | 559.3535 | 718.9001 | 991.4891 | 1300.3546 | 1576.458 | 2041.454 | 2418.073 | 2492.6057 | 2140.2665 | 1464.7444 | 559.3535 | 1278.2537 | 2269.7427 | 3570.0973 | 5146.5553 | 7188.0093 | 9606.0823 | 12098.688 | 14238.9545 | 15703.6989 | 0.072523 | 0.16573 | 0.29428 | 0.46288 | 0.66728 | 0.93196 | 1.2455 | 1.5687 | 1.8462 | 2.0361 | 0.060747 | 0.13882 | 0.2465 | 0.38772 | 0.55893 | 0.78064 | 1.0432 | 1.3139 | 1.5464 | 1.7055
Lodging/Hospitality_Existing_Strip Curtains for Walk-ins_TRC | Ach | Lodging/Hospitality | Refrigeration | Display cases | TRC | Existing | NE4890 | Strip Curtains for Walk-ins | Strip Curtains for Walk-ins | NonEquip | 4 | Walk-in cooler | 0% | Prescriptive_refrigeration control_existing | 2.115% | 0 | 0 | 0 | 0 | 0 | 0 | 0 | 0 | 0 | 0 | 0 | 0 | 0 | 0 | 0 | 0 | 0 | 0 | 0 | 0 | 0 | 0 | 0 | 0 | 0 | 0 | 0 | 0 | 0 | 0 | 0 | 0 | 0 | 0 | 0 | 0 | 0 | 0 | 0 | 0
Lodging/Hospitality_Existing_PSC to ECM Evaporator Fan Motor (Walk-In, Refrigerator)_TRC | Ach | Lodging/Hospitality | Refrigeration | Display cases | TRC | Existing | NE4838 | PSC to ECM Evaporator Fan Motor (Walk-In, Refrigerator) | PSC to ECM Evaporator Fan Motor (Walk-In, Refrigerator) | NonEquip | 15 | Walk-in cooler | 0% | Prescriptive_ECM_existing | 37.5% | 0 | 0 | 0 | 0 | 0 | 0 | 0 | 0 | 0 | 0 | 0 | 0 | 0 | 0 | 0 | 0 | 0 | 0 | 0 | 0 | 0 | 0 | 0 | 0 | 0 | 0 | 0 | 0 | 0 | 0 | 0 | 0 | 0 | 0 | 0 | 0 | 0 | 0 | 0 | 0
Lodging/Hospitality_Existing_PSC to ECM Evaporator Fan Motor (Reach-In)_TRC | Ach | Lodging/Hospitality | Refrigeration | Display cases | TRC | Existing | NE4812 | PSC to ECM Evaporator Fan Motor (Reach-In) | PSC to ECM Evaporator Fan Motor (Reach-In) | NonEquip | 15 | Display cases | 17.17% | Prescriptive_ECM_existing | 37.5% | 537.6621 | 559.7995 | 568.6532 | 577.3393 | 584.5583 | 591.2506 | 597.8698 | 603.6861 | 609.2577 | 613.9768 | 537.6621 | 1097.4616 | 1666.1147 | 2243.454 | 2828.0123 | 3419.2629 | 4017.1327 | 4620.8188 | 5230.0765 | 5844.0533 | 0.069711 | 0.14229 | 0.21602 | 0.29088 | 0.36667 | 0.44332 | 0.52084 | 0.59911 | 0.67811 | 0.75771 | 0.058391 | 0.11919 | 0.18094 | 0.24364 | 0.30713 | 0.37134 | 0.43627 | 0.50183 | 0.568 | 0.63468
Lodging/Hospitality_Existing_Freezer-Cooler Replacement Gaskets_TRC | Ach | Lodging/Hospitality | Refrigeration | Display cases | TRC | Existing | NE4708 | Freezer-Cooler Replacement Gaskets | Freezer-Cooler Replacement Gaskets | NonEquip | 4 | Display cases | 63.61% | Prescriptive_refrigeration control_existing | 3.131% | 111.9878 | 185.6118 | 296.5311 | 462.6402 | 694.7918 | 985.4904 | 1282.4329 | 1465.9629 | 1400.4452 | 1065.184 | 111.9878 | 297.5996 | 594.1307 | 1056.7709 | 1751.5627 | 2737.0531 | 4019.4859 | 5485.4489 | 6885.894 | 7951.078 | 0.01452 | 0.038585 | 0.077032 | 0.13702 | 0.2271 | 0.35487 | 0.52115 | 0.71122 | 0.89279 | 1.0309 | 0.012162 | 0.03232 | 0.064524 | 0.11477 | 0.19022 | 0.29725 | 0.43653 | 0.59573 | 0.74782 | 0.86351
Lodging/Hospitality_Turnover_Refrigerated Display Case LED Lighting_TRC | Ach | Lodging/Hospitality | Refrigeration | Display cases | TRC | Turnover | ET2615 | Refrigerated Display Case LED Lighting | Refrigerated Display Case LED Lighting | Equip | 8 | Display cases | 0% | Prescriptive_display case lighting | 6.613% | 0 | 0 | 0 | 0 | 0 | 0 | 0 | 0 | 0 | 0 | 0 | 0 | 0 | 0 | 0 | 0 | 0 | 0 | 0 | 0 | 0 | 0 | 0 | 0 | 0 | 0 | 0 | 0 | 0 | 0 | 0 | 0 | 0 | 0 | 0 | 0 | 0 | 0 | 0 | 0
Lodging/Hospitality_Turnover_Efficient Exhaust Hood_TRC | Ach | Lodging/Hospitality | Cooking | Cooking Other | TRC | Turnover | ET8 | Efficient Exhaust Hood | Efficient Exhaust Hood | Equip | 15 | Cooking Other | 14.03% | Prescriptive_cooking | 42.5% | 1573.2899 | 2402.8803 | 3938.7718 | 6373.0671 | 10067.3973 | 15323.1649 | 22089.5804 | 29254.8309 | 34189.9842 | 33503.5042 | 1573.2899 | 3976.1702 | 7914.942 | 14288.0091 | 24355.4064 | 39678.5713 | 61768.1516 | 91022.9826 | 125212.9667 | 158716.471 | 0.34395 | 0.86927 | 1.7304 | 3.1236 | 5.3246 | 8.6745 | 13.5037 | 19.8994 | 27.374 | 34.6985 | 0.135 | 0.34119 | 0.67916 | 1.226 | 2.0899 | 3.4047 | 5.3002 | 7.8105 | 10.7442 | 13.6191
Lodging/Hospitality_Turnover_Energy Star Hot Food Holding Cabinet_TRC | Ach | Lodging/Hospitality | Cooking | Cooking Other | TRC | Turnover | ET164 | Energy Star Hot Food Holding Cabinet | Energy Star Hot Food Holding Cabinet | Equip | 12 | Cooking Other | 26.95% | Prescriptive_cooking | 52.67% | 4375.992 | 6674.2945 | 10916.925 | 17605.3953 | 27673.6913 | 41830.1959 | 59777.4569 | 78457.4028 | 91165.0176 | 89487.6663 | 4375.992 | 11050.2865 | 21967.2114 | 39572.6067 | 67246.298 | 109076.4939 | 168853.9508 | 247311.3537 | 338476.3713 | 427964.0376 | 0.80589 | 2.035 | 4.0455 | 7.2878 | 12.3842 | 20.0878 | 31.0965 | 45.5454 | 62.3345 | 78.8147 | 0.38995 | 0.9847 | 1.9575 | 3.5263 | 5.9924 | 9.7199 | 15.0467 | 22.0381 | 30.1619 | 38.1362
Lodging/Hospitality_New_Efficient Exhaust Hood_TRC | Ach | Lodging/Hospitality | Cooking | Cooking Other | TRC | New | EN34 | Efficient Exhaust Hood | Efficient Exhaust Hood | Equip | 15 | Cooking Other | 14.03% | Prescriptive_cooking | 42.5% | 452.3651 | 592.5052 | 837.2607 | 1137.9464 | 1455.1672 | 2040.2885 | 2720.3171 | 3329.8103 | 3618.9403 | 3322.5005 | 452.3651 | 1044.8704 | 1882.1311 | 3020.0775 | 4475.2447 | 6515.5332 | 9235.8503 | 12565.6606 | 16184.6009 | 19507.1014 | 0.098896 | 0.22843 | 0.41147 | 0.66025 | 0.97838 | 1.4244 | 2.0191 | 2.7471 | 3.5383 | 4.2646 | 0.038816 | 0.089658 | 0.1615 | 0.25915 | 0.38401 | 0.55908 | 0.79251 | 1.0782 | 1.3888 | 1.6739
Lodging/Hospitality_New_Energy Star Hot Food Holding Cabinet_TRC | Ach | Lodging/Hospitality | Cooking | Cooking Other | TRC | New | EN190 | Energy Star Hot Food Holding Cabinet | Energy Star Hot Food Holding Cabinet | Equip | 12 | Cooking Other | 26.95% | Prescriptive_cooking | 52.67% | 1258.2209 | 1645.7558 | 2320.5997 | 3143.5409 | 4000.0257 | 5569.7154 | 7361.5539 | 8930.0898 | 9649.6318 | 8874.3796 | 1258.2209 | 2903.9767 | 5224.5764 | 8368.1173 | 12368.143 | 17937.8585 | 25299.4124 | 34229.5022 | 43879.134 | 52753.5136 | 0.23172 | 0.5348 | 0.96217 | 1.5411 | 2.2777 | 3.3035 | 4.6592 | 6.3038 | 8.0809 | 9.7152 | 0.11212 | 0.25878 | 0.46557 | 0.74569 | 1.1021 | 1.5985 | 2.2544 | 3.0502 | 3.9101 | 4.7009
Lodging/Hospitality_New_Network PC Power Management_TRC | Ach | Lodging/Hospitality | Office Equipment | Computers | TRC | New | NN4565 | Network PC Power Management | Network PC Power Management | NonEquip | 5 | Computers | 22.4% | Prescriptive_all | 56.5% | 3126.5907 | 3892.7863 | 5092.6324 | 6126.8942 | 6485.6702 | 6836.7122 | 6030.247 | 4223.2452 | 2330.7735 | 1051.6035 | 3126.5907 | 7019.377 | 12112.0094 | 18238.9036 | 24724.5738 | 31561.286 | 37591.533 | 41814.7783 | 44145.5517 | 45197.1552 | 0.46508 | 1.0441 | 1.8017 | 2.713 | 3.6778 | 4.6947 | 5.5917 | 6.2199 | 6.5666 | 6.7231 | 0.3239 | 0.72718 | 1.2548 | 1.8895 | 2.5614 | 3.2696 | 3.8943 | 4.3319 | 4.5733 | 4.6823
Lodging/Hospitality_Existing_Network PC Power Management_TRC | Ach | Lodging/Hospitality | Office Equipment | Computers | TRC | Existing | NE4552 | Network PC Power Management | Network PC Power Management | NonEquip | 5 | Computers | 22.4% | Prescriptive_all_existing | 56.5% | 9786.6297 | 12516.3342 | 12714.2895 | 12908.4989 | 13069.9064 | 13219.5364 | 13367.5316 | 13497.5769 | 13622.1502 | 13727.6628 | 9786.6297 | 22302.964 | 35017.2535 | 47925.7524 | 60995.6587 | 74215.1951 | 87582.7267 | 101080.3036 | 114702.4538 | 128430.1166 | 1.4558 | 3.3176 | 5.2088 | 7.1289 | 9.0731 | 11.0395 | 13.0279 | 15.0357 | 17.062 | 19.104 | 1.0139 | 2.3105 | 3.6277 | 4.9649 | 6.3189 | 7.6884 | 9.0733 | 10.4716 | 11.8828 | 13.3049
Lodging/Hospitality_New_Tank Wrap on Water Heater_TRC | Ach | Lodging/Hospitality | Domestic Hot Water | Centralized water heaters | TRC | New | NN2901 | Tank Wrap on Water Heater | Tank Wrap on Water Heater | NonEquip | 7 | Centralized water heaters | 55.99% | Prescriptive_water heater | 1.097% | 19.8938 | 26.0616 | 36.935 | 50.7824 | 66.55 | 97.5295 | 140.5334 | 195.1074 | 258.3409 | 317.373 | 19.8938 | 45.9554 | 82.8904 | 133.6727 | 200.2227 | 297.7522 | 438.2856 | 633.3929 | 891.7338 | 1209.1068 | 0.0019927 | 0.0046033 | 0.008303 | 0.01339 | 0.020056 | 0.029826 | 0.043903 | 0.063446 | 0.089324 | 0.12111 | 0.0020332 | 0.0046967 | 0.0084714 | 0.013661 | 0.020463 | 0.03043 | 0.044793 | 0.064733 | 0.091136 | 0.12357
Lodging/Hospitality_Existing_Tank Wrap on Water Heater_TRC | Ach | Lodging/Hospitality | Domestic Hot Water | Centralized water heaters | TRC | Existing | NE2888 | Tank Wrap on Water Heater | Tank Wrap on Water Heater | NonEquip | 7 | Centralized water heaters | 55.99% | Prescriptive_water heater_existing | 1.097% | 74.3927 | 128.9249 | 211.5033 | 345.5653 | 558.6662 | 889.827 | 1389.4448 | 2094.4058 | 2996.1472 | 3948.6773 | 74.3927 | 203.3177 | 414.821 | 760.3863 | 1319.0525 | 2208.8795 | 3598.3243 | 5692.7301 | 8688.8772 | 12637.5545 | 0.0074518 | 0.020366 | 0.041552 | 0.076167 | 0.13213 | 0.22126 | 0.36044 | 0.57023 | 0.87036 | 1.2659 | 0.007603 | 0.020779 | 0.042395 | 0.077712 | 0.13481 | 0.22575 | 0.36775 | 0.5818 | 0.88801 | 1.2916
Lodging/Hospitality_Turnover_Solar Water Heater_TRC | Ach | Lodging/Hospitality | Domestic Hot Water | Centralized water heaters | TRC | Turnover | ET437 | Solar Water Heater | Solar Water Heater | Equip | 15 | Centralized water heaters | 5.674% | Prescriptive_water heater | 76.67% | 541.2967 | 827.1351 | 1360.4737 | 2228.6404 | 3612.4549 | 5758.2279 | 8997.219 | 13570.247 | 19422.343 | 25606.8064 | 541.2967 | 1368.4318 | 2728.9055 | 4957.546 | 8570.0008 | 14328.2287 | 23325.4477 | 36895.6947 | 56318.0377 | 81924.8441 | 0.040458 | 0.10228 | 0.20396 | 0.37054 | 0.64054 | 1.0709 | 1.7434 | 2.7577 | 4.2093 | 6.1232 | 0.00568 | 0.014359 | 0.028635 | 0.052021 | 0.089928 | 0.15035 | 0.24476 | 0.38716 | 0.59096 | 0.85966
Lodging/Hospitality_New_Solar Water Heater_TRC | Ach | Lodging/Hospitality | Domestic Hot Water | Centralized water heaters | TRC | New | EN463 | Solar Water Heater | Solar Water Heater | Equip | 15 | Centralized water heaters | 5.674% | Prescriptive_water heater | 76.67% | 129.6984 | 169.9633 | 240.9954 | 331.6134 | 435.1278 | 638.9262 | 923.3346 | 1287.1478 | 1713.1796 | 2116.1624 | 129.6984 | 299.6617 | 540.6571 | 872.2706 | 1307.3984 | 1946.3246 | 2869.6592 | 4156.807 | 5869.9866 | 7986.149 | 0.0096939 | 0.022397 | 0.04041 | 0.065195 | 0.097717 | 0.14547 | 0.21448 | 0.31069 | 0.43873 | 0.5969 | 0.001361 | 0.0031444 | 0.0056733 | 0.009153 | 0.013719 | 0.020423 | 0.030112 | 0.043619 | 0.061596 | 0.083801
Lodging/Hospitality_New_Smart Thermostat_TRC | Ach | Lodging/Hospitality | Space Cooling | Central chillers inside | TRC | New | NN4149 | Smart Thermostat | Smart Thermostat | NonEquip | 11 |  | 45.33% | Prescriptive_all | 10% | 1308.7077 | 1614.6161 | 2093.0911 | 2495.303 | 2617.4287 | 2734.0369 | 2389.6224 | 1658.3552 | 906.9188 | 405.4688 | 1308.7077 | 2923.3239 | 5016.415 | 7511.718 | 10129.1467 | 12863.1836 | 15252.806 | 16911.1612 | 17818.08 | 18223.5488 | -0.04192 | -0.093639 | -0.16068 | -0.24061 | -0.32445 | -0.41203 | -0.48857 | -0.54169 | -0.57074 | -0.58373 | 0 | 0 | 0 | 0 | 0 | 0 | 0 | 0 | 0 | 0
Lodging/Hospitality_New_Programmable Thermostat_TRC | Ach | Lodging/Hospitality | Space Cooling | Central chillers inside | TRC | New | NN4045 | Programmable Thermostat | Programmable Thermostat | NonEquip | 11 |  | 0% | Prescriptive_all | 3.6% | 0 | 0 | 0 | 0 | 0 | 0 | 0 | 0 | 0 | 0 | 0 | 0 | 0 | 0 | 0 | 0 | 0 | 0 | 0 | 0 | 0 | 0 | 0 | 0 | 0 | 0 | 0 | 0 | 0 | 0 | 0 | 0 | 0 | 0 | 0 | 0 | 0 | 0 | 0 | 0
Lodging/Hospitality_New_HVAC tune-up_RTU_TRC | Ach | Lodging/Hospitality | Space Cooling | Central chillers inside | TRC | New | NN3915 | HVAC tune-up_RTU | HVAC tune-up_RTU | NonEquip | 5 | Packaged air conditioning units (RTUs) | 0% | Prescriptive_package HP | 5% | 0 | 0 | 0 | 0 | 0 | 0 | 0 | 0 | 0 | 0 | 0 | 0 | 0 | 0 | 0 | 0 | 0 | 0 | 0 | 0 | 0 | 0 | 0 | 0 | 0 | 0 | 0 | 0 | 0 | 0 | 0 | 0 | 0 | 0 | 0 | 0 | 0 | 0 | 0 | 0
Lodging/Hospitality_New_Facility Energy Management System_TRC | Ach | Lodging/Hospitality | Space Cooling | Central chillers inside | TRC | New | NN3681 | Facility Energy Management System | Facility Energy Management System | NonEquip | 15 |  | 4.276% | Custom_improvement | 20% | 136.5506 | 156.6862 | 188.0516 | 208.301 | 207.1095 | 216.0963 | 206.4867 | 174.2102 | 125.1401 | 75.3777 | 136.5506 | 293.2368 | 481.2883 | 689.5893 | 896.6989 | 1112.7952 | 1319.2819 | 1493.4921 | 1618.6322 | 1694.0099 | 0.035634 | 0.076523 | 0.1256 | 0.17996 | 0.234 | 0.2904 | 0.34428 | 0.38974 | 0.4224 | 0.44207 | 0 | 0 | 0 | 0 | 0 | 0 | 0 | 0 | 0 | 0
Lodging/Hospitality_New_Dedicated Outdoor Air System on VRF unit_TRC | Ach | Lodging/Hospitality | Space Cooling | Central chillers inside | TRC | New | NN3421 | Dedicated Outdoor Air System on VRF unit | Dedicated Outdoor Air System on VRF unit | NonEquip | 15 | Residential-type central air conditioners | 0% | Prescriptive_all | 17.5% | 0 | 0 | 0 | 0 | 0 | 0 | 0 | 0 | 0 | 0 | 0 | 0 | 0 | 0 | 0 | 0 | 0 | 0 | 0 | 0 | 0 | 0 | 0 | 0 | 0 | 0 | 0 | 0 | 0 | 0 | 0 | 0 | 0 | 0 | 0 | 0 | 0 | 0 | 0 | 0
Lodging/Hospitality_New_Chilled Water System - Variable Speed Drives_TRC | Ach | Lodging/Hospitality | Space Cooling | Central chillers inside | TRC | New | NN3317 | Chilled Water System - Variable Speed Drives | Chilled Water System - Variable Speed Drives | NonEquip | 13 | Central chillers inside | 73.99% | Prescriptive_all | 24.74% | 4336.5967 | 5317.5228 | 6835.0192 | 8063.6261 | 8371.2962 | 8693.3246 | 7624.1752 | 5358.6658 | 2975.7793 | 1345.422 | 4336.5967 | 9654.1195 | 16489.1387 | 24552.7648 | 32924.061 | 41617.3856 | 49241.5607 | 54600.2265 | 57576.0058 | 58921.4278 | 0.40336 | 0.89797 | 1.5337 | 2.2837 | 3.0624 | 3.871 | 4.5801 | 5.0786 | 5.3554 | 5.4805 | 0.091682 | 0.2041 | 0.3486 | 0.51908 | 0.69606 | 0.87985 | 1.041 | 1.1543 | 1.2172 | 1.2457
Lodging/Hospitality_New_Ceiling Insulation(R2 to R38)_TRC | Ach | Lodging/Hospitality | Space Cooling | Central chillers inside | TRC | New | NN3213 | Ceiling Insulation(R2 to R38) | Ceiling Insulation(R2 to R38) | NonEquip | 20 |  | 0% | Prescriptive_all | 5.436% | 0 | 0 | 0 | 0 | 0 | 0 | 0 | 0 | 0 | 0 | 0 | 0 | 0 | 0 | 0 | 0 | 0 | 0 | 0 | 0 | 0 | 0 | 0 | 0 | 0 | 0 | 0 | 0 | 0 | 0 | 0 | 0 | 0 | 0 | 0 | 0 | 0 | 0 | 0 | 0
Lodging/Hospitality_Existing_Wall Insulation_TRC | Ach | Lodging/Hospitality | Space Cooling | Central chillers inside | TRC | Existing | NE4214 | Wall Insulation | Wall Insulation | NonEquip | 20 |  | 0% | Prescriptive_all_existing | 38.64% | 0 | 0 | 0 | 0 | 0 | 0 | 0 | 0 | 0 | 0 | 0 | 0 | 0 | 0 | 0 | 0 | 0 | 0 | 0 | 0 | 0 | 0 | 0 | 0 | 0 | 0 | 0 | 0 | 0 | 0 | 0 | 0 | 0 | 0 | 0 | 0 | 0 | 0 | 0 | 0
Lodging/Hospitality_Existing_Smart Thermostat_TRC | Ach | Lodging/Hospitality | Space Cooling | Central chillers inside | TRC | Existing | NE4136 | Smart Thermostat | Smart Thermostat | NonEquip | 11 |  | 45.33% | Prescriptive_all_existing | 10% | 5188.8024 | 5239.0047 | 5321.8635 | 5403.1544 | 5470.7153 | 5533.3464 | 5595.2933 | 5649.7268 | 5701.8698 | 5746.0347 | 5188.8024 | 10427.8071 | 15749.6707 | 21152.8251 | 26623.5403 | 32156.8868 | 37752.18 | 43401.9068 | 49103.7767 | 54849.8113 | -0.16621 | -0.33402 | -0.50449 | -0.67756 | -0.8528 | -1.03 | -1.2093 | -1.3902 | -1.5729 | -1.7569 | 0 | 0 | 0 | 0 | 0 | 0 | 0 | 0 | 0 | 0
Lodging/Hospitality_Existing_Programmable Thermostat_TRC | Ach | Lodging/Hospitality | Space Cooling | Central chillers inside | TRC | Existing | NE4032 | Programmable Thermostat | Programmable Thermostat | NonEquip | 11 |  | 0% | Prescriptive_all_existing | 3.6% | 0 | 0 | 0 | 0 | 0 | 0 | 0 | 0 | 0 | 0 | 0 | 0 | 0 | 0 | 0 | 0 | 0 | 0 | 0 | 0 | 0 | 0 | 0 | 0 | 0 | 0 | 0 | 0 | 0 | 0 | 0 | 0 | 0 | 0 | 0 | 0 | 0 | 0 | 0 | 0
Lodging/Hospitality_Existing_HVAC tune-up_RTU_TRC | Ach | Lodging/Hospitality | Space Cooling | Central chillers inside | TRC | Existing | NE3902 | HVAC tune-up_RTU | HVAC tune-up_RTU | NonEquip | 5 | Packaged air conditioning units (RTUs) | 0% | Prescriptive_package HP_existing | 5% | 0 | 0 | 0 | 0 | 0 | 0 | 0 | 0 | 0 | 0 | 0 | 0 | 0 | 0 | 0 | 0 | 0 | 0 | 0 | 0 | 0 | 0 | 0 | 0 | 0 | 0 | 0 | 0 | 0 | 0 | 0 | 0 | 0 | 0 | 0 | 0 | 0 | 0 | 0 | 0
Lodging/Hospitality_Existing_Facility Energy Management System_TRC | Ach | Lodging/Hospitality | Space Cooling | Central chillers inside | TRC | Existing | NE3668 | Facility Energy Management System | Facility Energy Management System | NonEquip | 15 |  | 0.7167% | Custom_improvement_existing | 20% | 94.2481 | 138.6982 | 198.8231 | 271.9782 | 346.619 | 401.6992 | 410.5407 | 358.5911 | 262.9433 | 162.9789 | 94.2481 | 232.9463 | 431.7694 | 703.7476 | 1050.3666 | 1452.0657 | 1862.6064 | 2221.1975 | 2484.1408 | 2647.1197 | 0.024595 | 0.06079 | 0.11267 | 0.18365 | 0.2741 | 0.37893 | 0.48607 | 0.57964 | 0.64826 | 0.69079 | 0 | 0 | 0 | 0 | 0 | 0 | 0 | 0 | 0 | 0
Lodging/Hospitality_Existing_Dedicated Outdoor Air System on VRF unit_TRC | Ach | Lodging/Hospitality | Space Cooling | Central chillers inside | TRC | Existing | NE3408 | Dedicated Outdoor Air System on VRF unit | Dedicated Outdoor Air System on VRF unit | NonEquip | 15 | Residential-type central air conditioners | 0% | Prescriptive_all_existing | 17.5% | 0 | 0 | 0 | 0 | 0 | 0 | 0 | 0 | 0 | 0 | 0 | 0 | 0 | 0 | 0 | 0 | 0 | 0 | 0 | 0 | 0 | 0 | 0 | 0 | 0 | 0 | 0 | 0 | 0 | 0 | 0 | 0 | 0 | 0 | 0 | 0 | 0 | 0 | 0 | 0
Lodging/Hospitality_Existing_Chilled Water System - Variable Speed Drives_TRC | Ach | Lodging/Hospitality | Space Cooling | Central chillers inside | TRC | Existing | NE3304 | Chilled Water System - Variable Speed Drives | Chilled Water System - Variable Speed Drives | NonEquip | 13 | Central chillers inside | 73.99% | Prescriptive_all_existing | 24.74% | 17378.749 | 26925.4008 | 40478.0884 | 57432.4236 | 74397.5111 | 84492.7841 | 79980.4983 | 60158.2124 | 35442.6265 | 16946.0947 | 17378.749 | 44304.1499 | 84782.2383 | 142214.6619 | 216612.1729 | 301104.9571 | 381085.4553 | 441243.6677 | 476686.2942 | 493632.3889 | 1.6165 | 4.1209 | 7.8859 | 13.2279 | 20.1479 | 28.0069 | 35.4462 | 41.0418 | 44.3384 | 45.9146 | 0.36741 | 0.93665 | 1.7924 | 3.0066 | 4.5795 | 6.3658 | 8.0567 | 9.3285 | 10.0778 | 10.4361
Lodging/Hospitality_Existing_Ceiling Insulation(R2 to R38)_TRC | Ach | Lodging/Hospitality | Space Cooling | Central chillers inside | TRC | Existing | NE3200 | Ceiling Insulation(R2 to R38) | Ceiling Insulation(R2 to R38) | NonEquip | 20 |  | 0% | Prescriptive_all_existing | 5.436% | 0 | 0 | 0 | 0 | 0 | 0 | 0 | 0 | 0 | 0 | 0 | 0 | 0 | 0 | 0 | 0 | 0 | 0 | 0 | 0 | 0 | 0 | 0 | 0 | 0 | 0 | 0 | 0 | 0 | 0 | 0 | 0 | 0 | 0 | 0 | 0 | 0 | 0 | 0 | 0
Lodging/Hospitality_Turnover_High Efficiency Chiller (Water cooled-centrifugal, 200 tons)_TRC | Ach | Lodging/Hospitality | Space Cooling | Central chillers inside | TRC | Turnover | ET983 | High Efficiency Chiller (Water cooled-centrifugal, 200 tons) | High Efficiency Chiller (Water cooled-centrifugal, 200 tons) | Equip | 20 | Central chillers inside | 28.37% | Prescriptive_all | 4.362% | 723.2207 | 1038.1887 | 1556.5196 | 2200.983 | 2841.6388 | 3215.5953 | 3042.405 | 2294.6293 | 1356.7059 | 649.982 | 723.2207 | 1761.4093 | 3317.9289 | 5518.9119 | 8360.5506 | 11576.1459 | 14618.5509 | 16913.1803 | 18269.8861 | 18919.8681 | 0.232 | 0.56505 | 1.0644 | 1.7704 | 2.682 | 3.7136 | 4.6895 | 5.4256 | 5.8609 | 6.0694 | 0.0022841 | 0.0055629 | 0.010479 | 0.01743 | 0.026404 | 0.03656 | 0.046169 | 0.053416 | 0.0577 | 0.059753
Lodging/Hospitality_Turnover_High Efficiency Chiller (Air Cooled, 50 tons)_TRC | Ach | Lodging/Hospitality | Space Cooling | Central chillers inside | TRC | Turnover | ET905 | High Efficiency Chiller (Air Cooled, 50 tons) | High Efficiency Chiller (Air Cooled, 50 tons) | Equip | 20 | Central chillers inside | 28.37% | Prescriptive_all | 8.759% | 1412.1467 | 2031.5465 | 3054.9616 | 4335.7824 | 5618.1934 | 6370.5773 | 6020.2528 | 4520.3616 | 2658.2964 | 1268.5283 | 1412.1467 | 3443.6932 | 6498.6548 | 10834.4372 | 16452.6305 | 22823.2079 | 28843.4607 | 33363.8223 | 36022.1188 | 37290.647 | 0.32748 | 0.79861 | 1.5071 | 2.5125 | 3.8154 | 5.2928 | 6.6889 | 7.7372 | 8.3537 | 8.6478 | 0.075539 | 0.18421 | 0.34763 | 0.57956 | 0.88009 | 1.2209 | 1.5429 | 1.7847 | 1.9269 | 1.9948
Lodging/Hospitality_Turnover_High Efficiency Chiller (Water cooled-positive displacement, 100 tons)_TRC | Ach | Lodging/Hospitality | Space Cooling | Central chillers inside | TRC | Turnover | ET1061 | High Efficiency Chiller (Water cooled-positive displacement, 100 tons) | High Efficiency Chiller (Water cooled-positive displacement, 100 tons) | Equip | 20 | Central chillers inside | 28.37% | Prescriptive_all | 2.683% | 487.6306 | 699.244 | 1046.7953 | 1477.5139 | 1904.1631 | 2152.5711 | 2037.838 | 1540.3612 | 913.1805 | 438.355 | 487.6306 | 1186.8746 | 2233.6699 | 3711.1838 | 5615.3469 | 7767.918 | 9805.756 | 11346.1172 | 12259.2977 | 12697.6527 | 0.15643 | 0.38074 | 0.71655 | 1.1905 | 1.8014 | 2.4919 | 3.1456 | 3.6398 | 3.9327 | 4.0733 | 0.00154 | 0.0037484 | 0.0070544 | 0.011721 | 0.017735 | 0.024533 | 0.030969 | 0.035834 | 0.038718 | 0.040102
Lodging/Hospitality_New_High Efficiency Chiller (Air Cooled, 50 tons)_TRC | Ach | Lodging/Hospitality | Space Cooling | Central chillers inside | TRC | New | EN931 | High Efficiency Chiller (Air Cooled, 50 tons) | High Efficiency Chiller (Air Cooled, 50 tons) | Equip | 20 | Central chillers inside | 28.37% | Prescriptive_all | 8.759% | 671.7385 | 825.4715 | 1064.2242 | 1260.1534 | 1312.994 | 1366.2983 | 1196.8309 | 837.4512 | 462.5521 | 208.3049 | 671.7385 | 1497.21 | 2561.4342 | 3821.5876 | 5134.5816 | 6500.8799 | 7697.7108 | 8535.162 | 8997.7141 | 9206.0191 | 0.15578 | 0.34721 | 0.59401 | 0.88624 | 1.1907 | 1.5076 | 1.7851 | 1.9793 | 2.0866 | 2.1349 | 0.035933 | 0.080089 | 0.13702 | 0.20442 | 0.27466 | 0.34775 | 0.41177 | 0.45656 | 0.48131 | 0.49245
Lodging/Hospitality_New_High Efficiency Chiller (Water cooled-positive displacement, 100 tons)_TRC | Ach | Lodging/Hospitality | Space Cooling | Central chillers inside | TRC | New | EN1087 | High Efficiency Chiller (Water cooled-positive displacement, 100 tons) | High Efficiency Chiller (Water cooled-positive displacement, 100 tons) | Equip | 20 | Central chillers inside | 28.37% | Prescriptive_all | 2.683% | 224.879 | 270.8364 | 339.4674 | 388.022 | 189.7782 | 88.2577 | 116.7299 | 257.6552 | 149.8165 | 70.0083 | 224.879 | 495.7154 | 835.1828 | 1223.2048 | 1412.983 | 1501.2407 | 1617.9706 | 1875.6258 | 2025.4423 | 2095.4506 | 0.07214 | 0.15902 | 0.26792 | 0.3924 | 0.45328 | 0.48159 | 0.51904 | 0.60169 | 0.64975 | 0.67221 | 0.00071022 | 0.0015656 | 0.0026377 | 0.0038632 | 0.0044625 | 0.0047413 | 0.0051099 | 0.0059236 | 0.0063968 | 0.0066179
Lodging/Hospitality_New_High Efficiency Chiller (Water cooled-centrifugal, 200 tons)_TRC | Ach | Lodging/Hospitality | Space Cooling | Central chillers inside | TRC | New | EN1009 | High Efficiency Chiller (Water cooled-centrifugal, 200 tons) | High Efficiency Chiller (Water cooled-centrifugal, 200 tons) | Equip | 20 | Central chillers inside | 28.37% | Prescriptive_all | 4.362% | 333.5253 | 402.119 | 504.7669 | 578.0182 | 582.2575 | 507.1822 | 526.3298 | 383.8211 | 222.5813 | 103.8066 | 333.5253 | 735.6443 | 1240.4112 | 1818.4293 | 2400.6868 | 2907.869 | 3434.1989 | 3818.02 | 4040.6013 | 4144.4079 | 0.10699 | 0.23599 | 0.39792 | 0.58334 | 0.77013 | 0.93283 | 1.1017 | 1.2248 | 1.2962 | 1.3295 | 0.0010533 | 0.0023233 | 0.0039175 | 0.005743 | 0.0075819 | 0.0091837 | 0.010846 | 0.012058 | 0.012761 | 0.013089
Lodging/Hospitality_New_Demand Controlled Ventilation_TRC | Ach | Lodging/Hospitality | Ventilation and Circulation | Central air-handling unit | TRC | New | NN4955 | Demand Controlled Ventilation | Demand Controlled Ventilation | NonEquip | 10 |  | 23.39% | Prescriptive_all | 40.89% | 4803.5138 | 5930.4263 | 7693.1644 | 9177.8385 | 9633.6802 | 10069.8268 | 8807.3883 | 6116.3971 | 3347.2394 | 1497.5318 | 4803.5138 | 10733.9402 | 18427.1046 | 27604.943 | 37238.6232 | 47308.45 | 56115.8382 | 62232.2353 | 65579.4748 | 67077.0066 | 0.50012 | 1.1176 | 1.9185 | 2.8741 | 3.8771 | 4.9255 | 5.8425 | 6.4793 | 6.8278 | 6.9837 | 2.8157 | 6.2919 | 10.8013 | 16.1811 | 21.828 | 27.7306 | 32.8932 | 36.4784 | 38.4404 | 39.3182
Lodging/Hospitality_Existing_Demand Controlled Ventilation_TRC | Ach | Lodging/Hospitality | Ventilation and Circulation | Central air-handling unit | TRC | Existing | NE4942 | Demand Controlled Ventilation | Demand Controlled Ventilation | NonEquip | 10 |  | 23.39% | Prescriptive_all_existing | 40.89% | 18710.9864 | 19229.3749 | 19533.5019 | 19831.8741 | 20079.8512 | 20309.7341 | 20537.1055 | 20736.8996 | 20928.2867 | 21090.3904 | 18710.9864 | 37940.3613 | 57473.8632 | 77305.7373 | 97385.5885 | 117695.3226 | 138232.4281 | 158969.3276 | 179897.6144 | 200988.0047 | 1.9481 | 3.9501 | 5.9839 | 8.0487 | 10.1393 | 12.2538 | 14.392 | 16.551 | 18.73 | 20.9258 | 10.9677 | 22.2393 | 33.6892 | 45.314 | 57.0841 | 68.9889 | 81.0271 | 93.1823 | 105.4498 | 117.8122
Lodging/Hospitality_New_Interior Lighting Controls_TRC | Ach | Lodging/Hospitality | Interior Lighting | case lighting | TRC | New | NN4435 | Interior Lighting Controls | Interior Lighting Controls | NonEquip | 8 | Overhead (fluorescent/LED/CFL U-shape) | 0% | Prescriptive_lighting control | 28% | 0 | 0 | 0 | 0 | 0 | 0 | 0 | 0 | 0 | 0 | 0 | 0 | 0 | 0 | 0 | 0 | 0 | 0 | 0 | 0 | 0 | 0 | 0 | 0 | 0 | 0 | 0 | 0 | 0 | 0 | 0 | 0 | 0 | 0 | 0 | 0 | 0 | 0 | 0 | 0
Lodging/Hospitality_New_Facility Energy Management System_TRC | Ach | Lodging/Hospitality | Interior Lighting | case lighting | TRC | New | NN3707 | Facility Energy Management System | Facility Energy Management System | NonEquip | 15 |  | 4.276% | Custom_improvement | 24% | 0.018902 | 0.022173 | 0.027453 | 0.031622 | 0.032701 | 0.034888 | 0.032875 | 0.026392 | 0.017882 | 0.010328 | 0.018902 | 0.041075 | 0.068529 | 0.10015 | 0.13285 | 0.16774 | 0.20061 | 0.22701 | 0.24489 | 0.25522 | 4.9327e-06 | 1.0719e-05 | 1.7883e-05 | 2.6135e-05 | 3.4669e-05 | 4.3773e-05 | 5.2353e-05 | 5.924e-05 | 6.3906e-05 | 6.6602e-05 | 2.268e-06 | 4.9285e-06 | 8.2225e-06 | 1.2017e-05 | 1.594e-05 | 2.0127e-05 | 2.4071e-05 | 2.7238e-05 | 2.9384e-05 | 3.0623e-05
Lodging/Hospitality_Existing_Interior Lighting Controls_TRC | Ach | Lodging/Hospitality | Interior Lighting | case lighting | TRC | Existing | NE4422 | Interior Lighting Controls | Interior Lighting Controls | NonEquip | 8 | Overhead (fluorescent/LED/CFL U-shape) | 0% | Prescriptive_lighting control_existing | 28% | 0 | 0 | 0 | 0 | 0 | 0 | 0 | 0 | 0 | 0 | 0 | 0 | 0 | 0 | 0 | 0 | 0 | 0 | 0 | 0 | 0 | 0 | 0 | 0 | 0 | 0 | 0 | 0 | 0 | 0 | 0 | 0 | 0 | 0 | 0 | 0 | 0 | 0 | 0 | 0
Lodging/Hospitality_Existing_Facility Energy Management System_TRC | Ach | Lodging/Hospitality | Interior Lighting | case lighting | TRC | Existing | NE3694 | Facility Energy Management System | Facility Energy Management System | NonEquip | 15 |  | 0.7167% | Custom_improvement_existing | 24% | 0.011569 | 0.012683 | 0.012883 | 0.01308 | 0.013244 | 0.013395 | 0.013545 | 0.013677 | 0.013803 | 0.01391 | 0.011569 | 0.024252 | 0.037135 | 0.050215 | 0.063459 | 0.076854 | 0.090399 | 0.10408 | 0.11788 | 0.13179 | 3.0192e-06 | 6.3288e-06 | 9.6908e-06 | 1.3104e-05 | 1.656e-05 | 2.0056e-05 | 2.3591e-05 | 2.716e-05 | 3.0762e-05 | 3.4392e-05 | 1.3882e-06 | 2.9099e-06 | 4.4558e-06 | 6.0252e-06 | 7.6142e-06 | 9.2215e-06 | 1.0847e-05 | 1.2488e-05 | 1.4144e-05 | 1.5813e-05
Lodging/Hospitality_New_Smart Thermostat_TRC | Ach | Lodging/Hospitality | Space Heating | Boilers | TRC | New | NN4175 | Smart Thermostat | Smart Thermostat | NonEquip | 11 |  | 45.33% | Prescriptive_all | 10% | 0 | 0 | 0 | 0 | 0 | 0 | 0 | 0 | 0 | 0 | 0 | 0 | 0 | 0 | 0 | 0 | 0 | 0 | 0 | 0 | 0 | 0 | 0 | 0 | 0 | 0 | 0 | 0 | 0 | 0 | 0 | 0 | 0 | 0 | 0 | 0 | 0 | 0 | 0 | 0
Lodging/Hospitality_New_Programmable Thermostat_TRC | Ach | Lodging/Hospitality | Space Heating | Boilers | TRC | New | NN4071 | Programmable Thermostat | Programmable Thermostat | NonEquip | 11 |  | 0% | Prescriptive_all | 3.6% | 0 | 0 | 0 | 0 | 0 | 0 | 0 | 0 | 0 | 0 | 0 | 0 | 0 | 0 | 0 | 0 | 0 | 0 | 0 | 0 | 0 | 0 | 0 | 0 | 0 | 0 | 0 | 0 | 0 | 0 | 0 | 0 | 0 | 0 | 0 | 0 | 0 | 0 | 0 | 0
Lodging/Hospitality_New_Facility Energy Management System_TRC | Ach | Lodging/Hospitality | Space Heating | Boilers | TRC | New | NN3655 | Facility Energy Management System | Facility Energy Management System | NonEquip | 15 |  | 4.276% | Custom_improvement | 20% | 0 | 0 | 0 | 0 | 0 | 0 | 0 | 0 | 0 | 0 | 0 | 0 | 0 | 0 | 0 | 0 | 0 | 0 | 0 | 0 | 0 | 0 | 0 | 0 | 0 | 0 | 0 | 0 | 0 | 0 | 0 | 0 | 0 | 0 | 0 | 0 | 0 | 0 | 0 | 0
Lodging/Hospitality_New_Dedicated Outdoor Air System on VRF unit_TRC | Ach | Lodging/Hospitality | Space Heating | Boilers | TRC | New | NN3395 | Dedicated Outdoor Air System on VRF unit | Dedicated Outdoor Air System on VRF unit | NonEquip | 15 | Residential/split system heat pump | 0% | Prescriptive_all | 10% | 0 | 0 | 0 | 0 | 0 | 0 | 0 | 0 | 0 | 0 | 0 | 0 | 0 | 0 | 0 | 0 | 0 | 0 | 0 | 0 | 0 | 0 | 0 | 0 | 0 | 0 | 0 | 0 | 0 | 0 | 0 | 0 | 0 | 0 | 0 | 0 | 0 | 0 | 0 | 0
Lodging/Hospitality_New_Ceiling Insulation(R2 to R38)_TRC | Ach | Lodging/Hospitality | Space Heating | Boilers | TRC | New | NN3187 | Ceiling Insulation(R2 to R38) | Ceiling Insulation(R2 to R38) | NonEquip | 20 |  | 0% | Prescriptive_all | 1.905% | 0 | 0 | 0 | 0 | 0 | 0 | 0 | 0 | 0 | 0 | 0 | 0 | 0 | 0 | 0 | 0 | 0 | 0 | 0 | 0 | 0 | 0 | 0 | 0 | 0 | 0 | 0 | 0 | 0 | 0 | 0 | 0 | 0 | 0 | 0 | 0 | 0 | 0 | 0 | 0
Lodging/Hospitality_Existing_Wall Insulation_TRC | Ach | Lodging/Hospitality | Space Heating | Boilers | TRC | Existing | NE4240 | Wall Insulation | Wall Insulation | NonEquip | 20 |  | 0% | Prescriptive_all_existing | 2.181% | 0 | 0 | 0 | 0 | 0 | 0 | 0 | 0 | 0 | 0 | 0 | 0 | 0 | 0 | 0 | 0 | 0 | 0 | 0 | 0 | 0 | 0 | 0 | 0 | 0 | 0 | 0 | 0 | 0 | 0 | 0 | 0 | 0 | 0 | 0 | 0 | 0 | 0 | 0 | 0
Lodging/Hospitality_Existing_Smart Thermostat_TRC | Ach | Lodging/Hospitality | Space Heating | Boilers | TRC | Existing | NE4162 | Smart Thermostat | Smart Thermostat | NonEquip | 11 |  | 45.33% | Prescriptive_all_existing | 10% | 0 | 0 | 0 | 0 | 0 | 0 | 0 | 0 | 0 | 0 | 0 | 0 | 0 | 0 | 0 | 0 | 0 | 0 | 0 | 0 | 0 | 0 | 0 | 0 | 0 | 0 | 0 | 0 | 0 | 0 | 0 | 0 | 0 | 0 | 0 | 0 | 0 | 0 | 0 | 0
Lodging/Hospitality_Existing_Programmable Thermostat_TRC | Ach | Lodging/Hospitality | Space Heating | Boilers | TRC | Existing | NE4058 | Programmable Thermostat | Programmable Thermostat | NonEquip | 11 |  | 0% | Prescriptive_all_existing | 3.6% | 0 | 0 | 0 | 0 | 0 | 0 | 0 | 0 | 0 | 0 | 0 | 0 | 0 | 0 | 0 | 0 | 0 | 0 | 0 | 0 | 0 | 0 | 0 | 0 | 0 | 0 | 0 | 0 | 0 | 0 | 0 | 0 | 0 | 0 | 0 | 0 | 0 | 0 | 0 | 0
Lodging/Hospitality_Existing_Facility Energy Management System_TRC | Ach | Lodging/Hospitality | Space Heating | Boilers | TRC | Existing | NE3642 | Facility Energy Management System | Facility Energy Management System | NonEquip | 15 |  | 0.7167% | Custom_improvement_existing | 20% | 0 | 0 | 0 | 0 | 0 | 0 | 0 | 0 | 0 | 0 | 0 | 0 | 0 | 0 | 0 | 0 | 0 | 0 | 0 | 0 | 0 | 0 | 0 | 0 | 0 | 0 | 0 | 0 | 0 | 0 | 0 | 0 | 0 | 0 | 0 | 0 | 0 | 0 | 0 | 0
Lodging/Hospitality_Existing_Dedicated Outdoor Air System on VRF unit_TRC | Ach | Lodging/Hospitality | Space Heating | Boilers | TRC | Existing | NE3382 | Dedicated Outdoor Air System on VRF unit | Dedicated Outdoor Air System on VRF unit | NonEquip | 15 | Residential/split system heat pump | 0% | Prescriptive_all_existing | 10% | 0 | 0 | 0 | 0 | 0 | 0 | 0 | 0 | 0 | 0 | 0 | 0 | 0 | 0 | 0 | 0 | 0 | 0 | 0 | 0 | 0 | 0 | 0 | 0 | 0 | 0 | 0 | 0 | 0 | 0 | 0 | 0 | 0 | 0 | 0 | 0 | 0 | 0 | 0 | 0
Lodging/Hospitality_Existing_Ceiling Insulation(R2 to R38)_TRC | Ach | Lodging/Hospitality | Space Heating | Boilers | TRC | Existing | NE3174 | Ceiling Insulation(R2 to R38) | Ceiling Insulation(R2 to R38) | NonEquip | 20 |  | 0% | Prescriptive_all_existing | 2.102% | 0 | 0 | 0 | 0 | 0 | 0 | 0 | 0 | 0 | 0 | 0 | 0 | 0 | 0 | 0 | 0 | 0 | 0 | 0 | 0 | 0 | 0 | 0 | 0 | 0 | 0 | 0 | 0 | 0 | 0 | 0 | 0 | 0 | 0 | 0 | 0 | 0 | 0 | 0 | 0
Lodging/Hospitality_New_Tank Wrap on Water Heater_TRC | Ach | Lodging/Hospitality | Domestic Hot Water | "Point-of-Use" water heaters | TRC | New | NN2901 | Tank Wrap on Water Heater | Tank Wrap on Water Heater | NonEquip | 7 | Centralized water heaters | 0% | Prescriptive_water heater | 1.097% | 0 | 0 | 0 | 0 | 0 | 0 | 0 | 0 | 0 | 0 | 0 | 0 | 0 | 0 | 0 | 0 | 0 | 0 | 0 | 0 | 0 | 0 | 0 | 0 | 0 | 0 | 0 | 0 | 0 | 0 | 0 | 0 | 0 | 0 | 0 | 0 | 0 | 0 | 0 | 0
Lodging/Hospitality_Existing_Tank Wrap on Water Heater_TRC | Ach | Lodging/Hospitality | Domestic Hot Water | "Point-of-Use" water heaters | TRC | Existing | NE2888 | Tank Wrap on Water Heater | Tank Wrap on Water Heater | NonEquip | 7 | Centralized water heaters | 0% | Prescriptive_water heater_existing | 1.097% | 0 | 0 | 0 | 0 | 0 | 0 | 0 | 0 | 0 | 0 | 0 | 0 | 0 | 0 | 0 | 0 | 0 | 0 | 0 | 0 | 0 | 0 | 0 | 0 | 0 | 0 | 0 | 0 | 0 | 0 | 0 | 0 | 0 | 0 | 0 | 0 | 0 | 0 | 0 | 0
Miscellaneous_New_Strip Curtains for Walk-ins_TRC | Ach | Miscellaneous | Refrigeration | Walk-in cooler | TRC | New | NN4904 | Strip Curtains for Walk-ins | Strip Curtains for Walk-ins | NonEquip | 4 | Walk-in cooler | 0% | Prescriptive_refrigeration control | 2.115% | 0 | 0 | 0 | 0 | 0 | 0 | 0 | 0 | 0 | 0 | 0 | 0 | 0 | 0 | 0 | 0 | 0 | 0 | 0 | 0 | 0 | 0 | 0 | 0 | 0 | 0 | 0 | 0 | 0 | 0 | 0 | 0 | 0 | 0 | 0 | 0 | 0 | 0 | 0 | 0
Miscellaneous_New_PSC to ECM Evaporator Fan Motor (Walk-In, Refrigerator)_TRC | Ach | Miscellaneous | Refrigeration | Walk-in cooler | TRC | New | NN4852 | PSC to ECM Evaporator Fan Motor (Walk-In, Refrigerator) | PSC to ECM Evaporator Fan Motor (Walk-In, Refrigerator) | NonEquip | 15 | Walk-in cooler | 0% | Prescriptive_ECM | 37.5% | 0 | 0 | 0 | 0 | 0 | 0 | 0 | 0 | 0 | 0 | 0 | 0 | 0 | 0 | 0 | 0 | 0 | 0 | 0 | 0 | 0 | 0 | 0 | 0 | 0 | 0 | 0 | 0 | 0 | 0 | 0 | 0 | 0 | 0 | 0 | 0 | 0 | 0 | 0 | 0
Miscellaneous_New_PSC to ECM Evaporator Fan Motor (Reach-In)_TRC | Ach | Miscellaneous | Refrigeration | Walk-in cooler | TRC | New | NN4826 | PSC to ECM Evaporator Fan Motor (Reach-In) | PSC to ECM Evaporator Fan Motor (Reach-In) | NonEquip | 15 | Display cases | 0% | Prescriptive_ECM | 37.5% | 0 | 0 | 0 | 0 | 0 | 0 | 0 | 0 | 0 | 0 | 0 | 0 | 0 | 0 | 0 | 0 | 0 | 0 | 0 | 0 | 0 | 0 | 0 | 0 | 0 | 0 | 0 | 0 | 0 | 0 | 0 | 0 | 0 | 0 | 0 | 0 | 0 | 0 | 0 | 0
Miscellaneous_Existing_Strip Curtains for Walk-ins_TRC | Ach | Miscellaneous | Refrigeration | Walk-in cooler | TRC | Existing | NE4891 | Strip Curtains for Walk-ins | Strip Curtains for Walk-ins | NonEquip | 4 | Walk-in cooler | 0% | Prescriptive_refrigeration control_existing | 2.115% | 0 | 0 | 0 | 0 | 0 | 0 | 0 | 0 | 0 | 0 | 0 | 0 | 0 | 0 | 0 | 0 | 0 | 0 | 0 | 0 | 0 | 0 | 0 | 0 | 0 | 0 | 0 | 0 | 0 | 0 | 0 | 0 | 0 | 0 | 0 | 0 | 0 | 0 | 0 | 0
Miscellaneous_Existing_PSC to ECM Evaporator Fan Motor (Walk-In, Refrigerator)_TRC | Ach | Miscellaneous | Refrigeration | Walk-in cooler | TRC | Existing | NE4839 | PSC to ECM Evaporator Fan Motor (Walk-In, Refrigerator) | PSC to ECM Evaporator Fan Motor (Walk-In, Refrigerator) | NonEquip | 15 | Walk-in cooler | 0% | Prescriptive_ECM_existing | 37.5% | 0 | 0 | 0 | 0 | 0 | 0 | 0 | 0 | 0 | 0 | 0 | 0 | 0 | 0 | 0 | 0 | 0 | 0 | 0 | 0 | 0 | 0 | 0 | 0 | 0 | 0 | 0 | 0 | 0 | 0 | 0 | 0 | 0 | 0 | 0 | 0 | 0 | 0 | 0 | 0
Miscellaneous_Existing_PSC to ECM Evaporator Fan Motor (Reach-In)_TRC | Ach | Miscellaneous | Refrigeration | Walk-in cooler | TRC | Existing | NE4813 | PSC to ECM Evaporator Fan Motor (Reach-In) | PSC to ECM Evaporator Fan Motor (Reach-In) | NonEquip | 15 | Display cases | 0% | Prescriptive_ECM_existing | 37.5% | 0 | 0 | 0 | 0 | 0 | 0 | 0 | 0 | 0 | 0 | 0 | 0 | 0 | 0 | 0 | 0 | 0 | 0 | 0 | 0 | 0 | 0 | 0 | 0 | 0 | 0 | 0 | 0 | 0 | 0 | 0 | 0 | 0 | 0 | 0 | 0 | 0 | 0 | 0 | 0
Miscellaneous_Existing_Freezer-Cooler Replacement Gaskets_TRC | Ach | Miscellaneous | Refrigeration | Walk-in cooler | TRC | Existing | NE4709 | Freezer-Cooler Replacement Gaskets | Freezer-Cooler Replacement Gaskets | NonEquip | 4 | Display cases | 0% | Prescriptive_refrigeration control_existing | 3.131% | 0 | 0 | 0 | 0 | 0 | 0 | 0 | 0 | 0 | 0 | 0 | 0 | 0 | 0 | 0 | 0 | 0 | 0 | 0 | 0 | 0 | 0 | 0 | 0 | 0 | 0 | 0 | 0 | 0 | 0 | 0 | 0 | 0 | 0 | 0 | 0 | 0 | 0 | 0 | 0
Miscellaneous_New_Strip Curtains for Walk-ins_TRC | Ach | Miscellaneous | Refrigeration | Vending and ice makers | TRC | New | NN4904 | Strip Curtains for Walk-ins | Strip Curtains for Walk-ins | NonEquip | 4 | Walk-in cooler | 0% | Prescriptive_refrigeration control | 2.115% | 0 | 0 | 0 | 0 | 0 | 0 | 0 | 0 | 0 | 0 | 0 | 0 | 0 | 0 | 0 | 0 | 0 | 0 | 0 | 0 | 0 | 0 | 0 | 0 | 0 | 0 | 0 | 0 | 0 | 0 | 0 | 0 | 0 | 0 | 0 | 0 | 0 | 0 | 0 | 0
Miscellaneous_New_PSC to ECM Evaporator Fan Motor (Walk-In, Refrigerator)_TRC | Ach | Miscellaneous | Refrigeration | Vending and ice makers | TRC | New | NN4852 | PSC to ECM Evaporator Fan Motor (Walk-In, Refrigerator) | PSC to ECM Evaporator Fan Motor (Walk-In, Refrigerator) | NonEquip | 15 | Walk-in cooler | 0% | Prescriptive_ECM | 37.5% | 0 | 0 | 0 | 0 | 0 | 0 | 0 | 0 | 0 | 0 | 0 | 0 | 0 | 0 | 0 | 0 | 0 | 0 | 0 | 0 | 0 | 0 | 0 | 0 | 0 | 0 | 0 | 0 | 0 | 0 | 0 | 0 | 0 | 0 | 0 | 0 | 0 | 0 | 0 | 0
Miscellaneous_New_PSC to ECM Evaporator Fan Motor (Reach-In)_TRC | Ach | Miscellaneous | Refrigeration | Vending and ice makers | TRC | New | NN4826 | PSC to ECM Evaporator Fan Motor (Reach-In) | PSC to ECM Evaporator Fan Motor (Reach-In) | NonEquip | 15 | Display cases | 0% | Prescriptive_ECM | 37.5% | 0 | 0 | 0 | 0 | 0 | 0 | 0 | 0 | 0 | 0 | 0 | 0 | 0 | 0 | 0 | 0 | 0 | 0 | 0 | 0 | 0 | 0 | 0 | 0 | 0 | 0 | 0 | 0 | 0 | 0 | 0 | 0 | 0 | 0 | 0 | 0 | 0 | 0 | 0 | 0
Miscellaneous_Existing_Strip Curtains for Walk-ins_TRC | Ach | Miscellaneous | Refrigeration | Vending and ice makers | TRC | Existing | NE4891 | Strip Curtains for Walk-ins | Strip Curtains for Walk-ins | NonEquip | 4 | Walk-in cooler | 0% | Prescriptive_refrigeration control_existing | 2.115% | 0 | 0 | 0 | 0 | 0 | 0 | 0 | 0 | 0 | 0 | 0 | 0 | 0 | 0 | 0 | 0 | 0 | 0 | 0 | 0 | 0 | 0 | 0 | 0 | 0 | 0 | 0 | 0 | 0 | 0 | 0 | 0 | 0 | 0 | 0 | 0 | 0 | 0 | 0 | 0
Miscellaneous_Existing_PSC to ECM Evaporator Fan Motor (Walk-In, Refrigerator)_TRC | Ach | Miscellaneous | Refrigeration | Vending and ice makers | TRC | Existing | NE4839 | PSC to ECM Evaporator Fan Motor (Walk-In, Refrigerator) | PSC to ECM Evaporator Fan Motor (Walk-In, Refrigerator) | NonEquip | 15 | Walk-in cooler | 0% | Prescriptive_ECM_existing | 37.5% | 0 | 0 | 0 | 0 | 0 | 0 | 0 | 0 | 0 | 0 | 0 | 0 | 0 | 0 | 0 | 0 | 0 | 0 | 0 | 0 | 0 | 0 | 0 | 0 | 0 | 0 | 0 | 0 | 0 | 0 | 0 | 0 | 0 | 0 | 0 | 0 | 0 | 0 | 0 | 0
Miscellaneous_Existing_PSC to ECM Evaporator Fan Motor (Reach-In)_TRC | Ach | Miscellaneous | Refrigeration | Vending and ice makers | TRC | Existing | NE4813 | PSC to ECM Evaporator Fan Motor (Reach-In) | PSC to ECM Evaporator Fan Motor (Reach-In) | NonEquip | 15 | Display cases | 0% | Prescriptive_ECM_existing | 37.5% | 0 | 0 | 0 | 0 | 0 | 0 | 0 | 0 | 0 | 0 | 0 | 0 | 0 | 0 | 0 | 0 | 0 | 0 | 0 | 0 | 0 | 0 | 0 | 0 | 0 | 0 | 0 | 0 | 0 | 0 | 0 | 0 | 0 | 0 | 0 | 0 | 0 | 0 | 0 | 0
Miscellaneous_Existing_Freezer-Cooler Replacement Gaskets_TRC | Ach | Miscellaneous | Refrigeration | Vending and ice makers | TRC | Existing | NE4709 | Freezer-Cooler Replacement Gaskets | Freezer-Cooler Replacement Gaskets | NonEquip | 4 | Display cases | 0% | Prescriptive_refrigeration control_existing | 3.131% | 0 | 0 | 0 | 0 | 0 | 0 | 0 | 0 | 0 | 0 | 0 | 0 | 0 | 0 | 0 | 0 | 0 | 0 | 0 | 0 | 0 | 0 | 0 | 0 | 0 | 0 | 0 | 0 | 0 | 0 | 0 | 0 | 0 | 0 | 0 | 0 | 0 | 0 | 0 | 0
Miscellaneous_New_Outdoor Lighting Controls_TRC | Ach | Miscellaneous | Exterior Lighting | Street lighting | TRC | New | NN2980 | Outdoor Lighting Controls | Outdoor Lighting Controls | NonEquip | 8 | Exterior parking/lot lighting | 0% | Prescriptive_lighting control | 28% | 0 | 0 | 0 | 0 | 0 | 0 | 0 | 0 | 0 | 0 | 0 | 0 | 0 | 0 | 0 | 0 | 0 | 0 | 0 | 0 | 0 | 0 | 0 | 0 | 0 | 0 | 0 | 0 | 0 | 0 | 0 | 0 | 0 | 0 | 0 | 0 | 0 | 0 | 0 | 0
Miscellaneous_New_Bi-Level Lighting Control (Exterior)_TRC | Ach | Miscellaneous | Exterior Lighting | Street lighting | TRC | New | NN2954 | Bi-Level Lighting Control (Exterior) | Bi-Level Lighting Control (Exterior) | NonEquip | 9 | Exterior parking/lot lighting | 0% | Prescriptive_lighting control | 31% | 0 | 0 | 0 | 0 | 0 | 0 | 0 | 0 | 0 | 0 | 0 | 0 | 0 | 0 | 0 | 0 | 0 | 0 | 0 | 0 | 0 | 0 | 0 | 0 | 0 | 0 | 0 | 0 | 0 | 0 | 0 | 0 | 0 | 0 | 0 | 0 | 0 | 0 | 0 | 0
Miscellaneous_Existing_Outdoor Lighting Controls_TRC | Ach | Miscellaneous | Exterior Lighting | Street lighting | TRC | Existing | NE2967 | Outdoor Lighting Controls | Outdoor Lighting Controls | NonEquip | 8 | Exterior parking/lot lighting | 0% | Prescriptive_lighting control_existing | 28% | 0 | 0 | 0 | 0 | 0 | 0 | 0 | 0 | 0 | 0 | 0 | 0 | 0 | 0 | 0 | 0 | 0 | 0 | 0 | 0 | 0 | 0 | 0 | 0 | 0 | 0 | 0 | 0 | 0 | 0 | 0 | 0 | 0 | 0 | 0 | 0 | 0 | 0 | 0 | 0
Miscellaneous_Existing_Bi-Level Lighting Control (Exterior)_TRC | Ach | Miscellaneous | Exterior Lighting | Street lighting | TRC | Existing | NE2941 | Bi-Level Lighting Control (Exterior) | Bi-Level Lighting Control (Exterior) | NonEquip | 9 | Exterior parking/lot lighting | 0% | Prescriptive_lighting control_existing | 31% | 0 | 0 | 0 | 0 | 0 | 0 | 0 | 0 | 0 | 0 | 0 | 0 | 0 | 0 | 0 | 0 | 0 | 0 | 0 | 0 | 0 | 0 | 0 | 0 | 0 | 0 | 0 | 0 | 0 | 0 | 0 | 0 | 0 | 0 | 0 | 0 | 0 | 0 | 0 | 0
Miscellaneous_New_Outdoor Lighting Controls_TRC | Ach | Miscellaneous | Exterior Lighting | Spot lighting/Security/Flood | TRC | New | NN2980 | Outdoor Lighting Controls | Outdoor Lighting Controls | NonEquip | 8 | Exterior parking/lot lighting | 0% | Prescriptive_lighting control | 28% | 0 | 0 | 0 | 0 | 0 | 0 | 0 | 0 | 0 | 0 | 0 | 0 | 0 | 0 | 0 | 0 | 0 | 0 | 0 | 0 | 0 | 0 | 0 | 0 | 0 | 0 | 0 | 0 | 0 | 0 | 0 | 0 | 0 | 0 | 0 | 0 | 0 | 0 | 0 | 0
Miscellaneous_New_Bi-Level Lighting Control (Exterior)_TRC | Ach | Miscellaneous | Exterior Lighting | Spot lighting/Security/Flood | TRC | New | NN2954 | Bi-Level Lighting Control (Exterior) | Bi-Level Lighting Control (Exterior) | NonEquip | 9 | Exterior parking/lot lighting | 0% | Prescriptive_lighting control | 31% | 0 | 0 | 0 | 0 | 0 | 0 | 0 | 0 | 0 | 0 | 0 | 0 | 0 | 0 | 0 | 0 | 0 | 0 | 0 | 0 | 0 | 0 | 0 | 0 | 0 | 0 | 0 | 0 | 0 | 0 | 0 | 0 | 0 | 0 | 0 | 0 | 0 | 0 | 0 | 0
Miscellaneous_Existing_Outdoor Lighting Controls_TRC | Ach | Miscellaneous | Exterior Lighting | Spot lighting/Security/Flood | TRC | Existing | NE2967 | Outdoor Lighting Controls | Outdoor Lighting Controls | NonEquip | 8 | Exterior parking/lot lighting | 0% | Prescriptive_lighting control_existing | 28% | 0 | 0 | 0 | 0 | 0 | 0 | 0 | 0 | 0 | 0 | 0 | 0 | 0 | 0 | 0 | 0 | 0 | 0 | 0 | 0 | 0 | 0 | 0 | 0 | 0 | 0 | 0 | 0 | 0 | 0 | 0 | 0 | 0 | 0 | 0 | 0 | 0 | 0 | 0 | 0
Miscellaneous_Existing_Bi-Level Lighting Control (Exterior)_TRC | Ach | Miscellaneous | Exterior Lighting | Spot lighting/Security/Flood | TRC | Existing | NE2941 | Bi-Level Lighting Control (Exterior) | Bi-Level Lighting Control (Exterior) | NonEquip | 9 | Exterior parking/lot lighting | 0% | Prescriptive_lighting control_existing | 31% | 0 | 0 | 0 | 0 | 0 | 0 | 0 | 0 | 0 | 0 | 0 | 0 | 0 | 0 | 0 | 0 | 0 | 0 | 0 | 0 | 0 | 0 | 0 | 0 | 0 | 0 | 0 | 0 | 0 | 0 | 0 | 0 | 0 | 0 | 0 | 0 | 0 | 0 | 0 | 0
Miscellaneous_Turnover_LED Exterior Lighting_TRC | Ach | Miscellaneous | Exterior Lighting | Spot lighting/Security/Flood | TRC | Turnover | ET672 | LED Exterior Lighting | LED Exterior Lighting | Equip | 13 | Spot lighting/Security/Flood | 4.624% | Prescriptive_lighting | 60.51% | 144.0877 | 144.2577 | 131.0115 | 95.0231 | 53.9776 | 24.885 | 10.0276 | 3.7704 | 1.3782 | 0.48939 | 144.0877 | 288.3454 | 419.3569 | 514.38 | 568.3576 | 593.2426 | 603.2702 | 607.0406 | 608.4188 | 608.9081 | 0 | 0 | 0 | 0 | 0 | 0 | 0 | 0 | 0 | 0 | 0 | 0 | 0 | 0 | 0 | 0 | 0 | 0 | 0 | 0
Miscellaneous_New_LED Exterior Lighting_TRC | Ach | Miscellaneous | Exterior Lighting | Spot lighting/Security/Flood | TRC | New | EN698 | LED Exterior Lighting | LED Exterior Lighting | Equip | 13 | Spot lighting/Security/Flood | 4.624% | Prescriptive_lighting | 60.51% | 0 | 0 | 0 | 0 | 0 | 0 | 0 | 0 | 0 | 0 | 0 | 0 | 0 | 0 | 0 | 0 | 0 | 0 | 0 | 0 | 0 | 0 | 0 | 0 | 0 | 0 | 0 | 0 | 0 | 0 | 0 | 0 | 0 | 0 | 0 | 0 | 0 | 0 | 0 | 0
Miscellaneous_New_Interior Lighting Controls_TRC | Ach | Miscellaneous | Interior Lighting | Spot lighting | TRC | New | NN4436 | Interior Lighting Controls | Interior Lighting Controls | NonEquip | 8 | Overhead (fluorescent/LED/CFL U-shape) | 0% | Prescriptive_lighting control | 28% | 0 | 0 | 0 | 0 | 0 | 0 | 0 | 0 | 0 | 0 | 0 | 0 | 0 | 0 | 0 | 0 | 0 | 0 | 0 | 0 | 0 | 0 | 0 | 0 | 0 | 0 | 0 | 0 | 0 | 0 | 0 | 0 | 0 | 0 | 0 | 0 | 0 | 0 | 0 | 0
Miscellaneous_New_Facility Energy Management System_TRC | Ach | Miscellaneous | Interior Lighting | Spot lighting | TRC | New | NN3708 | Facility Energy Management System | Facility Energy Management System | NonEquip | 15 |  | 6.861% | Custom_improvement | 24% | 0 | 0 | 0 | 0 | 0 | 0 | 0 | 0 | 0 | 0 | 0 | 0 | 0 | 0 | 0 | 0 | 0 | 0 | 0 | 0 | 0 | 0 | 0 | 0 | 0 | 0 | 0 | 0 | 0 | 0 | 0 | 0 | 0 | 0 | 0 | 0 | 0 | 0 | 0 | 0
Miscellaneous_Existing_Interior Lighting Controls_TRC | Ach | Miscellaneous | Interior Lighting | Spot lighting | TRC | Existing | NE4423 | Interior Lighting Controls | Interior Lighting Controls | NonEquip | 8 | Overhead (fluorescent/LED/CFL U-shape) | 0% | Prescriptive_lighting control_existing | 28% | 0 | 0 | 0 | 0 | 0 | 0 | 0 | 0 | 0 | 0 | 0 | 0 | 0 | 0 | 0 | 0 | 0 | 0 | 0 | 0 | 0 | 0 | 0 | 0 | 0 | 0 | 0 | 0 | 0 | 0 | 0 | 0 | 0 | 0 | 0 | 0 | 0 | 0 | 0 | 0
Miscellaneous_Existing_Facility Energy Management System_TRC | Ach | Miscellaneous | Interior Lighting | Spot lighting | TRC | Existing | NE3695 | Facility Energy Management System | Facility Energy Management System | NonEquip | 15 |  | 6.861% | Custom_improvement_existing | 24% | 1.7816 | 1.6856 | 1.6293 | 1.5785 | 1.5293 | 1.4815 | 1.436 | 1.391 | 1.3476 | 1.3043 | 1.7816 | 3.4672 | 5.0966 | 6.675 | 8.2043 | 9.6858 | 11.1218 | 12.5128 | 13.8603 | 15.1646 | 0.00037341 | 0.00072671 | 0.0010682 | 0.001399 | 0.0017196 | 0.0020301 | 0.0023311 | 0.0026226 | 0.002905 | 0.0031784 | 3.211e-05 | 6.2491e-05 | 9.1857e-05 | 0.00012031 | 0.00014787 | 0.00017457 | 0.00020045 | 0.00022552 | 0.00024981 | 0.00027332
Miscellaneous_New_Network PC Power Management_TRC | Ach | Miscellaneous | Office Equipment | Servers | TRC | New | NN4566 | Network PC Power Management | Network PC Power Management | NonEquip | 5 | Computers | 0% | Prescriptive_all | 56.5% | 0 | 0 | 0 | 0 | 0 | 0 | 0 | 0 | 0 | 0 | 0 | 0 | 0 | 0 | 0 | 0 | 0 | 0 | 0 | 0 | 0 | 0 | 0 | 0 | 0 | 0 | 0 | 0 | 0 | 0 | 0 | 0 | 0 | 0 | 0 | 0 | 0 | 0 | 0 | 0
Miscellaneous_Existing_Network PC Power Management_TRC | Ach | Miscellaneous | Office Equipment | Servers | TRC | Existing | NE4553 | Network PC Power Management | Network PC Power Management | NonEquip | 5 | Computers | 0% | Prescriptive_all_existing | 56.5% | 0 | 0 | 0 | 0 | 0 | 0 | 0 | 0 | 0 | 0 | 0 | 0 | 0 | 0 | 0 | 0 | 0 | 0 | 0 | 0 | 0 | 0 | 0 | 0 | 0 | 0 | 0 | 0 | 0 | 0 | 0 | 0 | 0 | 0 | 0 | 0 | 0 | 0 | 0 | 0
Miscellaneous_New_HVAC tune-up_TRC | Ach | Miscellaneous | Space Cooling | Residential-type central air conditioners | TRC | New | NN3890 | HVAC tune-up | HVAC tune-up | NonEquip | 5 | Residential-type central air conditioners | 49.09% | Prescriptive_all | 5% | 0 | 0 | 0 | 0 | 0 | 0 | 0 | 0 | 0 | 0 | 0 | 0 | 0 | 0 | 0 | 0 | 0 | 0 | 0 | 0 | 0 | 0 | 0 | 0 | 0 | 0 | 0 | 0 | 0 | 0 | 0 | 0 | 0 | 0 | 0 | 0 | 0 | 0 | 0 | 0
Miscellaneous_New_Facility Energy Management System_TRC | Ach | Miscellaneous | Space Cooling | Residential-type central air conditioners | TRC | New | NN3682 | Facility Energy Management System | Facility Energy Management System | NonEquip | 15 |  | 6.861% | Custom_improvement | 20% | 0 | 0 | 0 | 0 | 0 | 0 | 0 | 0 | 0 | 0 | 0 | 0 | 0 | 0 | 0 | 0 | 0 | 0 | 0 | 0 | 0 | 0 | 0 | 0 | 0 | 0 | 0 | 0 | 0 | 0 | 0 | 0 | 0 | 0 | 0 | 0 | 0 | 0 | 0 | 0
Miscellaneous_New_Chilled Water System - Variable Speed Drives_TRC | Ach | Miscellaneous | Space Cooling | Residential-type central air conditioners | TRC | New | NN3318 | Chilled Water System - Variable Speed Drives | Chilled Water System - Variable Speed Drives | NonEquip | 13 | Central chillers inside | 0% | Prescriptive_all | 24.74% | 0 | 0 | 0 | 0 | 0 | 0 | 0 | 0 | 0 | 0 | 0 | 0 | 0 | 0 | 0 | 0 | 0 | 0 | 0 | 0 | 0 | 0 | 0 | 0 | 0 | 0 | 0 | 0 | 0 | 0 | 0 | 0 | 0 | 0 | 0 | 0 | 0 | 0 | 0 | 0
Miscellaneous_New_Ceiling Insulation(R2 to R38)_TRC | Ach | Miscellaneous | Space Cooling | Residential-type central air conditioners | TRC | New | NN3214 | Ceiling Insulation(R2 to R38) | Ceiling Insulation(R2 to R38) | NonEquip | 20 |  | 0% | Prescriptive_all | 1.76% | 0 | 0 | 0 | 0 | 0 | 0 | 0 | 0 | 0 | 0 | 0 | 0 | 0 | 0 | 0 | 0 | 0 | 0 | 0 | 0 | 0 | 0 | 0 | 0 | 0 | 0 | 0 | 0 | 0 | 0 | 0 | 0 | 0 | 0 | 0 | 0 | 0 | 0 | 0 | 0
Miscellaneous_Existing_Wall Insulation_TRC | Ach | Miscellaneous | Space Cooling | Residential-type central air conditioners | TRC | Existing | NE4215 | Wall Insulation | Wall Insulation | NonEquip | 20 |  | 0% | Prescriptive_all_existing | 0.7745% | 0 | 0 | 0 | 0 | 0 | 0 | 0 | 0 | 0 | 0 | 0 | 0 | 0 | 0 | 0 | 0 | 0 | 0 | 0 | 0 | 0 | 0 | 0 | 0 | 0 | 0 | 0 | 0 | 0 | 0 | 0 | 0 | 0 | 0 | 0 | 0 | 0 | 0 | 0 | 0
Miscellaneous_Existing_HVAC tune-up_TRC | Ach | Miscellaneous | Space Cooling | Residential-type central air conditioners | TRC | Existing | NE3877 | HVAC tune-up | HVAC tune-up | NonEquip | 5 | Residential-type central air conditioners | 49.09% | Prescriptive_all_existing | 5% | 285.057 | 402.8699 | 576.2607 | 780.1119 | 966.8808 | 1051.644 | 954.2308 | 688.5784 | 389.4777 | 178.8812 | 285.057 | 687.9269 | 1264.1875 | 2044.2995 | 3011.1802 | 4062.8242 | 5017.055 | 5705.6334 | 6095.1111 | 6273.9923 | 0.046112 | 0.11128 | 0.2045 | 0.3307 | 0.4871 | 0.65722 | 0.81159 | 0.92297 | 0.98598 | 1.0149 | 0.001908 | 0.0046045 | 0.0084616 | 0.013683 | 0.020155 | 0.027194 | 0.033581 | 0.03819 | 0.040797 | 0.041994
Miscellaneous_Existing_Facility Energy Management System_TRC | Ach | Miscellaneous | Space Cooling | Residential-type central air conditioners | TRC | Existing | NE3669 | Facility Energy Management System | Facility Energy Management System | NonEquip | 15 |  | 6.861% | Custom_improvement_existing | 20% | 79.5439 | 106.9581 | 146.2167 | 191.3733 | 233.9986 | 260.1229 | 254.6099 | 212.6446 | 149.0865 | 88.4963 | 79.5439 | 186.5021 | 332.7188 | 524.0921 | 758.0907 | 1018.2136 | 1272.8235 | 1485.4681 | 1634.5545 | 1723.0509 | 0.016672 | 0.03909 | 0.069736 | 0.10985 | 0.15889 | 0.21341 | 0.26678 | 0.31134 | 0.34259 | 0.36114 | 0 | 0 | 0 | 0 | 0 | 0 | 0 | 0 | 0 | 0
Miscellaneous_Existing_Chilled Water System - Variable Speed Drives_TRC | Ach | Miscellaneous | Space Cooling | Residential-type central air conditioners | TRC | Existing | NE3305 | Chilled Water System - Variable Speed Drives | Chilled Water System - Variable Speed Drives | NonEquip | 13 | Central chillers inside | 0% | Prescriptive_all_existing | 24.74% | 0 | 0 | 0 | 0 | 0 | 0 | 0 | 0 | 0 | 0 | 0 | 0 | 0 | 0 | 0 | 0 | 0 | 0 | 0 | 0 | 0 | 0 | 0 | 0 | 0 | 0 | 0 | 0 | 0 | 0 | 0 | 0 | 0 | 0 | 0 | 0 | 0 | 0 | 0 | 0
Miscellaneous_Existing_Ceiling Insulation(R2 to R38)_TRC | Ach | Miscellaneous | Space Cooling | Residential-type central air conditioners | TRC | Existing | NE3201 | Ceiling Insulation(R2 to R38) | Ceiling Insulation(R2 to R38) | NonEquip | 20 |  | 0% | Prescriptive_all_existing | 1.76% | 0 | 0 | 0 | 0 | 0 | 0 | 0 | 0 | 0 | 0 | 0 | 0 | 0 | 0 | 0 | 0 | 0 | 0 | 0 | 0 | 0 | 0 | 0 | 0 | 0 | 0 | 0 | 0 | 0 | 0 | 0 | 0 | 0 | 0 | 0 | 0 | 0 | 0 | 0 | 0
Miscellaneous_Turnover_High Efficiency PTHP_TRC | Ach | Miscellaneous | Space Cooling | Residential-type central air conditioners | TRC | Turnover | ET1296 | High Efficiency PTHP | High Efficiency PTHP | Equip | 15 | Residential-type central air conditioners | 49.09% | Prescriptive_package HP | 23.64% | 282.9838 | 401.9978 | 613.1497 | 921.0757 | 1343.4188 | 1871.1476 | 2427.4215 | 2823.327 | 2809.2981 | 2268.7521 | 282.9838 | 684.9816 | 1298.1313 | 2219.207 | 3562.6258 | 5433.7734 | 7861.1949 | 10684.5218 | 13493.8199 | 15762.572 | 0.14075 | 0.34069 | 0.64565 | 1.1038 | 1.7719 | 2.7026 | 3.9099 | 5.3141 | 6.7114 | 7.8398 | 0 | 0 | 0 | 0 | 0 | 0 | 0 | 0 | 0 | 0
Miscellaneous_Turnover_High Efficiency PTAC_TRC | Ach | Miscellaneous | Space Cooling | Residential-type central air conditioners | TRC | Turnover | ET1257 | High Efficiency PTAC | High Efficiency PTAC | Equip | 15 | Residential-type central air conditioners | 0% | Prescriptive_package AC | 23.64% | 0 | 0 | 0 | 0 | 0 | 0 | 0 | 0 | 0 | 0 | 0 | 0 | 0 | 0 | 0 | 0 | 0 | 0 | 0 | 0 | 0 | 0 | 0 | 0 | 0 | 0 | 0 | 0 | 0 | 0 | 0 | 0 | 0 | 0 | 0 | 0 | 0 | 0 | 0 | 0
Miscellaneous_New_High Efficiency PTHP_TRC | Ach | Miscellaneous | Space Cooling | Residential-type central air conditioners | TRC | New | EN1322 | High Efficiency PTHP | High Efficiency PTHP | Equip | 15 | Residential-type central air conditioners | 49.09% | Prescriptive_package HP | 23.64% | 0 | 0 | 0 | 0 | 0 | 0 | 0 | 0 | 0 | 0 | 0 | 0 | 0 | 0 | 0 | 0 | 0 | 0 | 0 | 0 | 0 | 0 | 0 | 0 | 0 | 0 | 0 | 0 | 0 | 0 | 0 | 0 | 0 | 0 | 0 | 0 | 0 | 0 | 0 | 0
Miscellaneous_New_High Efficiency PTAC_TRC | Ach | Miscellaneous | Space Cooling | Residential-type central air conditioners | TRC | New | EN1283 | High Efficiency PTAC | High Efficiency PTAC | Equip | 15 | Residential-type central air conditioners | 0% | Prescriptive_package AC | 23.64% | 0 | 0 | 0 | 0 | 0 | 0 | 0 | 0 | 0 | 0 | 0 | 0 | 0 | 0 | 0 | 0 | 0 | 0 | 0 | 0 | 0 | 0 | 0 | 0 | 0 | 0 | 0 | 0 | 0 | 0 | 0 | 0 | 0 | 0 | 0 | 0 | 0 | 0 | 0 | 0
Miscellaneous_New_Facility Energy Management System_TRC | Ach | Miscellaneous | Space Heating | Residential/split system heat pump | TRC | New | NN3656 | Facility Energy Management System | Facility Energy Management System | NonEquip | 15 |  | 6.861% | Custom_improvement | 20% | 0 | 0 | 0 | 0 | 0 | 0 | 0 | 0 | 0 | 0 | 0 | 0 | 0 | 0 | 0 | 0 | 0 | 0 | 0 | 0 | 0 | 0 | 0 | 0 | 0 | 0 | 0 | 0 | 0 | 0 | 0 | 0 | 0 | 0 | 0 | 0 | 0 | 0 | 0 | 0
Miscellaneous_New_Ceiling Insulation(R2 to R38)_TRC | Ach | Miscellaneous | Space Heating | Residential/split system heat pump | TRC | New | NN3188 | Ceiling Insulation(R2 to R38) | Ceiling Insulation(R2 to R38) | NonEquip | 20 |  | 0% | Prescriptive_all | 0.6168% | 0 | 0 | 0 | 0 | 0 | 0 | 0 | 0 | 0 | 0 | 0 | 0 | 0 | 0 | 0 | 0 | 0 | 0 | 0 | 0 | 0 | 0 | 0 | 0 | 0 | 0 | 0 | 0 | 0 | 0 | 0 | 0 | 0 | 0 | 0 | 0 | 0 | 0 | 0 | 0
Miscellaneous_Existing_Wall Insulation_TRC | Ach | Miscellaneous | Space Heating | Residential/split system heat pump | TRC | Existing | NE4241 | Wall Insulation | Wall Insulation | NonEquip | 20 |  | 0% | Prescriptive_all_existing | 0.04372% | 0 | 0 | 0 | 0 | 0 | 0 | 0 | 0 | 0 | 0 | 0 | 0 | 0 | 0 | 0 | 0 | 0 | 0 | 0 | 0 | 0 | 0 | 0 | 0 | 0 | 0 | 0 | 0 | 0 | 0 | 0 | 0 | 0 | 0 | 0 | 0 | 0 | 0 | 0 | 0
Miscellaneous_Existing_Facility Energy Management System_TRC | Ach | Miscellaneous | Space Heating | Residential/split system heat pump | TRC | Existing | NE3643 | Facility Energy Management System | Facility Energy Management System | NonEquip | 15 |  | 6.861% | Custom_improvement_existing | 20% | 0 | 0 | 0 | 0 | 0 | 0 | 0 | 0 | 0 | 0 | 0 | 0 | 0 | 0 | 0 | 0 | 0 | 0 | 0 | 0 | 0 | 0 | 0 | 0 | 0 | 0 | 0 | 0 | 0 | 0 | 0 | 0 | 0 | 0 | 0 | 0 | 0 | 0 | 0 | 0
Miscellaneous_Existing_Ceiling Insulation(R2 to R38)_TRC | Ach | Miscellaneous | Space Heating | Residential/split system heat pump | TRC | Existing | NE3175 | Ceiling Insulation(R2 to R38) | Ceiling Insulation(R2 to R38) | NonEquip | 20 |  | 0% | Prescriptive_all_existing | 0.6806% | 0 | 0 | 0 | 0 | 0 | 0 | 0 | 0 | 0 | 0 | 0 | 0 | 0 | 0 | 0 | 0 | 0 | 0 | 0 | 0 | 0 | 0 | 0 | 0 | 0 | 0 | 0 | 0 | 0 | 0 | 0 | 0 | 0 | 0 | 0 | 0 | 0 | 0 | 0 | 0
Miscellaneous_Turnover_High Efficiency PTHP_TRC | Ach | Miscellaneous | Space Heating | Residential/split system heat pump | TRC | Turnover | ET1335 | High Efficiency PTHP | High Efficiency PTHP | Equip | 15 | Residential/split system heat pump | 49.09% | Prescriptive_package HP | 9.375% | 0 | 0 | 0 | 0 | 0 | 0 | 0 | 0 | 0 | 0 | 0 | 0 | 0 | 0 | 0 | 0 | 0 | 0 | 0 | 0 | 0 | 0 | 0 | 0 | 0 | 0 | 0 | 0 | 0 | 0 | 0 | 0 | 0 | 0 | 0 | 0 | 0 | 0 | 0 | 0
Miscellaneous_New_High Efficiency PTHP_TRC | Ach | Miscellaneous | Space Heating | Residential/split system heat pump | TRC | New | EN1361 | High Efficiency PTHP | High Efficiency PTHP | Equip | 15 | Residential/split system heat pump | 49.09% | Prescriptive_package HP | 9.375% | 0 | 0 | 0 | 0 | 0 | 0 | 0 | 0 | 0 | 0 | 0 | 0 | 0 | 0 | 0 | 0 | 0 | 0 | 0 | 0 | 0 | 0 | 0 | 0 | 0 | 0 | 0 | 0 | 0 | 0 | 0 | 0 | 0 | 0 | 0 | 0 | 0 | 0 | 0 | 0
Miscellaneous_New_Strip Curtains for Walk-ins_TRC | Ach | Miscellaneous | Refrigeration | Residential style | TRC | New | NN4904 | Strip Curtains for Walk-ins | Strip Curtains for Walk-ins | NonEquip | 4 | Walk-in cooler | 0% | Prescriptive_refrigeration control | 2.115% | 0 | 0 | 0 | 0 | 0 | 0 | 0 | 0 | 0 | 0 | 0 | 0 | 0 | 0 | 0 | 0 | 0 | 0 | 0 | 0 | 0 | 0 | 0 | 0 | 0 | 0 | 0 | 0 | 0 | 0 | 0 | 0 | 0 | 0 | 0 | 0 | 0 | 0 | 0 | 0
Miscellaneous_New_PSC to ECM Evaporator Fan Motor (Walk-In, Refrigerator)_TRC | Ach | Miscellaneous | Refrigeration | Residential style | TRC | New | NN4852 | PSC to ECM Evaporator Fan Motor (Walk-In, Refrigerator) | PSC to ECM Evaporator Fan Motor (Walk-In, Refrigerator) | NonEquip | 15 | Walk-in cooler | 0% | Prescriptive_ECM | 37.5% | 0 | 0 | 0 | 0 | 0 | 0 | 0 | 0 | 0 | 0 | 0 | 0 | 0 | 0 | 0 | 0 | 0 | 0 | 0 | 0 | 0 | 0 | 0 | 0 | 0 | 0 | 0 | 0 | 0 | 0 | 0 | 0 | 0 | 0 | 0 | 0 | 0 | 0 | 0 | 0
Miscellaneous_New_PSC to ECM Evaporator Fan Motor (Reach-In)_TRC | Ach | Miscellaneous | Refrigeration | Residential style | TRC | New | NN4826 | PSC to ECM Evaporator Fan Motor (Reach-In) | PSC to ECM Evaporator Fan Motor (Reach-In) | NonEquip | 15 | Display cases | 0% | Prescriptive_ECM | 37.5% | 0 | 0 | 0 | 0 | 0 | 0 | 0 | 0 | 0 | 0 | 0 | 0 | 0 | 0 | 0 | 0 | 0 | 0 | 0 | 0 | 0 | 0 | 0 | 0 | 0 | 0 | 0 | 0 | 0 | 0 | 0 | 0 | 0 | 0 | 0 | 0 | 0 | 0 | 0 | 0
Miscellaneous_Existing_Strip Curtains for Walk-ins_TRC | Ach | Miscellaneous | Refrigeration | Residential style | TRC | Existing | NE4891 | Strip Curtains for Walk-ins | Strip Curtains for Walk-ins | NonEquip | 4 | Walk-in cooler | 0% | Prescriptive_refrigeration control_existing | 2.115% | 0 | 0 | 0 | 0 | 0 | 0 | 0 | 0 | 0 | 0 | 0 | 0 | 0 | 0 | 0 | 0 | 0 | 0 | 0 | 0 | 0 | 0 | 0 | 0 | 0 | 0 | 0 | 0 | 0 | 0 | 0 | 0 | 0 | 0 | 0 | 0 | 0 | 0 | 0 | 0
Miscellaneous_Existing_PSC to ECM Evaporator Fan Motor (Walk-In, Refrigerator)_TRC | Ach | Miscellaneous | Refrigeration | Residential style | TRC | Existing | NE4839 | PSC to ECM Evaporator Fan Motor (Walk-In, Refrigerator) | PSC to ECM Evaporator Fan Motor (Walk-In, Refrigerator) | NonEquip | 15 | Walk-in cooler | 0% | Prescriptive_ECM_existing | 37.5% | 0 | 0 | 0 | 0 | 0 | 0 | 0 | 0 | 0 | 0 | 0 | 0 | 0 | 0 | 0 | 0 | 0 | 0 | 0 | 0 | 0 | 0 | 0 | 0 | 0 | 0 | 0 | 0 | 0 | 0 | 0 | 0 | 0 | 0 | 0 | 0 | 0 | 0 | 0 | 0
Miscellaneous_Existing_PSC to ECM Evaporator Fan Motor (Reach-In)_TRC | Ach | Miscellaneous | Refrigeration | Residential style | TRC | Existing | NE4813 | PSC to ECM Evaporator Fan Motor (Reach-In) | PSC to ECM Evaporator Fan Motor (Reach-In) | NonEquip | 15 | Display cases | 0% | Prescriptive_ECM_existing | 37.5% | 0 | 0 | 0 | 0 | 0 | 0 | 0 | 0 | 0 | 0 | 0 | 0 | 0 | 0 | 0 | 0 | 0 | 0 | 0 | 0 | 0 | 0 | 0 | 0 | 0 | 0 | 0 | 0 | 0 | 0 | 0 | 0 | 0 | 0 | 0 | 0 | 0 | 0 | 0 | 0
Miscellaneous_Existing_Freezer-Cooler Replacement Gaskets_TRC | Ach | Miscellaneous | Refrigeration | Residential style | TRC | Existing | NE4709 | Freezer-Cooler Replacement Gaskets | Freezer-Cooler Replacement Gaskets | NonEquip | 4 | Display cases | 0% | Prescriptive_refrigeration control_existing | 3.131% | 0 | 0 | 0 | 0 | 0 | 0 | 0 | 0 | 0 | 0 | 0 | 0 | 0 | 0 | 0 | 0 | 0 | 0 | 0 | 0 | 0 | 0 | 0 | 0 | 0 | 0 | 0 | 0 | 0 | 0 | 0 | 0 | 0 | 0 | 0 | 0 | 0 | 0 | 0 | 0
Miscellaneous_New_VSD Controlled Compressor_TRC | Ach | Miscellaneous | Miscellaneous | Pool pump | TRC | New | NN4540 | VSD Controlled Compressor | VSD Controlled Compressor | NonEquip | 15 | Others | 0% | Prescriptive_ECM | 20.79% | 0 | 0 | 0 | 0 | 0 | 0 | 0 | 0 | 0 | 0 | 0 | 0 | 0 | 0 | 0 | 0 | 0 | 0 | 0 | 0 | 0 | 0 | 0 | 0 | 0 | 0 | 0 | 0 | 0 | 0 | 0 | 0 | 0 | 0 | 0 | 0 | 0 | 0 | 0 | 0
Miscellaneous_New_Engine Block Timer_TRC | Ach | Miscellaneous | Miscellaneous | Pool pump | TRC | New | NN4488 | Engine Block Timer | Engine Block Timer | NonEquip | 5 | Others | 0% | Prescriptive_ECM | 36% | 0 | 0 | 0 | 0 | 0 | 0 | 0 | 0 | 0 | 0 | 0 | 0 | 0 | 0 | 0 | 0 | 0 | 0 | 0 | 0 | 0 | 0 | 0 | 0 | 0 | 0 | 0 | 0 | 0 | 0 | 0 | 0 | 0 | 0 | 0 | 0 | 0 | 0 | 0 | 0
Miscellaneous_Existing_VSD Controlled Compressor_TRC | Ach | Miscellaneous | Miscellaneous | Pool pump | TRC | Existing | NE4527 | VSD Controlled Compressor | VSD Controlled Compressor | NonEquip | 15 | Others | 0% | Prescriptive_ECM_existing | 20.79% | 0 | 0 | 0 | 0 | 0 | 0 | 0 | 0 | 0 | 0 | 0 | 0 | 0 | 0 | 0 | 0 | 0 | 0 | 0 | 0 | 0 | 0 | 0 | 0 | 0 | 0 | 0 | 0 | 0 | 0 | 0 | 0 | 0 | 0 | 0 | 0 | 0 | 0 | 0 | 0
Miscellaneous_Existing_Engine Block Timer_TRC | Ach | Miscellaneous | Miscellaneous | Pool pump | TRC | Existing | NE4475 | Engine Block Timer | Engine Block Timer | NonEquip | 5 | Others | 0% | Prescriptive_ECM_existing | 36% | 0 | 0 | 0 | 0 | 0 | 0 | 0 | 0 | 0 | 0 | 0 | 0 | 0 | 0 | 0 | 0 | 0 | 0 | 0 | 0 | 0 | 0 | 0 | 0 | 0 | 0 | 0 | 0 | 0 | 0 | 0 | 0 | 0 | 0 | 0 | 0 | 0 | 0 | 0 | 0
Miscellaneous_Turnover_Variable Speed Pool Pump_TRC | Ach | Miscellaneous | Miscellaneous | Pool pump | TRC | Turnover | ET2112 | Variable Speed Pool Pump | Variable Speed Pool Pump | Equip | 10 | Pool pump | 0% | Prescriptive_all | 64.36% | 0 | 0 | 0 | 0 | 0 | 0 | 0 | 0 | 0 | 0 | 0 | 0 | 0 | 0 | 0 | 0 | 0 | 0 | 0 | 0 | 0 | 0 | 0 | 0 | 0 | 0 | 0 | 0 | 0 | 0 | 0 | 0 | 0 | 0 | 0 | 0 | 0 | 0 | 0 | 0
Miscellaneous_Turnover_Solar Powered Pool Pump_TRC | Ach | Miscellaneous | Miscellaneous | Pool pump | TRC | Turnover | ET2037 | Solar Powered Pool Pump | Solar Powered Pool Pump | Equip | 10 | Pool pump | 0% | Prescriptive_all | 81% | 0 | 0 | 0 | 0 | 0 | 0 | 0 | 0 | 0 | 0 | 0 | 0 | 0 | 0 | 0 | 0 | 0 | 0 | 0 | 0 | 0 | 0 | 0 | 0 | 0 | 0 | 0 | 0 | 0 | 0 | 0 | 0 | 0 | 0 | 0 | 0 | 0 | 0 | 0 | 0
Miscellaneous_Turnover_Solar Pool Heater_TRC | Ach | Miscellaneous | Miscellaneous | Pool pump | TRC | Turnover | ET1998 | Solar Pool Heater | Solar Pool Heater | Equip | 15 | Pool pump | 0% | Prescriptive_all | 86.11% | 0 | 0 | 0 | 0 | 0 | 0 | 0 | 0 | 0 | 0 | 0 | 0 | 0 | 0 | 0 | 0 | 0 | 0 | 0 | 0 | 0 | 0 | 0 | 0 | 0 | 0 | 0 | 0 | 0 | 0 | 0 | 0 | 0 | 0 | 0 | 0 | 0 | 0 | 0 | 0
Miscellaneous_New_Variable Speed Pool Pump_TRC | Ach | Miscellaneous | Miscellaneous | Pool pump | TRC | New | EN2136 | Variable Speed Pool Pump | Variable Speed Pool Pump | Equip | 10 | Pool pump | 0% | Prescriptive_all | 64.36% | 0 | 0 | 0 | 0 | 0 | 0 | 0 | 0 | 0 | 0 | 0 | 0 | 0 | 0 | 0 | 0 | 0 | 0 | 0 | 0 | 0 | 0 | 0 | 0 | 0 | 0 | 0 | 0 | 0 | 0 | 0 | 0 | 0 | 0 | 0 | 0 | 0 | 0 | 0 | 0
Miscellaneous_New_Solar Powered Pool Pump_TRC | Ach | Miscellaneous | Miscellaneous | Pool pump | TRC | New | EN2061 | Solar Powered Pool Pump | Solar Powered Pool Pump | Equip | 10 | Pool pump | 0% | Prescriptive_all | 81% | 0 | 0 | 0 | 0 | 0 | 0 | 0 | 0 | 0 | 0 | 0 | 0 | 0 | 0 | 0 | 0 | 0 | 0 | 0 | 0 | 0 | 0 | 0 | 0 | 0 | 0 | 0 | 0 | 0 | 0 | 0 | 0 | 0 | 0 | 0 | 0 | 0 | 0 | 0 | 0
Miscellaneous_New_Solar Pool Heater_TRC | Ach | Miscellaneous | Miscellaneous | Pool pump | TRC | New | EN2024 | Solar Pool Heater | Solar Pool Heater | Equip | 15 | Pool pump | 0% | Prescriptive_all | 86.11% | 0 | 0 | 0 | 0 | 0 | 0 | 0 | 0 | 0 | 0 | 0 | 0 | 0 | 0 | 0 | 0 | 0 | 0 | 0 | 0 | 0 | 0 | 0 | 0 | 0 | 0 | 0 | 0 | 0 | 0 | 0 | 0 | 0 | 0 | 0 | 0 | 0 | 0 | 0 | 0
Miscellaneous_New_Facility Energy Management System_TRC | Ach | Miscellaneous | Space Heating | Packaged central unit | TRC | New | NN3656 | Facility Energy Management System | Facility Energy Management System | NonEquip | 15 |  | 6.861% | Custom_improvement | 20% | 0 | 0 | 0 | 0 | 0 | 0 | 0 | 0 | 0 | 0 | 0 | 0 | 0 | 0 | 0 | 0 | 0 | 0 | 0 | 0 | 0 | 0 | 0 | 0 | 0 | 0 | 0 | 0 | 0 | 0 | 0 | 0 | 0 | 0 | 0 | 0 | 0 | 0 | 0 | 0
Miscellaneous_New_Ceiling Insulation(R2 to R38)_TRC | Ach | Miscellaneous | Space Heating | Packaged central unit | TRC | New | NN3188 | Ceiling Insulation(R2 to R38) | Ceiling Insulation(R2 to R38) | NonEquip | 20 |  | 0% | Prescriptive_all | 0.6168% | 0 | 0 | 0 | 0 | 0 | 0 | 0 | 0 | 0 | 0 | 0 | 0 | 0 | 0 | 0 | 0 | 0 | 0 | 0 | 0 | 0 | 0 | 0 | 0 | 0 | 0 | 0 | 0 | 0 | 0 | 0 | 0 | 0 | 0 | 0 | 0 | 0 | 0 | 0 | 0
Miscellaneous_Existing_Wall Insulation_TRC | Ach | Miscellaneous | Space Heating | Packaged central unit | TRC | Existing | NE4241 | Wall Insulation | Wall Insulation | NonEquip | 20 |  | 0% | Prescriptive_all_existing | 0.04372% | 0 | 0 | 0 | 0 | 0 | 0 | 0 | 0 | 0 | 0 | 0 | 0 | 0 | 0 | 0 | 0 | 0 | 0 | 0 | 0 | 0 | 0 | 0 | 0 | 0 | 0 | 0 | 0 | 0 | 0 | 0 | 0 | 0 | 0 | 0 | 0 | 0 | 0 | 0 | 0
Miscellaneous_Existing_Facility Energy Management System_TRC | Ach | Miscellaneous | Space Heating | Packaged central unit | TRC | Existing | NE3643 | Facility Energy Management System | Facility Energy Management System | NonEquip | 15 |  | 6.861% | Custom_improvement_existing | 20% | 2611.7731 | 3550.2718 | 4853.3841 | 6352.2727 | 7767.1384 | 8634.2829 | 8451.2892 | 7058.3317 | 4948.6413 | 2937.4676 | 2611.7731 | 6162.0449 | 11015.429 | 17367.7017 | 25134.8401 | 33769.123 | 42220.4121 | 49278.7438 | 54227.3851 | 57164.8528 | 0 | 0 | 0 | 0 | 0 | 0 | 0 | 0 | 0 | 0 | 0.047073 | 0.11106 | 0.19853 | 0.31302 | 0.45301 | 0.60863 | 0.76095 | 0.88816 | 0.97735 | 1.0303
Miscellaneous_Existing_Ceiling Insulation(R2 to R38)_TRC | Ach | Miscellaneous | Space Heating | Packaged central unit | TRC | Existing | NE3175 | Ceiling Insulation(R2 to R38) | Ceiling Insulation(R2 to R38) | NonEquip | 20 |  | 0% | Prescriptive_all_existing | 0.6806% | 0 | 0 | 0 | 0 | 0 | 0 | 0 | 0 | 0 | 0 | 0 | 0 | 0 | 0 | 0 | 0 | 0 | 0 | 0 | 0 | 0 | 0 | 0 | 0 | 0 | 0 | 0 | 0 | 0 | 0 | 0 | 0 | 0 | 0 | 0 | 0 | 0 | 0 | 0 | 0
Miscellaneous_New_HVAC tune-up_TRC | Ach | Miscellaneous | Space Cooling | Packaged air conditioning units (RTUs) | TRC | New | NN3890 | HVAC tune-up | HVAC tune-up | NonEquip | 5 | Residential-type central air conditioners | 0% | Prescriptive_all | 5% | 0 | 0 | 0 | 0 | 0 | 0 | 0 | 0 | 0 | 0 | 0 | 0 | 0 | 0 | 0 | 0 | 0 | 0 | 0 | 0 | 0 | 0 | 0 | 0 | 0 | 0 | 0 | 0 | 0 | 0 | 0 | 0 | 0 | 0 | 0 | 0 | 0 | 0 | 0 | 0
Miscellaneous_New_Facility Energy Management System_TRC | Ach | Miscellaneous | Space Cooling | Packaged air conditioning units (RTUs) | TRC | New | NN3682 | Facility Energy Management System | Facility Energy Management System | NonEquip | 15 |  | 6.861% | Custom_improvement | 20% | 0 | 0 | 0 | 0 | 0 | 0 | 0 | 0 | 0 | 0 | 0 | 0 | 0 | 0 | 0 | 0 | 0 | 0 | 0 | 0 | 0 | 0 | 0 | 0 | 0 | 0 | 0 | 0 | 0 | 0 | 0 | 0 | 0 | 0 | 0 | 0 | 0 | 0 | 0 | 0
Miscellaneous_New_Chilled Water System - Variable Speed Drives_TRC | Ach | Miscellaneous | Space Cooling | Packaged air conditioning units (RTUs) | TRC | New | NN3318 | Chilled Water System - Variable Speed Drives | Chilled Water System - Variable Speed Drives | NonEquip | 13 | Central chillers inside | 0% | Prescriptive_all | 24.74% | 0 | 0 | 0 | 0 | 0 | 0 | 0 | 0 | 0 | 0 | 0 | 0 | 0 | 0 | 0 | 0 | 0 | 0 | 0 | 0 | 0 | 0 | 0 | 0 | 0 | 0 | 0 | 0 | 0 | 0 | 0 | 0 | 0 | 0 | 0 | 0 | 0 | 0 | 0 | 0
Miscellaneous_New_Ceiling Insulation(R2 to R38)_TRC | Ach | Miscellaneous | Space Cooling | Packaged air conditioning units (RTUs) | TRC | New | NN3214 | Ceiling Insulation(R2 to R38) | Ceiling Insulation(R2 to R38) | NonEquip | 20 |  | 0% | Prescriptive_all | 1.76% | 0 | 0 | 0 | 0 | 0 | 0 | 0 | 0 | 0 | 0 | 0 | 0 | 0 | 0 | 0 | 0 | 0 | 0 | 0 | 0 | 0 | 0 | 0 | 0 | 0 | 0 | 0 | 0 | 0 | 0 | 0 | 0 | 0 | 0 | 0 | 0 | 0 | 0 | 0 | 0
Miscellaneous_Existing_Wall Insulation_TRC | Ach | Miscellaneous | Space Cooling | Packaged air conditioning units (RTUs) | TRC | Existing | NE4215 | Wall Insulation | Wall Insulation | NonEquip | 20 |  | 0% | Prescriptive_all_existing | 0.7745% | 0 | 0 | 0 | 0 | 0 | 0 | 0 | 0 | 0 | 0 | 0 | 0 | 0 | 0 | 0 | 0 | 0 | 0 | 0 | 0 | 0 | 0 | 0 | 0 | 0 | 0 | 0 | 0 | 0 | 0 | 0 | 0 | 0 | 0 | 0 | 0 | 0 | 0 | 0 | 0
Miscellaneous_Existing_HVAC tune-up_TRC | Ach | Miscellaneous | Space Cooling | Packaged air conditioning units (RTUs) | TRC | Existing | NE3877 | HVAC tune-up | HVAC tune-up | NonEquip | 5 | Residential-type central air conditioners | 0% | Prescriptive_all_existing | 5% | 0 | 0 | 0 | 0 | 0 | 0 | 0 | 0 | 0 | 0 | 0 | 0 | 0 | 0 | 0 | 0 | 0 | 0 | 0 | 0 | 0 | 0 | 0 | 0 | 0 | 0 | 0 | 0 | 0 | 0 | 0 | 0 | 0 | 0 | 0 | 0 | 0 | 0 | 0 | 0
Miscellaneous_Existing_Facility Energy Management System_TRC | Ach | Miscellaneous | Space Cooling | Packaged air conditioning units (RTUs) | TRC | Existing | NE3669 | Facility Energy Management System | Facility Energy Management System | NonEquip | 15 |  | 6.861% | Custom_improvement_existing | 20% | 4815.0617 | 6489.4536 | 8871.3801 | 11611.1614 | 14197.3592 | 15782.391 | 15447.9013 | 12901.749 | 9045.4985 | 5369.3241 | 4815.0617 | 11304.5153 | 20175.8954 | 31787.0567 | 45984.4159 | 61766.8069 | 77214.7082 | 90116.4572 | 99161.9556 | 104531.2797 | 1.0092 | 2.3694 | 4.2287 | 6.6624 | 9.638 | 12.9459 | 16.1837 | 18.8878 | 20.7837 | 21.9091 | 0 | 0 | 0 | 0 | 0 | 0 | 0 | 0 | 0 | 0
Miscellaneous_Existing_Chilled Water System - Variable Speed Drives_TRC | Ach | Miscellaneous | Space Cooling | Packaged air conditioning units (RTUs) | TRC | Existing | NE3305 | Chilled Water System - Variable Speed Drives | Chilled Water System - Variable Speed Drives | NonEquip | 13 | Central chillers inside | 0% | Prescriptive_all_existing | 24.74% | 0 | 0 | 0 | 0 | 0 | 0 | 0 | 0 | 0 | 0 | 0 | 0 | 0 | 0 | 0 | 0 | 0 | 0 | 0 | 0 | 0 | 0 | 0 | 0 | 0 | 0 | 0 | 0 | 0 | 0 | 0 | 0 | 0 | 0 | 0 | 0 | 0 | 0 | 0 | 0
Miscellaneous_Existing_Ceiling Insulation(R2 to R38)_TRC | Ach | Miscellaneous | Space Cooling | Packaged air conditioning units (RTUs) | TRC | Existing | NE3201 | Ceiling Insulation(R2 to R38) | Ceiling Insulation(R2 to R38) | NonEquip | 20 |  | 0% | Prescriptive_all_existing | 1.76% | 0 | 0 | 0 | 0 | 0 | 0 | 0 | 0 | 0 | 0 | 0 | 0 | 0 | 0 | 0 | 0 | 0 | 0 | 0 | 0 | 0 | 0 | 0 | 0 | 0 | 0 | 0 | 0 | 0 | 0 | 0 | 0 | 0 | 0 | 0 | 0 | 0 | 0 | 0 | 0
Miscellaneous_New_Interior Lighting Controls_TRC | Ach | Miscellaneous | Interior Lighting | Overhead (fluorescent/LED/CFL U-shape) | TRC | New | NN4436 | Interior Lighting Controls | Interior Lighting Controls | NonEquip | 8 | Overhead (fluorescent/LED/CFL U-shape) | 15.09% | Prescriptive_lighting control | 28% | 0 | 0 | 0 | 0 | 0 | 0 | 0 | 0 | 0 | 0 | 0 | 0 | 0 | 0 | 0 | 0 | 0 | 0 | 0 | 0 | 0 | 0 | 0 | 0 | 0 | 0 | 0 | 0 | 0 | 0 | 0 | 0 | 0 | 0 | 0 | 0 | 0 | 0 | 0 | 0
Miscellaneous_New_Facility Energy Management System_TRC | Ach | Miscellaneous | Interior Lighting | Overhead (fluorescent/LED/CFL U-shape) | TRC | New | NN3708 | Facility Energy Management System | Facility Energy Management System | NonEquip | 15 |  | 6.861% | Custom_improvement | 24% | 0 | 0 | 0 | 0 | 0 | 0 | 0 | 0 | 0 | 0 | 0 | 0 | 0 | 0 | 0 | 0 | 0 | 0 | 0 | 0 | 0 | 0 | 0 | 0 | 0 | 0 | 0 | 0 | 0 | 0 | 0 | 0 | 0 | 0 | 0 | 0 | 0 | 0 | 0 | 0
Miscellaneous_Existing_Interior Lighting Controls_TRC | Ach | Miscellaneous | Interior Lighting | Overhead (fluorescent/LED/CFL U-shape) | TRC | Existing | NE4423 | Interior Lighting Controls | Interior Lighting Controls | NonEquip | 8 | Overhead (fluorescent/LED/CFL U-shape) | 15.09% | Prescriptive_lighting control_existing | 28% | 46813.9147 | 65919.1853 | 92559.2364 | 121689.9831 | 144347.0311 | 147431.1305 | 123211.8828 | 80970.8049 | 42032.5009 | 18178.8639 | 46813.9147 | 112733.1 | 205292.3364 | 326982.3195 | 471329.3506 | 618760.4811 | 741972.3639 | 822943.1688 | 864975.6697 | 883154.5336 | 0 | 0 | 0 | 0 | 0 | 0 | 0 | 0 | 0 | 0 | 0 | 0 | 0 | 0 | 0 | 0 | 0 | 0 | 0 | 0
Miscellaneous_Existing_Facility Energy Management System_TRC | Ach | Miscellaneous | Interior Lighting | Overhead (fluorescent/LED/CFL U-shape) | TRC | Existing | NE3695 | Facility Energy Management System | Facility Energy Management System | NonEquip | 15 |  | 6.861% | Custom_improvement_existing | 24% | 11053.2089 | 10268.1243 | 9925.1486 | 9615.3013 | 9315.7141 | 9024.5219 | 8747.4539 | 8473.1183 | 8208.7258 | 7945.2732 | 11053.2089 | 21321.3332 | 31246.4818 | 40861.7831 | 50177.4972 | 59202.0191 | 67949.473 | 76422.5913 | 84631.317 | 92576.5903 | 2.3167 | 4.4688 | 6.5491 | 8.5644 | 10.5169 | 12.4084 | 14.2418 | 16.0177 | 17.7382 | 19.4035 | 0.19921 | 0.38428 | 0.56316 | 0.73646 | 0.90436 | 1.067 | 1.2247 | 1.3774 | 1.5253 | 1.6685
Miscellaneous_Turnover_Premium T8 - Fixture Replacement_TRC | Ach | Miscellaneous | Interior Lighting | Overhead (fluorescent/LED/CFL U-shape) | TRC | Turnover | ET1764 | Premium T8 - Fixture Replacement | Premium T8 - Fixture Replacement | Equip | 8 | Overhead (fluorescent/LED/CFL U-shape) | 24.1% | Prescriptive_lighting | 12.5% | 119165.1749 | 119233.337 | 108219.1338 | 78444.0825 | 44532.8825 | 20518.2997 | 8262.9542 | 3105.0054 | 1134.258 | 402.5327 | 119165.1749 | 238398.5119 | 346617.6457 | 425061.7282 | 469594.6107 | 490112.9104 | 498375.8646 | 501480.87 | 502615.128 | 503017.6607 | 28.8861 | 57.7887 | 84.0215 | 103.0367 | 113.8316 | 118.8053 | 120.8083 | 121.561 | 121.8359 | 121.9335 | 6.6081 | 13.2199 | 19.221 | 23.5709 | 26.0404 | 27.1782 | 27.6364 | 27.8086 | 27.8715 | 27.8938
Miscellaneous_New_Premium T8 - Fixture Replacement_TRC | Ach | Miscellaneous | Interior Lighting | Overhead (fluorescent/LED/CFL U-shape) | TRC | New | EN1790 | Premium T8 - Fixture Replacement | Premium T8 - Fixture Replacement | Equip | 8 | Overhead (fluorescent/LED/CFL U-shape) | 0% | Prescriptive_lighting | 12.5% | 0 | 0 | 0 | 0 | 0 | 0 | 0 | 0 | 0 | 0 | 0 | 0 | 0 | 0 | 0 | 0 | 0 | 0 | 0 | 0 | 0 | 0 | 0 | 0 | 0 | 0 | 0 | 0 | 0 | 0 | 0 | 0 | 0 | 0 | 0 | 0 | 0 | 0 | 0 | 0
Miscellaneous_New_VSD Controlled Compressor_TRC | Ach | Miscellaneous | Miscellaneous | Others | TRC | New | NN4540 | VSD Controlled Compressor | VSD Controlled Compressor | NonEquip | 15 | Others | 23.37% | Prescriptive_ECM | 20.79% | 0 | 0 | 0 | 0 | 0 | 0 | 0 | 0 | 0 | 0 | 0 | 0 | 0 | 0 | 0 | 0 | 0 | 0 | 0 | 0 | 0 | 0 | 0 | 0 | 0 | 0 | 0 | 0 | 0 | 0 | 0 | 0 | 0 | 0 | 0 | 0 | 0 | 0 | 0 | 0
Miscellaneous_New_Engine Block Timer_TRC | Ach | Miscellaneous | Miscellaneous | Others | TRC | New | NN4488 | Engine Block Timer | Engine Block Timer | NonEquip | 5 | Others | 0% | Prescriptive_ECM | 36% | 0 | 0 | 0 | 0 | 0 | 0 | 0 | 0 | 0 | 0 | 0 | 0 | 0 | 0 | 0 | 0 | 0 | 0 | 0 | 0 | 0 | 0 | 0 | 0 | 0 | 0 | 0 | 0 | 0 | 0 | 0 | 0 | 0 | 0 | 0 | 0 | 0 | 0 | 0 | 0
Miscellaneous_Existing_VSD Controlled Compressor_TRC | Ach | Miscellaneous | Miscellaneous | Others | TRC | Existing | NE4527 | VSD Controlled Compressor | VSD Controlled Compressor | NonEquip | 15 | Others | 23.37% | Prescriptive_ECM_existing | 20.79% | 31473.3308 | 30993.3327 | 29958.094 | 29022.8499 | 28118.5754 | 27239.64 | 26403.3373 | 25575.2819 | 24777.2388 | 23982.0331 | 31473.3308 | 62466.6635 | 92424.7576 | 121447.6075 | 149566.1829 | 176805.8229 | 203209.1601 | 228784.442 | 253561.6808 | 277543.7139 | 4.7457 | 9.419 | 13.9362 | 18.3124 | 22.5522 | 26.6595 | 30.6407 | 34.497 | 38.2331 | 41.8492 | 2.2212 | 4.4085 | 6.5227 | 8.5709 | 10.5554 | 12.4778 | 14.3411 | 16.1461 | 17.8947 | 19.5872
Miscellaneous_Existing_Engine Block Timer_TRC | Ach | Miscellaneous | Miscellaneous | Others | TRC | Existing | NE4475 | Engine Block Timer | Engine Block Timer | NonEquip | 5 | Others | 0% | Prescriptive_ECM_existing | 36% | 0 | 0 | 0 | 0 | 0 | 0 | 0 | 0 | 0 | 0 | 0 | 0 | 0 | 0 | 0 | 0 | 0 | 0 | 0 | 0 | 0 | 0 | 0 | 0 | 0 | 0 | 0 | 0 | 0 | 0 | 0 | 0 | 0 | 0 | 0 | 0 | 0 | 0 | 0 | 0
Miscellaneous_Turnover_Efficient Battery Charger_TRC | Ach | Miscellaneous | Miscellaneous | Others | TRC | Turnover | ET1842 | Efficient Battery Charger | Efficient Battery Charger | Equip | 7 | Others | 0% | Prescriptive_all | 13.68% | 0 | 0 | 0 | 0 | 0 | 0 | 0 | 0 | 0 | 0 | 0 | 0 | 0 | 0 | 0 | 0 | 0 | 0 | 0 | 0 | 0 | 0 | 0 | 0 | 0 | 0 | 0 | 0 | 0 | 0 | 0 | 0 | 0 | 0 | 0 | 0 | 0 | 0 | 0 | 0
Miscellaneous_New_Efficient Battery Charger_TRC | Ach | Miscellaneous | Miscellaneous | Others | TRC | New | EN1868 | Efficient Battery Charger | Efficient Battery Charger | Equip | 7 | Others | 0% | Prescriptive_all | 13.68% | 0 | 0 | 0 | 0 | 0 | 0 | 0 | 0 | 0 | 0 | 0 | 0 | 0 | 0 | 0 | 0 | 0 | 0 | 0 | 0 | 0 | 0 | 0 | 0 | 0 | 0 | 0 | 0 | 0 | 0 | 0 | 0 | 0 | 0 | 0 | 0 | 0 | 0 | 0 | 0
Miscellaneous_New_Network PC Power Management_TRC | Ach | Miscellaneous | Office Equipment | Other office | TRC | New | NN4566 | Network PC Power Management | Network PC Power Management | NonEquip | 5 | Computers | 0% | Prescriptive_all | 56.5% | 0 | 0 | 0 | 0 | 0 | 0 | 0 | 0 | 0 | 0 | 0 | 0 | 0 | 0 | 0 | 0 | 0 | 0 | 0 | 0 | 0 | 0 | 0 | 0 | 0 | 0 | 0 | 0 | 0 | 0 | 0 | 0 | 0 | 0 | 0 | 0 | 0 | 0 | 0 | 0
Miscellaneous_Existing_Network PC Power Management_TRC | Ach | Miscellaneous | Office Equipment | Other office | TRC | Existing | NE4553 | Network PC Power Management | Network PC Power Management | NonEquip | 5 | Computers | 0% | Prescriptive_all_existing | 56.5% | 0 | 0 | 0 | 0 | 0 | 0 | 0 | 0 | 0 | 0 | 0 | 0 | 0 | 0 | 0 | 0 | 0 | 0 | 0 | 0 | 0 | 0 | 0 | 0 | 0 | 0 | 0 | 0 | 0 | 0 | 0 | 0 | 0 | 0 | 0 | 0 | 0 | 0 | 0 | 0
Miscellaneous_Turnover_Energy Star Uninterruptable Power Supply_TRC | Ach | Miscellaneous | Office Equipment | Other office | TRC | Turnover | ET2265 | Energy Star Uninterruptable Power Supply | Energy Star Uninterruptable Power Supply | Equip | 10 | Other office | 22.4% | Prescriptive_all | 1.878% | 223.3479 | 306.9437 | 441.9623 | 602.2856 | 751.4472 | 822.7382 | 751.4264 | 545.7477 | 310.6731 | 143.6044 | 223.3479 | 530.2915 | 972.2538 | 1574.5394 | 2325.9866 | 3148.7247 | 3900.1511 | 4445.8988 | 4756.5719 | 4900.1763 | 0.025496 | 0.060536 | 0.11099 | 0.17974 | 0.26552 | 0.35944 | 0.44522 | 0.50752 | 0.54299 | 0.55938 | 0.025496 | 0.060536 | 0.11099 | 0.17974 | 0.26552 | 0.35944 | 0.44522 | 0.50752 | 0.54299 | 0.55938
Miscellaneous_New_Energy Star Uninterruptable Power Supply_TRC | Ach | Miscellaneous | Office Equipment | Other office | TRC | New | EN2291 | Energy Star Uninterruptable Power Supply | Energy Star Uninterruptable Power Supply | Equip | 10 | Other office | 22.4% | Prescriptive_all | 1.878% | 0 | 0 | 0 | 0 | 0 | 0 | 0 | 0 | 0 | 0 | 0 | 0 | 0 | 0 | 0 | 0 | 0 | 0 | 0 | 0 | 0 | 0 | 0 | 0 | 0 | 0 | 0 | 0 | 0 | 0 | 0 | 0 | 0 | 0 | 0 | 0 | 0 | 0 | 0 | 0
Miscellaneous_New_Demand Controlled Ventilation_TRC | Ach | Miscellaneous | Ventilation and Circulation | Motor/Fan | TRC | New | NN4956 | Demand Controlled Ventilation | Demand Controlled Ventilation | NonEquip | 10 |  | 23.39% | Prescriptive_all | 3.192% | 0 | 0 | 0 | 0 | 0 | 0 | 0 | 0 | 0 | 0 | 0 | 0 | 0 | 0 | 0 | 0 | 0 | 0 | 0 | 0 | 0 | 0 | 0 | 0 | 0 | 0 | 0 | 0 | 0 | 0 | 0 | 0 | 0 | 0 | 0 | 0 | 0 | 0 | 0 | 0
Miscellaneous_Existing_Demand Controlled Ventilation_TRC | Ach | Miscellaneous | Ventilation and Circulation | Motor/Fan | TRC | Existing | NE4943 | Demand Controlled Ventilation | Demand Controlled Ventilation | NonEquip | 10 |  | 23.39% | Prescriptive_all_existing | 3.192% | 1.6915 | 1.5498 | 1.498 | 1.4512 | 1.406 | 1.3621 | 1.3202 | 1.2788 | 1.2389 | 1.1992 | 1.6915 | 3.2413 | 4.7393 | 6.1905 | 7.5965 | 8.9586 | 10.2788 | 11.5577 | 12.7966 | 13.9958 | 0.00017611 | 0.00033747 | 0.00049343 | 0.00064452 | 0.00079091 | 0.00093272 | 0.0010702 | 0.0012033 | 0.0013323 | 0.0014572 | 0.00099151 | 0.0018999 | 0.002778 | 0.0036287 | 0.0044528 | 0.0052512 | 0.0060251 | 0.0067747 | 0.0075009 | 0.0082038
Miscellaneous_Turnover_High Speed Fans_TRC | Ach | Miscellaneous | Ventilation and Circulation | Motor/Fan | TRC | Turnover | ET2694 | High Speed Fans | High Speed Fans | Equip | 7 | Motor/Fan | 14.03% | Prescriptive_ECM | 10.99% | 1.2941 | 1.8275 | 2.7615 | 4.0838 | 5.8089 | 7.7776 | 9.4959 | 10.1051 | 8.9092 | 6.2182 | 1.2941 | 3.1216 | 5.8831 | 9.967 | 15.7758 | 23.5534 | 33.0494 | 43.1545 | 52.0636 | 58.2819 | 0.00018012 | 0.00043447 | 0.00081883 | 0.0013872 | 0.0021957 | 0.0032782 | 0.0045999 | 0.0060064 | 0.0072464 | 0.0081118 | 1.65e-05 | 3.9801e-05 | 7.5011e-05 | 0.00012708 | 0.00020115 | 0.00030031 | 0.00042139 | 0.00055023 | 0.00066382 | 0.00074311
Miscellaneous_New_High Speed Fans_TRC | Ach | Miscellaneous | Ventilation and Circulation | Motor/Fan | TRC | New | EN2720 | High Speed Fans | High Speed Fans | Equip | 7 | Motor/Fan | 14.03% | Prescriptive_ECM | 10.99% | 0 | 0 | 0 | 0 | 0 | 0 | 0 | 0 | 0 | 0 | 0 | 0 | 0 | 0 | 0 | 0 | 0 | 0 | 0 | 0 | 0 | 0 | 0 | 0 | 0 | 0 | 0 | 0 | 0 | 0 | 0 | 0 | 0 | 0 | 0 | 0 | 0 | 0 | 0 | 0
Miscellaneous_New_VSD Controlled Compressor_TRC | Ach | Miscellaneous | Miscellaneous | Medical equipment | TRC | New | NN4540 | VSD Controlled Compressor | VSD Controlled Compressor | NonEquip | 15 | Others | 0% | Prescriptive_ECM | 20.79% | 0 | 0 | 0 | 0 | 0 | 0 | 0 | 0 | 0 | 0 | 0 | 0 | 0 | 0 | 0 | 0 | 0 | 0 | 0 | 0 | 0 | 0 | 0 | 0 | 0 | 0 | 0 | 0 | 0 | 0 | 0 | 0 | 0 | 0 | 0 | 0 | 0 | 0 | 0 | 0
Miscellaneous_New_Engine Block Timer_TRC | Ach | Miscellaneous | Miscellaneous | Medical equipment | TRC | New | NN4488 | Engine Block Timer | Engine Block Timer | NonEquip | 5 | Others | 0% | Prescriptive_ECM | 36% | 0 | 0 | 0 | 0 | 0 | 0 | 0 | 0 | 0 | 0 | 0 | 0 | 0 | 0 | 0 | 0 | 0 | 0 | 0 | 0 | 0 | 0 | 0 | 0 | 0 | 0 | 0 | 0 | 0 | 0 | 0 | 0 | 0 | 0 | 0 | 0 | 0 | 0 | 0 | 0
Miscellaneous_Existing_VSD Controlled Compressor_TRC | Ach | Miscellaneous | Miscellaneous | Medical equipment | TRC | Existing | NE4527 | VSD Controlled Compressor | VSD Controlled Compressor | NonEquip | 15 | Others | 0% | Prescriptive_ECM_existing | 20.79% | 0 | 0 | 0 | 0 | 0 | 0 | 0 | 0 | 0 | 0 | 0 | 0 | 0 | 0 | 0 | 0 | 0 | 0 | 0 | 0 | 0 | 0 | 0 | 0 | 0 | 0 | 0 | 0 | 0 | 0 | 0 | 0 | 0 | 0 | 0 | 0 | 0 | 0 | 0 | 0
Miscellaneous_Existing_Engine Block Timer_TRC | Ach | Miscellaneous | Miscellaneous | Medical equipment | TRC | Existing | NE4475 | Engine Block Timer | Engine Block Timer | NonEquip | 5 | Others | 0% | Prescriptive_ECM_existing | 36% | 0 | 0 | 0 | 0 | 0 | 0 | 0 | 0 | 0 | 0 | 0 | 0 | 0 | 0 | 0 | 0 | 0 | 0 | 0 | 0 | 0 | 0 | 0 | 0 | 0 | 0 | 0 | 0 | 0 | 0 | 0 | 0 | 0 | 0 | 0 | 0 | 0 | 0 | 0 | 0
Miscellaneous_New_Strip Curtains for Walk-ins_TRC | Ach | Miscellaneous | Refrigeration | Large cold storage | TRC | New | NN4904 | Strip Curtains for Walk-ins | Strip Curtains for Walk-ins | NonEquip | 4 | Walk-in cooler | 0% | Prescriptive_refrigeration control | 2.115% | 0 | 0 | 0 | 0 | 0 | 0 | 0 | 0 | 0 | 0 | 0 | 0 | 0 | 0 | 0 | 0 | 0 | 0 | 0 | 0 | 0 | 0 | 0 | 0 | 0 | 0 | 0 | 0 | 0 | 0 | 0 | 0 | 0 | 0 | 0 | 0 | 0 | 0 | 0 | 0
Miscellaneous_New_PSC to ECM Evaporator Fan Motor (Walk-In, Refrigerator)_TRC | Ach | Miscellaneous | Refrigeration | Large cold storage | TRC | New | NN4852 | PSC to ECM Evaporator Fan Motor (Walk-In, Refrigerator) | PSC to ECM Evaporator Fan Motor (Walk-In, Refrigerator) | NonEquip | 15 | Walk-in cooler | 0% | Prescriptive_ECM | 37.5% | 0 | 0 | 0 | 0 | 0 | 0 | 0 | 0 | 0 | 0 | 0 | 0 | 0 | 0 | 0 | 0 | 0 | 0 | 0 | 0 | 0 | 0 | 0 | 0 | 0 | 0 | 0 | 0 | 0 | 0 | 0 | 0 | 0 | 0 | 0 | 0 | 0 | 0 | 0 | 0
Miscellaneous_New_PSC to ECM Evaporator Fan Motor (Reach-In)_TRC | Ach | Miscellaneous | Refrigeration | Large cold storage | TRC | New | NN4826 | PSC to ECM Evaporator Fan Motor (Reach-In) | PSC to ECM Evaporator Fan Motor (Reach-In) | NonEquip | 15 | Display cases | 0% | Prescriptive_ECM | 37.5% | 0 | 0 | 0 | 0 | 0 | 0 | 0 | 0 | 0 | 0 | 0 | 0 | 0 | 0 | 0 | 0 | 0 | 0 | 0 | 0 | 0 | 0 | 0 | 0 | 0 | 0 | 0 | 0 | 0 | 0 | 0 | 0 | 0 | 0 | 0 | 0 | 0 | 0 | 0 | 0
Miscellaneous_Existing_Strip Curtains for Walk-ins_TRC | Ach | Miscellaneous | Refrigeration | Large cold storage | TRC | Existing | NE4891 | Strip Curtains for Walk-ins | Strip Curtains for Walk-ins | NonEquip | 4 | Walk-in cooler | 0% | Prescriptive_refrigeration control_existing | 2.115% | 0 | 0 | 0 | 0 | 0 | 0 | 0 | 0 | 0 | 0 | 0 | 0 | 0 | 0 | 0 | 0 | 0 | 0 | 0 | 0 | 0 | 0 | 0 | 0 | 0 | 0 | 0 | 0 | 0 | 0 | 0 | 0 | 0 | 0 | 0 | 0 | 0 | 0 | 0 | 0
Miscellaneous_Existing_PSC to ECM Evaporator Fan Motor (Walk-In, Refrigerator)_TRC | Ach | Miscellaneous | Refrigeration | Large cold storage | TRC | Existing | NE4839 | PSC to ECM Evaporator Fan Motor (Walk-In, Refrigerator) | PSC to ECM Evaporator Fan Motor (Walk-In, Refrigerator) | NonEquip | 15 | Walk-in cooler | 0% | Prescriptive_ECM_existing | 37.5% | 0 | 0 | 0 | 0 | 0 | 0 | 0 | 0 | 0 | 0 | 0 | 0 | 0 | 0 | 0 | 0 | 0 | 0 | 0 | 0 | 0 | 0 | 0 | 0 | 0 | 0 | 0 | 0 | 0 | 0 | 0 | 0 | 0 | 0 | 0 | 0 | 0 | 0 | 0 | 0
Miscellaneous_Existing_PSC to ECM Evaporator Fan Motor (Reach-In)_TRC | Ach | Miscellaneous | Refrigeration | Large cold storage | TRC | Existing | NE4813 | PSC to ECM Evaporator Fan Motor (Reach-In) | PSC to ECM Evaporator Fan Motor (Reach-In) | NonEquip | 15 | Display cases | 0% | Prescriptive_ECM_existing | 37.5% | 0 | 0 | 0 | 0 | 0 | 0 | 0 | 0 | 0 | 0 | 0 | 0 | 0 | 0 | 0 | 0 | 0 | 0 | 0 | 0 | 0 | 0 | 0 | 0 | 0 | 0 | 0 | 0 | 0 | 0 | 0 | 0 | 0 | 0 | 0 | 0 | 0 | 0 | 0 | 0
Miscellaneous_Existing_Freezer-Cooler Replacement Gaskets_TRC | Ach | Miscellaneous | Refrigeration | Large cold storage | TRC | Existing | NE4709 | Freezer-Cooler Replacement Gaskets | Freezer-Cooler Replacement Gaskets | NonEquip | 4 | Display cases | 0% | Prescriptive_refrigeration control_existing | 3.131% | 0 | 0 | 0 | 0 | 0 | 0 | 0 | 0 | 0 | 0 | 0 | 0 | 0 | 0 | 0 | 0 | 0 | 0 | 0 | 0 | 0 | 0 | 0 | 0 | 0 | 0 | 0 | 0 | 0 | 0 | 0 | 0 | 0 | 0 | 0 | 0 | 0 | 0 | 0 | 0
Miscellaneous_New_VSD Controlled Compressor_TRC | Ach | Miscellaneous | Miscellaneous | Laboratory equipment | TRC | New | NN4540 | VSD Controlled Compressor | VSD Controlled Compressor | NonEquip | 15 | Others | 0% | Prescriptive_ECM | 20.79% | 0 | 0 | 0 | 0 | 0 | 0 | 0 | 0 | 0 | 0 | 0 | 0 | 0 | 0 | 0 | 0 | 0 | 0 | 0 | 0 | 0 | 0 | 0 | 0 | 0 | 0 | 0 | 0 | 0 | 0 | 0 | 0 | 0 | 0 | 0 | 0 | 0 | 0 | 0 | 0
Miscellaneous_New_Engine Block Timer_TRC | Ach | Miscellaneous | Miscellaneous | Laboratory equipment | TRC | New | NN4488 | Engine Block Timer | Engine Block Timer | NonEquip | 5 | Others | 0% | Prescriptive_ECM | 36% | 0 | 0 | 0 | 0 | 0 | 0 | 0 | 0 | 0 | 0 | 0 | 0 | 0 | 0 | 0 | 0 | 0 | 0 | 0 | 0 | 0 | 0 | 0 | 0 | 0 | 0 | 0 | 0 | 0 | 0 | 0 | 0 | 0 | 0 | 0 | 0 | 0 | 0 | 0 | 0
Miscellaneous_Existing_VSD Controlled Compressor_TRC | Ach | Miscellaneous | Miscellaneous | Laboratory equipment | TRC | Existing | NE4527 | VSD Controlled Compressor | VSD Controlled Compressor | NonEquip | 15 | Others | 0% | Prescriptive_ECM_existing | 20.79% | 0 | 0 | 0 | 0 | 0 | 0 | 0 | 0 | 0 | 0 | 0 | 0 | 0 | 0 | 0 | 0 | 0 | 0 | 0 | 0 | 0 | 0 | 0 | 0 | 0 | 0 | 0 | 0 | 0 | 0 | 0 | 0 | 0 | 0 | 0 | 0 | 0 | 0 | 0 | 0
Miscellaneous_Existing_Engine Block Timer_TRC | Ach | Miscellaneous | Miscellaneous | Laboratory equipment | TRC | Existing | NE4475 | Engine Block Timer | Engine Block Timer | NonEquip | 5 | Others | 0% | Prescriptive_ECM_existing | 36% | 0 | 0 | 0 | 0 | 0 | 0 | 0 | 0 | 0 | 0 | 0 | 0 | 0 | 0 | 0 | 0 | 0 | 0 | 0 | 0 | 0 | 0 | 0 | 0 | 0 | 0 | 0 | 0 | 0 | 0 | 0 | 0 | 0 | 0 | 0 | 0 | 0 | 0 | 0 | 0
Miscellaneous_New_Demand Controlled Ventilation_TRC | Ach | Miscellaneous | Ventilation and Circulation | Individual room ventilation | TRC | New | NN4956 | Demand Controlled Ventilation | Demand Controlled Ventilation | NonEquip | 10 |  | 23.39% | Prescriptive_all | 3.192% | 0 | 0 | 0 | 0 | 0 | 0 | 0 | 0 | 0 | 0 | 0 | 0 | 0 | 0 | 0 | 0 | 0 | 0 | 0 | 0 | 0 | 0 | 0 | 0 | 0 | 0 | 0 | 0 | 0 | 0 | 0 | 0 | 0 | 0 | 0 | 0 | 0 | 0 | 0 | 0
Miscellaneous_Existing_Demand Controlled Ventilation_TRC | Ach | Miscellaneous | Ventilation and Circulation | Individual room ventilation | TRC | Existing | NE4943 | Demand Controlled Ventilation | Demand Controlled Ventilation | NonEquip | 10 |  | 23.39% | Prescriptive_all_existing | 3.192% | 1.6787 | 1.5498 | 1.498 | 1.4512 | 1.406 | 1.3621 | 1.3202 | 1.2788 | 1.2389 | 1.1992 | 1.6787 | 3.2284 | 4.7264 | 6.1777 | 7.5837 | 8.9457 | 10.266 | 11.5448 | 12.7838 | 13.9829 | 0.00017477 | 0.00033613 | 0.00049209 | 0.00064318 | 0.00078957 | 0.00093138 | 0.0010688 | 0.001202 | 0.001331 | 0.0014558 | 0.00098398 | 0.0018924 | 0.0027705 | 0.0036211 | 0.0044453 | 0.0052437 | 0.0060176 | 0.0067672 | 0.0074934 | 0.0081963
Miscellaneous_New_Facility Energy Management System_TRC | Ach | Miscellaneous | Space Heating | Individual room heating | TRC | New | NN3656 | Facility Energy Management System | Facility Energy Management System | NonEquip | 15 |  | 6.861% | Custom_improvement | 20% | 0 | 0 | 0 | 0 | 0 | 0 | 0 | 0 | 0 | 0 | 0 | 0 | 0 | 0 | 0 | 0 | 0 | 0 | 0 | 0 | 0 | 0 | 0 | 0 | 0 | 0 | 0 | 0 | 0 | 0 | 0 | 0 | 0 | 0 | 0 | 0 | 0 | 0 | 0 | 0
Miscellaneous_New_Ceiling Insulation(R2 to R38)_TRC | Ach | Miscellaneous | Space Heating | Individual room heating | TRC | New | NN3188 | Ceiling Insulation(R2 to R38) | Ceiling Insulation(R2 to R38) | NonEquip | 20 |  | 0% | Prescriptive_all | 0.6168% | 0 | 0 | 0 | 0 | 0 | 0 | 0 | 0 | 0 | 0 | 0 | 0 | 0 | 0 | 0 | 0 | 0 | 0 | 0 | 0 | 0 | 0 | 0 | 0 | 0 | 0 | 0 | 0 | 0 | 0 | 0 | 0 | 0 | 0 | 0 | 0 | 0 | 0 | 0 | 0
Miscellaneous_Existing_Wall Insulation_TRC | Ach | Miscellaneous | Space Heating | Individual room heating | TRC | Existing | NE4241 | Wall Insulation | Wall Insulation | NonEquip | 20 |  | 0% | Prescriptive_all_existing | 0.04372% | 0 | 0 | 0 | 0 | 0 | 0 | 0 | 0 | 0 | 0 | 0 | 0 | 0 | 0 | 0 | 0 | 0 | 0 | 0 | 0 | 0 | 0 | 0 | 0 | 0 | 0 | 0 | 0 | 0 | 0 | 0 | 0 | 0 | 0 | 0 | 0 | 0 | 0 | 0 | 0
Miscellaneous_Existing_Facility Energy Management System_TRC | Ach | Miscellaneous | Space Heating | Individual room heating | TRC | Existing | NE3643 | Facility Energy Management System | Facility Energy Management System | NonEquip | 15 |  | 6.861% | Custom_improvement_existing | 20% | 0.70405 | 0.95703 | 1.3083 | 1.7124 | 2.0938 | 2.3275 | 2.2782 | 1.9027 | 1.334 | 0.79184 | 0.70405 | 1.6611 | 2.9694 | 4.6817 | 6.7755 | 9.103 | 11.3812 | 13.2839 | 14.6179 | 15.4097 | 0 | 0 | 0 | 0 | 0 | 0 | 0 | 0 | 0 | 0 | 1.2689e-05 | 2.9938e-05 | 5.3518e-05 | 8.438e-05 | 0.00012212 | 0.00016407 | 0.00020513 | 0.00023942 | 0.00026346 | 0.00027773
Miscellaneous_Existing_Ceiling Insulation(R2 to R38)_TRC | Ach | Miscellaneous | Space Heating | Individual room heating | TRC | Existing | NE3175 | Ceiling Insulation(R2 to R38) | Ceiling Insulation(R2 to R38) | NonEquip | 20 |  | 0% | Prescriptive_all_existing | 0.6806% | 0 | 0 | 0 | 0 | 0 | 0 | 0 | 0 | 0 | 0 | 0 | 0 | 0 | 0 | 0 | 0 | 0 | 0 | 0 | 0 | 0 | 0 | 0 | 0 | 0 | 0 | 0 | 0 | 0 | 0 | 0 | 0 | 0 | 0 | 0 | 0 | 0 | 0 | 0 | 0
Miscellaneous_New_HVAC tune-up_TRC | Ach | Miscellaneous | Space Cooling | Individual room air conditioners | TRC | New | NN3890 | HVAC tune-up | HVAC tune-up | NonEquip | 5 | Residential-type central air conditioners | 0% | Prescriptive_all | 5% | 0 | 0 | 0 | 0 | 0 | 0 | 0 | 0 | 0 | 0 | 0 | 0 | 0 | 0 | 0 | 0 | 0 | 0 | 0 | 0 | 0 | 0 | 0 | 0 | 0 | 0 | 0 | 0 | 0 | 0 | 0 | 0 | 0 | 0 | 0 | 0 | 0 | 0 | 0 | 0
Miscellaneous_New_Facility Energy Management System_TRC | Ach | Miscellaneous | Space Cooling | Individual room air conditioners | TRC | New | NN3682 | Facility Energy Management System | Facility Energy Management System | NonEquip | 15 |  | 6.861% | Custom_improvement | 20% | 0 | 0 | 0 | 0 | 0 | 0 | 0 | 0 | 0 | 0 | 0 | 0 | 0 | 0 | 0 | 0 | 0 | 0 | 0 | 0 | 0 | 0 | 0 | 0 | 0 | 0 | 0 | 0 | 0 | 0 | 0 | 0 | 0 | 0 | 0 | 0 | 0 | 0 | 0 | 0
Miscellaneous_New_Chilled Water System - Variable Speed Drives_TRC | Ach | Miscellaneous | Space Cooling | Individual room air conditioners | TRC | New | NN3318 | Chilled Water System - Variable Speed Drives | Chilled Water System - Variable Speed Drives | NonEquip | 13 | Central chillers inside | 0% | Prescriptive_all | 24.74% | 0 | 0 | 0 | 0 | 0 | 0 | 0 | 0 | 0 | 0 | 0 | 0 | 0 | 0 | 0 | 0 | 0 | 0 | 0 | 0 | 0 | 0 | 0 | 0 | 0 | 0 | 0 | 0 | 0 | 0 | 0 | 0 | 0 | 0 | 0 | 0 | 0 | 0 | 0 | 0
Miscellaneous_New_Ceiling Insulation(R2 to R38)_TRC | Ach | Miscellaneous | Space Cooling | Individual room air conditioners | TRC | New | NN3214 | Ceiling Insulation(R2 to R38) | Ceiling Insulation(R2 to R38) | NonEquip | 20 |  | 0% | Prescriptive_all | 1.76% | 0 | 0 | 0 | 0 | 0 | 0 | 0 | 0 | 0 | 0 | 0 | 0 | 0 | 0 | 0 | 0 | 0 | 0 | 0 | 0 | 0 | 0 | 0 | 0 | 0 | 0 | 0 | 0 | 0 | 0 | 0 | 0 | 0 | 0 | 0 | 0 | 0 | 0 | 0 | 0
Miscellaneous_Existing_Wall Insulation_TRC | Ach | Miscellaneous | Space Cooling | Individual room air conditioners | TRC | Existing | NE4215 | Wall Insulation | Wall Insulation | NonEquip | 20 |  | 0% | Prescriptive_all_existing | 0.7745% | 0 | 0 | 0 | 0 | 0 | 0 | 0 | 0 | 0 | 0 | 0 | 0 | 0 | 0 | 0 | 0 | 0 | 0 | 0 | 0 | 0 | 0 | 0 | 0 | 0 | 0 | 0 | 0 | 0 | 0 | 0 | 0 | 0 | 0 | 0 | 0 | 0 | 0 | 0 | 0
Miscellaneous_Existing_HVAC tune-up_TRC | Ach | Miscellaneous | Space Cooling | Individual room air conditioners | TRC | Existing | NE3877 | HVAC tune-up | HVAC tune-up | NonEquip | 5 | Residential-type central air conditioners | 0% | Prescriptive_all_existing | 5% | 0 | 0 | 0 | 0 | 0 | 0 | 0 | 0 | 0 | 0 | 0 | 0 | 0 | 0 | 0 | 0 | 0 | 0 | 0 | 0 | 0 | 0 | 0 | 0 | 0 | 0 | 0 | 0 | 0 | 0 | 0 | 0 | 0 | 0 | 0 | 0 | 0 | 0 | 0 | 0
Miscellaneous_Existing_Facility Energy Management System_TRC | Ach | Miscellaneous | Space Cooling | Individual room air conditioners | TRC | Existing | NE3669 | Facility Energy Management System | Facility Energy Management System | NonEquip | 15 |  | 6.861% | Custom_improvement_existing | 20% | 0 | 0 | 0 | 0 | 0 | 0 | 0 | 0 | 0 | 0 | 0 | 0 | 0 | 0 | 0 | 0 | 0 | 0 | 0 | 0 | 0 | 0 | 0 | 0 | 0 | 0 | 0 | 0 | 0 | 0 | 0 | 0 | 0 | 0 | 0 | 0 | 0 | 0 | 0 | 0
Miscellaneous_Existing_Chilled Water System - Variable Speed Drives_TRC | Ach | Miscellaneous | Space Cooling | Individual room air conditioners | TRC | Existing | NE3305 | Chilled Water System - Variable Speed Drives | Chilled Water System - Variable Speed Drives | NonEquip | 13 | Central chillers inside | 0% | Prescriptive_all_existing | 24.74% | 0 | 0 | 0 | 0 | 0 | 0 | 0 | 0 | 0 | 0 | 0 | 0 | 0 | 0 | 0 | 0 | 0 | 0 | 0 | 0 | 0 | 0 | 0 | 0 | 0 | 0 | 0 | 0 | 0 | 0 | 0 | 0 | 0 | 0 | 0 | 0 | 0 | 0 | 0 | 0
Miscellaneous_Existing_Ceiling Insulation(R2 to R38)_TRC | Ach | Miscellaneous | Space Cooling | Individual room air conditioners | TRC | Existing | NE3201 | Ceiling Insulation(R2 to R38) | Ceiling Insulation(R2 to R38) | NonEquip | 20 |  | 0% | Prescriptive_all_existing | 1.76% | 0 | 0 | 0 | 0 | 0 | 0 | 0 | 0 | 0 | 0 | 0 | 0 | 0 | 0 | 0 | 0 | 0 | 0 | 0 | 0 | 0 | 0 | 0 | 0 | 0 | 0 | 0 | 0 | 0 | 0 | 0 | 0 | 0 | 0 | 0 | 0 | 0 | 0 | 0 | 0
Miscellaneous_New_Interior Lighting Controls_TRC | Ach | Miscellaneous | Interior Lighting | High bay | TRC | New | NN4436 | Interior Lighting Controls | Interior Lighting Controls | NonEquip | 8 | Overhead (fluorescent/LED/CFL U-shape) | 0% | Prescriptive_lighting control | 28% | 0 | 0 | 0 | 0 | 0 | 0 | 0 | 0 | 0 | 0 | 0 | 0 | 0 | 0 | 0 | 0 | 0 | 0 | 0 | 0 | 0 | 0 | 0 | 0 | 0 | 0 | 0 | 0 | 0 | 0 | 0 | 0 | 0 | 0 | 0 | 0 | 0 | 0 | 0 | 0
Miscellaneous_New_Facility Energy Management System_TRC | Ach | Miscellaneous | Interior Lighting | High bay | TRC | New | NN3708 | Facility Energy Management System | Facility Energy Management System | NonEquip | 15 |  | 6.861% | Custom_improvement | 24% | 0 | 0 | 0 | 0 | 0 | 0 | 0 | 0 | 0 | 0 | 0 | 0 | 0 | 0 | 0 | 0 | 0 | 0 | 0 | 0 | 0 | 0 | 0 | 0 | 0 | 0 | 0 | 0 | 0 | 0 | 0 | 0 | 0 | 0 | 0 | 0 | 0 | 0 | 0 | 0
Miscellaneous_Existing_Interior Lighting Controls_TRC | Ach | Miscellaneous | Interior Lighting | High bay | TRC | Existing | NE4423 | Interior Lighting Controls | Interior Lighting Controls | NonEquip | 8 | Overhead (fluorescent/LED/CFL U-shape) | 0% | Prescriptive_lighting control_existing | 28% | 0 | 0 | 0 | 0 | 0 | 0 | 0 | 0 | 0 | 0 | 0 | 0 | 0 | 0 | 0 | 0 | 0 | 0 | 0 | 0 | 0 | 0 | 0 | 0 | 0 | 0 | 0 | 0 | 0 | 0 | 0 | 0 | 0 | 0 | 0 | 0 | 0 | 0 | 0 | 0
Miscellaneous_Existing_Facility Energy Management System_TRC | Ach | Miscellaneous | Interior Lighting | High bay | TRC | Existing | NE3695 | Facility Energy Management System | Facility Energy Management System | NonEquip | 15 |  | 6.861% | Custom_improvement_existing | 24% | 14571.5021 | 13544.2448 | 13091.8402 | 12683.1338 | 12287.9612 | 11903.8619 | 11538.3934 | 11176.5289 | 10827.78 | 10480.2711 | 14571.5021 | 28115.747 | 41207.5872 | 53890.7209 | 66178.6821 | 78082.544 | 89620.9374 | 100797.4663 | 111625.2463 | 122105.5174 | 3.0541 | 5.8929 | 8.6369 | 11.2952 | 13.8706 | 16.3656 | 18.784 | 21.1265 | 23.3959 | 25.5925 | 0.26263 | 0.50674 | 0.7427 | 0.97129 | 1.1928 | 1.4073 | 1.6153 | 1.8167 | 2.0119 | 2.2007
Miscellaneous_New_Facility Energy Management System_TRC | Ach | Miscellaneous | Space Heating | Forced air furnace | TRC | New | NN3656 | Facility Energy Management System | Facility Energy Management System | NonEquip | 15 |  | 6.861% | Custom_improvement | 20% | 0 | 0 | 0 | 0 | 0 | 0 | 0 | 0 | 0 | 0 | 0 | 0 | 0 | 0 | 0 | 0 | 0 | 0 | 0 | 0 | 0 | 0 | 0 | 0 | 0 | 0 | 0 | 0 | 0 | 0 | 0 | 0 | 0 | 0 | 0 | 0 | 0 | 0 | 0 | 0
Miscellaneous_New_Ceiling Insulation(R2 to R38)_TRC | Ach | Miscellaneous | Space Heating | Forced air furnace | TRC | New | NN3188 | Ceiling Insulation(R2 to R38) | Ceiling Insulation(R2 to R38) | NonEquip | 20 |  | 0% | Prescriptive_all | 0.6168% | 0 | 0 | 0 | 0 | 0 | 0 | 0 | 0 | 0 | 0 | 0 | 0 | 0 | 0 | 0 | 0 | 0 | 0 | 0 | 0 | 0 | 0 | 0 | 0 | 0 | 0 | 0 | 0 | 0 | 0 | 0 | 0 | 0 | 0 | 0 | 0 | 0 | 0 | 0 | 0
Miscellaneous_Existing_Wall Insulation_TRC | Ach | Miscellaneous | Space Heating | Forced air furnace | TRC | Existing | NE4241 | Wall Insulation | Wall Insulation | NonEquip | 20 |  | 0% | Prescriptive_all_existing | 0.04372% | 0 | 0 | 0 | 0 | 0 | 0 | 0 | 0 | 0 | 0 | 0 | 0 | 0 | 0 | 0 | 0 | 0 | 0 | 0 | 0 | 0 | 0 | 0 | 0 | 0 | 0 | 0 | 0 | 0 | 0 | 0 | 0 | 0 | 0 | 0 | 0 | 0 | 0 | 0 | 0
Miscellaneous_Existing_Facility Energy Management System_TRC | Ach | Miscellaneous | Space Heating | Forced air furnace | TRC | Existing | NE3643 | Facility Energy Management System | Facility Energy Management System | NonEquip | 15 |  | 6.861% | Custom_improvement_existing | 20% | 182.8757 | 248.5892 | 339.8328 | 444.7847 | 543.8532 | 604.5705 | 591.7573 | 494.2227 | 346.5027 | 205.6808 | 182.8757 | 431.465 | 771.2978 | 1216.0824 | 1759.9357 | 2364.5062 | 2956.2635 | 3450.4862 | 3796.9889 | 4002.6697 | 0 | 0 | 0 | 0 | 0 | 0 | 0 | 0 | 0 | 0 | 0.003296 | 0.0077764 | 0.013901 | 0.021918 | 0.03172 | 0.042616 | 0.053282 | 0.062189 | 0.068434 | 0.072141
Miscellaneous_Existing_Ceiling Insulation(R2 to R38)_TRC | Ach | Miscellaneous | Space Heating | Forced air furnace | TRC | Existing | NE3175 | Ceiling Insulation(R2 to R38) | Ceiling Insulation(R2 to R38) | NonEquip | 20 |  | 0% | Prescriptive_all_existing | 0.6806% | 0 | 0 | 0 | 0 | 0 | 0 | 0 | 0 | 0 | 0 | 0 | 0 | 0 | 0 | 0 | 0 | 0 | 0 | 0 | 0 | 0 | 0 | 0 | 0 | 0 | 0 | 0 | 0 | 0 | 0 | 0 | 0 | 0 | 0 | 0 | 0 | 0 | 0 | 0 | 0
Miscellaneous_New_Outdoor Lighting Controls_TRC | Ach | Miscellaneous | Exterior Lighting | Exterior parking/lot lighting | TRC | New | NN2980 | Outdoor Lighting Controls | Outdoor Lighting Controls | NonEquip | 8 | Exterior parking/lot lighting | 30.95% | Prescriptive_lighting control | 28% | 0 | 0 | 0 | 0 | 0 | 0 | 0 | 0 | 0 | 0 | 0 | 0 | 0 | 0 | 0 | 0 | 0 | 0 | 0 | 0 | 0 | 0 | 0 | 0 | 0 | 0 | 0 | 0 | 0 | 0 | 0 | 0 | 0 | 0 | 0 | 0 | 0 | 0 | 0 | 0
Miscellaneous_New_Bi-Level Lighting Control (Exterior)_TRC | Ach | Miscellaneous | Exterior Lighting | Exterior parking/lot lighting | TRC | New | NN2954 | Bi-Level Lighting Control (Exterior) | Bi-Level Lighting Control (Exterior) | NonEquip | 9 | Exterior parking/lot lighting | 8.579% | Prescriptive_lighting control | 31% | 0 | 0 | 0 | 0 | 0 | 0 | 0 | 0 | 0 | 0 | 0 | 0 | 0 | 0 | 0 | 0 | 0 | 0 | 0 | 0 | 0 | 0 | 0 | 0 | 0 | 0 | 0 | 0 | 0 | 0 | 0 | 0 | 0 | 0 | 0 | 0 | 0 | 0 | 0 | 0
Miscellaneous_Existing_Outdoor Lighting Controls_TRC | Ach | Miscellaneous | Exterior Lighting | Exterior parking/lot lighting | TRC | Existing | NE2967 | Outdoor Lighting Controls | Outdoor Lighting Controls | NonEquip | 8 | Exterior parking/lot lighting | 30.95% | Prescriptive_lighting control_existing | 28% | 27128.9272 | 24750.8336 | 23924.1067 | 23177.2341 | 22455.0933 | 21753.1881 | 21085.3287 | 20424.0554 | 19786.7496 | 19151.7097 | 27128.9272 | 51879.7608 | 75803.8675 | 98981.1016 | 121436.1949 | 143189.383 | 164274.7117 | 184698.7671 | 204485.5167 | 223637.2263 | 0 | 0 | 0 | 0 | 0 | 0 | 0 | 0 | 0 | 0 | 0 | 0 | 0 | 0 | 0 | 0 | 0 | 0 | 0 | 0
Miscellaneous_Existing_Bi-Level Lighting Control (Exterior)_TRC | Ach | Miscellaneous | Exterior Lighting | Exterior parking/lot lighting | TRC | Existing | NE2941 | Bi-Level Lighting Control (Exterior) | Bi-Level Lighting Control (Exterior) | NonEquip | 9 | Exterior parking/lot lighting | 8.579% | Prescriptive_lighting control_existing | 31% | 9013.3975 | 12464.6435 | 17502.0046 | 23010.3307 | 27294.5467 | 27877.7183 | 23298.1064 | 15310.7507 | 7947.9159 | 3437.4372 | 9013.3975 | 21478.041 | 38980.0455 | 61990.3763 | 89284.9229 | 117162.6413 | 140460.7477 | 155771.4984 | 163719.4143 | 167156.8514 | 0 | 0 | 0 | 0 | 0 | 0 | 0 | 0 | 0 | 0 | 0 | 0 | 0 | 0 | 0 | 0 | 0 | 0 | 0 | 0
Miscellaneous_Turnover_High Efficiency HID Lighting_TRC | Ach | Miscellaneous | Exterior Lighting | Exterior parking/lot lighting | TRC | Turnover | ET516 | High Efficiency HID Lighting | High Efficiency HID Lighting | Equip | 13 | Exterior parking/lot lighting | 7.084% | Prescriptive_lighting | 34.18% | 20792.4744 | 20817.0092 | 18905.5147 | 13712.2416 | 7789.2006 | 3591.0154 | 1447.0218 | 544.0839 | 198.8746 | 70.6207 | 20792.4744 | 41609.4835 | 60514.9982 | 74227.2398 | 82016.4404 | 85607.4558 | 87054.4775 | 87598.5615 | 87797.436 | 87868.0568 | 0 | 0 | 0 | 0 | 0 | 0 | 0 | 0 | 0 | 0 | 0 | 0 | 0 | 0 | 0 | 0 | 0 | 0 | 0 | 0
Miscellaneous_New_High Efficiency HID Lighting_TRC | Ach | Miscellaneous | Exterior Lighting | Exterior parking/lot lighting | TRC | New | EN542 | High Efficiency HID Lighting | High Efficiency HID Lighting | Equip | 13 | Exterior parking/lot lighting | 7.084% | Prescriptive_lighting | 34.18% | 0 | 0 | 0 | 0 | 0 | 0 | 0 | 0 | 0 | 0 | 0 | 0 | 0 | 0 | 0 | 0 | 0 | 0 | 0 | 0 | 0 | 0 | 0 | 0 | 0 | 0 | 0 | 0 | 0 | 0 | 0 | 0 | 0 | 0 | 0 | 0 | 0 | 0 | 0 | 0
Miscellaneous_New_Outdoor Lighting Controls_TRC | Ach | Miscellaneous | Exterior Lighting | Exterior marquis | TRC | New | NN2980 | Outdoor Lighting Controls | Outdoor Lighting Controls | NonEquip | 8 | Exterior parking/lot lighting | 0% | Prescriptive_lighting control | 28% | 0 | 0 | 0 | 0 | 0 | 0 | 0 | 0 | 0 | 0 | 0 | 0 | 0 | 0 | 0 | 0 | 0 | 0 | 0 | 0 | 0 | 0 | 0 | 0 | 0 | 0 | 0 | 0 | 0 | 0 | 0 | 0 | 0 | 0 | 0 | 0 | 0 | 0 | 0 | 0
Miscellaneous_New_Bi-Level Lighting Control (Exterior)_TRC | Ach | Miscellaneous | Exterior Lighting | Exterior marquis | TRC | New | NN2954 | Bi-Level Lighting Control (Exterior) | Bi-Level Lighting Control (Exterior) | NonEquip | 9 | Exterior parking/lot lighting | 0% | Prescriptive_lighting control | 31% | 0 | 0 | 0 | 0 | 0 | 0 | 0 | 0 | 0 | 0 | 0 | 0 | 0 | 0 | 0 | 0 | 0 | 0 | 0 | 0 | 0 | 0 | 0 | 0 | 0 | 0 | 0 | 0 | 0 | 0 | 0 | 0 | 0 | 0 | 0 | 0 | 0 | 0 | 0 | 0
Miscellaneous_Existing_Outdoor Lighting Controls_TRC | Ach | Miscellaneous | Exterior Lighting | Exterior marquis | TRC | Existing | NE2967 | Outdoor Lighting Controls | Outdoor Lighting Controls | NonEquip | 8 | Exterior parking/lot lighting | 0% | Prescriptive_lighting control_existing | 28% | 0 | 0 | 0 | 0 | 0 | 0 | 0 | 0 | 0 | 0 | 0 | 0 | 0 | 0 | 0 | 0 | 0 | 0 | 0 | 0 | 0 | 0 | 0 | 0 | 0 | 0 | 0 | 0 | 0 | 0 | 0 | 0 | 0 | 0 | 0 | 0 | 0 | 0 | 0 | 0
Miscellaneous_Existing_Bi-Level Lighting Control (Exterior)_TRC | Ach | Miscellaneous | Exterior Lighting | Exterior marquis | TRC | Existing | NE2941 | Bi-Level Lighting Control (Exterior) | Bi-Level Lighting Control (Exterior) | NonEquip | 9 | Exterior parking/lot lighting | 0% | Prescriptive_lighting control_existing | 31% | 0 | 0 | 0 | 0 | 0 | 0 | 0 | 0 | 0 | 0 | 0 | 0 | 0 | 0 | 0 | 0 | 0 | 0 | 0 | 0 | 0 | 0 | 0 | 0 | 0 | 0 | 0 | 0 | 0 | 0 | 0 | 0 | 0 | 0 | 0 | 0 | 0 | 0 | 0 | 0
Miscellaneous_Turnover_LED Exterior Lighting_TRC | Ach | Miscellaneous | Exterior Lighting | Exterior marquis | TRC | Turnover | ET633 | LED Exterior Lighting | LED Exterior Lighting | Equip | 13 | Exterior marquis | 4.624% | Prescriptive_lighting | 60.51% | 116.2308 | 116.3679 | 105.6826 | 76.652 | 43.5419 | 20.0739 | 8.0889 | 3.0415 | 1.1117 | 0.39477 | 116.2308 | 232.5987 | 338.2812 | 414.9332 | 458.4751 | 478.5491 | 486.638 | 489.6794 | 490.7911 | 491.1859 | 0 | 0 | 0 | 0 | 0 | 0 | 0 | 0 | 0 | 0 | 0 | 0 | 0 | 0 | 0 | 0 | 0 | 0 | 0 | 0
Miscellaneous_New_LED Exterior Lighting_TRC | Ach | Miscellaneous | Exterior Lighting | Exterior marquis | TRC | New | EN659 | LED Exterior Lighting | LED Exterior Lighting | Equip | 13 | Exterior marquis | 4.624% | Prescriptive_lighting | 60.51% | 0 | 0 | 0 | 0 | 0 | 0 | 0 | 0 | 0 | 0 | 0 | 0 | 0 | 0 | 0 | 0 | 0 | 0 | 0 | 0 | 0 | 0 | 0 | 0 | 0 | 0 | 0 | 0 | 0 | 0 | 0 | 0 | 0 | 0 | 0 | 0 | 0 | 0 | 0 | 0
Miscellaneous_New_VSD Controlled Compressor_TRC | Ach | Miscellaneous | Miscellaneous | Elevators/Escalators | TRC | New | NN4540 | VSD Controlled Compressor | VSD Controlled Compressor | NonEquip | 15 | Others | 0% | Prescriptive_ECM | 20.79% | 0 | 0 | 0 | 0 | 0 | 0 | 0 | 0 | 0 | 0 | 0 | 0 | 0 | 0 | 0 | 0 | 0 | 0 | 0 | 0 | 0 | 0 | 0 | 0 | 0 | 0 | 0 | 0 | 0 | 0 | 0 | 0 | 0 | 0 | 0 | 0 | 0 | 0 | 0 | 0
Miscellaneous_New_Engine Block Timer_TRC | Ach | Miscellaneous | Miscellaneous | Elevators/Escalators | TRC | New | NN4488 | Engine Block Timer | Engine Block Timer | NonEquip | 5 | Others | 0% | Prescriptive_ECM | 36% | 0 | 0 | 0 | 0 | 0 | 0 | 0 | 0 | 0 | 0 | 0 | 0 | 0 | 0 | 0 | 0 | 0 | 0 | 0 | 0 | 0 | 0 | 0 | 0 | 0 | 0 | 0 | 0 | 0 | 0 | 0 | 0 | 0 | 0 | 0 | 0 | 0 | 0 | 0 | 0
Miscellaneous_Existing_VSD Controlled Compressor_TRC | Ach | Miscellaneous | Miscellaneous | Elevators/Escalators | TRC | Existing | NE4527 | VSD Controlled Compressor | VSD Controlled Compressor | NonEquip | 15 | Others | 0% | Prescriptive_ECM_existing | 20.79% | 0 | 0 | 0 | 0 | 0 | 0 | 0 | 0 | 0 | 0 | 0 | 0 | 0 | 0 | 0 | 0 | 0 | 0 | 0 | 0 | 0 | 0 | 0 | 0 | 0 | 0 | 0 | 0 | 0 | 0 | 0 | 0 | 0 | 0 | 0 | 0 | 0 | 0 | 0 | 0
Miscellaneous_Existing_Engine Block Timer_TRC | Ach | Miscellaneous | Miscellaneous | Elevators/Escalators | TRC | Existing | NE4475 | Engine Block Timer | Engine Block Timer | NonEquip | 5 | Others | 0% | Prescriptive_ECM_existing | 36% | 0 | 0 | 0 | 0 | 0 | 0 | 0 | 0 | 0 | 0 | 0 | 0 | 0 | 0 | 0 | 0 | 0 | 0 | 0 | 0 | 0 | 0 | 0 | 0 | 0 | 0 | 0 | 0 | 0 | 0 | 0 | 0 | 0 | 0 | 0 | 0 | 0 | 0 | 0 | 0
Miscellaneous_New_Network PC Power Management_TRC | Ach | Miscellaneous | Office Equipment | Document production | TRC | New | NN4566 | Network PC Power Management | Network PC Power Management | NonEquip | 5 | Computers | 0% | Prescriptive_all | 56.5% | 0 | 0 | 0 | 0 | 0 | 0 | 0 | 0 | 0 | 0 | 0 | 0 | 0 | 0 | 0 | 0 | 0 | 0 | 0 | 0 | 0 | 0 | 0 | 0 | 0 | 0 | 0 | 0 | 0 | 0 | 0 | 0 | 0 | 0 | 0 | 0 | 0 | 0 | 0 | 0
Miscellaneous_Existing_Network PC Power Management_TRC | Ach | Miscellaneous | Office Equipment | Document production | TRC | Existing | NE4553 | Network PC Power Management | Network PC Power Management | NonEquip | 5 | Computers | 0% | Prescriptive_all_existing | 56.5% | 0 | 0 | 0 | 0 | 0 | 0 | 0 | 0 | 0 | 0 | 0 | 0 | 0 | 0 | 0 | 0 | 0 | 0 | 0 | 0 | 0 | 0 | 0 | 0 | 0 | 0 | 0 | 0 | 0 | 0 | 0 | 0 | 0 | 0 | 0 | 0 | 0 | 0 | 0 | 0
Miscellaneous_New_HVAC tune-up_TRC | Ach | Miscellaneous | Space Cooling | District chilled water piped | TRC | New | NN3890 | HVAC tune-up | HVAC tune-up | NonEquip | 5 | Residential-type central air conditioners | 0% | Prescriptive_all | 5% | 0 | 0 | 0 | 0 | 0 | 0 | 0 | 0 | 0 | 0 | 0 | 0 | 0 | 0 | 0 | 0 | 0 | 0 | 0 | 0 | 0 | 0 | 0 | 0 | 0 | 0 | 0 | 0 | 0 | 0 | 0 | 0 | 0 | 0 | 0 | 0 | 0 | 0 | 0 | 0
Miscellaneous_New_Facility Energy Management System_TRC | Ach | Miscellaneous | Space Cooling | District chilled water piped | TRC | New | NN3682 | Facility Energy Management System | Facility Energy Management System | NonEquip | 15 |  | 6.861% | Custom_improvement | 20% | 0 | 0 | 0 | 0 | 0 | 0 | 0 | 0 | 0 | 0 | 0 | 0 | 0 | 0 | 0 | 0 | 0 | 0 | 0 | 0 | 0 | 0 | 0 | 0 | 0 | 0 | 0 | 0 | 0 | 0 | 0 | 0 | 0 | 0 | 0 | 0 | 0 | 0 | 0 | 0
Miscellaneous_New_Chilled Water System - Variable Speed Drives_TRC | Ach | Miscellaneous | Space Cooling | District chilled water piped | TRC | New | NN3318 | Chilled Water System - Variable Speed Drives | Chilled Water System - Variable Speed Drives | NonEquip | 13 | Central chillers inside | 0% | Prescriptive_all | 24.74% | 0 | 0 | 0 | 0 | 0 | 0 | 0 | 0 | 0 | 0 | 0 | 0 | 0 | 0 | 0 | 0 | 0 | 0 | 0 | 0 | 0 | 0 | 0 | 0 | 0 | 0 | 0 | 0 | 0 | 0 | 0 | 0 | 0 | 0 | 0 | 0 | 0 | 0 | 0 | 0
Miscellaneous_New_Ceiling Insulation(R2 to R38)_TRC | Ach | Miscellaneous | Space Cooling | District chilled water piped | TRC | New | NN3214 | Ceiling Insulation(R2 to R38) | Ceiling Insulation(R2 to R38) | NonEquip | 20 |  | 0% | Prescriptive_all | 1.76% | 0 | 0 | 0 | 0 | 0 | 0 | 0 | 0 | 0 | 0 | 0 | 0 | 0 | 0 | 0 | 0 | 0 | 0 | 0 | 0 | 0 | 0 | 0 | 0 | 0 | 0 | 0 | 0 | 0 | 0 | 0 | 0 | 0 | 0 | 0 | 0 | 0 | 0 | 0 | 0
Miscellaneous_Existing_Wall Insulation_TRC | Ach | Miscellaneous | Space Cooling | District chilled water piped | TRC | Existing | NE4215 | Wall Insulation | Wall Insulation | NonEquip | 20 |  | 0% | Prescriptive_all_existing | 0.7745% | 0 | 0 | 0 | 0 | 0 | 0 | 0 | 0 | 0 | 0 | 0 | 0 | 0 | 0 | 0 | 0 | 0 | 0 | 0 | 0 | 0 | 0 | 0 | 0 | 0 | 0 | 0 | 0 | 0 | 0 | 0 | 0 | 0 | 0 | 0 | 0 | 0 | 0 | 0 | 0
Miscellaneous_Existing_HVAC tune-up_TRC | Ach | Miscellaneous | Space Cooling | District chilled water piped | TRC | Existing | NE3877 | HVAC tune-up | HVAC tune-up | NonEquip | 5 | Residential-type central air conditioners | 0% | Prescriptive_all_existing | 5% | 0 | 0 | 0 | 0 | 0 | 0 | 0 | 0 | 0 | 0 | 0 | 0 | 0 | 0 | 0 | 0 | 0 | 0 | 0 | 0 | 0 | 0 | 0 | 0 | 0 | 0 | 0 | 0 | 0 | 0 | 0 | 0 | 0 | 0 | 0 | 0 | 0 | 0 | 0 | 0
Miscellaneous_Existing_Facility Energy Management System_TRC | Ach | Miscellaneous | Space Cooling | District chilled water piped | TRC | Existing | NE3669 | Facility Energy Management System | Facility Energy Management System | NonEquip | 15 |  | 6.861% | Custom_improvement_existing | 20% | 0 | 0 | 0 | 0 | 0 | 0 | 0 | 0 | 0 | 0 | 0 | 0 | 0 | 0 | 0 | 0 | 0 | 0 | 0 | 0 | 0 | 0 | 0 | 0 | 0 | 0 | 0 | 0 | 0 | 0 | 0 | 0 | 0 | 0 | 0 | 0 | 0 | 0 | 0 | 0
Miscellaneous_Existing_Chilled Water System - Variable Speed Drives_TRC | Ach | Miscellaneous | Space Cooling | District chilled water piped | TRC | Existing | NE3305 | Chilled Water System - Variable Speed Drives | Chilled Water System - Variable Speed Drives | NonEquip | 13 | Central chillers inside | 0% | Prescriptive_all_existing | 24.74% | 0 | 0 | 0 | 0 | 0 | 0 | 0 | 0 | 0 | 0 | 0 | 0 | 0 | 0 | 0 | 0 | 0 | 0 | 0 | 0 | 0 | 0 | 0 | 0 | 0 | 0 | 0 | 0 | 0 | 0 | 0 | 0 | 0 | 0 | 0 | 0 | 0 | 0 | 0 | 0
Miscellaneous_Existing_Ceiling Insulation(R2 to R38)_TRC | Ach | Miscellaneous | Space Cooling | District chilled water piped | TRC | Existing | NE3201 | Ceiling Insulation(R2 to R38) | Ceiling Insulation(R2 to R38) | NonEquip | 20 |  | 0% | Prescriptive_all_existing | 1.76% | 0 | 0 | 0 | 0 | 0 | 0 | 0 | 0 | 0 | 0 | 0 | 0 | 0 | 0 | 0 | 0 | 0 | 0 | 0 | 0 | 0 | 0 | 0 | 0 | 0 | 0 | 0 | 0 | 0 | 0 | 0 | 0 | 0 | 0 | 0 | 0 | 0 | 0 | 0 | 0
Miscellaneous_Turnover_High Efficiency Chiller (Air Cooled, 50 tons)_TRC | Ach | Miscellaneous | Space Cooling | District chilled water piped | TRC | Turnover | ET945 | High Efficiency Chiller (Air Cooled, 50 tons) | High Efficiency Chiller (Air Cooled, 50 tons) | Equip | 20 | District chilled water piped | 28.37% | Prescriptive_all | 8.759% | 0 | 0 | 0 | 0 | 0 | 0 | 0 | 0 | 0 | 0 | 0 | 0 | 0 | 0 | 0 | 0 | 0 | 0 | 0 | 0 | 0 | 0 | 0 | 0 | 0 | 0 | 0 | 0 | 0 | 0 | 0 | 0 | 0 | 0 | 0 | 0 | 0 | 0 | 0 | 0
Miscellaneous_New_High Efficiency Chiller (Air Cooled, 50 tons)_TRC | Ach | Miscellaneous | Space Cooling | District chilled water piped | TRC | New | EN971 | High Efficiency Chiller (Air Cooled, 50 tons) | High Efficiency Chiller (Air Cooled, 50 tons) | Equip | 20 | District chilled water piped | 28.37% | Prescriptive_all | 8.759% | 0 | 0 | 0 | 0 | 0 | 0 | 0 | 0 | 0 | 0 | 0 | 0 | 0 | 0 | 0 | 0 | 0 | 0 | 0 | 0 | 0 | 0 | 0 | 0 | 0 | 0 | 0 | 0 | 0 | 0 | 0 | 0 | 0 | 0 | 0 | 0 | 0 | 0 | 0 | 0
Miscellaneous_New_Strip Curtains for Walk-ins_TRC | Ach | Miscellaneous | Refrigeration | Display cases | TRC | New | NN4904 | Strip Curtains for Walk-ins | Strip Curtains for Walk-ins | NonEquip | 4 | Walk-in cooler | 0% | Prescriptive_refrigeration control | 2.115% | 0 | 0 | 0 | 0 | 0 | 0 | 0 | 0 | 0 | 0 | 0 | 0 | 0 | 0 | 0 | 0 | 0 | 0 | 0 | 0 | 0 | 0 | 0 | 0 | 0 | 0 | 0 | 0 | 0 | 0 | 0 | 0 | 0 | 0 | 0 | 0 | 0 | 0 | 0 | 0
Miscellaneous_New_PSC to ECM Evaporator Fan Motor (Walk-In, Refrigerator)_TRC | Ach | Miscellaneous | Refrigeration | Display cases | TRC | New | NN4852 | PSC to ECM Evaporator Fan Motor (Walk-In, Refrigerator) | PSC to ECM Evaporator Fan Motor (Walk-In, Refrigerator) | NonEquip | 15 | Walk-in cooler | 0% | Prescriptive_ECM | 37.5% | 0 | 0 | 0 | 0 | 0 | 0 | 0 | 0 | 0 | 0 | 0 | 0 | 0 | 0 | 0 | 0 | 0 | 0 | 0 | 0 | 0 | 0 | 0 | 0 | 0 | 0 | 0 | 0 | 0 | 0 | 0 | 0 | 0 | 0 | 0 | 0 | 0 | 0 | 0 | 0
Miscellaneous_New_PSC to ECM Evaporator Fan Motor (Reach-In)_TRC | Ach | Miscellaneous | Refrigeration | Display cases | TRC | New | NN4826 | PSC to ECM Evaporator Fan Motor (Reach-In) | PSC to ECM Evaporator Fan Motor (Reach-In) | NonEquip | 15 | Display cases | 0% | Prescriptive_ECM | 37.5% | 0 | 0 | 0 | 0 | 0 | 0 | 0 | 0 | 0 | 0 | 0 | 0 | 0 | 0 | 0 | 0 | 0 | 0 | 0 | 0 | 0 | 0 | 0 | 0 | 0 | 0 | 0 | 0 | 0 | 0 | 0 | 0 | 0 | 0 | 0 | 0 | 0 | 0 | 0 | 0
Miscellaneous_Existing_Strip Curtains for Walk-ins_TRC | Ach | Miscellaneous | Refrigeration | Display cases | TRC | Existing | NE4891 | Strip Curtains for Walk-ins | Strip Curtains for Walk-ins | NonEquip | 4 | Walk-in cooler | 0% | Prescriptive_refrigeration control_existing | 2.115% | 0 | 0 | 0 | 0 | 0 | 0 | 0 | 0 | 0 | 0 | 0 | 0 | 0 | 0 | 0 | 0 | 0 | 0 | 0 | 0 | 0 | 0 | 0 | 0 | 0 | 0 | 0 | 0 | 0 | 0 | 0 | 0 | 0 | 0 | 0 | 0 | 0 | 0 | 0 | 0
Miscellaneous_Existing_PSC to ECM Evaporator Fan Motor (Walk-In, Refrigerator)_TRC | Ach | Miscellaneous | Refrigeration | Display cases | TRC | Existing | NE4839 | PSC to ECM Evaporator Fan Motor (Walk-In, Refrigerator) | PSC to ECM Evaporator Fan Motor (Walk-In, Refrigerator) | NonEquip | 15 | Walk-in cooler | 0% | Prescriptive_ECM_existing | 37.5% | 0 | 0 | 0 | 0 | 0 | 0 | 0 | 0 | 0 | 0 | 0 | 0 | 0 | 0 | 0 | 0 | 0 | 0 | 0 | 0 | 0 | 0 | 0 | 0 | 0 | 0 | 0 | 0 | 0 | 0 | 0 | 0 | 0 | 0 | 0 | 0 | 0 | 0 | 0 | 0
Miscellaneous_Existing_PSC to ECM Evaporator Fan Motor (Reach-In)_TRC | Ach | Miscellaneous | Refrigeration | Display cases | TRC | Existing | NE4813 | PSC to ECM Evaporator Fan Motor (Reach-In) | PSC to ECM Evaporator Fan Motor (Reach-In) | NonEquip | 15 | Display cases | 0% | Prescriptive_ECM_existing | 37.5% | 0 | 0 | 0 | 0 | 0 | 0 | 0 | 0 | 0 | 0 | 0 | 0 | 0 | 0 | 0 | 0 | 0 | 0 | 0 | 0 | 0 | 0 | 0 | 0 | 0 | 0 | 0 | 0 | 0 | 0 | 0 | 0 | 0 | 0 | 0 | 0 | 0 | 0 | 0 | 0
Miscellaneous_Existing_Freezer-Cooler Replacement Gaskets_TRC | Ach | Miscellaneous | Refrigeration | Display cases | TRC | Existing | NE4709 | Freezer-Cooler Replacement Gaskets | Freezer-Cooler Replacement Gaskets | NonEquip | 4 | Display cases | 0% | Prescriptive_refrigeration control_existing | 3.131% | 0 | 0 | 0 | 0 | 0 | 0 | 0 | 0 | 0 | 0 | 0 | 0 | 0 | 0 | 0 | 0 | 0 | 0 | 0 | 0 | 0 | 0 | 0 | 0 | 0 | 0 | 0 | 0 | 0 | 0 | 0 | 0 | 0 | 0 | 0 | 0 | 0 | 0 | 0 | 0
Miscellaneous_Turnover_Refrigerated Display Case LED Lighting_TRC | Ach | Miscellaneous | Refrigeration | Display cases | TRC | Turnover | ET2616 | Refrigerated Display Case LED Lighting | Refrigerated Display Case LED Lighting | Equip | 8 | Display cases | 0% | Prescriptive_display case lighting | 6.613% | 0 | 0 | 0 | 0 | 0 | 0 | 0 | 0 | 0 | 0 | 0 | 0 | 0 | 0 | 0 | 0 | 0 | 0 | 0 | 0 | 0 | 0 | 0 | 0 | 0 | 0 | 0 | 0 | 0 | 0 | 0 | 0 | 0 | 0 | 0 | 0 | 0 | 0 | 0 | 0
Miscellaneous_Turnover_Efficient Exhaust Hood_TRC | Ach | Miscellaneous | Cooking | Cooking Other | TRC | Turnover | ET9 | Efficient Exhaust Hood | Efficient Exhaust Hood | Equip | 15 | Cooking Other | 0% | Prescriptive_cooking | 42.5% | 0 | 0 | 0 | 0 | 0 | 0 | 0 | 0 | 0 | 0 | 0 | 0 | 0 | 0 | 0 | 0 | 0 | 0 | 0 | 0 | 0 | 0 | 0 | 0 | 0 | 0 | 0 | 0 | 0 | 0 | 0 | 0 | 0 | 0 | 0 | 0 | 0 | 0 | 0 | 0
Miscellaneous_Turnover_Energy Star Hot Food Holding Cabinet_TRC | Ach | Miscellaneous | Cooking | Cooking Other | TRC | Turnover | ET165 | Energy Star Hot Food Holding Cabinet | Energy Star Hot Food Holding Cabinet | Equip | 12 | Cooking Other | 0% | Prescriptive_cooking | 52.67% | 0 | 0 | 0 | 0 | 0 | 0 | 0 | 0 | 0 | 0 | 0 | 0 | 0 | 0 | 0 | 0 | 0 | 0 | 0 | 0 | 0 | 0 | 0 | 0 | 0 | 0 | 0 | 0 | 0 | 0 | 0 | 0 | 0 | 0 | 0 | 0 | 0 | 0 | 0 | 0
Miscellaneous_New_Efficient Exhaust Hood_TRC | Ach | Miscellaneous | Cooking | Cooking Other | TRC | New | EN35 | Efficient Exhaust Hood | Efficient Exhaust Hood | Equip | 15 | Cooking Other | 0% | Prescriptive_cooking | 42.5% | 0 | 0 | 0 | 0 | 0 | 0 | 0 | 0 | 0 | 0 | 0 | 0 | 0 | 0 | 0 | 0 | 0 | 0 | 0 | 0 | 0 | 0 | 0 | 0 | 0 | 0 | 0 | 0 | 0 | 0 | 0 | 0 | 0 | 0 | 0 | 0 | 0 | 0 | 0 | 0
Miscellaneous_New_Energy Star Hot Food Holding Cabinet_TRC | Ach | Miscellaneous | Cooking | Cooking Other | TRC | New | EN191 | Energy Star Hot Food Holding Cabinet | Energy Star Hot Food Holding Cabinet | Equip | 12 | Cooking Other | 0% | Prescriptive_cooking | 52.67% | 0 | 0 | 0 | 0 | 0 | 0 | 0 | 0 | 0 | 0 | 0 | 0 | 0 | 0 | 0 | 0 | 0 | 0 | 0 | 0 | 0 | 0 | 0 | 0 | 0 | 0 | 0 | 0 | 0 | 0 | 0 | 0 | 0 | 0 | 0 | 0 | 0 | 0 | 0 | 0
Miscellaneous_New_Network PC Power Management_TRC | Ach | Miscellaneous | Office Equipment | Computers | TRC | New | NN4566 | Network PC Power Management | Network PC Power Management | NonEquip | 5 | Computers | 0% | Prescriptive_all | 56.5% | 0 | 0 | 0 | 0 | 0 | 0 | 0 | 0 | 0 | 0 | 0 | 0 | 0 | 0 | 0 | 0 | 0 | 0 | 0 | 0 | 0 | 0 | 0 | 0 | 0 | 0 | 0 | 0 | 0 | 0 | 0 | 0 | 0 | 0 | 0 | 0 | 0 | 0 | 0 | 0
Miscellaneous_Existing_Network PC Power Management_TRC | Ach | Miscellaneous | Office Equipment | Computers | TRC | Existing | NE4553 | Network PC Power Management | Network PC Power Management | NonEquip | 5 | Computers | 0% | Prescriptive_all_existing | 56.5% | 0 | 0 | 0 | 0 | 0 | 0 | 0 | 0 | 0 | 0 | 0 | 0 | 0 | 0 | 0 | 0 | 0 | 0 | 0 | 0 | 0 | 0 | 0 | 0 | 0 | 0 | 0 | 0 | 0 | 0 | 0 | 0 | 0 | 0 | 0 | 0 | 0 | 0 | 0 | 0
Miscellaneous_New_Tank Wrap on Water Heater_TRC | Ach | Miscellaneous | Domestic Hot Water | Centralized water heaters | TRC | New | NN2902 | Tank Wrap on Water Heater | Tank Wrap on Water Heater | NonEquip | 7 | Centralized water heaters | 55.99% | Prescriptive_water heater | 1.17% | 0 | 0 | 0 | 0 | 0 | 0 | 0 | 0 | 0 | 0 | 0 | 0 | 0 | 0 | 0 | 0 | 0 | 0 | 0 | 0 | 0 | 0 | 0 | 0 | 0 | 0 | 0 | 0 | 0 | 0 | 0 | 0 | 0 | 0 | 0 | 0 | 0 | 0 | 0 | 0
Miscellaneous_Existing_Tank Wrap on Water Heater_TRC | Ach | Miscellaneous | Domestic Hot Water | Centralized water heaters | TRC | Existing | NE2889 | Tank Wrap on Water Heater | Tank Wrap on Water Heater | NonEquip | 7 | Centralized water heaters | 55.99% | Prescriptive_water heater_existing | 1.17% | 1.3288 | 2.0688 | 3.2294 | 5.0347 | 7.7885 | 11.8816 | 17.7841 | 25.7163 | 35.3145 | 44.7016 | 1.3288 | 3.3976 | 6.627 | 11.6617 | 19.4503 | 31.3318 | 49.1159 | 74.8322 | 110.1467 | 154.8483 | 0.00013311 | 0.00034034 | 0.00066382 | 0.0011681 | 0.0019483 | 0.0031385 | 0.0049199 | 0.0074959 | 0.011033 | 0.015511 | 0.00013581 | 0.00034724 | 0.00067728 | 0.0011918 | 0.0019878 | 0.0032021 | 0.0050197 | 0.0076479 | 0.011257 | 0.015826
Miscellaneous_Turnover_Solar Water Heater_TRC | Ach | Miscellaneous | Domestic Hot Water | Centralized water heaters | TRC | Turnover | ET438 | Solar Water Heater | Solar Water Heater | Equip | 15 | Centralized water heaters | 13.24% | Prescriptive_water heater | 76.67% | 21.4218 | 30.9859 | 48.3574 | 75.3712 | 116.5659 | 177.7772 | 266.0244 | 384.5786 | 527.9802 | 668.1527 | 21.4218 | 52.4077 | 100.7651 | 176.1363 | 292.7022 | 470.4795 | 736.5039 | 1121.0825 | 1649.0627 | 2317.2154 | 0.0016011 | 0.0039171 | 0.0075314 | 0.013165 | 0.021877 | 0.035165 | 0.055048 | 0.083792 | 0.12325 | 0.17319 | 0.00022479 | 0.00054993 | 0.0010574 | 0.0018483 | 0.0030714 | 0.0049369 | 0.0077284 | 0.011764 | 0.017304 | 0.024315
Miscellaneous_New_Solar Water Heater_TRC | Ach | Miscellaneous | Domestic Hot Water | Centralized water heaters | TRC | New | EN464 | Solar Water Heater | Solar Water Heater | Equip | 15 | Centralized water heaters | 13.24% | Prescriptive_water heater | 76.67% | 0 | 0 | 0 | 0 | 0 | 0 | 0 | 0 | 0 | 0 | 0 | 0 | 0 | 0 | 0 | 0 | 0 | 0 | 0 | 0 | 0 | 0 | 0 | 0 | 0 | 0 | 0 | 0 | 0 | 0 | 0 | 0 | 0 | 0 | 0 | 0 | 0 | 0 | 0 | 0
Miscellaneous_New_HVAC tune-up_TRC | Ach | Miscellaneous | Space Cooling | Central chillers inside | TRC | New | NN3890 | HVAC tune-up | HVAC tune-up | NonEquip | 5 | Residential-type central air conditioners | 0% | Prescriptive_all | 5% | 0 | 0 | 0 | 0 | 0 | 0 | 0 | 0 | 0 | 0 | 0 | 0 | 0 | 0 | 0 | 0 | 0 | 0 | 0 | 0 | 0 | 0 | 0 | 0 | 0 | 0 | 0 | 0 | 0 | 0 | 0 | 0 | 0 | 0 | 0 | 0 | 0 | 0 | 0 | 0
Miscellaneous_New_Facility Energy Management System_TRC | Ach | Miscellaneous | Space Cooling | Central chillers inside | TRC | New | NN3682 | Facility Energy Management System | Facility Energy Management System | NonEquip | 15 |  | 6.861% | Custom_improvement | 20% | 0 | 0 | 0 | 0 | 0 | 0 | 0 | 0 | 0 | 0 | 0 | 0 | 0 | 0 | 0 | 0 | 0 | 0 | 0 | 0 | 0 | 0 | 0 | 0 | 0 | 0 | 0 | 0 | 0 | 0 | 0 | 0 | 0 | 0 | 0 | 0 | 0 | 0 | 0 | 0
Miscellaneous_New_Chilled Water System - Variable Speed Drives_TRC | Ach | Miscellaneous | Space Cooling | Central chillers inside | TRC | New | NN3318 | Chilled Water System - Variable Speed Drives | Chilled Water System - Variable Speed Drives | NonEquip | 13 | Central chillers inside | 74.38% | Prescriptive_all | 24.74% | 0 | 0 | 0 | 0 | 0 | 0 | 0 | 0 | 0 | 0 | 0 | 0 | 0 | 0 | 0 | 0 | 0 | 0 | 0 | 0 | 0 | 0 | 0 | 0 | 0 | 0 | 0 | 0 | 0 | 0 | 0 | 0 | 0 | 0 | 0 | 0 | 0 | 0 | 0 | 0
Miscellaneous_New_Ceiling Insulation(R2 to R38)_TRC | Ach | Miscellaneous | Space Cooling | Central chillers inside | TRC | New | NN3214 | Ceiling Insulation(R2 to R38) | Ceiling Insulation(R2 to R38) | NonEquip | 20 |  | 0% | Prescriptive_all | 1.76% | 0 | 0 | 0 | 0 | 0 | 0 | 0 | 0 | 0 | 0 | 0 | 0 | 0 | 0 | 0 | 0 | 0 | 0 | 0 | 0 | 0 | 0 | 0 | 0 | 0 | 0 | 0 | 0 | 0 | 0 | 0 | 0 | 0 | 0 | 0 | 0 | 0 | 0 | 0 | 0
Miscellaneous_Existing_Wall Insulation_TRC | Ach | Miscellaneous | Space Cooling | Central chillers inside | TRC | Existing | NE4215 | Wall Insulation | Wall Insulation | NonEquip | 20 |  | 0% | Prescriptive_all_existing | 0.7745% | 0 | 0 | 0 | 0 | 0 | 0 | 0 | 0 | 0 | 0 | 0 | 0 | 0 | 0 | 0 | 0 | 0 | 0 | 0 | 0 | 0 | 0 | 0 | 0 | 0 | 0 | 0 | 0 | 0 | 0 | 0 | 0 | 0 | 0 | 0 | 0 | 0 | 0 | 0 | 0
Miscellaneous_Existing_HVAC tune-up_TRC | Ach | Miscellaneous | Space Cooling | Central chillers inside | TRC | Existing | NE3877 | HVAC tune-up | HVAC tune-up | NonEquip | 5 | Residential-type central air conditioners | 0% | Prescriptive_all_existing | 5% | 0 | 0 | 0 | 0 | 0 | 0 | 0 | 0 | 0 | 0 | 0 | 0 | 0 | 0 | 0 | 0 | 0 | 0 | 0 | 0 | 0 | 0 | 0 | 0 | 0 | 0 | 0 | 0 | 0 | 0 | 0 | 0 | 0 | 0 | 0 | 0 | 0 | 0 | 0 | 0
Miscellaneous_Existing_Facility Energy Management System_TRC | Ach | Miscellaneous | Space Cooling | Central chillers inside | TRC | Existing | NE3669 | Facility Energy Management System | Facility Energy Management System | NonEquip | 15 |  | 6.861% | Custom_improvement_existing | 20% | 1846.7337 | 2445.2526 | 3342.7722 | 4375.1329 | 5349.6228 | 5946.8692 | 5820.8322 | 4861.4316 | 3408.3807 | 2023.1832 | 1846.7337 | 4291.9863 | 7634.7585 | 12009.8914 | 17359.5142 | 23306.3834 | 29127.2156 | 33988.6472 | 37397.0279 | 39420.2111 | 0.38706 | 0.89957 | 1.6002 | 2.5172 | 3.6384 | 4.8849 | 6.1049 | 7.1238 | 7.8382 | 8.2622 | 0 | 0 | 0 | 0 | 0 | 0 | 0 | 0 | 0 | 0
Miscellaneous_Existing_Chilled Water System - Variable Speed Drives_TRC | Ach | Miscellaneous | Space Cooling | Central chillers inside | TRC | Existing | NE3305 | Chilled Water System - Variable Speed Drives | Chilled Water System - Variable Speed Drives | NonEquip | 13 | Central chillers inside | 74.38% | Prescriptive_all_existing | 24.74% | 39035.7181 | 35405.6191 | 34223.0013 | 33154.6136 | 32121.6043 | 31117.5415 | 30162.1807 | 29216.2413 | 28304.5869 | 27396.1738 | 39035.7181 | 74441.3372 | 108664.3385 | 141818.9521 | 173940.5564 | 205058.0979 | 235220.2786 | 264436.52 | 292741.1069 | 320137.2807 | 3.6309 | 6.9241 | 10.1073 | 13.1911 | 16.1789 | 19.0732 | 21.8787 | 24.5963 | 27.229 | 29.7772 | 0.82527 | 1.5738 | 2.2973 | 2.9983 | 3.6773 | 4.3352 | 4.9729 | 5.5906 | 6.189 | 6.7682
Miscellaneous_Existing_Ceiling Insulation(R2 to R38)_TRC | Ach | Miscellaneous | Space Cooling | Central chillers inside | TRC | Existing | NE3201 | Ceiling Insulation(R2 to R38) | Ceiling Insulation(R2 to R38) | NonEquip | 20 |  | 0% | Prescriptive_all_existing | 1.76% | 0 | 0 | 0 | 0 | 0 | 0 | 0 | 0 | 0 | 0 | 0 | 0 | 0 | 0 | 0 | 0 | 0 | 0 | 0 | 0 | 0 | 0 | 0 | 0 | 0 | 0 | 0 | 0 | 0 | 0 | 0 | 0 | 0 | 0 | 0 | 0 | 0 | 0 | 0 | 0
Miscellaneous_Turnover_High Efficiency Chiller (Air Cooled, 50 tons)_TRC | Ach | Miscellaneous | Space Cooling | Central chillers inside | TRC | Turnover | ET906 | High Efficiency Chiller (Air Cooled, 50 tons) | High Efficiency Chiller (Air Cooled, 50 tons) | Equip | 20 | Central chillers inside | 28.37% | Prescriptive_all | 8.759% | 3728.0914 | 5076.9227 | 7243.7617 | 9781.7932 | 12093.4875 | 13120.5438 | 11874.4561 | 8545.87 | 4820.6452 | 2208.0361 | 3728.0914 | 8805.0141 | 16048.7758 | 25830.569 | 37924.0565 | 51044.6003 | 62919.0564 | 71464.9264 | 76285.5716 | 78493.6078 | 0.86456 | 2.0419 | 3.7218 | 5.9902 | 8.7947 | 11.8374 | 14.5912 | 16.573 | 17.6909 | 18.203 | 0.19942 | 0.471 | 0.85848 | 1.3817 | 2.0286 | 2.7305 | 3.3657 | 3.8228 | 4.0807 | 4.1988
Miscellaneous_New_High Efficiency Chiller (Air Cooled, 50 tons)_TRC | Ach | Miscellaneous | Space Cooling | Central chillers inside | TRC | New | EN932 | High Efficiency Chiller (Air Cooled, 50 tons) | High Efficiency Chiller (Air Cooled, 50 tons) | Equip | 20 | Central chillers inside | 28.37% | Prescriptive_all | 8.759% | 0 | 0 | 0 | 0 | 0 | 0 | 0 | 0 | 0 | 0 | 0 | 0 | 0 | 0 | 0 | 0 | 0 | 0 | 0 | 0 | 0 | 0 | 0 | 0 | 0 | 0 | 0 | 0 | 0 | 0 | 0 | 0 | 0 | 0 | 0 | 0 | 0 | 0 | 0 | 0
Miscellaneous_New_Demand Controlled Ventilation_TRC | Ach | Miscellaneous | Ventilation and Circulation | Central air-handling unit | TRC | New | NN4956 | Demand Controlled Ventilation | Demand Controlled Ventilation | NonEquip | 10 |  | 23.39% | Prescriptive_all | 3.192% | 0 | 0 | 0 | 0 | 0 | 0 | 0 | 0 | 0 | 0 | 0 | 0 | 0 | 0 | 0 | 0 | 0 | 0 | 0 | 0 | 0 | 0 | 0 | 0 | 0 | 0 | 0 | 0 | 0 | 0 | 0 | 0 | 0 | 0 | 0 | 0 | 0 | 0 | 0 | 0
Miscellaneous_Existing_Demand Controlled Ventilation_TRC | Ach | Miscellaneous | Ventilation and Circulation | Central air-handling unit | TRC | Existing | NE4943 | Demand Controlled Ventilation | Demand Controlled Ventilation | NonEquip | 10 |  | 23.39% | Prescriptive_all_existing | 3.192% | 2187.8552 | 2019.8328 | 1952.3664 | 1891.4166 | 1832.4851 | 1775.205 | 1720.7032 | 1666.7389 | 1614.7305 | 1562.907 | 2187.8552 | 4207.6881 | 6160.0545 | 8051.4711 | 9883.9563 | 11659.1613 | 13379.8645 | 15046.6034 | 16661.3339 | 18224.241 | 0.22779 | 0.43808 | 0.64135 | 0.83828 | 1.0291 | 1.2139 | 1.393 | 1.5666 | 1.7347 | 1.8974 | 1.2824 | 2.4664 | 3.6108 | 4.7195 | 5.7936 | 6.8342 | 7.8428 | 8.8198 | 9.7663 | 10.6824
Miscellaneous_New_Interior Lighting Controls_TRC | Ach | Miscellaneous | Interior Lighting | case lighting | TRC | New | NN4436 | Interior Lighting Controls | Interior Lighting Controls | NonEquip | 8 | Overhead (fluorescent/LED/CFL U-shape) | 0% | Prescriptive_lighting control | 28% | 0 | 0 | 0 | 0 | 0 | 0 | 0 | 0 | 0 | 0 | 0 | 0 | 0 | 0 | 0 | 0 | 0 | 0 | 0 | 0 | 0 | 0 | 0 | 0 | 0 | 0 | 0 | 0 | 0 | 0 | 0 | 0 | 0 | 0 | 0 | 0 | 0 | 0 | 0 | 0
Miscellaneous_New_Facility Energy Management System_TRC | Ach | Miscellaneous | Interior Lighting | case lighting | TRC | New | NN3708 | Facility Energy Management System | Facility Energy Management System | NonEquip | 15 |  | 6.861% | Custom_improvement | 24% | 0 | 0 | 0 | 0 | 0 | 0 | 0 | 0 | 0 | 0 | 0 | 0 | 0 | 0 | 0 | 0 | 0 | 0 | 0 | 0 | 0 | 0 | 0 | 0 | 0 | 0 | 0 | 0 | 0 | 0 | 0 | 0 | 0 | 0 | 0 | 0 | 0 | 0 | 0 | 0
Miscellaneous_Existing_Interior Lighting Controls_TRC | Ach | Miscellaneous | Interior Lighting | case lighting | TRC | Existing | NE4423 | Interior Lighting Controls | Interior Lighting Controls | NonEquip | 8 | Overhead (fluorescent/LED/CFL U-shape) | 0% | Prescriptive_lighting control_existing | 28% | 0 | 0 | 0 | 0 | 0 | 0 | 0 | 0 | 0 | 0 | 0 | 0 | 0 | 0 | 0 | 0 | 0 | 0 | 0 | 0 | 0 | 0 | 0 | 0 | 0 | 0 | 0 | 0 | 0 | 0 | 0 | 0 | 0 | 0 | 0 | 0 | 0 | 0 | 0 | 0
Miscellaneous_Existing_Facility Energy Management System_TRC | Ach | Miscellaneous | Interior Lighting | case lighting | TRC | Existing | NE3695 | Facility Energy Management System | Facility Energy Management System | NonEquip | 15 |  | 6.861% | Custom_improvement_existing | 24% | 1.7117 | 1.6856 | 1.6293 | 1.5785 | 1.5293 | 1.4815 | 1.436 | 1.391 | 1.3476 | 1.3043 | 1.7117 | 3.3974 | 5.0267 | 6.6052 | 8.1344 | 9.6159 | 11.0519 | 12.4429 | 13.7904 | 15.0948 | 0.00035877 | 0.00071207 | 0.0010536 | 0.0013844 | 0.0017049 | 0.0020154 | 0.0023164 | 0.002608 | 0.0028904 | 0.0031638 | 3.0851e-05 | 6.1232e-05 | 9.0598e-05 | 0.00011905 | 0.00014661 | 0.00017331 | 0.00019919 | 0.00022426 | 0.00024855 | 0.00027206
Miscellaneous_New_Facility Energy Management System_TRC | Ach | Miscellaneous | Space Heating | Boilers | TRC | New | NN3656 | Facility Energy Management System | Facility Energy Management System | NonEquip | 15 |  | 6.861% | Custom_improvement | 20% | 0 | 0 | 0 | 0 | 0 | 0 | 0 | 0 | 0 | 0 | 0 | 0 | 0 | 0 | 0 | 0 | 0 | 0 | 0 | 0 | 0 | 0 | 0 | 0 | 0 | 0 | 0 | 0 | 0 | 0 | 0 | 0 | 0 | 0 | 0 | 0 | 0 | 0 | 0 | 0
Miscellaneous_New_Ceiling Insulation(R2 to R38)_TRC | Ach | Miscellaneous | Space Heating | Boilers | TRC | New | NN3188 | Ceiling Insulation(R2 to R38) | Ceiling Insulation(R2 to R38) | NonEquip | 20 |  | 0% | Prescriptive_all | 0.6168% | 0 | 0 | 0 | 0 | 0 | 0 | 0 | 0 | 0 | 0 | 0 | 0 | 0 | 0 | 0 | 0 | 0 | 0 | 0 | 0 | 0 | 0 | 0 | 0 | 0 | 0 | 0 | 0 | 0 | 0 | 0 | 0 | 0 | 0 | 0 | 0 | 0 | 0 | 0 | 0
Miscellaneous_Existing_Wall Insulation_TRC | Ach | Miscellaneous | Space Heating | Boilers | TRC | Existing | NE4241 | Wall Insulation | Wall Insulation | NonEquip | 20 |  | 0% | Prescriptive_all_existing | 0.04372% | 0 | 0 | 0 | 0 | 0 | 0 | 0 | 0 | 0 | 0 | 0 | 0 | 0 | 0 | 0 | 0 | 0 | 0 | 0 | 0 | 0 | 0 | 0 | 0 | 0 | 0 | 0 | 0 | 0 | 0 | 0 | 0 | 0 | 0 | 0 | 0 | 0 | 0 | 0 | 0
Miscellaneous_Existing_Facility Energy Management System_TRC | Ach | Miscellaneous | Space Heating | Boilers | TRC | Existing | NE3643 | Facility Energy Management System | Facility Energy Management System | NonEquip | 15 |  | 6.861% | Custom_improvement_existing | 20% | 0 | 0 | 0 | 0 | 0 | 0 | 0 | 0 | 0 | 0 | 0 | 0 | 0 | 0 | 0 | 0 | 0 | 0 | 0 | 0 | 0 | 0 | 0 | 0 | 0 | 0 | 0 | 0 | 0 | 0 | 0 | 0 | 0 | 0 | 0 | 0 | 0 | 0 | 0 | 0
Miscellaneous_Existing_Ceiling Insulation(R2 to R38)_TRC | Ach | Miscellaneous | Space Heating | Boilers | TRC | Existing | NE3175 | Ceiling Insulation(R2 to R38) | Ceiling Insulation(R2 to R38) | NonEquip | 20 |  | 0% | Prescriptive_all_existing | 0.6806% | 0 | 0 | 0 | 0 | 0 | 0 | 0 | 0 | 0 | 0 | 0 | 0 | 0 | 0 | 0 | 0 | 0 | 0 | 0 | 0 | 0 | 0 | 0 | 0 | 0 | 0 | 0 | 0 | 0 | 0 | 0 | 0 | 0 | 0 | 0 | 0 | 0 | 0 | 0 | 0
Miscellaneous_New_Tank Wrap on Water Heater_TRC | Ach | Miscellaneous | Domestic Hot Water | "Point-of-Use" water heaters | TRC | New | NN2902 | Tank Wrap on Water Heater | Tank Wrap on Water Heater | NonEquip | 7 | Centralized water heaters | 0% | Prescriptive_water heater | 1.17% | 0 | 0 | 0 | 0 | 0 | 0 | 0 | 0 | 0 | 0 | 0 | 0 | 0 | 0 | 0 | 0 | 0 | 0 | 0 | 0 | 0 | 0 | 0 | 0 | 0 | 0 | 0 | 0 | 0 | 0 | 0 | 0 | 0 | 0 | 0 | 0 | 0 | 0 | 0 | 0
Miscellaneous_Existing_Tank Wrap on Water Heater_TRC | Ach | Miscellaneous | Domestic Hot Water | "Point-of-Use" water heaters | TRC | Existing | NE2889 | Tank Wrap on Water Heater | Tank Wrap on Water Heater | NonEquip | 7 | Centralized water heaters | 0% | Prescriptive_water heater_existing | 1.17% | 0 | 0 | 0 | 0 | 0 | 0 | 0 | 0 | 0 | 0 | 0 | 0 | 0 | 0 | 0 | 0 | 0 | 0 | 0 | 0 | 0 | 0 | 0 | 0 | 0 | 0 | 0 | 0 | 0 | 0 | 0 | 0 | 0 | 0 | 0 | 0 | 0 | 0 | 0 | 0
Offices_New_Strip Curtains for Walk-ins_TRC | Ach | Offices | Refrigeration | Walk-in cooler | TRC | New | NN4905 | Strip Curtains for Walk-ins | Strip Curtains for Walk-ins | NonEquip | 4 | Walk-in cooler | 0% | Prescriptive_refrigeration control | 2.115% | 0 | 0 | 0 | 0 | 0 | 0 | 0 | 0 | 0 | 0 | 0 | 0 | 0 | 0 | 0 | 0 | 0 | 0 | 0 | 0 | 0 | 0 | 0 | 0 | 0 | 0 | 0 | 0 | 0 | 0 | 0 | 0 | 0 | 0 | 0 | 0 | 0 | 0 | 0 | 0
Offices_New_PSC to ECM Evaporator Fan Motor (Walk-In, Refrigerator)_TRC | Ach | Offices | Refrigeration | Walk-in cooler | TRC | New | NN4853 | PSC to ECM Evaporator Fan Motor (Walk-In, Refrigerator) | PSC to ECM Evaporator Fan Motor (Walk-In, Refrigerator) | NonEquip | 15 | Walk-in cooler | 0% | Prescriptive_ECM | 37.5% | 0 | 0 | 0 | 0 | 0 | 0 | 0 | 0 | 0 | 0 | 0 | 0 | 0 | 0 | 0 | 0 | 0 | 0 | 0 | 0 | 0 | 0 | 0 | 0 | 0 | 0 | 0 | 0 | 0 | 0 | 0 | 0 | 0 | 0 | 0 | 0 | 0 | 0 | 0 | 0
Offices_New_PSC to ECM Evaporator Fan Motor (Reach-In)_TRC | Ach | Offices | Refrigeration | Walk-in cooler | TRC | New | NN4827 | PSC to ECM Evaporator Fan Motor (Reach-In) | PSC to ECM Evaporator Fan Motor (Reach-In) | NonEquip | 15 | Display cases | 0% | Prescriptive_ECM | 37.5% | 0 | 0 | 0 | 0 | 0 | 0 | 0 | 0 | 0 | 0 | 0 | 0 | 0 | 0 | 0 | 0 | 0 | 0 | 0 | 0 | 0 | 0 | 0 | 0 | 0 | 0 | 0 | 0 | 0 | 0 | 0 | 0 | 0 | 0 | 0 | 0 | 0 | 0 | 0 | 0
Offices_Existing_Strip Curtains for Walk-ins_TRC | Ach | Offices | Refrigeration | Walk-in cooler | TRC | Existing | NE4892 | Strip Curtains for Walk-ins | Strip Curtains for Walk-ins | NonEquip | 4 | Walk-in cooler | 0% | Prescriptive_refrigeration control_existing | 2.115% | 0 | 0 | 0 | 0 | 0 | 0 | 0 | 0 | 0 | 0 | 0 | 0 | 0 | 0 | 0 | 0 | 0 | 0 | 0 | 0 | 0 | 0 | 0 | 0 | 0 | 0 | 0 | 0 | 0 | 0 | 0 | 0 | 0 | 0 | 0 | 0 | 0 | 0 | 0 | 0
Offices_Existing_PSC to ECM Evaporator Fan Motor (Walk-In, Refrigerator)_TRC | Ach | Offices | Refrigeration | Walk-in cooler | TRC | Existing | NE4840 | PSC to ECM Evaporator Fan Motor (Walk-In, Refrigerator) | PSC to ECM Evaporator Fan Motor (Walk-In, Refrigerator) | NonEquip | 15 | Walk-in cooler | 0% | Prescriptive_ECM_existing | 37.5% | 0 | 0 | 0 | 0 | 0 | 0 | 0 | 0 | 0 | 0 | 0 | 0 | 0 | 0 | 0 | 0 | 0 | 0 | 0 | 0 | 0 | 0 | 0 | 0 | 0 | 0 | 0 | 0 | 0 | 0 | 0 | 0 | 0 | 0 | 0 | 0 | 0 | 0 | 0 | 0
Offices_Existing_PSC to ECM Evaporator Fan Motor (Reach-In)_TRC | Ach | Offices | Refrigeration | Walk-in cooler | TRC | Existing | NE4814 | PSC to ECM Evaporator Fan Motor (Reach-In) | PSC to ECM Evaporator Fan Motor (Reach-In) | NonEquip | 15 | Display cases | 0% | Prescriptive_ECM_existing | 37.5% | 0 | 0 | 0 | 0 | 0 | 0 | 0 | 0 | 0 | 0 | 0 | 0 | 0 | 0 | 0 | 0 | 0 | 0 | 0 | 0 | 0 | 0 | 0 | 0 | 0 | 0 | 0 | 0 | 0 | 0 | 0 | 0 | 0 | 0 | 0 | 0 | 0 | 0 | 0 | 0
Offices_Existing_Freezer-Cooler Replacement Gaskets_TRC | Ach | Offices | Refrigeration | Walk-in cooler | TRC | Existing | NE4710 | Freezer-Cooler Replacement Gaskets | Freezer-Cooler Replacement Gaskets | NonEquip | 4 | Display cases | 0% | Prescriptive_refrigeration control_existing | 3.131% | 0 | 0 | 0 | 0 | 0 | 0 | 0 | 0 | 0 | 0 | 0 | 0 | 0 | 0 | 0 | 0 | 0 | 0 | 0 | 0 | 0 | 0 | 0 | 0 | 0 | 0 | 0 | 0 | 0 | 0 | 0 | 0 | 0 | 0 | 0 | 0 | 0 | 0 | 0 | 0
Offices_New_Strip Curtains for Walk-ins_TRC | Ach | Offices | Refrigeration | Vending and ice makers | TRC | New | NN4905 | Strip Curtains for Walk-ins | Strip Curtains for Walk-ins | NonEquip | 4 | Walk-in cooler | 0% | Prescriptive_refrigeration control | 2.115% | 0 | 0 | 0 | 0 | 0 | 0 | 0 | 0 | 0 | 0 | 0 | 0 | 0 | 0 | 0 | 0 | 0 | 0 | 0 | 0 | 0 | 0 | 0 | 0 | 0 | 0 | 0 | 0 | 0 | 0 | 0 | 0 | 0 | 0 | 0 | 0 | 0 | 0 | 0 | 0
Offices_New_PSC to ECM Evaporator Fan Motor (Walk-In, Refrigerator)_TRC | Ach | Offices | Refrigeration | Vending and ice makers | TRC | New | NN4853 | PSC to ECM Evaporator Fan Motor (Walk-In, Refrigerator) | PSC to ECM Evaporator Fan Motor (Walk-In, Refrigerator) | NonEquip | 15 | Walk-in cooler | 0% | Prescriptive_ECM | 37.5% | 0 | 0 | 0 | 0 | 0 | 0 | 0 | 0 | 0 | 0 | 0 | 0 | 0 | 0 | 0 | 0 | 0 | 0 | 0 | 0 | 0 | 0 | 0 | 0 | 0 | 0 | 0 | 0 | 0 | 0 | 0 | 0 | 0 | 0 | 0 | 0 | 0 | 0 | 0 | 0
Offices_New_PSC to ECM Evaporator Fan Motor (Reach-In)_TRC | Ach | Offices | Refrigeration | Vending and ice makers | TRC | New | NN4827 | PSC to ECM Evaporator Fan Motor (Reach-In) | PSC to ECM Evaporator Fan Motor (Reach-In) | NonEquip | 15 | Display cases | 0% | Prescriptive_ECM | 37.5% | 0 | 0 | 0 | 0 | 0 | 0 | 0 | 0 | 0 | 0 | 0 | 0 | 0 | 0 | 0 | 0 | 0 | 0 | 0 | 0 | 0 | 0 | 0 | 0 | 0 | 0 | 0 | 0 | 0 | 0 | 0 | 0 | 0 | 0 | 0 | 0 | 0 | 0 | 0 | 0
Offices_Existing_Strip Curtains for Walk-ins_TRC | Ach | Offices | Refrigeration | Vending and ice makers | TRC | Existing | NE4892 | Strip Curtains for Walk-ins | Strip Curtains for Walk-ins | NonEquip | 4 | Walk-in cooler | 0% | Prescriptive_refrigeration control_existing | 2.115% | 0 | 0 | 0 | 0 | 0 | 0 | 0 | 0 | 0 | 0 | 0 | 0 | 0 | 0 | 0 | 0 | 0 | 0 | 0 | 0 | 0 | 0 | 0 | 0 | 0 | 0 | 0 | 0 | 0 | 0 | 0 | 0 | 0 | 0 | 0 | 0 | 0 | 0 | 0 | 0
Offices_Existing_PSC to ECM Evaporator Fan Motor (Walk-In, Refrigerator)_TRC | Ach | Offices | Refrigeration | Vending and ice makers | TRC | Existing | NE4840 | PSC to ECM Evaporator Fan Motor (Walk-In, Refrigerator) | PSC to ECM Evaporator Fan Motor (Walk-In, Refrigerator) | NonEquip | 15 | Walk-in cooler | 0% | Prescriptive_ECM_existing | 37.5% | 0 | 0 | 0 | 0 | 0 | 0 | 0 | 0 | 0 | 0 | 0 | 0 | 0 | 0 | 0 | 0 | 0 | 0 | 0 | 0 | 0 | 0 | 0 | 0 | 0 | 0 | 0 | 0 | 0 | 0 | 0 | 0 | 0 | 0 | 0 | 0 | 0 | 0 | 0 | 0
Offices_Existing_PSC to ECM Evaporator Fan Motor (Reach-In)_TRC | Ach | Offices | Refrigeration | Vending and ice makers | TRC | Existing | NE4814 | PSC to ECM Evaporator Fan Motor (Reach-In) | PSC to ECM Evaporator Fan Motor (Reach-In) | NonEquip | 15 | Display cases | 0% | Prescriptive_ECM_existing | 37.5% | 0 | 0 | 0 | 0 | 0 | 0 | 0 | 0 | 0 | 0 | 0 | 0 | 0 | 0 | 0 | 0 | 0 | 0 | 0 | 0 | 0 | 0 | 0 | 0 | 0 | 0 | 0 | 0 | 0 | 0 | 0 | 0 | 0 | 0 | 0 | 0 | 0 | 0 | 0 | 0
Offices_Existing_Freezer-Cooler Replacement Gaskets_TRC | Ach | Offices | Refrigeration | Vending and ice makers | TRC | Existing | NE4710 | Freezer-Cooler Replacement Gaskets | Freezer-Cooler Replacement Gaskets | NonEquip | 4 | Display cases | 0% | Prescriptive_refrigeration control_existing | 3.131% | 0 | 0 | 0 | 0 | 0 | 0 | 0 | 0 | 0 | 0 | 0 | 0 | 0 | 0 | 0 | 0 | 0 | 0 | 0 | 0 | 0 | 0 | 0 | 0 | 0 | 0 | 0 | 0 | 0 | 0 | 0 | 0 | 0 | 0 | 0 | 0 | 0 | 0 | 0 | 0
Offices_New_Outdoor Lighting Controls_TRC | Ach | Offices | Exterior Lighting | Street lighting | TRC | New | NN2981 | Outdoor Lighting Controls | Outdoor Lighting Controls | NonEquip | 8 | Exterior parking/lot lighting | 0% | Prescriptive_lighting control | 28% | 0 | 0 | 0 | 0 | 0 | 0 | 0 | 0 | 0 | 0 | 0 | 0 | 0 | 0 | 0 | 0 | 0 | 0 | 0 | 0 | 0 | 0 | 0 | 0 | 0 | 0 | 0 | 0 | 0 | 0 | 0 | 0 | 0 | 0 | 0 | 0 | 0 | 0 | 0 | 0
Offices_New_Bi-Level Lighting Control (Exterior)_TRC | Ach | Offices | Exterior Lighting | Street lighting | TRC | New | NN2955 | Bi-Level Lighting Control (Exterior) | Bi-Level Lighting Control (Exterior) | NonEquip | 9 | Exterior parking/lot lighting | 0% | Prescriptive_lighting control | 31% | 0 | 0 | 0 | 0 | 0 | 0 | 0 | 0 | 0 | 0 | 0 | 0 | 0 | 0 | 0 | 0 | 0 | 0 | 0 | 0 | 0 | 0 | 0 | 0 | 0 | 0 | 0 | 0 | 0 | 0 | 0 | 0 | 0 | 0 | 0 | 0 | 0 | 0 | 0 | 0
Offices_Existing_Outdoor Lighting Controls_TRC | Ach | Offices | Exterior Lighting | Street lighting | TRC | Existing | NE2968 | Outdoor Lighting Controls | Outdoor Lighting Controls | NonEquip | 8 | Exterior parking/lot lighting | 0% | Prescriptive_lighting control_existing | 28% | 0 | 0 | 0 | 0 | 0 | 0 | 0 | 0 | 0 | 0 | 0 | 0 | 0 | 0 | 0 | 0 | 0 | 0 | 0 | 0 | 0 | 0 | 0 | 0 | 0 | 0 | 0 | 0 | 0 | 0 | 0 | 0 | 0 | 0 | 0 | 0 | 0 | 0 | 0 | 0
Offices_Existing_Bi-Level Lighting Control (Exterior)_TRC | Ach | Offices | Exterior Lighting | Street lighting | TRC | Existing | NE2942 | Bi-Level Lighting Control (Exterior) | Bi-Level Lighting Control (Exterior) | NonEquip | 9 | Exterior parking/lot lighting | 0% | Prescriptive_lighting control_existing | 31% | 0 | 0 | 0 | 0 | 0 | 0 | 0 | 0 | 0 | 0 | 0 | 0 | 0 | 0 | 0 | 0 | 0 | 0 | 0 | 0 | 0 | 0 | 0 | 0 | 0 | 0 | 0 | 0 | 0 | 0 | 0 | 0 | 0 | 0 | 0 | 0 | 0 | 0 | 0 | 0
Offices_New_Outdoor Lighting Controls_TRC | Ach | Offices | Exterior Lighting | Spot lighting/Security/Flood | TRC | New | NN2981 | Outdoor Lighting Controls | Outdoor Lighting Controls | NonEquip | 8 | Exterior parking/lot lighting | 0% | Prescriptive_lighting control | 28% | 0 | 0 | 0 | 0 | 0 | 0 | 0 | 0 | 0 | 0 | 0 | 0 | 0 | 0 | 0 | 0 | 0 | 0 | 0 | 0 | 0 | 0 | 0 | 0 | 0 | 0 | 0 | 0 | 0 | 0 | 0 | 0 | 0 | 0 | 0 | 0 | 0 | 0 | 0 | 0
Offices_New_Bi-Level Lighting Control (Exterior)_TRC | Ach | Offices | Exterior Lighting | Spot lighting/Security/Flood | TRC | New | NN2955 | Bi-Level Lighting Control (Exterior) | Bi-Level Lighting Control (Exterior) | NonEquip | 9 | Exterior parking/lot lighting | 0% | Prescriptive_lighting control | 31% | 0 | 0 | 0 | 0 | 0 | 0 | 0 | 0 | 0 | 0 | 0 | 0 | 0 | 0 | 0 | 0 | 0 | 0 | 0 | 0 | 0 | 0 | 0 | 0 | 0 | 0 | 0 | 0 | 0 | 0 | 0 | 0 | 0 | 0 | 0 | 0 | 0 | 0 | 0 | 0
Offices_Existing_Outdoor Lighting Controls_TRC | Ach | Offices | Exterior Lighting | Spot lighting/Security/Flood | TRC | Existing | NE2968 | Outdoor Lighting Controls | Outdoor Lighting Controls | NonEquip | 8 | Exterior parking/lot lighting | 0% | Prescriptive_lighting control_existing | 28% | 0 | 0 | 0 | 0 | 0 | 0 | 0 | 0 | 0 | 0 | 0 | 0 | 0 | 0 | 0 | 0 | 0 | 0 | 0 | 0 | 0 | 0 | 0 | 0 | 0 | 0 | 0 | 0 | 0 | 0 | 0 | 0 | 0 | 0 | 0 | 0 | 0 | 0 | 0 | 0
Offices_Existing_Bi-Level Lighting Control (Exterior)_TRC | Ach | Offices | Exterior Lighting | Spot lighting/Security/Flood | TRC | Existing | NE2942 | Bi-Level Lighting Control (Exterior) | Bi-Level Lighting Control (Exterior) | NonEquip | 9 | Exterior parking/lot lighting | 0% | Prescriptive_lighting control_existing | 31% | 0 | 0 | 0 | 0 | 0 | 0 | 0 | 0 | 0 | 0 | 0 | 0 | 0 | 0 | 0 | 0 | 0 | 0 | 0 | 0 | 0 | 0 | 0 | 0 | 0 | 0 | 0 | 0 | 0 | 0 | 0 | 0 | 0 | 0 | 0 | 0 | 0 | 0 | 0 | 0
Offices_Turnover_LED Exterior Lighting_TRC | Ach | Offices | Exterior Lighting | Spot lighting/Security/Flood | TRC | Turnover | ET673 | LED Exterior Lighting | LED Exterior Lighting | Equip | 13 | Spot lighting/Security/Flood | 4.268% | Prescriptive_lighting | 60.51% | 156.6654 | 164.9264 | 157.108 | 119.1467 | 70.5426 | 33.7892 | 14.1399 | 5.5192 | 2.0935 | 0.77119 | 156.6654 | 321.5917 | 478.6998 | 597.8465 | 668.3891 | 702.1783 | 716.3182 | 721.8374 | 723.9309 | 724.7021 | 0 | 0 | 0 | 0 | 0 | 0 | 0 | 0 | 0 | 0 | 0 | 0 | 0 | 0 | 0 | 0 | 0 | 0 | 0 | 0
Offices_New_LED Exterior Lighting_TRC | Ach | Offices | Exterior Lighting | Spot lighting/Security/Flood | TRC | New | EN699 | LED Exterior Lighting | LED Exterior Lighting | Equip | 13 | Spot lighting/Security/Flood | 4.624% | Prescriptive_lighting | 60.51% | 38.9213 | 33.3838 | 25.1943 | 14.0961 | 5.3793 | 2.379 | 0.92258 | 0.33332 | 0.11774 | 0.040697 | 38.9213 | 72.3051 | 97.4994 | 111.5955 | 116.9748 | 119.3538 | 120.2764 | 120.6097 | 120.7274 | 120.7681 | 0 | 0 | 0 | 0 | 0 | 0 | 0 | 0 | 0 | 0 | 0 | 0 | 0 | 0 | 0 | 0 | 0 | 0 | 0 | 0
Offices_New_Interior Lighting Controls_TRC | Ach | Offices | Interior Lighting | Spot lighting | TRC | New | NN4437 | Interior Lighting Controls | Interior Lighting Controls | NonEquip | 8 | Overhead (fluorescent/LED/CFL U-shape) | 0% | Prescriptive_lighting control | 28% | 0 | 0 | 0 | 0 | 0 | 0 | 0 | 0 | 0 | 0 | 0 | 0 | 0 | 0 | 0 | 0 | 0 | 0 | 0 | 0 | 0 | 0 | 0 | 0 | 0 | 0 | 0 | 0 | 0 | 0 | 0 | 0 | 0 | 0 | 0 | 0 | 0 | 0 | 0 | 0
Offices_Existing_Interior Lighting Controls_TRC | Ach | Offices | Interior Lighting | Spot lighting | TRC | Existing | NE4424 | Interior Lighting Controls | Interior Lighting Controls | NonEquip | 8 | Overhead (fluorescent/LED/CFL U-shape) | 0% | Prescriptive_lighting control_existing | 28% | 0 | 0 | 0 | 0 | 0 | 0 | 0 | 0 | 0 | 0 | 0 | 0 | 0 | 0 | 0 | 0 | 0 | 0 | 0 | 0 | 0 | 0 | 0 | 0 | 0 | 0 | 0 | 0 | 0 | 0 | 0 | 0 | 0 | 0 | 0 | 0 | 0 | 0 | 0 | 0
Offices_New_Network PC Power Management_TRC | Ach | Offices | Office Equipment | Servers | TRC | New | NN4567 | Network PC Power Management | Network PC Power Management | NonEquip | 5 | Computers | 0% | Prescriptive_all | 56.5% | 0 | 0 | 0 | 0 | 0 | 0 | 0 | 0 | 0 | 0 | 0 | 0 | 0 | 0 | 0 | 0 | 0 | 0 | 0 | 0 | 0 | 0 | 0 | 0 | 0 | 0 | 0 | 0 | 0 | 0 | 0 | 0 | 0 | 0 | 0 | 0 | 0 | 0 | 0 | 0
Offices_Existing_Network PC Power Management_TRC | Ach | Offices | Office Equipment | Servers | TRC | Existing | NE4554 | Network PC Power Management | Network PC Power Management | NonEquip | 5 | Computers | 0% | Prescriptive_all_existing | 56.5% | 0 | 0 | 0 | 0 | 0 | 0 | 0 | 0 | 0 | 0 | 0 | 0 | 0 | 0 | 0 | 0 | 0 | 0 | 0 | 0 | 0 | 0 | 0 | 0 | 0 | 0 | 0 | 0 | 0 | 0 | 0 | 0 | 0 | 0 | 0 | 0 | 0 | 0 | 0 | 0
Offices_New_HVAC tune-up_RTU_TRC | Ach | Offices | Space Cooling | Residential-type central air conditioners | TRC | New | NN3917 | HVAC tune-up_RTU | HVAC tune-up_RTU | NonEquip | 5 | Packaged air conditioning units (RTUs) | 0% | Prescriptive_package HP | 5% | 0 | 0 | 0 | 0 | 0 | 0 | 0 | 0 | 0 | 0 | 0 | 0 | 0 | 0 | 0 | 0 | 0 | 0 | 0 | 0 | 0 | 0 | 0 | 0 | 0 | 0 | 0 | 0 | 0 | 0 | 0 | 0 | 0 | 0 | 0 | 0 | 0 | 0 | 0 | 0
Offices_New_HVAC tune-up_TRC | Ach | Offices | Space Cooling | Residential-type central air conditioners | TRC | New | NN3891 | HVAC tune-up | HVAC tune-up | NonEquip | 5 | Residential-type central air conditioners | 49.09% | Prescriptive_all | 5% | 164.397 | 191.798 | 227.4067 | 236.8841 | 196.7491 | 204.7644 | 178.3473 | 123.3322 | 67.2311 | 29.9754 | 164.397 | 356.195 | 583.6017 | 820.4858 | 1017.2349 | 1221.9993 | 1400.3466 | 1523.6787 | 1590.9099 | 1620.8852 | 0.026594 | 0.05762 | 0.094407 | 0.13273 | 0.16455 | 0.19768 | 0.22653 | 0.24648 | 0.25735 | 0.2622 | 0.0011004 | 0.0023841 | 0.0039062 | 0.0054918 | 0.0068087 | 0.0081792 | 0.009373 | 0.010198 | 0.010648 | 0.010849
Offices_New_Dedicated Outdoor Air System on VRF unit_TRC | Ach | Offices | Space Cooling | Residential-type central air conditioners | TRC | New | NN3423 | Dedicated Outdoor Air System on VRF unit | Dedicated Outdoor Air System on VRF unit | NonEquip | 15 | Residential-type central air conditioners | 58.91% | Prescriptive_all | 17.5% | 847.3118 | 980.2343 | 1147.4407 | 1173.1646 | 821.8242 | 644.6336 | 462.7555 | 332.1374 | 228.5766 | 136.9393 | 847.3118 | 1827.546 | 2974.9867 | 4148.1513 | 4969.9755 | 5614.6091 | 6077.3646 | 6409.5021 | 6638.0787 | 6775.0179 | 0.25783 | 0.55611 | 0.90526 | 1.2622 | 1.5123 | 1.7085 | 1.8493 | 1.9504 | 2.0199 | 2.0616 | 0 | 0 | 0 | 0 | 0 | 0 | 0 | 0 | 0 | 0
Offices_New_Chilled Water System - Variable Speed Drives_TRC | Ach | Offices | Space Cooling | Residential-type central air conditioners | TRC | New | NN3319 | Chilled Water System - Variable Speed Drives | Chilled Water System - Variable Speed Drives | NonEquip | 13 | Central chillers inside | 0% | Prescriptive_all | 24.74% | 0 | 0 | 0 | 0 | 0 | 0 | 0 | 0 | 0 | 0 | 0 | 0 | 0 | 0 | 0 | 0 | 0 | 0 | 0 | 0 | 0 | 0 | 0 | 0 | 0 | 0 | 0 | 0 | 0 | 0 | 0 | 0 | 0 | 0 | 0 | 0 | 0 | 0 | 0 | 0
Offices_New_Ceiling Insulation(R2 to R38)_TRC | Ach | Offices | Space Cooling | Residential-type central air conditioners | TRC | New | NN3215 | Ceiling Insulation(R2 to R38) | Ceiling Insulation(R2 to R38) | NonEquip | 20 |  | 0% | Prescriptive_all | 3.244% | 0 | 0 | 0 | 0 | 0 | 0 | 0 | 0 | 0 | 0 | 0 | 0 | 0 | 0 | 0 | 0 | 0 | 0 | 0 | 0 | 0 | 0 | 0 | 0 | 0 | 0 | 0 | 0 | 0 | 0 | 0 | 0 | 0 | 0 | 0 | 0 | 0 | 0 | 0 | 0
Offices_Existing_Wall Insulation_TRC | Ach | Offices | Space Cooling | Residential-type central air conditioners | TRC | Existing | NE4216 | Wall Insulation | Wall Insulation | NonEquip | 20 |  | 17.1% | Prescriptive_all_existing | 28.52% | 1854.8106 | 2888.5126 | 4317.0054 | 6086.3461 | 7831.2451 | 8840.7176 | 8326.3575 | 6236.8413 | 3661.0739 | 1744.1891 | 1854.8106 | 4743.3232 | 9060.3286 | 15146.6747 | 22977.9198 | 31818.6374 | 40144.9949 | 46381.8362 | 50042.9102 | 51787.0993 | 0.037115 | 0.094916 | 0.1813 | 0.30309 | 0.4598 | 0.6367 | 0.80332 | 0.92812 | 1.0014 | 1.0363 | 0 | 0 | 0 | 0 | 0 | 0 | 0 | 0 | 0 | 0
Offices_Existing_HVAC tune-up_RTU_TRC | Ach | Offices | Space Cooling | Residential-type central air conditioners | TRC | Existing | NE3904 | HVAC tune-up_RTU | HVAC tune-up_RTU | NonEquip | 5 | Packaged air conditioning units (RTUs) | 0% | Prescriptive_package HP_existing | 5% | 0 | 0 | 0 | 0 | 0 | 0 | 0 | 0 | 0 | 0 | 0 | 0 | 0 | 0 | 0 | 0 | 0 | 0 | 0 | 0 | 0 | 0 | 0 | 0 | 0 | 0 | 0 | 0 | 0 | 0 | 0 | 0 | 0 | 0 | 0 | 0 | 0 | 0 | 0 | 0
Offices_Existing_HVAC tune-up_TRC | Ach | Offices | Space Cooling | Residential-type central air conditioners | TRC | Existing | NE3878 | HVAC tune-up | HVAC tune-up | NonEquip | 5 | Residential-type central air conditioners | 49.09% | Prescriptive_all_existing | 5% | 811.2578 | 1263.6482 | 1889.1312 | 2664.3583 | 3429.4189 | 3872.2531 | 3646.5381 | 2730.2451 | 1601.8289 | 762.8378 | 811.2578 | 2074.9061 | 3964.0373 | 6628.3956 | 10057.8144 | 13930.0676 | 17576.6057 | 20306.8508 | 21908.6797 | 22671.5175 | 0.13123 | 0.33565 | 0.64124 | 1.0722 | 1.627 | 2.2534 | 2.8433 | 3.2849 | 3.5441 | 3.6675 | 0.00543 | 0.013888 | 0.026533 | 0.044366 | 0.06732 | 0.093239 | 0.11765 | 0.13592 | 0.14664 | 0.15175
Offices_Existing_Dedicated Outdoor Air System on VRF unit_TRC | Ach | Offices | Space Cooling | Residential-type central air conditioners | TRC | Existing | NE3410 | Dedicated Outdoor Air System on VRF unit | Dedicated Outdoor Air System on VRF unit | NonEquip | 15 | Residential-type central air conditioners | 58.91% | Prescriptive_all_existing | 17.5% | 4236.8057 | 6595.2185 | 9851.0787 | 13878.6308 | 17844.9313 | 20137.2153 | 18970.0072 | 14221.7409 | 8357.0443 | 3984.4986 | 4236.8057 | 10832.0242 | 20683.1029 | 34561.7337 | 52406.665 | 72543.8803 | 91513.8875 | 105735.6284 | 114092.6727 | 118077.1713 | 1.2892 | 3.2961 | 6.2937 | 10.5168 | 15.9469 | 22.0745 | 27.8469 | 32.1745 | 34.7174 | 35.9299 | 0 | 0 | 0 | 0 | 0 | 0 | 0 | 0 | 0 | 0
Offices_Existing_Chilled Water System - Variable Speed Drives_TRC | Ach | Offices | Space Cooling | Residential-type central air conditioners | TRC | Existing | NE3306 | Chilled Water System - Variable Speed Drives | Chilled Water System - Variable Speed Drives | NonEquip | 13 | Central chillers inside | 0% | Prescriptive_all_existing | 24.74% | 0 | 0 | 0 | 0 | 0 | 0 | 0 | 0 | 0 | 0 | 0 | 0 | 0 | 0 | 0 | 0 | 0 | 0 | 0 | 0 | 0 | 0 | 0 | 0 | 0 | 0 | 0 | 0 | 0 | 0 | 0 | 0 | 0 | 0 | 0 | 0 | 0 | 0 | 0 | 0
Offices_Existing_Ceiling Insulation(R2 to R38)_TRC | Ach | Offices | Space Cooling | Residential-type central air conditioners | TRC | Existing | NE3202 | Ceiling Insulation(R2 to R38) | Ceiling Insulation(R2 to R38) | NonEquip | 20 |  | 45.6% | Prescriptive_all_existing | 3.244% | 534.099 | 832.0412 | 1244.1066 | 1755.0212 | 2259.4506 | 2551.5151 | 2402.6181 | 1798.4234 | 1054.7955 | 502.2068 | 534.099 | 1366.1402 | 2610.2468 | 4365.268 | 6624.7186 | 9176.2337 | 11578.8518 | 13377.2752 | 14432.0707 | 14934.2775 | 0.010688 | 0.027337 | 0.052232 | 0.087351 | 0.13256 | 0.18362 | 0.2317 | 0.26768 | 0.28879 | 0.29884 | 0 | 0 | 0 | 0 | 0 | 0 | 0 | 0 | 0 | 0
Offices_Turnover_Variable Refrigerant Flow (VRF) HVAC Systems_TRC | Ach | Offices | Space Cooling | Residential-type central air conditioners | TRC | Turnover | ET1375 | Variable Refrigerant Flow (VRF) HVAC Systems | Variable Refrigerant Flow (VRF) HVAC Systems | Equip | 15 | Residential-type central air conditioners | 49.09% | Prescriptive_package HP | 36.88% | 1794.5771 | 2680.5824 | 4288.5463 | 6736.0088 | 10240.0906 | 14818.4508 | 19964.0847 | 24104.8663 | 24889.7436 | 20852.2087 | 1794.5771 | 4475.1594 | 8763.7057 | 15499.7145 | 25739.8051 | 40558.2559 | 60522.3406 | 84627.2069 | 109516.9504 | 130369.1591 | 0.54607 | 1.3618 | 2.6667 | 4.7164 | 7.8324 | 12.3415 | 18.4164 | 25.7514 | 33.3251 | 39.6702 | 0 | 0 | 0 | 0 | 0 | 0 | 0 | 0 | 0 | 0
Offices_New_Variable Refrigerant Flow (VRF) HVAC Systems_TRC | Ach | Offices | Space Cooling | Residential-type central air conditioners | TRC | New | EN1401 | Variable Refrigerant Flow (VRF) HVAC Systems | Variable Refrigerant Flow (VRF) HVAC Systems | Equip | 15 | Residential-type central air conditioners | 49.09% | Prescriptive_package HP | 36.88% | 525.0805 | 637.6674 | 805.8382 | 930.4113 | 908.4001 | 1211.258 | 1514.0393 | 1699.5489 | 1642.9702 | 1296.6124 | 525.0805 | 1162.7479 | 1968.5861 | 2898.9974 | 3807.3975 | 5018.6555 | 6532.6948 | 8232.2437 | 9875.2139 | 11171.8263 | 0.15978 | 0.35381 | 0.59902 | 0.88214 | 1.1586 | 1.5271 | 1.9878 | 2.505 | 3.0049 | 3.3995 | 0 | 0 | 0 | 0 | 0 | 0 | 0 | 0 | 0 | 0
Offices_New_Dedicated Outdoor Air System on VRF unit_TRC | Ach | Offices | Space Heating | Residential/split system heat pump | TRC | New | NN3397 | Dedicated Outdoor Air System on VRF unit | Dedicated Outdoor Air System on VRF unit | NonEquip | 15 | Residential/split system heat pump | 58.91% | Prescriptive_all | 10% | 8192.8638 | 9519.251 | 11206.7705 | 11540.9614 | 9422.6469 | 9580.4122 | 8122.8829 | 5495.6672 | 2987.1535 | 1364.5515 | 8192.8638 | 17712.1148 | 28918.8853 | 40459.8467 | 49882.4937 | 59462.9059 | 67585.7888 | 73081.456 | 76068.6096 | 77433.1611 | 0 | 0 | 0 | 0 | 0 | 0 | 0 | 0 | 0 | 0 | 2.5198 | 5.4475 | 8.8943 | 12.4438 | 15.3418 | 18.2884 | 20.7866 | 22.4769 | 23.3956 | 23.8153
Offices_New_Ceiling Insulation(R2 to R38)_TRC | Ach | Offices | Space Heating | Residential/split system heat pump | TRC | New | NN3189 | Ceiling Insulation(R2 to R38) | Ceiling Insulation(R2 to R38) | NonEquip | 20 |  | 0% | Prescriptive_all | 1.137% | 0 | 0 | 0 | 0 | 0 | 0 | 0 | 0 | 0 | 0 | 0 | 0 | 0 | 0 | 0 | 0 | 0 | 0 | 0 | 0 | 0 | 0 | 0 | 0 | 0 | 0 | 0 | 0 | 0 | 0 | 0 | 0 | 0 | 0 | 0 | 0 | 0 | 0 | 0 | 0
Offices_Existing_Wall Insulation_TRC | Ach | Offices | Space Heating | Residential/split system heat pump | TRC | Existing | NE4242 | Wall Insulation | Wall Insulation | NonEquip | 20 |  | 17.1% | Prescriptive_all_existing | 1.61% | 1766.5908 | 2746.1487 | 4106.1692 | 5792.4406 | 7457.308 | 8421.2658 | 7929.8319 | 5935.6896 | 3481.3486 | 1657.5317 | 1766.5908 | 4512.7395 | 8618.9087 | 14411.3493 | 21868.6573 | 30289.9231 | 38219.755 | 44155.4445 | 47636.7932 | 49294.3249 | 0 | 0 | 0 | 0 | 0 | 0 | 0 | 0 | 0 | 0 | 0.79687 | 2.0356 | 3.8878 | 6.5007 | 9.8645 | 13.6631 | 17.2401 | 19.9176 | 21.4879 | 22.2356
Offices_Existing_Dedicated Outdoor Air System on VRF unit_TRC | Ach | Offices | Space Heating | Residential/split system heat pump | TRC | Existing | NE3384 | Dedicated Outdoor Air System on VRF unit | Dedicated Outdoor Air System on VRF unit | NonEquip | 15 | Residential/split system heat pump | 58.91% | Prescriptive_all_existing | 10% | 40879.1362 | 63544.7112 | 95011.8791 | 134024.7857 | 172539.4435 | 194838.1511 | 183470.5059 | 137339.2285 | 80555.7679 | 38355.6993 | 40879.1362 | 104423.8474 | 199435.7265 | 333460.5122 | 505999.9557 | 700838.1068 | 884308.6128 | 1021647.8413 | 1102203.6092 | 1140559.3086 | 0 | 0 | 0 | 0 | 0 | 0 | 0 | 0 | 0 | 0 | 12.5728 | 32.1165 | 61.3383 | 102.5589 | 155.625 | 215.5493 | 271.9774 | 314.2173 | 338.993 | 350.7897
Offices_Existing_Ceiling Insulation(R2 to R38)_TRC | Ach | Offices | Space Heating | Residential/split system heat pump | TRC | Existing | NE3176 | Ceiling Insulation(R2 to R38) | Ceiling Insulation(R2 to R38) | NonEquip | 20 |  | 45.6% | Prescriptive_all_existing | 1.254% | 3481.9834 | 3527.3842 | 3563.8768 | 3597.4431 | 3620.0111 | 3640.7237 | 3662.2234 | 3679.983 | 3697.2688 | 3710.2447 | 3481.9834 | 7009.3676 | 10573.2444 | 14170.6875 | 17790.6986 | 21431.4223 | 25093.6457 | 28773.6287 | 32470.8975 | 36181.1423 | 0 | 0 | 0 | 0 | 0 | 0 | 0 | 0 | 0 | 0 | 1.5706 | 3.1618 | 4.7694 | 6.3921 | 8.025 | 9.6673 | 11.3192 | 12.9792 | 14.6469 | 16.3205
Offices_Turnover_Variable Refrigerant Flow (VRF) HVAC Systems_TRC | Ach | Offices | Space Heating | Residential/split system heat pump | TRC | Turnover | ET1414 | Variable Refrigerant Flow (VRF) HVAC Systems | Variable Refrigerant Flow (VRF) HVAC Systems | Equip | 15 | Residential/split system heat pump | 49.09% | Prescriptive_package HP | 31.25% | 24791.1207 | 37075.9048 | 59388.3504 | 93394.7279 | 142151.7053 | 205958.4589 | 277814.425 | 335844.8337 | 347202.5649 | 291234.7024 | 24791.1207 | 61867.0255 | 121255.3759 | 214650.1038 | 356801.8091 | 562760.268 | 840574.693 | 1176419.5267 | 1523622.0916 | 1814856.7939 | 0 | 0 | 0 | 0 | 0 | 0 | 0 | 0 | 0 | 0 | 7.6247 | 19.0278 | 37.2932 | 66.0176 | 109.7377 | 173.0822 | 258.5266 | 361.8188 | 468.6042 | 558.1761
Offices_New_Variable Refrigerant Flow (VRF) HVAC Systems_TRC | Ach | Offices | Space Heating | Residential/split system heat pump | TRC | New | EN1440 | Variable Refrigerant Flow (VRF) HVAC Systems | Variable Refrigerant Flow (VRF) HVAC Systems | Equip | 15 | Residential/split system heat pump | 49.09% | Prescriptive_package HP | 31.25% | 7517.6661 | 9160.3044 | 11624.5708 | 13486.9143 | 13231.2535 | 17699.7712 | 22125.0069 | 24756.8427 | 23834.475 | 18759.303 | 7517.6661 | 16677.9705 | 28302.5413 | 41789.4556 | 55020.7092 | 72720.4804 | 94845.4872 | 119602.3299 | 143436.8049 | 162196.1078 | 0 | 0 | 0 | 0 | 0 | 0 | 0 | 0 | 0 | 0 | 2.3121 | 5.1295 | 8.7047 | 12.8527 | 16.9221 | 22.3659 | 29.1706 | 36.7848 | 44.1153 | 49.8849
Offices_New_Strip Curtains for Walk-ins_TRC | Ach | Offices | Refrigeration | Residential style | TRC | New | NN4905 | Strip Curtains for Walk-ins | Strip Curtains for Walk-ins | NonEquip | 4 | Walk-in cooler | 0% | Prescriptive_refrigeration control | 2.115% | 0 | 0 | 0 | 0 | 0 | 0 | 0 | 0 | 0 | 0 | 0 | 0 | 0 | 0 | 0 | 0 | 0 | 0 | 0 | 0 | 0 | 0 | 0 | 0 | 0 | 0 | 0 | 0 | 0 | 0 | 0 | 0 | 0 | 0 | 0 | 0 | 0 | 0 | 0 | 0
Offices_New_PSC to ECM Evaporator Fan Motor (Walk-In, Refrigerator)_TRC | Ach | Offices | Refrigeration | Residential style | TRC | New | NN4853 | PSC to ECM Evaporator Fan Motor (Walk-In, Refrigerator) | PSC to ECM Evaporator Fan Motor (Walk-In, Refrigerator) | NonEquip | 15 | Walk-in cooler | 0% | Prescriptive_ECM | 37.5% | 0 | 0 | 0 | 0 | 0 | 0 | 0 | 0 | 0 | 0 | 0 | 0 | 0 | 0 | 0 | 0 | 0 | 0 | 0 | 0 | 0 | 0 | 0 | 0 | 0 | 0 | 0 | 0 | 0 | 0 | 0 | 0 | 0 | 0 | 0 | 0 | 0 | 0 | 0 | 0
Offices_New_PSC to ECM Evaporator Fan Motor (Reach-In)_TRC | Ach | Offices | Refrigeration | Residential style | TRC | New | NN4827 | PSC to ECM Evaporator Fan Motor (Reach-In) | PSC to ECM Evaporator Fan Motor (Reach-In) | NonEquip | 15 | Display cases | 0% | Prescriptive_ECM | 37.5% | 0 | 0 | 0 | 0 | 0 | 0 | 0 | 0 | 0 | 0 | 0 | 0 | 0 | 0 | 0 | 0 | 0 | 0 | 0 | 0 | 0 | 0 | 0 | 0 | 0 | 0 | 0 | 0 | 0 | 0 | 0 | 0 | 0 | 0 | 0 | 0 | 0 | 0 | 0 | 0
Offices_Existing_Strip Curtains for Walk-ins_TRC | Ach | Offices | Refrigeration | Residential style | TRC | Existing | NE4892 | Strip Curtains for Walk-ins | Strip Curtains for Walk-ins | NonEquip | 4 | Walk-in cooler | 0% | Prescriptive_refrigeration control_existing | 2.115% | 0 | 0 | 0 | 0 | 0 | 0 | 0 | 0 | 0 | 0 | 0 | 0 | 0 | 0 | 0 | 0 | 0 | 0 | 0 | 0 | 0 | 0 | 0 | 0 | 0 | 0 | 0 | 0 | 0 | 0 | 0 | 0 | 0 | 0 | 0 | 0 | 0 | 0 | 0 | 0
Offices_Existing_PSC to ECM Evaporator Fan Motor (Walk-In, Refrigerator)_TRC | Ach | Offices | Refrigeration | Residential style | TRC | Existing | NE4840 | PSC to ECM Evaporator Fan Motor (Walk-In, Refrigerator) | PSC to ECM Evaporator Fan Motor (Walk-In, Refrigerator) | NonEquip | 15 | Walk-in cooler | 0% | Prescriptive_ECM_existing | 37.5% | 0 | 0 | 0 | 0 | 0 | 0 | 0 | 0 | 0 | 0 | 0 | 0 | 0 | 0 | 0 | 0 | 0 | 0 | 0 | 0 | 0 | 0 | 0 | 0 | 0 | 0 | 0 | 0 | 0 | 0 | 0 | 0 | 0 | 0 | 0 | 0 | 0 | 0 | 0 | 0
Offices_Existing_PSC to ECM Evaporator Fan Motor (Reach-In)_TRC | Ach | Offices | Refrigeration | Residential style | TRC | Existing | NE4814 | PSC to ECM Evaporator Fan Motor (Reach-In) | PSC to ECM Evaporator Fan Motor (Reach-In) | NonEquip | 15 | Display cases | 0% | Prescriptive_ECM_existing | 37.5% | 0 | 0 | 0 | 0 | 0 | 0 | 0 | 0 | 0 | 0 | 0 | 0 | 0 | 0 | 0 | 0 | 0 | 0 | 0 | 0 | 0 | 0 | 0 | 0 | 0 | 0 | 0 | 0 | 0 | 0 | 0 | 0 | 0 | 0 | 0 | 0 | 0 | 0 | 0 | 0
Offices_Existing_Freezer-Cooler Replacement Gaskets_TRC | Ach | Offices | Refrigeration | Residential style | TRC | Existing | NE4710 | Freezer-Cooler Replacement Gaskets | Freezer-Cooler Replacement Gaskets | NonEquip | 4 | Display cases | 0% | Prescriptive_refrigeration control_existing | 3.131% | 0 | 0 | 0 | 0 | 0 | 0 | 0 | 0 | 0 | 0 | 0 | 0 | 0 | 0 | 0 | 0 | 0 | 0 | 0 | 0 | 0 | 0 | 0 | 0 | 0 | 0 | 0 | 0 | 0 | 0 | 0 | 0 | 0 | 0 | 0 | 0 | 0 | 0 | 0 | 0
Offices_New_VSD Controlled Compressor_TRC | Ach | Offices | Miscellaneous | Pool pump | TRC | New | NN4541 | VSD Controlled Compressor | VSD Controlled Compressor | NonEquip | 15 | Others | 0% | Prescriptive_ECM | 20.79% | 0 | 0 | 0 | 0 | 0 | 0 | 0 | 0 | 0 | 0 | 0 | 0 | 0 | 0 | 0 | 0 | 0 | 0 | 0 | 0 | 0 | 0 | 0 | 0 | 0 | 0 | 0 | 0 | 0 | 0 | 0 | 0 | 0 | 0 | 0 | 0 | 0 | 0 | 0 | 0
Offices_New_Engine Block Timer_TRC | Ach | Offices | Miscellaneous | Pool pump | TRC | New | NN4489 | Engine Block Timer | Engine Block Timer | NonEquip | 5 | Others | 0% | Prescriptive_ECM | 36% | 0 | 0 | 0 | 0 | 0 | 0 | 0 | 0 | 0 | 0 | 0 | 0 | 0 | 0 | 0 | 0 | 0 | 0 | 0 | 0 | 0 | 0 | 0 | 0 | 0 | 0 | 0 | 0 | 0 | 0 | 0 | 0 | 0 | 0 | 0 | 0 | 0 | 0 | 0 | 0
Offices_Existing_VSD Controlled Compressor_TRC | Ach | Offices | Miscellaneous | Pool pump | TRC | Existing | NE4528 | VSD Controlled Compressor | VSD Controlled Compressor | NonEquip | 15 | Others | 0% | Prescriptive_ECM_existing | 20.79% | 0 | 0 | 0 | 0 | 0 | 0 | 0 | 0 | 0 | 0 | 0 | 0 | 0 | 0 | 0 | 0 | 0 | 0 | 0 | 0 | 0 | 0 | 0 | 0 | 0 | 0 | 0 | 0 | 0 | 0 | 0 | 0 | 0 | 0 | 0 | 0 | 0 | 0 | 0 | 0
Offices_Existing_Engine Block Timer_TRC | Ach | Offices | Miscellaneous | Pool pump | TRC | Existing | NE4476 | Engine Block Timer | Engine Block Timer | NonEquip | 5 | Others | 0% | Prescriptive_ECM_existing | 36% | 0 | 0 | 0 | 0 | 0 | 0 | 0 | 0 | 0 | 0 | 0 | 0 | 0 | 0 | 0 | 0 | 0 | 0 | 0 | 0 | 0 | 0 | 0 | 0 | 0 | 0 | 0 | 0 | 0 | 0 | 0 | 0 | 0 | 0 | 0 | 0 | 0 | 0 | 0 | 0
Offices_Turnover_Variable Speed Pool Pump_TRC | Ach | Offices | Miscellaneous | Pool pump | TRC | Turnover | ET2113 | Variable Speed Pool Pump | Variable Speed Pool Pump | Equip | 10 | Pool pump | 0% | Prescriptive_all | 64.36% | 0 | 0 | 0 | 0 | 0 | 0 | 0 | 0 | 0 | 0 | 0 | 0 | 0 | 0 | 0 | 0 | 0 | 0 | 0 | 0 | 0 | 0 | 0 | 0 | 0 | 0 | 0 | 0 | 0 | 0 | 0 | 0 | 0 | 0 | 0 | 0 | 0 | 0 | 0 | 0
Offices_Turnover_Solar Powered Pool Pump_TRC | Ach | Offices | Miscellaneous | Pool pump | TRC | Turnover | ET2038 | Solar Powered Pool Pump | Solar Powered Pool Pump | Equip | 10 | Pool pump | 0% | Prescriptive_all | 81% | 0 | 0 | 0 | 0 | 0 | 0 | 0 | 0 | 0 | 0 | 0 | 0 | 0 | 0 | 0 | 0 | 0 | 0 | 0 | 0 | 0 | 0 | 0 | 0 | 0 | 0 | 0 | 0 | 0 | 0 | 0 | 0 | 0 | 0 | 0 | 0 | 0 | 0 | 0 | 0
Offices_Turnover_Solar Pool Heater_TRC | Ach | Offices | Miscellaneous | Pool pump | TRC | Turnover | ET1999 | Solar Pool Heater | Solar Pool Heater | Equip | 15 | Pool pump | 0% | Prescriptive_all | 86.11% | 0 | 0 | 0 | 0 | 0 | 0 | 0 | 0 | 0 | 0 | 0 | 0 | 0 | 0 | 0 | 0 | 0 | 0 | 0 | 0 | 0 | 0 | 0 | 0 | 0 | 0 | 0 | 0 | 0 | 0 | 0 | 0 | 0 | 0 | 0 | 0 | 0 | 0 | 0 | 0
Offices_New_Variable Speed Pool Pump_TRC | Ach | Offices | Miscellaneous | Pool pump | TRC | New | EN2137 | Variable Speed Pool Pump | Variable Speed Pool Pump | Equip | 10 | Pool pump | 0% | Prescriptive_all | 64.36% | 0 | 0 | 0 | 0 | 0 | 0 | 0 | 0 | 0 | 0 | 0 | 0 | 0 | 0 | 0 | 0 | 0 | 0 | 0 | 0 | 0 | 0 | 0 | 0 | 0 | 0 | 0 | 0 | 0 | 0 | 0 | 0 | 0 | 0 | 0 | 0 | 0 | 0 | 0 | 0
Offices_New_Solar Powered Pool Pump_TRC | Ach | Offices | Miscellaneous | Pool pump | TRC | New | EN2062 | Solar Powered Pool Pump | Solar Powered Pool Pump | Equip | 10 | Pool pump | 0% | Prescriptive_all | 81% | 0 | 0 | 0 | 0 | 0 | 0 | 0 | 0 | 0 | 0 | 0 | 0 | 0 | 0 | 0 | 0 | 0 | 0 | 0 | 0 | 0 | 0 | 0 | 0 | 0 | 0 | 0 | 0 | 0 | 0 | 0 | 0 | 0 | 0 | 0 | 0 | 0 | 0 | 0 | 0
Offices_New_Solar Pool Heater_TRC | Ach | Offices | Miscellaneous | Pool pump | TRC | New | EN2025 | Solar Pool Heater | Solar Pool Heater | Equip | 15 | Pool pump | 0% | Prescriptive_all | 86.11% | 0 | 0 | 0 | 0 | 0 | 0 | 0 | 0 | 0 | 0 | 0 | 0 | 0 | 0 | 0 | 0 | 0 | 0 | 0 | 0 | 0 | 0 | 0 | 0 | 0 | 0 | 0 | 0 | 0 | 0 | 0 | 0 | 0 | 0 | 0 | 0 | 0 | 0 | 0 | 0
Offices_New_Dedicated Outdoor Air System on VRF unit_TRC | Ach | Offices | Space Heating | Packaged central unit | TRC | New | NN3397 | Dedicated Outdoor Air System on VRF unit | Dedicated Outdoor Air System on VRF unit | NonEquip | 15 | Residential/split system heat pump | 0% | Prescriptive_all | 10% | 0 | 0 | 0 | 0 | 0 | 0 | 0 | 0 | 0 | 0 | 0 | 0 | 0 | 0 | 0 | 0 | 0 | 0 | 0 | 0 | 0 | 0 | 0 | 0 | 0 | 0 | 0 | 0 | 0 | 0 | 0 | 0 | 0 | 0 | 0 | 0 | 0 | 0 | 0 | 0
Offices_New_Ceiling Insulation(R2 to R38)_TRC | Ach | Offices | Space Heating | Packaged central unit | TRC | New | NN3189 | Ceiling Insulation(R2 to R38) | Ceiling Insulation(R2 to R38) | NonEquip | 20 |  | 0% | Prescriptive_all | 1.137% | 0 | 0 | 0 | 0 | 0 | 0 | 0 | 0 | 0 | 0 | 0 | 0 | 0 | 0 | 0 | 0 | 0 | 0 | 0 | 0 | 0 | 0 | 0 | 0 | 0 | 0 | 0 | 0 | 0 | 0 | 0 | 0 | 0 | 0 | 0 | 0 | 0 | 0 | 0 | 0
Offices_Existing_Wall Insulation_TRC | Ach | Offices | Space Heating | Packaged central unit | TRC | Existing | NE4242 | Wall Insulation | Wall Insulation | NonEquip | 20 |  | 17.1% | Prescriptive_all_existing | 1.61% | 1057.1174 | 1664.8138 | 2489.3071 | 3511.5853 | 4520.8876 | 5105.2734 | 4807.3485 | 3598.4279 | 2110.5184 | 1004.8552 | 1057.1174 | 2721.9312 | 5211.2382 | 8722.8235 | 13243.7111 | 18348.9845 | 23156.333 | 26754.761 | 28865.2794 | 29870.1345 | 0 | 0 | 0 | 0 | 0 | 0 | 0 | 0 | 0 | 0 | 0.47684 | 1.2278 | 2.3507 | 3.9347 | 5.974 | 8.2768 | 10.4453 | 12.0685 | 13.0205 | 13.4738
Offices_Existing_Dedicated Outdoor Air System on VRF unit_TRC | Ach | Offices | Space Heating | Packaged central unit | TRC | Existing | NE3384 | Dedicated Outdoor Air System on VRF unit | Dedicated Outdoor Air System on VRF unit | NonEquip | 15 | Residential/split system heat pump | 0% | Prescriptive_all_existing | 10% | 0 | 0 | 0 | 0 | 0 | 0 | 0 | 0 | 0 | 0 | 0 | 0 | 0 | 0 | 0 | 0 | 0 | 0 | 0 | 0 | 0 | 0 | 0 | 0 | 0 | 0 | 0 | 0 | 0 | 0 | 0 | 0 | 0 | 0 | 0 | 0 | 0 | 0 | 0 | 0
Offices_Existing_Ceiling Insulation(R2 to R38)_TRC | Ach | Offices | Space Heating | Packaged central unit | TRC | Existing | NE3176 | Ceiling Insulation(R2 to R38) | Ceiling Insulation(R2 to R38) | NonEquip | 20 |  | 45.6% | Prescriptive_all_existing | 1.254% | 2083.598 | 2138.4268 | 2160.55 | 2180.899 | 2194.5806 | 2207.1373 | 2220.1712 | 2230.9377 | 2241.417 | 2249.2835 | 2083.598 | 4222.0248 | 6382.5748 | 8563.4739 | 10758.0544 | 12965.1917 | 15185.3629 | 17416.3006 | 19657.7176 | 21907.001 | 0 | 0 | 0 | 0 | 0 | 0 | 0 | 0 | 0 | 0 | 0.93987 | 1.9045 | 2.879 | 3.8628 | 4.8527 | 5.8483 | 6.8498 | 7.8561 | 8.8672 | 9.8818
Offices_New_HVAC tune-up_RTU_TRC | Ach | Offices | Space Cooling | Packaged air conditioning units (RTUs) | TRC | New | NN3917 | HVAC tune-up_RTU | HVAC tune-up_RTU | NonEquip | 5 | Packaged air conditioning units (RTUs) | 94.56% | Prescriptive_package HP | 5% | 5407.0011 | 6580.4375 | 8340.522 | 9664.9664 | 9470.2226 | 12653.1393 | 15797.3956 | 17655.043 | 16976.5937 | 13345.4464 | 5407.0011 | 11987.4386 | 20327.9606 | 29992.927 | 39463.1496 | 52116.2889 | 67913.6845 | 85568.7275 | 102545.3212 | 115890.7676 | 0.87467 | 1.9392 | 3.2884 | 4.8518 | 6.3838 | 8.4306 | 10.9861 | 13.8421 | 16.5883 | 18.7471 | 0.036191 | 0.080236 | 0.13606 | 0.20075 | 0.26414 | 0.34883 | 0.45457 | 0.57274 | 0.68637 | 0.7757
Offices_New_HVAC tune-up_TRC | Ach | Offices | Space Cooling | Packaged air conditioning units (RTUs) | TRC | New | NN3891 | HVAC tune-up | HVAC tune-up | NonEquip | 5 | Residential-type central air conditioners | 0% | Prescriptive_all | 5% | 0 | 0 | 0 | 0 | 0 | 0 | 0 | 0 | 0 | 0 | 0 | 0 | 0 | 0 | 0 | 0 | 0 | 0 | 0 | 0 | 0 | 0 | 0 | 0 | 0 | 0 | 0 | 0 | 0 | 0 | 0 | 0 | 0 | 0 | 0 | 0 | 0 | 0 | 0 | 0
Offices_New_Dedicated Outdoor Air System on VRF unit_TRC | Ach | Offices | Space Cooling | Packaged air conditioning units (RTUs) | TRC | New | NN3423 | Dedicated Outdoor Air System on VRF unit | Dedicated Outdoor Air System on VRF unit | NonEquip | 15 | Residential-type central air conditioners | 0% | Prescriptive_all | 17.5% | 0 | 0 | 0 | 0 | 0 | 0 | 0 | 0 | 0 | 0 | 0 | 0 | 0 | 0 | 0 | 0 | 0 | 0 | 0 | 0 | 0 | 0 | 0 | 0 | 0 | 0 | 0 | 0 | 0 | 0 | 0 | 0 | 0 | 0 | 0 | 0 | 0 | 0 | 0 | 0
Offices_New_Chilled Water System - Variable Speed Drives_TRC | Ach | Offices | Space Cooling | Packaged air conditioning units (RTUs) | TRC | New | NN3319 | Chilled Water System - Variable Speed Drives | Chilled Water System - Variable Speed Drives | NonEquip | 13 | Central chillers inside | 0% | Prescriptive_all | 24.74% | 0 | 0 | 0 | 0 | 0 | 0 | 0 | 0 | 0 | 0 | 0 | 0 | 0 | 0 | 0 | 0 | 0 | 0 | 0 | 0 | 0 | 0 | 0 | 0 | 0 | 0 | 0 | 0 | 0 | 0 | 0 | 0 | 0 | 0 | 0 | 0 | 0 | 0 | 0 | 0
Offices_New_Ceiling Insulation(R2 to R38)_TRC | Ach | Offices | Space Cooling | Packaged air conditioning units (RTUs) | TRC | New | NN3215 | Ceiling Insulation(R2 to R38) | Ceiling Insulation(R2 to R38) | NonEquip | 20 |  | 0% | Prescriptive_all | 3.244% | 0 | 0 | 0 | 0 | 0 | 0 | 0 | 0 | 0 | 0 | 0 | 0 | 0 | 0 | 0 | 0 | 0 | 0 | 0 | 0 | 0 | 0 | 0 | 0 | 0 | 0 | 0 | 0 | 0 | 0 | 0 | 0 | 0 | 0 | 0 | 0 | 0 | 0 | 0 | 0
Offices_Existing_Wall Insulation_TRC | Ach | Offices | Space Cooling | Packaged air conditioning units (RTUs) | TRC | Existing | NE4216 | Wall Insulation | Wall Insulation | NonEquip | 20 |  | 17.1% | Prescriptive_all_existing | 28.52% | 81461.235 | 127179.6989 | 190131.3472 | 268153.9717 | 345153.3878 | 389722.3805 | 367005.3253 | 274785.1412 | 161215.8432 | 76775.7081 | 81461.235 | 208640.9339 | 398772.2811 | 666926.2528 | 1012079.6406 | 1401802.0212 | 1768807.3465 | 2043592.4877 | 2204808.3309 | 2281584.039 | 1.6301 | 4.175 | 7.9796 | 13.3455 | 20.2521 | 28.0506 | 35.3945 | 40.8931 | 44.1191 | 45.6554 | 0 | 0 | 0 | 0 | 0 | 0 | 0 | 0 | 0 | 0
Offices_Existing_HVAC tune-up_RTU_TRC | Ach | Offices | Space Cooling | Packaged air conditioning units (RTUs) | TRC | Existing | NE3904 | HVAC tune-up_RTU | HVAC tune-up_RTU | NonEquip | 5 | Packaged air conditioning units (RTUs) | 94.56% | Prescriptive_package HP_existing | 5% | 26599.7683 | 43302.0718 | 69162.4071 | 108433.6072 | 164539.0266 | 238416.4928 | 321906.0318 | 389851.3562 | 403884.7105 | 339388.9074 | 26599.7683 | 69901.8401 | 139064.2473 | 247497.8545 | 412036.881 | 650453.3738 | 972359.4056 | 1362210.7618 | 1766095.4723 | 2105484.3797 | 4.3029 | 11.3077 | 22.4958 | 40.0366 | 66.6533 | 105.2209 | 157.2942 | 220.3586 | 285.6932 | 340.5946 | 0.17804 | 0.46788 | 0.9308 | 1.6566 | 2.7579 | 4.3537 | 6.5083 | 9.1177 | 11.8211 | 14.0927
Offices_Existing_HVAC tune-up_TRC | Ach | Offices | Space Cooling | Packaged air conditioning units (RTUs) | TRC | Existing | NE3878 | HVAC tune-up | HVAC tune-up | NonEquip | 5 | Residential-type central air conditioners | 0% | Prescriptive_all_existing | 5% | 0 | 0 | 0 | 0 | 0 | 0 | 0 | 0 | 0 | 0 | 0 | 0 | 0 | 0 | 0 | 0 | 0 | 0 | 0 | 0 | 0 | 0 | 0 | 0 | 0 | 0 | 0 | 0 | 0 | 0 | 0 | 0 | 0 | 0 | 0 | 0 | 0 | 0 | 0 | 0
Offices_Existing_Dedicated Outdoor Air System on VRF unit_TRC | Ach | Offices | Space Cooling | Packaged air conditioning units (RTUs) | TRC | Existing | NE3410 | Dedicated Outdoor Air System on VRF unit | Dedicated Outdoor Air System on VRF unit | NonEquip | 15 | Residential-type central air conditioners | 0% | Prescriptive_all_existing | 17.5% | 0 | 0 | 0 | 0 | 0 | 0 | 0 | 0 | 0 | 0 | 0 | 0 | 0 | 0 | 0 | 0 | 0 | 0 | 0 | 0 | 0 | 0 | 0 | 0 | 0 | 0 | 0 | 0 | 0 | 0 | 0 | 0 | 0 | 0 | 0 | 0 | 0 | 0 | 0 | 0
Offices_Existing_Chilled Water System - Variable Speed Drives_TRC | Ach | Offices | Space Cooling | Packaged air conditioning units (RTUs) | TRC | Existing | NE3306 | Chilled Water System - Variable Speed Drives | Chilled Water System - Variable Speed Drives | NonEquip | 13 | Central chillers inside | 0% | Prescriptive_all_existing | 24.74% | 0 | 0 | 0 | 0 | 0 | 0 | 0 | 0 | 0 | 0 | 0 | 0 | 0 | 0 | 0 | 0 | 0 | 0 | 0 | 0 | 0 | 0 | 0 | 0 | 0 | 0 | 0 | 0 | 0 | 0 | 0 | 0 | 0 | 0 | 0 | 0 | 0 | 0 | 0 | 0
Offices_Existing_Ceiling Insulation(R2 to R38)_TRC | Ach | Offices | Space Cooling | Packaged air conditioning units (RTUs) | TRC | Existing | NE3202 | Ceiling Insulation(R2 to R38) | Ceiling Insulation(R2 to R38) | NonEquip | 20 |  | 45.6% | Prescriptive_all_existing | 3.244% | 23447.6873 | 36611.9275 | 54743.857 | 77225.3951 | 99421.5735 | 112273.155 | 105721.3081 | 79135.2044 | 46413.6868 | 22098.3775 | 23447.6873 | 60059.6147 | 114803.4717 | 192028.8668 | 291450.4403 | 403723.5952 | 509444.9034 | 588580.1078 | 634993.7946 | 657092.1721 | 0.4692 | 1.2018 | 2.2973 | 3.8426 | 5.832 | 8.0787 | 10.1942 | 11.7777 | 12.7065 | 13.1487 | 0 | 0 | 0 | 0 | 0 | 0 | 0 | 0 | 0 | 0
Offices_New_Interior Lighting Controls_TRC | Ach | Offices | Interior Lighting | Overhead (fluorescent/LED/CFL U-shape) | TRC | New | NN4437 | Interior Lighting Controls | Interior Lighting Controls | NonEquip | 8 | Overhead (fluorescent/LED/CFL U-shape) | 30.17% | Prescriptive_lighting control | 28% | 18672.5194 | 21506.7904 | 25015.22 | 25289.6574 | 20089.324 | 19620.6432 | 15730.842 | 9901.9375 | 4951.6245 | 2078.0117 | 18672.5194 | 40179.3099 | 65194.5299 | 90484.1873 | 110573.5113 | 130194.1545 | 145924.9965 | 155826.934 | 160778.5585 | 162856.5702 | 0 | 0 | 0 | 0 | 0 | 0 | 0 | 0 | 0 | 0 | 0 | 0 | 0 | 0 | 0 | 0 | 0 | 0 | 0 | 0
Offices_Existing_Interior Lighting Controls_TRC | Ach | Offices | Interior Lighting | Overhead (fluorescent/LED/CFL U-shape) | TRC | Existing | NE4424 | Interior Lighting Controls | Interior Lighting Controls | NonEquip | 8 | Overhead (fluorescent/LED/CFL U-shape) | 30.17% | Prescriptive_lighting control_existing | 28% | 114229.1449 | 177287.2552 | 260201.3059 | 356442.8501 | 439142.6715 | 465646.9442 | 403849.7405 | 275318.2745 | 148215.8167 | 66460.6371 | 114229.1449 | 291516.4001 | 551717.706 | 908160.5561 | 1347303.2276 | 1812950.1718 | 2216799.9123 | 2492118.1867 | 2640334.0035 | 2706794.6405 | 0 | 0 | 0 | 0 | 0 | 0 | 0 | 0 | 0 | 0 | 0 | 0 | 0 | 0 | 0 | 0 | 0 | 0 | 0 | 0
Offices_Turnover_Premium T8 - Fixture Replacement_TRC | Ach | Offices | Interior Lighting | Overhead (fluorescent/LED/CFL U-shape) | TRC | Turnover | ET1765 | Premium T8 - Fixture Replacement | Premium T8 - Fixture Replacement | Equip | 8 | Overhead (fluorescent/LED/CFL U-shape) | 24.1% | Prescriptive_lighting | 12.5% | 139508.6242 | 146775.7682 | 139732.9535 | 105905.5401 | 62664.8997 | 29997.6546 | 12545.5798 | 4893.9225 | 1855.1783 | 682.9947 | 139508.6242 | 286284.3924 | 426017.3458 | 531922.886 | 594587.7856 | 624585.4402 | 637131.02 | 642024.9425 | 643880.1207 | 644563.1154 | 33.8174 | 69.3965 | 103.2683 | 128.9402 | 144.1304 | 151.402 | 154.4431 | 155.6294 | 156.0791 | 156.2447 | 7.7362 | 15.8753 | 23.6239 | 29.4967 | 32.9716 | 34.6351 | 35.3308 | 35.6022 | 35.7051 | 35.7429
Offices_New_Premium T8 - Fixture Replacement_TRC | Ach | Offices | Interior Lighting | Overhead (fluorescent/LED/CFL U-shape) | TRC | New | EN1791 | Premium T8 - Fixture Replacement | Premium T8 - Fixture Replacement | Equip | 8 | Overhead (fluorescent/LED/CFL U-shape) | 0% | Prescriptive_lighting | 12.5% | 0 | 0 | 0 | 0 | 0 | 0 | 0 | 0 | 0 | 0 | 0 | 0 | 0 | 0 | 0 | 0 | 0 | 0 | 0 | 0 | 0 | 0 | 0 | 0 | 0 | 0 | 0 | 0 | 0 | 0 | 0 | 0 | 0 | 0 | 0 | 0 | 0 | 0 | 0 | 0
Offices_New_VSD Controlled Compressor_TRC | Ach | Offices | Miscellaneous | Others | TRC | New | NN4541 | VSD Controlled Compressor | VSD Controlled Compressor | NonEquip | 15 | Others | 27.75% | Prescriptive_ECM | 20.79% | 6023.7577 | 7389.9243 | 9401.829 | 10859.2937 | 10507.2164 | 13685.9578 | 16360.6125 | 17074.5893 | 14861.8535 | 10300.5961 | 6023.7577 | 13413.6819 | 22815.5109 | 33674.8047 | 44182.0211 | 57867.9789 | 74228.5914 | 91303.1807 | 106165.0342 | 116465.6303 | 0.90829 | 2.0226 | 3.4402 | 5.0776 | 6.6619 | 8.7256 | 11.1925 | 13.7671 | 16.008 | 17.5612 | 0.42512 | 0.94665 | 1.6102 | 2.3765 | 3.1181 | 4.0839 | 5.2385 | 6.4436 | 7.4924 | 8.2194
Offices_New_Engine Block Timer_TRC | Ach | Offices | Miscellaneous | Others | TRC | New | NN4489 | Engine Block Timer | Engine Block Timer | NonEquip | 5 | Others | 4.793% | Prescriptive_ECM | 36% | 1793.0626 | 2193.2969 | 2777.9478 | 3187.4876 | 3056.3722 | 3937.5453 | 4658.0613 | 4836.5354 | 4230.5775 | 2973.5583 | 1793.0626 | 3986.3595 | 6764.3073 | 9951.7949 | 13008.1671 | 16945.7123 | 21603.7736 | 26440.309 | 30670.8865 | 33644.4448 | 0.085279 | 0.18959 | 0.32172 | 0.47331 | 0.61868 | 0.80595 | 1.0275 | 1.2575 | 1.4587 | 1.6002 | 0.089588 | 0.19917 | 0.33797 | 0.49723 | 0.64994 | 0.84667 | 1.0794 | 1.3211 | 1.5324 | 1.681
Offices_Existing_VSD Controlled Compressor_TRC | Ach | Offices | Miscellaneous | Others | TRC | Existing | NE4528 | VSD Controlled Compressor | VSD Controlled Compressor | NonEquip | 15 | Others | 5.549% | Prescriptive_ECM_existing | 20.79% | 5584.3212 | 9638.3253 | 15252.4365 | 23546.537 | 34853.0579 | 48538.7071 | 61617.4965 | 68150.8803 | 62430.3185 | 45262.5664 | 5584.3212 | 15222.6465 | 30475.0831 | 54021.6201 | 88874.6779 | 137413.3851 | 199030.8815 | 267181.7618 | 329612.0803 | 374874.6467 | 0.84203 | 2.2953 | 4.5952 | 8.1456 | 13.4009 | 20.7197 | 30.0107 | 40.2868 | 49.7002 | 56.5251 | 0.3941 | 1.0743 | 2.1507 | 3.8125 | 6.2722 | 9.6977 | 14.0462 | 18.8559 | 23.2618 | 26.4561
Offices_Existing_Engine Block Timer_TRC | Ach | Offices | Miscellaneous | Others | TRC | Existing | NE4476 | Engine Block Timer | Engine Block Timer | NonEquip | 5 | Others | 4.793% | Prescriptive_ECM_existing | 36% | 8351.6042 | 14413.7121 | 22807.3568 | 35205.1622 | 52100.6824 | 72543.4897 | 92071.9301 | 101824.5373 | 93286.166 | 67651.5324 | 8351.6042 | 22765.3163 | 45572.6731 | 80777.8353 | 132878.5177 | 205422.0074 | 297493.9375 | 399318.4748 | 492604.6408 | 560256.1732 | 0.39721 | 1.0827 | 2.1675 | 3.8419 | 6.3198 | 9.77 | 14.149 | 18.9919 | 23.4286 | 26.6462 | 0.41728 | 1.1374 | 2.277 | 4.036 | 6.6391 | 10.2637 | 14.8639 | 19.9514 | 24.6124 | 27.9925
Offices_Turnover_ENERGY STAR Commercial Clothes Washer_TRC | Ach | Offices | Miscellaneous | Others | TRC | Turnover | ET1882 | ENERGY STAR Commercial Clothes Washer | ENERGY STAR Commercial Clothes Washer | Equip | 7 | Others | 0% | Prescriptive_all | 27.27% | 0 | 0 | 0 | 0 | 0 | 0 | 0 | 0 | 0 | 0 | 0 | 0 | 0 | 0 | 0 | 0 | 0 | 0 | 0 | 0 | 0 | 0 | 0 | 0 | 0 | 0 | 0 | 0 | 0 | 0 | 0 | 0 | 0 | 0 | 0 | 0 | 0 | 0 | 0 | 0
Offices_Turnover_Efficient Battery Charger_TRC | Ach | Offices | Miscellaneous | Others | TRC | Turnover | ET1843 | Efficient Battery Charger | Efficient Battery Charger | Equip | 7 | Others | 17.92% | Prescriptive_all | 13.68% | 33631.0047 | 48969.9431 | 74525.0222 | 107001.7634 | 140210.2803 | 160713.8538 | 153601.4993 | 116693.8955 | 69461.9337 | 33563.0241 | 33631.0047 | 82600.9478 | 157125.97 | 264127.7333 | 404338.0137 | 565051.8675 | 718653.3667 | 835347.2622 | 904809.1959 | 938372.2201 | 18.4279 | 45.2608 | 86.0964 | 144.7275 | 221.5551 | 309.6175 | 393.7827 | 457.7245 | 495.7859 | 514.1766 | 0 | 0 | 0 | 0 | 0 | 0 | 0 | 0 | 0 | 0
Offices_New_ENERGY STAR Commercial Clothes Washer_TRC | Ach | Offices | Miscellaneous | Others | TRC | New | EN1908 | ENERGY STAR Commercial Clothes Washer | ENERGY STAR Commercial Clothes Washer | Equip | 7 | Others | 0% | Prescriptive_all | 27.27% | 0 | 0 | 0 | 0 | 0 | 0 | 0 | 0 | 0 | 0 | 0 | 0 | 0 | 0 | 0 | 0 | 0 | 0 | 0 | 0 | 0 | 0 | 0 | 0 | 0 | 0 | 0 | 0 | 0 | 0 | 0 | 0 | 0 | 0 | 0 | 0 | 0 | 0 | 0 | 0
Offices_New_Efficient Battery Charger_TRC | Ach | Offices | Miscellaneous | Others | TRC | New | EN1869 | Efficient Battery Charger | Efficient Battery Charger | Equip | 7 | Others | 17.92% | Prescriptive_all | 13.68% | 5099.1375 | 6049.4759 | 7293.6981 | 7725.9373 | 6525.2744 | 6905.7577 | 6116.3747 | 4301.0523 | 2384.1827 | 1080.9477 | 5099.1375 | 11148.6133 | 18442.3114 | 26168.2487 | 32693.5231 | 39599.2808 | 45715.6555 | 50016.7078 | 52400.8906 | 53481.8382 | 2.794 | 6.1088 | 10.1054 | 14.3388 | 17.9143 | 21.6982 | 25.0497 | 27.4064 | 28.7128 | 29.3051 | 0 | 0 | 0 | 0 | 0 | 0 | 0 | 0 | 0 | 0
Offices_New_Network PC Power Management_TRC | Ach | Offices | Office Equipment | Other office | TRC | New | NN4567 | Network PC Power Management | Network PC Power Management | NonEquip | 5 | Computers | 0% | Prescriptive_all | 56.5% | 0 | 0 | 0 | 0 | 0 | 0 | 0 | 0 | 0 | 0 | 0 | 0 | 0 | 0 | 0 | 0 | 0 | 0 | 0 | 0 | 0 | 0 | 0 | 0 | 0 | 0 | 0 | 0 | 0 | 0 | 0 | 0 | 0 | 0 | 0 | 0 | 0 | 0 | 0 | 0
Offices_Existing_Network PC Power Management_TRC | Ach | Offices | Office Equipment | Other office | TRC | Existing | NE4554 | Network PC Power Management | Network PC Power Management | NonEquip | 5 | Computers | 0% | Prescriptive_all_existing | 56.5% | 0 | 0 | 0 | 0 | 0 | 0 | 0 | 0 | 0 | 0 | 0 | 0 | 0 | 0 | 0 | 0 | 0 | 0 | 0 | 0 | 0 | 0 | 0 | 0 | 0 | 0 | 0 | 0 | 0 | 0 | 0 | 0 | 0 | 0 | 0 | 0 | 0 | 0 | 0 | 0
Offices_Turnover_Energy Star Uninterruptable Power Supply_TRC | Ach | Offices | Office Equipment | Other office | TRC | Turnover | ET2266 | Energy Star Uninterruptable Power Supply | Energy Star Uninterruptable Power Supply | Equip | 10 | Other office | 22.4% | Prescriptive_all | 1.878% | 3246.8908 | 4691.9087 | 7086.2128 | 10097.0645 | 13130.3461 | 14936.2561 | 14166.9386 | 10681.2189 | 6309.743 | 3025.6452 | 3246.8908 | 7938.7995 | 15025.0123 | 25122.0769 | 38252.423 | 53188.6791 | 67355.6178 | 78036.8366 | 84346.5796 | 87372.2248 | 0.37065 | 0.90626 | 1.7152 | 2.8678 | 4.3667 | 6.0718 | 7.689 | 8.9083 | 9.6286 | 9.974 | 0.37065 | 0.90626 | 1.7152 | 2.8678 | 4.3667 | 6.0718 | 7.689 | 8.9083 | 9.6286 | 9.974
Offices_New_Energy Star Uninterruptable Power Supply_TRC | Ach | Offices | Office Equipment | Other office | TRC | New | EN2292 | Energy Star Uninterruptable Power Supply | Energy Star Uninterruptable Power Supply | Equip | 10 | Other office | 22.4% | Prescriptive_all | 1.878% | 615.3675 | 724.5156 | 866.9017 | 911.3084 | 763.8448 | 802.2501 | 705.1551 | 492.1046 | 270.7163 | 121.8068 | 615.3675 | 1339.8831 | 2206.7848 | 3118.0932 | 3881.938 | 4684.1881 | 5389.3432 | 5881.4478 | 6152.1641 | 6273.9709 | 0.070247 | 0.15295 | 0.25192 | 0.35595 | 0.44314 | 0.53472 | 0.61522 | 0.6714 | 0.7023 | 0.71621 | 0.070247 | 0.15295 | 0.25192 | 0.35595 | 0.44314 | 0.53472 | 0.61522 | 0.6714 | 0.7023 | 0.71621
Offices_New_Demand Controlled Ventilation_TRC | Ach | Offices | Ventilation and Circulation | Motor/Fan | TRC | New | NN4957 | Demand Controlled Ventilation | Demand Controlled Ventilation | NonEquip | 10 |  | 17.54% | Prescriptive_all | 22.37% | 16.9768 | 19.8201 | 23.5161 | 24.5131 | 20.374 | 21.2187 | 18.494 | 12.7979 | 6.9813 | 3.1148 | 16.9768 | 36.7969 | 60.3131 | 84.8262 | 105.2002 | 126.4189 | 144.9128 | 157.7108 | 164.692 | 167.8068 | 0.0017675 | 0.0038311 | 0.0062795 | 0.0088317 | 0.010953 | 0.013162 | 0.015088 | 0.01642 | 0.017147 | 0.017471 | 0.0099512 | 0.021569 | 0.035353 | 0.049722 | 0.061665 | 0.074102 | 0.084943 | 0.092445 | 0.096537 | 0.098363
Offices_Existing_Demand Controlled Ventilation_TRC | Ach | Offices | Ventilation and Circulation | Motor/Fan | TRC | Existing | NE4944 | Demand Controlled Ventilation | Demand Controlled Ventilation | NonEquip | 10 |  | 23.39% | Prescriptive_all_existing | 22.37% | 112.3248 | 113.4293 | 114.6028 | 115.6822 | 116.4079 | 117.0739 | 117.7653 | 118.3364 | 118.8922 | 119.3095 | 112.3248 | 225.7541 | 340.3569 | 456.039 | 572.4469 | 689.5208 | 807.2861 | 925.6225 | 1044.5147 | 1163.8242 | 0.011695 | 0.023504 | 0.035436 | 0.04748 | 0.0596 | 0.071789 | 0.08405 | 0.096371 | 0.10875 | 0.12117 | 0.065841 | 0.13233 | 0.19951 | 0.26731 | 0.33555 | 0.40417 | 0.4732 | 0.54257 | 0.61226 | 0.68219
Offices_Turnover_High Speed Fans_TRC | Ach | Offices | Ventilation and Circulation | Motor/Fan | TRC | Turnover | ET2695 | High Speed Fans | High Speed Fans | Equip | 7 | Motor/Fan | 11.82% | Prescriptive_ECM | 10.99% | 10.551 | 15.6672 | 24.8324 | 38.3972 | 56.9261 | 79.1892 | 100.4077 | 110.9199 | 101.4811 | 73.4782 | 10.551 | 26.2182 | 51.0505 | 89.4477 | 146.3738 | 225.563 | 325.9707 | 436.8906 | 538.3717 | 611.8499 | 0.0014685 | 0.0036491 | 0.0071054 | 0.01245 | 0.020373 | 0.031395 | 0.04537 | 0.060808 | 0.074932 | 0.085159 | 0.00013453 | 0.00033429 | 0.00065091 | 0.0011405 | 0.0018663 | 0.002876 | 0.0041562 | 0.0055705 | 0.0068644 | 0.0078012
Offices_New_High Speed Fans_TRC | Ach | Offices | Ventilation and Circulation | Motor/Fan | TRC | New | EN2721 | High Speed Fans | High Speed Fans | Equip | 7 | Motor/Fan | 11.82% | Prescriptive_ECM | 10.99% | 3.338 | 4.0247 | 5.0298 | 5.7043 | 5.4196 | 6.9381 | 8.1679 | 8.4113 | 7.2282 | 4.9417 | 3.338 | 7.3627 | 12.3925 | 18.0969 | 23.5164 | 30.4545 | 38.6223 | 47.0337 | 54.2619 | 59.2036 | 0.0004646 | 0.0010248 | 0.0017248 | 0.0025188 | 0.0032731 | 0.0042387 | 0.0053756 | 0.0065463 | 0.0075523 | 0.0082401 | 4.2561e-05 | 9.3877e-05 | 0.00015801 | 0.00023074 | 0.00029984 | 0.0003883 | 0.00049244 | 0.00059969 | 0.00069185 | 0.00075486
Offices_New_VSD Controlled Compressor_TRC | Ach | Offices | Miscellaneous | Medical equipment | TRC | New | NN4541 | VSD Controlled Compressor | VSD Controlled Compressor | NonEquip | 15 | Others | 0% | Prescriptive_ECM | 20.79% | 0 | 0 | 0 | 0 | 0 | 0 | 0 | 0 | 0 | 0 | 0 | 0 | 0 | 0 | 0 | 0 | 0 | 0 | 0 | 0 | 0 | 0 | 0 | 0 | 0 | 0 | 0 | 0 | 0 | 0 | 0 | 0 | 0 | 0 | 0 | 0 | 0 | 0 | 0 | 0
Offices_New_Engine Block Timer_TRC | Ach | Offices | Miscellaneous | Medical equipment | TRC | New | NN4489 | Engine Block Timer | Engine Block Timer | NonEquip | 5 | Others | 0% | Prescriptive_ECM | 36% | 0 | 0 | 0 | 0 | 0 | 0 | 0 | 0 | 0 | 0 | 0 | 0 | 0 | 0 | 0 | 0 | 0 | 0 | 0 | 0 | 0 | 0 | 0 | 0 | 0 | 0 | 0 | 0 | 0 | 0 | 0 | 0 | 0 | 0 | 0 | 0 | 0 | 0 | 0 | 0
Offices_Existing_VSD Controlled Compressor_TRC | Ach | Offices | Miscellaneous | Medical equipment | TRC | Existing | NE4528 | VSD Controlled Compressor | VSD Controlled Compressor | NonEquip | 15 | Others | 0% | Prescriptive_ECM_existing | 20.79% | 0 | 0 | 0 | 0 | 0 | 0 | 0 | 0 | 0 | 0 | 0 | 0 | 0 | 0 | 0 | 0 | 0 | 0 | 0 | 0 | 0 | 0 | 0 | 0 | 0 | 0 | 0 | 0 | 0 | 0 | 0 | 0 | 0 | 0 | 0 | 0 | 0 | 0 | 0 | 0
Offices_Existing_Engine Block Timer_TRC | Ach | Offices | Miscellaneous | Medical equipment | TRC | Existing | NE4476 | Engine Block Timer | Engine Block Timer | NonEquip | 5 | Others | 0% | Prescriptive_ECM_existing | 36% | 0 | 0 | 0 | 0 | 0 | 0 | 0 | 0 | 0 | 0 | 0 | 0 | 0 | 0 | 0 | 0 | 0 | 0 | 0 | 0 | 0 | 0 | 0 | 0 | 0 | 0 | 0 | 0 | 0 | 0 | 0 | 0 | 0 | 0 | 0 | 0 | 0 | 0 | 0 | 0
Offices_New_Strip Curtains for Walk-ins_TRC | Ach | Offices | Refrigeration | Large cold storage | TRC | New | NN4905 | Strip Curtains for Walk-ins | Strip Curtains for Walk-ins | NonEquip | 4 | Walk-in cooler | 0% | Prescriptive_refrigeration control | 2.115% | 0 | 0 | 0 | 0 | 0 | 0 | 0 | 0 | 0 | 0 | 0 | 0 | 0 | 0 | 0 | 0 | 0 | 0 | 0 | 0 | 0 | 0 | 0 | 0 | 0 | 0 | 0 | 0 | 0 | 0 | 0 | 0 | 0 | 0 | 0 | 0 | 0 | 0 | 0 | 0
Offices_New_PSC to ECM Evaporator Fan Motor (Walk-In, Refrigerator)_TRC | Ach | Offices | Refrigeration | Large cold storage | TRC | New | NN4853 | PSC to ECM Evaporator Fan Motor (Walk-In, Refrigerator) | PSC to ECM Evaporator Fan Motor (Walk-In, Refrigerator) | NonEquip | 15 | Walk-in cooler | 0% | Prescriptive_ECM | 37.5% | 0 | 0 | 0 | 0 | 0 | 0 | 0 | 0 | 0 | 0 | 0 | 0 | 0 | 0 | 0 | 0 | 0 | 0 | 0 | 0 | 0 | 0 | 0 | 0 | 0 | 0 | 0 | 0 | 0 | 0 | 0 | 0 | 0 | 0 | 0 | 0 | 0 | 0 | 0 | 0
Offices_New_PSC to ECM Evaporator Fan Motor (Reach-In)_TRC | Ach | Offices | Refrigeration | Large cold storage | TRC | New | NN4827 | PSC to ECM Evaporator Fan Motor (Reach-In) | PSC to ECM Evaporator Fan Motor (Reach-In) | NonEquip | 15 | Display cases | 0% | Prescriptive_ECM | 37.5% | 0 | 0 | 0 | 0 | 0 | 0 | 0 | 0 | 0 | 0 | 0 | 0 | 0 | 0 | 0 | 0 | 0 | 0 | 0 | 0 | 0 | 0 | 0 | 0 | 0 | 0 | 0 | 0 | 0 | 0 | 0 | 0 | 0 | 0 | 0 | 0 | 0 | 0 | 0 | 0
Offices_Existing_Strip Curtains for Walk-ins_TRC | Ach | Offices | Refrigeration | Large cold storage | TRC | Existing | NE4892 | Strip Curtains for Walk-ins | Strip Curtains for Walk-ins | NonEquip | 4 | Walk-in cooler | 0% | Prescriptive_refrigeration control_existing | 2.115% | 0 | 0 | 0 | 0 | 0 | 0 | 0 | 0 | 0 | 0 | 0 | 0 | 0 | 0 | 0 | 0 | 0 | 0 | 0 | 0 | 0 | 0 | 0 | 0 | 0 | 0 | 0 | 0 | 0 | 0 | 0 | 0 | 0 | 0 | 0 | 0 | 0 | 0 | 0 | 0
Offices_Existing_PSC to ECM Evaporator Fan Motor (Walk-In, Refrigerator)_TRC | Ach | Offices | Refrigeration | Large cold storage | TRC | Existing | NE4840 | PSC to ECM Evaporator Fan Motor (Walk-In, Refrigerator) | PSC to ECM Evaporator Fan Motor (Walk-In, Refrigerator) | NonEquip | 15 | Walk-in cooler | 0% | Prescriptive_ECM_existing | 37.5% | 0 | 0 | 0 | 0 | 0 | 0 | 0 | 0 | 0 | 0 | 0 | 0 | 0 | 0 | 0 | 0 | 0 | 0 | 0 | 0 | 0 | 0 | 0 | 0 | 0 | 0 | 0 | 0 | 0 | 0 | 0 | 0 | 0 | 0 | 0 | 0 | 0 | 0 | 0 | 0
Offices_Existing_PSC to ECM Evaporator Fan Motor (Reach-In)_TRC | Ach | Offices | Refrigeration | Large cold storage | TRC | Existing | NE4814 | PSC to ECM Evaporator Fan Motor (Reach-In) | PSC to ECM Evaporator Fan Motor (Reach-In) | NonEquip | 15 | Display cases | 0% | Prescriptive_ECM_existing | 37.5% | 0 | 0 | 0 | 0 | 0 | 0 | 0 | 0 | 0 | 0 | 0 | 0 | 0 | 0 | 0 | 0 | 0 | 0 | 0 | 0 | 0 | 0 | 0 | 0 | 0 | 0 | 0 | 0 | 0 | 0 | 0 | 0 | 0 | 0 | 0 | 0 | 0 | 0 | 0 | 0
Offices_Existing_Freezer-Cooler Replacement Gaskets_TRC | Ach | Offices | Refrigeration | Large cold storage | TRC | Existing | NE4710 | Freezer-Cooler Replacement Gaskets | Freezer-Cooler Replacement Gaskets | NonEquip | 4 | Display cases | 0% | Prescriptive_refrigeration control_existing | 3.131% | 0 | 0 | 0 | 0 | 0 | 0 | 0 | 0 | 0 | 0 | 0 | 0 | 0 | 0 | 0 | 0 | 0 | 0 | 0 | 0 | 0 | 0 | 0 | 0 | 0 | 0 | 0 | 0 | 0 | 0 | 0 | 0 | 0 | 0 | 0 | 0 | 0 | 0 | 0 | 0
Offices_New_VSD Controlled Compressor_TRC | Ach | Offices | Miscellaneous | Laboratory equipment | TRC | New | NN4541 | VSD Controlled Compressor | VSD Controlled Compressor | NonEquip | 15 | Others | 0% | Prescriptive_ECM | 20.79% | 0 | 0 | 0 | 0 | 0 | 0 | 0 | 0 | 0 | 0 | 0 | 0 | 0 | 0 | 0 | 0 | 0 | 0 | 0 | 0 | 0 | 0 | 0 | 0 | 0 | 0 | 0 | 0 | 0 | 0 | 0 | 0 | 0 | 0 | 0 | 0 | 0 | 0 | 0 | 0
Offices_New_Engine Block Timer_TRC | Ach | Offices | Miscellaneous | Laboratory equipment | TRC | New | NN4489 | Engine Block Timer | Engine Block Timer | NonEquip | 5 | Others | 0% | Prescriptive_ECM | 36% | 0 | 0 | 0 | 0 | 0 | 0 | 0 | 0 | 0 | 0 | 0 | 0 | 0 | 0 | 0 | 0 | 0 | 0 | 0 | 0 | 0 | 0 | 0 | 0 | 0 | 0 | 0 | 0 | 0 | 0 | 0 | 0 | 0 | 0 | 0 | 0 | 0 | 0 | 0 | 0
Offices_Existing_VSD Controlled Compressor_TRC | Ach | Offices | Miscellaneous | Laboratory equipment | TRC | Existing | NE4528 | VSD Controlled Compressor | VSD Controlled Compressor | NonEquip | 15 | Others | 0% | Prescriptive_ECM_existing | 20.79% | 0 | 0 | 0 | 0 | 0 | 0 | 0 | 0 | 0 | 0 | 0 | 0 | 0 | 0 | 0 | 0 | 0 | 0 | 0 | 0 | 0 | 0 | 0 | 0 | 0 | 0 | 0 | 0 | 0 | 0 | 0 | 0 | 0 | 0 | 0 | 0 | 0 | 0 | 0 | 0
Offices_Existing_Engine Block Timer_TRC | Ach | Offices | Miscellaneous | Laboratory equipment | TRC | Existing | NE4476 | Engine Block Timer | Engine Block Timer | NonEquip | 5 | Others | 0% | Prescriptive_ECM_existing | 36% | 0 | 0 | 0 | 0 | 0 | 0 | 0 | 0 | 0 | 0 | 0 | 0 | 0 | 0 | 0 | 0 | 0 | 0 | 0 | 0 | 0 | 0 | 0 | 0 | 0 | 0 | 0 | 0 | 0 | 0 | 0 | 0 | 0 | 0 | 0 | 0 | 0 | 0 | 0 | 0
Offices_New_Demand Controlled Ventilation_TRC | Ach | Offices | Ventilation and Circulation | Individual room ventilation | TRC | New | NN4957 | Demand Controlled Ventilation | Demand Controlled Ventilation | NonEquip | 10 |  | 17.54% | Prescriptive_all | 22.37% | 46.5073 | 54.2965 | 64.4216 | 67.1528 | 55.8138 | 58.1277 | 50.6636 | 35.0595 | 19.1249 | 8.5329 | 46.5073 | 100.8039 | 165.2255 | 232.3783 | 288.1921 | 346.3198 | 396.9834 | 432.0429 | 451.1678 | 459.7007 | 0.0048421 | 0.010495 | 0.017202 | 0.024194 | 0.030005 | 0.036057 | 0.041332 | 0.044982 | 0.046973 | 0.047862 | 0.027261 | 0.059088 | 0.096849 | 0.13621 | 0.16893 | 0.203 | 0.2327 | 0.25325 | 0.26446 | 0.26946
Offices_Existing_Demand Controlled Ventilation_TRC | Ach | Offices | Ventilation and Circulation | Individual room ventilation | TRC | Existing | NE4944 | Demand Controlled Ventilation | Demand Controlled Ventilation | NonEquip | 10 |  | 23.39% | Prescriptive_all_existing | 22.37% | 305.3727 | 310.7354 | 313.9501 | 316.9071 | 318.8951 | 320.7198 | 322.6137 | 324.1782 | 325.7009 | 326.844 | 305.3727 | 616.1081 | 930.0582 | 1246.9653 | 1565.8604 | 1886.5802 | 2209.1939 | 2533.3721 | 2859.0731 | 3185.9171 | 0.031794 | 0.064146 | 0.096833 | 0.12983 | 0.16303 | 0.19642 | 0.23001 | 0.26376 | 0.29767 | 0.3317 | 0.179 | 0.36114 | 0.54517 | 0.73093 | 0.91785 | 1.1058 | 1.295 | 1.485 | 1.6759 | 1.8675
Offices_New_Dedicated Outdoor Air System on VRF unit_TRC | Ach | Offices | Space Heating | Individual room heating | TRC | New | NN3397 | Dedicated Outdoor Air System on VRF unit | Dedicated Outdoor Air System on VRF unit | NonEquip | 15 | Residential/split system heat pump | 0% | Prescriptive_all | 10% | 0 | 0 | 0 | 0 | 0 | 0 | 0 | 0 | 0 | 0 | 0 | 0 | 0 | 0 | 0 | 0 | 0 | 0 | 0 | 0 | 0 | 0 | 0 | 0 | 0 | 0 | 0 | 0 | 0 | 0 | 0 | 0 | 0 | 0 | 0 | 0 | 0 | 0 | 0 | 0
Offices_New_Ceiling Insulation(R2 to R38)_TRC | Ach | Offices | Space Heating | Individual room heating | TRC | New | NN3189 | Ceiling Insulation(R2 to R38) | Ceiling Insulation(R2 to R38) | NonEquip | 20 |  | 0% | Prescriptive_all | 1.137% | 0 | 0 | 0 | 0 | 0 | 0 | 0 | 0 | 0 | 0 | 0 | 0 | 0 | 0 | 0 | 0 | 0 | 0 | 0 | 0 | 0 | 0 | 0 | 0 | 0 | 0 | 0 | 0 | 0 | 0 | 0 | 0 | 0 | 0 | 0 | 0 | 0 | 0 | 0 | 0
Offices_Existing_Wall Insulation_TRC | Ach | Offices | Space Heating | Individual room heating | TRC | Existing | NE4242 | Wall Insulation | Wall Insulation | NonEquip | 20 |  | 17.1% | Prescriptive_all_existing | 1.61% | 1.1461 | 1.8049 | 2.6987 | 3.807 | 4.9012 | 5.5348 | 5.2118 | 3.9012 | 2.2881 | 1.0894 | 1.1461 | 2.9509 | 5.6497 | 9.4567 | 14.3579 | 19.8927 | 25.1044 | 29.0056 | 31.2937 | 32.3831 | 0 | 0 | 0 | 0 | 0 | 0 | 0 | 0 | 0 | 0 | 0.00051696 | 0.0013311 | 0.0025484 | 0.0042657 | 0.0064765 | 0.0089731 | 0.011324 | 0.013084 | 0.014116 | 0.014607
Offices_Existing_Dedicated Outdoor Air System on VRF unit_TRC | Ach | Offices | Space Heating | Individual room heating | TRC | Existing | NE3384 | Dedicated Outdoor Air System on VRF unit | Dedicated Outdoor Air System on VRF unit | NonEquip | 15 | Residential/split system heat pump | 0% | Prescriptive_all_existing | 10% | 0 | 0 | 0 | 0 | 0 | 0 | 0 | 0 | 0 | 0 | 0 | 0 | 0 | 0 | 0 | 0 | 0 | 0 | 0 | 0 | 0 | 0 | 0 | 0 | 0 | 0 | 0 | 0 | 0 | 0 | 0 | 0 | 0 | 0 | 0 | 0 | 0 | 0 | 0 | 0
Offices_Existing_Ceiling Insulation(R2 to R38)_TRC | Ach | Offices | Space Heating | Individual room heating | TRC | Existing | NE3176 | Ceiling Insulation(R2 to R38) | Ceiling Insulation(R2 to R38) | NonEquip | 20 |  | 45.6% | Prescriptive_all_existing | 1.254% | 2.2589 | 2.3183 | 2.3423 | 2.3644 | 2.3792 | 2.3928 | 2.407 | 2.4186 | 2.43 | 2.4385 | 2.2589 | 4.5772 | 6.9195 | 9.2839 | 11.6631 | 14.0559 | 16.4629 | 18.8815 | 21.3115 | 23.75 | 0 | 0 | 0 | 0 | 0 | 0 | 0 | 0 | 0 | 0 | 0.0010189 | 0.0020647 | 0.0031213 | 0.0041878 | 0.005261 | 0.0063403 | 0.0074261 | 0.008517 | 0.0096132 | 0.010713
Offices_New_HVAC tune-up_RTU_TRC | Ach | Offices | Space Cooling | Individual room air conditioners | TRC | New | NN3917 | HVAC tune-up_RTU | HVAC tune-up_RTU | NonEquip | 5 | Packaged air conditioning units (RTUs) | 0% | Prescriptive_package HP | 5% | 0 | 0 | 0 | 0 | 0 | 0 | 0 | 0 | 0 | 0 | 0 | 0 | 0 | 0 | 0 | 0 | 0 | 0 | 0 | 0 | 0 | 0 | 0 | 0 | 0 | 0 | 0 | 0 | 0 | 0 | 0 | 0 | 0 | 0 | 0 | 0 | 0 | 0 | 0 | 0
Offices_New_HVAC tune-up_TRC | Ach | Offices | Space Cooling | Individual room air conditioners | TRC | New | NN3891 | HVAC tune-up | HVAC tune-up | NonEquip | 5 | Residential-type central air conditioners | 0% | Prescriptive_all | 5% | 0 | 0 | 0 | 0 | 0 | 0 | 0 | 0 | 0 | 0 | 0 | 0 | 0 | 0 | 0 | 0 | 0 | 0 | 0 | 0 | 0 | 0 | 0 | 0 | 0 | 0 | 0 | 0 | 0 | 0 | 0 | 0 | 0 | 0 | 0 | 0 | 0 | 0 | 0 | 0
Offices_New_Dedicated Outdoor Air System on VRF unit_TRC | Ach | Offices | Space Cooling | Individual room air conditioners | TRC | New | NN3423 | Dedicated Outdoor Air System on VRF unit | Dedicated Outdoor Air System on VRF unit | NonEquip | 15 | Residential-type central air conditioners | 0% | Prescriptive_all | 17.5% | 0 | 0 | 0 | 0 | 0 | 0 | 0 | 0 | 0 | 0 | 0 | 0 | 0 | 0 | 0 | 0 | 0 | 0 | 0 | 0 | 0 | 0 | 0 | 0 | 0 | 0 | 0 | 0 | 0 | 0 | 0 | 0 | 0 | 0 | 0 | 0 | 0 | 0 | 0 | 0
Offices_New_Chilled Water System - Variable Speed Drives_TRC | Ach | Offices | Space Cooling | Individual room air conditioners | TRC | New | NN3319 | Chilled Water System - Variable Speed Drives | Chilled Water System - Variable Speed Drives | NonEquip | 13 | Central chillers inside | 0% | Prescriptive_all | 24.74% | 0 | 0 | 0 | 0 | 0 | 0 | 0 | 0 | 0 | 0 | 0 | 0 | 0 | 0 | 0 | 0 | 0 | 0 | 0 | 0 | 0 | 0 | 0 | 0 | 0 | 0 | 0 | 0 | 0 | 0 | 0 | 0 | 0 | 0 | 0 | 0 | 0 | 0 | 0 | 0
Offices_New_Ceiling Insulation(R2 to R38)_TRC | Ach | Offices | Space Cooling | Individual room air conditioners | TRC | New | NN3215 | Ceiling Insulation(R2 to R38) | Ceiling Insulation(R2 to R38) | NonEquip | 20 |  | 0% | Prescriptive_all | 3.244% | 0 | 0 | 0 | 0 | 0 | 0 | 0 | 0 | 0 | 0 | 0 | 0 | 0 | 0 | 0 | 0 | 0 | 0 | 0 | 0 | 0 | 0 | 0 | 0 | 0 | 0 | 0 | 0 | 0 | 0 | 0 | 0 | 0 | 0 | 0 | 0 | 0 | 0 | 0 | 0
Offices_Existing_Wall Insulation_TRC | Ach | Offices | Space Cooling | Individual room air conditioners | TRC | Existing | NE4216 | Wall Insulation | Wall Insulation | NonEquip | 20 |  | 17.1% | Prescriptive_all_existing | 28.52% | 12681.9944 | 20159.4973 | 30138.0834 | 42505.5988 | 54710.9235 | 61775.6397 | 58174.7159 | 43556.7182 | 25554.6316 | 12169.8643 | 12681.9944 | 32841.4917 | 62979.5751 | 105485.1739 | 160196.0973 | 221971.7371 | 280146.453 | 323703.1711 | 349257.8027 | 361427.667 | 0.25377 | 0.65717 | 1.2602 | 2.1108 | 3.2056 | 4.4417 | 5.6058 | 6.4774 | 6.9888 | 7.2323 | 0 | 0 | 0 | 0 | 0 | 0 | 0 | 0 | 0 | 0
Offices_Existing_HVAC tune-up_RTU_TRC | Ach | Offices | Space Cooling | Individual room air conditioners | TRC | Existing | NE3904 | HVAC tune-up_RTU | HVAC tune-up_RTU | NonEquip | 5 | Packaged air conditioning units (RTUs) | 0% | Prescriptive_package HP_existing | 5% | 0 | 0 | 0 | 0 | 0 | 0 | 0 | 0 | 0 | 0 | 0 | 0 | 0 | 0 | 0 | 0 | 0 | 0 | 0 | 0 | 0 | 0 | 0 | 0 | 0 | 0 | 0 | 0 | 0 | 0 | 0 | 0 | 0 | 0 | 0 | 0 | 0 | 0 | 0 | 0
Offices_Existing_HVAC tune-up_TRC | Ach | Offices | Space Cooling | Individual room air conditioners | TRC | Existing | NE3878 | HVAC tune-up | HVAC tune-up | NonEquip | 5 | Residential-type central air conditioners | 0% | Prescriptive_all_existing | 5% | 0 | 0 | 0 | 0 | 0 | 0 | 0 | 0 | 0 | 0 | 0 | 0 | 0 | 0 | 0 | 0 | 0 | 0 | 0 | 0 | 0 | 0 | 0 | 0 | 0 | 0 | 0 | 0 | 0 | 0 | 0 | 0 | 0 | 0 | 0 | 0 | 0 | 0 | 0 | 0
Offices_Existing_Dedicated Outdoor Air System on VRF unit_TRC | Ach | Offices | Space Cooling | Individual room air conditioners | TRC | Existing | NE3410 | Dedicated Outdoor Air System on VRF unit | Dedicated Outdoor Air System on VRF unit | NonEquip | 15 | Residential-type central air conditioners | 0% | Prescriptive_all_existing | 17.5% | 0 | 0 | 0 | 0 | 0 | 0 | 0 | 0 | 0 | 0 | 0 | 0 | 0 | 0 | 0 | 0 | 0 | 0 | 0 | 0 | 0 | 0 | 0 | 0 | 0 | 0 | 0 | 0 | 0 | 0 | 0 | 0 | 0 | 0 | 0 | 0 | 0 | 0 | 0 | 0
Offices_Existing_Chilled Water System - Variable Speed Drives_TRC | Ach | Offices | Space Cooling | Individual room air conditioners | TRC | Existing | NE3306 | Chilled Water System - Variable Speed Drives | Chilled Water System - Variable Speed Drives | NonEquip | 13 | Central chillers inside | 0% | Prescriptive_all_existing | 24.74% | 0 | 0 | 0 | 0 | 0 | 0 | 0 | 0 | 0 | 0 | 0 | 0 | 0 | 0 | 0 | 0 | 0 | 0 | 0 | 0 | 0 | 0 | 0 | 0 | 0 | 0 | 0 | 0 | 0 | 0 | 0 | 0 | 0 | 0 | 0 | 0 | 0 | 0 | 0 | 0
Offices_Existing_Ceiling Insulation(R2 to R38)_TRC | Ach | Offices | Space Cooling | Individual room air conditioners | TRC | Existing | NE3202 | Ceiling Insulation(R2 to R38) | Ceiling Insulation(R2 to R38) | NonEquip | 20 |  | 45.6% | Prescriptive_all_existing | 3.244% | 3650.3674 | 5803.4266 | 8677.5535 | 12241.145 | 15759.5037 | 17796.6325 | 16758.0867 | 12543.8726 | 7357.1222 | 3502.8561 | 3650.3674 | 9453.7941 | 18131.3475 | 30372.4925 | 46131.9963 | 63928.6287 | 80686.7154 | 93230.588 | 100587.7102 | 104090.5663 | 0.073045 | 0.18917 | 0.36282 | 0.60777 | 0.92312 | 1.2792 | 1.6146 | 1.8656 | 2.0128 | 2.0829 | 0 | 0 | 0 | 0 | 0 | 0 | 0 | 0 | 0 | 0
Offices_New_Interior Lighting Controls_TRC | Ach | Offices | Interior Lighting | High bay | TRC | New | NN4437 | Interior Lighting Controls | Interior Lighting Controls | NonEquip | 8 | Overhead (fluorescent/LED/CFL U-shape) | 0% | Prescriptive_lighting control | 28% | 0 | 0 | 0 | 0 | 0 | 0 | 0 | 0 | 0 | 0 | 0 | 0 | 0 | 0 | 0 | 0 | 0 | 0 | 0 | 0 | 0 | 0 | 0 | 0 | 0 | 0 | 0 | 0 | 0 | 0 | 0 | 0 | 0 | 0 | 0 | 0 | 0 | 0 | 0 | 0
Offices_Existing_Interior Lighting Controls_TRC | Ach | Offices | Interior Lighting | High bay | TRC | Existing | NE4424 | Interior Lighting Controls | Interior Lighting Controls | NonEquip | 8 | Overhead (fluorescent/LED/CFL U-shape) | 0% | Prescriptive_lighting control_existing | 28% | 0 | 0 | 0 | 0 | 0 | 0 | 0 | 0 | 0 | 0 | 0 | 0 | 0 | 0 | 0 | 0 | 0 | 0 | 0 | 0 | 0 | 0 | 0 | 0 | 0 | 0 | 0 | 0 | 0 | 0 | 0 | 0 | 0 | 0 | 0 | 0 | 0 | 0 | 0 | 0
Offices_Turnover_High Bay LED_TRC | Ach | Offices | Interior Lighting | High bay | TRC | Turnover | ET1531 | High Bay LED | High Bay LED | Equip | 15 | High bay | 0% | Prescriptive_lighting | 64.78% | 0 | 0 | 0 | 0 | 0 | 0 | 0 | 0 | 0 | 0 | 0 | 0 | 0 | 0 | 0 | 0 | 0 | 0 | 0 | 0 | 0 | 0 | 0 | 0 | 0 | 0 | 0 | 0 | 0 | 0 | 0 | 0 | 0 | 0 | 0 | 0 | 0 | 0 | 0 | 0
Offices_New_High Bay LED_TRC | Ach | Offices | Interior Lighting | High bay | TRC | New | EN1557 | High Bay LED | High Bay LED | Equip | 15 | High bay | 0% | Prescriptive_lighting | 64.78% | 0 | 0 | 0 | 0 | 0 | 0 | 0 | 0 | 0 | 0 | 0 | 0 | 0 | 0 | 0 | 0 | 0 | 0 | 0 | 0 | 0 | 0 | 0 | 0 | 0 | 0 | 0 | 0 | 0 | 0 | 0 | 0 | 0 | 0 | 0 | 0 | 0 | 0 | 0 | 0
Offices_New_Dedicated Outdoor Air System on VRF unit_TRC | Ach | Offices | Space Heating | Forced air furnace | TRC | New | NN3397 | Dedicated Outdoor Air System on VRF unit | Dedicated Outdoor Air System on VRF unit | NonEquip | 15 | Residential/split system heat pump | 0% | Prescriptive_all | 10% | 0 | 0 | 0 | 0 | 0 | 0 | 0 | 0 | 0 | 0 | 0 | 0 | 0 | 0 | 0 | 0 | 0 | 0 | 0 | 0 | 0 | 0 | 0 | 0 | 0 | 0 | 0 | 0 | 0 | 0 | 0 | 0 | 0 | 0 | 0 | 0 | 0 | 0 | 0 | 0
Offices_New_Ceiling Insulation(R2 to R38)_TRC | Ach | Offices | Space Heating | Forced air furnace | TRC | New | NN3189 | Ceiling Insulation(R2 to R38) | Ceiling Insulation(R2 to R38) | NonEquip | 20 |  | 0% | Prescriptive_all | 1.137% | 0 | 0 | 0 | 0 | 0 | 0 | 0 | 0 | 0 | 0 | 0 | 0 | 0 | 0 | 0 | 0 | 0 | 0 | 0 | 0 | 0 | 0 | 0 | 0 | 0 | 0 | 0 | 0 | 0 | 0 | 0 | 0 | 0 | 0 | 0 | 0 | 0 | 0 | 0 | 0
Offices_Existing_Wall Insulation_TRC | Ach | Offices | Space Heating | Forced air furnace | TRC | Existing | NE4242 | Wall Insulation | Wall Insulation | NonEquip | 20 |  | 17.1% | Prescriptive_all_existing | 1.61% | 182.7493 | 287.8049 | 430.3392 | 607.0657 | 781.5489 | 882.5747 | 831.0709 | 622.0786 | 364.8561 | 173.7144 | 182.7493 | 470.5541 | 900.8934 | 1507.9591 | 2289.508 | 3172.0827 | 4003.1536 | 4625.2322 | 4990.0883 | 5163.8027 | 0 | 0 | 0 | 0 | 0 | 0 | 0 | 0 | 0 | 0 | 0.082434 | 0.21226 | 0.40637 | 0.68021 | 1.0327 | 1.4309 | 1.8057 | 2.0863 | 2.2509 | 2.3293
Offices_Existing_Dedicated Outdoor Air System on VRF unit_TRC | Ach | Offices | Space Heating | Forced air furnace | TRC | Existing | NE3384 | Dedicated Outdoor Air System on VRF unit | Dedicated Outdoor Air System on VRF unit | NonEquip | 15 | Residential/split system heat pump | 0% | Prescriptive_all_existing | 10% | 0 | 0 | 0 | 0 | 0 | 0 | 0 | 0 | 0 | 0 | 0 | 0 | 0 | 0 | 0 | 0 | 0 | 0 | 0 | 0 | 0 | 0 | 0 | 0 | 0 | 0 | 0 | 0 | 0 | 0 | 0 | 0 | 0 | 0 | 0 | 0 | 0 | 0 | 0 | 0
Offices_Existing_Ceiling Insulation(R2 to R38)_TRC | Ach | Offices | Space Heating | Forced air furnace | TRC | Existing | NE3176 | Ceiling Insulation(R2 to R38) | Ceiling Insulation(R2 to R38) | NonEquip | 20 |  | 45.6% | Prescriptive_all_existing | 1.254% | 360.2022 | 369.6808 | 373.5053 | 377.0232 | 379.3884 | 381.5591 | 383.8123 | 385.6736 | 387.4852 | 388.8451 | 360.2022 | 729.883 | 1103.3883 | 1480.4115 | 1859.7998 | 2241.3589 | 2625.1713 | 3010.8449 | 3398.3301 | 3787.1752 | 0 | 0 | 0 | 0 | 0 | 0 | 0 | 0 | 0 | 0 | 0.16248 | 0.32923 | 0.49771 | 0.66778 | 0.83892 | 1.011 | 1.1842 | 1.3581 | 1.5329 | 1.7083
Offices_New_Outdoor Lighting Controls_TRC | Ach | Offices | Exterior Lighting | Exterior parking/lot lighting | TRC | New | NN2981 | Outdoor Lighting Controls | Outdoor Lighting Controls | NonEquip | 8 | Exterior parking/lot lighting | 30.95% | Prescriptive_lighting control | 28% | 4397.1822 | 5067.7007 | 5897.9827 | 5966.3116 | 4742.3338 | 4634.5104 | 3717.9744 | 2341.7387 | 1171.736 | 492.0326 | 4397.1822 | 9464.8828 | 15362.8656 | 21329.1772 | 26071.511 | 30706.0214 | 34423.9958 | 36765.7345 | 37937.4705 | 38429.5031 | 0 | 0 | 0 | 0 | 0 | 0 | 0 | 0 | 0 | 0 | 0 | 0 | 0 | 0 | 0 | 0 | 0 | 0 | 0 | 0
Offices_New_Bi-Level Lighting Control (Exterior)_TRC | Ach | Offices | Exterior Lighting | Exterior parking/lot lighting | TRC | New | NN2955 | Bi-Level Lighting Control (Exterior) | Bi-Level Lighting Control (Exterior) | NonEquip | 9 | Exterior parking/lot lighting | 13.75% | Prescriptive_lighting control | 31% | 2319.6295 | 2658.028 | 3069.7988 | 3077.8708 | 2427.8212 | 2367.2236 | 1910.6554 | 1218.088 | 616.6865 | 260.8859 | 2319.6295 | 4977.6575 | 8047.4563 | 11125.3271 | 13553.1483 | 15920.3719 | 17831.0273 | 19049.1153 | 19665.8018 | 19926.6878 | 0 | 0 | 0 | 0 | 0 | 0 | 0 | 0 | 0 | 0 | 0 | 0 | 0 | 0 | 0 | 0 | 0 | 0 | 0 | 0
Offices_Existing_Outdoor Lighting Controls_TRC | Ach | Offices | Exterior Lighting | Exterior parking/lot lighting | TRC | Existing | NE2968 | Outdoor Lighting Controls | Outdoor Lighting Controls | NonEquip | 8 | Exterior parking/lot lighting | 30.95% | Prescriptive_lighting control_existing | 28% | 27390.1239 | 41749.2861 | 61274.674 | 83938.5466 | 103413.4856 | 109654.9634 | 95102.3713 | 64834.5613 | 34903.2678 | 15650.7818 | 27390.1239 | 69139.4099 | 130414.0839 | 214352.6305 | 317766.1162 | 427421.0796 | 522523.4509 | 587358.0121 | 622261.2799 | 637912.0617 | 0 | 0 | 0 | 0 | 0 | 0 | 0 | 0 | 0 | 0 | 0 | 0 | 0 | 0 | 0 | 0 | 0 | 0 | 0 | 0
Offices_Existing_Bi-Level Lighting Control (Exterior)_TRC | Ach | Offices | Exterior Lighting | Exterior parking/lot lighting | TRC | Existing | NE2942 | Bi-Level Lighting Control (Exterior) | Bi-Level Lighting Control (Exterior) | NonEquip | 9 | Exterior parking/lot lighting | 13.75% | Prescriptive_lighting control_existing | 31% | 14589.4641 | 22222.1579 | 32584.2628 | 44587.9679 | 54882.2297 | 58178.6597 | 50494.6512 | 34474.7329 | 18586.0281 | 8341.7258 | 14589.4641 | 36811.622 | 69395.8848 | 113983.8527 | 168866.0824 | 227044.7421 | 277539.3934 | 312014.1263 | 330600.1544 | 338941.8801 | 0 | 0 | 0 | 0 | 0 | 0 | 0 | 0 | 0 | 0 | 0 | 0 | 0 | 0 | 0 | 0 | 0 | 0 | 0 | 0
Offices_Turnover_High Efficiency HID Lighting_TRC | Ach | Offices | Exterior Lighting | Exterior parking/lot lighting | TRC | Turnover | ET517 | High Efficiency HID Lighting | High Efficiency HID Lighting | Equip | 13 | Exterior parking/lot lighting | 6.728% | Prescriptive_lighting | 34.18% | 19938.5728 | 20989.9397 | 19994.9113 | 15163.6286 | 8977.8558 | 4300.3063 | 1799.5613 | 702.4199 | 266.4337 | 98.1487 | 19938.5728 | 40928.5124 | 60923.4238 | 76087.0524 | 85064.9082 | 89365.2145 | 91164.7758 | 91867.1957 | 92133.6294 | 92231.7781 | 0 | 0 | 0 | 0 | 0 | 0 | 0 | 0 | 0 | 0 | 0 | 0 | 0 | 0 | 0 | 0 | 0 | 0 | 0 | 0
Offices_New_High Efficiency HID Lighting_TRC | Ach | Offices | Exterior Lighting | Exterior parking/lot lighting | TRC | New | EN543 | High Efficiency HID Lighting | High Efficiency HID Lighting | Equip | 13 | Exterior parking/lot lighting | 94.94% | Prescriptive_lighting | 34.18% | 93813.0962 | 77308.1293 | 55225.5842 | 28940.5423 | 10420.2462 | 4527.5397 | 1839.9834 | 727.3942 | 279.2564 | 99.4747 | 93813.0962 | 171121.2255 | 226346.8097 | 255287.352 | 265707.5982 | 270235.1379 | 272075.1213 | 272802.5155 | 273081.772 | 273181.2467 | 0 | 0 | 0 | 0 | 0 | 0 | 0 | 0 | 0 | 0 | 0 | 0 | 0 | 0 | 0 | 0 | 0 | 0 | 0 | 0
Offices_New_Outdoor Lighting Controls_TRC | Ach | Offices | Exterior Lighting | Exterior marquis | TRC | New | NN2981 | Outdoor Lighting Controls | Outdoor Lighting Controls | NonEquip | 8 | Exterior parking/lot lighting | 0% | Prescriptive_lighting control | 28% | 0 | 0 | 0 | 0 | 0 | 0 | 0 | 0 | 0 | 0 | 0 | 0 | 0 | 0 | 0 | 0 | 0 | 0 | 0 | 0 | 0 | 0 | 0 | 0 | 0 | 0 | 0 | 0 | 0 | 0 | 0 | 0 | 0 | 0 | 0 | 0 | 0 | 0 | 0 | 0
Offices_New_Bi-Level Lighting Control (Exterior)_TRC | Ach | Offices | Exterior Lighting | Exterior marquis | TRC | New | NN2955 | Bi-Level Lighting Control (Exterior) | Bi-Level Lighting Control (Exterior) | NonEquip | 9 | Exterior parking/lot lighting | 0% | Prescriptive_lighting control | 31% | 0 | 0 | 0 | 0 | 0 | 0 | 0 | 0 | 0 | 0 | 0 | 0 | 0 | 0 | 0 | 0 | 0 | 0 | 0 | 0 | 0 | 0 | 0 | 0 | 0 | 0 | 0 | 0 | 0 | 0 | 0 | 0 | 0 | 0 | 0 | 0 | 0 | 0 | 0 | 0
Offices_Existing_Outdoor Lighting Controls_TRC | Ach | Offices | Exterior Lighting | Exterior marquis | TRC | Existing | NE2968 | Outdoor Lighting Controls | Outdoor Lighting Controls | NonEquip | 8 | Exterior parking/lot lighting | 0% | Prescriptive_lighting control_existing | 28% | 0 | 0 | 0 | 0 | 0 | 0 | 0 | 0 | 0 | 0 | 0 | 0 | 0 | 0 | 0 | 0 | 0 | 0 | 0 | 0 | 0 | 0 | 0 | 0 | 0 | 0 | 0 | 0 | 0 | 0 | 0 | 0 | 0 | 0 | 0 | 0 | 0 | 0 | 0 | 0
Offices_Existing_Bi-Level Lighting Control (Exterior)_TRC | Ach | Offices | Exterior Lighting | Exterior marquis | TRC | Existing | NE2942 | Bi-Level Lighting Control (Exterior) | Bi-Level Lighting Control (Exterior) | NonEquip | 9 | Exterior parking/lot lighting | 0% | Prescriptive_lighting control_existing | 31% | 0 | 0 | 0 | 0 | 0 | 0 | 0 | 0 | 0 | 0 | 0 | 0 | 0 | 0 | 0 | 0 | 0 | 0 | 0 | 0 | 0 | 0 | 0 | 0 | 0 | 0 | 0 | 0 | 0 | 0 | 0 | 0 | 0 | 0 | 0 | 0 | 0 | 0 | 0 | 0
Offices_Turnover_LED Exterior Lighting_TRC | Ach | Offices | Exterior Lighting | Exterior marquis | TRC | Turnover | ET634 | LED Exterior Lighting | LED Exterior Lighting | Equip | 13 | Exterior marquis | 4.268% | Prescriptive_lighting | 60.51% | 126.3767 | 133.0406 | 126.7338 | 96.1117 | 56.9044 | 27.2566 | 11.4062 | 4.4522 | 1.6887 | 0.6221 | 126.3767 | 259.4173 | 386.1512 | 482.2628 | 539.1672 | 566.4239 | 577.83 | 582.2822 | 583.9709 | 584.593 | 0 | 0 | 0 | 0 | 0 | 0 | 0 | 0 | 0 | 0 | 0 | 0 | 0 | 0 | 0 | 0 | 0 | 0 | 0 | 0
Offices_New_LED Exterior Lighting_TRC | Ach | Offices | Exterior Lighting | Exterior marquis | TRC | New | EN660 | LED Exterior Lighting | LED Exterior Lighting | Equip | 13 | Exterior marquis | 4.624% | Prescriptive_lighting | 60.51% | 38.9213 | 33.3838 | 25.1943 | 14.0961 | 5.3793 | 2.379 | 0.92258 | 0.33332 | 0.11774 | 0.040697 | 38.9213 | 72.3051 | 97.4994 | 111.5955 | 116.9748 | 119.3538 | 120.2764 | 120.6097 | 120.7274 | 120.7681 | 0 | 0 | 0 | 0 | 0 | 0 | 0 | 0 | 0 | 0 | 0 | 0 | 0 | 0 | 0 | 0 | 0 | 0 | 0 | 0
Offices_New_VSD Controlled Compressor_TRC | Ach | Offices | Miscellaneous | Elevators/Escalators | TRC | New | NN4541 | VSD Controlled Compressor | VSD Controlled Compressor | NonEquip | 15 | Others | 0% | Prescriptive_ECM | 20.79% | 0 | 0 | 0 | 0 | 0 | 0 | 0 | 0 | 0 | 0 | 0 | 0 | 0 | 0 | 0 | 0 | 0 | 0 | 0 | 0 | 0 | 0 | 0 | 0 | 0 | 0 | 0 | 0 | 0 | 0 | 0 | 0 | 0 | 0 | 0 | 0 | 0 | 0 | 0 | 0
Offices_New_Engine Block Timer_TRC | Ach | Offices | Miscellaneous | Elevators/Escalators | TRC | New | NN4489 | Engine Block Timer | Engine Block Timer | NonEquip | 5 | Others | 0% | Prescriptive_ECM | 36% | 0 | 0 | 0 | 0 | 0 | 0 | 0 | 0 | 0 | 0 | 0 | 0 | 0 | 0 | 0 | 0 | 0 | 0 | 0 | 0 | 0 | 0 | 0 | 0 | 0 | 0 | 0 | 0 | 0 | 0 | 0 | 0 | 0 | 0 | 0 | 0 | 0 | 0 | 0 | 0
Offices_Existing_VSD Controlled Compressor_TRC | Ach | Offices | Miscellaneous | Elevators/Escalators | TRC | Existing | NE4528 | VSD Controlled Compressor | VSD Controlled Compressor | NonEquip | 15 | Others | 0% | Prescriptive_ECM_existing | 20.79% | 0 | 0 | 0 | 0 | 0 | 0 | 0 | 0 | 0 | 0 | 0 | 0 | 0 | 0 | 0 | 0 | 0 | 0 | 0 | 0 | 0 | 0 | 0 | 0 | 0 | 0 | 0 | 0 | 0 | 0 | 0 | 0 | 0 | 0 | 0 | 0 | 0 | 0 | 0 | 0
Offices_Existing_Engine Block Timer_TRC | Ach | Offices | Miscellaneous | Elevators/Escalators | TRC | Existing | NE4476 | Engine Block Timer | Engine Block Timer | NonEquip | 5 | Others | 0% | Prescriptive_ECM_existing | 36% | 0 | 0 | 0 | 0 | 0 | 0 | 0 | 0 | 0 | 0 | 0 | 0 | 0 | 0 | 0 | 0 | 0 | 0 | 0 | 0 | 0 | 0 | 0 | 0 | 0 | 0 | 0 | 0 | 0 | 0 | 0 | 0 | 0 | 0 | 0 | 0 | 0 | 0 | 0 | 0
Offices_New_Network PC Power Management_TRC | Ach | Offices | Office Equipment | Document production | TRC | New | NN4567 | Network PC Power Management | Network PC Power Management | NonEquip | 5 | Computers | 0% | Prescriptive_all | 56.5% | 0 | 0 | 0 | 0 | 0 | 0 | 0 | 0 | 0 | 0 | 0 | 0 | 0 | 0 | 0 | 0 | 0 | 0 | 0 | 0 | 0 | 0 | 0 | 0 | 0 | 0 | 0 | 0 | 0 | 0 | 0 | 0 | 0 | 0 | 0 | 0 | 0 | 0 | 0 | 0
Offices_Existing_Network PC Power Management_TRC | Ach | Offices | Office Equipment | Document production | TRC | Existing | NE4554 | Network PC Power Management | Network PC Power Management | NonEquip | 5 | Computers | 0% | Prescriptive_all_existing | 56.5% | 0 | 0 | 0 | 0 | 0 | 0 | 0 | 0 | 0 | 0 | 0 | 0 | 0 | 0 | 0 | 0 | 0 | 0 | 0 | 0 | 0 | 0 | 0 | 0 | 0 | 0 | 0 | 0 | 0 | 0 | 0 | 0 | 0 | 0 | 0 | 0 | 0 | 0 | 0 | 0
Offices_New_HVAC tune-up_RTU_TRC | Ach | Offices | Space Cooling | District chilled water piped | TRC | New | NN3917 | HVAC tune-up_RTU | HVAC tune-up_RTU | NonEquip | 5 | Packaged air conditioning units (RTUs) | 0% | Prescriptive_package HP | 5% | 0 | 0 | 0 | 0 | 0 | 0 | 0 | 0 | 0 | 0 | 0 | 0 | 0 | 0 | 0 | 0 | 0 | 0 | 0 | 0 | 0 | 0 | 0 | 0 | 0 | 0 | 0 | 0 | 0 | 0 | 0 | 0 | 0 | 0 | 0 | 0 | 0 | 0 | 0 | 0
Offices_New_HVAC tune-up_TRC | Ach | Offices | Space Cooling | District chilled water piped | TRC | New | NN3891 | HVAC tune-up | HVAC tune-up | NonEquip | 5 | Residential-type central air conditioners | 0% | Prescriptive_all | 5% | 0 | 0 | 0 | 0 | 0 | 0 | 0 | 0 | 0 | 0 | 0 | 0 | 0 | 0 | 0 | 0 | 0 | 0 | 0 | 0 | 0 | 0 | 0 | 0 | 0 | 0 | 0 | 0 | 0 | 0 | 0 | 0 | 0 | 0 | 0 | 0 | 0 | 0 | 0 | 0
Offices_New_Dedicated Outdoor Air System on VRF unit_TRC | Ach | Offices | Space Cooling | District chilled water piped | TRC | New | NN3423 | Dedicated Outdoor Air System on VRF unit | Dedicated Outdoor Air System on VRF unit | NonEquip | 15 | Residential-type central air conditioners | 0% | Prescriptive_all | 17.5% | 0 | 0 | 0 | 0 | 0 | 0 | 0 | 0 | 0 | 0 | 0 | 0 | 0 | 0 | 0 | 0 | 0 | 0 | 0 | 0 | 0 | 0 | 0 | 0 | 0 | 0 | 0 | 0 | 0 | 0 | 0 | 0 | 0 | 0 | 0 | 0 | 0 | 0 | 0 | 0
Offices_New_Chilled Water System - Variable Speed Drives_TRC | Ach | Offices | Space Cooling | District chilled water piped | TRC | New | NN3319 | Chilled Water System - Variable Speed Drives | Chilled Water System - Variable Speed Drives | NonEquip | 13 | Central chillers inside | 0% | Prescriptive_all | 24.74% | 0 | 0 | 0 | 0 | 0 | 0 | 0 | 0 | 0 | 0 | 0 | 0 | 0 | 0 | 0 | 0 | 0 | 0 | 0 | 0 | 0 | 0 | 0 | 0 | 0 | 0 | 0 | 0 | 0 | 0 | 0 | 0 | 0 | 0 | 0 | 0 | 0 | 0 | 0 | 0
Offices_New_Ceiling Insulation(R2 to R38)_TRC | Ach | Offices | Space Cooling | District chilled water piped | TRC | New | NN3215 | Ceiling Insulation(R2 to R38) | Ceiling Insulation(R2 to R38) | NonEquip | 20 |  | 0% | Prescriptive_all | 3.244% | 0 | 0 | 0 | 0 | 0 | 0 | 0 | 0 | 0 | 0 | 0 | 0 | 0 | 0 | 0 | 0 | 0 | 0 | 0 | 0 | 0 | 0 | 0 | 0 | 0 | 0 | 0 | 0 | 0 | 0 | 0 | 0 | 0 | 0 | 0 | 0 | 0 | 0 | 0 | 0
Offices_Existing_Wall Insulation_TRC | Ach | Offices | Space Cooling | District chilled water piped | TRC | Existing | NE4216 | Wall Insulation | Wall Insulation | NonEquip | 20 |  | 17.1% | Prescriptive_all_existing | 28.52% | 4693.7404 | 7199.4454 | 10763.0405 | 15179.7801 | 19538.5976 | 22061.5791 | 20775.6018 | 15555.1603 | 9126.1787 | 4346.1537 | 4693.7404 | 11893.1858 | 22656.2262 | 37836.0064 | 57374.6039 | 79436.183 | 100211.7849 | 115766.9452 | 124893.1239 | 129239.2775 | 0.093924 | 0.23799 | 0.45336 | 0.75711 | 1.1481 | 1.5895 | 2.0053 | 2.3165 | 2.4992 | 2.5861 | 0 | 0 | 0 | 0 | 0 | 0 | 0 | 0 | 0 | 0
Offices_Existing_HVAC tune-up_RTU_TRC | Ach | Offices | Space Cooling | District chilled water piped | TRC | Existing | NE3904 | HVAC tune-up_RTU | HVAC tune-up_RTU | NonEquip | 5 | Packaged air conditioning units (RTUs) | 0% | Prescriptive_package HP_existing | 5% | 0 | 0 | 0 | 0 | 0 | 0 | 0 | 0 | 0 | 0 | 0 | 0 | 0 | 0 | 0 | 0 | 0 | 0 | 0 | 0 | 0 | 0 | 0 | 0 | 0 | 0 | 0 | 0 | 0 | 0 | 0 | 0 | 0 | 0 | 0 | 0 | 0 | 0 | 0 | 0
Offices_Existing_HVAC tune-up_TRC | Ach | Offices | Space Cooling | District chilled water piped | TRC | Existing | NE3878 | HVAC tune-up | HVAC tune-up | NonEquip | 5 | Residential-type central air conditioners | 0% | Prescriptive_all_existing | 5% | 0 | 0 | 0 | 0 | 0 | 0 | 0 | 0 | 0 | 0 | 0 | 0 | 0 | 0 | 0 | 0 | 0 | 0 | 0 | 0 | 0 | 0 | 0 | 0 | 0 | 0 | 0 | 0 | 0 | 0 | 0 | 0 | 0 | 0 | 0 | 0 | 0 | 0 | 0 | 0
Offices_Existing_Dedicated Outdoor Air System on VRF unit_TRC | Ach | Offices | Space Cooling | District chilled water piped | TRC | Existing | NE3410 | Dedicated Outdoor Air System on VRF unit | Dedicated Outdoor Air System on VRF unit | NonEquip | 15 | Residential-type central air conditioners | 0% | Prescriptive_all_existing | 17.5% | 0 | 0 | 0 | 0 | 0 | 0 | 0 | 0 | 0 | 0 | 0 | 0 | 0 | 0 | 0 | 0 | 0 | 0 | 0 | 0 | 0 | 0 | 0 | 0 | 0 | 0 | 0 | 0 | 0 | 0 | 0 | 0 | 0 | 0 | 0 | 0 | 0 | 0 | 0 | 0
Offices_Existing_Chilled Water System - Variable Speed Drives_TRC | Ach | Offices | Space Cooling | District chilled water piped | TRC | Existing | NE3306 | Chilled Water System - Variable Speed Drives | Chilled Water System - Variable Speed Drives | NonEquip | 13 | Central chillers inside | 0% | Prescriptive_all_existing | 24.74% | 0 | 0 | 0 | 0 | 0 | 0 | 0 | 0 | 0 | 0 | 0 | 0 | 0 | 0 | 0 | 0 | 0 | 0 | 0 | 0 | 0 | 0 | 0 | 0 | 0 | 0 | 0 | 0 | 0 | 0 | 0 | 0 | 0 | 0 | 0 | 0 | 0 | 0 | 0 | 0
Offices_Existing_Ceiling Insulation(R2 to R38)_TRC | Ach | Offices | Space Cooling | District chilled water piped | TRC | Existing | NE3202 | Ceiling Insulation(R2 to R38) | Ceiling Insulation(R2 to R38) | NonEquip | 20 |  | 45.6% | Prescriptive_all_existing | 3.244% | 1351.0396 | 2072.5444 | 3098.9648 | 4371.6098 | 5628.101 | 6355.609 | 5984.7192 | 4479.7211 | 2627.4068 | 1250.9549 | 1351.0396 | 3423.584 | 6522.5488 | 10894.1586 | 16522.2595 | 22877.8686 | 28862.5877 | 33342.3088 | 35969.7156 | 37220.6704 | 0.027035 | 0.068507 | 0.13052 | 0.218 | 0.33062 | 0.4578 | 0.57755 | 0.66719 | 0.71977 | 0.7448 | 0 | 0 | 0 | 0 | 0 | 0 | 0 | 0 | 0 | 0
Offices_Turnover_High Efficiency Chiller (Air Cooled, 50 tons)_TRC | Ach | Offices | Space Cooling | District chilled water piped | TRC | Turnover | ET946 | High Efficiency Chiller (Air Cooled, 50 tons) | High Efficiency Chiller (Air Cooled, 50 tons) | Equip | 20 | District chilled water piped | 31.91% | Prescriptive_all | 8.759% | 1385.9222 | 1984.5307 | 2970.0211 | 4193.5089 | 5403.7556 | 6091.137 | 5724.9239 | 4277.1217 | 2503.6842 | 1189.6603 | 1385.9222 | 3370.4529 | 6340.474 | 10533.9829 | 15937.7386 | 22028.8756 | 27753.7995 | 32030.9212 | 34534.6054 | 35724.2657 | 0.3214 | 0.78162 | 1.4704 | 2.4429 | 3.696 | 5.1086 | 6.4362 | 7.4281 | 8.0087 | 8.2846 | 0.074136 | 0.18029 | 0.33917 | 0.56348 | 0.85254 | 1.1784 | 1.4846 | 1.7134 | 1.8473 | 1.911
Offices_Turnover_High Efficiency Chiller (Water cooled-centrifugal, 200 tons)_TRC | Ach | Offices | Space Cooling | District chilled water piped | TRC | Turnover | ET1024 | High Efficiency Chiller (Water cooled-centrifugal, 200 tons) | High Efficiency Chiller (Water cooled-centrifugal, 200 tons) | Equip | 20 | District chilled water piped | 31.91% | Prescriptive_all | 4.362% | 701.0912 | 1001.46 | 1493.7251 | 2100.3255 | 2695.4254 | 3031.2863 | 2852.8852 | 2142.1485 | 1261.5855 | 602.1369 | 701.0912 | 1702.5513 | 3196.2763 | 5296.6019 | 7992.0272 | 11023.3136 | 13876.1988 | 16018.3473 | 17279.9328 | 17882.0696 | 0.22491 | 0.54617 | 1.0253 | 1.6991 | 2.5638 | 3.5362 | 4.4514 | 5.1386 | 5.5433 | 5.7365 | 0.0022142 | 0.005377 | 0.010095 | 0.016728 | 0.025241 | 0.034814 | 0.043824 | 0.05059 | 0.054574 | 0.056476
Offices_New_High Efficiency Chiller (Air Cooled, 50 tons)_TRC | Ach | Offices | Space Cooling | District chilled water piped | TRC | New | EN972 | High Efficiency Chiller (Air Cooled, 50 tons) | High Efficiency Chiller (Air Cooled, 50 tons) | Equip | 20 | District chilled water piped | 31.91% | Prescriptive_all | 8.759% | 525.3343 | 612.8949 | 726.6834 | 756.9685 | 628.7162 | 654.3293 | 569.9127 | 394.1107 | 214.8386 | 95.787 | 525.3343 | 1138.2291 | 1864.9125 | 2621.881 | 3250.5972 | 3904.9265 | 4474.8393 | 4868.9499 | 5083.7885 | 5179.5755 | 0.12183 | 0.26396 | 0.43248 | 0.60802 | 0.75383 | 0.90557 | 1.0377 | 1.1291 | 1.179 | 1.2012 | 0.028101 | 0.060886 | 0.099758 | 0.14025 | 0.17388 | 0.20888 | 0.23937 | 0.26045 | 0.27194 | 0.27707
Offices_New_High Efficiency Chiller (Water cooled-centrifugal, 200 tons)_TRC | Ach | Offices | Space Cooling | District chilled water piped | TRC | New | EN1050 | High Efficiency Chiller (Water cooled-centrifugal, 200 tons) | High Efficiency Chiller (Water cooled-centrifugal, 200 tons) | Equip | 20 | District chilled water piped | 31.91% | Prescriptive_all | 4.362% | 265.7489 | 309.2871 | 365.4739 | 379.1289 | 313.6074 | 325.6304 | 284.003 | 197.3859 | 108.2553 | 48.4818 | 265.7489 | 575.0359 | 940.5098 | 1319.6387 | 1633.2461 | 1958.8765 | 2242.8795 | 2440.2654 | 2548.5208 | 2597.0026 | 0.085251 | 0.18447 | 0.30171 | 0.42333 | 0.52394 | 0.6284 | 0.7195 | 0.78282 | 0.81755 | 0.8331 | 0.00083929 | 0.0018161 | 0.0029703 | 0.0041677 | 0.0051582 | 0.0061866 | 0.0070835 | 0.0077069 | 0.0080488 | 0.0082019
Offices_New_Strip Curtains for Walk-ins_TRC | Ach | Offices | Refrigeration | Display cases | TRC | New | NN4905 | Strip Curtains for Walk-ins | Strip Curtains for Walk-ins | NonEquip | 4 | Walk-in cooler | 0% | Prescriptive_refrigeration control | 2.115% | 0 | 0 | 0 | 0 | 0 | 0 | 0 | 0 | 0 | 0 | 0 | 0 | 0 | 0 | 0 | 0 | 0 | 0 | 0 | 0 | 0 | 0 | 0 | 0 | 0 | 0 | 0 | 0 | 0 | 0 | 0 | 0 | 0 | 0 | 0 | 0 | 0 | 0 | 0 | 0
Offices_New_PSC to ECM Evaporator Fan Motor (Walk-In, Refrigerator)_TRC | Ach | Offices | Refrigeration | Display cases | TRC | New | NN4853 | PSC to ECM Evaporator Fan Motor (Walk-In, Refrigerator) | PSC to ECM Evaporator Fan Motor (Walk-In, Refrigerator) | NonEquip | 15 | Walk-in cooler | 0% | Prescriptive_ECM | 37.5% | 0 | 0 | 0 | 0 | 0 | 0 | 0 | 0 | 0 | 0 | 0 | 0 | 0 | 0 | 0 | 0 | 0 | 0 | 0 | 0 | 0 | 0 | 0 | 0 | 0 | 0 | 0 | 0 | 0 | 0 | 0 | 0 | 0 | 0 | 0 | 0 | 0 | 0 | 0 | 0
Offices_New_PSC to ECM Evaporator Fan Motor (Reach-In)_TRC | Ach | Offices | Refrigeration | Display cases | TRC | New | NN4827 | PSC to ECM Evaporator Fan Motor (Reach-In) | PSC to ECM Evaporator Fan Motor (Reach-In) | NonEquip | 15 | Display cases | 0% | Prescriptive_ECM | 37.5% | 0 | 0 | 0 | 0 | 0 | 0 | 0 | 0 | 0 | 0 | 0 | 0 | 0 | 0 | 0 | 0 | 0 | 0 | 0 | 0 | 0 | 0 | 0 | 0 | 0 | 0 | 0 | 0 | 0 | 0 | 0 | 0 | 0 | 0 | 0 | 0 | 0 | 0 | 0 | 0
Offices_Existing_Strip Curtains for Walk-ins_TRC | Ach | Offices | Refrigeration | Display cases | TRC | Existing | NE4892 | Strip Curtains for Walk-ins | Strip Curtains for Walk-ins | NonEquip | 4 | Walk-in cooler | 0% | Prescriptive_refrigeration control_existing | 2.115% | 0 | 0 | 0 | 0 | 0 | 0 | 0 | 0 | 0 | 0 | 0 | 0 | 0 | 0 | 0 | 0 | 0 | 0 | 0 | 0 | 0 | 0 | 0 | 0 | 0 | 0 | 0 | 0 | 0 | 0 | 0 | 0 | 0 | 0 | 0 | 0 | 0 | 0 | 0 | 0
Offices_Existing_PSC to ECM Evaporator Fan Motor (Walk-In, Refrigerator)_TRC | Ach | Offices | Refrigeration | Display cases | TRC | Existing | NE4840 | PSC to ECM Evaporator Fan Motor (Walk-In, Refrigerator) | PSC to ECM Evaporator Fan Motor (Walk-In, Refrigerator) | NonEquip | 15 | Walk-in cooler | 0% | Prescriptive_ECM_existing | 37.5% | 0 | 0 | 0 | 0 | 0 | 0 | 0 | 0 | 0 | 0 | 0 | 0 | 0 | 0 | 0 | 0 | 0 | 0 | 0 | 0 | 0 | 0 | 0 | 0 | 0 | 0 | 0 | 0 | 0 | 0 | 0 | 0 | 0 | 0 | 0 | 0 | 0 | 0 | 0 | 0
Offices_Existing_PSC to ECM Evaporator Fan Motor (Reach-In)_TRC | Ach | Offices | Refrigeration | Display cases | TRC | Existing | NE4814 | PSC to ECM Evaporator Fan Motor (Reach-In) | PSC to ECM Evaporator Fan Motor (Reach-In) | NonEquip | 15 | Display cases | 0% | Prescriptive_ECM_existing | 37.5% | 0 | 0 | 0 | 0 | 0 | 0 | 0 | 0 | 0 | 0 | 0 | 0 | 0 | 0 | 0 | 0 | 0 | 0 | 0 | 0 | 0 | 0 | 0 | 0 | 0 | 0 | 0 | 0 | 0 | 0 | 0 | 0 | 0 | 0 | 0 | 0 | 0 | 0 | 0 | 0
Offices_Existing_Freezer-Cooler Replacement Gaskets_TRC | Ach | Offices | Refrigeration | Display cases | TRC | Existing | NE4710 | Freezer-Cooler Replacement Gaskets | Freezer-Cooler Replacement Gaskets | NonEquip | 4 | Display cases | 0% | Prescriptive_refrigeration control_existing | 3.131% | 0 | 0 | 0 | 0 | 0 | 0 | 0 | 0 | 0 | 0 | 0 | 0 | 0 | 0 | 0 | 0 | 0 | 0 | 0 | 0 | 0 | 0 | 0 | 0 | 0 | 0 | 0 | 0 | 0 | 0 | 0 | 0 | 0 | 0 | 0 | 0 | 0 | 0 | 0 | 0
Offices_Turnover_Refrigerated Display Case LED Lighting_TRC | Ach | Offices | Refrigeration | Display cases | TRC | Turnover | ET2617 | Refrigerated Display Case LED Lighting | Refrigerated Display Case LED Lighting | Equip | 8 | Display cases | 0% | Prescriptive_display case lighting | 6.613% | 0 | 0 | 0 | 0 | 0 | 0 | 0 | 0 | 0 | 0 | 0 | 0 | 0 | 0 | 0 | 0 | 0 | 0 | 0 | 0 | 0 | 0 | 0 | 0 | 0 | 0 | 0 | 0 | 0 | 0 | 0 | 0 | 0 | 0 | 0 | 0 | 0 | 0 | 0 | 0
Offices_Turnover_Energy Star Hot Food Holding Cabinet_TRC | Ach | Offices | Cooking | Cooking Other | TRC | Turnover | ET166 | Energy Star Hot Food Holding Cabinet | Energy Star Hot Food Holding Cabinet | Equip | 12 | Cooking Other | 0% | Prescriptive_cooking | 52.67% | 0 | 0 | 0 | 0 | 0 | 0 | 0 | 0 | 0 | 0 | 0 | 0 | 0 | 0 | 0 | 0 | 0 | 0 | 0 | 0 | 0 | 0 | 0 | 0 | 0 | 0 | 0 | 0 | 0 | 0 | 0 | 0 | 0 | 0 | 0 | 0 | 0 | 0 | 0 | 0
Offices_Turnover_Efficient Exhaust Hood_TRC | Ach | Offices | Cooking | Cooking Other | TRC | Turnover | ET10 | Efficient Exhaust Hood | Efficient Exhaust Hood | Equip | 15 | Cooking Other | 0% | Prescriptive_cooking | 42.5% | 0 | 0 | 0 | 0 | 0 | 0 | 0 | 0 | 0 | 0 | 0 | 0 | 0 | 0 | 0 | 0 | 0 | 0 | 0 | 0 | 0 | 0 | 0 | 0 | 0 | 0 | 0 | 0 | 0 | 0 | 0 | 0 | 0 | 0 | 0 | 0 | 0 | 0 | 0 | 0
Offices_New_Efficient Exhaust Hood_TRC | Ach | Offices | Cooking | Cooking Other | TRC | New | EN36 | Efficient Exhaust Hood | Efficient Exhaust Hood | Equip | 15 | Cooking Other | 0% | Prescriptive_cooking | 42.5% | 0 | 0 | 0 | 0 | 0 | 0 | 0 | 0 | 0 | 0 | 0 | 0 | 0 | 0 | 0 | 0 | 0 | 0 | 0 | 0 | 0 | 0 | 0 | 0 | 0 | 0 | 0 | 0 | 0 | 0 | 0 | 0 | 0 | 0 | 0 | 0 | 0 | 0 | 0 | 0
Offices_New_Energy Star Hot Food Holding Cabinet_TRC | Ach | Offices | Cooking | Cooking Other | TRC | New | EN192 | Energy Star Hot Food Holding Cabinet | Energy Star Hot Food Holding Cabinet | Equip | 12 | Cooking Other | 0% | Prescriptive_cooking | 52.67% | 0 | 0 | 0 | 0 | 0 | 0 | 0 | 0 | 0 | 0 | 0 | 0 | 0 | 0 | 0 | 0 | 0 | 0 | 0 | 0 | 0 | 0 | 0 | 0 | 0 | 0 | 0 | 0 | 0 | 0 | 0 | 0 | 0 | 0 | 0 | 0 | 0 | 0 | 0 | 0
Offices_New_Network PC Power Management_TRC | Ach | Offices | Office Equipment | Computers | TRC | New | NN4567 | Network PC Power Management | Network PC Power Management | NonEquip | 5 | Computers | 22.4% | Prescriptive_all | 56.5% | 3323.6054 | 3913.115 | 4682.1439 | 4921.9849 | 4125.5324 | 4332.96 | 3808.5489 | 2657.8612 | 1462.1409 | 657.8797 | 3323.6054 | 7236.7204 | 11918.8643 | 16840.8492 | 20966.3815 | 25299.3415 | 29107.8904 | 31765.7517 | 33227.8926 | 33885.7723 | 0.49439 | 1.0765 | 1.7729 | 2.5051 | 3.1187 | 3.7633 | 4.3298 | 4.7251 | 4.9426 | 5.0405 | 0.34431 | 0.7497 | 1.2348 | 1.7447 | 2.172 | 2.6209 | 3.0155 | 3.2908 | 3.4423 | 3.5104
Offices_Existing_Network PC Power Management_TRC | Ach | Offices | Office Equipment | Computers | TRC | Existing | NE4554 | Network PC Power Management | Network PC Power Management | NonEquip | 5 | Computers | 22.4% | Prescriptive_all_existing | 56.5% | 13152.3643 | 16654.8187 | 16827.1217 | 16985.6073 | 17092.1637 | 17189.9602 | 17291.4727 | 17375.3259 | 17456.9422 | 17518.2091 | 13152.3643 | 29807.183 | 46634.3047 | 63619.912 | 80712.0757 | 97902.0359 | 115193.5086 | 132568.8344 | 150025.7766 | 167543.9857 | 1.9564 | 4.4338 | 6.9368 | 9.4634 | 12.0059 | 14.5629 | 17.135 | 19.7196 | 22.3163 | 24.9221 | 1.3625 | 3.0879 | 4.8311 | 6.5908 | 8.3615 | 10.1423 | 11.9336 | 13.7337 | 15.5421 | 17.357
Offices_New_Tank Wrap on Water Heater_TRC | Ach | Offices | Domestic Hot Water | Centralized water heaters | TRC | New | NN2903 | Tank Wrap on Water Heater | Tank Wrap on Water Heater | NonEquip | 7 | Centralized water heaters | 55.99% | Prescriptive_water heater | 1.264% | 13.0468 | 16.1618 | 20.9473 | 25.1619 | 26.1043 | 38.104 | 54.6875 | 75.604 | 99.6977 | 122.0289 | 13.0468 | 29.2085 | 50.1559 | 75.3178 | 101.4221 | 139.5261 | 194.2136 | 269.8176 | 369.5153 | 491.5442 | 0.0013069 | 0.0029258 | 0.0050241 | 0.0075445 | 0.010159 | 0.013976 | 0.019454 | 0.027027 | 0.037014 | 0.049237 | 0.0013334 | 0.0029851 | 0.005126 | 0.0076975 | 0.010365 | 0.01426 | 0.019849 | 0.027576 | 0.037765 | 0.050236
Offices_Existing_Tank Wrap on Water Heater_TRC | Ach | Offices | Domestic Hot Water | Centralized water heaters | TRC | Existing | NE2890 | Tank Wrap on Water Heater | Tank Wrap on Water Heater | NonEquip | 7 | Centralized water heaters | 55.99% | Prescriptive_water heater_existing | 1.264% | 61.6858 | 105.8483 | 172.7106 | 280.556 | 450.7762 | 713.9179 | 1108.935 | 1663.4969 | 2369.0252 | 3109.0576 | 61.6858 | 167.534 | 340.2446 | 620.8006 | 1071.5768 | 1785.4947 | 2894.4297 | 4557.9266 | 6926.9518 | 10036.0094 | 0.006179 | 0.016782 | 0.034082 | 0.062185 | 0.10734 | 0.17885 | 0.28993 | 0.45656 | 0.69387 | 1.0053 | 0.0063043 | 0.017122 | 0.034773 | 0.063446 | 0.10952 | 0.18248 | 0.29581 | 0.46582 | 0.70794 | 1.0257
Offices_Turnover_Solar Water Heater_TRC | Ach | Offices | Domestic Hot Water | Centralized water heaters | TRC | Turnover | ET439 | Solar Water Heater | Solar Water Heater | Equip | 15 | Centralized water heaters | 6.619% | Prescriptive_water heater | 76.67% | 466.845 | 710.0447 | 1162.3106 | 1894.2109 | 3053.3717 | 4838.2317 | 7518.6784 | 11283.5152 | 16075.1855 | 21103.5968 | 466.845 | 1176.8897 | 2339.2002 | 4233.4111 | 7286.7829 | 12125.0146 | 19643.693 | 30927.2081 | 47002.3936 | 68105.9904 | 0.034893 | 0.087963 | 0.17484 | 0.31641 | 0.54463 | 0.90625 | 1.4682 | 2.3116 | 3.513 | 5.0904 | 0.0048988 | 0.012349 | 0.024546 | 0.044423 | 0.076463 | 0.12723 | 0.20613 | 0.32453 | 0.49321 | 0.71466
Offices_New_Solar Water Heater_TRC | Ach | Offices | Domestic Hot Water | Centralized water heaters | TRC | New | EN465 | Solar Water Heater | Solar Water Heater | Equip | 15 | Centralized water heaters | 6.619% | Prescriptive_water heater | 76.67% | 88.4789 | 109.6437 | 142.1929 | 170.9616 | 177.6269 | 259.8691 | 374.24 | 519.8536 | 689.6975 | 849.5913 | 88.4789 | 198.1226 | 340.3155 | 511.2771 | 688.904 | 948.7731 | 1323.013 | 1842.8666 | 2532.5641 | 3382.1555 | 0.0066131 | 0.014808 | 0.025436 | 0.038214 | 0.05149 | 0.070913 | 0.098885 | 0.13774 | 0.18929 | 0.25279 | 0.00092844 | 0.002079 | 0.003571 | 0.005365 | 0.0072289 | 0.0099558 | 0.013883 | 0.019338 | 0.026575 | 0.03549
Offices_New_HVAC tune-up_RTU_TRC | Ach | Offices | Space Cooling | Central chillers inside | TRC | New | NN3917 | HVAC tune-up_RTU | HVAC tune-up_RTU | NonEquip | 5 | Packaged air conditioning units (RTUs) | 0% | Prescriptive_package HP | 5% | 0 | 0 | 0 | 0 | 0 | 0 | 0 | 0 | 0 | 0 | 0 | 0 | 0 | 0 | 0 | 0 | 0 | 0 | 0 | 0 | 0 | 0 | 0 | 0 | 0 | 0 | 0 | 0 | 0 | 0 | 0 | 0 | 0 | 0 | 0 | 0 | 0 | 0 | 0 | 0
Offices_New_HVAC tune-up_TRC | Ach | Offices | Space Cooling | Central chillers inside | TRC | New | NN3891 | HVAC tune-up | HVAC tune-up | NonEquip | 5 | Residential-type central air conditioners | 0% | Prescriptive_all | 5% | 0 | 0 | 0 | 0 | 0 | 0 | 0 | 0 | 0 | 0 | 0 | 0 | 0 | 0 | 0 | 0 | 0 | 0 | 0 | 0 | 0 | 0 | 0 | 0 | 0 | 0 | 0 | 0 | 0 | 0 | 0 | 0 | 0 | 0 | 0 | 0 | 0 | 0 | 0 | 0
Offices_New_Dedicated Outdoor Air System on VRF unit_TRC | Ach | Offices | Space Cooling | Central chillers inside | TRC | New | NN3423 | Dedicated Outdoor Air System on VRF unit | Dedicated Outdoor Air System on VRF unit | NonEquip | 15 | Residential-type central air conditioners | 0% | Prescriptive_all | 17.5% | 0 | 0 | 0 | 0 | 0 | 0 | 0 | 0 | 0 | 0 | 0 | 0 | 0 | 0 | 0 | 0 | 0 | 0 | 0 | 0 | 0 | 0 | 0 | 0 | 0 | 0 | 0 | 0 | 0 | 0 | 0 | 0 | 0 | 0 | 0 | 0 | 0 | 0 | 0 | 0
Offices_New_Chilled Water System - Variable Speed Drives_TRC | Ach | Offices | Space Cooling | Central chillers inside | TRC | New | NN3319 | Chilled Water System - Variable Speed Drives | Chilled Water System - Variable Speed Drives | NonEquip | 13 | Central chillers inside | 73.99% | Prescriptive_all | 24.74% | 23438.596 | 27345.2459 | 32422.095 | 33773.314 | 28051.1383 | 29193.9095 | 25427.532 | 17583.8538 | 9585.3524 | 4273.6841 | 23438.596 | 50783.8418 | 83205.9369 | 116979.2509 | 145030.3892 | 174224.2987 | 199651.8307 | 217235.6844 | 226821.0368 | 231094.721 | 2.1801 | 4.7236 | 7.7393 | 10.8807 | 13.4898 | 16.2053 | 18.5704 | 20.2059 | 21.0975 | 21.495 | 0.49552 | 1.0736 | 1.7591 | 2.4731 | 3.0661 | 3.6833 | 4.2209 | 4.5927 | 4.7953 | 4.8857
Offices_New_Ceiling Insulation(R2 to R38)_TRC | Ach | Offices | Space Cooling | Central chillers inside | TRC | New | NN3215 | Ceiling Insulation(R2 to R38) | Ceiling Insulation(R2 to R38) | NonEquip | 20 |  | 0% | Prescriptive_all | 3.244% | 0 | 0 | 0 | 0 | 0 | 0 | 0 | 0 | 0 | 0 | 0 | 0 | 0 | 0 | 0 | 0 | 0 | 0 | 0 | 0 | 0 | 0 | 0 | 0 | 0 | 0 | 0 | 0 | 0 | 0 | 0 | 0 | 0 | 0 | 0 | 0 | 0 | 0 | 0 | 0
Offices_Existing_Wall Insulation_TRC | Ach | Offices | Space Cooling | Central chillers inside | TRC | Existing | NE4216 | Wall Insulation | Wall Insulation | NonEquip | 20 |  | 17.1% | Prescriptive_all_existing | 28.52% | 39422.1727 | 60467.2936 | 90397.5091 | 127493.1853 | 164102.3796 | 185292.6041 | 174491.8327 | 130645.9596 | 76649.6996 | 36502.8328 | 39422.1727 | 99889.4663 | 190286.9754 | 317780.1607 | 481882.5403 | 667175.1443 | 841666.977 | 972312.9366 | 1048962.6363 | 1085465.469 | 0.78885 | 1.9988 | 3.8077 | 6.3589 | 9.6427 | 13.3504 | 16.8421 | 19.4564 | 20.9902 | 21.7206 | 0 | 0 | 0 | 0 | 0 | 0 | 0 | 0 | 0 | 0
Offices_Existing_HVAC tune-up_RTU_TRC | Ach | Offices | Space Cooling | Central chillers inside | TRC | Existing | NE3904 | HVAC tune-up_RTU | HVAC tune-up_RTU | NonEquip | 5 | Packaged air conditioning units (RTUs) | 0% | Prescriptive_package HP_existing | 5% | 0 | 0 | 0 | 0 | 0 | 0 | 0 | 0 | 0 | 0 | 0 | 0 | 0 | 0 | 0 | 0 | 0 | 0 | 0 | 0 | 0 | 0 | 0 | 0 | 0 | 0 | 0 | 0 | 0 | 0 | 0 | 0 | 0 | 0 | 0 | 0 | 0 | 0 | 0 | 0
Offices_Existing_HVAC tune-up_TRC | Ach | Offices | Space Cooling | Central chillers inside | TRC | Existing | NE3878 | HVAC tune-up | HVAC tune-up | NonEquip | 5 | Residential-type central air conditioners | 0% | Prescriptive_all_existing | 5% | 0 | 0 | 0 | 0 | 0 | 0 | 0 | 0 | 0 | 0 | 0 | 0 | 0 | 0 | 0 | 0 | 0 | 0 | 0 | 0 | 0 | 0 | 0 | 0 | 0 | 0 | 0 | 0 | 0 | 0 | 0 | 0 | 0 | 0 | 0 | 0 | 0 | 0 | 0 | 0
Offices_Existing_Dedicated Outdoor Air System on VRF unit_TRC | Ach | Offices | Space Cooling | Central chillers inside | TRC | Existing | NE3410 | Dedicated Outdoor Air System on VRF unit | Dedicated Outdoor Air System on VRF unit | NonEquip | 15 | Residential-type central air conditioners | 0% | Prescriptive_all_existing | 17.5% | 0 | 0 | 0 | 0 | 0 | 0 | 0 | 0 | 0 | 0 | 0 | 0 | 0 | 0 | 0 | 0 | 0 | 0 | 0 | 0 | 0 | 0 | 0 | 0 | 0 | 0 | 0 | 0 | 0 | 0 | 0 | 0 | 0 | 0 | 0 | 0 | 0 | 0 | 0 | 0
Offices_Existing_Chilled Water System - Variable Speed Drives_TRC | Ach | Offices | Space Cooling | Central chillers inside | TRC | Existing | NE3306 | Chilled Water System - Variable Speed Drives | Chilled Water System - Variable Speed Drives | NonEquip | 13 | Central chillers inside | 73.99% | Prescriptive_all_existing | 24.74% | 117486.5924 | 117452.4407 | 118667.5487 | 119785.2147 | 120536.6675 | 121226.344 | 121942.2265 | 122533.5722 | 123109.1435 | 123541.2075 | 117486.5924 | 234939.0331 | 353606.5819 | 473391.7965 | 593928.464 | 715154.808 | 837097.0345 | 959630.6067 | 1082739.7502 | 1206280.9578 | 10.9279 | 21.8526 | 32.8903 | 44.032 | 55.2436 | 66.5193 | 77.8616 | 89.2589 | 100.7098 | 112.2008 | 2.4838 | 4.9669 | 7.4757 | 10.0082 | 12.5565 | 15.1194 | 17.6974 | 20.2879 | 22.8906 | 25.5025
Offices_Existing_Ceiling Insulation(R2 to R38)_TRC | Ach | Offices | Space Cooling | Central chillers inside | TRC | Existing | NE3202 | Ceiling Insulation(R2 to R38) | Ceiling Insulation(R2 to R38) | NonEquip | 20 |  | 45.6% | Prescriptive_all_existing | 3.244% | 11347.2227 | 17407.0562 | 26027.8401 | 36716.6354 | 47269.757 | 53380.0117 | 50264.9513 | 37624.6498 | 22067.28 | 10506.6224 | 11347.2227 | 28754.2789 | 54782.1191 | 91498.7545 | 138768.5115 | 192148.5232 | 242413.4746 | 280038.1244 | 302105.4043 | 312612.0268 | 0.22706 | 0.57538 | 1.0962 | 1.8309 | 2.7768 | 3.845 | 4.8508 | 5.6037 | 6.0452 | 6.2555 | 0 | 0 | 0 | 0 | 0 | 0 | 0 | 0 | 0 | 0
Offices_Turnover_High Efficiency Chiller (Water cooled-centrifugal, 200 tons)_TRC | Ach | Offices | Space Cooling | Central chillers inside | TRC | Turnover | ET985 | High Efficiency Chiller (Water cooled-centrifugal, 200 tons) | High Efficiency Chiller (Water cooled-centrifugal, 200 tons) | Equip | 20 | Central chillers inside | 31.91% | Prescriptive_all | 4.362% | 5905.9395 | 8436.2231 | 12583.0266 | 17692.983 | 22706.0587 | 25535.3262 | 24032.4889 | 18045.2961 | 10627.5006 | 5072.3552 | 5905.9395 | 14342.1626 | 26925.1892 | 44618.1722 | 67324.2309 | 92859.5572 | 116892.0461 | 134937.3422 | 145564.8428 | 150637.198 | 1.8946 | 4.6009 | 8.6374 | 14.3132 | 21.5972 | 29.7888 | 37.4983 | 43.2871 | 46.6963 | 48.3235 | 0.018652 | 0.045296 | 0.085036 | 0.14091 | 0.21262 | 0.29327 | 0.36917 | 0.42616 | 0.45973 | 0.47575
Offices_Turnover_High Efficiency Chiller (Air Cooled, 50 tons)_TRC | Ach | Offices | Space Cooling | Central chillers inside | TRC | Turnover | ET907 | High Efficiency Chiller (Air Cooled, 50 tons) | High Efficiency Chiller (Air Cooled, 50 tons) | Equip | 20 | Central chillers inside | 31.91% | Prescriptive_all | 8.759% | 11674.9034 | 16717.5359 | 25019.2328 | 35325.801 | 45520.8276 | 51311.2762 | 48226.3246 | 36030.1489 | 21090.8458 | 10021.6083 | 11674.9034 | 28392.4393 | 53411.6721 | 88737.4731 | 134258.3007 | 185569.5768 | 233795.9014 | 269826.0503 | 290916.8961 | 300938.5044 | 2.7075 | 6.5843 | 12.3864 | 20.5786 | 31.135 | 43.0343 | 54.2182 | 62.5737 | 67.4648 | 69.7888 | 0.62452 | 1.5188 | 2.8571 | 4.7468 | 7.1818 | 9.9265 | 12.5062 | 14.4336 | 15.5618 | 16.0978
Offices_New_High Efficiency Chiller (Air Cooled, 50 tons)_TRC | Ach | Offices | Space Cooling | Central chillers inside | TRC | New | EN933 | High Efficiency Chiller (Air Cooled, 50 tons) | High Efficiency Chiller (Air Cooled, 50 tons) | Equip | 20 | Central chillers inside | 31.91% | Prescriptive_all | 8.759% | 4293.8222 | 4927.4662 | 5708.2707 | 5775.0506 | 4656.9858 | 4764.9794 | 4191.8051 | 3006.1952 | 1709.9362 | 785.7809 | 4293.8222 | 9221.2885 | 14929.5591 | 20704.6098 | 25361.5955 | 30126.575 | 34318.38 | 37324.5752 | 39034.5114 | 39820.2923 | 0.99575 | 2.1385 | 3.4622 | 4.8015 | 5.8815 | 6.9865 | 7.9586 | 8.6557 | 9.0523 | 9.2345 | 0.22969 | 0.49327 | 0.79861 | 1.1075 | 1.3566 | 1.6115 | 1.8358 | 1.9966 | 2.088 | 2.1301
Offices_New_High Efficiency Chiller (Water cooled-centrifugal, 200 tons)_TRC | Ach | Offices | Space Cooling | Central chillers inside | TRC | New | EN1011 | High Efficiency Chiller (Water cooled-centrifugal, 200 tons) | High Efficiency Chiller (Water cooled-centrifugal, 200 tons) | Equip | 20 | Central chillers inside | 31.91% | Prescriptive_all | 4.362% | 2172.0997 | 2486.5629 | 2870.8843 | 2892.4432 | 2195.6926 | 1604.0559 | 1740.8757 | 1505.6191 | 861.6225 | 397.7166 | 2172.0997 | 4658.6626 | 7529.5469 | 10421.9901 | 12617.6826 | 14221.7385 | 15962.6142 | 17468.2334 | 18329.8559 | 18727.5725 | 0.6968 | 1.4945 | 2.4154 | 3.3433 | 4.0477 | 4.5622 | 5.1207 | 5.6037 | 5.8801 | 6.0077 | 0.00686 | 0.014713 | 0.02378 | 0.032915 | 0.039849 | 0.044915 | 0.050414 | 0.055169 | 0.05789 | 0.059146
Offices_New_Demand Controlled Ventilation_TRC | Ach | Offices | Ventilation and Circulation | Central air-handling unit | TRC | New | NN4957 | Demand Controlled Ventilation | Demand Controlled Ventilation | NonEquip | 10 |  | 17.54% | Prescriptive_all | 22.37% | 8821.0859 | 10298.466 | 12218.8977 | 12736.9335 | 10586.245 | 11025.1361 | 9609.3975 | 6649.7645 | 3627.4424 | 1618.4345 | 8821.0859 | 19119.5519 | 31338.4496 | 44075.3831 | 54661.6282 | 65686.7643 | 75296.1618 | 81945.9262 | 85573.3687 | 87191.8031 | 0.9184 | 1.9906 | 3.2628 | 4.5889 | 5.6911 | 6.839 | 7.8394 | 8.5318 | 8.9094 | 9.0779 | 5.1706 | 11.2072 | 18.3695 | 25.8355 | 32.0408 | 38.5033 | 44.136 | 48.0339 | 50.1602 | 51.1088
Offices_Existing_Demand Controlled Ventilation_TRC | Ach | Offices | Ventilation and Circulation | Central air-handling unit | TRC | Existing | NE4944 | Demand Controlled Ventilation | Demand Controlled Ventilation | NonEquip | 10 |  | 23.39% | Prescriptive_all_existing | 22.37% | 57920.2828 | 58937.4363 | 59547.1755 | 60108.0184 | 60485.0961 | 60831.1746 | 61190.4033 | 61487.1395 | 61775.9602 | 61992.7692 | 57920.2828 | 116857.7192 | 176404.8946 | 236512.913 | 296998.0092 | 357829.1838 | 419019.587 | 480506.7266 | 542282.6868 | 604275.456 | 6.0304 | 12.1666 | 18.3663 | 24.6245 | 30.9218 | 37.2553 | 43.6261 | 50.0278 | 56.4596 | 62.9139 | 33.9509 | 68.498 | 103.4025 | 138.6357 | 174.09 | 209.7471 | 245.6148 | 281.6565 | 317.8674 | 354.2054
Offices_New_Interior Lighting Controls_TRC | Ach | Offices | Interior Lighting | case lighting | TRC | New | NN4437 | Interior Lighting Controls | Interior Lighting Controls | NonEquip | 8 | Overhead (fluorescent/LED/CFL U-shape) | 0% | Prescriptive_lighting control | 28% | 0 | 0 | 0 | 0 | 0 | 0 | 0 | 0 | 0 | 0 | 0 | 0 | 0 | 0 | 0 | 0 | 0 | 0 | 0 | 0 | 0 | 0 | 0 | 0 | 0 | 0 | 0 | 0 | 0 | 0 | 0 | 0 | 0 | 0 | 0 | 0 | 0 | 0 | 0 | 0
Offices_Existing_Interior Lighting Controls_TRC | Ach | Offices | Interior Lighting | case lighting | TRC | Existing | NE4424 | Interior Lighting Controls | Interior Lighting Controls | NonEquip | 8 | Overhead (fluorescent/LED/CFL U-shape) | 0% | Prescriptive_lighting control_existing | 28% | 0 | 0 | 0 | 0 | 0 | 0 | 0 | 0 | 0 | 0 | 0 | 0 | 0 | 0 | 0 | 0 | 0 | 0 | 0 | 0 | 0 | 0 | 0 | 0 | 0 | 0 | 0 | 0 | 0 | 0 | 0 | 0 | 0 | 0 | 0 | 0 | 0 | 0 | 0 | 0
Offices_New_Dedicated Outdoor Air System on VRF unit_TRC | Ach | Offices | Space Heating | Boilers | TRC | New | NN3397 | Dedicated Outdoor Air System on VRF unit | Dedicated Outdoor Air System on VRF unit | NonEquip | 15 | Residential/split system heat pump | 0% | Prescriptive_all | 10% | 0 | 0 | 0 | 0 | 0 | 0 | 0 | 0 | 0 | 0 | 0 | 0 | 0 | 0 | 0 | 0 | 0 | 0 | 0 | 0 | 0 | 0 | 0 | 0 | 0 | 0 | 0 | 0 | 0 | 0 | 0 | 0 | 0 | 0 | 0 | 0 | 0 | 0 | 0 | 0
Offices_New_Ceiling Insulation(R2 to R38)_TRC | Ach | Offices | Space Heating | Boilers | TRC | New | NN3189 | Ceiling Insulation(R2 to R38) | Ceiling Insulation(R2 to R38) | NonEquip | 20 |  | 0% | Prescriptive_all | 1.137% | 0 | 0 | 0 | 0 | 0 | 0 | 0 | 0 | 0 | 0 | 0 | 0 | 0 | 0 | 0 | 0 | 0 | 0 | 0 | 0 | 0 | 0 | 0 | 0 | 0 | 0 | 0 | 0 | 0 | 0 | 0 | 0 | 0 | 0 | 0 | 0 | 0 | 0 | 0 | 0
Offices_Existing_Wall Insulation_TRC | Ach | Offices | Space Heating | Boilers | TRC | Existing | NE4242 | Wall Insulation | Wall Insulation | NonEquip | 20 |  | 17.1% | Prescriptive_all_existing | 1.61% | 0 | 0 | 0 | 0 | 0 | 0 | 0 | 0 | 0 | 0 | 0 | 0 | 0 | 0 | 0 | 0 | 0 | 0 | 0 | 0 | 0 | 0 | 0 | 0 | 0 | 0 | 0 | 0 | 0 | 0 | 0 | 0 | 0 | 0 | 0 | 0 | 0 | 0 | 0 | 0
Offices_Existing_Dedicated Outdoor Air System on VRF unit_TRC | Ach | Offices | Space Heating | Boilers | TRC | Existing | NE3384 | Dedicated Outdoor Air System on VRF unit | Dedicated Outdoor Air System on VRF unit | NonEquip | 15 | Residential/split system heat pump | 0% | Prescriptive_all_existing | 10% | 0 | 0 | 0 | 0 | 0 | 0 | 0 | 0 | 0 | 0 | 0 | 0 | 0 | 0 | 0 | 0 | 0 | 0 | 0 | 0 | 0 | 0 | 0 | 0 | 0 | 0 | 0 | 0 | 0 | 0 | 0 | 0 | 0 | 0 | 0 | 0 | 0 | 0 | 0 | 0
Offices_Existing_Ceiling Insulation(R2 to R38)_TRC | Ach | Offices | Space Heating | Boilers | TRC | Existing | NE3176 | Ceiling Insulation(R2 to R38) | Ceiling Insulation(R2 to R38) | NonEquip | 20 |  | 45.6% | Prescriptive_all_existing | 1.254% | 0 | 0 | 0 | 0 | 0 | 0 | 0 | 0 | 0 | 0 | 0 | 0 | 0 | 0 | 0 | 0 | 0 | 0 | 0 | 0 | 0 | 0 | 0 | 0 | 0 | 0 | 0 | 0 | 0 | 0 | 0 | 0 | 0 | 0 | 0 | 0 | 0 | 0 | 0 | 0
Offices_New_Tank Wrap on Water Heater_TRC | Ach | Offices | Domestic Hot Water | "Point-of-Use" water heaters | TRC | New | NN2903 | Tank Wrap on Water Heater | Tank Wrap on Water Heater | NonEquip | 7 | Centralized water heaters | 0% | Prescriptive_water heater | 1.264% | 0 | 0 | 0 | 0 | 0 | 0 | 0 | 0 | 0 | 0 | 0 | 0 | 0 | 0 | 0 | 0 | 0 | 0 | 0 | 0 | 0 | 0 | 0 | 0 | 0 | 0 | 0 | 0 | 0 | 0 | 0 | 0 | 0 | 0 | 0 | 0 | 0 | 0 | 0 | 0
Offices_Existing_Tank Wrap on Water Heater_TRC | Ach | Offices | Domestic Hot Water | "Point-of-Use" water heaters | TRC | Existing | NE2890 | Tank Wrap on Water Heater | Tank Wrap on Water Heater | NonEquip | 7 | Centralized water heaters | 0% | Prescriptive_water heater_existing | 1.264% | 0 | 0 | 0 | 0 | 0 | 0 | 0 | 0 | 0 | 0 | 0 | 0 | 0 | 0 | 0 | 0 | 0 | 0 | 0 | 0 | 0 | 0 | 0 | 0 | 0 | 0 | 0 | 0 | 0 | 0 | 0 | 0 | 0 | 0 | 0 | 0 | 0 | 0 | 0 | 0
Restaurants_New_Strip Curtains for Walk-ins_TRC | Ach | Restaurants | Refrigeration | Walk-in cooler | TRC | New | NN4906 | Strip Curtains for Walk-ins | Strip Curtains for Walk-ins | NonEquip | 4 | Walk-in cooler | 3.76% | Prescriptive_refrigeration control | 2.115% | 5.9048 | 10.0254 | 18.2335 | 32.0507 | 53.838 | 73.8837 | 93.1247 | 104.6932 | 97.7999 | 74.3229 | 5.9048 | 15.9302 | 34.1637 | 66.2143 | 120.0524 | 193.9361 | 287.0608 | 391.754 | 489.5538 | 563.8767 | 0.00076559 | 0.0020654 | 0.0044295 | 0.008585 | 0.015565 | 0.025145 | 0.037219 | 0.050793 | 0.063473 | 0.07311 | 0.00064127 | 0.0017301 | 0.0037103 | 0.007191 | 0.013038 | 0.021062 | 0.031175 | 0.042545 | 0.053167 | 0.061238
Restaurants_New_PSC to ECM Evaporator Fan Motor (Walk-In, Refrigerator)_TRC | Ach | Restaurants | Refrigeration | Walk-in cooler | TRC | New | NN4854 | PSC to ECM Evaporator Fan Motor (Walk-In, Refrigerator) | PSC to ECM Evaporator Fan Motor (Walk-In, Refrigerator) | NonEquip | 15 | Walk-in cooler | 68.68% | Prescriptive_ECM | 37.5% | 3928.4723 | 6662.6174 | 12067.4355 | 21110.1189 | 35164.066 | 47647.6098 | 58889.1853 | 64365.3368 | 57918.3855 | 42136.1135 | 3928.4723 | 10591.0896 | 22658.5252 | 43768.6441 | 78932.7101 | 126580.3199 | 185469.5051 | 249834.8419 | 307753.2274 | 349889.3409 | 0.50935 | 1.3732 | 2.9378 | 5.6748 | 10.234 | 16.4118 | 24.0471 | 32.3924 | 39.9018 | 45.3649 | 0.42664 | 1.1502 | 2.4608 | 4.7534 | 8.5723 | 13.7469 | 20.1424 | 27.1327 | 33.4227 | 37.9988
Restaurants_New_PSC to ECM Evaporator Fan Motor (Reach-In)_TRC | Ach | Restaurants | Refrigeration | Walk-in cooler | TRC | New | NN4828 | PSC to ECM Evaporator Fan Motor (Reach-In) | PSC to ECM Evaporator Fan Motor (Reach-In) | NonEquip | 15 | Display cases | 0% | Prescriptive_ECM | 37.5% | 0 | 0 | 0 | 0 | 0 | 0 | 0 | 0 | 0 | 0 | 0 | 0 | 0 | 0 | 0 | 0 | 0 | 0 | 0 | 0 | 0 | 0 | 0 | 0 | 0 | 0 | 0 | 0 | 0 | 0 | 0 | 0 | 0 | 0 | 0 | 0 | 0 | 0 | 0 | 0
Restaurants_Existing_Strip Curtains for Walk-ins_TRC | Ach | Restaurants | Refrigeration | Walk-in cooler | TRC | Existing | NE4893 | Strip Curtains for Walk-ins | Strip Curtains for Walk-ins | NonEquip | 4 | Walk-in cooler | 3.76% | Prescriptive_refrigeration control_existing | 2.115% | 54.5869 | 88.2252 | 140.7641 | 220.3784 | 333.6995 | 477.2655 | 626.262 | 722.061 | 695.7855 | 534.0003 | 54.5869 | 142.8122 | 283.5762 | 503.9547 | 837.6542 | 1314.9197 | 1941.1817 | 2663.2428 | 3359.0283 | 3893.0286 | 0.0070775 | 0.018516 | 0.036767 | 0.06534 | 0.10861 | 0.17049 | 0.25168 | 0.3453 | 0.43552 | 0.50475 | 0.0059283 | 0.01551 | 0.030797 | 0.054731 | 0.090971 | 0.1428 | 0.21082 | 0.28923 | 0.3648 | 0.42279
Restaurants_Existing_PSC to ECM Evaporator Fan Motor (Walk-In, Refrigerator)_TRC | Ach | Restaurants | Refrigeration | Walk-in cooler | TRC | Existing | NE4841 | PSC to ECM Evaporator Fan Motor (Walk-In, Refrigerator) | PSC to ECM Evaporator Fan Motor (Walk-In, Refrigerator) | NonEquip | 15 | Walk-in cooler | 17.17% | Prescriptive_ECM_existing | 37.5% | 7263.5859 | 11726.9256 | 18633.723 | 29033.6411 | 43598.1396 | 61572.0744 | 79229.5447 | 88814.7709 | 82437.2276 | 60563.2161 | 7263.5859 | 18990.5115 | 37624.2344 | 66657.8756 | 110256.0151 | 171828.0895 | 251057.6342 | 339872.4051 | 422309.6327 | 482872.8487 | 0.94176 | 2.4622 | 4.8782 | 8.6425 | 14.2953 | 22.2784 | 32.5509 | 44.0662 | 54.7546 | 62.6069 | 0.78884 | 2.0624 | 4.0861 | 7.2392 | 11.9741 | 18.6609 | 27.2655 | 36.911 | 45.8638 | 52.4412
Restaurants_Existing_PSC to ECM Evaporator Fan Motor (Reach-In)_TRC | Ach | Restaurants | Refrigeration | Walk-in cooler | TRC | Existing | NE4815 | PSC to ECM Evaporator Fan Motor (Reach-In) | PSC to ECM Evaporator Fan Motor (Reach-In) | NonEquip | 15 | Display cases | 0% | Prescriptive_ECM_existing | 37.5% | 0 | 0 | 0 | 0 | 0 | 0 | 0 | 0 | 0 | 0 | 0 | 0 | 0 | 0 | 0 | 0 | 0 | 0 | 0 | 0 | 0 | 0 | 0 | 0 | 0 | 0 | 0 | 0 | 0 | 0 | 0 | 0 | 0 | 0 | 0 | 0 | 0 | 0 | 0 | 0
Restaurants_Existing_Freezer-Cooler Replacement Gaskets_TRC | Ach | Restaurants | Refrigeration | Walk-in cooler | TRC | Existing | NE4711 | Freezer-Cooler Replacement Gaskets | Freezer-Cooler Replacement Gaskets | NonEquip | 4 | Display cases | 0% | Prescriptive_refrigeration control_existing | 3.131% | 0 | 0 | 0 | 0 | 0 | 0 | 0 | 0 | 0 | 0 | 0 | 0 | 0 | 0 | 0 | 0 | 0 | 0 | 0 | 0 | 0 | 0 | 0 | 0 | 0 | 0 | 0 | 0 | 0 | 0 | 0 | 0 | 0 | 0 | 0 | 0 | 0 | 0 | 0 | 0
Restaurants_New_Strip Curtains for Walk-ins_TRC | Ach | Restaurants | Refrigeration | Vending and ice makers | TRC | New | NN4906 | Strip Curtains for Walk-ins | Strip Curtains for Walk-ins | NonEquip | 4 | Walk-in cooler | 0% | Prescriptive_refrigeration control | 2.115% | 0 | 0 | 0 | 0 | 0 | 0 | 0 | 0 | 0 | 0 | 0 | 0 | 0 | 0 | 0 | 0 | 0 | 0 | 0 | 0 | 0 | 0 | 0 | 0 | 0 | 0 | 0 | 0 | 0 | 0 | 0 | 0 | 0 | 0 | 0 | 0 | 0 | 0 | 0 | 0
Restaurants_New_PSC to ECM Evaporator Fan Motor (Walk-In, Refrigerator)_TRC | Ach | Restaurants | Refrigeration | Vending and ice makers | TRC | New | NN4854 | PSC to ECM Evaporator Fan Motor (Walk-In, Refrigerator) | PSC to ECM Evaporator Fan Motor (Walk-In, Refrigerator) | NonEquip | 15 | Walk-in cooler | 0% | Prescriptive_ECM | 37.5% | 0 | 0 | 0 | 0 | 0 | 0 | 0 | 0 | 0 | 0 | 0 | 0 | 0 | 0 | 0 | 0 | 0 | 0 | 0 | 0 | 0 | 0 | 0 | 0 | 0 | 0 | 0 | 0 | 0 | 0 | 0 | 0 | 0 | 0 | 0 | 0 | 0 | 0 | 0 | 0
Restaurants_New_PSC to ECM Evaporator Fan Motor (Reach-In)_TRC | Ach | Restaurants | Refrigeration | Vending and ice makers | TRC | New | NN4828 | PSC to ECM Evaporator Fan Motor (Reach-In) | PSC to ECM Evaporator Fan Motor (Reach-In) | NonEquip | 15 | Display cases | 0% | Prescriptive_ECM | 37.5% | 0 | 0 | 0 | 0 | 0 | 0 | 0 | 0 | 0 | 0 | 0 | 0 | 0 | 0 | 0 | 0 | 0 | 0 | 0 | 0 | 0 | 0 | 0 | 0 | 0 | 0 | 0 | 0 | 0 | 0 | 0 | 0 | 0 | 0 | 0 | 0 | 0 | 0 | 0 | 0
Restaurants_Existing_Strip Curtains for Walk-ins_TRC | Ach | Restaurants | Refrigeration | Vending and ice makers | TRC | Existing | NE4893 | Strip Curtains for Walk-ins | Strip Curtains for Walk-ins | NonEquip | 4 | Walk-in cooler | 0% | Prescriptive_refrigeration control_existing | 2.115% | 0 | 0 | 0 | 0 | 0 | 0 | 0 | 0 | 0 | 0 | 0 | 0 | 0 | 0 | 0 | 0 | 0 | 0 | 0 | 0 | 0 | 0 | 0 | 0 | 0 | 0 | 0 | 0 | 0 | 0 | 0 | 0 | 0 | 0 | 0 | 0 | 0 | 0 | 0 | 0
Restaurants_Existing_PSC to ECM Evaporator Fan Motor (Walk-In, Refrigerator)_TRC | Ach | Restaurants | Refrigeration | Vending and ice makers | TRC | Existing | NE4841 | PSC to ECM Evaporator Fan Motor (Walk-In, Refrigerator) | PSC to ECM Evaporator Fan Motor (Walk-In, Refrigerator) | NonEquip | 15 | Walk-in cooler | 0% | Prescriptive_ECM_existing | 37.5% | 0 | 0 | 0 | 0 | 0 | 0 | 0 | 0 | 0 | 0 | 0 | 0 | 0 | 0 | 0 | 0 | 0 | 0 | 0 | 0 | 0 | 0 | 0 | 0 | 0 | 0 | 0 | 0 | 0 | 0 | 0 | 0 | 0 | 0 | 0 | 0 | 0 | 0 | 0 | 0
Restaurants_Existing_PSC to ECM Evaporator Fan Motor (Reach-In)_TRC | Ach | Restaurants | Refrigeration | Vending and ice makers | TRC | Existing | NE4815 | PSC to ECM Evaporator Fan Motor (Reach-In) | PSC to ECM Evaporator Fan Motor (Reach-In) | NonEquip | 15 | Display cases | 0% | Prescriptive_ECM_existing | 37.5% | 0 | 0 | 0 | 0 | 0 | 0 | 0 | 0 | 0 | 0 | 0 | 0 | 0 | 0 | 0 | 0 | 0 | 0 | 0 | 0 | 0 | 0 | 0 | 0 | 0 | 0 | 0 | 0 | 0 | 0 | 0 | 0 | 0 | 0 | 0 | 0 | 0 | 0 | 0 | 0
Restaurants_Existing_Freezer-Cooler Replacement Gaskets_TRC | Ach | Restaurants | Refrigeration | Vending and ice makers | TRC | Existing | NE4711 | Freezer-Cooler Replacement Gaskets | Freezer-Cooler Replacement Gaskets | NonEquip | 4 | Display cases | 0% | Prescriptive_refrigeration control_existing | 3.131% | 0 | 0 | 0 | 0 | 0 | 0 | 0 | 0 | 0 | 0 | 0 | 0 | 0 | 0 | 0 | 0 | 0 | 0 | 0 | 0 | 0 | 0 | 0 | 0 | 0 | 0 | 0 | 0 | 0 | 0 | 0 | 0 | 0 | 0 | 0 | 0 | 0 | 0 | 0 | 0
Restaurants_New_Outdoor Lighting Controls_TRC | Ach | Restaurants | Exterior Lighting | Street lighting | TRC | New | NN2982 | Outdoor Lighting Controls | Outdoor Lighting Controls | NonEquip | 8 | Exterior parking/lot lighting | 0% | Prescriptive_lighting control | 28% | 0 | 0 | 0 | 0 | 0 | 0 | 0 | 0 | 0 | 0 | 0 | 0 | 0 | 0 | 0 | 0 | 0 | 0 | 0 | 0 | 0 | 0 | 0 | 0 | 0 | 0 | 0 | 0 | 0 | 0 | 0 | 0 | 0 | 0 | 0 | 0 | 0 | 0 | 0 | 0
Restaurants_New_Bi-Level Lighting Control (Exterior)_TRC | Ach | Restaurants | Exterior Lighting | Street lighting | TRC | New | NN2956 | Bi-Level Lighting Control (Exterior) | Bi-Level Lighting Control (Exterior) | NonEquip | 9 | Exterior parking/lot lighting | 0% | Prescriptive_lighting control | 31% | 0 | 0 | 0 | 0 | 0 | 0 | 0 | 0 | 0 | 0 | 0 | 0 | 0 | 0 | 0 | 0 | 0 | 0 | 0 | 0 | 0 | 0 | 0 | 0 | 0 | 0 | 0 | 0 | 0 | 0 | 0 | 0 | 0 | 0 | 0 | 0 | 0 | 0 | 0 | 0
Restaurants_Existing_Outdoor Lighting Controls_TRC | Ach | Restaurants | Exterior Lighting | Street lighting | TRC | Existing | NE2969 | Outdoor Lighting Controls | Outdoor Lighting Controls | NonEquip | 8 | Exterior parking/lot lighting | 0% | Prescriptive_lighting control_existing | 28% | 0 | 0 | 0 | 0 | 0 | 0 | 0 | 0 | 0 | 0 | 0 | 0 | 0 | 0 | 0 | 0 | 0 | 0 | 0 | 0 | 0 | 0 | 0 | 0 | 0 | 0 | 0 | 0 | 0 | 0 | 0 | 0 | 0 | 0 | 0 | 0 | 0 | 0 | 0 | 0
Restaurants_Existing_Bi-Level Lighting Control (Exterior)_TRC | Ach | Restaurants | Exterior Lighting | Street lighting | TRC | Existing | NE2943 | Bi-Level Lighting Control (Exterior) | Bi-Level Lighting Control (Exterior) | NonEquip | 9 | Exterior parking/lot lighting | 0% | Prescriptive_lighting control_existing | 31% | 0 | 0 | 0 | 0 | 0 | 0 | 0 | 0 | 0 | 0 | 0 | 0 | 0 | 0 | 0 | 0 | 0 | 0 | 0 | 0 | 0 | 0 | 0 | 0 | 0 | 0 | 0 | 0 | 0 | 0 | 0 | 0 | 0 | 0 | 0 | 0 | 0 | 0 | 0 | 0
Restaurants_New_Outdoor Lighting Controls_TRC | Ach | Restaurants | Exterior Lighting | Spot lighting/Security/Flood | TRC | New | NN2982 | Outdoor Lighting Controls | Outdoor Lighting Controls | NonEquip | 8 | Exterior parking/lot lighting | 0% | Prescriptive_lighting control | 28% | 0 | 0 | 0 | 0 | 0 | 0 | 0 | 0 | 0 | 0 | 0 | 0 | 0 | 0 | 0 | 0 | 0 | 0 | 0 | 0 | 0 | 0 | 0 | 0 | 0 | 0 | 0 | 0 | 0 | 0 | 0 | 0 | 0 | 0 | 0 | 0 | 0 | 0 | 0 | 0
Restaurants_New_Bi-Level Lighting Control (Exterior)_TRC | Ach | Restaurants | Exterior Lighting | Spot lighting/Security/Flood | TRC | New | NN2956 | Bi-Level Lighting Control (Exterior) | Bi-Level Lighting Control (Exterior) | NonEquip | 9 | Exterior parking/lot lighting | 0% | Prescriptive_lighting control | 31% | 0 | 0 | 0 | 0 | 0 | 0 | 0 | 0 | 0 | 0 | 0 | 0 | 0 | 0 | 0 | 0 | 0 | 0 | 0 | 0 | 0 | 0 | 0 | 0 | 0 | 0 | 0 | 0 | 0 | 0 | 0 | 0 | 0 | 0 | 0 | 0 | 0 | 0 | 0 | 0
Restaurants_Existing_Outdoor Lighting Controls_TRC | Ach | Restaurants | Exterior Lighting | Spot lighting/Security/Flood | TRC | Existing | NE2969 | Outdoor Lighting Controls | Outdoor Lighting Controls | NonEquip | 8 | Exterior parking/lot lighting | 0% | Prescriptive_lighting control_existing | 28% | 0 | 0 | 0 | 0 | 0 | 0 | 0 | 0 | 0 | 0 | 0 | 0 | 0 | 0 | 0 | 0 | 0 | 0 | 0 | 0 | 0 | 0 | 0 | 0 | 0 | 0 | 0 | 0 | 0 | 0 | 0 | 0 | 0 | 0 | 0 | 0 | 0 | 0 | 0 | 0
Restaurants_Existing_Bi-Level Lighting Control (Exterior)_TRC | Ach | Restaurants | Exterior Lighting | Spot lighting/Security/Flood | TRC | Existing | NE2943 | Bi-Level Lighting Control (Exterior) | Bi-Level Lighting Control (Exterior) | NonEquip | 9 | Exterior parking/lot lighting | 0% | Prescriptive_lighting control_existing | 31% | 0 | 0 | 0 | 0 | 0 | 0 | 0 | 0 | 0 | 0 | 0 | 0 | 0 | 0 | 0 | 0 | 0 | 0 | 0 | 0 | 0 | 0 | 0 | 0 | 0 | 0 | 0 | 0 | 0 | 0 | 0 | 0 | 0 | 0 | 0 | 0 | 0 | 0 | 0 | 0
Restaurants_Turnover_LED Exterior Lighting_TRC | Ach | Restaurants | Exterior Lighting | Spot lighting/Security/Flood | TRC | Turnover | ET674 | LED Exterior Lighting | LED Exterior Lighting | Equip | 13 | Spot lighting/Security/Flood | 4.268% | Prescriptive_lighting | 60.51% | 24.7553 | 25.8731 | 24.598 | 18.7138 | 11.1724 | 5.4241 | 2.2997 | 0.90905 | 0.34915 | 0.1302 | 24.7553 | 50.6284 | 75.2264 | 93.9402 | 105.1126 | 110.5367 | 112.8363 | 113.7454 | 114.0945 | 114.2247 | 0 | 0 | 0 | 0 | 0 | 0 | 0 | 0 | 0 | 0 | 0 | 0 | 0 | 0 | 0 | 0 | 0 | 0 | 0 | 0
Restaurants_New_LED Exterior Lighting_TRC | Ach | Restaurants | Exterior Lighting | Spot lighting/Security/Flood | TRC | New | EN700 | LED Exterior Lighting | LED Exterior Lighting | Equip | 13 | Spot lighting/Security/Flood | 4.624% | Prescriptive_lighting | 60.51% | 4.0743 | 4.8767 | 5.2847 | 4.5138 | 2.9892 | 1.3884 | 0.56383 | 0.21677 | 0.080499 | 0.029658 | 4.0743 | 8.9511 | 14.2357 | 18.7495 | 21.7387 | 23.1272 | 23.691 | 23.9077 | 23.9882 | 24.0179 | 0 | 0 | 0 | 0 | 0 | 0 | 0 | 0 | 0 | 0 | 0 | 0 | 0 | 0 | 0 | 0 | 0 | 0 | 0 | 0
Restaurants_New_Interior Lighting Controls_TRC | Ach | Restaurants | Interior Lighting | Spot lighting | TRC | New | NN4438 | Interior Lighting Controls | Interior Lighting Controls | NonEquip | 8 | Overhead (fluorescent/LED/CFL U-shape) | 0% | Prescriptive_lighting control | 28% | 0 | 0 | 0 | 0 | 0 | 0 | 0 | 0 | 0 | 0 | 0 | 0 | 0 | 0 | 0 | 0 | 0 | 0 | 0 | 0 | 0 | 0 | 0 | 0 | 0 | 0 | 0 | 0 | 0 | 0 | 0 | 0 | 0 | 0 | 0 | 0 | 0 | 0 | 0 | 0
Restaurants_Existing_Interior Lighting Controls_TRC | Ach | Restaurants | Interior Lighting | Spot lighting | TRC | Existing | NE4425 | Interior Lighting Controls | Interior Lighting Controls | NonEquip | 8 | Overhead (fluorescent/LED/CFL U-shape) | 0% | Prescriptive_lighting control_existing | 28% | 0 | 0 | 0 | 0 | 0 | 0 | 0 | 0 | 0 | 0 | 0 | 0 | 0 | 0 | 0 | 0 | 0 | 0 | 0 | 0 | 0 | 0 | 0 | 0 | 0 | 0 | 0 | 0 | 0 | 0 | 0 | 0 | 0 | 0 | 0 | 0 | 0 | 0 | 0 | 0
Restaurants_New_Network PC Power Management_TRC | Ach | Restaurants | Office Equipment | Servers | TRC | New | NN4568 | Network PC Power Management | Network PC Power Management | NonEquip | 5 | Computers | 0% | Prescriptive_all | 56.5% | 0 | 0 | 0 | 0 | 0 | 0 | 0 | 0 | 0 | 0 | 0 | 0 | 0 | 0 | 0 | 0 | 0 | 0 | 0 | 0 | 0 | 0 | 0 | 0 | 0 | 0 | 0 | 0 | 0 | 0 | 0 | 0 | 0 | 0 | 0 | 0 | 0 | 0 | 0 | 0
Restaurants_Existing_Network PC Power Management_TRC | Ach | Restaurants | Office Equipment | Servers | TRC | Existing | NE4555 | Network PC Power Management | Network PC Power Management | NonEquip | 5 | Computers | 0% | Prescriptive_all_existing | 56.5% | 0 | 0 | 0 | 0 | 0 | 0 | 0 | 0 | 0 | 0 | 0 | 0 | 0 | 0 | 0 | 0 | 0 | 0 | 0 | 0 | 0 | 0 | 0 | 0 | 0 | 0 | 0 | 0 | 0 | 0 | 0 | 0 | 0 | 0 | 0 | 0 | 0 | 0 | 0 | 0
Restaurants_New_Programmable Thermostat_TRC | Ach | Restaurants | Space Cooling | Residential-type central air conditioners | TRC | New | NN4048 | Programmable Thermostat | Programmable Thermostat | NonEquip | 11 |  | 45.33% | Prescriptive_all | 3.6% | 3.1437 | 5.1181 | 8.7135 | 13.8564 | 19.9717 | 21.8305 | 19.9107 | 14.6516 | 8.3969 | 3.9904 | 3.1437 | 8.2618 | 16.9753 | 30.8317 | 50.8034 | 72.6339 | 92.5446 | 107.1962 | 115.5931 | 119.5835 | 0.001165 | 0.0030616 | 0.0062907 | 0.011426 | 0.018827 | 0.026917 | 0.034295 | 0.039725 | 0.042836 | 0.044315 | 0 | 0 | 0 | 0 | 0 | 0 | 0 | 0 | 0 | 0
Restaurants_New_HVAC tune-up_RTU_TRC | Ach | Restaurants | Space Cooling | Residential-type central air conditioners | TRC | New | NN3918 | HVAC tune-up_RTU | HVAC tune-up_RTU | NonEquip | 5 | Packaged air conditioning units (RTUs) | 0% | Prescriptive_package HP | 5% | 0 | 0 | 0 | 0 | 0 | 0 | 0 | 0 | 0 | 0 | 0 | 0 | 0 | 0 | 0 | 0 | 0 | 0 | 0 | 0 | 0 | 0 | 0 | 0 | 0 | 0 | 0 | 0 | 0 | 0 | 0 | 0 | 0 | 0 | 0 | 0 | 0 | 0 | 0 | 0
Restaurants_New_Facility Commissioning_TRC | Ach | Restaurants | Space Cooling | Residential-type central air conditioners | TRC | New | NN3632 | Facility Commissioning | Facility Commissioning | NonEquip | 10 |  | 71.67% | Custom_improvement | 16% | 15.7717 | 24.394 | 39.6103 | 60.7467 | 84.293 | 89.1126 | 90.574 | 80.8515 | 57.6453 | 35.5014 | 15.7717 | 40.1657 | 79.7759 | 140.5226 | 224.8157 | 313.9282 | 404.5022 | 485.3537 | 542.999 | 578.5004 | 0.0027613 | 0.0070323 | 0.013967 | 0.024603 | 0.039361 | 0.054963 | 0.070821 | 0.084977 | 0.09507 | 0.10129 | 6.3e-05 | 0.00016044 | 0.00031866 | 0.00056131 | 0.00089802 | 0.001254 | 0.0016158 | 0.0019387 | 0.002169 | 0.0023108
Restaurants_New_Energy Recovery Ventilation System (ERV)_TRC | Ach | Restaurants | Space Cooling | Residential-type central air conditioners | TRC | New | NN3606 | Energy Recovery Ventilation System (ERV) | Energy Recovery Ventilation System (ERV) | NonEquip | 15 | Packaged air conditioning units (RTUs) | 0% | Prescriptive_all | 10.9% | 0 | 0 | 0 | 0 | 0 | 0 | 0 | 0 | 0 | 0 | 0 | 0 | 0 | 0 | 0 | 0 | 0 | 0 | 0 | 0 | 0 | 0 | 0 | 0 | 0 | 0 | 0 | 0 | 0 | 0 | 0 | 0 | 0 | 0 | 0 | 0 | 0 | 0 | 0 | 0
Restaurants_New_Dedicated Outdoor Air System on VRF unit_TRC | Ach | Restaurants | Space Cooling | Residential-type central air conditioners | TRC | New | NN3424 | Dedicated Outdoor Air System on VRF unit | Dedicated Outdoor Air System on VRF unit | NonEquip | 15 | Residential-type central air conditioners | 58.91% | Prescriptive_all | 17.5% | 26.1253 | 41.9913 | 70.173 | 108.7677 | 151.8841 | 160.4533 | 141.3355 | 101.891 | 58.9578 | 29.2055 | 26.1253 | 68.1166 | 138.2896 | 247.0573 | 398.9414 | 559.3947 | 700.7302 | 802.6212 | 861.579 | 890.7844 | 0.0079497 | 0.020727 | 0.04208 | 0.075177 | 0.12139 | 0.17022 | 0.21323 | 0.24423 | 0.26217 | 0.27106 | 0 | 0 | 0 | 0 | 0 | 0 | 0 | 0 | 0 | 0
Restaurants_New_Chilled Water System - Variable Speed Drives_TRC | Ach | Restaurants | Space Cooling | Residential-type central air conditioners | TRC | New | NN3320 | Chilled Water System - Variable Speed Drives | Chilled Water System - Variable Speed Drives | NonEquip | 13 | Central chillers inside | 0% | Prescriptive_all | 24.74% | 0 | 0 | 0 | 0 | 0 | 0 | 0 | 0 | 0 | 0 | 0 | 0 | 0 | 0 | 0 | 0 | 0 | 0 | 0 | 0 | 0 | 0 | 0 | 0 | 0 | 0 | 0 | 0 | 0 | 0 | 0 | 0 | 0 | 0 | 0 | 0 | 0 | 0 | 0 | 0
Restaurants_New_Ceiling Insulation(R2 to R38)_TRC | Ach | Restaurants | Space Cooling | Residential-type central air conditioners | TRC | New | NN3216 | Ceiling Insulation(R2 to R38) | Ceiling Insulation(R2 to R38) | NonEquip | 20 |  | 0% | Prescriptive_all | 6.021% | 0 | 0 | 0 | 0 | 0 | 0 | 0 | 0 | 0 | 0 | 0 | 0 | 0 | 0 | 0 | 0 | 0 | 0 | 0 | 0 | 0 | 0 | 0 | 0 | 0 | 0 | 0 | 0 | 0 | 0 | 0 | 0 | 0 | 0 | 0 | 0 | 0 | 0 | 0 | 0
Restaurants_Existing_Wall Insulation_TRC | Ach | Restaurants | Space Cooling | Residential-type central air conditioners | TRC | Existing | NE4217 | Wall Insulation | Wall Insulation | NonEquip | 20 |  | 0% | Prescriptive_all_existing | 5.281% | 0 | 0 | 0 | 0 | 0 | 0 | 0 | 0 | 0 | 0 | 0 | 0 | 0 | 0 | 0 | 0 | 0 | 0 | 0 | 0 | 0 | 0 | 0 | 0 | 0 | 0 | 0 | 0 | 0 | 0 | 0 | 0 | 0 | 0 | 0 | 0 | 0 | 0 | 0 | 0
Restaurants_Existing_Programmable Thermostat_TRC | Ach | Restaurants | Space Cooling | Residential-type central air conditioners | TRC | Existing | NE4035 | Programmable Thermostat | Programmable Thermostat | NonEquip | 11 |  | 45.33% | Prescriptive_all_existing | 3.6% | 23.4224 | 36.2214 | 54.3823 | 77.4281 | 101.1288 | 115.8092 | 110.5405 | 83.8613 | 49.8369 | 24.0438 | 23.4224 | 59.6438 | 114.0261 | 191.4542 | 292.583 | 408.3922 | 518.9327 | 602.794 | 652.6309 | 676.6746 | 0.0086799 | 0.022103 | 0.042256 | 0.070949 | 0.10843 | 0.15134 | 0.19231 | 0.22338 | 0.24185 | 0.25076 | 0 | 0 | 0 | 0 | 0 | 0 | 0 | 0 | 0 | 0
Restaurants_Existing_HVAC tune-up_RTU_TRC | Ach | Restaurants | Space Cooling | Residential-type central air conditioners | TRC | Existing | NE3905 | HVAC tune-up_RTU | HVAC tune-up_RTU | NonEquip | 5 | Packaged air conditioning units (RTUs) | 0% | Prescriptive_package HP_existing | 5% | 0 | 0 | 0 | 0 | 0 | 0 | 0 | 0 | 0 | 0 | 0 | 0 | 0 | 0 | 0 | 0 | 0 | 0 | 0 | 0 | 0 | 0 | 0 | 0 | 0 | 0 | 0 | 0 | 0 | 0 | 0 | 0 | 0 | 0 | 0 | 0 | 0 | 0 | 0 | 0
Restaurants_Existing_Energy Recovery Ventilation System (ERV)_TRC | Ach | Restaurants | Space Cooling | Residential-type central air conditioners | TRC | Existing | NE3593 | Energy Recovery Ventilation System (ERV) | Energy Recovery Ventilation System (ERV) | NonEquip | 15 | Packaged air conditioning units (RTUs) | 0% | Prescriptive_all_existing | 10.9% | 0 | 0 | 0 | 0 | 0 | 0 | 0 | 0 | 0 | 0 | 0 | 0 | 0 | 0 | 0 | 0 | 0 | 0 | 0 | 0 | 0 | 0 | 0 | 0 | 0 | 0 | 0 | 0 | 0 | 0 | 0 | 0 | 0 | 0 | 0 | 0 | 0 | 0 | 0 | 0
Restaurants_Existing_Dedicated Outdoor Air System on VRF unit_TRC | Ach | Restaurants | Space Cooling | Residential-type central air conditioners | TRC | Existing | NE3411 | Dedicated Outdoor Air System on VRF unit | Dedicated Outdoor Air System on VRF unit | NonEquip | 15 | Residential-type central air conditioners | 58.91% | Prescriptive_all_existing | 17.5% | 199.347 | 308.2347 | 462.6888 | 658.6069 | 860.0042 | 984.7162 | 939.9893 | 713.3269 | 424.0629 | 204.6416 | 199.347 | 507.5817 | 970.2706 | 1628.8775 | 2488.8817 | 3473.5979 | 4413.5872 | 5126.9142 | 5550.9771 | 5755.6187 | 0.06066 | 0.15445 | 0.29525 | 0.49565 | 0.75735 | 1.057 | 1.343 | 1.5601 | 1.6891 | 1.7514 | 0 | 0 | 0 | 0 | 0 | 0 | 0 | 0 | 0 | 0
Restaurants_Existing_Chilled Water System - Variable Speed Drives_TRC | Ach | Restaurants | Space Cooling | Residential-type central air conditioners | TRC | Existing | NE3307 | Chilled Water System - Variable Speed Drives | Chilled Water System - Variable Speed Drives | NonEquip | 13 | Central chillers inside | 0% | Prescriptive_all_existing | 24.74% | 0 | 0 | 0 | 0 | 0 | 0 | 0 | 0 | 0 | 0 | 0 | 0 | 0 | 0 | 0 | 0 | 0 | 0 | 0 | 0 | 0 | 0 | 0 | 0 | 0 | 0 | 0 | 0 | 0 | 0 | 0 | 0 | 0 | 0 | 0 | 0 | 0 | 0 | 0 | 0
Restaurants_Existing_Ceiling Insulation(R2 to R38)_TRC | Ach | Restaurants | Space Cooling | Residential-type central air conditioners | TRC | Existing | NE3203 | Ceiling Insulation(R2 to R38) | Ceiling Insulation(R2 to R38) | NonEquip | 20 |  | 0% | Prescriptive_all_existing | 6.021% | 0 | 0 | 0 | 0 | 0 | 0 | 0 | 0 | 0 | 0 | 0 | 0 | 0 | 0 | 0 | 0 | 0 | 0 | 0 | 0 | 0 | 0 | 0 | 0 | 0 | 0 | 0 | 0 | 0 | 0 | 0 | 0 | 0 | 0 | 0 | 0 | 0 | 0 | 0 | 0
Restaurants_Turnover_Variable Refrigerant Flow (VRF) HVAC Systems_TRC | Ach | Restaurants | Space Cooling | Residential-type central air conditioners | TRC | Turnover | ET1376 | Variable Refrigerant Flow (VRF) HVAC Systems | Variable Refrigerant Flow (VRF) HVAC Systems | Equip | 15 | Residential-type central air conditioners | 49.09% | Prescriptive_package HP | 36.88% | 84.3716 | 125.12 | 199.7797 | 314.7907 | 482.5451 | 707.7687 | 966.0709 | 1181.2843 | 1235.0986 | 1047.4774 | 84.3716 | 209.4916 | 409.2714 | 724.0621 | 1206.6072 | 1914.3759 | 2880.4468 | 4061.7312 | 5296.8298 | 6344.3072 | 0.025674 | 0.063747 | 0.12454 | 0.22033 | 0.36716 | 0.58253 | 0.8765 | 1.236 | 1.6118 | 1.9305 | 0 | 0 | 0 | 0 | 0 | 0 | 0 | 0 | 0 | 0
Restaurants_New_Variable Refrigerant Flow (VRF) HVAC Systems_TRC | Ach | Restaurants | Space Cooling | Residential-type central air conditioners | TRC | New | EN1402 | Variable Refrigerant Flow (VRF) HVAC Systems | Variable Refrigerant Flow (VRF) HVAC Systems | Equip | 15 | Residential-type central air conditioners | 49.09% | Prescriptive_package HP | 36.88% | 16.1962 | 27.327 | 49.3012 | 86.295 | 145.3008 | 202.9244 | 265.0208 | 317.4997 | 325.685 | 276.6408 | 16.1962 | 43.5233 | 92.8245 | 179.1195 | 324.4203 | 527.3447 | 792.3656 | 1109.8653 | 1435.5503 | 1712.1911 | 0.0049284 | 0.013244 | 0.028246 | 0.054505 | 0.098718 | 0.16047 | 0.24111 | 0.33772 | 0.43683 | 0.52101 | 0 | 0 | 0 | 0 | 0 | 0 | 0 | 0 | 0 | 0
Restaurants_New_Programmable Thermostat_TRC | Ach | Restaurants | Space Heating | Residential/split system heat pump | TRC | New | NN4074 | Programmable Thermostat | Programmable Thermostat | NonEquip | 11 |  | 45.33% | Prescriptive_all | 3.6% | 69.1526 | 112.7227 | 192.1422 | 305.9199 | 441.4714 | 483.1464 | 441.1944 | 325.0565 | 186.5174 | 88.7446 | 69.1526 | 181.8753 | 374.0175 | 679.9374 | 1121.4088 | 1604.5552 | 2045.7496 | 2370.8061 | 2557.3236 | 2646.0682 | 0 | 0 | 0 | 0 | 0 | 0 | 0 | 0 | 0 | 0 | -4.8629e-05 | -0.0001279 | -0.00026301 | -0.00047814 | -0.00078859 | -0.0011283 | -0.0014386 | -0.0016672 | -0.0017983 | -0.0018608
Restaurants_New_ECM Motors on Furnaces_TRC | Ach | Restaurants | Space Heating | Residential/split system heat pump | TRC | New | NN3580 | ECM Motors on Furnaces | ECM Motors on Furnaces | NonEquip | 15 | Forced air furnace | 0% | Prescriptive_ECM | 1.706% | 0 | 0 | 0 | 0 | 0 | 0 | 0 | 0 | 0 | 0 | 0 | 0 | 0 | 0 | 0 | 0 | 0 | 0 | 0 | 0 | 0 | 0 | 0 | 0 | 0 | 0 | 0 | 0 | 0 | 0 | 0 | 0 | 0 | 0 | 0 | 0 | 0 | 0 | 0 | 0
Restaurants_New_Dedicated Outdoor Air System on VRF unit_TRC | Ach | Restaurants | Space Heating | Residential/split system heat pump | TRC | New | NN3398 | Dedicated Outdoor Air System on VRF unit | Dedicated Outdoor Air System on VRF unit | NonEquip | 15 | Residential/split system heat pump | 58.91% | Prescriptive_all | 10% | 332.5753 | 538.4728 | 908.4753 | 1424.7937 | 2013.9192 | 2147.7241 | 1908.3343 | 1377.9091 | 790.185 | 385.7335 | 332.5753 | 871.048 | 1779.5233 | 3204.317 | 5218.2363 | 7365.9604 | 9274.2947 | 10652.2038 | 11442.3889 | 11828.1224 | 0 | 0 | 0 | 0 | 0 | 0 | 0 | 0 | 0 | 0 | 0.10229 | 0.2679 | 0.54731 | 0.98552 | 1.6049 | 2.2655 | 2.8524 | 3.2762 | 3.5192 | 3.6378
Restaurants_New_Ceiling Insulation(R2 to R38)_TRC | Ach | Restaurants | Space Heating | Residential/split system heat pump | TRC | New | NN3190 | Ceiling Insulation(R2 to R38) | Ceiling Insulation(R2 to R38) | NonEquip | 20 |  | 0% | Prescriptive_all | 2.11% | 0 | 0 | 0 | 0 | 0 | 0 | 0 | 0 | 0 | 0 | 0 | 0 | 0 | 0 | 0 | 0 | 0 | 0 | 0 | 0 | 0 | 0 | 0 | 0 | 0 | 0 | 0 | 0 | 0 | 0 | 0 | 0 | 0 | 0 | 0 | 0 | 0 | 0 | 0 | 0
Restaurants_Existing_Wall Insulation_TRC | Ach | Restaurants | Space Heating | Residential/split system heat pump | TRC | Existing | NE4243 | Wall Insulation | Wall Insulation | NonEquip | 20 |  | 0% | Prescriptive_all_existing | 0.2981% | 0 | 0 | 0 | 0 | 0 | 0 | 0 | 0 | 0 | 0 | 0 | 0 | 0 | 0 | 0 | 0 | 0 | 0 | 0 | 0 | 0 | 0 | 0 | 0 | 0 | 0 | 0 | 0 | 0 | 0 | 0 | 0 | 0 | 0 | 0 | 0 | 0 | 0 | 0 | 0
Restaurants_Existing_Programmable Thermostat_TRC | Ach | Restaurants | Space Heating | Residential/split system heat pump | TRC | Existing | NE4061 | Programmable Thermostat | Programmable Thermostat | NonEquip | 11 |  | 45.33% | Prescriptive_all_existing | 3.6% | 516.3442 | 796.7785 | 1196.2719 | 1703.2215 | 2224.5778 | 2547.508 | 2431.6095 | 1844.7356 | 1096.2849 | 528.9015 | 516.3442 | 1313.1227 | 2509.3946 | 4212.6161 | 6437.1939 | 8984.7018 | 11416.3114 | 13261.0469 | 14357.3318 | 14886.2333 | 0 | 0 | 0 | 0 | 0 | 0 | 0 | 0 | 0 | 0 | -0.0003631 | -0.00092341 | -0.0017646 | -0.0029624 | -0.0045267 | -0.0063182 | -0.0080281 | -0.0093254 | -0.010096 | -0.010468
Restaurants_Existing_ECM Motors on Furnaces_TRC | Ach | Restaurants | Space Heating | Residential/split system heat pump | TRC | Existing | NE3567 | ECM Motors on Furnaces | ECM Motors on Furnaces | NonEquip | 15 | Forced air furnace | 0% | Prescriptive_ECM_existing | 1.706% | 0 | 0 | 0 | 0 | 0 | 0 | 0 | 0 | 0 | 0 | 0 | 0 | 0 | 0 | 0 | 0 | 0 | 0 | 0 | 0 | 0 | 0 | 0 | 0 | 0 | 0 | 0 | 0 | 0 | 0 | 0 | 0 | 0 | 0 | 0 | 0 | 0 | 0 | 0 | 0
Restaurants_Existing_Dedicated Outdoor Air System on VRF unit_TRC | Ach | Restaurants | Space Heating | Residential/split system heat pump | TRC | Existing | NE3385 | Dedicated Outdoor Air System on VRF unit | Dedicated Outdoor Air System on VRF unit | NonEquip | 15 | Residential/split system heat pump | 58.91% | Prescriptive_all_existing | 10% | 2511.1881 | 3874.5033 | 5815.988 | 8278.6737 | 10810.2338 | 12377.8604 | 11815.6448 | 8966.5035 | 5330.4617 | 2572.3406 | 2511.1881 | 6385.6914 | 12201.6794 | 20480.3532 | 31290.587 | 43668.4474 | 55484.0922 | 64450.5957 | 69781.0573 | 72353.3979 | 0 | 0 | 0 | 0 | 0 | 0 | 0 | 0 | 0 | 0 | 0.77234 | 1.964 | 3.7527 | 6.2989 | 9.6237 | 13.4306 | 17.0647 | 19.8224 | 21.4618 | 22.253
Restaurants_Existing_Ceiling Insulation(R2 to R38)_TRC | Ach | Restaurants | Space Heating | Residential/split system heat pump | TRC | Existing | NE3177 | Ceiling Insulation(R2 to R38) | Ceiling Insulation(R2 to R38) | NonEquip | 20 |  | 0% | Prescriptive_all_existing | 2.328% | 0 | 0 | 0 | 0 | 0 | 0 | 0 | 0 | 0 | 0 | 0 | 0 | 0 | 0 | 0 | 0 | 0 | 0 | 0 | 0 | 0 | 0 | 0 | 0 | 0 | 0 | 0 | 0 | 0 | 0 | 0 | 0 | 0 | 0 | 0 | 0 | 0 | 0 | 0 | 0
Restaurants_Turnover_Variable Refrigerant Flow (VRF) HVAC Systems_TRC | Ach | Restaurants | Space Heating | Residential/split system heat pump | TRC | Turnover | ET1415 | Variable Refrigerant Flow (VRF) HVAC Systems | Variable Refrigerant Flow (VRF) HVAC Systems | Equip | 15 | Residential/split system heat pump | 49.09% | Prescriptive_package HP | 31.25% | 1523.6971 | 2262.3388 | 3616.6861 | 5705.7115 | 8756.9813 | 12859.864 | 17574.4854 | 21515.7555 | 22523.3171 | 19125.1098 | 1523.6971 | 3786.0359 | 7402.722 | 13108.4335 | 21865.4148 | 34725.2787 | 52299.7641 | 73815.5196 | 96338.8367 | 115463.9465 | 0 | 0 | 0 | 0 | 0 | 0 | 0 | 0 | 0 | 0 | 0.46863 | 1.1644 | 2.2768 | 4.0316 | 6.7249 | 10.6801 | 16.0853 | 22.7027 | 29.6299 | 35.512
Restaurants_New_Variable Refrigerant Flow (VRF) HVAC Systems_TRC | Ach | Restaurants | Space Heating | Residential/split system heat pump | TRC | New | EN1441 | Variable Refrigerant Flow (VRF) HVAC Systems | Variable Refrigerant Flow (VRF) HVAC Systems | Equip | 15 | Residential/split system heat pump | 49.09% | Prescriptive_package HP | 31.25% | 305.286 | 518.3707 | 942.7123 | 1665.6824 | 2829.0441 | 3969.4611 | 5199.9275 | 6209.6196 | 6307.3429 | 5304.9793 | 305.286 | 823.6567 | 1766.369 | 3432.0514 | 6261.0955 | 10230.5566 | 15430.484 | 21640.1036 | 27947.4465 | 33252.4258 | 0 | 0 | 0 | 0 | 0 | 0 | 0 | 0 | 0 | 0 | 0.093894 | 0.25332 | 0.54326 | 1.0556 | 1.9257 | 3.1465 | 4.7458 | 6.6556 | 8.5955 | 10.2271
Restaurants_New_Strip Curtains for Walk-ins_TRC | Ach | Restaurants | Refrigeration | Residential style | TRC | New | NN4906 | Strip Curtains for Walk-ins | Strip Curtains for Walk-ins | NonEquip | 4 | Walk-in cooler | 0% | Prescriptive_refrigeration control | 2.115% | 0 | 0 | 0 | 0 | 0 | 0 | 0 | 0 | 0 | 0 | 0 | 0 | 0 | 0 | 0 | 0 | 0 | 0 | 0 | 0 | 0 | 0 | 0 | 0 | 0 | 0 | 0 | 0 | 0 | 0 | 0 | 0 | 0 | 0 | 0 | 0 | 0 | 0 | 0 | 0
Restaurants_New_PSC to ECM Evaporator Fan Motor (Walk-In, Refrigerator)_TRC | Ach | Restaurants | Refrigeration | Residential style | TRC | New | NN4854 | PSC to ECM Evaporator Fan Motor (Walk-In, Refrigerator) | PSC to ECM Evaporator Fan Motor (Walk-In, Refrigerator) | NonEquip | 15 | Walk-in cooler | 0% | Prescriptive_ECM | 37.5% | 0 | 0 | 0 | 0 | 0 | 0 | 0 | 0 | 0 | 0 | 0 | 0 | 0 | 0 | 0 | 0 | 0 | 0 | 0 | 0 | 0 | 0 | 0 | 0 | 0 | 0 | 0 | 0 | 0 | 0 | 0 | 0 | 0 | 0 | 0 | 0 | 0 | 0 | 0 | 0
Restaurants_New_PSC to ECM Evaporator Fan Motor (Reach-In)_TRC | Ach | Restaurants | Refrigeration | Residential style | TRC | New | NN4828 | PSC to ECM Evaporator Fan Motor (Reach-In) | PSC to ECM Evaporator Fan Motor (Reach-In) | NonEquip | 15 | Display cases | 0% | Prescriptive_ECM | 37.5% | 0 | 0 | 0 | 0 | 0 | 0 | 0 | 0 | 0 | 0 | 0 | 0 | 0 | 0 | 0 | 0 | 0 | 0 | 0 | 0 | 0 | 0 | 0 | 0 | 0 | 0 | 0 | 0 | 0 | 0 | 0 | 0 | 0 | 0 | 0 | 0 | 0 | 0 | 0 | 0
Restaurants_Existing_Strip Curtains for Walk-ins_TRC | Ach | Restaurants | Refrigeration | Residential style | TRC | Existing | NE4893 | Strip Curtains for Walk-ins | Strip Curtains for Walk-ins | NonEquip | 4 | Walk-in cooler | 0% | Prescriptive_refrigeration control_existing | 2.115% | 0 | 0 | 0 | 0 | 0 | 0 | 0 | 0 | 0 | 0 | 0 | 0 | 0 | 0 | 0 | 0 | 0 | 0 | 0 | 0 | 0 | 0 | 0 | 0 | 0 | 0 | 0 | 0 | 0 | 0 | 0 | 0 | 0 | 0 | 0 | 0 | 0 | 0 | 0 | 0
Restaurants_Existing_PSC to ECM Evaporator Fan Motor (Walk-In, Refrigerator)_TRC | Ach | Restaurants | Refrigeration | Residential style | TRC | Existing | NE4841 | PSC to ECM Evaporator Fan Motor (Walk-In, Refrigerator) | PSC to ECM Evaporator Fan Motor (Walk-In, Refrigerator) | NonEquip | 15 | Walk-in cooler | 0% | Prescriptive_ECM_existing | 37.5% | 0 | 0 | 0 | 0 | 0 | 0 | 0 | 0 | 0 | 0 | 0 | 0 | 0 | 0 | 0 | 0 | 0 | 0 | 0 | 0 | 0 | 0 | 0 | 0 | 0 | 0 | 0 | 0 | 0 | 0 | 0 | 0 | 0 | 0 | 0 | 0 | 0 | 0 | 0 | 0
Restaurants_Existing_PSC to ECM Evaporator Fan Motor (Reach-In)_TRC | Ach | Restaurants | Refrigeration | Residential style | TRC | Existing | NE4815 | PSC to ECM Evaporator Fan Motor (Reach-In) | PSC to ECM Evaporator Fan Motor (Reach-In) | NonEquip | 15 | Display cases | 0% | Prescriptive_ECM_existing | 37.5% | 0 | 0 | 0 | 0 | 0 | 0 | 0 | 0 | 0 | 0 | 0 | 0 | 0 | 0 | 0 | 0 | 0 | 0 | 0 | 0 | 0 | 0 | 0 | 0 | 0 | 0 | 0 | 0 | 0 | 0 | 0 | 0 | 0 | 0 | 0 | 0 | 0 | 0 | 0 | 0
Restaurants_Existing_Freezer-Cooler Replacement Gaskets_TRC | Ach | Restaurants | Refrigeration | Residential style | TRC | Existing | NE4711 | Freezer-Cooler Replacement Gaskets | Freezer-Cooler Replacement Gaskets | NonEquip | 4 | Display cases | 0% | Prescriptive_refrigeration control_existing | 3.131% | 0 | 0 | 0 | 0 | 0 | 0 | 0 | 0 | 0 | 0 | 0 | 0 | 0 | 0 | 0 | 0 | 0 | 0 | 0 | 0 | 0 | 0 | 0 | 0 | 0 | 0 | 0 | 0 | 0 | 0 | 0 | 0 | 0 | 0 | 0 | 0 | 0 | 0 | 0 | 0
Restaurants_New_VSD Controlled Compressor_TRC | Ach | Restaurants | Miscellaneous | Pool pump | TRC | New | NN4542 | VSD Controlled Compressor | VSD Controlled Compressor | NonEquip | 15 | Others | 0% | Prescriptive_ECM | 20.79% | 0 | 0 | 0 | 0 | 0 | 0 | 0 | 0 | 0 | 0 | 0 | 0 | 0 | 0 | 0 | 0 | 0 | 0 | 0 | 0 | 0 | 0 | 0 | 0 | 0 | 0 | 0 | 0 | 0 | 0 | 0 | 0 | 0 | 0 | 0 | 0 | 0 | 0 | 0 | 0
Restaurants_New_Engine Block Timer_TRC | Ach | Restaurants | Miscellaneous | Pool pump | TRC | New | NN4490 | Engine Block Timer | Engine Block Timer | NonEquip | 5 | Others | 0% | Prescriptive_ECM | 36% | 0 | 0 | 0 | 0 | 0 | 0 | 0 | 0 | 0 | 0 | 0 | 0 | 0 | 0 | 0 | 0 | 0 | 0 | 0 | 0 | 0 | 0 | 0 | 0 | 0 | 0 | 0 | 0 | 0 | 0 | 0 | 0 | 0 | 0 | 0 | 0 | 0 | 0 | 0 | 0
Restaurants_Existing_VSD Controlled Compressor_TRC | Ach | Restaurants | Miscellaneous | Pool pump | TRC | Existing | NE4529 | VSD Controlled Compressor | VSD Controlled Compressor | NonEquip | 15 | Others | 0% | Prescriptive_ECM_existing | 20.79% | 0 | 0 | 0 | 0 | 0 | 0 | 0 | 0 | 0 | 0 | 0 | 0 | 0 | 0 | 0 | 0 | 0 | 0 | 0 | 0 | 0 | 0 | 0 | 0 | 0 | 0 | 0 | 0 | 0 | 0 | 0 | 0 | 0 | 0 | 0 | 0 | 0 | 0 | 0 | 0
Restaurants_Existing_Engine Block Timer_TRC | Ach | Restaurants | Miscellaneous | Pool pump | TRC | Existing | NE4477 | Engine Block Timer | Engine Block Timer | NonEquip | 5 | Others | 0% | Prescriptive_ECM_existing | 36% | 0 | 0 | 0 | 0 | 0 | 0 | 0 | 0 | 0 | 0 | 0 | 0 | 0 | 0 | 0 | 0 | 0 | 0 | 0 | 0 | 0 | 0 | 0 | 0 | 0 | 0 | 0 | 0 | 0 | 0 | 0 | 0 | 0 | 0 | 0 | 0 | 0 | 0 | 0 | 0
Restaurants_Turnover_Variable Speed Pool Pump_TRC | Ach | Restaurants | Miscellaneous | Pool pump | TRC | Turnover | ET2114 | Variable Speed Pool Pump | Variable Speed Pool Pump | Equip | 10 | Pool pump | 0% | Prescriptive_all | 64.36% | 0 | 0 | 0 | 0 | 0 | 0 | 0 | 0 | 0 | 0 | 0 | 0 | 0 | 0 | 0 | 0 | 0 | 0 | 0 | 0 | 0 | 0 | 0 | 0 | 0 | 0 | 0 | 0 | 0 | 0 | 0 | 0 | 0 | 0 | 0 | 0 | 0 | 0 | 0 | 0
Restaurants_Turnover_Solar Powered Pool Pump_TRC | Ach | Restaurants | Miscellaneous | Pool pump | TRC | Turnover | ET2039 | Solar Powered Pool Pump | Solar Powered Pool Pump | Equip | 10 | Pool pump | 0% | Prescriptive_all | 81% | 0 | 0 | 0 | 0 | 0 | 0 | 0 | 0 | 0 | 0 | 0 | 0 | 0 | 0 | 0 | 0 | 0 | 0 | 0 | 0 | 0 | 0 | 0 | 0 | 0 | 0 | 0 | 0 | 0 | 0 | 0 | 0 | 0 | 0 | 0 | 0 | 0 | 0 | 0 | 0
Restaurants_Turnover_Solar Pool Heater_TRC | Ach | Restaurants | Miscellaneous | Pool pump | TRC | Turnover | ET2000 | Solar Pool Heater | Solar Pool Heater | Equip | 15 | Pool pump | 0% | Prescriptive_all | 86.11% | 0 | 0 | 0 | 0 | 0 | 0 | 0 | 0 | 0 | 0 | 0 | 0 | 0 | 0 | 0 | 0 | 0 | 0 | 0 | 0 | 0 | 0 | 0 | 0 | 0 | 0 | 0 | 0 | 0 | 0 | 0 | 0 | 0 | 0 | 0 | 0 | 0 | 0 | 0 | 0
Restaurants_New_Variable Speed Pool Pump_TRC | Ach | Restaurants | Miscellaneous | Pool pump | TRC | New | EN2138 | Variable Speed Pool Pump | Variable Speed Pool Pump | Equip | 10 | Pool pump | 0% | Prescriptive_all | 64.36% | 0 | 0 | 0 | 0 | 0 | 0 | 0 | 0 | 0 | 0 | 0 | 0 | 0 | 0 | 0 | 0 | 0 | 0 | 0 | 0 | 0 | 0 | 0 | 0 | 0 | 0 | 0 | 0 | 0 | 0 | 0 | 0 | 0 | 0 | 0 | 0 | 0 | 0 | 0 | 0
Restaurants_New_Solar Powered Pool Pump_TRC | Ach | Restaurants | Miscellaneous | Pool pump | TRC | New | EN2063 | Solar Powered Pool Pump | Solar Powered Pool Pump | Equip | 10 | Pool pump | 0% | Prescriptive_all | 81% | 0 | 0 | 0 | 0 | 0 | 0 | 0 | 0 | 0 | 0 | 0 | 0 | 0 | 0 | 0 | 0 | 0 | 0 | 0 | 0 | 0 | 0 | 0 | 0 | 0 | 0 | 0 | 0 | 0 | 0 | 0 | 0 | 0 | 0 | 0 | 0 | 0 | 0 | 0 | 0
Restaurants_New_Solar Pool Heater_TRC | Ach | Restaurants | Miscellaneous | Pool pump | TRC | New | EN2026 | Solar Pool Heater | Solar Pool Heater | Equip | 15 | Pool pump | 0% | Prescriptive_all | 86.11% | 0 | 0 | 0 | 0 | 0 | 0 | 0 | 0 | 0 | 0 | 0 | 0 | 0 | 0 | 0 | 0 | 0 | 0 | 0 | 0 | 0 | 0 | 0 | 0 | 0 | 0 | 0 | 0 | 0 | 0 | 0 | 0 | 0 | 0 | 0 | 0 | 0 | 0 | 0 | 0
Restaurants_New_Programmable Thermostat_TRC | Ach | Restaurants | Space Heating | Packaged central unit | TRC | New | NN4074 | Programmable Thermostat | Programmable Thermostat | NonEquip | 11 |  | 45.33% | Prescriptive_all | 3.6% | 329.2836 | 536.7511 | 914.9224 | 1456.697 | 2102.1519 | 2300.5954 | 2100.8331 | 1547.8199 | 888.139 | 422.5746 | 329.2836 | 866.0347 | 1780.9571 | 3237.6542 | 5339.8061 | 7640.4014 | 9741.2345 | 11289.0544 | 12177.1935 | 12599.7681 | 0 | 0 | 0 | 0 | 0 | 0 | 0 | 0 | 0 | 0 | -0.00023156 | -0.00060901 | -0.0012524 | -0.0022768 | -0.003755 | -0.0053728 | -0.0068502 | -0.0079386 | -0.0085632 | -0.0088603
Restaurants_New_ECM Motors on Furnaces_TRC | Ach | Restaurants | Space Heating | Packaged central unit | TRC | New | NN3580 | ECM Motors on Furnaces | ECM Motors on Furnaces | NonEquip | 15 | Forced air furnace | 0% | Prescriptive_ECM | 1.706% | 0 | 0 | 0 | 0 | 0 | 0 | 0 | 0 | 0 | 0 | 0 | 0 | 0 | 0 | 0 | 0 | 0 | 0 | 0 | 0 | 0 | 0 | 0 | 0 | 0 | 0 | 0 | 0 | 0 | 0 | 0 | 0 | 0 | 0 | 0 | 0 | 0 | 0 | 0 | 0
Restaurants_New_Dedicated Outdoor Air System on VRF unit_TRC | Ach | Restaurants | Space Heating | Packaged central unit | TRC | New | NN3398 | Dedicated Outdoor Air System on VRF unit | Dedicated Outdoor Air System on VRF unit | NonEquip | 15 | Residential/split system heat pump | 0% | Prescriptive_all | 10% | 0 | 0 | 0 | 0 | 0 | 0 | 0 | 0 | 0 | 0 | 0 | 0 | 0 | 0 | 0 | 0 | 0 | 0 | 0 | 0 | 0 | 0 | 0 | 0 | 0 | 0 | 0 | 0 | 0 | 0 | 0 | 0 | 0 | 0 | 0 | 0 | 0 | 0 | 0 | 0
Restaurants_New_Ceiling Insulation(R2 to R38)_TRC | Ach | Restaurants | Space Heating | Packaged central unit | TRC | New | NN3190 | Ceiling Insulation(R2 to R38) | Ceiling Insulation(R2 to R38) | NonEquip | 20 |  | 0% | Prescriptive_all | 2.11% | 0 | 0 | 0 | 0 | 0 | 0 | 0 | 0 | 0 | 0 | 0 | 0 | 0 | 0 | 0 | 0 | 0 | 0 | 0 | 0 | 0 | 0 | 0 | 0 | 0 | 0 | 0 | 0 | 0 | 0 | 0 | 0 | 0 | 0 | 0 | 0 | 0 | 0 | 0 | 0
Restaurants_Existing_Wall Insulation_TRC | Ach | Restaurants | Space Heating | Packaged central unit | TRC | Existing | NE4243 | Wall Insulation | Wall Insulation | NonEquip | 20 |  | 0% | Prescriptive_all_existing | 0.2981% | 0 | 0 | 0 | 0 | 0 | 0 | 0 | 0 | 0 | 0 | 0 | 0 | 0 | 0 | 0 | 0 | 0 | 0 | 0 | 0 | 0 | 0 | 0 | 0 | 0 | 0 | 0 | 0 | 0 | 0 | 0 | 0 | 0 | 0 | 0 | 0 | 0 | 0 | 0 | 0
Restaurants_Existing_Programmable Thermostat_TRC | Ach | Restaurants | Space Heating | Packaged central unit | TRC | Existing | NE4061 | Programmable Thermostat | Programmable Thermostat | NonEquip | 11 |  | 45.33% | Prescriptive_all_existing | 3.6% | 2426.8696 | 3794.0159 | 5696.2812 | 8110.2202 | 10592.7596 | 12130.4545 | 11578.5816 | 8784.067 | 5220.1737 | 2518.4672 | 2426.8696 | 6220.8855 | 11917.1667 | 20027.3869 | 30620.1465 | 42750.6011 | 54329.1827 | 63113.2497 | 68333.4234 | 70851.8906 | 0 | 0 | 0 | 0 | 0 | 0 | 0 | 0 | 0 | 0 | -0.0017066 | -0.0043746 | -0.0083803 | -0.014084 | -0.021533 | -0.030063 | -0.038205 | -0.044382 | -0.048053 | -0.049824
Restaurants_Existing_ECM Motors on Furnaces_TRC | Ach | Restaurants | Space Heating | Packaged central unit | TRC | Existing | NE3567 | ECM Motors on Furnaces | ECM Motors on Furnaces | NonEquip | 15 | Forced air furnace | 0% | Prescriptive_ECM_existing | 1.706% | 0 | 0 | 0 | 0 | 0 | 0 | 0 | 0 | 0 | 0 | 0 | 0 | 0 | 0 | 0 | 0 | 0 | 0 | 0 | 0 | 0 | 0 | 0 | 0 | 0 | 0 | 0 | 0 | 0 | 0 | 0 | 0 | 0 | 0 | 0 | 0 | 0 | 0 | 0 | 0
Restaurants_Existing_Dedicated Outdoor Air System on VRF unit_TRC | Ach | Restaurants | Space Heating | Packaged central unit | TRC | Existing | NE3385 | Dedicated Outdoor Air System on VRF unit | Dedicated Outdoor Air System on VRF unit | NonEquip | 15 | Residential/split system heat pump | 0% | Prescriptive_all_existing | 10% | 0 | 0 | 0 | 0 | 0 | 0 | 0 | 0 | 0 | 0 | 0 | 0 | 0 | 0 | 0 | 0 | 0 | 0 | 0 | 0 | 0 | 0 | 0 | 0 | 0 | 0 | 0 | 0 | 0 | 0 | 0 | 0 | 0 | 0 | 0 | 0 | 0 | 0 | 0 | 0
Restaurants_Existing_Ceiling Insulation(R2 to R38)_TRC | Ach | Restaurants | Space Heating | Packaged central unit | TRC | Existing | NE3177 | Ceiling Insulation(R2 to R38) | Ceiling Insulation(R2 to R38) | NonEquip | 20 |  | 0% | Prescriptive_all_existing | 2.328% | 0 | 0 | 0 | 0 | 0 | 0 | 0 | 0 | 0 | 0 | 0 | 0 | 0 | 0 | 0 | 0 | 0 | 0 | 0 | 0 | 0 | 0 | 0 | 0 | 0 | 0 | 0 | 0 | 0 | 0 | 0 | 0 | 0 | 0 | 0 | 0 | 0 | 0 | 0 | 0
Restaurants_New_Programmable Thermostat_TRC | Ach | Restaurants | Space Cooling | Packaged air conditioning units (RTUs) | TRC | New | NN4048 | Programmable Thermostat | Programmable Thermostat | NonEquip | 11 |  | 45.33% | Prescriptive_all | 3.6% | 1950.7795 | 3176.0138 | 5407.1096 | 8598.4779 | 12393.3264 | 13546.7611 | 12355.4404 | 9091.9815 | 5210.6333 | 2476.1924 | 1950.7795 | 5126.7932 | 10533.9028 | 19132.3807 | 31525.7071 | 45072.4682 | 57427.9086 | 66519.8901 | 71730.5234 | 74206.7158 | 0.72292 | 1.8999 | 3.9037 | 7.0901 | 11.6828 | 16.7029 | 21.2816 | 24.6509 | 26.5819 | 27.4995 | 0 | 0 | 0 | 0 | 0 | 0 | 0 | 0 | 0 | 0
Restaurants_New_HVAC tune-up_RTU_TRC | Ach | Restaurants | Space Cooling | Packaged air conditioning units (RTUs) | TRC | New | NN3918 | HVAC tune-up_RTU | HVAC tune-up_RTU | NonEquip | 5 | Packaged air conditioning units (RTUs) | 94.56% | Prescriptive_package HP | 5% | 2236.6951 | 3793.2534 | 6890.0444 | 12159.2413 | 20626.4957 | 28906.0479 | 37820.3809 | 45109.1926 | 45763.3638 | 38443.8293 | 2236.6951 | 6029.9485 | 12919.9929 | 25079.2342 | 45705.73 | 74611.7779 | 112432.1588 | 157541.3514 | 203304.7152 | 241748.5444 | 0.36182 | 0.97544 | 2.09 | 4.057 | 7.3936 | 12.0696 | 18.1876 | 25.4847 | 32.8877 | 39.1066 | 0.014971 | 0.04036 | 0.086478 | 0.16786 | 0.30592 | 0.4994 | 0.75255 | 1.0545 | 1.3608 | 1.6181
Restaurants_New_Facility Commissioning_TRC | Ach | Restaurants | Space Cooling | Packaged air conditioning units (RTUs) | TRC | New | NN3632 | Facility Commissioning | Facility Commissioning | NonEquip | 10 |  | 71.67% | Custom_improvement | 16% | 9760.5911 | 15072.0988 | 24411.834 | 37295.3001 | 51468.3378 | 54019.4051 | 54460.9927 | 48297.5903 | 34395.319 | 21321.2227 | 9760.5911 | 24832.6899 | 49244.5239 | 86539.824 | 138008.1618 | 192027.5669 | 246488.5596 | 294786.1499 | 329181.4689 | 350502.6916 | 1.7089 | 4.3478 | 8.6218 | 15.1516 | 24.1628 | 33.6206 | 43.1558 | 51.6119 | 57.6339 | 61.3669 | 0.038988 | 0.099194 | 0.19671 | 0.34568 | 0.55127 | 0.76705 | 0.98459 | 1.1775 | 1.3149 | 1.4001
Restaurants_New_Energy Recovery Ventilation System (ERV)_TRC | Ach | Restaurants | Space Cooling | Packaged air conditioning units (RTUs) | TRC | New | NN3606 | Energy Recovery Ventilation System (ERV) | Energy Recovery Ventilation System (ERV) | NonEquip | 15 | Packaged air conditioning units (RTUs) | 48.99% | Prescriptive_all | 10.9% | 9065.7014 | 14639.4678 | 24644.0543 | 38628.2196 | 54830.357 | 59217.9718 | 41443.5323 | 20342.3221 | 10777.4361 | 8075.9449 | 9065.7014 | 23705.1691 | 48349.2234 | 86977.443 | 141807.8001 | 201025.7718 | 242469.3042 | 262811.6262 | 273589.0623 | 281665.0071 | 13.2928 | 34.7582 | 70.8931 | 127.5325 | 207.9287 | 294.7584 | 355.5258 | 385.3532 | 401.1558 | 412.9974 | 2.5761 | 6.736 | 13.7389 | 24.7154 | 40.2959 | 57.1232 | 68.8998 | 74.6802 | 77.7427 | 80.0376
Restaurants_New_Dedicated Outdoor Air System on VRF unit_TRC | Ach | Restaurants | Space Cooling | Packaged air conditioning units (RTUs) | TRC | New | NN3424 | Dedicated Outdoor Air System on VRF unit | Dedicated Outdoor Air System on VRF unit | NonEquip | 15 | Residential-type central air conditioners | 0% | Prescriptive_all | 17.5% | 0 | 0 | 0 | 0 | 0 | 0 | 0 | 0 | 0 | 0 | 0 | 0 | 0 | 0 | 0 | 0 | 0 | 0 | 0 | 0 | 0 | 0 | 0 | 0 | 0 | 0 | 0 | 0 | 0 | 0 | 0 | 0 | 0 | 0 | 0 | 0 | 0 | 0 | 0 | 0
Restaurants_New_Chilled Water System - Variable Speed Drives_TRC | Ach | Restaurants | Space Cooling | Packaged air conditioning units (RTUs) | TRC | New | NN3320 | Chilled Water System - Variable Speed Drives | Chilled Water System - Variable Speed Drives | NonEquip | 13 | Central chillers inside | 0% | Prescriptive_all | 24.74% | 0 | 0 | 0 | 0 | 0 | 0 | 0 | 0 | 0 | 0 | 0 | 0 | 0 | 0 | 0 | 0 | 0 | 0 | 0 | 0 | 0 | 0 | 0 | 0 | 0 | 0 | 0 | 0 | 0 | 0 | 0 | 0 | 0 | 0 | 0 | 0 | 0 | 0 | 0 | 0
Restaurants_New_Ceiling Insulation(R2 to R38)_TRC | Ach | Restaurants | Space Cooling | Packaged air conditioning units (RTUs) | TRC | New | NN3216 | Ceiling Insulation(R2 to R38) | Ceiling Insulation(R2 to R38) | NonEquip | 20 |  | 0% | Prescriptive_all | 6.021% | 0 | 0 | 0 | 0 | 0 | 0 | 0 | 0 | 0 | 0 | 0 | 0 | 0 | 0 | 0 | 0 | 0 | 0 | 0 | 0 | 0 | 0 | 0 | 0 | 0 | 0 | 0 | 0 | 0 | 0 | 0 | 0 | 0 | 0 | 0 | 0 | 0 | 0 | 0 | 0
Restaurants_Existing_Wall Insulation_TRC | Ach | Restaurants | Space Cooling | Packaged air conditioning units (RTUs) | TRC | Existing | NE4217 | Wall Insulation | Wall Insulation | NonEquip | 20 |  | 0% | Prescriptive_all_existing | 5.281% | 0 | 0 | 0 | 0 | 0 | 0 | 0 | 0 | 0 | 0 | 0 | 0 | 0 | 0 | 0 | 0 | 0 | 0 | 0 | 0 | 0 | 0 | 0 | 0 | 0 | 0 | 0 | 0 | 0 | 0 | 0 | 0 | 0 | 0 | 0 | 0 | 0 | 0 | 0 | 0
Restaurants_Existing_Programmable Thermostat_TRC | Ach | Restaurants | Space Cooling | Packaged air conditioning units (RTUs) | TRC | Existing | NE4035 | Programmable Thermostat | Programmable Thermostat | NonEquip | 11 |  | 45.33% | Prescriptive_all_existing | 3.6% | 14501.2136 | 22476.9389 | 33746.5543 | 48047.4856 | 62754.8263 | 71864.6131 | 68595.145 | 52039.5652 | 30925.9442 | 14920.1888 | 14501.2136 | 36978.1525 | 70724.7068 | 118772.1924 | 181527.0187 | 253391.6318 | 321986.7768 | 374026.342 | 404952.2861 | 419872.4749 | 5.3739 | 13.7034 | 26.2091 | 44.0146 | 67.2702 | 93.9018 | 119.3217 | 138.6066 | 150.0671 | 155.5962 | 0 | 0 | 0 | 0 | 0 | 0 | 0 | 0 | 0 | 0
Restaurants_Existing_HVAC tune-up_RTU_TRC | Ach | Restaurants | Space Cooling | Packaged air conditioning units (RTUs) | TRC | Existing | NE3905 | HVAC tune-up_RTU | HVAC tune-up_RTU | NonEquip | 5 | Packaged air conditioning units (RTUs) | 94.56% | Prescriptive_package HP_existing | 5% | 16666.3408 | 26943.8477 | 43236.0797 | 68463.3404 | 105466.7176 | 155032.3241 | 212133.5481 | 260164.7686 | 272821.0918 | 232129.2148 | 16666.3408 | 43610.1885 | 86846.2682 | 155309.6086 | 260776.3262 | 415808.6503 | 627942.1984 | 888106.967 | 1160928.0588 | 1393057.2737 | 2.696 | 7.0546 | 14.0487 | 25.1237 | 42.1846 | 67.2635 | 101.5794 | 143.665 | 187.7981 | 225.3485 | 0.11155 | 0.2919 | 0.58129 | 1.0395 | 1.7455 | 2.7831 | 4.203 | 5.9444 | 7.7705 | 9.3242
Restaurants_Existing_Energy Recovery Ventilation System (ERV)_TRC | Ach | Restaurants | Space Cooling | Packaged air conditioning units (RTUs) | TRC | Existing | NE3593 | Energy Recovery Ventilation System (ERV) | Energy Recovery Ventilation System (ERV) | NonEquip | 15 | Packaged air conditioning units (RTUs) | 48.99% | Prescriptive_all_existing | 10.9% | 68469.0068 | 106094.9845 | 159218.3144 | 226550.7263 | 295668.018 | 338303.6146 | 322681.6148 | 244717.0507 | 145464.6593 | 70241.7317 | 68469.0068 | 174563.9913 | 333782.3057 | 560333.032 | 856001.05 | 1194304.6646 | 1516986.2795 | 1761703.3302 | 1907167.9895 | 1977409.7212 | 100.3942 | 255.9582 | 489.4155 | 821.6003 | 1255.1299 | 1751.1748 | 2224.3137 | 2583.1353 | 2796.426 | 2899.4194 | 19.4561 | 49.6039 | 94.8472 | 159.2236 | 243.2402 | 339.3722 | 431.065 | 500.6035 | 541.9386 | 561.8984
Restaurants_Existing_Dedicated Outdoor Air System on VRF unit_TRC | Ach | Restaurants | Space Cooling | Packaged air conditioning units (RTUs) | TRC | Existing | NE3411 | Dedicated Outdoor Air System on VRF unit | Dedicated Outdoor Air System on VRF unit | NonEquip | 15 | Residential-type central air conditioners | 0% | Prescriptive_all_existing | 17.5% | 0 | 0 | 0 | 0 | 0 | 0 | 0 | 0 | 0 | 0 | 0 | 0 | 0 | 0 | 0 | 0 | 0 | 0 | 0 | 0 | 0 | 0 | 0 | 0 | 0 | 0 | 0 | 0 | 0 | 0 | 0 | 0 | 0 | 0 | 0 | 0 | 0 | 0 | 0 | 0
Restaurants_Existing_Chilled Water System - Variable Speed Drives_TRC | Ach | Restaurants | Space Cooling | Packaged air conditioning units (RTUs) | TRC | Existing | NE3307 | Chilled Water System - Variable Speed Drives | Chilled Water System - Variable Speed Drives | NonEquip | 13 | Central chillers inside | 0% | Prescriptive_all_existing | 24.74% | 0 | 0 | 0 | 0 | 0 | 0 | 0 | 0 | 0 | 0 | 0 | 0 | 0 | 0 | 0 | 0 | 0 | 0 | 0 | 0 | 0 | 0 | 0 | 0 | 0 | 0 | 0 | 0 | 0 | 0 | 0 | 0 | 0 | 0 | 0 | 0 | 0 | 0 | 0 | 0
Restaurants_Existing_Ceiling Insulation(R2 to R38)_TRC | Ach | Restaurants | Space Cooling | Packaged air conditioning units (RTUs) | TRC | Existing | NE3203 | Ceiling Insulation(R2 to R38) | Ceiling Insulation(R2 to R38) | NonEquip | 20 |  | 0% | Prescriptive_all_existing | 6.021% | 0 | 0 | 0 | 0 | 0 | 0 | 0 | 0 | 0 | 0 | 0 | 0 | 0 | 0 | 0 | 0 | 0 | 0 | 0 | 0 | 0 | 0 | 0 | 0 | 0 | 0 | 0 | 0 | 0 | 0 | 0 | 0 | 0 | 0 | 0 | 0 | 0 | 0 | 0 | 0
Restaurants_New_Interior Lighting Controls_TRC | Ach | Restaurants | Interior Lighting | Overhead (fluorescent/LED/CFL U-shape) | TRC | New | NN4438 | Interior Lighting Controls | Interior Lighting Controls | NonEquip | 8 | Overhead (fluorescent/LED/CFL U-shape) | 7.543% | Prescriptive_lighting control | 28% | 579.8667 | 932.0191 | 1556.6002 | 2402.3679 | 3311.703 | 3397.0749 | 2852.0337 | 1910.3517 | 1004.3355 | 449.2402 | 579.8667 | 1511.8858 | 3068.4861 | 5470.854 | 8782.557 | 12179.6319 | 15031.6656 | 16942.0173 | 17946.3528 | 18395.593 | 0 | 0 | 0 | 0 | 0 | 0 | 0 | 0 | 0 | 0 | 0 | 0 | 0 | 0 | 0 | 0 | 0 | 0 | 0 | 0
Restaurants_Existing_Interior Lighting Controls_TRC | Ach | Restaurants | Interior Lighting | Overhead (fluorescent/LED/CFL U-shape) | TRC | Existing | NE4425 | Interior Lighting Controls | Interior Lighting Controls | NonEquip | 8 | Overhead (fluorescent/LED/CFL U-shape) | 7.543% | Prescriptive_lighting control_existing | 28% | 5354.6176 | 8249.7216 | 12157.6802 | 16809.2229 | 21009.6753 | 22591.3989 | 19860.8513 | 13722.9086 | 7485.4628 | 3401.1488 | 5354.6176 | 13604.3392 | 25762.0194 | 42571.2423 | 63580.9176 | 86172.3166 | 106033.1679 | 119756.0765 | 127241.5392 | 130642.688 | 0 | 0 | 0 | 0 | 0 | 0 | 0 | 0 | 0 | 0 | 0 | 0 | 0 | 0 | 0 | 0 | 0 | 0 | 0 | 0
Restaurants_Turnover_Premium T8 - Fixture Replacement_TRC | Ach | Restaurants | Interior Lighting | Overhead (fluorescent/LED/CFL U-shape) | TRC | Turnover | ET1766 | Premium T8 - Fixture Replacement | Premium T8 - Fixture Replacement | Equip | 8 | Overhead (fluorescent/LED/CFL U-shape) | 24.1% | Prescriptive_lighting | 12.5% | 26249.7757 | 27418.4117 | 26051.3631 | 19807.4324 | 11818.1297 | 5734.111 | 2429.6327 | 959.8361 | 368.4318 | 137.3094 | 26249.7757 | 53668.1874 | 79719.5505 | 99526.9829 | 111345.1126 | 117079.2236 | 119508.8563 | 120468.6923 | 120837.1241 | 120974.4335 | 6.4016 | 13.0881 | 19.4413 | 24.2717 | 27.1538 | 28.5522 | 29.1447 | 29.3788 | 29.4686 | 29.5021 | 0.00035071 | 0.00071703 | 0.0010651 | 0.0013297 | 0.0014876 | 0.0015642 | 0.0015967 | 0.0016095 | 0.0016144 | 0.0016163
Restaurants_New_Premium T8 - Fixture Replacement_TRC | Ach | Restaurants | Interior Lighting | Overhead (fluorescent/LED/CFL U-shape) | TRC | New | EN1792 | Premium T8 - Fixture Replacement | Premium T8 - Fixture Replacement | Equip | 8 | Overhead (fluorescent/LED/CFL U-shape) | 0% | Prescriptive_lighting | 12.5% | 0 | 0 | 0 | 0 | 0 | 0 | 0 | 0 | 0 | 0 | 0 | 0 | 0 | 0 | 0 | 0 | 0 | 0 | 0 | 0 | 0 | 0 | 0 | 0 | 0 | 0 | 0 | 0 | 0 | 0 | 0 | 0 | 0 | 0 | 0 | 0 | 0 | 0 | 0 | 0
Restaurants_New_VSD Controlled Compressor_TRC | Ach | Restaurants | Miscellaneous | Others | TRC | New | NN4542 | VSD Controlled Compressor | VSD Controlled Compressor | NonEquip | 15 | Others | 36.99% | Prescriptive_ECM | 20.79% | 746.1675 | 1280.151 | 2345.5228 | 4150.7819 | 6994.5595 | 9588.0605 | 11988.1884 | 13255.1572 | 12065.2239 | 8878.2905 | 746.1675 | 2026.3186 | 4371.8413 | 8522.6233 | 15517.1827 | 25105.2432 | 37093.4316 | 50348.5888 | 62413.8127 | 71292.1032 | 0.096744 | 0.26272 | 0.56683 | 1.105 | 2.0119 | 3.255 | 4.8094 | 6.528 | 8.0923 | 9.2434 | 0.081036 | 0.22006 | 0.47479 | 0.92558 | 1.6852 | 2.7265 | 4.0284 | 5.468 | 6.7783 | 7.7425
Restaurants_New_Engine Block Timer_TRC | Ach | Restaurants | Miscellaneous | Others | TRC | New | NN4490 | Engine Block Timer | Engine Block Timer | NonEquip | 5 | Others | 0% | Prescriptive_ECM | 36% | 0 | 0 | 0 | 0 | 0 | 0 | 0 | 0 | 0 | 0 | 0 | 0 | 0 | 0 | 0 | 0 | 0 | 0 | 0 | 0 | 0 | 0 | 0 | 0 | 0 | 0 | 0 | 0 | 0 | 0 | 0 | 0 | 0 | 0 | 0 | 0 | 0 | 0 | 0 | 0
Restaurants_Existing_VSD Controlled Compressor_TRC | Ach | Restaurants | Miscellaneous | Others | TRC | Existing | NE4529 | VSD Controlled Compressor | VSD Controlled Compressor | NonEquip | 15 | Others | 7.399% | Prescriptive_ECM_existing | 20.79% | 1040.0011 | 1781.8667 | 2831.342 | 4411.6051 | 6624.7035 | 9355.9184 | 12039.0982 | 13495.6702 | 12526.5509 | 9202.6343 | 1040.0011 | 2821.8678 | 5653.2097 | 10064.8148 | 16689.5183 | 26045.4367 | 38084.5349 | 51580.2051 | 64106.756 | 73309.3903 | 0.13484 | 0.36587 | 0.73297 | 1.305 | 2.1639 | 3.3769 | 4.9379 | 6.6876 | 8.3118 | 9.5049 | 0.11295 | 0.30646 | 0.61395 | 1.0931 | 1.8125 | 2.8286 | 4.1361 | 5.6017 | 6.9621 | 7.9616
Restaurants_Existing_Engine Block Timer_TRC | Ach | Restaurants | Miscellaneous | Others | TRC | Existing | NE4477 | Engine Block Timer | Engine Block Timer | NonEquip | 5 | Others | 0% | Prescriptive_ECM_existing | 36% | 0 | 0 | 0 | 0 | 0 | 0 | 0 | 0 | 0 | 0 | 0 | 0 | 0 | 0 | 0 | 0 | 0 | 0 | 0 | 0 | 0 | 0 | 0 | 0 | 0 | 0 | 0 | 0 | 0 | 0 | 0 | 0 | 0 | 0 | 0 | 0 | 0 | 0 | 0 | 0
Restaurants_Turnover_Efficient Battery Charger_TRC | Ach | Restaurants | Miscellaneous | Others | TRC | Turnover | ET1844 | Efficient Battery Charger | Efficient Battery Charger | Equip | 7 | Others | 0% | Prescriptive_all | 13.68% | 0 | 0 | 0 | 0 | 0 | 0 | 0 | 0 | 0 | 0 | 0 | 0 | 0 | 0 | 0 | 0 | 0 | 0 | 0 | 0 | 0 | 0 | 0 | 0 | 0 | 0 | 0 | 0 | 0 | 0 | 0 | 0 | 0 | 0 | 0 | 0 | 0 | 0 | 0 | 0
Restaurants_New_Efficient Battery Charger_TRC | Ach | Restaurants | Miscellaneous | Others | TRC | New | EN1870 | Efficient Battery Charger | Efficient Battery Charger | Equip | 7 | Others | 0% | Prescriptive_all | 13.68% | 0 | 0 | 0 | 0 | 0 | 0 | 0 | 0 | 0 | 0 | 0 | 0 | 0 | 0 | 0 | 0 | 0 | 0 | 0 | 0 | 0 | 0 | 0 | 0 | 0 | 0 | 0 | 0 | 0 | 0 | 0 | 0 | 0 | 0 | 0 | 0 | 0 | 0 | 0 | 0
Restaurants_New_Network PC Power Management_TRC | Ach | Restaurants | Office Equipment | Other office | TRC | New | NN4568 | Network PC Power Management | Network PC Power Management | NonEquip | 5 | Computers | 0% | Prescriptive_all | 56.5% | 0 | 0 | 0 | 0 | 0 | 0 | 0 | 0 | 0 | 0 | 0 | 0 | 0 | 0 | 0 | 0 | 0 | 0 | 0 | 0 | 0 | 0 | 0 | 0 | 0 | 0 | 0 | 0 | 0 | 0 | 0 | 0 | 0 | 0 | 0 | 0 | 0 | 0 | 0 | 0
Restaurants_Existing_Network PC Power Management_TRC | Ach | Restaurants | Office Equipment | Other office | TRC | Existing | NE4555 | Network PC Power Management | Network PC Power Management | NonEquip | 5 | Computers | 0% | Prescriptive_all_existing | 56.5% | 0 | 0 | 0 | 0 | 0 | 0 | 0 | 0 | 0 | 0 | 0 | 0 | 0 | 0 | 0 | 0 | 0 | 0 | 0 | 0 | 0 | 0 | 0 | 0 | 0 | 0 | 0 | 0 | 0 | 0 | 0 | 0 | 0 | 0 | 0 | 0 | 0 | 0 | 0 | 0
Restaurants_Turnover_Energy Star Uninterruptable Power Supply_TRC | Ach | Restaurants | Office Equipment | Other office | TRC | Turnover | ET2267 | Energy Star Uninterruptable Power Supply | Energy Star Uninterruptable Power Supply | Equip | 10 | Other office | 0% | Prescriptive_all | 1.878% | 0 | 0 | 0 | 0 | 0 | 0 | 0 | 0 | 0 | 0 | 0 | 0 | 0 | 0 | 0 | 0 | 0 | 0 | 0 | 0 | 0 | 0 | 0 | 0 | 0 | 0 | 0 | 0 | 0 | 0 | 0 | 0 | 0 | 0 | 0 | 0 | 0 | 0 | 0 | 0
Restaurants_New_Energy Star Uninterruptable Power Supply_TRC | Ach | Restaurants | Office Equipment | Other office | TRC | New | EN2293 | Energy Star Uninterruptable Power Supply | Energy Star Uninterruptable Power Supply | Equip | 10 | Other office | 0% | Prescriptive_all | 1.878% | 0 | 0 | 0 | 0 | 0 | 0 | 0 | 0 | 0 | 0 | 0 | 0 | 0 | 0 | 0 | 0 | 0 | 0 | 0 | 0 | 0 | 0 | 0 | 0 | 0 | 0 | 0 | 0 | 0 | 0 | 0 | 0 | 0 | 0 | 0 | 0 | 0 | 0 | 0 | 0
Restaurants_New_Demand Controlled Ventilation_TRC | Ach | Restaurants | Ventilation and Circulation | Motor/Fan | TRC | New | NN4958 | Demand Controlled Ventilation | Demand Controlled Ventilation | NonEquip | 10 |  | 23.39% | Prescriptive_all | 9.761% | 3.3606 | 5.4708 | 9.3094 | 14.7884 | 21.2792 | 23.2092 | 21.1255 | 15.5359 | 8.9211 | 4.2578 | 3.3606 | 8.8314 | 18.1408 | 32.9291 | 54.2083 | 77.4175 | 98.543 | 114.079 | 123.0001 | 127.258 | 0.00034989 | 0.00091948 | 0.0018887 | 0.0034284 | 0.0056439 | 0.0080603 | 0.01026 | 0.011877 | 0.012806 | 0.013249 | 0.0019699 | 0.0051767 | 0.010634 | 0.019302 | 0.031775 | 0.045379 | 0.057763 | 0.066869 | 0.072098 | 0.074594
Restaurants_Existing_Demand Controlled Ventilation_TRC | Ach | Restaurants | Ventilation and Circulation | Motor/Fan | TRC | Existing | NE4945 | Demand Controlled Ventilation | Demand Controlled Ventilation | NonEquip | 10 |  | 23.39% | Prescriptive_all_existing | 9.761% | 25.2055 | 38.7719 | 58.2116 | 82.8802 | 108.2498 | 123.9638 | 118.3241 | 89.7664 | 53.3461 | 25.7368 | 25.2055 | 63.9774 | 122.189 | 205.0691 | 313.3189 | 437.2828 | 555.6069 | 645.3732 | 698.7194 | 724.4561 | 0.0026243 | 0.006661 | 0.012722 | 0.021351 | 0.032621 | 0.045528 | 0.057847 | 0.067193 | 0.072747 | 0.075427 | 0.014775 | 0.037501 | 0.071623 | 0.1202 | 0.18366 | 0.25632 | 0.32568 | 0.3783 | 0.40957 | 0.42465
Restaurants_Turnover_High Speed Fans_TRC | Ach | Restaurants | Ventilation and Circulation | Motor/Fan | TRC | Turnover | ET2696 | High Speed Fans | High Speed Fans | Equip | 7 | Motor/Fan | 14.03% | Prescriptive_ECM | 10.99% | 4.8971 | 7.2194 | 11.4202 | 17.7147 | 26.4825 | 37.3395 | 47.9668 | 53.6628 | 49.7142 | 36.4389 | 4.8971 | 12.1166 | 23.5368 | 41.2514 | 67.734 | 105.0735 | 153.0403 | 206.7032 | 256.4174 | 292.8563 | 0.00063494 | 0.001571 | 0.0030517 | 0.0053485 | 0.0087821 | 0.013623 | 0.019842 | 0.0268 | 0.033246 | 0.03797 | 0.00053184 | 0.0013159 | 0.0025561 | 0.00448 | 0.0073561 | 0.011411 | 0.016621 | 0.022448 | 0.027848 | 0.031805
Restaurants_New_High Speed Fans_TRC | Ach | Restaurants | Ventilation and Circulation | Motor/Fan | TRC | New | EN2722 | High Speed Fans | High Speed Fans | Equip | 7 | Motor/Fan | 14.03% | Prescriptive_ECM | 10.99% | 1.033 | 1.744 | 3.1445 | 5.4761 | 9.081 | 12.2499 | 15.0725 | 16.4001 | 14.6901 | 10.6377 | 1.033 | 2.777 | 5.9215 | 11.3976 | 20.4786 | 32.7285 | 47.801 | 64.201 | 78.8911 | 89.5289 | 0.00013393 | 0.00036005 | 0.00076775 | 0.0014778 | 0.0026552 | 0.0042434 | 0.0061976 | 0.008324 | 0.010229 | 0.011608 | 0.00011218 | 0.00030159 | 0.00064309 | 0.0012378 | 0.002224 | 0.0035544 | 0.0051913 | 0.0069724 | 0.0085678 | 0.009723
Restaurants_New_VSD Controlled Compressor_TRC | Ach | Restaurants | Miscellaneous | Medical equipment | TRC | New | NN4542 | VSD Controlled Compressor | VSD Controlled Compressor | NonEquip | 15 | Others | 0% | Prescriptive_ECM | 20.79% | 0 | 0 | 0 | 0 | 0 | 0 | 0 | 0 | 0 | 0 | 0 | 0 | 0 | 0 | 0 | 0 | 0 | 0 | 0 | 0 | 0 | 0 | 0 | 0 | 0 | 0 | 0 | 0 | 0 | 0 | 0 | 0 | 0 | 0 | 0 | 0 | 0 | 0 | 0 | 0
Restaurants_New_Engine Block Timer_TRC | Ach | Restaurants | Miscellaneous | Medical equipment | TRC | New | NN4490 | Engine Block Timer | Engine Block Timer | NonEquip | 5 | Others | 0% | Prescriptive_ECM | 36% | 0 | 0 | 0 | 0 | 0 | 0 | 0 | 0 | 0 | 0 | 0 | 0 | 0 | 0 | 0 | 0 | 0 | 0 | 0 | 0 | 0 | 0 | 0 | 0 | 0 | 0 | 0 | 0 | 0 | 0 | 0 | 0 | 0 | 0 | 0 | 0 | 0 | 0 | 0 | 0
Restaurants_Existing_VSD Controlled Compressor_TRC | Ach | Restaurants | Miscellaneous | Medical equipment | TRC | Existing | NE4529 | VSD Controlled Compressor | VSD Controlled Compressor | NonEquip | 15 | Others | 0% | Prescriptive_ECM_existing | 20.79% | 0 | 0 | 0 | 0 | 0 | 0 | 0 | 0 | 0 | 0 | 0 | 0 | 0 | 0 | 0 | 0 | 0 | 0 | 0 | 0 | 0 | 0 | 0 | 0 | 0 | 0 | 0 | 0 | 0 | 0 | 0 | 0 | 0 | 0 | 0 | 0 | 0 | 0 | 0 | 0
Restaurants_Existing_Engine Block Timer_TRC | Ach | Restaurants | Miscellaneous | Medical equipment | TRC | Existing | NE4477 | Engine Block Timer | Engine Block Timer | NonEquip | 5 | Others | 0% | Prescriptive_ECM_existing | 36% | 0 | 0 | 0 | 0 | 0 | 0 | 0 | 0 | 0 | 0 | 0 | 0 | 0 | 0 | 0 | 0 | 0 | 0 | 0 | 0 | 0 | 0 | 0 | 0 | 0 | 0 | 0 | 0 | 0 | 0 | 0 | 0 | 0 | 0 | 0 | 0 | 0 | 0 | 0 | 0
Restaurants_New_Strip Curtains for Walk-ins_TRC | Ach | Restaurants | Refrigeration | Large cold storage | TRC | New | NN4906 | Strip Curtains for Walk-ins | Strip Curtains for Walk-ins | NonEquip | 4 | Walk-in cooler | 0% | Prescriptive_refrigeration control | 2.115% | 0 | 0 | 0 | 0 | 0 | 0 | 0 | 0 | 0 | 0 | 0 | 0 | 0 | 0 | 0 | 0 | 0 | 0 | 0 | 0 | 0 | 0 | 0 | 0 | 0 | 0 | 0 | 0 | 0 | 0 | 0 | 0 | 0 | 0 | 0 | 0 | 0 | 0 | 0 | 0
Restaurants_New_PSC to ECM Evaporator Fan Motor (Walk-In, Refrigerator)_TRC | Ach | Restaurants | Refrigeration | Large cold storage | TRC | New | NN4854 | PSC to ECM Evaporator Fan Motor (Walk-In, Refrigerator) | PSC to ECM Evaporator Fan Motor (Walk-In, Refrigerator) | NonEquip | 15 | Walk-in cooler | 0% | Prescriptive_ECM | 37.5% | 0 | 0 | 0 | 0 | 0 | 0 | 0 | 0 | 0 | 0 | 0 | 0 | 0 | 0 | 0 | 0 | 0 | 0 | 0 | 0 | 0 | 0 | 0 | 0 | 0 | 0 | 0 | 0 | 0 | 0 | 0 | 0 | 0 | 0 | 0 | 0 | 0 | 0 | 0 | 0
Restaurants_New_PSC to ECM Evaporator Fan Motor (Reach-In)_TRC | Ach | Restaurants | Refrigeration | Large cold storage | TRC | New | NN4828 | PSC to ECM Evaporator Fan Motor (Reach-In) | PSC to ECM Evaporator Fan Motor (Reach-In) | NonEquip | 15 | Display cases | 0% | Prescriptive_ECM | 37.5% | 0 | 0 | 0 | 0 | 0 | 0 | 0 | 0 | 0 | 0 | 0 | 0 | 0 | 0 | 0 | 0 | 0 | 0 | 0 | 0 | 0 | 0 | 0 | 0 | 0 | 0 | 0 | 0 | 0 | 0 | 0 | 0 | 0 | 0 | 0 | 0 | 0 | 0 | 0 | 0
Restaurants_Existing_Strip Curtains for Walk-ins_TRC | Ach | Restaurants | Refrigeration | Large cold storage | TRC | Existing | NE4893 | Strip Curtains for Walk-ins | Strip Curtains for Walk-ins | NonEquip | 4 | Walk-in cooler | 0% | Prescriptive_refrigeration control_existing | 2.115% | 0 | 0 | 0 | 0 | 0 | 0 | 0 | 0 | 0 | 0 | 0 | 0 | 0 | 0 | 0 | 0 | 0 | 0 | 0 | 0 | 0 | 0 | 0 | 0 | 0 | 0 | 0 | 0 | 0 | 0 | 0 | 0 | 0 | 0 | 0 | 0 | 0 | 0 | 0 | 0
Restaurants_Existing_PSC to ECM Evaporator Fan Motor (Walk-In, Refrigerator)_TRC | Ach | Restaurants | Refrigeration | Large cold storage | TRC | Existing | NE4841 | PSC to ECM Evaporator Fan Motor (Walk-In, Refrigerator) | PSC to ECM Evaporator Fan Motor (Walk-In, Refrigerator) | NonEquip | 15 | Walk-in cooler | 0% | Prescriptive_ECM_existing | 37.5% | 0 | 0 | 0 | 0 | 0 | 0 | 0 | 0 | 0 | 0 | 0 | 0 | 0 | 0 | 0 | 0 | 0 | 0 | 0 | 0 | 0 | 0 | 0 | 0 | 0 | 0 | 0 | 0 | 0 | 0 | 0 | 0 | 0 | 0 | 0 | 0 | 0 | 0 | 0 | 0
Restaurants_Existing_PSC to ECM Evaporator Fan Motor (Reach-In)_TRC | Ach | Restaurants | Refrigeration | Large cold storage | TRC | Existing | NE4815 | PSC to ECM Evaporator Fan Motor (Reach-In) | PSC to ECM Evaporator Fan Motor (Reach-In) | NonEquip | 15 | Display cases | 0% | Prescriptive_ECM_existing | 37.5% | 0 | 0 | 0 | 0 | 0 | 0 | 0 | 0 | 0 | 0 | 0 | 0 | 0 | 0 | 0 | 0 | 0 | 0 | 0 | 0 | 0 | 0 | 0 | 0 | 0 | 0 | 0 | 0 | 0 | 0 | 0 | 0 | 0 | 0 | 0 | 0 | 0 | 0 | 0 | 0
Restaurants_Existing_Freezer-Cooler Replacement Gaskets_TRC | Ach | Restaurants | Refrigeration | Large cold storage | TRC | Existing | NE4711 | Freezer-Cooler Replacement Gaskets | Freezer-Cooler Replacement Gaskets | NonEquip | 4 | Display cases | 0% | Prescriptive_refrigeration control_existing | 3.131% | 0 | 0 | 0 | 0 | 0 | 0 | 0 | 0 | 0 | 0 | 0 | 0 | 0 | 0 | 0 | 0 | 0 | 0 | 0 | 0 | 0 | 0 | 0 | 0 | 0 | 0 | 0 | 0 | 0 | 0 | 0 | 0 | 0 | 0 | 0 | 0 | 0 | 0 | 0 | 0
Restaurants_New_VSD Controlled Compressor_TRC | Ach | Restaurants | Miscellaneous | Laboratory equipment | TRC | New | NN4542 | VSD Controlled Compressor | VSD Controlled Compressor | NonEquip | 15 | Others | 0% | Prescriptive_ECM | 20.79% | 0 | 0 | 0 | 0 | 0 | 0 | 0 | 0 | 0 | 0 | 0 | 0 | 0 | 0 | 0 | 0 | 0 | 0 | 0 | 0 | 0 | 0 | 0 | 0 | 0 | 0 | 0 | 0 | 0 | 0 | 0 | 0 | 0 | 0 | 0 | 0 | 0 | 0 | 0 | 0
Restaurants_New_Engine Block Timer_TRC | Ach | Restaurants | Miscellaneous | Laboratory equipment | TRC | New | NN4490 | Engine Block Timer | Engine Block Timer | NonEquip | 5 | Others | 0% | Prescriptive_ECM | 36% | 0 | 0 | 0 | 0 | 0 | 0 | 0 | 0 | 0 | 0 | 0 | 0 | 0 | 0 | 0 | 0 | 0 | 0 | 0 | 0 | 0 | 0 | 0 | 0 | 0 | 0 | 0 | 0 | 0 | 0 | 0 | 0 | 0 | 0 | 0 | 0 | 0 | 0 | 0 | 0
Restaurants_Existing_VSD Controlled Compressor_TRC | Ach | Restaurants | Miscellaneous | Laboratory equipment | TRC | Existing | NE4529 | VSD Controlled Compressor | VSD Controlled Compressor | NonEquip | 15 | Others | 0% | Prescriptive_ECM_existing | 20.79% | 0 | 0 | 0 | 0 | 0 | 0 | 0 | 0 | 0 | 0 | 0 | 0 | 0 | 0 | 0 | 0 | 0 | 0 | 0 | 0 | 0 | 0 | 0 | 0 | 0 | 0 | 0 | 0 | 0 | 0 | 0 | 0 | 0 | 0 | 0 | 0 | 0 | 0 | 0 | 0
Restaurants_Existing_Engine Block Timer_TRC | Ach | Restaurants | Miscellaneous | Laboratory equipment | TRC | Existing | NE4477 | Engine Block Timer | Engine Block Timer | NonEquip | 5 | Others | 0% | Prescriptive_ECM_existing | 36% | 0 | 0 | 0 | 0 | 0 | 0 | 0 | 0 | 0 | 0 | 0 | 0 | 0 | 0 | 0 | 0 | 0 | 0 | 0 | 0 | 0 | 0 | 0 | 0 | 0 | 0 | 0 | 0 | 0 | 0 | 0 | 0 | 0 | 0 | 0 | 0 | 0 | 0 | 0 | 0
Restaurants_New_Demand Controlled Ventilation_TRC | Ach | Restaurants | Ventilation and Circulation | Individual room ventilation | TRC | New | NN4958 | Demand Controlled Ventilation | Demand Controlled Ventilation | NonEquip | 10 |  | 23.39% | Prescriptive_all | 9.761% | 5.9809 | 9.744 | 16.6005 | 26.4166 | 38.1017 | 41.6765 | 38.0377 | 28.0101 | 16.0638 | 7.6391 | 5.9809 | 15.7249 | 32.3253 | 58.742 | 96.8436 | 138.5202 | 176.5579 | 204.568 | 220.6318 | 228.2709 | 0.00062269 | 0.0016372 | 0.0033655 | 0.0061159 | 0.010083 | 0.014422 | 0.018382 | 0.021299 | 0.022971 | 0.023766 | 0.0035058 | 0.0092174 | 0.018948 | 0.034433 | 0.056766 | 0.081196 | 0.10349 | 0.11991 | 0.12933 | 0.1338
Restaurants_Existing_Demand Controlled Ventilation_TRC | Ach | Restaurants | Ventilation and Circulation | Individual room ventilation | TRC | Existing | NE4945 | Demand Controlled Ventilation | Demand Controlled Ventilation | NonEquip | 10 |  | 23.39% | Prescriptive_all_existing | 9.761% | 44.459 | 68.9116 | 103.4628 | 147.3078 | 192.3987 | 220.3282 | 210.3044 | 159.547 | 94.8152 | 45.7435 | 44.459 | 113.3705 | 216.8334 | 364.1411 | 556.5398 | 776.868 | 987.1724 | 1146.7193 | 1241.5345 | 1287.278 | 0.0046288 | 0.011804 | 0.022576 | 0.037912 | 0.057944 | 0.080883 | 0.10278 | 0.11939 | 0.12926 | 0.13402 | 0.02606 | 0.066454 | 0.1271 | 0.21345 | 0.32622 | 0.45537 | 0.57865 | 0.67217 | 0.72774 | 0.75456
Restaurants_New_Programmable Thermostat_TRC | Ach | Restaurants | Space Heating | Individual room heating | TRC | New | NN4074 | Programmable Thermostat | Programmable Thermostat | NonEquip | 11 |  | 45.33% | Prescriptive_all | 3.6% | 0.025932 | 0.042271 | 0.072053 | 0.11472 | 0.16555 | 0.18118 | 0.16545 | 0.1219 | 0.069944 | 0.033279 | 0.025932 | 0.068203 | 0.14026 | 0.25498 | 0.42053 | 0.60171 | 0.76716 | 0.88905 | 0.959 | 0.99228 | 0 | 0 | 0 | 0 | 0 | 0 | 0 | 0 | 0 | 0 | -1.8236e-08 | -4.7962e-08 | -9.863e-08 | -1.793e-07 | -2.9572e-07 | -4.2313e-07 | -5.3948e-07 | -6.2519e-07 | -6.7438e-07 | -6.9778e-07
Restaurants_New_ECM Motors on Furnaces_TRC | Ach | Restaurants | Space Heating | Individual room heating | TRC | New | NN3580 | ECM Motors on Furnaces | ECM Motors on Furnaces | NonEquip | 15 | Forced air furnace | 0% | Prescriptive_ECM | 1.706% | 0 | 0 | 0 | 0 | 0 | 0 | 0 | 0 | 0 | 0 | 0 | 0 | 0 | 0 | 0 | 0 | 0 | 0 | 0 | 0 | 0 | 0 | 0 | 0 | 0 | 0 | 0 | 0 | 0 | 0 | 0 | 0 | 0 | 0 | 0 | 0 | 0 | 0 | 0 | 0
Restaurants_New_Dedicated Outdoor Air System on VRF unit_TRC | Ach | Restaurants | Space Heating | Individual room heating | TRC | New | NN3398 | Dedicated Outdoor Air System on VRF unit | Dedicated Outdoor Air System on VRF unit | NonEquip | 15 | Residential/split system heat pump | 0% | Prescriptive_all | 10% | 0 | 0 | 0 | 0 | 0 | 0 | 0 | 0 | 0 | 0 | 0 | 0 | 0 | 0 | 0 | 0 | 0 | 0 | 0 | 0 | 0 | 0 | 0 | 0 | 0 | 0 | 0 | 0 | 0 | 0 | 0 | 0 | 0 | 0 | 0 | 0 | 0 | 0 | 0 | 0
Restaurants_New_Ceiling Insulation(R2 to R38)_TRC | Ach | Restaurants | Space Heating | Individual room heating | TRC | New | NN3190 | Ceiling Insulation(R2 to R38) | Ceiling Insulation(R2 to R38) | NonEquip | 20 |  | 0% | Prescriptive_all | 2.11% | 0 | 0 | 0 | 0 | 0 | 0 | 0 | 0 | 0 | 0 | 0 | 0 | 0 | 0 | 0 | 0 | 0 | 0 | 0 | 0 | 0 | 0 | 0 | 0 | 0 | 0 | 0 | 0 | 0 | 0 | 0 | 0 | 0 | 0 | 0 | 0 | 0 | 0 | 0 | 0
Restaurants_Existing_Wall Insulation_TRC | Ach | Restaurants | Space Heating | Individual room heating | TRC | Existing | NE4243 | Wall Insulation | Wall Insulation | NonEquip | 20 |  | 0% | Prescriptive_all_existing | 0.2981% | 0 | 0 | 0 | 0 | 0 | 0 | 0 | 0 | 0 | 0 | 0 | 0 | 0 | 0 | 0 | 0 | 0 | 0 | 0 | 0 | 0 | 0 | 0 | 0 | 0 | 0 | 0 | 0 | 0 | 0 | 0 | 0 | 0 | 0 | 0 | 0 | 0 | 0 | 0 | 0
Restaurants_Existing_Programmable Thermostat_TRC | Ach | Restaurants | Space Heating | Individual room heating | TRC | Existing | NE4061 | Programmable Thermostat | Programmable Thermostat | NonEquip | 11 |  | 45.33% | Prescriptive_all_existing | 3.6% | 0.19112 | 0.29879 | 0.4486 | 0.63871 | 0.83422 | 0.95532 | 0.91185 | 0.69178 | 0.41111 | 0.19834 | 0.19112 | 0.48992 | 0.93852 | 1.5772 | 2.4114 | 3.3668 | 4.2786 | 4.9704 | 5.3815 | 5.5798 | 0 | 0 | 0 | 0 | 0 | 0 | 0 | 0 | 0 | 0 | -1.344e-07 | -3.4452e-07 | -6.5998e-07 | -1.1091e-06 | -1.6958e-06 | -2.3676e-06 | -3.0088e-06 | -3.4952e-06 | -3.7843e-06 | -3.9238e-06
Restaurants_Existing_ECM Motors on Furnaces_TRC | Ach | Restaurants | Space Heating | Individual room heating | TRC | Existing | NE3567 | ECM Motors on Furnaces | ECM Motors on Furnaces | NonEquip | 15 | Forced air furnace | 0% | Prescriptive_ECM_existing | 1.706% | 0 | 0 | 0 | 0 | 0 | 0 | 0 | 0 | 0 | 0 | 0 | 0 | 0 | 0 | 0 | 0 | 0 | 0 | 0 | 0 | 0 | 0 | 0 | 0 | 0 | 0 | 0 | 0 | 0 | 0 | 0 | 0 | 0 | 0 | 0 | 0 | 0 | 0 | 0 | 0
Restaurants_Existing_Dedicated Outdoor Air System on VRF unit_TRC | Ach | Restaurants | Space Heating | Individual room heating | TRC | Existing | NE3385 | Dedicated Outdoor Air System on VRF unit | Dedicated Outdoor Air System on VRF unit | NonEquip | 15 | Residential/split system heat pump | 0% | Prescriptive_all_existing | 10% | 0 | 0 | 0 | 0 | 0 | 0 | 0 | 0 | 0 | 0 | 0 | 0 | 0 | 0 | 0 | 0 | 0 | 0 | 0 | 0 | 0 | 0 | 0 | 0 | 0 | 0 | 0 | 0 | 0 | 0 | 0 | 0 | 0 | 0 | 0 | 0 | 0 | 0 | 0 | 0
Restaurants_Existing_Ceiling Insulation(R2 to R38)_TRC | Ach | Restaurants | Space Heating | Individual room heating | TRC | Existing | NE3177 | Ceiling Insulation(R2 to R38) | Ceiling Insulation(R2 to R38) | NonEquip | 20 |  | 0% | Prescriptive_all_existing | 2.328% | 0 | 0 | 0 | 0 | 0 | 0 | 0 | 0 | 0 | 0 | 0 | 0 | 0 | 0 | 0 | 0 | 0 | 0 | 0 | 0 | 0 | 0 | 0 | 0 | 0 | 0 | 0 | 0 | 0 | 0 | 0 | 0 | 0 | 0 | 0 | 0 | 0 | 0 | 0 | 0
Restaurants_New_Programmable Thermostat_TRC | Ach | Restaurants | Space Cooling | Individual room air conditioners | TRC | New | NN4048 | Programmable Thermostat | Programmable Thermostat | NonEquip | 11 |  | 45.33% | Prescriptive_all | 3.6% | 25.3059 | 41.1998 | 70.142 | 111.541 | 160.7685 | 175.7311 | 160.277 | 117.9429 | 67.5933 | 32.1216 | 25.3059 | 66.5057 | 136.6477 | 248.1888 | 408.9573 | 584.6884 | 744.9654 | 862.9083 | 930.5016 | 962.6232 | 0.0093778 | 0.024646 | 0.050639 | 0.091974 | 0.15155 | 0.21667 | 0.27607 | 0.31978 | 0.34482 | 0.35673 | 0 | 0 | 0 | 0 | 0 | 0 | 0 | 0 | 0 | 0
Restaurants_New_HVAC tune-up_RTU_TRC | Ach | Restaurants | Space Cooling | Individual room air conditioners | TRC | New | NN3918 | HVAC tune-up_RTU | HVAC tune-up_RTU | NonEquip | 5 | Packaged air conditioning units (RTUs) | 0% | Prescriptive_package HP | 5% | 0 | 0 | 0 | 0 | 0 | 0 | 0 | 0 | 0 | 0 | 0 | 0 | 0 | 0 | 0 | 0 | 0 | 0 | 0 | 0 | 0 | 0 | 0 | 0 | 0 | 0 | 0 | 0 | 0 | 0 | 0 | 0 | 0 | 0 | 0 | 0 | 0 | 0 | 0 | 0
Restaurants_New_Facility Commissioning_TRC | Ach | Restaurants | Space Cooling | Individual room air conditioners | TRC | New | NN3632 | Facility Commissioning | Facility Commissioning | NonEquip | 10 |  | 71.67% | Custom_improvement | 16% | 126.9589 | 196.3666 | 318.8548 | 488.999 | 678.5423 | 717.3384 | 729.1027 | 650.8387 | 464.0329 | 285.7791 | 126.9589 | 323.3256 | 642.1804 | 1131.1794 | 1809.7217 | 2527.0601 | 3256.1628 | 3907.0015 | 4371.0344 | 4656.8136 | 0.022228 | 0.056609 | 0.11243 | 0.19805 | 0.31685 | 0.44244 | 0.5701 | 0.68405 | 0.76529 | 0.81533 | 0.00050713 | 0.0012915 | 0.0025652 | 0.0045185 | 0.0072289 | 0.010094 | 0.013007 | 0.015606 | 0.01746 | 0.018602
Restaurants_New_Energy Recovery Ventilation System (ERV)_TRC | Ach | Restaurants | Space Cooling | Individual room air conditioners | TRC | New | NN3606 | Energy Recovery Ventilation System (ERV) | Energy Recovery Ventilation System (ERV) | NonEquip | 15 | Packaged air conditioning units (RTUs) | 0% | Prescriptive_all | 10.9% | 0 | 0 | 0 | 0 | 0 | 0 | 0 | 0 | 0 | 0 | 0 | 0 | 0 | 0 | 0 | 0 | 0 | 0 | 0 | 0 | 0 | 0 | 0 | 0 | 0 | 0 | 0 | 0 | 0 | 0 | 0 | 0 | 0 | 0 | 0 | 0 | 0 | 0 | 0 | 0
Restaurants_New_Dedicated Outdoor Air System on VRF unit_TRC | Ach | Restaurants | Space Cooling | Individual room air conditioners | TRC | New | NN3424 | Dedicated Outdoor Air System on VRF unit | Dedicated Outdoor Air System on VRF unit | NonEquip | 15 | Residential-type central air conditioners | 0% | Prescriptive_all | 17.5% | 0 | 0 | 0 | 0 | 0 | 0 | 0 | 0 | 0 | 0 | 0 | 0 | 0 | 0 | 0 | 0 | 0 | 0 | 0 | 0 | 0 | 0 | 0 | 0 | 0 | 0 | 0 | 0 | 0 | 0 | 0 | 0 | 0 | 0 | 0 | 0 | 0 | 0 | 0 | 0
Restaurants_New_Chilled Water System - Variable Speed Drives_TRC | Ach | Restaurants | Space Cooling | Individual room air conditioners | TRC | New | NN3320 | Chilled Water System - Variable Speed Drives | Chilled Water System - Variable Speed Drives | NonEquip | 13 | Central chillers inside | 0% | Prescriptive_all | 24.74% | 0 | 0 | 0 | 0 | 0 | 0 | 0 | 0 | 0 | 0 | 0 | 0 | 0 | 0 | 0 | 0 | 0 | 0 | 0 | 0 | 0 | 0 | 0 | 0 | 0 | 0 | 0 | 0 | 0 | 0 | 0 | 0 | 0 | 0 | 0 | 0 | 0 | 0 | 0 | 0
Restaurants_New_Ceiling Insulation(R2 to R38)_TRC | Ach | Restaurants | Space Cooling | Individual room air conditioners | TRC | New | NN3216 | Ceiling Insulation(R2 to R38) | Ceiling Insulation(R2 to R38) | NonEquip | 20 |  | 0% | Prescriptive_all | 6.021% | 0 | 0 | 0 | 0 | 0 | 0 | 0 | 0 | 0 | 0 | 0 | 0 | 0 | 0 | 0 | 0 | 0 | 0 | 0 | 0 | 0 | 0 | 0 | 0 | 0 | 0 | 0 | 0 | 0 | 0 | 0 | 0 | 0 | 0 | 0 | 0 | 0 | 0 | 0 | 0
Restaurants_Existing_Wall Insulation_TRC | Ach | Restaurants | Space Cooling | Individual room air conditioners | TRC | Existing | NE4217 | Wall Insulation | Wall Insulation | NonEquip | 20 |  | 0% | Prescriptive_all_existing | 5.281% | 0 | 0 | 0 | 0 | 0 | 0 | 0 | 0 | 0 | 0 | 0 | 0 | 0 | 0 | 0 | 0 | 0 | 0 | 0 | 0 | 0 | 0 | 0 | 0 | 0 | 0 | 0 | 0 | 0 | 0 | 0 | 0 | 0 | 0 | 0 | 0 | 0 | 0 | 0 | 0
Restaurants_Existing_Programmable Thermostat_TRC | Ach | Restaurants | Space Cooling | Individual room air conditioners | TRC | Existing | NE4035 | Programmable Thermostat | Programmable Thermostat | NonEquip | 11 |  | 45.33% | Prescriptive_all_existing | 3.6% | 184.7533 | 291.575 | 437.7665 | 623.2808 | 814.0672 | 932.241 | 889.8289 | 675.0668 | 401.177 | 193.5474 | 184.7533 | 476.3283 | 914.0948 | 1537.3756 | 2351.4428 | 3283.6838 | 4173.5126 | 4848.5795 | 5249.7565 | 5443.3039 | 0.068466 | 0.17652 | 0.33874 | 0.56972 | 0.8714 | 1.2169 | 1.5466 | 1.7968 | 1.9455 | 2.0172 | 0 | 0 | 0 | 0 | 0 | 0 | 0 | 0 | 0 | 0
Restaurants_Existing_HVAC tune-up_RTU_TRC | Ach | Restaurants | Space Cooling | Individual room air conditioners | TRC | Existing | NE3905 | HVAC tune-up_RTU | HVAC tune-up_RTU | NonEquip | 5 | Packaged air conditioning units (RTUs) | 0% | Prescriptive_package HP_existing | 5% | 0 | 0 | 0 | 0 | 0 | 0 | 0 | 0 | 0 | 0 | 0 | 0 | 0 | 0 | 0 | 0 | 0 | 0 | 0 | 0 | 0 | 0 | 0 | 0 | 0 | 0 | 0 | 0 | 0 | 0 | 0 | 0 | 0 | 0 | 0 | 0 | 0 | 0 | 0 | 0
Restaurants_Existing_Energy Recovery Ventilation System (ERV)_TRC | Ach | Restaurants | Space Cooling | Individual room air conditioners | TRC | Existing | NE3593 | Energy Recovery Ventilation System (ERV) | Energy Recovery Ventilation System (ERV) | NonEquip | 15 | Packaged air conditioning units (RTUs) | 0% | Prescriptive_all_existing | 10.9% | 0 | 0 | 0 | 0 | 0 | 0 | 0 | 0 | 0 | 0 | 0 | 0 | 0 | 0 | 0 | 0 | 0 | 0 | 0 | 0 | 0 | 0 | 0 | 0 | 0 | 0 | 0 | 0 | 0 | 0 | 0 | 0 | 0 | 0 | 0 | 0 | 0 | 0 | 0 | 0
Restaurants_Existing_Dedicated Outdoor Air System on VRF unit_TRC | Ach | Restaurants | Space Cooling | Individual room air conditioners | TRC | Existing | NE3411 | Dedicated Outdoor Air System on VRF unit | Dedicated Outdoor Air System on VRF unit | NonEquip | 15 | Residential-type central air conditioners | 0% | Prescriptive_all_existing | 17.5% | 0 | 0 | 0 | 0 | 0 | 0 | 0 | 0 | 0 | 0 | 0 | 0 | 0 | 0 | 0 | 0 | 0 | 0 | 0 | 0 | 0 | 0 | 0 | 0 | 0 | 0 | 0 | 0 | 0 | 0 | 0 | 0 | 0 | 0 | 0 | 0 | 0 | 0 | 0 | 0
Restaurants_Existing_Chilled Water System - Variable Speed Drives_TRC | Ach | Restaurants | Space Cooling | Individual room air conditioners | TRC | Existing | NE3307 | Chilled Water System - Variable Speed Drives | Chilled Water System - Variable Speed Drives | NonEquip | 13 | Central chillers inside | 0% | Prescriptive_all_existing | 24.74% | 0 | 0 | 0 | 0 | 0 | 0 | 0 | 0 | 0 | 0 | 0 | 0 | 0 | 0 | 0 | 0 | 0 | 0 | 0 | 0 | 0 | 0 | 0 | 0 | 0 | 0 | 0 | 0 | 0 | 0 | 0 | 0 | 0 | 0 | 0 | 0 | 0 | 0 | 0 | 0
Restaurants_Existing_Ceiling Insulation(R2 to R38)_TRC | Ach | Restaurants | Space Cooling | Individual room air conditioners | TRC | Existing | NE3203 | Ceiling Insulation(R2 to R38) | Ceiling Insulation(R2 to R38) | NonEquip | 20 |  | 0% | Prescriptive_all_existing | 6.021% | 0 | 0 | 0 | 0 | 0 | 0 | 0 | 0 | 0 | 0 | 0 | 0 | 0 | 0 | 0 | 0 | 0 | 0 | 0 | 0 | 0 | 0 | 0 | 0 | 0 | 0 | 0 | 0 | 0 | 0 | 0 | 0 | 0 | 0 | 0 | 0 | 0 | 0 | 0 | 0
Restaurants_New_Interior Lighting Controls_TRC | Ach | Restaurants | Interior Lighting | High bay | TRC | New | NN4438 | Interior Lighting Controls | Interior Lighting Controls | NonEquip | 8 | Overhead (fluorescent/LED/CFL U-shape) | 0% | Prescriptive_lighting control | 28% | 0 | 0 | 0 | 0 | 0 | 0 | 0 | 0 | 0 | 0 | 0 | 0 | 0 | 0 | 0 | 0 | 0 | 0 | 0 | 0 | 0 | 0 | 0 | 0 | 0 | 0 | 0 | 0 | 0 | 0 | 0 | 0 | 0 | 0 | 0 | 0 | 0 | 0 | 0 | 0
Restaurants_Existing_Interior Lighting Controls_TRC | Ach | Restaurants | Interior Lighting | High bay | TRC | Existing | NE4425 | Interior Lighting Controls | Interior Lighting Controls | NonEquip | 8 | Overhead (fluorescent/LED/CFL U-shape) | 0% | Prescriptive_lighting control_existing | 28% | 0 | 0 | 0 | 0 | 0 | 0 | 0 | 0 | 0 | 0 | 0 | 0 | 0 | 0 | 0 | 0 | 0 | 0 | 0 | 0 | 0 | 0 | 0 | 0 | 0 | 0 | 0 | 0 | 0 | 0 | 0 | 0 | 0 | 0 | 0 | 0 | 0 | 0 | 0 | 0
Restaurants_Turnover_High Bay LED_TRC | Ach | Restaurants | Interior Lighting | High bay | TRC | Turnover | ET1532 | High Bay LED | High Bay LED | Equip | 15 | High bay | 0% | Prescriptive_lighting | 64.78% | 0 | 0 | 0 | 0 | 0 | 0 | 0 | 0 | 0 | 0 | 0 | 0 | 0 | 0 | 0 | 0 | 0 | 0 | 0 | 0 | 0 | 0 | 0 | 0 | 0 | 0 | 0 | 0 | 0 | 0 | 0 | 0 | 0 | 0 | 0 | 0 | 0 | 0 | 0 | 0
Restaurants_New_High Bay LED_TRC | Ach | Restaurants | Interior Lighting | High bay | TRC | New | EN1558 | High Bay LED | High Bay LED | Equip | 15 | High bay | 0% | Prescriptive_lighting | 64.78% | 0 | 0 | 0 | 0 | 0 | 0 | 0 | 0 | 0 | 0 | 0 | 0 | 0 | 0 | 0 | 0 | 0 | 0 | 0 | 0 | 0 | 0 | 0 | 0 | 0 | 0 | 0 | 0 | 0 | 0 | 0 | 0 | 0 | 0 | 0 | 0 | 0 | 0 | 0 | 0
Restaurants_New_Programmable Thermostat_TRC | Ach | Restaurants | Space Heating | Forced air furnace | TRC | New | NN4074 | Programmable Thermostat | Programmable Thermostat | NonEquip | 11 |  | 45.33% | Prescriptive_all | 3.6% | 3.642 | 5.9367 | 10.1195 | 16.1118 | 23.2508 | 25.4457 | 23.2362 | 17.1196 | 9.8233 | 4.6739 | 3.642 | 9.5788 | 19.6983 | 35.81 | 59.0609 | 84.5066 | 107.7428 | 124.8625 | 134.6857 | 139.3596 | 0 | 0 | 0 | 0 | 0 | 0 | 0 | 0 | 0 | 0 | -2.5611e-06 | -6.7359e-06 | -1.3852e-05 | -2.5182e-05 | -4.1532e-05 | -5.9426e-05 | -7.5766e-05 | -8.7805e-05 | -9.4713e-05 | -9.8e-05
Restaurants_New_ECM Motors on Furnaces_TRC | Ach | Restaurants | Space Heating | Forced air furnace | TRC | New | NN3580 | ECM Motors on Furnaces | ECM Motors on Furnaces | NonEquip | 15 | Forced air furnace | 47.78% | Prescriptive_ECM | 1.706% | 1.2005 | 2.025 | 3.6459 | 6.3374 | 10.4898 | 14.1389 | 17.4195 | 19.0191 | 17.1053 | 12.4254 | 1.2005 | 3.2255 | 6.8714 | 13.2088 | 23.6986 | 37.8375 | 55.2569 | 74.276 | 91.3813 | 103.8067 | 0 | 0 | 0 | 0 | 0 | 0 | 0 | 0 | 0 | 0 | 0.00013704 | 0.00036821 | 0.00078441 | 0.0015079 | 0.0027053 | 0.0043193 | 0.0063079 | 0.008479 | 0.010432 | 0.01185
Restaurants_New_Dedicated Outdoor Air System on VRF unit_TRC | Ach | Restaurants | Space Heating | Forced air furnace | TRC | New | NN3398 | Dedicated Outdoor Air System on VRF unit | Dedicated Outdoor Air System on VRF unit | NonEquip | 15 | Residential/split system heat pump | 0% | Prescriptive_all | 10% | 0 | 0 | 0 | 0 | 0 | 0 | 0 | 0 | 0 | 0 | 0 | 0 | 0 | 0 | 0 | 0 | 0 | 0 | 0 | 0 | 0 | 0 | 0 | 0 | 0 | 0 | 0 | 0 | 0 | 0 | 0 | 0 | 0 | 0 | 0 | 0 | 0 | 0 | 0 | 0
Restaurants_New_Ceiling Insulation(R2 to R38)_TRC | Ach | Restaurants | Space Heating | Forced air furnace | TRC | New | NN3190 | Ceiling Insulation(R2 to R38) | Ceiling Insulation(R2 to R38) | NonEquip | 20 |  | 0% | Prescriptive_all | 2.11% | 0 | 0 | 0 | 0 | 0 | 0 | 0 | 0 | 0 | 0 | 0 | 0 | 0 | 0 | 0 | 0 | 0 | 0 | 0 | 0 | 0 | 0 | 0 | 0 | 0 | 0 | 0 | 0 | 0 | 0 | 0 | 0 | 0 | 0 | 0 | 0 | 0 | 0 | 0 | 0
Restaurants_Existing_Wall Insulation_TRC | Ach | Restaurants | Space Heating | Forced air furnace | TRC | Existing | NE4243 | Wall Insulation | Wall Insulation | NonEquip | 20 |  | 0% | Prescriptive_all_existing | 0.2981% | 0 | 0 | 0 | 0 | 0 | 0 | 0 | 0 | 0 | 0 | 0 | 0 | 0 | 0 | 0 | 0 | 0 | 0 | 0 | 0 | 0 | 0 | 0 | 0 | 0 | 0 | 0 | 0 | 0 | 0 | 0 | 0 | 0 | 0 | 0 | 0 | 0 | 0 | 0 | 0
Restaurants_Existing_Programmable Thermostat_TRC | Ach | Restaurants | Space Heating | Forced air furnace | TRC | Existing | NE4061 | Programmable Thermostat | Programmable Thermostat | NonEquip | 11 |  | 45.33% | Prescriptive_all_existing | 3.6% | 26.8424 | 41.9637 | 63.0037 | 89.703 | 117.1611 | 134.1688 | 128.0648 | 97.1561 | 57.7377 | 27.8555 | 26.8424 | 68.806 | 131.8097 | 221.5127 | 338.6738 | 472.8425 | 600.9073 | 698.0634 | 755.801 | 783.6565 | 0 | 0 | 0 | 0 | 0 | 0 | 0 | 0 | 0 | 0 | -1.8876e-05 | -4.8385e-05 | -9.269e-05 | -0.00015577 | -0.00023816 | -0.00033251 | -0.00042257 | -0.00049089 | -0.00053149 | -0.00055108
Restaurants_Existing_ECM Motors on Furnaces_TRC | Ach | Restaurants | Space Heating | Forced air furnace | TRC | Existing | NE3567 | ECM Motors on Furnaces | ECM Motors on Furnaces | NonEquip | 15 | Forced air furnace | 47.78% | Prescriptive_ECM_existing | 1.706% | 8.8689 | 14.3662 | 22.8231 | 35.5529 | 53.3757 | 75.3713 | 96.9945 | 108.7609 | 100.9863 | 74.2088 | 8.8689 | 23.2352 | 46.0583 | 81.6113 | 134.9869 | 210.3582 | 307.3526 | 416.1135 | 517.0998 | 591.3086 | 0 | 0 | 0 | 0 | 0 | 0 | 0 | 0 | 0 | 0 | 0.0010124 | 0.0026524 | 0.0052578 | 0.0093164 | 0.015409 | 0.024013 | 0.035086 | 0.047502 | 0.05903 | 0.067501
Restaurants_Existing_Dedicated Outdoor Air System on VRF unit_TRC | Ach | Restaurants | Space Heating | Forced air furnace | TRC | Existing | NE3385 | Dedicated Outdoor Air System on VRF unit | Dedicated Outdoor Air System on VRF unit | NonEquip | 15 | Residential/split system heat pump | 0% | Prescriptive_all_existing | 10% | 0 | 0 | 0 | 0 | 0 | 0 | 0 | 0 | 0 | 0 | 0 | 0 | 0 | 0 | 0 | 0 | 0 | 0 | 0 | 0 | 0 | 0 | 0 | 0 | 0 | 0 | 0 | 0 | 0 | 0 | 0 | 0 | 0 | 0 | 0 | 0 | 0 | 0 | 0 | 0
Restaurants_Existing_Ceiling Insulation(R2 to R38)_TRC | Ach | Restaurants | Space Heating | Forced air furnace | TRC | Existing | NE3177 | Ceiling Insulation(R2 to R38) | Ceiling Insulation(R2 to R38) | NonEquip | 20 |  | 0% | Prescriptive_all_existing | 2.328% | 0 | 0 | 0 | 0 | 0 | 0 | 0 | 0 | 0 | 0 | 0 | 0 | 0 | 0 | 0 | 0 | 0 | 0 | 0 | 0 | 0 | 0 | 0 | 0 | 0 | 0 | 0 | 0 | 0 | 0 | 0 | 0 | 0 | 0 | 0 | 0 | 0 | 0 | 0 | 0
Restaurants_New_Outdoor Lighting Controls_TRC | Ach | Restaurants | Exterior Lighting | Exterior parking/lot lighting | TRC | New | NN2982 | Outdoor Lighting Controls | Outdoor Lighting Controls | NonEquip | 8 | Exterior parking/lot lighting | 30.95% | Prescriptive_lighting control | 28% | 575.3776 | 925.3658 | 1546.4274 | 2388.1179 | 3294.0596 | 3381.0298 | 2840.2878 | 1903.64 | 1001.4151 | 448.2061 | 575.3776 | 1500.7434 | 3047.1707 | 5435.2886 | 8729.3482 | 12110.3779 | 14950.6657 | 16854.3058 | 17855.7208 | 18303.9269 | 0 | 0 | 0 | 0 | 0 | 0 | 0 | 0 | 0 | 0 | 0 | 0 | 0 | 0 | 0 | 0 | 0 | 0 | 0 | 0
Restaurants_New_Bi-Level Lighting Control (Exterior)_TRC | Ach | Restaurants | Exterior Lighting | Exterior parking/lot lighting | TRC | New | NN2956 | Bi-Level Lighting Control (Exterior) | Bi-Level Lighting Control (Exterior) | NonEquip | 9 | Exterior parking/lot lighting | 3.438% | Prescriptive_lighting control | 31% | 75.8817 | 121.3395 | 201.2222 | 307.9926 | 421.5956 | 431.7421 | 364.9037 | 247.5512 | 131.7616 | 59.4121 | 75.8817 | 197.2212 | 398.4434 | 706.436 | 1128.0315 | 1559.7736 | 1924.6774 | 2172.2286 | 2303.9902 | 2363.4023 | 0 | 0 | 0 | 0 | 0 | 0 | 0 | 0 | 0 | 0 | 0 | 0 | 0 | 0 | 0 | 0 | 0 | 0 | 0 | 0
Restaurants_Existing_Outdoor Lighting Controls_TRC | Ach | Restaurants | Exterior Lighting | Exterior parking/lot lighting | TRC | Existing | NE2969 | Outdoor Lighting Controls | Outdoor Lighting Controls | NonEquip | 8 | Exterior parking/lot lighting | 30.95% | Prescriptive_lighting control_existing | 28% | 5410.019 | 8185.8557 | 12063.5606 | 16679.093 | 20847.0274 | 22416.5059 | 19707.0971 | 13616.6717 | 7427.5135 | 3374.8185 | 5410.019 | 13595.8748 | 25659.4354 | 42338.5284 | 63185.5558 | 85602.0617 | 105309.1588 | 118925.8305 | 126353.344 | 129728.1625 | 0 | 0 | 0 | 0 | 0 | 0 | 0 | 0 | 0 | 0 | 0 | 0 | 0 | 0 | 0 | 0 | 0 | 0 | 0 | 0
Restaurants_Existing_Bi-Level Lighting Control (Exterior)_TRC | Ach | Restaurants | Exterior Lighting | Exterior parking/lot lighting | TRC | Existing | NE2943 | Bi-Level Lighting Control (Exterior) | Bi-Level Lighting Control (Exterior) | NonEquip | 9 | Exterior parking/lot lighting | 3.438% | Prescriptive_lighting control_existing | 31% | 720.4173 | 1089.2844 | 1603.7712 | 2214.9742 | 2765.9143 | 2973.3316 | 2615.8732 | 1810.1114 | 988.7898 | 449.687 | 720.4173 | 1809.7017 | 3413.4729 | 5628.4471 | 8394.3614 | 11367.693 | 13983.5662 | 15793.6776 | 16782.4674 | 17232.1544 | 0 | 0 | 0 | 0 | 0 | 0 | 0 | 0 | 0 | 0 | 0 | 0 | 0 | 0 | 0 | 0 | 0 | 0 | 0 | 0
Restaurants_Turnover_High Efficiency HID Lighting_TRC | Ach | Restaurants | Exterior Lighting | Exterior parking/lot lighting | TRC | Turnover | ET518 | High Efficiency HID Lighting | High Efficiency HID Lighting | Equip | 13 | Exterior parking/lot lighting | 6.728% | Prescriptive_lighting | 34.18% | 3938.21 | 4116.038 | 3913.1938 | 2977.0964 | 1777.3677 | 862.896 | 365.8447 | 144.6162 | 55.5445 | 20.7132 | 3938.21 | 8054.248 | 11967.4417 | 14944.5381 | 16721.9058 | 17584.8018 | 17950.6465 | 18095.2628 | 18150.8072 | 18171.5205 | 0 | 0 | 0 | 0 | 0 | 0 | 0 | 0 | 0 | 0 | 0 | 0 | 0 | 0 | 0 | 0 | 0 | 0 | 0 | 0
Restaurants_New_High Efficiency HID Lighting_TRC | Ach | Restaurants | Exterior Lighting | Exterior parking/lot lighting | TRC | New | EN544 | High Efficiency HID Lighting | High Efficiency HID Lighting | Equip | 13 | Exterior parking/lot lighting | 94.94% | Prescriptive_lighting | 34.18% | 12404.6423 | 14512.0754 | 15091.5638 | 12278.3919 | 7791.0985 | 3572.4278 | 1501.3101 | 616.9832 | 243.9138 | 90.8134 | 12404.6423 | 26916.7177 | 42008.2815 | 54286.6733 | 62077.7719 | 65650.1997 | 67151.5098 | 67768.493 | 68012.4068 | 68103.2202 | 0 | 0 | 0 | 0 | 0 | 0 | 0 | 0 | 0 | 0 | 0 | 0 | 0 | 0 | 0 | 0 | 0 | 0 | 0 | 0
Restaurants_New_Outdoor Lighting Controls_TRC | Ach | Restaurants | Exterior Lighting | Exterior marquis | TRC | New | NN2982 | Outdoor Lighting Controls | Outdoor Lighting Controls | NonEquip | 8 | Exterior parking/lot lighting | 0% | Prescriptive_lighting control | 28% | 0 | 0 | 0 | 0 | 0 | 0 | 0 | 0 | 0 | 0 | 0 | 0 | 0 | 0 | 0 | 0 | 0 | 0 | 0 | 0 | 0 | 0 | 0 | 0 | 0 | 0 | 0 | 0 | 0 | 0 | 0 | 0 | 0 | 0 | 0 | 0 | 0 | 0 | 0 | 0
Restaurants_New_Bi-Level Lighting Control (Exterior)_TRC | Ach | Restaurants | Exterior Lighting | Exterior marquis | TRC | New | NN2956 | Bi-Level Lighting Control (Exterior) | Bi-Level Lighting Control (Exterior) | NonEquip | 9 | Exterior parking/lot lighting | 0% | Prescriptive_lighting control | 31% | 0 | 0 | 0 | 0 | 0 | 0 | 0 | 0 | 0 | 0 | 0 | 0 | 0 | 0 | 0 | 0 | 0 | 0 | 0 | 0 | 0 | 0 | 0 | 0 | 0 | 0 | 0 | 0 | 0 | 0 | 0 | 0 | 0 | 0 | 0 | 0 | 0 | 0 | 0 | 0
Restaurants_Existing_Outdoor Lighting Controls_TRC | Ach | Restaurants | Exterior Lighting | Exterior marquis | TRC | Existing | NE2969 | Outdoor Lighting Controls | Outdoor Lighting Controls | NonEquip | 8 | Exterior parking/lot lighting | 0% | Prescriptive_lighting control_existing | 28% | 0 | 0 | 0 | 0 | 0 | 0 | 0 | 0 | 0 | 0 | 0 | 0 | 0 | 0 | 0 | 0 | 0 | 0 | 0 | 0 | 0 | 0 | 0 | 0 | 0 | 0 | 0 | 0 | 0 | 0 | 0 | 0 | 0 | 0 | 0 | 0 | 0 | 0 | 0 | 0
Restaurants_Existing_Bi-Level Lighting Control (Exterior)_TRC | Ach | Restaurants | Exterior Lighting | Exterior marquis | TRC | Existing | NE2943 | Bi-Level Lighting Control (Exterior) | Bi-Level Lighting Control (Exterior) | NonEquip | 9 | Exterior parking/lot lighting | 0% | Prescriptive_lighting control_existing | 31% | 0 | 0 | 0 | 0 | 0 | 0 | 0 | 0 | 0 | 0 | 0 | 0 | 0 | 0 | 0 | 0 | 0 | 0 | 0 | 0 | 0 | 0 | 0 | 0 | 0 | 0 | 0 | 0 | 0 | 0 | 0 | 0 | 0 | 0 | 0 | 0 | 0 | 0 | 0 | 0
Restaurants_Turnover_LED Exterior Lighting_TRC | Ach | Restaurants | Exterior Lighting | Exterior marquis | TRC | Turnover | ET635 | LED Exterior Lighting | LED Exterior Lighting | Equip | 13 | Exterior marquis | 4.268% | Prescriptive_lighting | 60.51% | 19.9693 | 20.871 | 19.8424 | 15.0958 | 9.0124 | 4.3754 | 1.8551 | 0.7333 | 0.28165 | 0.10503 | 19.9693 | 40.8402 | 60.6826 | 75.7784 | 84.7908 | 89.1662 | 91.0213 | 91.7546 | 92.0363 | 92.1413 | 0 | 0 | 0 | 0 | 0 | 0 | 0 | 0 | 0 | 0 | 0 | 0 | 0 | 0 | 0 | 0 | 0 | 0 | 0 | 0
Restaurants_New_LED Exterior Lighting_TRC | Ach | Restaurants | Exterior Lighting | Exterior marquis | TRC | New | EN661 | LED Exterior Lighting | LED Exterior Lighting | Equip | 13 | Exterior marquis | 4.624% | Prescriptive_lighting | 60.51% | 4.0743 | 4.8767 | 5.2847 | 4.5138 | 2.9892 | 1.3884 | 0.56383 | 0.21677 | 0.080499 | 0.029658 | 4.0743 | 8.9511 | 14.2357 | 18.7495 | 21.7387 | 23.1272 | 23.691 | 23.9077 | 23.9882 | 24.0179 | 0 | 0 | 0 | 0 | 0 | 0 | 0 | 0 | 0 | 0 | 0 | 0 | 0 | 0 | 0 | 0 | 0 | 0 | 0 | 0
Restaurants_New_VSD Controlled Compressor_TRC | Ach | Restaurants | Miscellaneous | Elevators/Escalators | TRC | New | NN4542 | VSD Controlled Compressor | VSD Controlled Compressor | NonEquip | 15 | Others | 0% | Prescriptive_ECM | 20.79% | 0 | 0 | 0 | 0 | 0 | 0 | 0 | 0 | 0 | 0 | 0 | 0 | 0 | 0 | 0 | 0 | 0 | 0 | 0 | 0 | 0 | 0 | 0 | 0 | 0 | 0 | 0 | 0 | 0 | 0 | 0 | 0 | 0 | 0 | 0 | 0 | 0 | 0 | 0 | 0
Restaurants_New_Engine Block Timer_TRC | Ach | Restaurants | Miscellaneous | Elevators/Escalators | TRC | New | NN4490 | Engine Block Timer | Engine Block Timer | NonEquip | 5 | Others | 0% | Prescriptive_ECM | 36% | 0 | 0 | 0 | 0 | 0 | 0 | 0 | 0 | 0 | 0 | 0 | 0 | 0 | 0 | 0 | 0 | 0 | 0 | 0 | 0 | 0 | 0 | 0 | 0 | 0 | 0 | 0 | 0 | 0 | 0 | 0 | 0 | 0 | 0 | 0 | 0 | 0 | 0 | 0 | 0
Restaurants_Existing_VSD Controlled Compressor_TRC | Ach | Restaurants | Miscellaneous | Elevators/Escalators | TRC | Existing | NE4529 | VSD Controlled Compressor | VSD Controlled Compressor | NonEquip | 15 | Others | 0% | Prescriptive_ECM_existing | 20.79% | 0 | 0 | 0 | 0 | 0 | 0 | 0 | 0 | 0 | 0 | 0 | 0 | 0 | 0 | 0 | 0 | 0 | 0 | 0 | 0 | 0 | 0 | 0 | 0 | 0 | 0 | 0 | 0 | 0 | 0 | 0 | 0 | 0 | 0 | 0 | 0 | 0 | 0 | 0 | 0
Restaurants_Existing_Engine Block Timer_TRC | Ach | Restaurants | Miscellaneous | Elevators/Escalators | TRC | Existing | NE4477 | Engine Block Timer | Engine Block Timer | NonEquip | 5 | Others | 0% | Prescriptive_ECM_existing | 36% | 0 | 0 | 0 | 0 | 0 | 0 | 0 | 0 | 0 | 0 | 0 | 0 | 0 | 0 | 0 | 0 | 0 | 0 | 0 | 0 | 0 | 0 | 0 | 0 | 0 | 0 | 0 | 0 | 0 | 0 | 0 | 0 | 0 | 0 | 0 | 0 | 0 | 0 | 0 | 0
Restaurants_New_Network PC Power Management_TRC | Ach | Restaurants | Office Equipment | Document production | TRC | New | NN4568 | Network PC Power Management | Network PC Power Management | NonEquip | 5 | Computers | 0% | Prescriptive_all | 56.5% | 0 | 0 | 0 | 0 | 0 | 0 | 0 | 0 | 0 | 0 | 0 | 0 | 0 | 0 | 0 | 0 | 0 | 0 | 0 | 0 | 0 | 0 | 0 | 0 | 0 | 0 | 0 | 0 | 0 | 0 | 0 | 0 | 0 | 0 | 0 | 0 | 0 | 0 | 0 | 0
Restaurants_Existing_Network PC Power Management_TRC | Ach | Restaurants | Office Equipment | Document production | TRC | Existing | NE4555 | Network PC Power Management | Network PC Power Management | NonEquip | 5 | Computers | 0% | Prescriptive_all_existing | 56.5% | 0 | 0 | 0 | 0 | 0 | 0 | 0 | 0 | 0 | 0 | 0 | 0 | 0 | 0 | 0 | 0 | 0 | 0 | 0 | 0 | 0 | 0 | 0 | 0 | 0 | 0 | 0 | 0 | 0 | 0 | 0 | 0 | 0 | 0 | 0 | 0 | 0 | 0 | 0 | 0
Restaurants_New_Programmable Thermostat_TRC | Ach | Restaurants | Space Cooling | District chilled water piped | TRC | New | NN4048 | Programmable Thermostat | Programmable Thermostat | NonEquip | 11 |  | 45.33% | Prescriptive_all | 3.6% | 8.2319 | 13.4021 | 22.8169 | 36.2838 | 52.2972 | 57.1645 | 52.1374 | 38.3663 | 21.9878 | 10.449 | 8.2319 | 21.634 | 44.4509 | 80.7346 | 133.0319 | 190.1964 | 242.3337 | 280.7 | 302.6878 | 313.1368 | 0.0030506 | 0.0080171 | 0.016473 | 0.029919 | 0.049299 | 0.070483 | 0.089804 | 0.10402 | 0.11217 | 0.11604 | 0 | 0 | 0 | 0 | 0 | 0 | 0 | 0 | 0 | 0
Restaurants_New_HVAC tune-up_RTU_TRC | Ach | Restaurants | Space Cooling | District chilled water piped | TRC | New | NN3918 | HVAC tune-up_RTU | HVAC tune-up_RTU | NonEquip | 5 | Packaged air conditioning units (RTUs) | 0% | Prescriptive_package HP | 5% | 0 | 0 | 0 | 0 | 0 | 0 | 0 | 0 | 0 | 0 | 0 | 0 | 0 | 0 | 0 | 0 | 0 | 0 | 0 | 0 | 0 | 0 | 0 | 0 | 0 | 0 | 0 | 0 | 0 | 0 | 0 | 0 | 0 | 0 | 0 | 0 | 0 | 0 | 0 | 0
Restaurants_New_Facility Commissioning_TRC | Ach | Restaurants | Space Cooling | District chilled water piped | TRC | New | NN3632 | Facility Commissioning | Facility Commissioning | NonEquip | 10 |  | 71.67% | Custom_improvement | 16% | 41.0498 | 63.2858 | 102.3024 | 156.0303 | 215.3382 | 226.9549 | 231.0896 | 207.6632 | 149.2584 | 92.4683 | 41.0498 | 104.3356 | 206.638 | 362.6683 | 578.0065 | 804.9614 | 1036.0509 | 1243.7141 | 1392.9725 | 1485.4408 | 0.0071871 | 0.018267 | 0.036179 | 0.063497 | 0.1012 | 0.14093 | 0.18139 | 0.21775 | 0.24388 | 0.26007 | 0.00016397 | 0.00041677 | 0.00082541 | 0.0014487 | 0.0023088 | 0.0032154 | 0.0041385 | 0.004968 | 0.0055642 | 0.0059336
Restaurants_New_Energy Recovery Ventilation System (ERV)_TRC | Ach | Restaurants | Space Cooling | District chilled water piped | TRC | New | NN3606 | Energy Recovery Ventilation System (ERV) | Energy Recovery Ventilation System (ERV) | NonEquip | 15 | Packaged air conditioning units (RTUs) | 0% | Prescriptive_all | 10.9% | 0 | 0 | 0 | 0 | 0 | 0 | 0 | 0 | 0 | 0 | 0 | 0 | 0 | 0 | 0 | 0 | 0 | 0 | 0 | 0 | 0 | 0 | 0 | 0 | 0 | 0 | 0 | 0 | 0 | 0 | 0 | 0 | 0 | 0 | 0 | 0 | 0 | 0 | 0 | 0
Restaurants_New_Dedicated Outdoor Air System on VRF unit_TRC | Ach | Restaurants | Space Cooling | District chilled water piped | TRC | New | NN3424 | Dedicated Outdoor Air System on VRF unit | Dedicated Outdoor Air System on VRF unit | NonEquip | 15 | Residential-type central air conditioners | 0% | Prescriptive_all | 17.5% | 0 | 0 | 0 | 0 | 0 | 0 | 0 | 0 | 0 | 0 | 0 | 0 | 0 | 0 | 0 | 0 | 0 | 0 | 0 | 0 | 0 | 0 | 0 | 0 | 0 | 0 | 0 | 0 | 0 | 0 | 0 | 0 | 0 | 0 | 0 | 0 | 0 | 0 | 0 | 0
Restaurants_New_Chilled Water System - Variable Speed Drives_TRC | Ach | Restaurants | Space Cooling | District chilled water piped | TRC | New | NN3320 | Chilled Water System - Variable Speed Drives | Chilled Water System - Variable Speed Drives | NonEquip | 13 | Central chillers inside | 0% | Prescriptive_all | 24.74% | 0 | 0 | 0 | 0 | 0 | 0 | 0 | 0 | 0 | 0 | 0 | 0 | 0 | 0 | 0 | 0 | 0 | 0 | 0 | 0 | 0 | 0 | 0 | 0 | 0 | 0 | 0 | 0 | 0 | 0 | 0 | 0 | 0 | 0 | 0 | 0 | 0 | 0 | 0 | 0
Restaurants_New_Ceiling Insulation(R2 to R38)_TRC | Ach | Restaurants | Space Cooling | District chilled water piped | TRC | New | NN3216 | Ceiling Insulation(R2 to R38) | Ceiling Insulation(R2 to R38) | NonEquip | 20 |  | 0% | Prescriptive_all | 6.021% | 0 | 0 | 0 | 0 | 0 | 0 | 0 | 0 | 0 | 0 | 0 | 0 | 0 | 0 | 0 | 0 | 0 | 0 | 0 | 0 | 0 | 0 | 0 | 0 | 0 | 0 | 0 | 0 | 0 | 0 | 0 | 0 | 0 | 0 | 0 | 0 | 0 | 0 | 0 | 0
Restaurants_Existing_Wall Insulation_TRC | Ach | Restaurants | Space Cooling | District chilled water piped | TRC | Existing | NE4217 | Wall Insulation | Wall Insulation | NonEquip | 20 |  | 0% | Prescriptive_all_existing | 5.281% | 0 | 0 | 0 | 0 | 0 | 0 | 0 | 0 | 0 | 0 | 0 | 0 | 0 | 0 | 0 | 0 | 0 | 0 | 0 | 0 | 0 | 0 | 0 | 0 | 0 | 0 | 0 | 0 | 0 | 0 | 0 | 0 | 0 | 0 | 0 | 0 | 0 | 0 | 0 | 0
Restaurants_Existing_Programmable Thermostat_TRC | Ach | Restaurants | Space Cooling | District chilled water piped | TRC | Existing | NE4035 | Programmable Thermostat | Programmable Thermostat | NonEquip | 11 |  | 45.33% | Prescriptive_all_existing | 3.6% | 62.2848 | 94.848 | 142.4034 | 202.7503 | 264.8122 | 303.2536 | 289.4571 | 219.596 | 130.501 | 62.9601 | 62.2848 | 157.1328 | 299.5361 | 502.2865 | 767.0987 | 1070.3523 | 1359.8094 | 1579.4054 | 1709.9064 | 1772.8665 | 0.023081 | 0.05823 | 0.111 | 0.18614 | 0.28427 | 0.39665 | 0.50392 | 0.5853 | 0.63366 | 0.65699 | 0 | 0 | 0 | 0 | 0 | 0 | 0 | 0 | 0 | 0
Restaurants_Existing_HVAC tune-up_RTU_TRC | Ach | Restaurants | Space Cooling | District chilled water piped | TRC | Existing | NE3905 | HVAC tune-up_RTU | HVAC tune-up_RTU | NonEquip | 5 | Packaged air conditioning units (RTUs) | 0% | Prescriptive_package HP_existing | 5% | 0 | 0 | 0 | 0 | 0 | 0 | 0 | 0 | 0 | 0 | 0 | 0 | 0 | 0 | 0 | 0 | 0 | 0 | 0 | 0 | 0 | 0 | 0 | 0 | 0 | 0 | 0 | 0 | 0 | 0 | 0 | 0 | 0 | 0 | 0 | 0 | 0 | 0 | 0 | 0
Restaurants_Existing_Energy Recovery Ventilation System (ERV)_TRC | Ach | Restaurants | Space Cooling | District chilled water piped | TRC | Existing | NE3593 | Energy Recovery Ventilation System (ERV) | Energy Recovery Ventilation System (ERV) | NonEquip | 15 | Packaged air conditioning units (RTUs) | 0% | Prescriptive_all_existing | 10.9% | 0 | 0 | 0 | 0 | 0 | 0 | 0 | 0 | 0 | 0 | 0 | 0 | 0 | 0 | 0 | 0 | 0 | 0 | 0 | 0 | 0 | 0 | 0 | 0 | 0 | 0 | 0 | 0 | 0 | 0 | 0 | 0 | 0 | 0 | 0 | 0 | 0 | 0 | 0 | 0
Restaurants_Existing_Dedicated Outdoor Air System on VRF unit_TRC | Ach | Restaurants | Space Cooling | District chilled water piped | TRC | Existing | NE3411 | Dedicated Outdoor Air System on VRF unit | Dedicated Outdoor Air System on VRF unit | NonEquip | 15 | Residential-type central air conditioners | 0% | Prescriptive_all_existing | 17.5% | 0 | 0 | 0 | 0 | 0 | 0 | 0 | 0 | 0 | 0 | 0 | 0 | 0 | 0 | 0 | 0 | 0 | 0 | 0 | 0 | 0 | 0 | 0 | 0 | 0 | 0 | 0 | 0 | 0 | 0 | 0 | 0 | 0 | 0 | 0 | 0 | 0 | 0 | 0 | 0
Restaurants_Existing_Chilled Water System - Variable Speed Drives_TRC | Ach | Restaurants | Space Cooling | District chilled water piped | TRC | Existing | NE3307 | Chilled Water System - Variable Speed Drives | Chilled Water System - Variable Speed Drives | NonEquip | 13 | Central chillers inside | 0% | Prescriptive_all_existing | 24.74% | 0 | 0 | 0 | 0 | 0 | 0 | 0 | 0 | 0 | 0 | 0 | 0 | 0 | 0 | 0 | 0 | 0 | 0 | 0 | 0 | 0 | 0 | 0 | 0 | 0 | 0 | 0 | 0 | 0 | 0 | 0 | 0 | 0 | 0 | 0 | 0 | 0 | 0 | 0 | 0
Restaurants_Existing_Ceiling Insulation(R2 to R38)_TRC | Ach | Restaurants | Space Cooling | District chilled water piped | TRC | Existing | NE3203 | Ceiling Insulation(R2 to R38) | Ceiling Insulation(R2 to R38) | NonEquip | 20 |  | 0% | Prescriptive_all_existing | 6.021% | 0 | 0 | 0 | 0 | 0 | 0 | 0 | 0 | 0 | 0 | 0 | 0 | 0 | 0 | 0 | 0 | 0 | 0 | 0 | 0 | 0 | 0 | 0 | 0 | 0 | 0 | 0 | 0 | 0 | 0 | 0 | 0 | 0 | 0 | 0 | 0 | 0 | 0 | 0 | 0
Restaurants_Turnover_High Efficiency Chiller (Air Cooled, 50 tons)_TRC | Ach | Restaurants | Space Cooling | District chilled water piped | TRC | Turnover | ET947 | High Efficiency Chiller (Air Cooled, 50 tons) | High Efficiency Chiller (Air Cooled, 50 tons) | Equip | 20 | District chilled water piped | 28.37% | Prescriptive_all | 8.759% | 58.1653 | 82.6887 | 123.507 | 174.9393 | 227.311 | 259.7034 | 247.2977 | 187.1078 | 110.9051 | 53.3465 | 58.1653 | 140.854 | 264.361 | 439.3003 | 666.6113 | 926.3147 | 1173.6123 | 1360.7202 | 1471.6253 | 1524.9718 | 0.013489 | 0.032665 | 0.061306 | 0.10188 | 0.15459 | 0.21482 | 0.27217 | 0.31556 | 0.34128 | 0.35365 | 0.0031114 | 0.0075346 | 0.014141 | 0.023499 | 0.035658 | 0.049551 | 0.062779 | 0.072788 | 0.07872 | 0.081574
Restaurants_Turnover_High Efficiency Chiller (Water cooled-positive displacement, 100 tons)_TRC | Ach | Restaurants | Space Cooling | District chilled water piped | TRC | Turnover | ET1103 | High Efficiency Chiller (Water cooled-positive displacement, 100 tons) | High Efficiency Chiller (Water cooled-positive displacement, 100 tons) | Equip | 20 | District chilled water piped | 28.37% | Prescriptive_all | 2.683% | 20.0279 | 28.3797 | 42.1995 | 59.4445 | 76.8224 | 87.5016 | 83.4708 | 63.5772 | 37.9896 | 18.382 | 20.0279 | 48.4076 | 90.6071 | 150.0515 | 226.8739 | 314.3755 | 397.8463 | 461.4235 | 499.4131 | 517.795 | 0.0064248 | 0.015529 | 0.029066 | 0.048136 | 0.07278 | 0.10085 | 0.12763 | 0.14802 | 0.16021 | 0.16611 | 6.3252e-05 | 0.00015288 | 0.00028616 | 0.0004739 | 0.00071652 | 0.00099287 | 0.0012565 | 0.0014573 | 0.0015773 | 0.0016353
Restaurants_Turnover_High Efficiency Chiller (Water cooled-centrifugal, 200 tons)_TRC | Ach | Restaurants | Space Cooling | District chilled water piped | TRC | Turnover | ET1025 | High Efficiency Chiller (Water cooled-centrifugal, 200 tons) | High Efficiency Chiller (Water cooled-centrifugal, 200 tons) | Equip | 20 | District chilled water piped | 28.37% | Prescriptive_all | 4.362% | 29.7663 | 42.2247 | 62.8798 | 88.7375 | 114.885 | 130.9878 | 124.88 | 94.9078 | 56.5593 | 27.3135 | 29.7663 | 71.991 | 134.8708 | 223.6083 | 338.4933 | 469.4811 | 594.3611 | 689.2689 | 745.8283 | 773.1418 | 0.0095489 | 0.023094 | 0.043266 | 0.071732 | 0.10859 | 0.15061 | 0.19067 | 0.22111 | 0.23926 | 0.24802 | 9.4009e-05 | 0.00022736 | 0.00042595 | 0.00070621 | 0.001069 | 0.0014827 | 0.0018771 | 0.0021769 | 0.0023555 | 0.0024418
Restaurants_New_High Efficiency Chiller (Air Cooled, 50 tons)_TRC | Ach | Restaurants | Space Cooling | District chilled water piped | TRC | New | EN973 | High Efficiency Chiller (Air Cooled, 50 tons) | High Efficiency Chiller (Air Cooled, 50 tons) | Equip | 20 | District chilled water piped | 28.37% | Prescriptive_all | 8.759% | 14.5674 | 23.6831 | 40.2411 | 63.8381 | 91.7943 | 100.2035 | 91.4628 | 67.501 | 38.8218 | 18.4968 | 14.5674 | 38.2505 | 78.4916 | 142.3297 | 234.124 | 334.3275 | 425.7903 | 493.2914 | 532.1132 | 550.6099 | 0.0033782 | 0.0088704 | 0.018203 | 0.033007 | 0.054294 | 0.077532 | 0.098742 | 0.1144 | 0.1234 | 0.12769 | 0.00077924 | 0.0020461 | 0.0041987 | 0.0076135 | 0.012524 | 0.017884 | 0.022776 | 0.026387 | 0.028464 | 0.029453
Restaurants_New_High Efficiency Chiller (Water cooled-positive displacement, 100 tons)_TRC | Ach | Restaurants | Space Cooling | District chilled water piped | TRC | New | EN1129 | High Efficiency Chiller (Water cooled-positive displacement, 100 tons) | High Efficiency Chiller (Water cooled-positive displacement, 100 tons) | Equip | 20 | District chilled water piped | 28.37% | Prescriptive_all | 2.683% | 4.9608 | 7.9978 | 13.4373 | 21.0268 | 29.8481 | 32.3711 | 29.5464 | 22.049 | 12.9258 | 6.2641 | 4.9608 | 12.9586 | 26.3959 | 47.4227 | 77.2708 | 109.6419 | 139.1882 | 161.2372 | 174.163 | 180.4272 | 0.0015914 | 0.004157 | 0.0084676 | 0.015213 | 0.024788 | 0.035172 | 0.044651 | 0.051724 | 0.05587 | 0.05788 | 1.5667e-05 | 4.0926e-05 | 8.3364e-05 | 0.00014977 | 0.00024404 | 0.00034627 | 0.00043959 | 0.00050922 | 0.00055005 | 0.00056983
Restaurants_New_High Efficiency Chiller (Water cooled-centrifugal, 200 tons)_TRC | Ach | Restaurants | Space Cooling | District chilled water piped | TRC | New | EN1051 | High Efficiency Chiller (Water cooled-centrifugal, 200 tons) | High Efficiency Chiller (Water cooled-centrifugal, 200 tons) | Equip | 20 | District chilled water piped | 28.37% | Prescriptive_all | 4.362% | 7.4549 | 12.0937 | 20.4875 | 32.3817 | 46.3937 | 50.5401 | 46.1868 | 34.2389 | 19.7983 | 9.4704 | 7.4549 | 19.5486 | 40.0362 | 72.4179 | 118.8115 | 169.3516 | 215.5384 | 249.7773 | 269.5757 | 279.046 | 0.0023915 | 0.0062711 | 0.012843 | 0.023231 | 0.038114 | 0.054327 | 0.069143 | 0.080127 | 0.086478 | 0.089516 | 2.3544e-05 | 6.1739e-05 | 0.00012644 | 0.00022871 | 0.00037523 | 0.00053485 | 0.00068072 | 0.00078885 | 0.00085138 | 0.00088129
Restaurants_New_Strip Curtains for Walk-ins_TRC | Ach | Restaurants | Refrigeration | Display cases | TRC | New | NN4906 | Strip Curtains for Walk-ins | Strip Curtains for Walk-ins | NonEquip | 4 | Walk-in cooler | 0% | Prescriptive_refrigeration control | 2.115% | 0 | 0 | 0 | 0 | 0 | 0 | 0 | 0 | 0 | 0 | 0 | 0 | 0 | 0 | 0 | 0 | 0 | 0 | 0 | 0 | 0 | 0 | 0 | 0 | 0 | 0 | 0 | 0 | 0 | 0 | 0 | 0 | 0 | 0 | 0 | 0 | 0 | 0 | 0 | 0
Restaurants_New_PSC to ECM Evaporator Fan Motor (Walk-In, Refrigerator)_TRC | Ach | Restaurants | Refrigeration | Display cases | TRC | New | NN4854 | PSC to ECM Evaporator Fan Motor (Walk-In, Refrigerator) | PSC to ECM Evaporator Fan Motor (Walk-In, Refrigerator) | NonEquip | 15 | Walk-in cooler | 0% | Prescriptive_ECM | 37.5% | 0 | 0 | 0 | 0 | 0 | 0 | 0 | 0 | 0 | 0 | 0 | 0 | 0 | 0 | 0 | 0 | 0 | 0 | 0 | 0 | 0 | 0 | 0 | 0 | 0 | 0 | 0 | 0 | 0 | 0 | 0 | 0 | 0 | 0 | 0 | 0 | 0 | 0 | 0 | 0
Restaurants_New_PSC to ECM Evaporator Fan Motor (Reach-In)_TRC | Ach | Restaurants | Refrigeration | Display cases | TRC | New | NN4828 | PSC to ECM Evaporator Fan Motor (Reach-In) | PSC to ECM Evaporator Fan Motor (Reach-In) | NonEquip | 15 | Display cases | 68.68% | Prescriptive_ECM | 37.5% | 3827.3746 | 6491.2856 | 11757.474 | 20568.8102 | 34264.5076 | 46432.2543 | 57391.482 | 62731.2062 | 56446.7601 | 41061.7883 | 3827.3746 | 10318.6601 | 22076.1342 | 42644.9444 | 76909.452 | 123341.7063 | 180733.1883 | 243464.3945 | 299911.1546 | 340972.9428 | 0.49624 | 1.3379 | 2.8623 | 5.5291 | 9.9717 | 15.9919 | 23.433 | 31.5664 | 38.885 | 44.2089 | 0.41566 | 1.1206 | 2.3975 | 4.6313 | 8.3526 | 13.3952 | 19.6281 | 26.4408 | 32.5711 | 37.0305
Restaurants_Existing_Strip Curtains for Walk-ins_TRC | Ach | Restaurants | Refrigeration | Display cases | TRC | Existing | NE4893 | Strip Curtains for Walk-ins | Strip Curtains for Walk-ins | NonEquip | 4 | Walk-in cooler | 0% | Prescriptive_refrigeration control_existing | 2.115% | 0 | 0 | 0 | 0 | 0 | 0 | 0 | 0 | 0 | 0 | 0 | 0 | 0 | 0 | 0 | 0 | 0 | 0 | 0 | 0 | 0 | 0 | 0 | 0 | 0 | 0 | 0 | 0 | 0 | 0 | 0 | 0 | 0 | 0 | 0 | 0 | 0 | 0 | 0 | 0
Restaurants_Existing_PSC to ECM Evaporator Fan Motor (Walk-In, Refrigerator)_TRC | Ach | Restaurants | Refrigeration | Display cases | TRC | Existing | NE4841 | PSC to ECM Evaporator Fan Motor (Walk-In, Refrigerator) | PSC to ECM Evaporator Fan Motor (Walk-In, Refrigerator) | NonEquip | 15 | Walk-in cooler | 0% | Prescriptive_ECM_existing | 37.5% | 0 | 0 | 0 | 0 | 0 | 0 | 0 | 0 | 0 | 0 | 0 | 0 | 0 | 0 | 0 | 0 | 0 | 0 | 0 | 0 | 0 | 0 | 0 | 0 | 0 | 0 | 0 | 0 | 0 | 0 | 0 | 0 | 0 | 0 | 0 | 0 | 0 | 0 | 0 | 0
Restaurants_Existing_PSC to ECM Evaporator Fan Motor (Reach-In)_TRC | Ach | Restaurants | Refrigeration | Display cases | TRC | Existing | NE4815 | PSC to ECM Evaporator Fan Motor (Reach-In) | PSC to ECM Evaporator Fan Motor (Reach-In) | NonEquip | 15 | Display cases | 17.17% | Prescriptive_ECM_existing | 37.5% | 7020.7339 | 11424.8327 | 18153.7757 | 28285.9823 | 42475.7526 | 59987.5417 | 77191.3425 | 86530.4765 | 80316.7536 | 59004.7263 | 7020.7339 | 18445.5666 | 36599.3422 | 64885.3245 | 107361.0771 | 167348.6188 | 244539.9613 | 331070.4378 | 411387.1914 | 470391.9178 | 0.91027 | 2.3916 | 4.7453 | 8.4127 | 13.9199 | 21.6976 | 31.7059 | 42.925 | 53.3385 | 60.9887 | 0.76247 | 2.0032 | 3.9748 | 7.0467 | 11.6597 | 18.1745 | 26.5576 | 35.955 | 44.6776 | 51.0857
Restaurants_Existing_Freezer-Cooler Replacement Gaskets_TRC | Ach | Restaurants | Refrigeration | Display cases | TRC | Existing | NE4711 | Freezer-Cooler Replacement Gaskets | Freezer-Cooler Replacement Gaskets | NonEquip | 4 | Display cases | 63.61% | Prescriptive_refrigeration control_existing | 3.131% | 1462.3246 | 2381.4419 | 3797.7272 | 5941.3565 | 8987.5758 | 12838.974 | 16828.2344 | 19391.8649 | 18696.0294 | 14370.4337 | 1462.3246 | 3843.7665 | 7641.4937 | 13582.8502 | 22570.4261 | 35409.4001 | 52237.6344 | 71629.4993 | 90325.5287 | 104695.9624 | 0.1896 | 0.49836 | 0.99076 | 1.7611 | 2.9264 | 4.591 | 6.7729 | 9.2871 | 11.7112 | 13.5744 | 0.15881 | 0.41744 | 0.82988 | 1.4751 | 2.4512 | 3.8455 | 5.6731 | 7.7791 | 9.8096 | 11.3702
Restaurants_Turnover_Refrigerated Display Case LED Lighting_TRC | Ach | Restaurants | Refrigeration | Display cases | TRC | Turnover | ET2618 | Refrigerated Display Case LED Lighting | Refrigerated Display Case LED Lighting | Equip | 8 | Display cases | 0% | Prescriptive_display case lighting | 6.613% | 0 | 0 | 0 | 0 | 0 | 0 | 0 | 0 | 0 | 0 | 0 | 0 | 0 | 0 | 0 | 0 | 0 | 0 | 0 | 0 | 0 | 0 | 0 | 0 | 0 | 0 | 0 | 0 | 0 | 0 | 0 | 0 | 0 | 0 | 0 | 0 | 0 | 0 | 0 | 0
Restaurants_Turnover_Energy Star Hot Food Holding Cabinet_TRC | Ach | Restaurants | Cooking | Cooking Other | TRC | Turnover | ET167 | Energy Star Hot Food Holding Cabinet | Energy Star Hot Food Holding Cabinet | Equip | 12 | Cooking Other | 26.95% | Prescriptive_cooking | 52.67% | 26728.8671 | 40285.1313 | 65449.4755 | 105338.1834 | 166039.3264 | 252876.6443 | 364135.2708 | 481584.8189 | 564022.319 | 558070.8405 | 26728.8671 | 67013.9984 | 132463.474 | 237801.6573 | 403840.9838 | 656717.628 | 1020852.8988 | 1502437.7177 | 2066460.0367 | 2624530.8772 | 4.9224 | 12.3414 | 24.3947 | 43.794 | 74.3722 | 120.9425 | 188.0024 | 276.692 | 380.5636 | 483.339 | 2.3818 | 5.9717 | 11.8039 | 21.1907 | 35.9865 | 58.5206 | 90.9689 | 133.8832 | 184.1437 | 233.8737
Restaurants_Turnover_Efficient Exhaust Hood_TRC | Ach | Restaurants | Cooking | Cooking Other | TRC | Turnover | ET11 | Efficient Exhaust Hood | Efficient Exhaust Hood | Equip | 15 | Cooking Other | 14.03% | Prescriptive_cooking | 42.5% | 9609.7653 | 14503.458 | 23613.8425 | 38131.9078 | 60403.3576 | 92633.3343 | 134559.0084 | 179571.104 | 211527.5647 | 208937.4942 | 9609.7653 | 24113.2233 | 47727.0658 | 85858.9735 | 146262.3311 | 238895.6654 | 373454.6738 | 553025.7778 | 764553.3425 | 973490.8367 | 2.1009 | 5.2716 | 10.4341 | 18.7705 | 31.9758 | 52.2273 | 81.6445 | 120.9023 | 167.1463 | 212.8242 | 0.82459 | 2.0691 | 4.0953 | 7.3674 | 12.5504 | 20.4991 | 32.0453 | 47.4538 | 65.6045 | 83.533
Restaurants_New_Efficient Exhaust Hood_TRC | Ach | Restaurants | Cooking | Cooking Other | TRC | New | EN37 | Efficient Exhaust Hood | Efficient Exhaust Hood | Equip | 15 | Cooking Other | 14.03% | Prescriptive_cooking | 42.5% | 1447.8869 | 2502.5643 | 4644.2731 | 8419.7676 | 14794.6918 | 21707.1429 | 30201.4974 | 39199.4945 | 44646.0988 | 43568.4373 | 1447.8869 | 3950.4512 | 8594.7243 | 17014.4919 | 31809.1837 | 53516.3266 | 83717.824 | 122917.3185 | 167563.4173 | 211131.8546 | 0.31654 | 0.86365 | 1.879 | 3.7197 | 6.9541 | 11.6997 | 18.3024 | 26.8721 | 36.6326 | 46.1576 | 0.12424 | 0.33898 | 0.73749 | 1.46 | 2.7295 | 4.5921 | 7.1836 | 10.5472 | 14.3782 | 18.1167
Restaurants_New_Energy Star Hot Food Holding Cabinet_TRC | Ach | Restaurants | Cooking | Cooking Other | TRC | New | EN193 | Energy Star Hot Food Holding Cabinet | Energy Star Hot Food Holding Cabinet | Equip | 12 | Cooking Other | 26.95% | Prescriptive_cooking | 52.67% | 4027.1926 | 6951.179 | 12872.3327 | 23259.3404 | 40668.2801 | 59257.6042 | 81729.4253 | 105127.6125 | 119045.4596 | 116371.0446 | 4027.1926 | 10978.3716 | 23850.7043 | 47110.0447 | 87778.3249 | 147035.9291 | 228765.3544 | 333892.9669 | 452938.4266 | 569309.4711 | 0.74166 | 2.0218 | 4.3924 | 8.6759 | 16.1654 | 27.0784 | 42.1299 | 61.4904 | 83.4141 | 104.8452 | 0.35887 | 0.97829 | 2.1254 | 4.198 | 7.822 | 13.1025 | 20.3854 | 29.7534 | 40.3616 | 50.7316
Restaurants_New_Network PC Power Management_TRC | Ach | Restaurants | Office Equipment | Computers | TRC | New | NN4568 | Network PC Power Management | Network PC Power Management | NonEquip | 5 | Computers | 0% | Prescriptive_all | 56.5% | 0 | 0 | 0 | 0 | 0 | 0 | 0 | 0 | 0 | 0 | 0 | 0 | 0 | 0 | 0 | 0 | 0 | 0 | 0 | 0 | 0 | 0 | 0 | 0 | 0 | 0 | 0 | 0 | 0 | 0 | 0 | 0 | 0 | 0 | 0 | 0 | 0 | 0 | 0 | 0
Restaurants_Existing_Network PC Power Management_TRC | Ach | Restaurants | Office Equipment | Computers | TRC | Existing | NE4555 | Network PC Power Management | Network PC Power Management | NonEquip | 5 | Computers | 0% | Prescriptive_all_existing | 56.5% | 0 | 0 | 0 | 0 | 0 | 0 | 0 | 0 | 0 | 0 | 0 | 0 | 0 | 0 | 0 | 0 | 0 | 0 | 0 | 0 | 0 | 0 | 0 | 0 | 0 | 0 | 0 | 0 | 0 | 0 | 0 | 0 | 0 | 0 | 0 | 0 | 0 | 0 | 0 | 0
Restaurants_New_Tank Wrap on Water Heater_TRC | Ach | Restaurants | Domestic Hot Water | Centralized water heaters | TRC | New | NN2904 | Tank Wrap on Water Heater | Tank Wrap on Water Heater | NonEquip | 7 | Centralized water heaters | 55.99% | Prescriptive_water heater | 2.106% | 34.9622 | 60.4599 | 112.5862 | 206.6473 | 372.5883 | 572.5073 | 863.3508 | 1276.1703 | 1780.0174 | 2337.0886 | 34.9622 | 95.4222 | 208.0083 | 414.6556 | 787.2439 | 1359.7512 | 2223.102 | 3499.2723 | 5279.2897 | 7616.3784 | 0.0035021 | 0.0095583 | 0.020836 | 0.041536 | 0.078857 | 0.1362 | 0.22269 | 0.35052 | 0.52882 | 0.76292 | 0.0035732 | 0.0097522 | 0.021259 | 0.042378 | 0.080457 | 0.13897 | 0.2272 | 0.35763 | 0.53955 | 0.7784
Restaurants_Existing_Tank Wrap on Water Heater_TRC | Ach | Restaurants | Domestic Hot Water | Centralized water heaters | TRC | Existing | NE2891 | Tank Wrap on Water Heater | Tank Wrap on Water Heater | NonEquip | 7 | Centralized water heaters | 55.99% | Prescriptive_water heater_existing | 2.106% | 249.3756 | 424.7787 | 695.9491 | 1141.0233 | 1859.9099 | 2987.1146 | 4703.2858 | 7150.7299 | 10318.3683 | 13721.6754 | 249.3756 | 674.1543 | 1370.1033 | 2511.1266 | 4371.0365 | 7358.1511 | 12061.437 | 19212.1669 | 29530.5352 | 43252.2106 | 0.02498 | 0.067529 | 0.13724 | 0.25154 | 0.43784 | 0.73706 | 1.2082 | 1.9245 | 2.958 | 4.3325 | 0.025486 | 0.068899 | 0.14003 | 0.25664 | 0.44672 | 0.75201 | 1.2327 | 1.9635 | 3.018 | 4.4204
Restaurants_New_Programmable Thermostat_TRC | Ach | Restaurants | Space Cooling | Central chillers inside | TRC | New | NN4048 | Programmable Thermostat | Programmable Thermostat | NonEquip | 11 |  | 45.33% | Prescriptive_all | 3.6% | 58.6195 | 95.4368 | 162.4796 | 258.3778 | 372.4101 | 407.07 | 371.2717 | 273.2072 | 156.5756 | 74.4077 | 58.6195 | 154.0563 | 316.5359 | 574.9136 | 947.3238 | 1354.3938 | 1725.6654 | 1998.8726 | 2155.4483 | 2229.856 | 0.021723 | 0.05709 | 0.1173 | 0.21305 | 0.35106 | 0.50191 | 0.6395 | 0.74074 | 0.79877 | 0.82634 | 0 | 0 | 0 | 0 | 0 | 0 | 0 | 0 | 0 | 0
Restaurants_New_HVAC tune-up_RTU_TRC | Ach | Restaurants | Space Cooling | Central chillers inside | TRC | New | NN3918 | HVAC tune-up_RTU | HVAC tune-up_RTU | NonEquip | 5 | Packaged air conditioning units (RTUs) | 0% | Prescriptive_package HP | 5% | 0 | 0 | 0 | 0 | 0 | 0 | 0 | 0 | 0 | 0 | 0 | 0 | 0 | 0 | 0 | 0 | 0 | 0 | 0 | 0 | 0 | 0 | 0 | 0 | 0 | 0 | 0 | 0 | 0 | 0 | 0 | 0 | 0 | 0 | 0 | 0 | 0 | 0 | 0 | 0
Restaurants_New_Facility Commissioning_TRC | Ach | Restaurants | Space Cooling | Central chillers inside | TRC | New | NN3632 | Facility Commissioning | Facility Commissioning | NonEquip | 10 |  | 71.67% | Custom_improvement | 16% | 283.6272 | 430.1029 | 679.3183 | 1006.2713 | 1348.3409 | 1399.0081 | 1436.8167 | 1339.019 | 1004.2335 | 641.2336 | 283.6272 | 713.7301 | 1393.0484 | 2399.3196 | 3747.6606 | 5146.6687 | 6583.4854 | 7922.5044 | 8926.738 | 9567.9716 | 0.049658 | 0.12496 | 0.2439 | 0.42008 | 0.65615 | 0.90109 | 1.1527 | 1.3871 | 1.5629 | 1.6752 | 0.0011329 | 0.002851 | 0.0055645 | 0.009584 | 0.01497 | 0.020558 | 0.026298 | 0.031646 | 0.035658 | 0.038219
Restaurants_New_Energy Recovery Ventilation System (ERV)_TRC | Ach | Restaurants | Space Cooling | Central chillers inside | TRC | New | NN3606 | Energy Recovery Ventilation System (ERV) | Energy Recovery Ventilation System (ERV) | NonEquip | 15 | Packaged air conditioning units (RTUs) | 0% | Prescriptive_all | 10.9% | 0 | 0 | 0 | 0 | 0 | 0 | 0 | 0 | 0 | 0 | 0 | 0 | 0 | 0 | 0 | 0 | 0 | 0 | 0 | 0 | 0 | 0 | 0 | 0 | 0 | 0 | 0 | 0 | 0 | 0 | 0 | 0 | 0 | 0 | 0 | 0 | 0 | 0 | 0 | 0
Restaurants_New_Dedicated Outdoor Air System on VRF unit_TRC | Ach | Restaurants | Space Cooling | Central chillers inside | TRC | New | NN3424 | Dedicated Outdoor Air System on VRF unit | Dedicated Outdoor Air System on VRF unit | NonEquip | 15 | Residential-type central air conditioners | 0% | Prescriptive_all | 17.5% | 0 | 0 | 0 | 0 | 0 | 0 | 0 | 0 | 0 | 0 | 0 | 0 | 0 | 0 | 0 | 0 | 0 | 0 | 0 | 0 | 0 | 0 | 0 | 0 | 0 | 0 | 0 | 0 | 0 | 0 | 0 | 0 | 0 | 0 | 0 | 0 | 0 | 0 | 0 | 0
Restaurants_New_Chilled Water System - Variable Speed Drives_TRC | Ach | Restaurants | Space Cooling | Central chillers inside | TRC | New | NN3320 | Chilled Water System - Variable Speed Drives | Chilled Water System - Variable Speed Drives | NonEquip | 13 | Central chillers inside | 73.99% | Prescriptive_all | 24.74% | 666.2016 | 1080.7398 | 1830.8444 | 2893.755 | 4145.9178 | 4516.4585 | 4127.4294 | 3059.7254 | 1769.2553 | 846.3108 | 666.2016 | 1746.9415 | 3577.7859 | 6471.5408 | 10617.4586 | 15133.9171 | 19261.3465 | 22321.0719 | 24090.3272 | 24936.638 | 0.061966 | 0.16249 | 0.33278 | 0.60194 | 0.98757 | 1.4077 | 1.7916 | 2.0762 | 2.2407 | 2.3195 | 0.014084 | 0.036933 | 0.075639 | 0.13682 | 0.22447 | 0.31995 | 0.40721 | 0.4719 | 0.5093 | 0.5272
Restaurants_New_Ceiling Insulation(R2 to R38)_TRC | Ach | Restaurants | Space Cooling | Central chillers inside | TRC | New | NN3216 | Ceiling Insulation(R2 to R38) | Ceiling Insulation(R2 to R38) | NonEquip | 20 |  | 0% | Prescriptive_all | 6.021% | 0 | 0 | 0 | 0 | 0 | 0 | 0 | 0 | 0 | 0 | 0 | 0 | 0 | 0 | 0 | 0 | 0 | 0 | 0 | 0 | 0 | 0 | 0 | 0 | 0 | 0 | 0 | 0 | 0 | 0 | 0 | 0 | 0 | 0 | 0 | 0 | 0 | 0 | 0 | 0
Restaurants_Existing_Wall Insulation_TRC | Ach | Restaurants | Space Cooling | Central chillers inside | TRC | Existing | NE4217 | Wall Insulation | Wall Insulation | NonEquip | 20 |  | 0% | Prescriptive_all_existing | 5.281% | 0 | 0 | 0 | 0 | 0 | 0 | 0 | 0 | 0 | 0 | 0 | 0 | 0 | 0 | 0 | 0 | 0 | 0 | 0 | 0 | 0 | 0 | 0 | 0 | 0 | 0 | 0 | 0 | 0 | 0 | 0 | 0 | 0 | 0 | 0 | 0 | 0 | 0 | 0 | 0
Restaurants_Existing_Programmable Thermostat_TRC | Ach | Restaurants | Space Cooling | Central chillers inside | TRC | Existing | NE4035 | Programmable Thermostat | Programmable Thermostat | NonEquip | 11 |  | 45.33% | Prescriptive_all_existing | 3.6% | 443.5318 | 675.4151 | 1014.0586 | 1443.7908 | 1885.7353 | 2159.4776 | 2061.2325 | 1563.7498 | 929.3014 | 448.3404 | 443.5318 | 1118.9469 | 2133.0055 | 3576.7963 | 5462.5316 | 7622.0091 | 9683.2416 | 11246.9914 | 12176.2928 | 12624.6332 | 0.16436 | 0.41466 | 0.79045 | 1.3255 | 2.0243 | 2.8246 | 3.5884 | 4.1679 | 4.5123 | 4.6784 | 0 | 0 | 0 | 0 | 0 | 0 | 0 | 0 | 0 | 0
Restaurants_Existing_HVAC tune-up_RTU_TRC | Ach | Restaurants | Space Cooling | Central chillers inside | TRC | Existing | NE3905 | HVAC tune-up_RTU | HVAC tune-up_RTU | NonEquip | 5 | Packaged air conditioning units (RTUs) | 0% | Prescriptive_package HP_existing | 5% | 0 | 0 | 0 | 0 | 0 | 0 | 0 | 0 | 0 | 0 | 0 | 0 | 0 | 0 | 0 | 0 | 0 | 0 | 0 | 0 | 0 | 0 | 0 | 0 | 0 | 0 | 0 | 0 | 0 | 0 | 0 | 0 | 0 | 0 | 0 | 0 | 0 | 0 | 0 | 0
Restaurants_Existing_Energy Recovery Ventilation System (ERV)_TRC | Ach | Restaurants | Space Cooling | Central chillers inside | TRC | Existing | NE3593 | Energy Recovery Ventilation System (ERV) | Energy Recovery Ventilation System (ERV) | NonEquip | 15 | Packaged air conditioning units (RTUs) | 0% | Prescriptive_all_existing | 10.9% | 0 | 0 | 0 | 0 | 0 | 0 | 0 | 0 | 0 | 0 | 0 | 0 | 0 | 0 | 0 | 0 | 0 | 0 | 0 | 0 | 0 | 0 | 0 | 0 | 0 | 0 | 0 | 0 | 0 | 0 | 0 | 0 | 0 | 0 | 0 | 0 | 0 | 0 | 0 | 0
Restaurants_Existing_Dedicated Outdoor Air System on VRF unit_TRC | Ach | Restaurants | Space Cooling | Central chillers inside | TRC | Existing | NE3411 | Dedicated Outdoor Air System on VRF unit | Dedicated Outdoor Air System on VRF unit | NonEquip | 15 | Residential-type central air conditioners | 0% | Prescriptive_all_existing | 17.5% | 0 | 0 | 0 | 0 | 0 | 0 | 0 | 0 | 0 | 0 | 0 | 0 | 0 | 0 | 0 | 0 | 0 | 0 | 0 | 0 | 0 | 0 | 0 | 0 | 0 | 0 | 0 | 0 | 0 | 0 | 0 | 0 | 0 | 0 | 0 | 0 | 0 | 0 | 0 | 0
Restaurants_Existing_Chilled Water System - Variable Speed Drives_TRC | Ach | Restaurants | Space Cooling | Central chillers inside | TRC | Existing | NE3307 | Chilled Water System - Variable Speed Drives | Chilled Water System - Variable Speed Drives | NonEquip | 13 | Central chillers inside | 73.99% | Prescriptive_all_existing | 24.74% | 5073.2014 | 7724.4321 | 11595.0874 | 16504.839 | 21551.9025 | 24677.2127 | 23556.3474 | 17876.1359 | 10627.1143 | 5128.3658 | 5073.2014 | 12797.6335 | 24392.7209 | 40897.5599 | 62449.4624 | 87126.6751 | 110683.0225 | 128559.1584 | 139186.2727 | 144314.6385 | 0.47188 | 1.1904 | 2.2689 | 3.804 | 5.8087 | 8.104 | 10.2951 | 11.9578 | 12.9462 | 13.4233 | 0.10725 | 0.27056 | 0.5157 | 0.86463 | 1.3203 | 1.842 | 2.34 | 2.7179 | 2.9426 | 3.051
Restaurants_Existing_Ceiling Insulation(R2 to R38)_TRC | Ach | Restaurants | Space Cooling | Central chillers inside | TRC | Existing | NE3203 | Ceiling Insulation(R2 to R38) | Ceiling Insulation(R2 to R38) | NonEquip | 20 |  | 0% | Prescriptive_all_existing | 6.021% | 0 | 0 | 0 | 0 | 0 | 0 | 0 | 0 | 0 | 0 | 0 | 0 | 0 | 0 | 0 | 0 | 0 | 0 | 0 | 0 | 0 | 0 | 0 | 0 | 0 | 0 | 0 | 0 | 0 | 0 | 0 | 0 | 0 | 0 | 0 | 0 | 0 | 0 | 0 | 0
Restaurants_Turnover_High Efficiency Chiller (Water cooled-centrifugal, 200 tons)_TRC | Ach | Restaurants | Space Cooling | Central chillers inside | TRC | Turnover | ET986 | High Efficiency Chiller (Water cooled-centrifugal, 200 tons) | High Efficiency Chiller (Water cooled-centrifugal, 200 tons) | Equip | 20 | Central chillers inside | 28.37% | Prescriptive_all | 4.362% | 211.967 | 300.6831 | 447.7687 | 631.9025 | 818.0994 | 932.7678 | 889.2742 | 675.8413 | 402.7607 | 194.5005 | 211.967 | 512.6501 | 960.4188 | 1592.3213 | 2410.4207 | 3343.1885 | 4232.4627 | 4908.304 | 5311.0647 | 5505.5652 | 0.067998 | 0.16446 | 0.3081 | 0.51081 | 0.77325 | 1.0725 | 1.3577 | 1.5746 | 1.7038 | 1.7662 | 0.00066944 | 0.0016191 | 0.0030332 | 0.0050289 | 0.0076126 | 0.010559 | 0.013367 | 0.015502 | 0.016774 | 0.017388
Restaurants_Turnover_High Efficiency Chiller (Air Cooled, 50 tons)_TRC | Ach | Restaurants | Space Cooling | Central chillers inside | TRC | Turnover | ET908 | High Efficiency Chiller (Air Cooled, 50 tons) | High Efficiency Chiller (Air Cooled, 50 tons) | Equip | 20 | Central chillers inside | 28.37% | Prescriptive_all | 8.759% | 414.1966 | 588.8286 | 879.4969 | 1245.748 | 1618.6884 | 1849.3551 | 1761.0137 | 1332.4003 | 789.7582 | 379.8822 | 414.1966 | 1003.0252 | 1882.522 | 3128.2701 | 4746.9584 | 6596.3135 | 8357.3272 | 9689.7276 | 10479.4858 | 10859.368 | 0.096054 | 0.23261 | 0.43656 | 0.72546 | 1.1008 | 1.5297 | 1.9381 | 2.2471 | 2.4302 | 2.5183 | 0.022156 | 0.053654 | 0.1007 | 0.16734 | 0.25392 | 0.35285 | 0.44705 | 0.51832 | 0.56057 | 0.58089
Restaurants_Turnover_High Efficiency Chiller (Water cooled-positive displacement, 100 tons)_TRC | Ach | Restaurants | Space Cooling | Central chillers inside | TRC | Turnover | ET1064 | High Efficiency Chiller (Water cooled-positive displacement, 100 tons) | High Efficiency Chiller (Water cooled-positive displacement, 100 tons) | Equip | 20 | Central chillers inside | 28.37% | Prescriptive_all | 2.683% | 142.619 | 202.0927 | 300.5039 | 423.3057 | 547.0544 | 623.1015 | 594.3981 | 452.7348 | 270.5249 | 130.8985 | 142.619 | 344.7117 | 645.2156 | 1068.5213 | 1615.5756 | 2238.6771 | 2833.0752 | 3285.81 | 3556.3349 | 3687.2334 | 0.045751 | 0.11058 | 0.20698 | 0.34278 | 0.51827 | 0.71815 | 0.90883 | 1.0541 | 1.1409 | 1.1828 | 0.00045042 | 0.0010887 | 0.0020377 | 0.0033746 | 0.0051023 | 0.0070702 | 0.0089475 | 0.010377 | 0.011232 | 0.011645
Restaurants_New_High Efficiency Chiller (Air Cooled, 50 tons)_TRC | Ach | Restaurants | Space Cooling | Central chillers inside | TRC | New | EN934 | High Efficiency Chiller (Air Cooled, 50 tons) | High Efficiency Chiller (Air Cooled, 50 tons) | Equip | 20 | Central chillers inside | 28.37% | Prescriptive_all | 8.759% | 103.7349 | 168.6482 | 286.5581 | 454.5929 | 653.67 | 713.5518 | 651.3095 | 480.6768 | 276.4511 | 131.7161 | 103.7349 | 272.3831 | 558.9411 | 1013.534 | 1667.204 | 2380.7558 | 3032.0653 | 3512.7421 | 3789.1931 | 3920.9092 | 0.024057 | 0.063167 | 0.12962 | 0.23504 | 0.38663 | 0.55211 | 0.70315 | 0.81462 | 0.87873 | 0.90927 | 0.005549 | 0.01457 | 0.029899 | 0.054216 | 0.089182 | 0.12735 | 0.16219 | 0.1879 | 0.20269 | 0.20974
Restaurants_New_High Efficiency Chiller (Water cooled-positive displacement, 100 tons)_TRC | Ach | Restaurants | Space Cooling | Central chillers inside | TRC | New | EN1090 | High Efficiency Chiller (Water cooled-positive displacement, 100 tons) | High Efficiency Chiller (Water cooled-positive displacement, 100 tons) | Equip | 20 | Central chillers inside | 28.37% | Prescriptive_all | 2.683% | 34.2758 | 54.3548 | 89.2276 | 135.6063 | 90.9056 | 44.215 | 60.827 | 142.1725 | 86.9671 | 43.4395 | 34.2758 | 88.6306 | 177.8582 | 313.4644 | 404.3701 | 448.5851 | 509.4121 | 651.5846 | 738.5517 | 781.9912 | 0.010995 | 0.028432 | 0.057056 | 0.10056 | 0.12972 | 0.1439 | 0.16342 | 0.20902 | 0.23692 | 0.25086 | 0.00010825 | 0.00027992 | 0.00056172 | 0.00098999 | 0.0012771 | 0.0014167 | 0.0016088 | 0.0020578 | 0.0023325 | 0.0024697
Restaurants_New_High Efficiency Chiller (Water cooled-centrifugal, 200 tons)_TRC | Ach | Restaurants | Space Cooling | Central chillers inside | TRC | New | EN1012 | High Efficiency Chiller (Water cooled-centrifugal, 200 tons) | High Efficiency Chiller (Water cooled-centrifugal, 200 tons) | Equip | 20 | Central chillers inside | 28.37% | Prescriptive_all | 4.362% | 51.5087 | 82.1912 | 136.0433 | 208.8363 | 290.494 | 265.5558 | 287.1697 | 220.7739 | 133.2062 | 65.6736 | 51.5087 | 133.6998 | 269.7431 | 478.5794 | 769.0734 | 1034.6293 | 1321.799 | 1542.5728 | 1675.779 | 1741.4527 | 0.016524 | 0.04289 | 0.086532 | 0.15353 | 0.24671 | 0.3319 | 0.42403 | 0.49485 | 0.53758 | 0.55865 | 0.00016268 | 0.00042225 | 0.00085191 | 0.0015115 | 0.0024289 | 0.0032676 | 0.0041745 | 0.0048718 | 0.0052925 | 0.0054999
Restaurants_New_Demand Controlled Ventilation_TRC | Ach | Restaurants | Ventilation and Circulation | Central air-handling unit | TRC | New | NN4958 | Demand Controlled Ventilation | Demand Controlled Ventilation | NonEquip | 10 |  | 23.39% | Prescriptive_all | 9.761% | 951.9145 | 1550.8593 | 2642.1377 | 4204.4782 | 6064.2718 | 6633.2519 | 6054.0988 | 4458.1026 | 2556.7148 | 1215.8399 | 951.9145 | 2502.7738 | 5144.9116 | 9349.3898 | 15413.6616 | 22046.9135 | 28101.0123 | 32559.1149 | 35115.8297 | 36331.6696 | 0.099108 | 0.26058 | 0.53566 | 0.97341 | 1.6048 | 2.2954 | 2.9257 | 3.3899 | 3.6561 | 3.7827 | 0.55798 | 1.467 | 3.0158 | 5.4803 | 9.035 | 12.9231 | 16.4718 | 19.085 | 20.5837 | 21.2964
Restaurants_Existing_Demand Controlled Ventilation_TRC | Ach | Restaurants | Ventilation and Circulation | Central air-handling unit | TRC | Existing | NE4945 | Demand Controlled Ventilation | Demand Controlled Ventilation | NonEquip | 10 |  | 23.39% | Prescriptive_all_existing | 9.761% | 7076.1027 | 10967.9874 | 16467.1793 | 23445.5511 | 30622.2369 | 35067.5053 | 33472.1152 | 25393.5511 | 15090.8168 | 7280.5485 | 7076.1027 | 18044.0902 | 34511.2695 | 57956.8206 | 88579.0574 | 123646.5627 | 157118.6779 | 182512.229 | 197603.0459 | 204883.5943 | 0.73673 | 1.8787 | 3.5931 | 6.0342 | 9.2224 | 12.8734 | 16.3584 | 19.0022 | 20.5734 | 21.3314 | 4.1478 | 10.5768 | 20.2293 | 33.9723 | 51.922 | 72.4774 | 92.0976 | 106.9824 | 115.8281 | 120.0957
Restaurants_New_Interior Lighting Controls_TRC | Ach | Restaurants | Interior Lighting | case lighting | TRC | New | NN4438 | Interior Lighting Controls | Interior Lighting Controls | NonEquip | 8 | Overhead (fluorescent/LED/CFL U-shape) | 0% | Prescriptive_lighting control | 28% | 0 | 0 | 0 | 0 | 0 | 0 | 0 | 0 | 0 | 0 | 0 | 0 | 0 | 0 | 0 | 0 | 0 | 0 | 0 | 0 | 0 | 0 | 0 | 0 | 0 | 0 | 0 | 0 | 0 | 0 | 0 | 0 | 0 | 0 | 0 | 0 | 0 | 0 | 0 | 0
Restaurants_Existing_Interior Lighting Controls_TRC | Ach | Restaurants | Interior Lighting | case lighting | TRC | Existing | NE4425 | Interior Lighting Controls | Interior Lighting Controls | NonEquip | 8 | Overhead (fluorescent/LED/CFL U-shape) | 0% | Prescriptive_lighting control_existing | 28% | 0 | 0 | 0 | 0 | 0 | 0 | 0 | 0 | 0 | 0 | 0 | 0 | 0 | 0 | 0 | 0 | 0 | 0 | 0 | 0 | 0 | 0 | 0 | 0 | 0 | 0 | 0 | 0 | 0 | 0 | 0 | 0 | 0 | 0 | 0 | 0 | 0 | 0 | 0 | 0
Restaurants_New_Programmable Thermostat_TRC | Ach | Restaurants | Space Heating | Boilers | TRC | New | NN4074 | Programmable Thermostat | Programmable Thermostat | NonEquip | 11 |  | 45.33% | Prescriptive_all | 3.6% | 0 | 0 | 0 | 0 | 0 | 0 | 0 | 0 | 0 | 0 | 0 | 0 | 0 | 0 | 0 | 0 | 0 | 0 | 0 | 0 | 0 | 0 | 0 | 0 | 0 | 0 | 0 | 0 | 0 | 0 | 0 | 0 | 0 | 0 | 0 | 0 | 0 | 0 | 0 | 0
Restaurants_New_ECM Motors on Furnaces_TRC | Ach | Restaurants | Space Heating | Boilers | TRC | New | NN3580 | ECM Motors on Furnaces | ECM Motors on Furnaces | NonEquip | 15 | Forced air furnace | 0% | Prescriptive_ECM | 1.706% | 0 | 0 | 0 | 0 | 0 | 0 | 0 | 0 | 0 | 0 | 0 | 0 | 0 | 0 | 0 | 0 | 0 | 0 | 0 | 0 | 0 | 0 | 0 | 0 | 0 | 0 | 0 | 0 | 0 | 0 | 0 | 0 | 0 | 0 | 0 | 0 | 0 | 0 | 0 | 0
Restaurants_New_Dedicated Outdoor Air System on VRF unit_TRC | Ach | Restaurants | Space Heating | Boilers | TRC | New | NN3398 | Dedicated Outdoor Air System on VRF unit | Dedicated Outdoor Air System on VRF unit | NonEquip | 15 | Residential/split system heat pump | 0% | Prescriptive_all | 10% | 0 | 0 | 0 | 0 | 0 | 0 | 0 | 0 | 0 | 0 | 0 | 0 | 0 | 0 | 0 | 0 | 0 | 0 | 0 | 0 | 0 | 0 | 0 | 0 | 0 | 0 | 0 | 0 | 0 | 0 | 0 | 0 | 0 | 0 | 0 | 0 | 0 | 0 | 0 | 0
Restaurants_New_Ceiling Insulation(R2 to R38)_TRC | Ach | Restaurants | Space Heating | Boilers | TRC | New | NN3190 | Ceiling Insulation(R2 to R38) | Ceiling Insulation(R2 to R38) | NonEquip | 20 |  | 0% | Prescriptive_all | 2.11% | 0 | 0 | 0 | 0 | 0 | 0 | 0 | 0 | 0 | 0 | 0 | 0 | 0 | 0 | 0 | 0 | 0 | 0 | 0 | 0 | 0 | 0 | 0 | 0 | 0 | 0 | 0 | 0 | 0 | 0 | 0 | 0 | 0 | 0 | 0 | 0 | 0 | 0 | 0 | 0
Restaurants_Existing_Wall Insulation_TRC | Ach | Restaurants | Space Heating | Boilers | TRC | Existing | NE4243 | Wall Insulation | Wall Insulation | NonEquip | 20 |  | 0% | Prescriptive_all_existing | 0.2981% | 0 | 0 | 0 | 0 | 0 | 0 | 0 | 0 | 0 | 0 | 0 | 0 | 0 | 0 | 0 | 0 | 0 | 0 | 0 | 0 | 0 | 0 | 0 | 0 | 0 | 0 | 0 | 0 | 0 | 0 | 0 | 0 | 0 | 0 | 0 | 0 | 0 | 0 | 0 | 0
Restaurants_Existing_Programmable Thermostat_TRC | Ach | Restaurants | Space Heating | Boilers | TRC | Existing | NE4061 | Programmable Thermostat | Programmable Thermostat | NonEquip | 11 |  | 45.33% | Prescriptive_all_existing | 3.6% | 0 | 0 | 0 | 0 | 0 | 0 | 0 | 0 | 0 | 0 | 0 | 0 | 0 | 0 | 0 | 0 | 0 | 0 | 0 | 0 | 0 | 0 | 0 | 0 | 0 | 0 | 0 | 0 | 0 | 0 | 0 | 0 | 0 | 0 | 0 | 0 | 0 | 0 | 0 | 0
Restaurants_Existing_ECM Motors on Furnaces_TRC | Ach | Restaurants | Space Heating | Boilers | TRC | Existing | NE3567 | ECM Motors on Furnaces | ECM Motors on Furnaces | NonEquip | 15 | Forced air furnace | 0% | Prescriptive_ECM_existing | 1.706% | 0 | 0 | 0 | 0 | 0 | 0 | 0 | 0 | 0 | 0 | 0 | 0 | 0 | 0 | 0 | 0 | 0 | 0 | 0 | 0 | 0 | 0 | 0 | 0 | 0 | 0 | 0 | 0 | 0 | 0 | 0 | 0 | 0 | 0 | 0 | 0 | 0 | 0 | 0 | 0
Restaurants_Existing_Dedicated Outdoor Air System on VRF unit_TRC | Ach | Restaurants | Space Heating | Boilers | TRC | Existing | NE3385 | Dedicated Outdoor Air System on VRF unit | Dedicated Outdoor Air System on VRF unit | NonEquip | 15 | Residential/split system heat pump | 0% | Prescriptive_all_existing | 10% | 0 | 0 | 0 | 0 | 0 | 0 | 0 | 0 | 0 | 0 | 0 | 0 | 0 | 0 | 0 | 0 | 0 | 0 | 0 | 0 | 0 | 0 | 0 | 0 | 0 | 0 | 0 | 0 | 0 | 0 | 0 | 0 | 0 | 0 | 0 | 0 | 0 | 0 | 0 | 0
Restaurants_Existing_Ceiling Insulation(R2 to R38)_TRC | Ach | Restaurants | Space Heating | Boilers | TRC | Existing | NE3177 | Ceiling Insulation(R2 to R38) | Ceiling Insulation(R2 to R38) | NonEquip | 20 |  | 0% | Prescriptive_all_existing | 2.328% | 0 | 0 | 0 | 0 | 0 | 0 | 0 | 0 | 0 | 0 | 0 | 0 | 0 | 0 | 0 | 0 | 0 | 0 | 0 | 0 | 0 | 0 | 0 | 0 | 0 | 0 | 0 | 0 | 0 | 0 | 0 | 0 | 0 | 0 | 0 | 0 | 0 | 0 | 0 | 0
Restaurants_New_Tank Wrap on Water Heater_TRC | Ach | Restaurants | Domestic Hot Water | "Point-of-Use" water heaters | TRC | New | NN2904 | Tank Wrap on Water Heater | Tank Wrap on Water Heater | NonEquip | 7 | Centralized water heaters | 0% | Prescriptive_water heater | 2.106% | 0 | 0 | 0 | 0 | 0 | 0 | 0 | 0 | 0 | 0 | 0 | 0 | 0 | 0 | 0 | 0 | 0 | 0 | 0 | 0 | 0 | 0 | 0 | 0 | 0 | 0 | 0 | 0 | 0 | 0 | 0 | 0 | 0 | 0 | 0 | 0 | 0 | 0 | 0 | 0
Restaurants_Existing_Tank Wrap on Water Heater_TRC | Ach | Restaurants | Domestic Hot Water | "Point-of-Use" water heaters | TRC | Existing | NE2891 | Tank Wrap on Water Heater | Tank Wrap on Water Heater | NonEquip | 7 | Centralized water heaters | 0% | Prescriptive_water heater_existing | 2.106% | 0 | 0 | 0 | 0 | 0 | 0 | 0 | 0 | 0 | 0 | 0 | 0 | 0 | 0 | 0 | 0 | 0 | 0 | 0 | 0 | 0 | 0 | 0 | 0 | 0 | 0 | 0 | 0 | 0 | 0 | 0 | 0 | 0 | 0 | 0 | 0 | 0 | 0 | 0 | 0
Retail_New_Strip Curtains for Walk-ins_TRC | Ach | Retail | Refrigeration | Walk-in cooler | TRC | New | NN4907 | Strip Curtains for Walk-ins | Strip Curtains for Walk-ins | NonEquip | 4 | Walk-in cooler | 3.76% | Prescriptive_refrigeration control | 2.115% | 0.59921 | 0.93556 | 1.5739 | 2.5867 | 4.0948 | 5.2265 | 6.1562 | 6.3605 | 5.5463 | 3.8988 | 0.59921 | 1.5348 | 3.1087 | 5.6953 | 9.7901 | 15.0166 | 21.1728 | 27.5333 | 33.0795 | 36.9784 | 8.6632e-05 | 0.00022189 | 0.00044945 | 0.00082342 | 0.0014154 | 0.0021711 | 0.0030611 | 0.0039807 | 0.0047826 | 0.0053463 | 2.386e-05 | 6.1112e-05 | 0.00012378 | 0.00022678 | 0.00038983 | 0.00059794 | 0.00084307 | 0.0010963 | 0.0013172 | 0.0014724
Retail_New_PSC to ECM Evaporator Fan Motor (Walk-In, Refrigerator)_TRC | Ach | Retail | Refrigeration | Walk-in cooler | TRC | New | NN4855 | PSC to ECM Evaporator Fan Motor (Walk-In, Refrigerator) | PSC to ECM Evaporator Fan Motor (Walk-In, Refrigerator) | NonEquip | 15 | Walk-in cooler | 68.68% | Prescriptive_ECM | 37.5% | 398.6538 | 621.7458 | 1041.6523 | 1703.7022 | 2674.487 | 3370.5553 | 3892.9886 | 3910.4304 | 3284.565 | 2210.3851 | 398.6538 | 1020.3997 | 2062.052 | 3765.7542 | 6440.2413 | 9810.7966 | 13703.7852 | 17614.2156 | 20898.7805 | 23109.1656 | 0.055486 | 0.14202 | 0.287 | 0.52413 | 0.89637 | 1.3655 | 1.9073 | 2.4516 | 2.9088 | 3.2164 | 0.0050829 | 0.01301 | 0.026292 | 0.048014 | 0.082115 | 0.12509 | 0.17473 | 0.22459 | 0.26646 | 0.29465
Retail_New_PSC to ECM Evaporator Fan Motor (Reach-In)_TRC | Ach | Retail | Refrigeration | Walk-in cooler | TRC | New | NN4829 | PSC to ECM Evaporator Fan Motor (Reach-In) | PSC to ECM Evaporator Fan Motor (Reach-In) | NonEquip | 15 | Display cases | 0% | Prescriptive_ECM | 37.5% | 0 | 0 | 0 | 0 | 0 | 0 | 0 | 0 | 0 | 0 | 0 | 0 | 0 | 0 | 0 | 0 | 0 | 0 | 0 | 0 | 0 | 0 | 0 | 0 | 0 | 0 | 0 | 0 | 0 | 0 | 0 | 0 | 0 | 0 | 0 | 0 | 0 | 0 | 0 | 0
Retail_Existing_Strip Curtains for Walk-ins_TRC | Ach | Retail | Refrigeration | Walk-in cooler | TRC | Existing | NE4894 | Strip Curtains for Walk-ins | Strip Curtains for Walk-ins | NonEquip | 4 | Walk-in cooler | 3.76% | Prescriptive_refrigeration control_existing | 2.115% | 7.1753 | 11.5169 | 18.2748 | 28.4148 | 42.6723 | 60.5073 | 78.6975 | 89.8962 | 85.8074 | 65.2072 | 7.1753 | 18.6922 | 36.9671 | 65.3819 | 108.0542 | 168.5615 | 247.259 | 337.1551 | 422.9625 | 488.1697 | 0.0010374 | 0.0027025 | 0.0053446 | 0.0094528 | 0.015622 | 0.02437 | 0.035748 | 0.048745 | 0.061151 | 0.070579 | 0.00028571 | 0.0007443 | 0.001472 | 0.0026034 | 0.0043026 | 0.0067119 | 0.0098455 | 0.013425 | 0.016842 | 0.019438
Retail_Existing_PSC to ECM Evaporator Fan Motor (Walk-In, Refrigerator)_TRC | Ach | Retail | Refrigeration | Walk-in cooler | TRC | Existing | NE4842 | PSC to ECM Evaporator Fan Motor (Walk-In, Refrigerator) | PSC to ECM Evaporator Fan Motor (Walk-In, Refrigerator) | NonEquip | 15 | Walk-in cooler | 17.17% | Prescriptive_ECM_existing | 37.5% | 954.7801 | 1530.834 | 2419.1394 | 3743.498 | 5575.1704 | 7806.0559 | 9956.1584 | 11057.3857 | 10166.5267 | 7395.4192 | 954.7801 | 2485.6141 | 4904.7534 | 8648.2514 | 14223.4219 | 22029.4778 | 31985.6361 | 43043.0218 | 53209.5485 | 60604.9677 | 0.13289 | 0.34596 | 0.68266 | 1.2037 | 1.9797 | 3.0661 | 4.4519 | 5.9909 | 7.4059 | 8.4352 | 0.012174 | 0.031692 | 0.062537 | 0.11027 | 0.18135 | 0.28088 | 0.40783 | 0.54881 | 0.67844 | 0.77273
Retail_Existing_PSC to ECM Evaporator Fan Motor (Reach-In)_TRC | Ach | Retail | Refrigeration | Walk-in cooler | TRC | Existing | NE4816 | PSC to ECM Evaporator Fan Motor (Reach-In) | PSC to ECM Evaporator Fan Motor (Reach-In) | NonEquip | 15 | Display cases | 0% | Prescriptive_ECM_existing | 37.5% | 0 | 0 | 0 | 0 | 0 | 0 | 0 | 0 | 0 | 0 | 0 | 0 | 0 | 0 | 0 | 0 | 0 | 0 | 0 | 0 | 0 | 0 | 0 | 0 | 0 | 0 | 0 | 0 | 0 | 0 | 0 | 0 | 0 | 0 | 0 | 0 | 0 | 0 | 0 | 0
Retail_Existing_Freezer-Cooler Replacement Gaskets_TRC | Ach | Retail | Refrigeration | Walk-in cooler | TRC | Existing | NE4712 | Freezer-Cooler Replacement Gaskets | Freezer-Cooler Replacement Gaskets | NonEquip | 4 | Display cases | 0% | Prescriptive_refrigeration control_existing | 3.131% | 0 | 0 | 0 | 0 | 0 | 0 | 0 | 0 | 0 | 0 | 0 | 0 | 0 | 0 | 0 | 0 | 0 | 0 | 0 | 0 | 0 | 0 | 0 | 0 | 0 | 0 | 0 | 0 | 0 | 0 | 0 | 0 | 0 | 0 | 0 | 0 | 0 | 0 | 0 | 0
Retail_New_Strip Curtains for Walk-ins_TRC | Ach | Retail | Refrigeration | Vending and ice makers | TRC | New | NN4907 | Strip Curtains for Walk-ins | Strip Curtains for Walk-ins | NonEquip | 4 | Walk-in cooler | 0% | Prescriptive_refrigeration control | 2.115% | 0 | 0 | 0 | 0 | 0 | 0 | 0 | 0 | 0 | 0 | 0 | 0 | 0 | 0 | 0 | 0 | 0 | 0 | 0 | 0 | 0 | 0 | 0 | 0 | 0 | 0 | 0 | 0 | 0 | 0 | 0 | 0 | 0 | 0 | 0 | 0 | 0 | 0 | 0 | 0
Retail_New_PSC to ECM Evaporator Fan Motor (Walk-In, Refrigerator)_TRC | Ach | Retail | Refrigeration | Vending and ice makers | TRC | New | NN4855 | PSC to ECM Evaporator Fan Motor (Walk-In, Refrigerator) | PSC to ECM Evaporator Fan Motor (Walk-In, Refrigerator) | NonEquip | 15 | Walk-in cooler | 0% | Prescriptive_ECM | 37.5% | 0 | 0 | 0 | 0 | 0 | 0 | 0 | 0 | 0 | 0 | 0 | 0 | 0 | 0 | 0 | 0 | 0 | 0 | 0 | 0 | 0 | 0 | 0 | 0 | 0 | 0 | 0 | 0 | 0 | 0 | 0 | 0 | 0 | 0 | 0 | 0 | 0 | 0 | 0 | 0
Retail_New_PSC to ECM Evaporator Fan Motor (Reach-In)_TRC | Ach | Retail | Refrigeration | Vending and ice makers | TRC | New | NN4829 | PSC to ECM Evaporator Fan Motor (Reach-In) | PSC to ECM Evaporator Fan Motor (Reach-In) | NonEquip | 15 | Display cases | 0% | Prescriptive_ECM | 37.5% | 0 | 0 | 0 | 0 | 0 | 0 | 0 | 0 | 0 | 0 | 0 | 0 | 0 | 0 | 0 | 0 | 0 | 0 | 0 | 0 | 0 | 0 | 0 | 0 | 0 | 0 | 0 | 0 | 0 | 0 | 0 | 0 | 0 | 0 | 0 | 0 | 0 | 0 | 0 | 0
Retail_Existing_Strip Curtains for Walk-ins_TRC | Ach | Retail | Refrigeration | Vending and ice makers | TRC | Existing | NE4894 | Strip Curtains for Walk-ins | Strip Curtains for Walk-ins | NonEquip | 4 | Walk-in cooler | 0% | Prescriptive_refrigeration control_existing | 2.115% | 0 | 0 | 0 | 0 | 0 | 0 | 0 | 0 | 0 | 0 | 0 | 0 | 0 | 0 | 0 | 0 | 0 | 0 | 0 | 0 | 0 | 0 | 0 | 0 | 0 | 0 | 0 | 0 | 0 | 0 | 0 | 0 | 0 | 0 | 0 | 0 | 0 | 0 | 0 | 0
Retail_Existing_PSC to ECM Evaporator Fan Motor (Walk-In, Refrigerator)_TRC | Ach | Retail | Refrigeration | Vending and ice makers | TRC | Existing | NE4842 | PSC to ECM Evaporator Fan Motor (Walk-In, Refrigerator) | PSC to ECM Evaporator Fan Motor (Walk-In, Refrigerator) | NonEquip | 15 | Walk-in cooler | 0% | Prescriptive_ECM_existing | 37.5% | 0 | 0 | 0 | 0 | 0 | 0 | 0 | 0 | 0 | 0 | 0 | 0 | 0 | 0 | 0 | 0 | 0 | 0 | 0 | 0 | 0 | 0 | 0 | 0 | 0 | 0 | 0 | 0 | 0 | 0 | 0 | 0 | 0 | 0 | 0 | 0 | 0 | 0 | 0 | 0
Retail_Existing_PSC to ECM Evaporator Fan Motor (Reach-In)_TRC | Ach | Retail | Refrigeration | Vending and ice makers | TRC | Existing | NE4816 | PSC to ECM Evaporator Fan Motor (Reach-In) | PSC to ECM Evaporator Fan Motor (Reach-In) | NonEquip | 15 | Display cases | 0% | Prescriptive_ECM_existing | 37.5% | 0 | 0 | 0 | 0 | 0 | 0 | 0 | 0 | 0 | 0 | 0 | 0 | 0 | 0 | 0 | 0 | 0 | 0 | 0 | 0 | 0 | 0 | 0 | 0 | 0 | 0 | 0 | 0 | 0 | 0 | 0 | 0 | 0 | 0 | 0 | 0 | 0 | 0 | 0 | 0
Retail_Existing_Freezer-Cooler Replacement Gaskets_TRC | Ach | Retail | Refrigeration | Vending and ice makers | TRC | Existing | NE4712 | Freezer-Cooler Replacement Gaskets | Freezer-Cooler Replacement Gaskets | NonEquip | 4 | Display cases | 0% | Prescriptive_refrigeration control_existing | 3.131% | 0 | 0 | 0 | 0 | 0 | 0 | 0 | 0 | 0 | 0 | 0 | 0 | 0 | 0 | 0 | 0 | 0 | 0 | 0 | 0 | 0 | 0 | 0 | 0 | 0 | 0 | 0 | 0 | 0 | 0 | 0 | 0 | 0 | 0 | 0 | 0 | 0 | 0 | 0 | 0
Retail_New_Outdoor Lighting Controls_TRC | Ach | Retail | Exterior Lighting | Street lighting | TRC | New | NN2983 | Outdoor Lighting Controls | Outdoor Lighting Controls | NonEquip | 8 | Exterior parking/lot lighting | 0% | Prescriptive_lighting control | 28% | 0 | 0 | 0 | 0 | 0 | 0 | 0 | 0 | 0 | 0 | 0 | 0 | 0 | 0 | 0 | 0 | 0 | 0 | 0 | 0 | 0 | 0 | 0 | 0 | 0 | 0 | 0 | 0 | 0 | 0 | 0 | 0 | 0 | 0 | 0 | 0 | 0 | 0 | 0 | 0
Retail_New_Bi-Level Lighting Control (Exterior)_TRC | Ach | Retail | Exterior Lighting | Street lighting | TRC | New | NN2957 | Bi-Level Lighting Control (Exterior) | Bi-Level Lighting Control (Exterior) | NonEquip | 9 | Exterior parking/lot lighting | 0% | Prescriptive_lighting control | 31% | 0 | 0 | 0 | 0 | 0 | 0 | 0 | 0 | 0 | 0 | 0 | 0 | 0 | 0 | 0 | 0 | 0 | 0 | 0 | 0 | 0 | 0 | 0 | 0 | 0 | 0 | 0 | 0 | 0 | 0 | 0 | 0 | 0 | 0 | 0 | 0 | 0 | 0 | 0 | 0
Retail_Existing_Outdoor Lighting Controls_TRC | Ach | Retail | Exterior Lighting | Street lighting | TRC | Existing | NE2970 | Outdoor Lighting Controls | Outdoor Lighting Controls | NonEquip | 8 | Exterior parking/lot lighting | 0% | Prescriptive_lighting control_existing | 28% | 0 | 0 | 0 | 0 | 0 | 0 | 0 | 0 | 0 | 0 | 0 | 0 | 0 | 0 | 0 | 0 | 0 | 0 | 0 | 0 | 0 | 0 | 0 | 0 | 0 | 0 | 0 | 0 | 0 | 0 | 0 | 0 | 0 | 0 | 0 | 0 | 0 | 0 | 0 | 0
Retail_Existing_Bi-Level Lighting Control (Exterior)_TRC | Ach | Retail | Exterior Lighting | Street lighting | TRC | Existing | NE2944 | Bi-Level Lighting Control (Exterior) | Bi-Level Lighting Control (Exterior) | NonEquip | 9 | Exterior parking/lot lighting | 0% | Prescriptive_lighting control_existing | 31% | 0 | 0 | 0 | 0 | 0 | 0 | 0 | 0 | 0 | 0 | 0 | 0 | 0 | 0 | 0 | 0 | 0 | 0 | 0 | 0 | 0 | 0 | 0 | 0 | 0 | 0 | 0 | 0 | 0 | 0 | 0 | 0 | 0 | 0 | 0 | 0 | 0 | 0 | 0 | 0
Retail_New_Outdoor Lighting Controls_TRC | Ach | Retail | Exterior Lighting | Spot lighting/Security/Flood | TRC | New | NN2983 | Outdoor Lighting Controls | Outdoor Lighting Controls | NonEquip | 8 | Exterior parking/lot lighting | 0% | Prescriptive_lighting control | 28% | 0 | 0 | 0 | 0 | 0 | 0 | 0 | 0 | 0 | 0 | 0 | 0 | 0 | 0 | 0 | 0 | 0 | 0 | 0 | 0 | 0 | 0 | 0 | 0 | 0 | 0 | 0 | 0 | 0 | 0 | 0 | 0 | 0 | 0 | 0 | 0 | 0 | 0 | 0 | 0
Retail_New_Bi-Level Lighting Control (Exterior)_TRC | Ach | Retail | Exterior Lighting | Spot lighting/Security/Flood | TRC | New | NN2957 | Bi-Level Lighting Control (Exterior) | Bi-Level Lighting Control (Exterior) | NonEquip | 9 | Exterior parking/lot lighting | 0% | Prescriptive_lighting control | 31% | 0 | 0 | 0 | 0 | 0 | 0 | 0 | 0 | 0 | 0 | 0 | 0 | 0 | 0 | 0 | 0 | 0 | 0 | 0 | 0 | 0 | 0 | 0 | 0 | 0 | 0 | 0 | 0 | 0 | 0 | 0 | 0 | 0 | 0 | 0 | 0 | 0 | 0 | 0 | 0
Retail_Existing_Outdoor Lighting Controls_TRC | Ach | Retail | Exterior Lighting | Spot lighting/Security/Flood | TRC | Existing | NE2970 | Outdoor Lighting Controls | Outdoor Lighting Controls | NonEquip | 8 | Exterior parking/lot lighting | 0% | Prescriptive_lighting control_existing | 28% | 0 | 0 | 0 | 0 | 0 | 0 | 0 | 0 | 0 | 0 | 0 | 0 | 0 | 0 | 0 | 0 | 0 | 0 | 0 | 0 | 0 | 0 | 0 | 0 | 0 | 0 | 0 | 0 | 0 | 0 | 0 | 0 | 0 | 0 | 0 | 0 | 0 | 0 | 0 | 0
Retail_Existing_Bi-Level Lighting Control (Exterior)_TRC | Ach | Retail | Exterior Lighting | Spot lighting/Security/Flood | TRC | Existing | NE2944 | Bi-Level Lighting Control (Exterior) | Bi-Level Lighting Control (Exterior) | NonEquip | 9 | Exterior parking/lot lighting | 0% | Prescriptive_lighting control_existing | 31% | 0 | 0 | 0 | 0 | 0 | 0 | 0 | 0 | 0 | 0 | 0 | 0 | 0 | 0 | 0 | 0 | 0 | 0 | 0 | 0 | 0 | 0 | 0 | 0 | 0 | 0 | 0 | 0 | 0 | 0 | 0 | 0 | 0 | 0 | 0 | 0 | 0 | 0 | 0 | 0
Retail_Turnover_LED Exterior Lighting_TRC | Ach | Retail | Exterior Lighting | Spot lighting/Security/Flood | TRC | Turnover | ET675 | LED Exterior Lighting | LED Exterior Lighting | Equip | 13 | Spot lighting/Security/Flood | 4.268% | Prescriptive_lighting | 60.51% | 0 | 0 | 0 | 0 | 0 | 0 | 0 | 0 | 0 | 0 | 0 | 0 | 0 | 0 | 0 | 0 | 0 | 0 | 0 | 0 | 0 | 0 | 0 | 0 | 0 | 0 | 0 | 0 | 0 | 0 | 0 | 0 | 0 | 0 | 0 | 0 | 0 | 0 | 0 | 0
Retail_New_LED Exterior Lighting_TRC | Ach | Retail | Exterior Lighting | Spot lighting/Security/Flood | TRC | New | EN701 | LED Exterior Lighting | LED Exterior Lighting | Equip | 13 | Spot lighting/Security/Flood | 4.624% | Prescriptive_lighting | 60.51% | 0 | 0 | 0 | 0 | 0 | 0 | 0 | 0 | 0 | 0 | 0 | 0 | 0 | 0 | 0 | 0 | 0 | 0 | 0 | 0 | 0 | 0 | 0 | 0 | 0 | 0 | 0 | 0 | 0 | 0 | 0 | 0 | 0 | 0 | 0 | 0 | 0 | 0 | 0 | 0
Retail_New_Interior Lighting Controls_TRC | Ach | Retail | Interior Lighting | Spot lighting | TRC | New | NN4439 | Interior Lighting Controls | Interior Lighting Controls | NonEquip | 8 | Overhead (fluorescent/LED/CFL U-shape) | 0% | Prescriptive_lighting control | 28% | 0 | 0 | 0 | 0 | 0 | 0 | 0 | 0 | 0 | 0 | 0 | 0 | 0 | 0 | 0 | 0 | 0 | 0 | 0 | 0 | 0 | 0 | 0 | 0 | 0 | 0 | 0 | 0 | 0 | 0 | 0 | 0 | 0 | 0 | 0 | 0 | 0 | 0 | 0 | 0
Retail_New_Facility Energy Management System_TRC | Ach | Retail | Interior Lighting | Spot lighting | TRC | New | NN3711 | Facility Energy Management System | Facility Energy Management System | NonEquip | 15 |  | 4.276% | Custom_improvement | 24% | 0.097824 | 0.13926 | 0.20945 | 0.30087 | 0.40292 | 0.41838 | 0.38445 | 0.30077 | 0.19935 | 0.11321 | 0.097824 | 0.23708 | 0.44653 | 0.7474 | 1.1503 | 1.5687 | 1.9532 | 2.2539 | 2.4533 | 2.5665 | 2.5528e-05 | 6.1868e-05 | 0.00011653 | 0.00019504 | 0.00030019 | 0.00040937 | 0.00050969 | 0.00058818 | 0.0006402 | 0.00066975 | 1.1738e-05 | 2.8446e-05 | 5.3578e-05 | 8.9679e-05 | 0.00013802 | 0.00018822 | 0.00023435 | 0.00027044 | 0.00029436 | 0.00030794
Retail_Existing_Interior Lighting Controls_TRC | Ach | Retail | Interior Lighting | Spot lighting | TRC | Existing | NE4426 | Interior Lighting Controls | Interior Lighting Controls | NonEquip | 8 | Overhead (fluorescent/LED/CFL U-shape) | 0% | Prescriptive_lighting control_existing | 28% | 0 | 0 | 0 | 0 | 0 | 0 | 0 | 0 | 0 | 0 | 0 | 0 | 0 | 0 | 0 | 0 | 0 | 0 | 0 | 0 | 0 | 0 | 0 | 0 | 0 | 0 | 0 | 0 | 0 | 0 | 0 | 0 | 0 | 0 | 0 | 0 | 0 | 0 | 0 | 0
Retail_Existing_Facility Energy Management System_TRC | Ach | Retail | Interior Lighting | Spot lighting | TRC | Existing | NE3698 | Facility Energy Management System | Facility Energy Management System | NonEquip | 15 |  | 4.3% | Custom_improvement_existing | 24% | 0.9243 | 0.95023 | 0.95873 | 0.97006 | 0.98217 | 0.9931 | 1.0037 | 1.0127 | 1.0212 | 1.0282 | 0.9243 | 1.8745 | 2.8333 | 3.8033 | 4.7855 | 5.7786 | 6.7823 | 7.795 | 8.8163 | 9.8445 | 0.00024121 | 0.00048918 | 0.00073937 | 0.00099252 | 0.0012488 | 0.001508 | 0.0017699 | 0.0020342 | 0.0023007 | 0.002569 | 0.0001109 | 0.00022492 | 0.00033995 | 0.00045635 | 0.0005742 | 0.00069336 | 0.00081379 | 0.0009353 | 0.0010578 | 0.0011812
Retail_New_Smart Strip Plug Outlet_TRC | Ach | Retail | Office Equipment | Servers | TRC | New | NN4595 | Smart Strip Plug Outlet | Smart Strip Plug Outlet | NonEquip | 4 |  | 43.9% | Prescriptive_all | 1.187% | 9.3224 | 14.0852 | 22.3845 | 33.5863 | 46.0394 | 47.2345 | 40.6286 | 27.7281 | 14.9694 | 6.6407 | 9.3224 | 23.4076 | 45.7921 | 79.3784 | 125.4178 | 172.6522 | 213.2808 | 241.0089 | 255.9783 | 262.619 | 0.0013862 | 0.0034806 | 0.006809 | 0.011803 | 0.018649 | 0.025672 | 0.031714 | 0.035837 | 0.038062 | 0.03905 | 0.00096338 | 0.0024189 | 0.0047322 | 0.008203 | 0.012961 | 0.017842 | 0.02204 | 0.024906 | 0.026453 | 0.027139
Retail_New_Network PC Power Management_TRC | Ach | Retail | Office Equipment | Servers | TRC | New | NN4569 | Network PC Power Management | Network PC Power Management | NonEquip | 5 | Computers | 0% | Prescriptive_all | 56.5% | 0 | 0 | 0 | 0 | 0 | 0 | 0 | 0 | 0 | 0 | 0 | 0 | 0 | 0 | 0 | 0 | 0 | 0 | 0 | 0 | 0 | 0 | 0 | 0 | 0 | 0 | 0 | 0 | 0 | 0 | 0 | 0 | 0 | 0 | 0 | 0 | 0 | 0 | 0 | 0
Retail_Existing_Smart Strip Plug Outlet_TRC | Ach | Retail | Office Equipment | Servers | TRC | Existing | NE4582 | Smart Strip Plug Outlet | Smart Strip Plug Outlet | NonEquip | 4 |  | 43.9% | Prescriptive_all_existing | 1.187% | 72.1323 | 138.1751 | 206.319 | 291.7396 | 377.9078 | 429.0536 | 405.9257 | 305.1051 | 179.606 | 85.7979 | 72.1323 | 210.3073 | 416.6264 | 708.3659 | 1086.2738 | 1515.3273 | 1921.2531 | 2226.3582 | 2405.9642 | 2491.7621 | 0.010726 | 0.031271 | 0.06195 | 0.10533 | 0.16152 | 0.22532 | 0.28568 | 0.33105 | 0.35775 | 0.37051 | 0.0074542 | 0.021733 | 0.043054 | 0.073203 | 0.11226 | 0.15659 | 0.19854 | 0.23007 | 0.24863 | 0.2575
Retail_Existing_Network PC Power Management_TRC | Ach | Retail | Office Equipment | Servers | TRC | Existing | NE4556 | Network PC Power Management | Network PC Power Management | NonEquip | 5 | Computers | 0% | Prescriptive_all_existing | 56.5% | 0 | 0 | 0 | 0 | 0 | 0 | 0 | 0 | 0 | 0 | 0 | 0 | 0 | 0 | 0 | 0 | 0 | 0 | 0 | 0 | 0 | 0 | 0 | 0 | 0 | 0 | 0 | 0 | 0 | 0 | 0 | 0 | 0 | 0 | 0 | 0 | 0 | 0 | 0 | 0
Retail_New_Smart Thermostat_TRC | Ach | Retail | Space Cooling | Residential-type central air conditioners | TRC | New | NN4153 | Smart Thermostat | Smart Thermostat | NonEquip | 11 |  | 31.48% | Prescriptive_all | 10% | 1.2642 | 1.8879 | 2.9628 | 4.3865 | 5.9334 | 6.0174 | 5.1347 | 3.4894 | 1.8782 | 0.82953 | 1.2642 | 3.1521 | 6.1149 | 10.5014 | 16.4349 | 22.4523 | 27.587 | 31.0764 | 32.9546 | 33.7841 | 0.00046848 | 0.0011681 | 0.0022661 | 0.0038916 | 0.0060904 | 0.0083203 | 0.010223 | 0.011516 | 0.012212 | 0.01252 | 0 | 0 | 0 | 0 | 0 | 0 | 0 | 0 | 0 | 0
Retail_New_HVAC tune-up_RTU_TRC | Ach | Retail | Space Cooling | Residential-type central air conditioners | TRC | New | NN3919 | HVAC tune-up_RTU | HVAC tune-up_RTU | NonEquip | 5 | Packaged air conditioning units (RTUs) | 0% | Prescriptive_package HP | 5% | 0 | 0 | 0 | 0 | 0 | 0 | 0 | 0 | 0 | 0 | 0 | 0 | 0 | 0 | 0 | 0 | 0 | 0 | 0 | 0 | 0 | 0 | 0 | 0 | 0 | 0 | 0 | 0 | 0 | 0 | 0 | 0 | 0 | 0 | 0 | 0 | 0 | 0 | 0 | 0
Retail_New_HVAC tune-up_TRC | Ach | Retail | Space Cooling | Residential-type central air conditioners | TRC | New | NN3893 | HVAC tune-up | HVAC tune-up | NonEquip | 5 | Residential-type central air conditioners | 49.09% | Prescriptive_all | 5% | 0.82209 | 1.2308 | 1.9383 | 2.8818 | 3.9144 | 3.9796 | 3.3919 | 2.2939 | 1.2271 | 0.53943 | 0.82209 | 2.0529 | 3.9912 | 6.873 | 10.7874 | 14.7669 | 18.1589 | 20.4527 | 21.6799 | 22.2193 | 0.00013299 | 0.00033209 | 0.00064563 | 0.0011118 | 0.001745 | 0.0023888 | 0.0029375 | 0.0033085 | 0.0035071 | 0.0035943 | 5.5025e-06 | 1.3741e-05 | 2.6714e-05 | 4.6003e-05 | 7.2204e-05 | 9.884e-05 | 0.00012154 | 0.0001369 | 0.00014511 | 0.00014872
Retail_New_Facility Energy Management System_TRC | Ach | Retail | Space Cooling | Residential-type central air conditioners | TRC | New | NN3685 | Facility Energy Management System | Facility Energy Management System | NonEquip | 15 |  | 4.276% | Custom_improvement | 20% | 0.19654 | 0.27934 | 0.41915 | 0.60027 | 0.80143 | 0.83099 | 0.76494 | 0.60142 | 0.40098 | 0.22873 | 0.19654 | 0.47588 | 0.89503 | 1.4953 | 2.2967 | 3.1277 | 3.8927 | 4.4941 | 4.8951 | 5.1238 | 5.1289e-05 | 0.00012419 | 0.00023357 | 0.00039021 | 0.00059936 | 0.00081621 | 0.0010158 | 0.0011728 | 0.0012774 | 0.0013371 | 0 | 0 | 0 | 0 | 0 | 0 | 0 | 0 | 0 | 0
Retail_New_Duct Sealing Repair_TRC | Ach | Retail | Space Cooling | Residential-type central air conditioners | TRC | New | NN3529 | Duct Sealing Repair | Duct Sealing Repair | NonEquip | 15 |  | 0% | Prescriptive_all | 12% | 0 | 0 | 0 | 0 | 0 | 0 | 0 | 0 | 0 | 0 | 0 | 0 | 0 | 0 | 0 | 0 | 0 | 0 | 0 | 0 | 0 | 0 | 0 | 0 | 0 | 0 | 0 | 0 | 0 | 0 | 0 | 0 | 0 | 0 | 0 | 0 | 0 | 0 | 0 | 0
Retail_New_Dedicated Outdoor Air System on VRF unit_TRC | Ach | Retail | Space Cooling | Residential-type central air conditioners | TRC | New | NN3425 | Dedicated Outdoor Air System on VRF unit | Dedicated Outdoor Air System on VRF unit | NonEquip | 15 | Residential-type central air conditioners | 58.91% | Prescriptive_all | 17.5% | 4.3429 | 6.4272 | 9.95 | 14.4437 | 16.4611 | 12.5748 | 8.8468 | 6.2479 | 4.252 | 2.5262 | 4.3429 | 10.7701 | 20.7201 | 35.1638 | 51.6249 | 64.1997 | 73.0464 | 79.2943 | 83.5463 | 86.0725 | 0.0013215 | 0.0032773 | 0.0063049 | 0.0107 | 0.015709 | 0.019535 | 0.022227 | 0.024129 | 0.025422 | 0.026191 | 0 | 0 | 0 | 0 | 0 | 0 | 0 | 0 | 0 | 0
Retail_New_Chilled Water System - Variable Speed Drives_TRC | Ach | Retail | Space Cooling | Residential-type central air conditioners | TRC | New | NN3321 | Chilled Water System - Variable Speed Drives | Chilled Water System - Variable Speed Drives | NonEquip | 13 | Central chillers inside | 0% | Prescriptive_all | 24.74% | 0 | 0 | 0 | 0 | 0 | 0 | 0 | 0 | 0 | 0 | 0 | 0 | 0 | 0 | 0 | 0 | 0 | 0 | 0 | 0 | 0 | 0 | 0 | 0 | 0 | 0 | 0 | 0 | 0 | 0 | 0 | 0 | 0 | 0 | 0 | 0 | 0 | 0 | 0 | 0
Retail_New_Ceiling Insulation(R2 to R38)_TRC | Ach | Retail | Space Cooling | Residential-type central air conditioners | TRC | New | NN3217 | Ceiling Insulation(R2 to R38) | Ceiling Insulation(R2 to R38) | NonEquip | 20 |  | 0% | Prescriptive_all | 31.56% | 0 | 0 | 0 | 0 | 0 | 0 | 0 | 0 | 0 | 0 | 0 | 0 | 0 | 0 | 0 | 0 | 0 | 0 | 0 | 0 | 0 | 0 | 0 | 0 | 0 | 0 | 0 | 0 | 0 | 0 | 0 | 0 | 0 | 0 | 0 | 0 | 0 | 0 | 0 | 0
Retail_Existing_Wall Insulation_TRC | Ach | Retail | Space Cooling | Residential-type central air conditioners | TRC | Existing | NE4218 | Wall Insulation | Wall Insulation | NonEquip | 20 |  | 15.96% | Prescriptive_all_existing | 17.6% | 10.8884 | 16.7185 | 24.9562 | 35.2759 | 45.6789 | 51.8507 | 49.0614 | 36.892 | 21.7286 | 10.3838 | 10.8884 | 27.6069 | 52.5631 | 87.8391 | 133.5179 | 185.3686 | 234.4301 | 271.322 | 293.0507 | 303.4345 | 0.002222 | 0.0056338 | 0.010727 | 0.017925 | 0.027247 | 0.037828 | 0.04784 | 0.055369 | 0.059803 | 0.061922 | 0 | 0 | 0 | 0 | 0 | 0 | 0 | 0 | 0 | 0
Retail_Existing_Smart Thermostat_TRC | Ach | Retail | Space Cooling | Residential-type central air conditioners | TRC | Existing | NE4140 | Smart Thermostat | Smart Thermostat | NonEquip | 11 |  | 31.48% | Prescriptive_all_existing | 10% | 12.2408 | 18.7897 | 28.0371 | 39.6121 | 51.27 | 58.1815 | 55.0588 | 41.4242 | 24.4147 | 11.6736 | 12.2408 | 31.0305 | 59.0676 | 98.6798 | 149.9497 | 208.1312 | 263.19 | 304.6142 | 329.029 | 340.7026 | 0.0045362 | 0.011499 | 0.021889 | 0.036569 | 0.055568 | 0.077129 | 0.097533 | 0.11288 | 0.12193 | 0.12626 | 0 | 0 | 0 | 0 | 0 | 0 | 0 | 0 | 0 | 0
Retail_Existing_HVAC tune-up_RTU_TRC | Ach | Retail | Space Cooling | Residential-type central air conditioners | TRC | Existing | NE3906 | HVAC tune-up_RTU | HVAC tune-up_RTU | NonEquip | 5 | Packaged air conditioning units (RTUs) | 0% | Prescriptive_package HP_existing | 5% | 0 | 0 | 0 | 0 | 0 | 0 | 0 | 0 | 0 | 0 | 0 | 0 | 0 | 0 | 0 | 0 | 0 | 0 | 0 | 0 | 0 | 0 | 0 | 0 | 0 | 0 | 0 | 0 | 0 | 0 | 0 | 0 | 0 | 0 | 0 | 0 | 0 | 0 | 0 | 0
Retail_Existing_HVAC tune-up_TRC | Ach | Retail | Space Cooling | Residential-type central air conditioners | TRC | Existing | NE3880 | HVAC tune-up | HVAC tune-up | NonEquip | 5 | Residential-type central air conditioners | 49.09% | Prescriptive_all_existing | 5% | 7.9293 | 12.1776 | 18.1832 | 25.7115 | 33.3056 | 37.8132 | 35.7749 | 26.8894 | 15.829 | 7.5615 | 7.9293 | 20.1069 | 38.2902 | 64.0017 | 97.3073 | 135.1205 | 170.8954 | 197.7848 | 213.6138 | 221.1753 | 0.0012827 | 0.0032526 | 0.006194 | 0.010353 | 0.015741 | 0.021858 | 0.027645 | 0.031995 | 0.034555 | 0.035779 | 5.3074e-05 | 0.00013458 | 0.00025629 | 0.00042838 | 0.00065131 | 0.00090441 | 0.0011439 | 0.0013238 | 0.0014298 | 0.0014804
Retail_Existing_Facility Energy Management System_TRC | Ach | Retail | Space Cooling | Residential-type central air conditioners | TRC | Existing | NE3672 | Facility Energy Management System | Facility Energy Management System | NonEquip | 15 |  | 4.3% | Custom_improvement_existing | 20% | 1.9124 | 2.7929 | 3.9827 | 5.4401 | 6.9461 | 8.0561 | 8.2239 | 7.1614 | 5.232 | 3.2333 | 1.9124 | 4.7053 | 8.688 | 14.1282 | 21.0743 | 29.1304 | 37.3542 | 44.5156 | 49.7476 | 52.9809 | 0.00049906 | 0.0012279 | 0.0022672 | 0.0036869 | 0.0054996 | 0.0076019 | 0.009748 | 0.011617 | 0.012982 | 0.013826 | 0 | 0 | 0 | 0 | 0 | 0 | 0 | 0 | 0 | 0
Retail_Existing_Duct Sealing Repair_TRC | Ach | Retail | Space Cooling | Residential-type central air conditioners | TRC | Existing | NE3516 | Duct Sealing Repair | Duct Sealing Repair | NonEquip | 15 |  | 30.55% | Prescriptive_all_existing | 12% | 10.9791 | 10.9882 | 11.0865 | 11.2175 | 11.3575 | 11.484 | 11.6064 | 11.711 | 11.8093 | 11.8901 | 10.9791 | 21.9673 | 33.0538 | 44.2713 | 55.6288 | 67.1128 | 78.7192 | 90.4302 | 102.2394 | 114.1296 | 0.0021631 | 0.004328 | 0.0065123 | 0.0087224 | 0.01096 | 0.013223 | 0.015509 | 0.017817 | 0.020143 | 0.022486 | 0 | 0 | 0 | 0 | 0 | 0 | 0 | 0 | 0 | 0
Retail_Existing_Dedicated Outdoor Air System on VRF unit_TRC | Ach | Retail | Space Cooling | Residential-type central air conditioners | TRC | Existing | NE3412 | Dedicated Outdoor Air System on VRF unit | Dedicated Outdoor Air System on VRF unit | NonEquip | 15 | Residential-type central air conditioners | 58.91% | Prescriptive_all_existing | 17.5% | 42.6868 | 65.5066 | 97.7093 | 137.9843 | 178.5119 | 202.5245 | 191.6834 | 144.296 | 85.1033 | 40.7115 | 42.6868 | 108.1934 | 205.9027 | 343.8869 | 522.3988 | 724.9233 | 916.6067 | 1060.9027 | 1146.006 | 1186.7175 | 0.012989 | 0.032922 | 0.062654 | 0.10464 | 0.15896 | 0.22059 | 0.27892 | 0.32282 | 0.34872 | 0.36111 | 0 | 0 | 0 | 0 | 0 | 0 | 0 | 0 | 0 | 0
Retail_Existing_Chilled Water System - Variable Speed Drives_TRC | Ach | Retail | Space Cooling | Residential-type central air conditioners | TRC | Existing | NE3308 | Chilled Water System - Variable Speed Drives | Chilled Water System - Variable Speed Drives | NonEquip | 13 | Central chillers inside | 0% | Prescriptive_all_existing | 24.74% | 0 | 0 | 0 | 0 | 0 | 0 | 0 | 0 | 0 | 0 | 0 | 0 | 0 | 0 | 0 | 0 | 0 | 0 | 0 | 0 | 0 | 0 | 0 | 0 | 0 | 0 | 0 | 0 | 0 | 0 | 0 | 0 | 0 | 0 | 0 | 0 | 0 | 0 | 0 | 0
Retail_Existing_Ceiling Insulation(R2 to R38)_TRC | Ach | Retail | Space Cooling | Residential-type central air conditioners | TRC | Existing | NE3204 | Ceiling Insulation(R2 to R38) | Ceiling Insulation(R2 to R38) | NonEquip | 20 |  | 0% | Prescriptive_all_existing | 31.56% | 0 | 0 | 0 | 0 | 0 | 0 | 0 | 0 | 0 | 0 | 0 | 0 | 0 | 0 | 0 | 0 | 0 | 0 | 0 | 0 | 0 | 0 | 0 | 0 | 0 | 0 | 0 | 0 | 0 | 0 | 0 | 0 | 0 | 0 | 0 | 0 | 0 | 0 | 0 | 0
Retail_Turnover_Variable Refrigerant Flow (VRF) HVAC Systems_TRC | Ach | Retail | Space Cooling | Residential-type central air conditioners | TRC | Turnover | ET1377 | Variable Refrigerant Flow (VRF) HVAC Systems | Variable Refrigerant Flow (VRF) HVAC Systems | Equip | 15 | Residential-type central air conditioners | 49.09% | Prescriptive_package HP | 36.88% | 18.1124 | 26.795 | 42.6264 | 66.826 | 101.7782 | 148.1157 | 200.5188 | 243.1285 | 251.9558 | 211.7523 | 18.1124 | 44.9074 | 87.5338 | 154.3598 | 256.138 | 404.2537 | 604.7725 | 847.901 | 1099.8568 | 1311.6091 | 0.0055114 | 0.013665 | 0.026636 | 0.04697 | 0.077941 | 0.12301 | 0.18403 | 0.25801 | 0.33468 | 0.39911 | 0 | 0 | 0 | 0 | 0 | 0 | 0 | 0 | 0 | 0
Retail_New_Variable Refrigerant Flow (VRF) HVAC Systems_TRC | Ach | Retail | Space Cooling | Residential-type central air conditioners | TRC | New | EN1403 | Variable Refrigerant Flow (VRF) HVAC Systems | Variable Refrigerant Flow (VRF) HVAC Systems | Equip | 15 | Residential-type central air conditioners | 49.09% | Prescriptive_package HP | 36.88% | 2.6943 | 4.1858 | 6.9957 | 11.4679 | 18.2158 | 23.6546 | 28.9775 | 32.0065 | 30.5974 | 23.9468 | 2.6943 | 6.8801 | 13.8758 | 25.3438 | 43.5596 | 67.2142 | 96.1918 | 128.1982 | 158.7956 | 182.7424 | 0.00081986 | 0.0020936 | 0.0042223 | 0.0077119 | 0.013255 | 0.020453 | 0.02927 | 0.03901 | 0.04832 | 0.055607 | 0 | 0 | 0 | 0 | 0 | 0 | 0 | 0 | 0 | 0
Retail_New_Smart Thermostat_TRC | Ach | Retail | Space Heating | Residential/split system heat pump | TRC | New | NN4179 | Smart Thermostat | Smart Thermostat | NonEquip | 11 |  | 31.48% | Prescriptive_all | 10% | 385.041 | 576.9544 | 909.2366 | 1352.6905 | 1838.5298 | 1870.5969 | 1596.2636 | 1081.3324 | 579.6364 | 255.3179 | 385.041 | 961.9953 | 1871.2319 | 3223.9224 | 5062.4522 | 6933.049 | 8529.3126 | 9610.645 | 10190.2814 | 10445.5993 | 0 | 0 | 0 | 0 | 0 | 0 | 0 | 0 | 0 | 0 | -0.00027077 | -0.00067649 | -0.0013159 | -0.0022671 | -0.00356 | -0.0048754 | -0.0059979 | -0.0067583 | -0.007166 | -0.0073455
Retail_New_Facility Energy Management System_TRC | Ach | Retail | Space Heating | Residential/split system heat pump | TRC | New | NN3659 | Facility Energy Management System | Facility Energy Management System | NonEquip | 15 |  | 4.276% | Custom_improvement | 20% | 59.8617 | 85.368 | 128.6295 | 185.1082 | 248.3323 | 258.3259 | 237.8024 | 186.3723 | 123.7488 | 70.4007 | 59.8617 | 145.2297 | 273.8592 | 458.9674 | 707.2997 | 965.6256 | 1203.428 | 1389.8003 | 1513.5491 | 1583.9497 | 0 | 0 | 0 | 0 | 0 | 0 | 0 | 0 | 0 | 0 | 0.0071826 | 0.017426 | 0.03286 | 0.05507 | 0.084867 | 0.11586 | 0.1444 | 0.16676 | 0.18161 | 0.19005
Retail_New_Duct Sealing Repair_TRC | Ach | Retail | Space Heating | Residential/split system heat pump | TRC | New | NN3555 | Duct Sealing Repair | Duct Sealing Repair | NonEquip | 15 |  | 0% | Prescriptive_all | 12% | 0 | 0 | 0 | 0 | 0 | 0 | 0 | 0 | 0 | 0 | 0 | 0 | 0 | 0 | 0 | 0 | 0 | 0 | 0 | 0 | 0 | 0 | 0 | 0 | 0 | 0 | 0 | 0 | 0 | 0 | 0 | 0 | 0 | 0 | 0 | 0 | 0 | 0 | 0 | 0
Retail_New_Dedicated Outdoor Air System on VRF unit_TRC | Ach | Retail | Space Heating | Residential/split system heat pump | TRC | New | NN3399 | Dedicated Outdoor Air System on VRF unit | Dedicated Outdoor Air System on VRF unit | NonEquip | 15 | Residential/split system heat pump | 58.91% | Prescriptive_all | 10% | 757.0563 | 1125.2699 | 1751.9877 | 2561.6549 | 3402.6154 | 3369.2338 | 2799.6423 | 1863.7717 | 1001.7969 | 453.8323 | 757.0563 | 1882.3262 | 3634.3139 | 6195.9688 | 9598.5842 | 12967.818 | 15767.4604 | 17631.2321 | 18633.029 | 19086.8613 | 0 | 0 | 0 | 0 | 0 | 0 | 0 | 0 | 0 | 0 | 0.23284 | 0.57893 | 1.1178 | 1.9056 | 2.9521 | 3.9884 | 4.8494 | 5.4226 | 5.7308 | 5.8703
Retail_New_Ceiling Insulation(R2 to R38)_TRC | Ach | Retail | Space Heating | Residential/split system heat pump | TRC | New | NN3191 | Ceiling Insulation(R2 to R38) | Ceiling Insulation(R2 to R38) | NonEquip | 20 |  | 0% | Prescriptive_all | 11.06% | 0 | 0 | 0 | 0 | 0 | 0 | 0 | 0 | 0 | 0 | 0 | 0 | 0 | 0 | 0 | 0 | 0 | 0 | 0 | 0 | 0 | 0 | 0 | 0 | 0 | 0 | 0 | 0 | 0 | 0 | 0 | 0 | 0 | 0 | 0 | 0 | 0 | 0 | 0 | 0
Retail_Existing_Wall Insulation_TRC | Ach | Retail | Space Heating | Residential/split system heat pump | TRC | Existing | NE4244 | Wall Insulation | Wall Insulation | NonEquip | 20 |  | 15.96% | Prescriptive_all_existing | 0.9934% | 186.9375 | 286.4747 | 427.7558 | 604.856 | 783.5064 | 889.5455 | 841.5952 | 632.5664 | 372.3723 | 177.8826 | 186.9375 | 473.4122 | 901.168 | 1506.024 | 2289.5303 | 3179.0759 | 4020.671 | 4653.2374 | 5025.6098 | 5203.4924 | 0 | 0 | 0 | 0 | 0 | 0 | 0 | 0 | 0 | 0 | 0.087244 | 0.22094 | 0.42058 | 0.70286 | 1.0685 | 1.4837 | 1.8765 | 2.1717 | 2.3455 | 2.4285
Retail_Existing_Smart Thermostat_TRC | Ach | Retail | Space Heating | Residential/split system heat pump | TRC | Existing | NE4166 | Smart Thermostat | Smart Thermostat | NonEquip | 11 |  | 31.48% | Prescriptive_all_existing | 10% | 3724.5025 | 5707.367 | 8521.4891 | 12048.57 | 15605.941 | 17717.0503 | 16762.0952 | 12599.7962 | 7417.9587 | 3543.9418 | 3724.5025 | 9431.8695 | 17953.3586 | 30001.9286 | 45607.8695 | 63324.9198 | 80087.015 | 92686.8112 | 100104.77 | 103648.7117 | 0 | 0 | 0 | 0 | 0 | 0 | 0 | 0 | 0 | 0 | -0.0026191 | -0.0066326 | -0.012625 | -0.021098 | -0.032072 | -0.044531 | -0.056318 | -0.065179 | -0.070395 | -0.072887
Retail_Existing_Facility Energy Management System_TRC | Ach | Retail | Space Heating | Residential/split system heat pump | TRC | Existing | NE3646 | Facility Energy Management System | Facility Energy Management System | NonEquip | 15 |  | 4.3% | Custom_improvement_existing | 20% | 581.8855 | 848.338 | 1210.4994 | 1654.6862 | 2114.3185 | 2453.1843 | 2503.6766 | 2178.2342 | 1589.648 | 981.5877 | 581.8855 | 1430.2235 | 2640.7228 | 4295.409 | 6409.7275 | 8862.9118 | 11366.5884 | 13544.8226 | 15134.4706 | 16116.0583 | 0 | 0 | 0 | 0 | 0 | 0 | 0 | 0 | 0 | 0 | 0.069819 | 0.17161 | 0.31685 | 0.51539 | 0.76908 | 1.0634 | 1.3638 | 1.6252 | 1.8159 | 1.9337
Retail_Existing_Duct Sealing Repair_TRC | Ach | Retail | Space Heating | Residential/split system heat pump | TRC | Existing | NE3542 | Duct Sealing Repair | Duct Sealing Repair | NonEquip | 15 |  | 30.55% | Prescriptive_all_existing | 12% | 3337.8251 | 3333.4315 | 3363.2431 | 3402.9912 | 3445.4572 | 3483.8146 | 3520.956 | 3552.6897 | 3582.5101 | 3607.0373 | 3337.8251 | 6671.2566 | 10034.4998 | 13437.491 | 16882.9482 | 20366.7629 | 23887.7189 | 27440.4085 | 31022.9187 | 34629.956 | 0 | 0 | 0 | 0 | 0 | 0 | 0 | 0 | 0 | 0 | 2.3291 | 4.6552 | 7.002 | 9.3766 | 11.7808 | 14.2118 | 16.6687 | 19.1477 | 21.6476 | 24.1646
Retail_Existing_Dedicated Outdoor Air System on VRF unit_TRC | Ach | Retail | Space Heating | Residential/split system heat pump | TRC | Existing | NE3386 | Dedicated Outdoor Air System on VRF unit | Dedicated Outdoor Air System on VRF unit | NonEquip | 15 | Residential/split system heat pump | 58.91% | Prescriptive_all_existing | 10% | 7421.89 | 11370.0743 | 16969.9025 | 23982.7333 | 31049.5937 | 35240.8528 | 33346.3343 | 25079.8805 | 14775.4426 | 7062.5144 | 7421.89 | 18791.9642 | 35761.8667 | 59744.6001 | 90794.1938 | 126035.0465 | 159381.3808 | 184461.2613 | 199236.7039 | 206299.2184 | 0 | 0 | 0 | 0 | 0 | 0 | 0 | 0 | 0 | 0 | 2.2827 | 5.7796 | 10.9989 | 18.375 | 27.9246 | 38.7633 | 49.0192 | 56.7328 | 61.2771 | 63.4492
Retail_Existing_Ceiling Insulation(R2 to R38)_TRC | Ach | Retail | Space Heating | Residential/split system heat pump | TRC | Existing | NE3178 | Ceiling Insulation(R2 to R38) | Ceiling Insulation(R2 to R38) | NonEquip | 20 |  | 0% | Prescriptive_all_existing | 12.2% | 0 | 0 | 0 | 0 | 0 | 0 | 0 | 0 | 0 | 0 | 0 | 0 | 0 | 0 | 0 | 0 | 0 | 0 | 0 | 0 | 0 | 0 | 0 | 0 | 0 | 0 | 0 | 0 | 0 | 0 | 0 | 0 | 0 | 0 | 0 | 0 | 0 | 0 | 0 | 0
Retail_Turnover_Variable Refrigerant Flow (VRF) HVAC Systems_TRC | Ach | Retail | Space Heating | Residential/split system heat pump | TRC | Turnover | ET1416 | Variable Refrigerant Flow (VRF) HVAC Systems | Variable Refrigerant Flow (VRF) HVAC Systems | Equip | 15 | Residential/split system heat pump | 49.09% | Prescriptive_package HP | 31.25% | 4510.9526 | 6681.5368 | 10642.1509 | 16704.1502 | 25471.9679 | 37113.9519 | 50305.9995 | 61070.1778 | 63364.5298 | 53318.5619 | 4510.9526 | 11192.4894 | 21834.6403 | 38538.7904 | 64010.7583 | 101124.7102 | 151430.7097 | 212500.8875 | 275865.4173 | 329183.9792 | 0 | 0 | 0 | 0 | 0 | 0 | 0 | 0 | 0 | 0 | 1.3874 | 3.4424 | 6.7154 | 11.853 | 19.6871 | 31.1018 | 46.5739 | 65.3566 | 84.845 | 101.2436
Retail_New_Variable Refrigerant Flow (VRF) HVAC Systems_TRC | Ach | Retail | Space Heating | Residential/split system heat pump | TRC | New | EN1442 | Variable Refrigerant Flow (VRF) HVAC Systems | Variable Refrigerant Flow (VRF) HVAC Systems | Equip | 15 | Residential/split system heat pump | 49.09% | Prescriptive_package HP | 31.25% | 695.4515 | 1084.0646 | 1819.3608 | 2996.9712 | 4783.3513 | 6231.6915 | 7634.263 | 8405.4097 | 8002.378 | 6246.1661 | 695.4515 | 1779.5161 | 3598.8769 | 6595.8481 | 11379.1994 | 17610.8908 | 25245.1538 | 33650.5635 | 41652.9416 | 47899.1077 | 0 | 0 | 0 | 0 | 0 | 0 | 0 | 0 | 0 | 0 | 0.21389 | 0.54731 | 1.1069 | 2.0286 | 3.4998 | 5.4164 | 7.7644 | 10.3495 | 12.8108 | 14.7318
Retail_New_Strip Curtains for Walk-ins_TRC | Ach | Retail | Refrigeration | Residential style | TRC | New | NN4907 | Strip Curtains for Walk-ins | Strip Curtains for Walk-ins | NonEquip | 4 | Walk-in cooler | 0% | Prescriptive_refrigeration control | 2.115% | 0 | 0 | 0 | 0 | 0 | 0 | 0 | 0 | 0 | 0 | 0 | 0 | 0 | 0 | 0 | 0 | 0 | 0 | 0 | 0 | 0 | 0 | 0 | 0 | 0 | 0 | 0 | 0 | 0 | 0 | 0 | 0 | 0 | 0 | 0 | 0 | 0 | 0 | 0 | 0
Retail_New_PSC to ECM Evaporator Fan Motor (Walk-In, Refrigerator)_TRC | Ach | Retail | Refrigeration | Residential style | TRC | New | NN4855 | PSC to ECM Evaporator Fan Motor (Walk-In, Refrigerator) | PSC to ECM Evaporator Fan Motor (Walk-In, Refrigerator) | NonEquip | 15 | Walk-in cooler | 0% | Prescriptive_ECM | 37.5% | 0 | 0 | 0 | 0 | 0 | 0 | 0 | 0 | 0 | 0 | 0 | 0 | 0 | 0 | 0 | 0 | 0 | 0 | 0 | 0 | 0 | 0 | 0 | 0 | 0 | 0 | 0 | 0 | 0 | 0 | 0 | 0 | 0 | 0 | 0 | 0 | 0 | 0 | 0 | 0
Retail_New_PSC to ECM Evaporator Fan Motor (Reach-In)_TRC | Ach | Retail | Refrigeration | Residential style | TRC | New | NN4829 | PSC to ECM Evaporator Fan Motor (Reach-In) | PSC to ECM Evaporator Fan Motor (Reach-In) | NonEquip | 15 | Display cases | 0% | Prescriptive_ECM | 37.5% | 0 | 0 | 0 | 0 | 0 | 0 | 0 | 0 | 0 | 0 | 0 | 0 | 0 | 0 | 0 | 0 | 0 | 0 | 0 | 0 | 0 | 0 | 0 | 0 | 0 | 0 | 0 | 0 | 0 | 0 | 0 | 0 | 0 | 0 | 0 | 0 | 0 | 0 | 0 | 0
Retail_Existing_Strip Curtains for Walk-ins_TRC | Ach | Retail | Refrigeration | Residential style | TRC | Existing | NE4894 | Strip Curtains for Walk-ins | Strip Curtains for Walk-ins | NonEquip | 4 | Walk-in cooler | 0% | Prescriptive_refrigeration control_existing | 2.115% | 0 | 0 | 0 | 0 | 0 | 0 | 0 | 0 | 0 | 0 | 0 | 0 | 0 | 0 | 0 | 0 | 0 | 0 | 0 | 0 | 0 | 0 | 0 | 0 | 0 | 0 | 0 | 0 | 0 | 0 | 0 | 0 | 0 | 0 | 0 | 0 | 0 | 0 | 0 | 0
Retail_Existing_PSC to ECM Evaporator Fan Motor (Walk-In, Refrigerator)_TRC | Ach | Retail | Refrigeration | Residential style | TRC | Existing | NE4842 | PSC to ECM Evaporator Fan Motor (Walk-In, Refrigerator) | PSC to ECM Evaporator Fan Motor (Walk-In, Refrigerator) | NonEquip | 15 | Walk-in cooler | 0% | Prescriptive_ECM_existing | 37.5% | 0 | 0 | 0 | 0 | 0 | 0 | 0 | 0 | 0 | 0 | 0 | 0 | 0 | 0 | 0 | 0 | 0 | 0 | 0 | 0 | 0 | 0 | 0 | 0 | 0 | 0 | 0 | 0 | 0 | 0 | 0 | 0 | 0 | 0 | 0 | 0 | 0 | 0 | 0 | 0
Retail_Existing_PSC to ECM Evaporator Fan Motor (Reach-In)_TRC | Ach | Retail | Refrigeration | Residential style | TRC | Existing | NE4816 | PSC to ECM Evaporator Fan Motor (Reach-In) | PSC to ECM Evaporator Fan Motor (Reach-In) | NonEquip | 15 | Display cases | 0% | Prescriptive_ECM_existing | 37.5% | 0 | 0 | 0 | 0 | 0 | 0 | 0 | 0 | 0 | 0 | 0 | 0 | 0 | 0 | 0 | 0 | 0 | 0 | 0 | 0 | 0 | 0 | 0 | 0 | 0 | 0 | 0 | 0 | 0 | 0 | 0 | 0 | 0 | 0 | 0 | 0 | 0 | 0 | 0 | 0
Retail_Existing_Freezer-Cooler Replacement Gaskets_TRC | Ach | Retail | Refrigeration | Residential style | TRC | Existing | NE4712 | Freezer-Cooler Replacement Gaskets | Freezer-Cooler Replacement Gaskets | NonEquip | 4 | Display cases | 0% | Prescriptive_refrigeration control_existing | 3.131% | 0 | 0 | 0 | 0 | 0 | 0 | 0 | 0 | 0 | 0 | 0 | 0 | 0 | 0 | 0 | 0 | 0 | 0 | 0 | 0 | 0 | 0 | 0 | 0 | 0 | 0 | 0 | 0 | 0 | 0 | 0 | 0 | 0 | 0 | 0 | 0 | 0 | 0 | 0 | 0
Retail_New_VSD Controlled Compressor_TRC | Ach | Retail | Miscellaneous | Pool pump | TRC | New | NN4543 | VSD Controlled Compressor | VSD Controlled Compressor | NonEquip | 15 | Others | 0% | Prescriptive_ECM | 20.79% | 0 | 0 | 0 | 0 | 0 | 0 | 0 | 0 | 0 | 0 | 0 | 0 | 0 | 0 | 0 | 0 | 0 | 0 | 0 | 0 | 0 | 0 | 0 | 0 | 0 | 0 | 0 | 0 | 0 | 0 | 0 | 0 | 0 | 0 | 0 | 0 | 0 | 0 | 0 | 0
Retail_New_Engine Block Timer_TRC | Ach | Retail | Miscellaneous | Pool pump | TRC | New | NN4491 | Engine Block Timer | Engine Block Timer | NonEquip | 5 | Others | 0% | Prescriptive_ECM | 36% | 0 | 0 | 0 | 0 | 0 | 0 | 0 | 0 | 0 | 0 | 0 | 0 | 0 | 0 | 0 | 0 | 0 | 0 | 0 | 0 | 0 | 0 | 0 | 0 | 0 | 0 | 0 | 0 | 0 | 0 | 0 | 0 | 0 | 0 | 0 | 0 | 0 | 0 | 0 | 0
Retail_Existing_VSD Controlled Compressor_TRC | Ach | Retail | Miscellaneous | Pool pump | TRC | Existing | NE4530 | VSD Controlled Compressor | VSD Controlled Compressor | NonEquip | 15 | Others | 0% | Prescriptive_ECM_existing | 20.79% | 0 | 0 | 0 | 0 | 0 | 0 | 0 | 0 | 0 | 0 | 0 | 0 | 0 | 0 | 0 | 0 | 0 | 0 | 0 | 0 | 0 | 0 | 0 | 0 | 0 | 0 | 0 | 0 | 0 | 0 | 0 | 0 | 0 | 0 | 0 | 0 | 0 | 0 | 0 | 0
Retail_Existing_Engine Block Timer_TRC | Ach | Retail | Miscellaneous | Pool pump | TRC | Existing | NE4478 | Engine Block Timer | Engine Block Timer | NonEquip | 5 | Others | 0% | Prescriptive_ECM_existing | 36% | 0 | 0 | 0 | 0 | 0 | 0 | 0 | 0 | 0 | 0 | 0 | 0 | 0 | 0 | 0 | 0 | 0 | 0 | 0 | 0 | 0 | 0 | 0 | 0 | 0 | 0 | 0 | 0 | 0 | 0 | 0 | 0 | 0 | 0 | 0 | 0 | 0 | 0 | 0 | 0
Retail_Turnover_Variable Speed Pool Pump_TRC | Ach | Retail | Miscellaneous | Pool pump | TRC | Turnover | ET2115 | Variable Speed Pool Pump | Variable Speed Pool Pump | Equip | 10 | Pool pump | 0% | Prescriptive_all | 64.36% | 0 | 0 | 0 | 0 | 0 | 0 | 0 | 0 | 0 | 0 | 0 | 0 | 0 | 0 | 0 | 0 | 0 | 0 | 0 | 0 | 0 | 0 | 0 | 0 | 0 | 0 | 0 | 0 | 0 | 0 | 0 | 0 | 0 | 0 | 0 | 0 | 0 | 0 | 0 | 0
Retail_Turnover_Solar Powered Pool Pump_TRC | Ach | Retail | Miscellaneous | Pool pump | TRC | Turnover | ET2040 | Solar Powered Pool Pump | Solar Powered Pool Pump | Equip | 10 | Pool pump | 0% | Prescriptive_all | 81% | 0 | 0 | 0 | 0 | 0 | 0 | 0 | 0 | 0 | 0 | 0 | 0 | 0 | 0 | 0 | 0 | 0 | 0 | 0 | 0 | 0 | 0 | 0 | 0 | 0 | 0 | 0 | 0 | 0 | 0 | 0 | 0 | 0 | 0 | 0 | 0 | 0 | 0 | 0 | 0
Retail_Turnover_Solar Pool Heater_TRC | Ach | Retail | Miscellaneous | Pool pump | TRC | Turnover | ET2001 | Solar Pool Heater | Solar Pool Heater | Equip | 15 | Pool pump | 0% | Prescriptive_all | 86.11% | 0 | 0 | 0 | 0 | 0 | 0 | 0 | 0 | 0 | 0 | 0 | 0 | 0 | 0 | 0 | 0 | 0 | 0 | 0 | 0 | 0 | 0 | 0 | 0 | 0 | 0 | 0 | 0 | 0 | 0 | 0 | 0 | 0 | 0 | 0 | 0 | 0 | 0 | 0 | 0
Retail_New_Variable Speed Pool Pump_TRC | Ach | Retail | Miscellaneous | Pool pump | TRC | New | EN2139 | Variable Speed Pool Pump | Variable Speed Pool Pump | Equip | 10 | Pool pump | 0% | Prescriptive_all | 64.36% | 0 | 0 | 0 | 0 | 0 | 0 | 0 | 0 | 0 | 0 | 0 | 0 | 0 | 0 | 0 | 0 | 0 | 0 | 0 | 0 | 0 | 0 | 0 | 0 | 0 | 0 | 0 | 0 | 0 | 0 | 0 | 0 | 0 | 0 | 0 | 0 | 0 | 0 | 0 | 0
Retail_New_Solar Powered Pool Pump_TRC | Ach | Retail | Miscellaneous | Pool pump | TRC | New | EN2064 | Solar Powered Pool Pump | Solar Powered Pool Pump | Equip | 10 | Pool pump | 0% | Prescriptive_all | 81% | 0 | 0 | 0 | 0 | 0 | 0 | 0 | 0 | 0 | 0 | 0 | 0 | 0 | 0 | 0 | 0 | 0 | 0 | 0 | 0 | 0 | 0 | 0 | 0 | 0 | 0 | 0 | 0 | 0 | 0 | 0 | 0 | 0 | 0 | 0 | 0 | 0 | 0 | 0 | 0
Retail_New_Solar Pool Heater_TRC | Ach | Retail | Miscellaneous | Pool pump | TRC | New | EN2027 | Solar Pool Heater | Solar Pool Heater | Equip | 15 | Pool pump | 0% | Prescriptive_all | 86.11% | 0 | 0 | 0 | 0 | 0 | 0 | 0 | 0 | 0 | 0 | 0 | 0 | 0 | 0 | 0 | 0 | 0 | 0 | 0 | 0 | 0 | 0 | 0 | 0 | 0 | 0 | 0 | 0 | 0 | 0 | 0 | 0 | 0 | 0 | 0 | 0 | 0 | 0 | 0 | 0
Retail_New_Smart Thermostat_TRC | Ach | Retail | Space Heating | Packaged central unit | TRC | New | NN4179 | Smart Thermostat | Smart Thermostat | NonEquip | 11 |  | 31.48% | Prescriptive_all | 10% | 1022.6601 | 1532.3777 | 2414.9117 | 3592.7152 | 4883.0933 | 4968.2628 | 4239.6399 | 2871.9943 | 1539.5011 | 678.1187 | 1022.6601 | 2555.0378 | 4969.9496 | 8562.6647 | 13445.758 | 18414.0208 | 22653.6607 | 25525.6549 | 27065.1561 | 27743.2747 | 0 | 0 | 0 | 0 | 0 | 0 | 0 | 0 | 0 | 0 | -0.00071915 | -0.0017967 | -0.0034949 | -0.0060214 | -0.0094553 | -0.012949 | -0.01593 | -0.01795 | -0.019033 | -0.019509
Retail_New_Facility Energy Management System_TRC | Ach | Retail | Space Heating | Packaged central unit | TRC | New | NN3659 | Facility Energy Management System | Facility Energy Management System | NonEquip | 15 |  | 4.276% | Custom_improvement | 20% | 158.9914 | 226.7354 | 341.637 | 491.6433 | 659.5649 | 686.1077 | 631.5978 | 495.0005 | 328.674 | 186.9826 | 158.9914 | 385.7268 | 727.3638 | 1219.0071 | 1878.5719 | 2564.6796 | 3196.2774 | 3691.278 | 4019.952 | 4206.9346 | 0 | 0 | 0 | 0 | 0 | 0 | 0 | 0 | 0 | 0 | 0.019077 | 0.046282 | 0.087274 | 0.14626 | 0.2254 | 0.30773 | 0.38351 | 0.44291 | 0.48234 | 0.50478
Retail_New_Duct Sealing Repair_TRC | Ach | Retail | Space Heating | Packaged central unit | TRC | New | NN3555 | Duct Sealing Repair | Duct Sealing Repair | NonEquip | 15 |  | 0% | Prescriptive_all | 12% | 0 | 0 | 0 | 0 | 0 | 0 | 0 | 0 | 0 | 0 | 0 | 0 | 0 | 0 | 0 | 0 | 0 | 0 | 0 | 0 | 0 | 0 | 0 | 0 | 0 | 0 | 0 | 0 | 0 | 0 | 0 | 0 | 0 | 0 | 0 | 0 | 0 | 0 | 0 | 0
Retail_New_Dedicated Outdoor Air System on VRF unit_TRC | Ach | Retail | Space Heating | Packaged central unit | TRC | New | NN3399 | Dedicated Outdoor Air System on VRF unit | Dedicated Outdoor Air System on VRF unit | NonEquip | 15 | Residential/split system heat pump | 0% | Prescriptive_all | 10% | 0 | 0 | 0 | 0 | 0 | 0 | 0 | 0 | 0 | 0 | 0 | 0 | 0 | 0 | 0 | 0 | 0 | 0 | 0 | 0 | 0 | 0 | 0 | 0 | 0 | 0 | 0 | 0 | 0 | 0 | 0 | 0 | 0 | 0 | 0 | 0 | 0 | 0 | 0 | 0
Retail_New_Ceiling Insulation(R2 to R38)_TRC | Ach | Retail | Space Heating | Packaged central unit | TRC | New | NN3191 | Ceiling Insulation(R2 to R38) | Ceiling Insulation(R2 to R38) | NonEquip | 20 |  | 0% | Prescriptive_all | 11.06% | 0 | 0 | 0 | 0 | 0 | 0 | 0 | 0 | 0 | 0 | 0 | 0 | 0 | 0 | 0 | 0 | 0 | 0 | 0 | 0 | 0 | 0 | 0 | 0 | 0 | 0 | 0 | 0 | 0 | 0 | 0 | 0 | 0 | 0 | 0 | 0 | 0 | 0 | 0 | 0
Retail_Existing_Wall Insulation_TRC | Ach | Retail | Space Heating | Packaged central unit | TRC | Existing | NE4244 | Wall Insulation | Wall Insulation | NonEquip | 20 |  | 15.96% | Prescriptive_all_existing | 0.9934% | 490.0792 | 760.8704 | 1136.1097 | 1606.4837 | 2080.9752 | 2362.6127 | 2235.2576 | 1680.082 | 989.0125 | 472.4521 | 490.0792 | 1250.9496 | 2387.0593 | 3993.543 | 6074.5182 | 8437.1309 | 10672.3886 | 12352.4706 | 13341.4831 | 13813.9351 | 0 | 0 | 0 | 0 | 0 | 0 | 0 | 0 | 0 | 0 | 0.22872 | 0.58382 | 1.114 | 1.8638 | 2.835 | 3.9376 | 4.9808 | 5.7649 | 6.2265 | 6.447
Retail_Existing_Smart Thermostat_TRC | Ach | Retail | Space Heating | Packaged central unit | TRC | Existing | NE4166 | Smart Thermostat | Smart Thermostat | NonEquip | 11 |  | 31.48% | Prescriptive_all_existing | 10% | 9764.2354 | 15158.6371 | 22632.8816 | 32000.7283 | 41449.0249 | 47056.0833 | 44519.7443 | 33464.7727 | 19701.93 | 9412.6289 | 9764.2354 | 24922.8725 | 47555.7541 | 79556.4824 | 121005.5073 | 168061.5906 | 212581.3349 | 246046.1075 | 265748.0376 | 275160.6665 | 0 | 0 | 0 | 0 | 0 | 0 | 0 | 0 | 0 | 0 | -0.0068664 | -0.017526 | -0.033442 | -0.055945 | -0.085093 | -0.11818 | -0.14949 | -0.17302 | -0.18688 | -0.1935
Retail_Existing_Facility Energy Management System_TRC | Ach | Retail | Space Heating | Packaged central unit | TRC | Existing | NE3646 | Facility Energy Management System | Facility Energy Management System | NonEquip | 15 |  | 4.3% | Custom_improvement_existing | 20% | 1525.4834 | 2253.1665 | 3215.0588 | 4394.8089 | 5615.5819 | 6515.6019 | 6649.7082 | 5785.3406 | 4222.069 | 2607.0746 | 1525.4834 | 3778.6499 | 6993.7087 | 11388.5176 | 17004.0995 | 23519.7014 | 30169.4095 | 35954.7502 | 40176.8191 | 42783.8937 | 0 | 0 | 0 | 0 | 0 | 0 | 0 | 0 | 0 | 0 | 0.18304 | 0.45339 | 0.83915 | 1.3665 | 2.0403 | 2.8221 | 3.6199 | 4.3141 | 4.8207 | 5.1335
Retail_Existing_Duct Sealing Repair_TRC | Ach | Retail | Space Heating | Packaged central unit | TRC | Existing | NE3542 | Duct Sealing Repair | Duct Sealing Repair | NonEquip | 15 |  | 30.55% | Prescriptive_all_existing | 12% | 8750.5137 | 8853.5185 | 8932.6974 | 9038.2675 | 9151.0562 | 9252.9326 | 9351.5792 | 9435.8632 | 9515.0656 | 9580.2091 | 8750.5137 | 17604.0321 | 26536.7295 | 35574.9969 | 44726.0531 | 53978.9857 | 63330.5649 | 72766.4281 | 82281.4936 | 91861.7028 | 0 | 0 | 0 | 0 | 0 | 0 | 0 | 0 | 0 | 0 | 6.1061 | 12.284 | 18.5172 | 24.824 | 31.2096 | 37.6662 | 44.1917 | 50.776 | 57.4155 | 64.1005
Retail_Existing_Dedicated Outdoor Air System on VRF unit_TRC | Ach | Retail | Space Heating | Packaged central unit | TRC | Existing | NE3386 | Dedicated Outdoor Air System on VRF unit | Dedicated Outdoor Air System on VRF unit | NonEquip | 15 | Residential/split system heat pump | 0% | Prescriptive_all_existing | 10% | 0 | 0 | 0 | 0 | 0 | 0 | 0 | 0 | 0 | 0 | 0 | 0 | 0 | 0 | 0 | 0 | 0 | 0 | 0 | 0 | 0 | 0 | 0 | 0 | 0 | 0 | 0 | 0 | 0 | 0 | 0 | 0 | 0 | 0 | 0 | 0 | 0 | 0 | 0 | 0
Retail_Existing_Ceiling Insulation(R2 to R38)_TRC | Ach | Retail | Space Heating | Packaged central unit | TRC | Existing | NE3178 | Ceiling Insulation(R2 to R38) | Ceiling Insulation(R2 to R38) | NonEquip | 20 |  | 0% | Prescriptive_all_existing | 12.2% | 0 | 0 | 0 | 0 | 0 | 0 | 0 | 0 | 0 | 0 | 0 | 0 | 0 | 0 | 0 | 0 | 0 | 0 | 0 | 0 | 0 | 0 | 0 | 0 | 0 | 0 | 0 | 0 | 0 | 0 | 0 | 0 | 0 | 0 | 0 | 0 | 0 | 0 | 0 | 0
Retail_New_Smart Thermostat_TRC | Ach | Retail | Space Cooling | Packaged air conditioning units (RTUs) | TRC | New | NN4153 | Smart Thermostat | Smart Thermostat | NonEquip | 11 |  | 31.48% | Prescriptive_all | 10% | 9910.7449 | 14808.3093 | 23249.5101 | 34414.8143 | 46462.8845 | 46875.9072 | 39629.3239 | 26637.776 | 14245.0599 | 6308.0112 | 9910.7449 | 24719.0542 | 47968.5643 | 82383.3785 | 128846.2631 | 175722.1703 | 215351.4942 | 241989.2702 | 256234.3302 | 262542.3413 | 3.6727 | 9.1604 | 17.7762 | 30.5296 | 47.7478 | 65.1191 | 79.8049 | 89.6763 | 94.9552 | 97.2929 | 0 | 0 | 0 | 0 | 0 | 0 | 0 | 0 | 0 | 0
Retail_New_HVAC tune-up_RTU_TRC | Ach | Retail | Space Cooling | Packaged air conditioning units (RTUs) | TRC | New | NN3919 | HVAC tune-up_RTU | HVAC tune-up_RTU | NonEquip | 5 | Packaged air conditioning units (RTUs) | 94.56% | Prescriptive_package HP | 5% | 4887.0797 | 7629.63 | 12837.7695 | 21220.5704 | 33984.7244 | 44336.4656 | 54166.6744 | 59228.6244 | 55935.4694 | 43388.2993 | 4887.0797 | 12516.7097 | 25354.4792 | 46575.0495 | 80559.7739 | 124896.2395 | 179062.9139 | 238291.5383 | 294227.0077 | 337615.307 | 0.79056 | 2.0248 | 4.1015 | 7.5342 | 13.0318 | 20.2039 | 28.9662 | 38.5473 | 47.5958 | 54.6145 | 0.032711 | 0.083778 | 0.16971 | 0.31174 | 0.53921 | 0.83597 | 1.1985 | 1.595 | 1.9694 | 2.2598
Retail_New_HVAC tune-up_TRC | Ach | Retail | Space Cooling | Packaged air conditioning units (RTUs) | TRC | New | NN3893 | HVAC tune-up | HVAC tune-up | NonEquip | 5 | Residential-type central air conditioners | 0% | Prescriptive_all | 5% | 0 | 0 | 0 | 0 | 0 | 0 | 0 | 0 | 0 | 0 | 0 | 0 | 0 | 0 | 0 | 0 | 0 | 0 | 0 | 0 | 0 | 0 | 0 | 0 | 0 | 0 | 0 | 0 | 0 | 0 | 0 | 0 | 0 | 0 | 0 | 0 | 0 | 0 | 0 | 0
Retail_New_Facility Energy Management System_TRC | Ach | Retail | Space Cooling | Packaged air conditioning units (RTUs) | TRC | New | NN3685 | Facility Energy Management System | Facility Energy Management System | NonEquip | 15 |  | 4.276% | Custom_improvement | 20% | 1544.9791 | 2200.5941 | 3311.7446 | 4760.0721 | 6378.1153 | 6626.7196 | 6092.8199 | 4769.3022 | 3162.9041 | 1797.1867 | 1544.9791 | 3745.5732 | 7057.3178 | 11817.3899 | 18195.5052 | 24822.2247 | 30915.0447 | 35684.3469 | 38847.251 | 40644.4377 | 0.40318 | 0.97745 | 1.8417 | 3.0839 | 4.7483 | 6.4776 | 8.0676 | 9.3122 | 10.1376 | 10.6066 | 0 | 0 | 0 | 0 | 0 | 0 | 0 | 0 | 0 | 0
Retail_New_Duct Sealing Repair_TRC | Ach | Retail | Space Cooling | Packaged air conditioning units (RTUs) | TRC | New | NN3529 | Duct Sealing Repair | Duct Sealing Repair | NonEquip | 15 |  | 0% | Prescriptive_all | 12% | 0 | 0 | 0 | 0 | 0 | 0 | 0 | 0 | 0 | 0 | 0 | 0 | 0 | 0 | 0 | 0 | 0 | 0 | 0 | 0 | 0 | 0 | 0 | 0 | 0 | 0 | 0 | 0 | 0 | 0 | 0 | 0 | 0 | 0 | 0 | 0 | 0 | 0 | 0 | 0
Retail_New_Dedicated Outdoor Air System on VRF unit_TRC | Ach | Retail | Space Cooling | Packaged air conditioning units (RTUs) | TRC | New | NN3425 | Dedicated Outdoor Air System on VRF unit | Dedicated Outdoor Air System on VRF unit | NonEquip | 15 | Residential-type central air conditioners | 0% | Prescriptive_all | 17.5% | 0 | 0 | 0 | 0 | 0 | 0 | 0 | 0 | 0 | 0 | 0 | 0 | 0 | 0 | 0 | 0 | 0 | 0 | 0 | 0 | 0 | 0 | 0 | 0 | 0 | 0 | 0 | 0 | 0 | 0 | 0 | 0 | 0 | 0 | 0 | 0 | 0 | 0 | 0 | 0
Retail_New_Chilled Water System - Variable Speed Drives_TRC | Ach | Retail | Space Cooling | Packaged air conditioning units (RTUs) | TRC | New | NN3321 | Chilled Water System - Variable Speed Drives | Chilled Water System - Variable Speed Drives | NonEquip | 13 | Central chillers inside | 0% | Prescriptive_all | 24.74% | 0 | 0 | 0 | 0 | 0 | 0 | 0 | 0 | 0 | 0 | 0 | 0 | 0 | 0 | 0 | 0 | 0 | 0 | 0 | 0 | 0 | 0 | 0 | 0 | 0 | 0 | 0 | 0 | 0 | 0 | 0 | 0 | 0 | 0 | 0 | 0 | 0 | 0 | 0 | 0
Retail_New_Ceiling Insulation(R2 to R38)_TRC | Ach | Retail | Space Cooling | Packaged air conditioning units (RTUs) | TRC | New | NN3217 | Ceiling Insulation(R2 to R38) | Ceiling Insulation(R2 to R38) | NonEquip | 20 |  | 0% | Prescriptive_all | 31.56% | 0 | 0 | 0 | 0 | 0 | 0 | 0 | 0 | 0 | 0 | 0 | 0 | 0 | 0 | 0 | 0 | 0 | 0 | 0 | 0 | 0 | 0 | 0 | 0 | 0 | 0 | 0 | 0 | 0 | 0 | 0 | 0 | 0 | 0 | 0 | 0 | 0 | 0 | 0 | 0
Retail_Existing_Wall Insulation_TRC | Ach | Retail | Space Cooling | Packaged air conditioning units (RTUs) | TRC | Existing | NE4218 | Wall Insulation | Wall Insulation | NonEquip | 20 |  | 15.96% | Prescriptive_all_existing | 17.6% | 85089.3805 | 130978.4465 | 195573.2413 | 276544.8048 | 358225.143 | 406707.0562 | 384783.7787 | 289214.2313 | 170251.4953 | 81329.2801 | 85089.3805 | 216067.8271 | 411641.0684 | 688185.8732 | 1046411.0162 | 1453118.0724 | 1837901.851 | 2127116.0823 | 2297367.5776 | 2378696.8577 | 17.3642 | 44.0931 | 84.0038 | 140.4385 | 213.5417 | 296.5386 | 375.0616 | 434.0817 | 468.8251 | 485.422 | 0 | 0 | 0 | 0 | 0 | 0 | 0 | 0 | 0 | 0
Retail_Existing_Smart Thermostat_TRC | Ach | Retail | Space Cooling | Packaged air conditioning units (RTUs) | TRC | Existing | NE4140 | Smart Thermostat | Smart Thermostat | NonEquip | 11 |  | 31.48% | Prescriptive_all_existing | 10% | 95631.9457 | 147141.3027 | 219567.0734 | 310208.3258 | 401426.8821 | 455309.0547 | 430480.482 | 323531.7032 | 190562.2769 | 91137.1823 | 95631.9457 | 242773.2484 | 462340.3218 | 772548.6475 | 1173975.5297 | 1629284.5843 | 2059765.0663 | 2383296.7695 | 2573859.0464 | 2664996.2288 | 35.4393 | 89.9668 | 171.3339 | 286.2908 | 435.0514 | 603.7797 | 763.307 | 883.2013 | 953.8198 | 987.5934 | 0 | 0 | 0 | 0 | 0 | 0 | 0 | 0 | 0 | 0
Retail_Existing_HVAC tune-up_RTU_TRC | Ach | Retail | Space Cooling | Packaged air conditioning units (RTUs) | TRC | Existing | NE3906 | HVAC tune-up_RTU | HVAC tune-up_RTU | NonEquip | 5 | Packaged air conditioning units (RTUs) | 94.56% | Prescriptive_package HP_existing | 5% | 47042.3816 | 75516.0798 | 120492.6562 | 189446.3116 | 289372.7358 | 421659.593 | 571911.3009 | 695090.2184 | 722266.4808 | 608653.7026 | 47042.3816 | 122558.4614 | 243051.1176 | 432497.4293 | 721870.1651 | 1143529.7581 | 1715441.0589 | 2410531.2773 | 3132797.7581 | 3741451.4607 | 7.6098 | 19.8257 | 39.3173 | 69.9631 | 116.7737 | 184.9836 | 277.4991 | 389.9407 | 506.7784 | 605.2376 | 0.31487 | 0.82032 | 1.6268 | 2.8948 | 4.8317 | 7.654 | 11.482 | 16.1345 | 20.9689 | 25.0428
Retail_Existing_HVAC tune-up_TRC | Ach | Retail | Space Cooling | Packaged air conditioning units (RTUs) | TRC | Existing | NE3880 | HVAC tune-up | HVAC tune-up | NonEquip | 5 | Residential-type central air conditioners | 0% | Prescriptive_all_existing | 5% | 0 | 0 | 0 | 0 | 0 | 0 | 0 | 0 | 0 | 0 | 0 | 0 | 0 | 0 | 0 | 0 | 0 | 0 | 0 | 0 | 0 | 0 | 0 | 0 | 0 | 0 | 0 | 0 | 0 | 0 | 0 | 0 | 0 | 0 | 0 | 0 | 0 | 0 | 0 | 0
Retail_Existing_Facility Energy Management System_TRC | Ach | Retail | Space Cooling | Packaged air conditioning units (RTUs) | TRC | Existing | NE3672 | Facility Energy Management System | Facility Energy Management System | NonEquip | 15 |  | 4.3% | Custom_improvement_existing | 20% | 14944.779 | 21880.4096 | 31211.4046 | 42647.6824 | 54473.3619 | 63190.3172 | 64499.0231 | 56141.4125 | 40994.6666 | 25324.3273 | 14944.779 | 36825.1886 | 68036.5932 | 110684.2755 | 165157.6374 | 228347.9547 | 292846.9778 | 348988.3902 | 389983.0569 | 415307.3842 | 3.9 | 9.6099 | 17.7548 | 28.8842 | 43.0996 | 59.5897 | 76.4214 | 91.0721 | 101.77 | 108.3787 | 0 | 0 | 0 | 0 | 0 | 0 | 0 | 0 | 0 | 0
Retail_Existing_Duct Sealing Repair_TRC | Ach | Retail | Space Cooling | Packaged air conditioning units (RTUs) | TRC | Existing | NE3516 | Duct Sealing Repair | Duct Sealing Repair | NonEquip | 15 |  | 30.55% | Prescriptive_all_existing | 12% | 85763.5044 | 86032.9824 | 86802.3939 | 87828.2584 | 88924.2689 | 89914.2401 | 90872.8267 | 91691.8459 | 92461.4859 | 93094.5103 | 85763.5044 | 171796.4868 | 258598.8807 | 346427.1391 | 435351.408 | 525265.6481 | 616138.4748 | 707830.3207 | 800291.8066 | 893386.3169 | 16.8972 | 33.8476 | 50.9495 | 68.2535 | 85.7735 | 103.4885 | 121.3924 | 139.4576 | 157.6745 | 176.0161 | 0 | 0 | 0 | 0 | 0 | 0 | 0 | 0 | 0 | 0
Retail_Existing_Dedicated Outdoor Air System on VRF unit_TRC | Ach | Retail | Space Cooling | Packaged air conditioning units (RTUs) | TRC | Existing | NE3412 | Dedicated Outdoor Air System on VRF unit | Dedicated Outdoor Air System on VRF unit | NonEquip | 15 | Residential-type central air conditioners | 0% | Prescriptive_all_existing | 17.5% | 0 | 0 | 0 | 0 | 0 | 0 | 0 | 0 | 0 | 0 | 0 | 0 | 0 | 0 | 0 | 0 | 0 | 0 | 0 | 0 | 0 | 0 | 0 | 0 | 0 | 0 | 0 | 0 | 0 | 0 | 0 | 0 | 0 | 0 | 0 | 0 | 0 | 0 | 0 | 0
Retail_Existing_Chilled Water System - Variable Speed Drives_TRC | Ach | Retail | Space Cooling | Packaged air conditioning units (RTUs) | TRC | Existing | NE3308 | Chilled Water System - Variable Speed Drives | Chilled Water System - Variable Speed Drives | NonEquip | 13 | Central chillers inside | 0% | Prescriptive_all_existing | 24.74% | 0 | 0 | 0 | 0 | 0 | 0 | 0 | 0 | 0 | 0 | 0 | 0 | 0 | 0 | 0 | 0 | 0 | 0 | 0 | 0 | 0 | 0 | 0 | 0 | 0 | 0 | 0 | 0 | 0 | 0 | 0 | 0 | 0 | 0 | 0 | 0 | 0 | 0 | 0 | 0
Retail_Existing_Ceiling Insulation(R2 to R38)_TRC | Ach | Retail | Space Cooling | Packaged air conditioning units (RTUs) | TRC | Existing | NE3204 | Ceiling Insulation(R2 to R38) | Ceiling Insulation(R2 to R38) | NonEquip | 20 |  | 0% | Prescriptive_all_existing | 31.56% | 0 | 0 | 0 | 0 | 0 | 0 | 0 | 0 | 0 | 0 | 0 | 0 | 0 | 0 | 0 | 0 | 0 | 0 | 0 | 0 | 0 | 0 | 0 | 0 | 0 | 0 | 0 | 0 | 0 | 0 | 0 | 0 | 0 | 0 | 0 | 0 | 0 | 0 | 0 | 0
Retail_New_Interior Lighting Controls_TRC | Ach | Retail | Interior Lighting | Overhead (fluorescent/LED/CFL U-shape) | TRC | New | NN4439 | Interior Lighting Controls | Interior Lighting Controls | NonEquip | 8 | Overhead (fluorescent/LED/CFL U-shape) | 7.543% | Prescriptive_lighting control | 28% | 2774.3515 | 4098.8032 | 6328.3458 | 9125.0938 | 11846.0676 | 11295.9846 | 8862.2475 | 5458.4406 | 2681.264 | 1110.4859 | 2774.3515 | 6873.1547 | 13201.5005 | 22326.5943 | 34172.6619 | 45468.6465 | 54330.894 | 59789.3346 | 62470.5987 | 63581.0845 | 0 | 0 | 0 | 0 | 0 | 0 | 0 | 0 | 0 | 0 | 0 | 0 | 0 | 0 | 0 | 0 | 0 | 0 | 0 | 0
Retail_New_Facility Energy Management System_TRC | Ach | Retail | Interior Lighting | Overhead (fluorescent/LED/CFL U-shape) | TRC | New | NN3711 | Facility Energy Management System | Facility Energy Management System | NonEquip | 15 |  | 4.276% | Custom_improvement | 24% | 1218.8832 | 1735.121 | 2609.7384 | 3748.9013 | 5020.3403 | 5213.0239 | 4790.2678 | 3747.5429 | 2483.8658 | 1410.5407 | 1218.8832 | 2954.0042 | 5563.7426 | 9312.6439 | 14332.9842 | 19546.0081 | 24336.2758 | 28083.8188 | 30567.6846 | 31978.2253 | 0.31808 | 0.77088 | 1.4519 | 2.4302 | 3.7403 | 5.1007 | 6.3508 | 7.3288 | 7.9769 | 8.345 | 0.14625 | 0.35444 | 0.66758 | 1.1174 | 1.7198 | 2.3453 | 2.92 | 3.3697 | 3.6677 | 3.837
Retail_Existing_Interior Lighting Controls_TRC | Ach | Retail | Interior Lighting | Overhead (fluorescent/LED/CFL U-shape) | TRC | Existing | NE4426 | Interior Lighting Controls | Interior Lighting Controls | NonEquip | 8 | Overhead (fluorescent/LED/CFL U-shape) | 7.543% | Prescriptive_lighting control_existing | 28% | 33214.3999 | 50819.3252 | 74483.0837 | 102274.9812 | 126781.3021 | 135156.418 | 117773.6597 | 80623.0281 | 43562.5762 | 19598.6057 | 33214.3999 | 84033.7251 | 158516.8088 | 260791.79 | 387573.0921 | 522729.5101 | 640503.1699 | 721126.1979 | 764688.7742 | 784287.3799 | 0 | 0 | 0 | 0 | 0 | 0 | 0 | 0 | 0 | 0 | 0 | 0 | 0 | 0 | 0 | 0 | 0 | 0 | 0 | 0
Retail_Existing_Facility Energy Management System_TRC | Ach | Retail | Interior Lighting | Overhead (fluorescent/LED/CFL U-shape) | TRC | Existing | NE3698 | Facility Energy Management System | Facility Energy Management System | NonEquip | 15 |  | 4.3% | Custom_improvement_existing | 24% | 11729.5107 | 11839.9058 | 11945.7926 | 12086.9727 | 12237.8062 | 12374.0466 | 12505.9678 | 12618.6817 | 12724.6 | 12811.7171 | 11729.5107 | 23569.4165 | 35515.2091 | 47602.1818 | 59839.988 | 72214.0346 | 84720.0025 | 97338.6841 | 110063.2841 | 122875.0012 | 3.0609 | 6.1507 | 9.2681 | 12.4223 | 15.6159 | 18.845 | 22.1085 | 25.4015 | 28.7221 | 32.0655 | 1.4074 | 2.828 | 4.2614 | 5.7116 | 7.18 | 8.6647 | 10.1653 | 11.6794 | 13.2062 | 14.7434
Retail_Turnover_Premium T8 - Fixture Replacement_TRC | Ach | Retail | Interior Lighting | Overhead (fluorescent/LED/CFL U-shape) | TRC | Turnover | ET1767 | Premium T8 - Fixture Replacement | Premium T8 - Fixture Replacement | Equip | 8 | Overhead (fluorescent/LED/CFL U-shape) | 24.1% | Prescriptive_lighting | 12.5% | 172965.0601 | 180228.7977 | 170613.035 | 129064.2387 | 76510.3155 | 36832.4059 | 15478.9304 | 6063.6317 | 2306.9286 | 851.9966 | 172965.0601 | 353193.8578 | 523806.8927 | 652871.1315 | 729381.447 | 766213.8528 | 781692.7832 | 787756.4149 | 790063.3436 | 790915.3401 | 42.1811 | 86.1337 | 127.7412 | 159.2162 | 177.8748 | 186.8572 | 190.632 | 192.1108 | 192.6733 | 192.8811 | 0.0023109 | 0.0047188 | 0.0069982 | 0.0087226 | 0.0097448 | 0.010237 | 0.010444 | 0.010525 | 0.010556 | 0.010567
Retail_New_Premium T8 - Fixture Replacement_TRC | Ach | Retail | Interior Lighting | Overhead (fluorescent/LED/CFL U-shape) | TRC | New | EN1793 | Premium T8 - Fixture Replacement | Premium T8 - Fixture Replacement | Equip | 8 | Overhead (fluorescent/LED/CFL U-shape) | 0% | Prescriptive_lighting | 12.5% | 0 | 0 | 0 | 0 | 0 | 0 | 0 | 0 | 0 | 0 | 0 | 0 | 0 | 0 | 0 | 0 | 0 | 0 | 0 | 0 | 0 | 0 | 0 | 0 | 0 | 0 | 0 | 0 | 0 | 0 | 0 | 0 | 0 | 0 | 0 | 0 | 0 | 0 | 0 | 0
Retail_New_VSD Controlled Compressor_TRC | Ach | Retail | Miscellaneous | Others | TRC | New | NN4543 | VSD Controlled Compressor | VSD Controlled Compressor | NonEquip | 15 | Others | 36.99% | Prescriptive_ECM | 20.79% | 2258.6775 | 3555.8743 | 6008.7222 | 9905.8184 | 15674.8846 | 19944.2001 | 23331.3056 | 23812.5072 | 20340.175 | 13899.3874 | 2258.6775 | 5814.5518 | 11823.2739 | 21729.0923 | 37403.9769 | 57348.177 | 80679.4825 | 104491.9897 | 124832.1648 | 138731.5522 | 0.34057 | 0.87674 | 1.7828 | 3.2764 | 5.6399 | 8.6472 | 12.1652 | 15.7557 | 18.8227 | 20.9185 | 0.1594 | 0.41035 | 0.83441 | 1.5335 | 2.6397 | 4.0472 | 5.6938 | 7.3743 | 8.8098 | 9.7907
Retail_New_Engine Block Timer_TRC | Ach | Retail | Miscellaneous | Others | TRC | New | NN4491 | Engine Block Timer | Engine Block Timer | NonEquip | 5 | Others | 0% | Prescriptive_ECM | 36% | 0 | 0 | 0 | 0 | 0 | 0 | 0 | 0 | 0 | 0 | 0 | 0 | 0 | 0 | 0 | 0 | 0 | 0 | 0 | 0 | 0 | 0 | 0 | 0 | 0 | 0 | 0 | 0 | 0 | 0 | 0 | 0 | 0 | 0 | 0 | 0 | 0 | 0 | 0 | 0
Retail_Existing_VSD Controlled Compressor_TRC | Ach | Retail | Miscellaneous | Others | TRC | Existing | NE4530 | VSD Controlled Compressor | VSD Controlled Compressor | NonEquip | 15 | Others | 7.399% | Prescriptive_ECM_existing | 20.79% | 4094.1467 | 4380.8117 | 4419.9902 | 4472.2274 | 4528.0364 | 4578.4459 | 4627.2573 | 4668.9618 | 4708.152 | 4740.3857 | 4094.1467 | 8474.9584 | 12894.9487 | 17367.1761 | 21895.2125 | 26473.6584 | 31100.9157 | 35769.8775 | 40478.0295 | 45218.4152 | 0.61733 | 1.2779 | 1.9444 | 2.6187 | 3.3014 | 3.9918 | 4.6895 | 5.3935 | 6.1034 | 6.8182 | 0.28894 | 0.59811 | 0.91004 | 1.2257 | 1.5452 | 1.8683 | 2.1949 | 2.5244 | 2.8567 | 3.1912
Retail_Existing_Engine Block Timer_TRC | Ach | Retail | Miscellaneous | Others | TRC | Existing | NE4478 | Engine Block Timer | Engine Block Timer | NonEquip | 5 | Others | 0% | Prescriptive_ECM_existing | 36% | 0 | 0 | 0 | 0 | 0 | 0 | 0 | 0 | 0 | 0 | 0 | 0 | 0 | 0 | 0 | 0 | 0 | 0 | 0 | 0 | 0 | 0 | 0 | 0 | 0 | 0 | 0 | 0 | 0 | 0 | 0 | 0 | 0 | 0 | 0 | 0 | 0 | 0 | 0 | 0
Retail_Turnover_ENERGY STAR Commercial Clothes Washer_TRC | Ach | Retail | Miscellaneous | Others | TRC | Turnover | ET1884 | ENERGY STAR Commercial Clothes Washer | ENERGY STAR Commercial Clothes Washer | Equip | 7 | Others | 0% | Prescriptive_all | 27.27% | 0 | 0 | 0 | 0 | 0 | 0 | 0 | 0 | 0 | 0 | 0 | 0 | 0 | 0 | 0 | 0 | 0 | 0 | 0 | 0 | 0 | 0 | 0 | 0 | 0 | 0 | 0 | 0 | 0 | 0 | 0 | 0 | 0 | 0 | 0 | 0 | 0 | 0 | 0 | 0
Retail_Turnover_Efficient Battery Charger_TRC | Ach | Retail | Miscellaneous | Others | TRC | Turnover | ET1845 | Efficient Battery Charger | Efficient Battery Charger | Equip | 7 | Others | 17.92% | Prescriptive_all | 13.68% | 18492.4357 | 26668.3638 | 40356.4014 | 57832.921 | 75922.841 | 87517.1268 | 84050.9476 | 64124.0315 | 38308.2515 | 18568.5743 | 18492.4357 | 45160.7995 | 85517.2009 | 143350.1219 | 219272.9629 | 306790.0897 | 390841.0373 | 454965.0688 | 493273.3203 | 511841.8946 | 10.1328 | 24.7456 | 46.8587 | 78.548 | 120.1496 | 168.1042 | 214.1595 | 249.2959 | 270.2868 | 280.4613 | 0 | 0 | 0 | 0 | 0 | 0 | 0 | 0 | 0 | 0
Retail_New_ENERGY STAR Commercial Clothes Washer_TRC | Ach | Retail | Miscellaneous | Others | TRC | New | EN1910 | ENERGY STAR Commercial Clothes Washer | ENERGY STAR Commercial Clothes Washer | Equip | 7 | Others | 0% | Prescriptive_all | 27.27% | 0 | 0 | 0 | 0 | 0 | 0 | 0 | 0 | 0 | 0 | 0 | 0 | 0 | 0 | 0 | 0 | 0 | 0 | 0 | 0 | 0 | 0 | 0 | 0 | 0 | 0 | 0 | 0 | 0 | 0 | 0 | 0 | 0 | 0 | 0 | 0 | 0 | 0 | 0 | 0
Retail_New_Efficient Battery Charger_TRC | Ach | Retail | Miscellaneous | Others | TRC | New | EN1871 | Efficient Battery Charger | Efficient Battery Charger | Equip | 7 | Others | 17.92% | Prescriptive_all | 13.68% | 1433.9853 | 2183.1593 | 3496.0595 | 5285.6843 | 7300.9053 | 7547.6895 | 6541.7633 | 4498.7395 | 2447.2735 | 1093.9544 | 1433.9853 | 3617.1446 | 7113.2042 | 12398.8885 | 19699.7939 | 27247.4833 | 33789.2467 | 38287.9862 | 40735.2597 | 41829.2142 | 0.78575 | 1.982 | 3.8976 | 6.7939 | 10.7944 | 14.9301 | 18.5147 | 20.9797 | 22.3207 | 22.9201 | 0 | 0 | 0 | 0 | 0 | 0 | 0 | 0 | 0 | 0
Retail_New_Smart Strip Plug Outlet_TRC | Ach | Retail | Office Equipment | Other office | TRC | New | NN4595 | Smart Strip Plug Outlet | Smart Strip Plug Outlet | NonEquip | 4 |  | 43.9% | Prescriptive_all | 1.187% | 203.5651 | 307.5644 | 488.7892 | 733.3919 | 1005.3186 | 1031.4143 | 887.1684 | 605.4722 | 326.8722 | 145.0063 | 203.5651 | 511.1295 | 999.9187 | 1733.3106 | 2738.6292 | 3770.0435 | 4657.2119 | 5262.6841 | 5589.5563 | 5734.5626 | 0.030269 | 0.076002 | 0.14868 | 0.25773 | 0.40722 | 0.56058 | 0.6925 | 0.78253 | 0.83113 | 0.8527 | 0.021036 | 0.05282 | 0.10333 | 0.17912 | 0.28301 | 0.3896 | 0.48128 | 0.54385 | 0.57763 | 0.59261
Retail_New_Network PC Power Management_TRC | Ach | Retail | Office Equipment | Other office | TRC | New | NN4569 | Network PC Power Management | Network PC Power Management | NonEquip | 5 | Computers | 0% | Prescriptive_all | 56.5% | 0 | 0 | 0 | 0 | 0 | 0 | 0 | 0 | 0 | 0 | 0 | 0 | 0 | 0 | 0 | 0 | 0 | 0 | 0 | 0 | 0 | 0 | 0 | 0 | 0 | 0 | 0 | 0 | 0 | 0 | 0 | 0 | 0 | 0 | 0 | 0 | 0 | 0 | 0 | 0
Retail_Existing_Smart Strip Plug Outlet_TRC | Ach | Retail | Office Equipment | Other office | TRC | Existing | NE4582 | Smart Strip Plug Outlet | Smart Strip Plug Outlet | NonEquip | 4 |  | 43.9% | Prescriptive_all_existing | 1.187% | 1890.1016 | 3017.1985 | 4505.1938 | 6370.4418 | 8252.0169 | 9368.8385 | 8863.8174 | 6662.2926 | 3921.8861 | 1873.4882 | 1890.1016 | 4907.3 | 9412.4938 | 15782.9356 | 24034.9525 | 33403.791 | 42267.6084 | 48929.901 | 52851.7872 | 54725.2754 | 0.28105 | 0.72969 | 1.3996 | 2.3468 | 3.5739 | 4.9669 | 6.2849 | 7.2756 | 7.8587 | 8.1373 | 0.19532 | 0.50712 | 0.97269 | 1.631 | 2.4838 | 3.452 | 4.3679 | 5.0564 | 5.4617 | 5.6553
Retail_Existing_Network PC Power Management_TRC | Ach | Retail | Office Equipment | Other office | TRC | Existing | NE4556 | Network PC Power Management | Network PC Power Management | NonEquip | 5 | Computers | 0% | Prescriptive_all_existing | 56.5% | 0 | 0 | 0 | 0 | 0 | 0 | 0 | 0 | 0 | 0 | 0 | 0 | 0 | 0 | 0 | 0 | 0 | 0 | 0 | 0 | 0 | 0 | 0 | 0 | 0 | 0 | 0 | 0 | 0 | 0 | 0 | 0 | 0 | 0 | 0 | 0 | 0 | 0 | 0 | 0
Retail_Turnover_Energy Star Uninterruptable Power Supply_TRC | Ach | Retail | Office Equipment | Other office | TRC | Turnover | ET2268 | Energy Star Uninterruptable Power Supply | Energy Star Uninterruptable Power Supply | Equip | 10 | Other office | 0% | Prescriptive_all | 1.878% | 0 | 0 | 0 | 0 | 0 | 0 | 0 | 0 | 0 | 0 | 0 | 0 | 0 | 0 | 0 | 0 | 0 | 0 | 0 | 0 | 0 | 0 | 0 | 0 | 0 | 0 | 0 | 0 | 0 | 0 | 0 | 0 | 0 | 0 | 0 | 0 | 0 | 0 | 0 | 0
Retail_New_Energy Star Uninterruptable Power Supply_TRC | Ach | Retail | Office Equipment | Other office | TRC | New | EN2294 | Energy Star Uninterruptable Power Supply | Energy Star Uninterruptable Power Supply | Equip | 10 | Other office | 0% | Prescriptive_all | 1.878% | 0 | 0 | 0 | 0 | 0 | 0 | 0 | 0 | 0 | 0 | 0 | 0 | 0 | 0 | 0 | 0 | 0 | 0 | 0 | 0 | 0 | 0 | 0 | 0 | 0 | 0 | 0 | 0 | 0 | 0 | 0 | 0 | 0 | 0 | 0 | 0 | 0 | 0 | 0 | 0
Retail_New_Demand Controlled Ventilation_TRC | Ach | Retail | Ventilation and Circulation | Motor/Fan | TRC | New | NN4959 | Demand Controlled Ventilation | Demand Controlled Ventilation | NonEquip | 10 |  | 23.39% | Prescriptive_all | 50% | 58.9054 | 88.2521 | 139.0747 | 206.9188 | 281.258 | 286.1354 | 244.0517 | 165.161 | 88.4155 | 38.8933 | 58.9054 | 147.1575 | 286.2322 | 493.151 | 774.409 | 1060.5444 | 1304.5962 | 1469.7571 | 1558.1726 | 1597.0659 | 0.0061329 | 0.015321 | 0.029801 | 0.051344 | 0.080627 | 0.11042 | 0.13583 | 0.15302 | 0.16223 | 0.16628 | 0.034528 | 0.086259 | 0.16778 | 0.28907 | 0.45393 | 0.62165 | 0.76471 | 0.86152 | 0.91335 | 0.93615
Retail_Existing_Demand Controlled Ventilation_TRC | Ach | Retail | Ventilation and Circulation | Motor/Fan | TRC | Existing | NE4946 | Demand Controlled Ventilation | Demand Controlled Ventilation | NonEquip | 10 |  | 23.39% | Prescriptive_all_existing | 50% | 571.5342 | 568.9756 | 574.0641 | 580.8486 | 588.097 | 594.6442 | 600.9838 | 606.4003 | 611.4903 | 615.6768 | 571.5342 | 1140.5099 | 1714.574 | 2295.4226 | 2883.5197 | 3478.1638 | 4079.1476 | 4685.5479 | 5297.0382 | 5912.715 | 0.059505 | 0.11874 | 0.17851 | 0.23899 | 0.30022 | 0.36213 | 0.4247 | 0.48783 | 0.5515 | 0.6156 | 0.33501 | 0.66853 | 1.005 | 1.3455 | 1.6902 | 2.0388 | 2.3911 | 2.7465 | 3.1049 | 3.4658
Retail_Turnover_High Speed Fans_TRC | Ach | Retail | Ventilation and Circulation | Motor/Fan | TRC | Turnover | ET2697 | High Speed Fans | High Speed Fans | Equip | 7 | Motor/Fan | 11.03% | Prescriptive_ECM | 10.99% | 19.7571 | 29.0559 | 45.7935 | 70.674 | 104.9735 | 146.8526 | 187.1069 | 207.5667 | 190.5928 | 138.4368 | 19.7571 | 48.8129 | 94.6065 | 165.2804 | 270.2539 | 417.1065 | 604.2134 | 811.7801 | 1002.3729 | 1140.8097 | 0.0027498 | 0.0067939 | 0.013168 | 0.023004 | 0.037615 | 0.058054 | 0.084096 | 0.11299 | 0.13951 | 0.15878 | 0.00025191 | 0.00062238 | 0.0012063 | 0.0021074 | 0.0034458 | 0.0053182 | 0.0077039 | 0.01035 | 0.012781 | 0.014546
Retail_New_High Speed Fans_TRC | Ach | Retail | Ventilation and Circulation | Motor/Fan | TRC | New | EN2723 | High Speed Fans | High Speed Fans | Equip | 7 | Motor/Fan | 11.03% | Prescriptive_ECM | 10.99% | 3.1562 | 4.8495 | 7.9715 | 12.7468 | 19.5635 | 24.2932 | 28.1026 | 28.734 | 24.6678 | 16.8409 | 3.1562 | 8.0057 | 15.9772 | 28.724 | 48.2876 | 72.5807 | 100.6833 | 129.4174 | 154.0851 | 170.9261 | 0.00043929 | 0.0011143 | 0.0022238 | 0.0039979 | 0.0067208 | 0.010102 | 0.014013 | 0.018013 | 0.021446 | 0.02379 | 4.0242e-05 | 0.00010207 | 0.00020371 | 0.00036624 | 0.00061568 | 0.00092542 | 0.0012837 | 0.0016501 | 0.0019646 | 0.0021794
Retail_New_VSD Controlled Compressor_TRC | Ach | Retail | Miscellaneous | Medical equipment | TRC | New | NN4543 | VSD Controlled Compressor | VSD Controlled Compressor | NonEquip | 15 | Others | 0% | Prescriptive_ECM | 20.79% | 0 | 0 | 0 | 0 | 0 | 0 | 0 | 0 | 0 | 0 | 0 | 0 | 0 | 0 | 0 | 0 | 0 | 0 | 0 | 0 | 0 | 0 | 0 | 0 | 0 | 0 | 0 | 0 | 0 | 0 | 0 | 0 | 0 | 0 | 0 | 0 | 0 | 0 | 0 | 0
Retail_New_Engine Block Timer_TRC | Ach | Retail | Miscellaneous | Medical equipment | TRC | New | NN4491 | Engine Block Timer | Engine Block Timer | NonEquip | 5 | Others | 0% | Prescriptive_ECM | 36% | 0 | 0 | 0 | 0 | 0 | 0 | 0 | 0 | 0 | 0 | 0 | 0 | 0 | 0 | 0 | 0 | 0 | 0 | 0 | 0 | 0 | 0 | 0 | 0 | 0 | 0 | 0 | 0 | 0 | 0 | 0 | 0 | 0 | 0 | 0 | 0 | 0 | 0 | 0 | 0
Retail_Existing_VSD Controlled Compressor_TRC | Ach | Retail | Miscellaneous | Medical equipment | TRC | Existing | NE4530 | VSD Controlled Compressor | VSD Controlled Compressor | NonEquip | 15 | Others | 0% | Prescriptive_ECM_existing | 20.79% | 0 | 0 | 0 | 0 | 0 | 0 | 0 | 0 | 0 | 0 | 0 | 0 | 0 | 0 | 0 | 0 | 0 | 0 | 0 | 0 | 0 | 0 | 0 | 0 | 0 | 0 | 0 | 0 | 0 | 0 | 0 | 0 | 0 | 0 | 0 | 0 | 0 | 0 | 0 | 0
Retail_Existing_Engine Block Timer_TRC | Ach | Retail | Miscellaneous | Medical equipment | TRC | Existing | NE4478 | Engine Block Timer | Engine Block Timer | NonEquip | 5 | Others | 0% | Prescriptive_ECM_existing | 36% | 0 | 0 | 0 | 0 | 0 | 0 | 0 | 0 | 0 | 0 | 0 | 0 | 0 | 0 | 0 | 0 | 0 | 0 | 0 | 0 | 0 | 0 | 0 | 0 | 0 | 0 | 0 | 0 | 0 | 0 | 0 | 0 | 0 | 0 | 0 | 0 | 0 | 0 | 0 | 0
Retail_New_Strip Curtains for Walk-ins_TRC | Ach | Retail | Refrigeration | Large cold storage | TRC | New | NN4907 | Strip Curtains for Walk-ins | Strip Curtains for Walk-ins | NonEquip | 4 | Walk-in cooler | 0% | Prescriptive_refrigeration control | 2.115% | 0 | 0 | 0 | 0 | 0 | 0 | 0 | 0 | 0 | 0 | 0 | 0 | 0 | 0 | 0 | 0 | 0 | 0 | 0 | 0 | 0 | 0 | 0 | 0 | 0 | 0 | 0 | 0 | 0 | 0 | 0 | 0 | 0 | 0 | 0 | 0 | 0 | 0 | 0 | 0
Retail_New_PSC to ECM Evaporator Fan Motor (Walk-In, Refrigerator)_TRC | Ach | Retail | Refrigeration | Large cold storage | TRC | New | NN4855 | PSC to ECM Evaporator Fan Motor (Walk-In, Refrigerator) | PSC to ECM Evaporator Fan Motor (Walk-In, Refrigerator) | NonEquip | 15 | Walk-in cooler | 0% | Prescriptive_ECM | 37.5% | 0 | 0 | 0 | 0 | 0 | 0 | 0 | 0 | 0 | 0 | 0 | 0 | 0 | 0 | 0 | 0 | 0 | 0 | 0 | 0 | 0 | 0 | 0 | 0 | 0 | 0 | 0 | 0 | 0 | 0 | 0 | 0 | 0 | 0 | 0 | 0 | 0 | 0 | 0 | 0
Retail_New_PSC to ECM Evaporator Fan Motor (Reach-In)_TRC | Ach | Retail | Refrigeration | Large cold storage | TRC | New | NN4829 | PSC to ECM Evaporator Fan Motor (Reach-In) | PSC to ECM Evaporator Fan Motor (Reach-In) | NonEquip | 15 | Display cases | 0% | Prescriptive_ECM | 37.5% | 0 | 0 | 0 | 0 | 0 | 0 | 0 | 0 | 0 | 0 | 0 | 0 | 0 | 0 | 0 | 0 | 0 | 0 | 0 | 0 | 0 | 0 | 0 | 0 | 0 | 0 | 0 | 0 | 0 | 0 | 0 | 0 | 0 | 0 | 0 | 0 | 0 | 0 | 0 | 0
Retail_Existing_Strip Curtains for Walk-ins_TRC | Ach | Retail | Refrigeration | Large cold storage | TRC | Existing | NE4894 | Strip Curtains for Walk-ins | Strip Curtains for Walk-ins | NonEquip | 4 | Walk-in cooler | 0% | Prescriptive_refrigeration control_existing | 2.115% | 0 | 0 | 0 | 0 | 0 | 0 | 0 | 0 | 0 | 0 | 0 | 0 | 0 | 0 | 0 | 0 | 0 | 0 | 0 | 0 | 0 | 0 | 0 | 0 | 0 | 0 | 0 | 0 | 0 | 0 | 0 | 0 | 0 | 0 | 0 | 0 | 0 | 0 | 0 | 0
Retail_Existing_PSC to ECM Evaporator Fan Motor (Walk-In, Refrigerator)_TRC | Ach | Retail | Refrigeration | Large cold storage | TRC | Existing | NE4842 | PSC to ECM Evaporator Fan Motor (Walk-In, Refrigerator) | PSC to ECM Evaporator Fan Motor (Walk-In, Refrigerator) | NonEquip | 15 | Walk-in cooler | 0% | Prescriptive_ECM_existing | 37.5% | 0 | 0 | 0 | 0 | 0 | 0 | 0 | 0 | 0 | 0 | 0 | 0 | 0 | 0 | 0 | 0 | 0 | 0 | 0 | 0 | 0 | 0 | 0 | 0 | 0 | 0 | 0 | 0 | 0 | 0 | 0 | 0 | 0 | 0 | 0 | 0 | 0 | 0 | 0 | 0
Retail_Existing_PSC to ECM Evaporator Fan Motor (Reach-In)_TRC | Ach | Retail | Refrigeration | Large cold storage | TRC | Existing | NE4816 | PSC to ECM Evaporator Fan Motor (Reach-In) | PSC to ECM Evaporator Fan Motor (Reach-In) | NonEquip | 15 | Display cases | 0% | Prescriptive_ECM_existing | 37.5% | 0 | 0 | 0 | 0 | 0 | 0 | 0 | 0 | 0 | 0 | 0 | 0 | 0 | 0 | 0 | 0 | 0 | 0 | 0 | 0 | 0 | 0 | 0 | 0 | 0 | 0 | 0 | 0 | 0 | 0 | 0 | 0 | 0 | 0 | 0 | 0 | 0 | 0 | 0 | 0
Retail_Existing_Freezer-Cooler Replacement Gaskets_TRC | Ach | Retail | Refrigeration | Large cold storage | TRC | Existing | NE4712 | Freezer-Cooler Replacement Gaskets | Freezer-Cooler Replacement Gaskets | NonEquip | 4 | Display cases | 0% | Prescriptive_refrigeration control_existing | 3.131% | 0 | 0 | 0 | 0 | 0 | 0 | 0 | 0 | 0 | 0 | 0 | 0 | 0 | 0 | 0 | 0 | 0 | 0 | 0 | 0 | 0 | 0 | 0 | 0 | 0 | 0 | 0 | 0 | 0 | 0 | 0 | 0 | 0 | 0 | 0 | 0 | 0 | 0 | 0 | 0
Retail_New_VSD Controlled Compressor_TRC | Ach | Retail | Miscellaneous | Laboratory equipment | TRC | New | NN4543 | VSD Controlled Compressor | VSD Controlled Compressor | NonEquip | 15 | Others | 0% | Prescriptive_ECM | 20.79% | 0 | 0 | 0 | 0 | 0 | 0 | 0 | 0 | 0 | 0 | 0 | 0 | 0 | 0 | 0 | 0 | 0 | 0 | 0 | 0 | 0 | 0 | 0 | 0 | 0 | 0 | 0 | 0 | 0 | 0 | 0 | 0 | 0 | 0 | 0 | 0 | 0 | 0 | 0 | 0
Retail_New_Engine Block Timer_TRC | Ach | Retail | Miscellaneous | Laboratory equipment | TRC | New | NN4491 | Engine Block Timer | Engine Block Timer | NonEquip | 5 | Others | 0% | Prescriptive_ECM | 36% | 0 | 0 | 0 | 0 | 0 | 0 | 0 | 0 | 0 | 0 | 0 | 0 | 0 | 0 | 0 | 0 | 0 | 0 | 0 | 0 | 0 | 0 | 0 | 0 | 0 | 0 | 0 | 0 | 0 | 0 | 0 | 0 | 0 | 0 | 0 | 0 | 0 | 0 | 0 | 0
Retail_Existing_VSD Controlled Compressor_TRC | Ach | Retail | Miscellaneous | Laboratory equipment | TRC | Existing | NE4530 | VSD Controlled Compressor | VSD Controlled Compressor | NonEquip | 15 | Others | 0% | Prescriptive_ECM_existing | 20.79% | 0 | 0 | 0 | 0 | 0 | 0 | 0 | 0 | 0 | 0 | 0 | 0 | 0 | 0 | 0 | 0 | 0 | 0 | 0 | 0 | 0 | 0 | 0 | 0 | 0 | 0 | 0 | 0 | 0 | 0 | 0 | 0 | 0 | 0 | 0 | 0 | 0 | 0 | 0 | 0
Retail_Existing_Engine Block Timer_TRC | Ach | Retail | Miscellaneous | Laboratory equipment | TRC | Existing | NE4478 | Engine Block Timer | Engine Block Timer | NonEquip | 5 | Others | 0% | Prescriptive_ECM_existing | 36% | 0 | 0 | 0 | 0 | 0 | 0 | 0 | 0 | 0 | 0 | 0 | 0 | 0 | 0 | 0 | 0 | 0 | 0 | 0 | 0 | 0 | 0 | 0 | 0 | 0 | 0 | 0 | 0 | 0 | 0 | 0 | 0 | 0 | 0 | 0 | 0 | 0 | 0 | 0 | 0
Retail_New_Demand Controlled Ventilation_TRC | Ach | Retail | Ventilation and Circulation | Individual room ventilation | TRC | New | NN4959 | Demand Controlled Ventilation | Demand Controlled Ventilation | NonEquip | 10 |  | 23.39% | Prescriptive_all | 50% | 29.4527 | 44.1261 | 69.5373 | 103.4594 | 140.629 | 143.0677 | 122.0259 | 82.5805 | 44.2078 | 19.4466 | 29.4527 | 73.5788 | 143.1161 | 246.5755 | 387.2045 | 530.2722 | 652.2981 | 734.8786 | 779.0863 | 798.533 | 0.0030665 | 0.0076606 | 0.0149 | 0.025672 | 0.040314 | 0.055209 | 0.067914 | 0.076512 | 0.081114 | 0.083139 | 0.017264 | 0.043129 | 0.08389 | 0.14453 | 0.22697 | 0.31083 | 0.38235 | 0.43076 | 0.45667 | 0.46807
Retail_Existing_Demand Controlled Ventilation_TRC | Ach | Retail | Ventilation and Circulation | Individual room ventilation | TRC | Existing | NE4946 | Demand Controlled Ventilation | Demand Controlled Ventilation | NonEquip | 10 |  | 23.39% | Prescriptive_all_existing | 50% | 283.5967 | 284.4878 | 287.0321 | 290.4243 | 294.0485 | 297.3221 | 300.4919 | 303.2002 | 305.7451 | 307.8384 | 283.5967 | 568.0846 | 855.1166 | 1145.5409 | 1439.5894 | 1736.9115 | 2037.4034 | 2340.6036 | 2646.3487 | 2954.1871 | 0.029527 | 0.059146 | 0.08903 | 0.11927 | 0.14988 | 0.18084 | 0.21212 | 0.24369 | 0.27552 | 0.30757 | 0.16623 | 0.33299 | 0.50124 | 0.67148 | 0.84384 | 1.0181 | 1.1943 | 1.372 | 1.5512 | 1.7316
Retail_New_Smart Thermostat_TRC | Ach | Retail | Space Heating | Individual room heating | TRC | New | NN4179 | Smart Thermostat | Smart Thermostat | NonEquip | 11 |  | 31.48% | Prescriptive_all | 10% | 0.71026 | 1.0643 | 1.6772 | 2.4952 | 3.3914 | 3.4506 | 2.9445 | 1.9947 | 1.0692 | 0.47097 | 0.71026 | 1.7745 | 3.4517 | 5.9469 | 9.3383 | 12.7889 | 15.7334 | 17.728 | 18.7973 | 19.2682 | 0 | 0 | 0 | 0 | 0 | 0 | 0 | 0 | 0 | 0 | -4.9946e-07 | -1.2479e-06 | -2.4273e-06 | -4.182e-06 | -6.5668e-06 | -8.9933e-06 | -1.1064e-05 | -1.2467e-05 | -1.3219e-05 | -1.355e-05
Retail_New_Facility Energy Management System_TRC | Ach | Retail | Space Heating | Individual room heating | TRC | New | NN3659 | Facility Energy Management System | Facility Energy Management System | NonEquip | 15 |  | 4.276% | Custom_improvement | 20% | 0.11042 | 0.15747 | 0.23727 | 0.34146 | 0.45808 | 0.47651 | 0.43866 | 0.34379 | 0.22827 | 0.12986 | 0.11042 | 0.26789 | 0.50517 | 0.84662 | 1.3047 | 1.7812 | 2.2199 | 2.5637 | 2.7919 | 2.9218 | 0 | 0 | 0 | 0 | 0 | 0 | 0 | 0 | 0 | 0 | 1.3249e-05 | 3.2144e-05 | 6.0614e-05 | 0.00010158 | 0.00015655 | 0.00021372 | 0.00026636 | 0.00030761 | 0.000335 | 0.00035058
Retail_New_Duct Sealing Repair_TRC | Ach | Retail | Space Heating | Individual room heating | TRC | New | NN3555 | Duct Sealing Repair | Duct Sealing Repair | NonEquip | 15 |  | 0% | Prescriptive_all | 12% | 0 | 0 | 0 | 0 | 0 | 0 | 0 | 0 | 0 | 0 | 0 | 0 | 0 | 0 | 0 | 0 | 0 | 0 | 0 | 0 | 0 | 0 | 0 | 0 | 0 | 0 | 0 | 0 | 0 | 0 | 0 | 0 | 0 | 0 | 0 | 0 | 0 | 0 | 0 | 0
Retail_New_Dedicated Outdoor Air System on VRF unit_TRC | Ach | Retail | Space Heating | Individual room heating | TRC | New | NN3399 | Dedicated Outdoor Air System on VRF unit | Dedicated Outdoor Air System on VRF unit | NonEquip | 15 | Residential/split system heat pump | 0% | Prescriptive_all | 10% | 0 | 0 | 0 | 0 | 0 | 0 | 0 | 0 | 0 | 0 | 0 | 0 | 0 | 0 | 0 | 0 | 0 | 0 | 0 | 0 | 0 | 0 | 0 | 0 | 0 | 0 | 0 | 0 | 0 | 0 | 0 | 0 | 0 | 0 | 0 | 0 | 0 | 0 | 0 | 0
Retail_New_Ceiling Insulation(R2 to R38)_TRC | Ach | Retail | Space Heating | Individual room heating | TRC | New | NN3191 | Ceiling Insulation(R2 to R38) | Ceiling Insulation(R2 to R38) | NonEquip | 20 |  | 0% | Prescriptive_all | 11.06% | 0 | 0 | 0 | 0 | 0 | 0 | 0 | 0 | 0 | 0 | 0 | 0 | 0 | 0 | 0 | 0 | 0 | 0 | 0 | 0 | 0 | 0 | 0 | 0 | 0 | 0 | 0 | 0 | 0 | 0 | 0 | 0 | 0 | 0 | 0 | 0 | 0 | 0 | 0 | 0
Retail_Existing_Wall Insulation_TRC | Ach | Retail | Space Heating | Individual room heating | TRC | Existing | NE4244 | Wall Insulation | Wall Insulation | NonEquip | 20 |  | 15.96% | Prescriptive_all_existing | 0.9934% | 0.34037 | 0.52844 | 0.78905 | 1.1157 | 1.4453 | 1.6409 | 1.5524 | 1.1668 | 0.68689 | 0.32813 | 0.34037 | 0.86881 | 1.6579 | 2.7736 | 4.2189 | 5.8597 | 7.4122 | 8.579 | 9.2659 | 9.594 | 0 | 0 | 0 | 0 | 0 | 0 | 0 | 0 | 0 | 0 | 0.00015885 | 0.00040547 | 0.00077373 | 0.0012944 | 0.001969 | 0.0027348 | 0.0034593 | 0.0040038 | 0.0043244 | 0.0044776
Retail_Existing_Smart Thermostat_TRC | Ach | Retail | Space Heating | Individual room heating | TRC | Existing | NE4166 | Smart Thermostat | Smart Thermostat | NonEquip | 11 |  | 31.48% | Prescriptive_all_existing | 10% | 6.7814 | 10.528 | 15.719 | 22.2251 | 28.7871 | 32.6813 | 30.9198 | 23.2419 | 13.6834 | 6.5372 | 6.7814 | 17.3094 | 33.0284 | 55.2535 | 84.0406 | 116.7219 | 147.6417 | 170.8836 | 184.567 | 191.1042 | 0 | 0 | 0 | 0 | 0 | 0 | 0 | 0 | 0 | 0 | -4.7688e-06 | -1.2172e-05 | -2.3226e-05 | -3.8855e-05 | -5.9099e-05 | -8.2081e-05 | -0.00010382 | -0.00012017 | -0.00012979 | -0.00013439
Retail_Existing_Facility Energy Management System_TRC | Ach | Retail | Space Heating | Individual room heating | TRC | Existing | NE3646 | Facility Energy Management System | Facility Energy Management System | NonEquip | 15 |  | 4.3% | Custom_improvement_existing | 20% | 1.0595 | 1.5649 | 2.2329 | 3.0523 | 3.9001 | 4.5252 | 4.6183 | 4.018 | 2.9323 | 1.8107 | 1.0595 | 2.6243 | 4.8573 | 7.9095 | 11.8097 | 16.3349 | 20.9532 | 24.9712 | 27.9035 | 29.7142 | 0 | 0 | 0 | 0 | 0 | 0 | 0 | 0 | 0 | 0 | 0.00012712 | 0.00031489 | 0.00058281 | 0.00094904 | 0.001417 | 0.00196 | 0.0025141 | 0.0029962 | 0.0033481 | 0.0035653
Retail_Existing_Duct Sealing Repair_TRC | Ach | Retail | Space Heating | Individual room heating | TRC | Existing | NE3542 | Duct Sealing Repair | Duct Sealing Repair | NonEquip | 15 |  | 30.55% | Prescriptive_all_existing | 12% | 6.0774 | 6.1489 | 6.2039 | 6.2772 | 6.3556 | 6.4263 | 6.4948 | 6.5534 | 6.6084 | 6.6536 | 6.0774 | 12.2263 | 18.4303 | 24.7075 | 31.0631 | 37.4894 | 43.9843 | 50.5376 | 57.146 | 63.7997 | 0 | 0 | 0 | 0 | 0 | 0 | 0 | 0 | 0 | 0 | 0.0042408 | 0.0085315 | 0.012861 | 0.017241 | 0.021676 | 0.02616 | 0.030692 | 0.035265 | 0.039876 | 0.044519
Retail_Existing_Dedicated Outdoor Air System on VRF unit_TRC | Ach | Retail | Space Heating | Individual room heating | TRC | Existing | NE3386 | Dedicated Outdoor Air System on VRF unit | Dedicated Outdoor Air System on VRF unit | NonEquip | 15 | Residential/split system heat pump | 0% | Prescriptive_all_existing | 10% | 0 | 0 | 0 | 0 | 0 | 0 | 0 | 0 | 0 | 0 | 0 | 0 | 0 | 0 | 0 | 0 | 0 | 0 | 0 | 0 | 0 | 0 | 0 | 0 | 0 | 0 | 0 | 0 | 0 | 0 | 0 | 0 | 0 | 0 | 0 | 0 | 0 | 0 | 0 | 0
Retail_Existing_Ceiling Insulation(R2 to R38)_TRC | Ach | Retail | Space Heating | Individual room heating | TRC | Existing | NE3178 | Ceiling Insulation(R2 to R38) | Ceiling Insulation(R2 to R38) | NonEquip | 20 |  | 0% | Prescriptive_all_existing | 12.2% | 0 | 0 | 0 | 0 | 0 | 0 | 0 | 0 | 0 | 0 | 0 | 0 | 0 | 0 | 0 | 0 | 0 | 0 | 0 | 0 | 0 | 0 | 0 | 0 | 0 | 0 | 0 | 0 | 0 | 0 | 0 | 0 | 0 | 0 | 0 | 0 | 0 | 0 | 0 | 0
Retail_New_Smart Thermostat_TRC | Ach | Retail | Space Cooling | Individual room air conditioners | TRC | New | NN4153 | Smart Thermostat | Smart Thermostat | NonEquip | 11 |  | 31.48% | Prescriptive_all | 10% | 990.0061 | 1481.6439 | 2332.1191 | 3465.3228 | 4704.2172 | 4780.4453 | 4074.405 | 2756.7047 | 1475.9041 | 649.3147 | 990.0061 | 2471.6501 | 4803.7691 | 8269.0919 | 12973.3091 | 17753.7544 | 21828.1594 | 24584.8641 | 26060.7682 | 26710.0829 | 0.36688 | 0.91594 | 1.7802 | 3.0644 | 4.8076 | 6.5792 | 8.0891 | 9.1107 | 9.6576 | 9.8982 | 0 | 0 | 0 | 0 | 0 | 0 | 0 | 0 | 0 | 0
Retail_New_HVAC tune-up_RTU_TRC | Ach | Retail | Space Cooling | Individual room air conditioners | TRC | New | NN3919 | HVAC tune-up_RTU | HVAC tune-up_RTU | NonEquip | 5 | Packaged air conditioning units (RTUs) | 0% | Prescriptive_package HP | 5% | 0 | 0 | 0 | 0 | 0 | 0 | 0 | 0 | 0 | 0 | 0 | 0 | 0 | 0 | 0 | 0 | 0 | 0 | 0 | 0 | 0 | 0 | 0 | 0 | 0 | 0 | 0 | 0 | 0 | 0 | 0 | 0 | 0 | 0 | 0 | 0 | 0 | 0 | 0 | 0
Retail_New_HVAC tune-up_TRC | Ach | Retail | Space Cooling | Individual room air conditioners | TRC | New | NN3893 | HVAC tune-up | HVAC tune-up | NonEquip | 5 | Residential-type central air conditioners | 0% | Prescriptive_all | 5% | 0 | 0 | 0 | 0 | 0 | 0 | 0 | 0 | 0 | 0 | 0 | 0 | 0 | 0 | 0 | 0 | 0 | 0 | 0 | 0 | 0 | 0 | 0 | 0 | 0 | 0 | 0 | 0 | 0 | 0 | 0 | 0 | 0 | 0 | 0 | 0 | 0 | 0 | 0 | 0
Retail_New_Facility Energy Management System_TRC | Ach | Retail | Space Cooling | Individual room air conditioners | TRC | New | NN3685 | Facility Energy Management System | Facility Energy Management System | NonEquip | 15 |  | 4.276% | Custom_improvement | 20% | 153.9147 | 219.2287 | 329.9243 | 474.2103 | 635.4039 | 660.1705 | 606.982 | 475.1299 | 315.0965 | 179.0403 | 153.9147 | 373.1434 | 703.0677 | 1177.2781 | 1812.682 | 2472.8524 | 3079.8344 | 3554.9643 | 3870.0608 | 4049.101 | 0.040166 | 0.097376 | 0.18347 | 0.30722 | 0.47304 | 0.64532 | 0.80371 | 0.9277 | 1.0099 | 1.0567 | 0 | 0 | 0 | 0 | 0 | 0 | 0 | 0 | 0 | 0
Retail_New_Duct Sealing Repair_TRC | Ach | Retail | Space Cooling | Individual room air conditioners | TRC | New | NN3529 | Duct Sealing Repair | Duct Sealing Repair | NonEquip | 15 |  | 0% | Prescriptive_all | 12% | 0 | 0 | 0 | 0 | 0 | 0 | 0 | 0 | 0 | 0 | 0 | 0 | 0 | 0 | 0 | 0 | 0 | 0 | 0 | 0 | 0 | 0 | 0 | 0 | 0 | 0 | 0 | 0 | 0 | 0 | 0 | 0 | 0 | 0 | 0 | 0 | 0 | 0 | 0 | 0
Retail_New_Dedicated Outdoor Air System on VRF unit_TRC | Ach | Retail | Space Cooling | Individual room air conditioners | TRC | New | NN3425 | Dedicated Outdoor Air System on VRF unit | Dedicated Outdoor Air System on VRF unit | NonEquip | 15 | Residential-type central air conditioners | 0% | Prescriptive_all | 17.5% | 0 | 0 | 0 | 0 | 0 | 0 | 0 | 0 | 0 | 0 | 0 | 0 | 0 | 0 | 0 | 0 | 0 | 0 | 0 | 0 | 0 | 0 | 0 | 0 | 0 | 0 | 0 | 0 | 0 | 0 | 0 | 0 | 0 | 0 | 0 | 0 | 0 | 0 | 0 | 0
Retail_New_Chilled Water System - Variable Speed Drives_TRC | Ach | Retail | Space Cooling | Individual room air conditioners | TRC | New | NN3321 | Chilled Water System - Variable Speed Drives | Chilled Water System - Variable Speed Drives | NonEquip | 13 | Central chillers inside | 0% | Prescriptive_all | 24.74% | 0 | 0 | 0 | 0 | 0 | 0 | 0 | 0 | 0 | 0 | 0 | 0 | 0 | 0 | 0 | 0 | 0 | 0 | 0 | 0 | 0 | 0 | 0 | 0 | 0 | 0 | 0 | 0 | 0 | 0 | 0 | 0 | 0 | 0 | 0 | 0 | 0 | 0 | 0 | 0
Retail_New_Ceiling Insulation(R2 to R38)_TRC | Ach | Retail | Space Cooling | Individual room air conditioners | TRC | New | NN3217 | Ceiling Insulation(R2 to R38) | Ceiling Insulation(R2 to R38) | NonEquip | 20 |  | 0% | Prescriptive_all | 31.56% | 0 | 0 | 0 | 0 | 0 | 0 | 0 | 0 | 0 | 0 | 0 | 0 | 0 | 0 | 0 | 0 | 0 | 0 | 0 | 0 | 0 | 0 | 0 | 0 | 0 | 0 | 0 | 0 | 0 | 0 | 0 | 0 | 0 | 0 | 0 | 0 | 0 | 0 | 0 | 0
Retail_Existing_Wall Insulation_TRC | Ach | Retail | Space Cooling | Individual room air conditioners | TRC | Existing | NE4218 | Wall Insulation | Wall Insulation | NonEquip | 20 |  | 15.96% | Prescriptive_all_existing | 17.6% | 8325.4462 | 13048.402 | 19483.4978 | 27550.0884 | 35687.289 | 40517.179 | 38333.127 | 28812.2485 | 16960.8818 | 8102.2273 | 8325.4462 | 21373.8482 | 40857.3459 | 68407.4343 | 104094.7233 | 144611.9023 | 182945.0292 | 211757.2778 | 228718.1596 | 236820.3868 | 1.699 | 4.3618 | 8.3378 | 13.9599 | 21.2427 | 29.511 | 37.3337 | 43.2134 | 46.6746 | 48.3281 | 0 | 0 | 0 | 0 | 0 | 0 | 0 | 0 | 0 | 0
Retail_Existing_Smart Thermostat_TRC | Ach | Retail | Space Cooling | Individual room air conditioners | TRC | Existing | NE4140 | Smart Thermostat | Smart Thermostat | NonEquip | 11 |  | 31.48% | Prescriptive_all_existing | 10% | 9359.4949 | 14664.9238 | 21888.7888 | 30936.6151 | 40055.4141 | 45464.1698 | 43019.0391 | 32351.8986 | 19057.6041 | 9108.6265 | 9359.4949 | 24024.4187 | 45913.2075 | 76849.8226 | 116905.2367 | 162369.4065 | 205388.4456 | 237740.3442 | 256797.9483 | 265906.5748 | 3.4684 | 8.903 | 17.0145 | 28.479 | 43.3227 | 60.1708 | 76.1128 | 88.1017 | 95.1641 | 98.5396 | 0 | 0 | 0 | 0 | 0 | 0 | 0 | 0 | 0 | 0
Retail_Existing_HVAC tune-up_RTU_TRC | Ach | Retail | Space Cooling | Individual room air conditioners | TRC | Existing | NE3906 | HVAC tune-up_RTU | HVAC tune-up_RTU | NonEquip | 5 | Packaged air conditioning units (RTUs) | 0% | Prescriptive_package HP_existing | 5% | 0 | 0 | 0 | 0 | 0 | 0 | 0 | 0 | 0 | 0 | 0 | 0 | 0 | 0 | 0 | 0 | 0 | 0 | 0 | 0 | 0 | 0 | 0 | 0 | 0 | 0 | 0 | 0 | 0 | 0 | 0 | 0 | 0 | 0 | 0 | 0 | 0 | 0 | 0 | 0
Retail_Existing_HVAC tune-up_TRC | Ach | Retail | Space Cooling | Individual room air conditioners | TRC | Existing | NE3880 | HVAC tune-up | HVAC tune-up | NonEquip | 5 | Residential-type central air conditioners | 0% | Prescriptive_all_existing | 5% | 0 | 0 | 0 | 0 | 0 | 0 | 0 | 0 | 0 | 0 | 0 | 0 | 0 | 0 | 0 | 0 | 0 | 0 | 0 | 0 | 0 | 0 | 0 | 0 | 0 | 0 | 0 | 0 | 0 | 0 | 0 | 0 | 0 | 0 | 0 | 0 | 0 | 0 | 0 | 0
Retail_Existing_Facility Energy Management System_TRC | Ach | Retail | Space Cooling | Individual room air conditioners | TRC | Existing | NE3672 | Facility Energy Management System | Facility Energy Management System | NonEquip | 15 |  | 4.3% | Custom_improvement_existing | 20% | 1462.2501 | 2179.7814 | 3109.3586 | 4248.6693 | 5426.7732 | 6295.1782 | 6425.5548 | 5592.9486 | 4083.9917 | 2522.8731 | 1462.2501 | 3642.0315 | 6751.39 | 11000.0593 | 16426.8325 | 22722.0107 | 29147.5655 | 34740.5141 | 38824.5058 | 41347.3789 | 0.38159 | 0.95043 | 1.7618 | 2.8706 | 4.2867 | 5.9295 | 7.6064 | 9.0659 | 10.1316 | 10.79 | 0 | 0 | 0 | 0 | 0 | 0 | 0 | 0 | 0 | 0
Retail_Existing_Duct Sealing Repair_TRC | Ach | Retail | Space Cooling | Individual room air conditioners | TRC | Existing | NE3516 | Duct Sealing Repair | Duct Sealing Repair | NonEquip | 15 |  | 30.55% | Prescriptive_all_existing | 12% | 8391.4048 | 8570.8219 | 8647.4726 | 8749.6718 | 8858.8591 | 8957.4826 | 9052.9794 | 9134.5721 | 9211.2456 | 9274.3091 | 8391.4048 | 16962.2267 | 25609.6994 | 34359.3712 | 43218.2303 | 52175.7129 | 61228.6922 | 70363.2643 | 79574.5099 | 88848.819 | 1.6533 | 3.3419 | 5.0457 | 6.7695 | 8.5149 | 10.2797 | 12.0634 | 13.8631 | 15.6779 | 17.5051 | 0 | 0 | 0 | 0 | 0 | 0 | 0 | 0 | 0 | 0
Retail_Existing_Dedicated Outdoor Air System on VRF unit_TRC | Ach | Retail | Space Cooling | Individual room air conditioners | TRC | Existing | NE3412 | Dedicated Outdoor Air System on VRF unit | Dedicated Outdoor Air System on VRF unit | NonEquip | 15 | Residential-type central air conditioners | 0% | Prescriptive_all_existing | 17.5% | 0 | 0 | 0 | 0 | 0 | 0 | 0 | 0 | 0 | 0 | 0 | 0 | 0 | 0 | 0 | 0 | 0 | 0 | 0 | 0 | 0 | 0 | 0 | 0 | 0 | 0 | 0 | 0 | 0 | 0 | 0 | 0 | 0 | 0 | 0 | 0 | 0 | 0 | 0 | 0
Retail_Existing_Chilled Water System - Variable Speed Drives_TRC | Ach | Retail | Space Cooling | Individual room air conditioners | TRC | Existing | NE3308 | Chilled Water System - Variable Speed Drives | Chilled Water System - Variable Speed Drives | NonEquip | 13 | Central chillers inside | 0% | Prescriptive_all_existing | 24.74% | 0 | 0 | 0 | 0 | 0 | 0 | 0 | 0 | 0 | 0 | 0 | 0 | 0 | 0 | 0 | 0 | 0 | 0 | 0 | 0 | 0 | 0 | 0 | 0 | 0 | 0 | 0 | 0 | 0 | 0 | 0 | 0 | 0 | 0 | 0 | 0 | 0 | 0 | 0 | 0
Retail_Existing_Ceiling Insulation(R2 to R38)_TRC | Ach | Retail | Space Cooling | Individual room air conditioners | TRC | Existing | NE3204 | Ceiling Insulation(R2 to R38) | Ceiling Insulation(R2 to R38) | NonEquip | 20 |  | 0% | Prescriptive_all_existing | 31.56% | 0 | 0 | 0 | 0 | 0 | 0 | 0 | 0 | 0 | 0 | 0 | 0 | 0 | 0 | 0 | 0 | 0 | 0 | 0 | 0 | 0 | 0 | 0 | 0 | 0 | 0 | 0 | 0 | 0 | 0 | 0 | 0 | 0 | 0 | 0 | 0 | 0 | 0 | 0 | 0
Retail_New_Interior Lighting Controls_TRC | Ach | Retail | Interior Lighting | High bay | TRC | New | NN4439 | Interior Lighting Controls | Interior Lighting Controls | NonEquip | 8 | Overhead (fluorescent/LED/CFL U-shape) | 0% | Prescriptive_lighting control | 28% | 0 | 0 | 0 | 0 | 0 | 0 | 0 | 0 | 0 | 0 | 0 | 0 | 0 | 0 | 0 | 0 | 0 | 0 | 0 | 0 | 0 | 0 | 0 | 0 | 0 | 0 | 0 | 0 | 0 | 0 | 0 | 0 | 0 | 0 | 0 | 0 | 0 | 0 | 0 | 0
Retail_New_Facility Energy Management System_TRC | Ach | Retail | Interior Lighting | High bay | TRC | New | NN3711 | Facility Energy Management System | Facility Energy Management System | NonEquip | 15 |  | 4.276% | Custom_improvement | 24% | 1545.6143 | 2200.2337 | 3309.2991 | 4753.8234 | 6366.0816 | 6610.4155 | 6074.3363 | 4752.101 | 3149.6854 | 1788.6471 | 1545.6143 | 3745.848 | 7055.1471 | 11808.9706 | 18175.0522 | 24785.4677 | 30859.804 | 35611.905 | 38761.5904 | 40550.2375 | 0.40334 | 0.97752 | 1.8411 | 3.0817 | 4.743 | 6.468 | 8.0532 | 9.2933 | 10.1152 | 10.582 | 0.18545 | 0.44945 | 0.84653 | 1.4169 | 2.1808 | 2.9739 | 3.7028 | 4.273 | 4.6509 | 4.8655
Retail_Existing_Interior Lighting Controls_TRC | Ach | Retail | Interior Lighting | High bay | TRC | Existing | NE4426 | Interior Lighting Controls | Interior Lighting Controls | NonEquip | 8 | Overhead (fluorescent/LED/CFL U-shape) | 0% | Prescriptive_lighting control_existing | 28% | 0 | 0 | 0 | 0 | 0 | 0 | 0 | 0 | 0 | 0 | 0 | 0 | 0 | 0 | 0 | 0 | 0 | 0 | 0 | 0 | 0 | 0 | 0 | 0 | 0 | 0 | 0 | 0 | 0 | 0 | 0 | 0 | 0 | 0 | 0 | 0 | 0 | 0 | 0 | 0
Retail_Existing_Facility Energy Management System_TRC | Ach | Retail | Interior Lighting | High bay | TRC | Existing | NE3698 | Facility Energy Management System | Facility Energy Management System | NonEquip | 15 |  | 4.3% | Custom_improvement_existing | 24% | 14865.2155 | 15013.6847 | 15147.9554 | 15326.9798 | 15518.2455 | 15691.0061 | 15858.2899 | 16001.2175 | 16135.528 | 16245.9976 | 14865.2155 | 29878.9003 | 45026.8556 | 60353.8354 | 75872.0809 | 91563.087 | 107421.3769 | 123422.5944 | 139558.1224 | 155804.1201 | 3.8792 | 7.7972 | 11.7502 | 15.7499 | 19.7996 | 23.8943 | 28.0327 | 32.2084 | 36.4191 | 40.6587 | 1.7836 | 3.5851 | 5.4026 | 7.2417 | 9.1037 | 10.9864 | 12.8892 | 14.8091 | 16.7451 | 18.6945
Retail_New_Smart Thermostat_TRC | Ach | Retail | Space Heating | Forced air furnace | TRC | New | NN4179 | Smart Thermostat | Smart Thermostat | NonEquip | 11 |  | 31.48% | Prescriptive_all | 10% | 9.9436 | 14.8997 | 23.4808 | 34.9329 | 47.4796 | 48.3077 | 41.2231 | 27.9251 | 14.969 | 6.5935 | 9.9436 | 24.8433 | 48.3241 | 83.257 | 130.7366 | 179.0443 | 220.2675 | 248.1926 | 263.1616 | 269.7551 | 0 | 0 | 0 | 0 | 0 | 0 | 0 | 0 | 0 | 0 | -6.9925e-06 | -1.747e-05 | -3.3982e-05 | -5.8548e-05 | -9.1936e-05 | -0.00012591 | -0.0001549 | -0.00017453 | -0.00018506 | -0.0001897
Retail_New_Facility Energy Management System_TRC | Ach | Retail | Space Heating | Forced air furnace | TRC | New | NN3659 | Facility Energy Management System | Facility Energy Management System | NonEquip | 15 |  | 4.276% | Custom_improvement | 20% | 1.5459 | 2.2046 | 3.3218 | 4.7804 | 6.4131 | 6.6712 | 6.1412 | 4.813 | 3.1958 | 1.8181 | 1.5459 | 3.7505 | 7.0723 | 11.8527 | 18.2658 | 24.937 | 31.0782 | 35.8913 | 39.087 | 40.9051 | 0 | 0 | 0 | 0 | 0 | 0 | 0 | 0 | 0 | 0 | 0.00018549 | 0.00045001 | 0.00084859 | 0.0014222 | 0.0021917 | 0.0029921 | 0.003729 | 0.0043065 | 0.0046899 | 0.0049081
Retail_New_Duct Sealing Repair_TRC | Ach | Retail | Space Heating | Forced air furnace | TRC | New | NN3555 | Duct Sealing Repair | Duct Sealing Repair | NonEquip | 15 |  | 0% | Prescriptive_all | 12% | 0 | 0 | 0 | 0 | 0 | 0 | 0 | 0 | 0 | 0 | 0 | 0 | 0 | 0 | 0 | 0 | 0 | 0 | 0 | 0 | 0 | 0 | 0 | 0 | 0 | 0 | 0 | 0 | 0 | 0 | 0 | 0 | 0 | 0 | 0 | 0 | 0 | 0 | 0 | 0
Retail_New_Dedicated Outdoor Air System on VRF unit_TRC | Ach | Retail | Space Heating | Forced air furnace | TRC | New | NN3399 | Dedicated Outdoor Air System on VRF unit | Dedicated Outdoor Air System on VRF unit | NonEquip | 15 | Residential/split system heat pump | 0% | Prescriptive_all | 10% | 0 | 0 | 0 | 0 | 0 | 0 | 0 | 0 | 0 | 0 | 0 | 0 | 0 | 0 | 0 | 0 | 0 | 0 | 0 | 0 | 0 | 0 | 0 | 0 | 0 | 0 | 0 | 0 | 0 | 0 | 0 | 0 | 0 | 0 | 0 | 0 | 0 | 0 | 0 | 0
Retail_New_Ceiling Insulation(R2 to R38)_TRC | Ach | Retail | Space Heating | Forced air furnace | TRC | New | NN3191 | Ceiling Insulation(R2 to R38) | Ceiling Insulation(R2 to R38) | NonEquip | 20 |  | 0% | Prescriptive_all | 11.06% | 0 | 0 | 0 | 0 | 0 | 0 | 0 | 0 | 0 | 0 | 0 | 0 | 0 | 0 | 0 | 0 | 0 | 0 | 0 | 0 | 0 | 0 | 0 | 0 | 0 | 0 | 0 | 0 | 0 | 0 | 0 | 0 | 0 | 0 | 0 | 0 | 0 | 0 | 0 | 0
Retail_Existing_Wall Insulation_TRC | Ach | Retail | Space Heating | Forced air furnace | TRC | Existing | NE4244 | Wall Insulation | Wall Insulation | NonEquip | 20 |  | 15.96% | Prescriptive_all_existing | 0.9934% | 4.7652 | 7.3981 | 11.0467 | 15.6203 | 20.2339 | 22.9723 | 21.734 | 16.3359 | 9.6164 | 4.5938 | 4.7652 | 12.1633 | 23.21 | 38.8303 | 59.0641 | 82.0364 | 103.7704 | 120.1063 | 129.7227 | 134.3165 | 0 | 0 | 0 | 0 | 0 | 0 | 0 | 0 | 0 | 0 | 0.0022239 | 0.0056766 | 0.010832 | 0.018122 | 0.027565 | 0.038287 | 0.04843 | 0.056054 | 0.060542 | 0.062686
Retail_Existing_Smart Thermostat_TRC | Ach | Retail | Space Heating | Forced air furnace | TRC | Existing | NE4166 | Smart Thermostat | Smart Thermostat | NonEquip | 11 |  | 31.48% | Prescriptive_all_existing | 10% | 94.9402 | 147.3914 | 220.0654 | 311.1514 | 403.0197 | 457.5386 | 432.8771 | 325.3867 | 191.567 | 91.5214 | 94.9402 | 242.3316 | 462.397 | 773.5484 | 1176.5681 | 1634.1067 | 2066.9838 | 2392.3705 | 2583.9375 | 2675.459 | 0 | 0 | 0 | 0 | 0 | 0 | 0 | 0 | 0 | 0 | -6.6763e-05 | -0.00017041 | -0.00032516 | -0.00054397 | -0.00082738 | -0.0011491 | -0.0014535 | -0.0016823 | -0.0018171 | -0.0018814
Retail_Existing_Facility Energy Management System_TRC | Ach | Retail | Space Heating | Forced air furnace | TRC | Existing | NE3646 | Facility Energy Management System | Facility Energy Management System | NonEquip | 15 |  | 4.3% | Custom_improvement_existing | 20% | 14.8327 | 21.9081 | 31.2609 | 42.7319 | 54.6018 | 63.3529 | 64.6568 | 56.2524 | 41.0523 | 25.3493 | 14.8327 | 36.7408 | 68.0017 | 110.7335 | 165.3353 | 228.6882 | 293.345 | 349.5974 | 390.6497 | 415.999 | 0 | 0 | 0 | 0 | 0 | 0 | 0 | 0 | 0 | 0 | 0.0017797 | 0.0044084 | 0.0081593 | 0.013287 | 0.019838 | 0.02744 | 0.035198 | 0.041947 | 0.046873 | 0.049914
Retail_Existing_Duct Sealing Repair_TRC | Ach | Retail | Space Heating | Forced air furnace | TRC | Existing | NE3542 | Duct Sealing Repair | Duct Sealing Repair | NonEquip | 15 |  | 30.55% | Prescriptive_all_existing | 12% | 85.0835 | 86.0851 | 86.8549 | 87.8814 | 88.9781 | 89.9687 | 90.9278 | 91.7474 | 92.5175 | 93.1509 | 85.0835 | 171.1686 | 258.0235 | 345.905 | 434.8831 | 524.8518 | 615.7796 | 707.527 | 800.0444 | 893.1953 | 0 | 0 | 0 | 0 | 0 | 0 | 0 | 0 | 0 | 0 | 0.059371 | 0.11944 | 0.18005 | 0.24137 | 0.30346 | 0.36624 | 0.42969 | 0.49371 | 0.55827 | 0.62327
Retail_Existing_Dedicated Outdoor Air System on VRF unit_TRC | Ach | Retail | Space Heating | Forced air furnace | TRC | Existing | NE3386 | Dedicated Outdoor Air System on VRF unit | Dedicated Outdoor Air System on VRF unit | NonEquip | 15 | Residential/split system heat pump | 0% | Prescriptive_all_existing | 10% | 0 | 0 | 0 | 0 | 0 | 0 | 0 | 0 | 0 | 0 | 0 | 0 | 0 | 0 | 0 | 0 | 0 | 0 | 0 | 0 | 0 | 0 | 0 | 0 | 0 | 0 | 0 | 0 | 0 | 0 | 0 | 0 | 0 | 0 | 0 | 0 | 0 | 0 | 0 | 0
Retail_Existing_Ceiling Insulation(R2 to R38)_TRC | Ach | Retail | Space Heating | Forced air furnace | TRC | Existing | NE3178 | Ceiling Insulation(R2 to R38) | Ceiling Insulation(R2 to R38) | NonEquip | 20 |  | 0% | Prescriptive_all_existing | 12.2% | 0 | 0 | 0 | 0 | 0 | 0 | 0 | 0 | 0 | 0 | 0 | 0 | 0 | 0 | 0 | 0 | 0 | 0 | 0 | 0 | 0 | 0 | 0 | 0 | 0 | 0 | 0 | 0 | 0 | 0 | 0 | 0 | 0 | 0 | 0 | 0 | 0 | 0 | 0 | 0
Retail_New_Outdoor Lighting Controls_TRC | Ach | Retail | Exterior Lighting | Exterior parking/lot lighting | TRC | New | NN2983 | Outdoor Lighting Controls | Outdoor Lighting Controls | NonEquip | 8 | Exterior parking/lot lighting | 30.95% | Prescriptive_lighting control | 28% | 3277.1142 | 4846.7182 | 7492.1018 | 10817.4554 | 14061.7444 | 13423.8064 | 10538.4389 | 6491.1805 | 3187.439 | 1319.6464 | 3277.1142 | 8123.8325 | 15615.9343 | 26433.3897 | 40495.1341 | 53918.9405 | 64457.3794 | 70948.5599 | 74135.9989 | 75455.6453 | 0 | 0 | 0 | 0 | 0 | 0 | 0 | 0 | 0 | 0 | 0 | 0 | 0 | 0 | 0 | 0 | 0 | 0 | 0 | 0
Retail_New_Bi-Level Lighting Control (Exterior)_TRC | Ach | Retail | Exterior Lighting | Exterior parking/lot lighting | TRC | New | NN2957 | Bi-Level Lighting Control (Exterior) | Bi-Level Lighting Control (Exterior) | NonEquip | 9 | Exterior parking/lot lighting | 13.75% | Prescriptive_lighting control | 31% | 1728.7642 | 2542.1219 | 3899.5104 | 5580.4544 | 7198.8607 | 6856.6362 | 5415.6707 | 3376.478 | 1677.5542 | 699.704 | 1728.7642 | 4270.8861 | 8170.3965 | 13750.8509 | 20949.7116 | 27806.3478 | 33222.0185 | 36598.4965 | 38276.0507 | 38975.7548 | 0 | 0 | 0 | 0 | 0 | 0 | 0 | 0 | 0 | 0 | 0 | 0 | 0 | 0 | 0 | 0 | 0 | 0 | 0 | 0
Retail_Existing_Outdoor Lighting Controls_TRC | Ach | Retail | Exterior Lighting | Exterior parking/lot lighting | TRC | Existing | NE2970 | Outdoor Lighting Controls | Outdoor Lighting Controls | NonEquip | 8 | Exterior parking/lot lighting | 30.95% | Prescriptive_lighting control_existing | 28% | 39913.279 | 39567.6474 | 39921.5093 | 40393.3173 | 40897.3863 | 41352.6865 | 41793.5525 | 42170.2296 | 42524.1967 | 42815.3326 | 39913.279 | 79480.9264 | 119402.4357 | 159795.7531 | 200693.1393 | 242045.8258 | 283839.3783 | 326009.6079 | 368533.8046 | 411349.1372 | 0 | 0 | 0 | 0 | 0 | 0 | 0 | 0 | 0 | 0 | 0 | 0 | 0 | 0 | 0 | 0 | 0 | 0 | 0 | 0
Retail_Existing_Bi-Level Lighting Control (Exterior)_TRC | Ach | Retail | Exterior Lighting | Exterior parking/lot lighting | TRC | Existing | NE2944 | Bi-Level Lighting Control (Exterior) | Bi-Level Lighting Control (Exterior) | NonEquip | 9 | Exterior parking/lot lighting | 13.75% | Prescriptive_lighting control_existing | 31% | 21259.9751 | 31946.2364 | 46821.8378 | 64292.4856 | 79697.7417 | 84962.5388 | 74035.3235 | 50681.5529 | 27384.4715 | 12320.1497 | 21259.9751 | 53206.2115 | 100028.0494 | 164320.535 | 244018.2767 | 328980.8155 | 403016.139 | 453697.6919 | 481082.1634 | 493402.313 | 0 | 0 | 0 | 0 | 0 | 0 | 0 | 0 | 0 | 0 | 0 | 0 | 0 | 0 | 0 | 0 | 0 | 0 | 0 | 0
Retail_Turnover_High Efficiency HID Lighting_TRC | Ach | Retail | Exterior Lighting | Exterior parking/lot lighting | TRC | Turnover | ET519 | High Efficiency HID Lighting | High Efficiency HID Lighting | Equip | 13 | Exterior parking/lot lighting | 6.728% | Prescriptive_lighting | 34.18% | 29054.7726 | 30293.3358 | 28694.5183 | 21719.8324 | 12883.5146 | 6205.9499 | 2609.6541 | 1022.9128 | 389.407 | 143.9035 | 29054.7726 | 59348.1084 | 88042.6267 | 109762.4591 | 122645.9737 | 128851.9236 | 131461.5776 | 132484.4904 | 132873.8975 | 133017.8009 | 0 | 0 | 0 | 0 | 0 | 0 | 0 | 0 | 0 | 0 | 0 | 0 | 0 | 0 | 0 | 0 | 0 | 0 | 0 | 0
Retail_New_High Efficiency HID Lighting_TRC | Ach | Retail | Exterior Lighting | Exterior parking/lot lighting | TRC | New | EN545 | High Efficiency HID Lighting | High Efficiency HID Lighting | Equip | 13 | Exterior parking/lot lighting | 94.94% | Prescriptive_lighting | 34.18% | 69916.647 | 73937.0267 | 70152.0707 | 52471.7859 | 30897.622 | 13113.9671 | 5215.3539 | 2016.2999 | 759.6531 | 266.7943 | 69916.647 | 143853.6736 | 214005.7443 | 266477.5303 | 297375.1522 | 310489.1193 | 315704.4732 | 317720.7731 | 318480.4262 | 318747.2205 | 0 | 0 | 0 | 0 | 0 | 0 | 0 | 0 | 0 | 0 | 0 | 0 | 0 | 0 | 0 | 0 | 0 | 0 | 0 | 0
Retail_New_Outdoor Lighting Controls_TRC | Ach | Retail | Exterior Lighting | Exterior marquis | TRC | New | NN2983 | Outdoor Lighting Controls | Outdoor Lighting Controls | NonEquip | 8 | Exterior parking/lot lighting | 0% | Prescriptive_lighting control | 28% | 0 | 0 | 0 | 0 | 0 | 0 | 0 | 0 | 0 | 0 | 0 | 0 | 0 | 0 | 0 | 0 | 0 | 0 | 0 | 0 | 0 | 0 | 0 | 0 | 0 | 0 | 0 | 0 | 0 | 0 | 0 | 0 | 0 | 0 | 0 | 0 | 0 | 0 | 0 | 0
Retail_New_Bi-Level Lighting Control (Exterior)_TRC | Ach | Retail | Exterior Lighting | Exterior marquis | TRC | New | NN2957 | Bi-Level Lighting Control (Exterior) | Bi-Level Lighting Control (Exterior) | NonEquip | 9 | Exterior parking/lot lighting | 0% | Prescriptive_lighting control | 31% | 0 | 0 | 0 | 0 | 0 | 0 | 0 | 0 | 0 | 0 | 0 | 0 | 0 | 0 | 0 | 0 | 0 | 0 | 0 | 0 | 0 | 0 | 0 | 0 | 0 | 0 | 0 | 0 | 0 | 0 | 0 | 0 | 0 | 0 | 0 | 0 | 0 | 0 | 0 | 0
Retail_Existing_Outdoor Lighting Controls_TRC | Ach | Retail | Exterior Lighting | Exterior marquis | TRC | Existing | NE2970 | Outdoor Lighting Controls | Outdoor Lighting Controls | NonEquip | 8 | Exterior parking/lot lighting | 0% | Prescriptive_lighting control_existing | 28% | 0 | 0 | 0 | 0 | 0 | 0 | 0 | 0 | 0 | 0 | 0 | 0 | 0 | 0 | 0 | 0 | 0 | 0 | 0 | 0 | 0 | 0 | 0 | 0 | 0 | 0 | 0 | 0 | 0 | 0 | 0 | 0 | 0 | 0 | 0 | 0 | 0 | 0 | 0 | 0
Retail_Existing_Bi-Level Lighting Control (Exterior)_TRC | Ach | Retail | Exterior Lighting | Exterior marquis | TRC | Existing | NE2944 | Bi-Level Lighting Control (Exterior) | Bi-Level Lighting Control (Exterior) | NonEquip | 9 | Exterior parking/lot lighting | 0% | Prescriptive_lighting control_existing | 31% | 0 | 0 | 0 | 0 | 0 | 0 | 0 | 0 | 0 | 0 | 0 | 0 | 0 | 0 | 0 | 0 | 0 | 0 | 0 | 0 | 0 | 0 | 0 | 0 | 0 | 0 | 0 | 0 | 0 | 0 | 0 | 0 | 0 | 0 | 0 | 0 | 0 | 0 | 0 | 0
Retail_Turnover_LED Exterior Lighting_TRC | Ach | Retail | Exterior Lighting | Exterior marquis | TRC | Turnover | ET636 | LED Exterior Lighting | LED Exterior Lighting | Equip | 13 | Exterior marquis | 4.268% | Prescriptive_lighting | 60.51% | 0 | 0 | 0 | 0 | 0 | 0 | 0 | 0 | 0 | 0 | 0 | 0 | 0 | 0 | 0 | 0 | 0 | 0 | 0 | 0 | 0 | 0 | 0 | 0 | 0 | 0 | 0 | 0 | 0 | 0 | 0 | 0 | 0 | 0 | 0 | 0 | 0 | 0 | 0 | 0
Retail_New_LED Exterior Lighting_TRC | Ach | Retail | Exterior Lighting | Exterior marquis | TRC | New | EN662 | LED Exterior Lighting | LED Exterior Lighting | Equip | 13 | Exterior marquis | 4.624% | Prescriptive_lighting | 60.51% | 0 | 0 | 0 | 0 | 0 | 0 | 0 | 0 | 0 | 0 | 0 | 0 | 0 | 0 | 0 | 0 | 0 | 0 | 0 | 0 | 0 | 0 | 0 | 0 | 0 | 0 | 0 | 0 | 0 | 0 | 0 | 0 | 0 | 0 | 0 | 0 | 0 | 0 | 0 | 0
Retail_New_VSD Controlled Compressor_TRC | Ach | Retail | Miscellaneous | Elevators/Escalators | TRC | New | NN4543 | VSD Controlled Compressor | VSD Controlled Compressor | NonEquip | 15 | Others | 0% | Prescriptive_ECM | 20.79% | 0 | 0 | 0 | 0 | 0 | 0 | 0 | 0 | 0 | 0 | 0 | 0 | 0 | 0 | 0 | 0 | 0 | 0 | 0 | 0 | 0 | 0 | 0 | 0 | 0 | 0 | 0 | 0 | 0 | 0 | 0 | 0 | 0 | 0 | 0 | 0 | 0 | 0 | 0 | 0
Retail_New_Engine Block Timer_TRC | Ach | Retail | Miscellaneous | Elevators/Escalators | TRC | New | NN4491 | Engine Block Timer | Engine Block Timer | NonEquip | 5 | Others | 0% | Prescriptive_ECM | 36% | 0 | 0 | 0 | 0 | 0 | 0 | 0 | 0 | 0 | 0 | 0 | 0 | 0 | 0 | 0 | 0 | 0 | 0 | 0 | 0 | 0 | 0 | 0 | 0 | 0 | 0 | 0 | 0 | 0 | 0 | 0 | 0 | 0 | 0 | 0 | 0 | 0 | 0 | 0 | 0
Retail_Existing_VSD Controlled Compressor_TRC | Ach | Retail | Miscellaneous | Elevators/Escalators | TRC | Existing | NE4530 | VSD Controlled Compressor | VSD Controlled Compressor | NonEquip | 15 | Others | 0% | Prescriptive_ECM_existing | 20.79% | 0 | 0 | 0 | 0 | 0 | 0 | 0 | 0 | 0 | 0 | 0 | 0 | 0 | 0 | 0 | 0 | 0 | 0 | 0 | 0 | 0 | 0 | 0 | 0 | 0 | 0 | 0 | 0 | 0 | 0 | 0 | 0 | 0 | 0 | 0 | 0 | 0 | 0 | 0 | 0
Retail_Existing_Engine Block Timer_TRC | Ach | Retail | Miscellaneous | Elevators/Escalators | TRC | Existing | NE4478 | Engine Block Timer | Engine Block Timer | NonEquip | 5 | Others | 0% | Prescriptive_ECM_existing | 36% | 0 | 0 | 0 | 0 | 0 | 0 | 0 | 0 | 0 | 0 | 0 | 0 | 0 | 0 | 0 | 0 | 0 | 0 | 0 | 0 | 0 | 0 | 0 | 0 | 0 | 0 | 0 | 0 | 0 | 0 | 0 | 0 | 0 | 0 | 0 | 0 | 0 | 0 | 0 | 0
Retail_New_Smart Strip Plug Outlet_TRC | Ach | Retail | Office Equipment | Document production | TRC | New | NN4595 | Smart Strip Plug Outlet | Smart Strip Plug Outlet | NonEquip | 4 |  | 43.9% | Prescriptive_all | 1.187% | 166.2159 | 251.134 | 399.1085 | 598.8327 | 820.8676 | 842.1754 | 724.395 | 494.3831 | 266.8993 | 118.4012 | 166.2159 | 417.3499 | 816.4584 | 1415.2911 | 2236.1587 | 3078.3341 | 3802.7291 | 4297.1122 | 4564.0114 | 4682.4127 | 0.024715 | 0.062057 | 0.1214 | 0.21045 | 0.3325 | 0.45773 | 0.56544 | 0.63896 | 0.67864 | 0.69625 | 0.017177 | 0.043129 | 0.084373 | 0.14626 | 0.23109 | 0.31812 | 0.39297 | 0.44406 | 0.47165 | 0.48388
Retail_New_Network PC Power Management_TRC | Ach | Retail | Office Equipment | Document production | TRC | New | NN4569 | Network PC Power Management | Network PC Power Management | NonEquip | 5 | Computers | 0% | Prescriptive_all | 56.5% | 0 | 0 | 0 | 0 | 0 | 0 | 0 | 0 | 0 | 0 | 0 | 0 | 0 | 0 | 0 | 0 | 0 | 0 | 0 | 0 | 0 | 0 | 0 | 0 | 0 | 0 | 0 | 0 | 0 | 0 | 0 | 0 | 0 | 0 | 0 | 0 | 0 | 0 | 0 | 0
Retail_Existing_Smart Strip Plug Outlet_TRC | Ach | Retail | Office Equipment | Document production | TRC | Existing | NE4582 | Smart Strip Plug Outlet | Smart Strip Plug Outlet | NonEquip | 4 |  | 43.9% | Prescriptive_all_existing | 1.187% | 1403.0135 | 2463.6174 | 3678.6025 | 5201.6238 | 6737.9766 | 7649.8891 | 7237.5269 | 5439.9273 | 3202.3173 | 1529.7496 | 1403.0135 | 3866.6309 | 7545.2334 | 12746.8572 | 19484.8338 | 27134.7229 | 34372.2498 | 39812.177 | 43014.4944 | 44544.244 | 0.20862 | 0.57495 | 1.1219 | 1.8954 | 2.8973 | 4.0348 | 5.111 | 5.9198 | 6.396 | 6.6235 | 0.14499 | 0.39958 | 0.77973 | 1.3173 | 2.0136 | 2.8041 | 3.552 | 4.1142 | 4.4451 | 4.6032
Retail_Existing_Network PC Power Management_TRC | Ach | Retail | Office Equipment | Document production | TRC | Existing | NE4556 | Network PC Power Management | Network PC Power Management | NonEquip | 5 | Computers | 0% | Prescriptive_all_existing | 56.5% | 0 | 0 | 0 | 0 | 0 | 0 | 0 | 0 | 0 | 0 | 0 | 0 | 0 | 0 | 0 | 0 | 0 | 0 | 0 | 0 | 0 | 0 | 0 | 0 | 0 | 0 | 0 | 0 | 0 | 0 | 0 | 0 | 0 | 0 | 0 | 0 | 0 | 0 | 0 | 0
Retail_New_Smart Thermostat_TRC | Ach | Retail | Space Cooling | District chilled water piped | TRC | New | NN4153 | Smart Thermostat | Smart Thermostat | NonEquip | 11 |  | 31.48% | Prescriptive_all | 10% | 0 | 0 | 0 | 0 | 0 | 0 | 0 | 0 | 0 | 0 | 0 | 0 | 0 | 0 | 0 | 0 | 0 | 0 | 0 | 0 | 0 | 0 | 0 | 0 | 0 | 0 | 0 | 0 | 0 | 0 | 0 | 0 | 0 | 0 | 0 | 0 | 0 | 0 | 0 | 0
Retail_New_HVAC tune-up_RTU_TRC | Ach | Retail | Space Cooling | District chilled water piped | TRC | New | NN3919 | HVAC tune-up_RTU | HVAC tune-up_RTU | NonEquip | 5 | Packaged air conditioning units (RTUs) | 0% | Prescriptive_package HP | 5% | 0 | 0 | 0 | 0 | 0 | 0 | 0 | 0 | 0 | 0 | 0 | 0 | 0 | 0 | 0 | 0 | 0 | 0 | 0 | 0 | 0 | 0 | 0 | 0 | 0 | 0 | 0 | 0 | 0 | 0 | 0 | 0 | 0 | 0 | 0 | 0 | 0 | 0 | 0 | 0
Retail_New_HVAC tune-up_TRC | Ach | Retail | Space Cooling | District chilled water piped | TRC | New | NN3893 | HVAC tune-up | HVAC tune-up | NonEquip | 5 | Residential-type central air conditioners | 0% | Prescriptive_all | 5% | 0 | 0 | 0 | 0 | 0 | 0 | 0 | 0 | 0 | 0 | 0 | 0 | 0 | 0 | 0 | 0 | 0 | 0 | 0 | 0 | 0 | 0 | 0 | 0 | 0 | 0 | 0 | 0 | 0 | 0 | 0 | 0 | 0 | 0 | 0 | 0 | 0 | 0 | 0 | 0
Retail_New_Facility Energy Management System_TRC | Ach | Retail | Space Cooling | District chilled water piped | TRC | New | NN3685 | Facility Energy Management System | Facility Energy Management System | NonEquip | 15 |  | 4.276% | Custom_improvement | 20% | 0 | 0 | 0 | 0 | 0 | 0 | 0 | 0 | 0 | 0 | 0 | 0 | 0 | 0 | 0 | 0 | 0 | 0 | 0 | 0 | 0 | 0 | 0 | 0 | 0 | 0 | 0 | 0 | 0 | 0 | 0 | 0 | 0 | 0 | 0 | 0 | 0 | 0 | 0 | 0
Retail_New_Duct Sealing Repair_TRC | Ach | Retail | Space Cooling | District chilled water piped | TRC | New | NN3529 | Duct Sealing Repair | Duct Sealing Repair | NonEquip | 15 |  | 0% | Prescriptive_all | 12% | 0 | 0 | 0 | 0 | 0 | 0 | 0 | 0 | 0 | 0 | 0 | 0 | 0 | 0 | 0 | 0 | 0 | 0 | 0 | 0 | 0 | 0 | 0 | 0 | 0 | 0 | 0 | 0 | 0 | 0 | 0 | 0 | 0 | 0 | 0 | 0 | 0 | 0 | 0 | 0
Retail_New_Dedicated Outdoor Air System on VRF unit_TRC | Ach | Retail | Space Cooling | District chilled water piped | TRC | New | NN3425 | Dedicated Outdoor Air System on VRF unit | Dedicated Outdoor Air System on VRF unit | NonEquip | 15 | Residential-type central air conditioners | 0% | Prescriptive_all | 17.5% | 0 | 0 | 0 | 0 | 0 | 0 | 0 | 0 | 0 | 0 | 0 | 0 | 0 | 0 | 0 | 0 | 0 | 0 | 0 | 0 | 0 | 0 | 0 | 0 | 0 | 0 | 0 | 0 | 0 | 0 | 0 | 0 | 0 | 0 | 0 | 0 | 0 | 0 | 0 | 0
Retail_New_Chilled Water System - Variable Speed Drives_TRC | Ach | Retail | Space Cooling | District chilled water piped | TRC | New | NN3321 | Chilled Water System - Variable Speed Drives | Chilled Water System - Variable Speed Drives | NonEquip | 13 | Central chillers inside | 0% | Prescriptive_all | 24.74% | 0 | 0 | 0 | 0 | 0 | 0 | 0 | 0 | 0 | 0 | 0 | 0 | 0 | 0 | 0 | 0 | 0 | 0 | 0 | 0 | 0 | 0 | 0 | 0 | 0 | 0 | 0 | 0 | 0 | 0 | 0 | 0 | 0 | 0 | 0 | 0 | 0 | 0 | 0 | 0
Retail_New_Ceiling Insulation(R2 to R38)_TRC | Ach | Retail | Space Cooling | District chilled water piped | TRC | New | NN3217 | Ceiling Insulation(R2 to R38) | Ceiling Insulation(R2 to R38) | NonEquip | 20 |  | 0% | Prescriptive_all | 31.56% | 0 | 0 | 0 | 0 | 0 | 0 | 0 | 0 | 0 | 0 | 0 | 0 | 0 | 0 | 0 | 0 | 0 | 0 | 0 | 0 | 0 | 0 | 0 | 0 | 0 | 0 | 0 | 0 | 0 | 0 | 0 | 0 | 0 | 0 | 0 | 0 | 0 | 0 | 0 | 0
Retail_Existing_Wall Insulation_TRC | Ach | Retail | Space Cooling | District chilled water piped | TRC | Existing | NE4218 | Wall Insulation | Wall Insulation | NonEquip | 20 |  | 15.96% | Prescriptive_all_existing | 17.6% | 0 | 0 | 0 | 0 | 0 | 0 | 0 | 0 | 0 | 0 | 0 | 0 | 0 | 0 | 0 | 0 | 0 | 0 | 0 | 0 | 0 | 0 | 0 | 0 | 0 | 0 | 0 | 0 | 0 | 0 | 0 | 0 | 0 | 0 | 0 | 0 | 0 | 0 | 0 | 0
Retail_Existing_Smart Thermostat_TRC | Ach | Retail | Space Cooling | District chilled water piped | TRC | Existing | NE4140 | Smart Thermostat | Smart Thermostat | NonEquip | 11 |  | 31.48% | Prescriptive_all_existing | 10% | 0 | 0 | 0 | 0 | 0 | 0 | 0 | 0 | 0 | 0 | 0 | 0 | 0 | 0 | 0 | 0 | 0 | 0 | 0 | 0 | 0 | 0 | 0 | 0 | 0 | 0 | 0 | 0 | 0 | 0 | 0 | 0 | 0 | 0 | 0 | 0 | 0 | 0 | 0 | 0
Retail_Existing_HVAC tune-up_RTU_TRC | Ach | Retail | Space Cooling | District chilled water piped | TRC | Existing | NE3906 | HVAC tune-up_RTU | HVAC tune-up_RTU | NonEquip | 5 | Packaged air conditioning units (RTUs) | 0% | Prescriptive_package HP_existing | 5% | 0 | 0 | 0 | 0 | 0 | 0 | 0 | 0 | 0 | 0 | 0 | 0 | 0 | 0 | 0 | 0 | 0 | 0 | 0 | 0 | 0 | 0 | 0 | 0 | 0 | 0 | 0 | 0 | 0 | 0 | 0 | 0 | 0 | 0 | 0 | 0 | 0 | 0 | 0 | 0
Retail_Existing_HVAC tune-up_TRC | Ach | Retail | Space Cooling | District chilled water piped | TRC | Existing | NE3880 | HVAC tune-up | HVAC tune-up | NonEquip | 5 | Residential-type central air conditioners | 0% | Prescriptive_all_existing | 5% | 0 | 0 | 0 | 0 | 0 | 0 | 0 | 0 | 0 | 0 | 0 | 0 | 0 | 0 | 0 | 0 | 0 | 0 | 0 | 0 | 0 | 0 | 0 | 0 | 0 | 0 | 0 | 0 | 0 | 0 | 0 | 0 | 0 | 0 | 0 | 0 | 0 | 0 | 0 | 0
Retail_Existing_Facility Energy Management System_TRC | Ach | Retail | Space Cooling | District chilled water piped | TRC | Existing | NE3672 | Facility Energy Management System | Facility Energy Management System | NonEquip | 15 |  | 4.3% | Custom_improvement_existing | 20% | 0 | 0 | 0 | 0 | 0 | 0 | 0 | 0 | 0 | 0 | 0 | 0 | 0 | 0 | 0 | 0 | 0 | 0 | 0 | 0 | 0 | 0 | 0 | 0 | 0 | 0 | 0 | 0 | 0 | 0 | 0 | 0 | 0 | 0 | 0 | 0 | 0 | 0 | 0 | 0
Retail_Existing_Duct Sealing Repair_TRC | Ach | Retail | Space Cooling | District chilled water piped | TRC | Existing | NE3516 | Duct Sealing Repair | Duct Sealing Repair | NonEquip | 15 |  | 30.55% | Prescriptive_all_existing | 12% | 0 | 0 | 0 | 0 | 0 | 0 | 0 | 0 | 0 | 0 | 0 | 0 | 0 | 0 | 0 | 0 | 0 | 0 | 0 | 0 | 0 | 0 | 0 | 0 | 0 | 0 | 0 | 0 | 0 | 0 | 0 | 0 | 0 | 0 | 0 | 0 | 0 | 0 | 0 | 0
Retail_Existing_Dedicated Outdoor Air System on VRF unit_TRC | Ach | Retail | Space Cooling | District chilled water piped | TRC | Existing | NE3412 | Dedicated Outdoor Air System on VRF unit | Dedicated Outdoor Air System on VRF unit | NonEquip | 15 | Residential-type central air conditioners | 0% | Prescriptive_all_existing | 17.5% | 0 | 0 | 0 | 0 | 0 | 0 | 0 | 0 | 0 | 0 | 0 | 0 | 0 | 0 | 0 | 0 | 0 | 0 | 0 | 0 | 0 | 0 | 0 | 0 | 0 | 0 | 0 | 0 | 0 | 0 | 0 | 0 | 0 | 0 | 0 | 0 | 0 | 0 | 0 | 0
Retail_Existing_Chilled Water System - Variable Speed Drives_TRC | Ach | Retail | Space Cooling | District chilled water piped | TRC | Existing | NE3308 | Chilled Water System - Variable Speed Drives | Chilled Water System - Variable Speed Drives | NonEquip | 13 | Central chillers inside | 0% | Prescriptive_all_existing | 24.74% | 0 | 0 | 0 | 0 | 0 | 0 | 0 | 0 | 0 | 0 | 0 | 0 | 0 | 0 | 0 | 0 | 0 | 0 | 0 | 0 | 0 | 0 | 0 | 0 | 0 | 0 | 0 | 0 | 0 | 0 | 0 | 0 | 0 | 0 | 0 | 0 | 0 | 0 | 0 | 0
Retail_Existing_Ceiling Insulation(R2 to R38)_TRC | Ach | Retail | Space Cooling | District chilled water piped | TRC | Existing | NE3204 | Ceiling Insulation(R2 to R38) | Ceiling Insulation(R2 to R38) | NonEquip | 20 |  | 0% | Prescriptive_all_existing | 31.56% | 0 | 0 | 0 | 0 | 0 | 0 | 0 | 0 | 0 | 0 | 0 | 0 | 0 | 0 | 0 | 0 | 0 | 0 | 0 | 0 | 0 | 0 | 0 | 0 | 0 | 0 | 0 | 0 | 0 | 0 | 0 | 0 | 0 | 0 | 0 | 0 | 0 | 0 | 0 | 0
Retail_Turnover_High Efficiency Chiller (Air Cooled, 50 tons)_TRC | Ach | Retail | Space Cooling | District chilled water piped | TRC | Turnover | ET948 | High Efficiency Chiller (Air Cooled, 50 tons) | High Efficiency Chiller (Air Cooled, 50 tons) | Equip | 20 | District chilled water piped | 28.37% | Prescriptive_all | 8.759% | 0 | 0 | 0 | 0 | 0 | 0 | 0 | 0 | 0 | 0 | 0 | 0 | 0 | 0 | 0 | 0 | 0 | 0 | 0 | 0 | 0 | 0 | 0 | 0 | 0 | 0 | 0 | 0 | 0 | 0 | 0 | 0 | 0 | 0 | 0 | 0 | 0 | 0 | 0 | 0
Retail_Turnover_High Efficiency Chiller (Water cooled-positive displacement, 100 tons)_TRC | Ach | Retail | Space Cooling | District chilled water piped | TRC | Turnover | ET1104 | High Efficiency Chiller (Water cooled-positive displacement, 100 tons) | High Efficiency Chiller (Water cooled-positive displacement, 100 tons) | Equip | 20 | District chilled water piped | 28.37% | Prescriptive_all | 2.683% | 0 | 0 | 0 | 0 | 0 | 0 | 0 | 0 | 0 | 0 | 0 | 0 | 0 | 0 | 0 | 0 | 0 | 0 | 0 | 0 | 0 | 0 | 0 | 0 | 0 | 0 | 0 | 0 | 0 | 0 | 0 | 0 | 0 | 0 | 0 | 0 | 0 | 0 | 0 | 0
Retail_Turnover_High Efficiency Chiller (Water cooled-centrifugal, 200 tons)_TRC | Ach | Retail | Space Cooling | District chilled water piped | TRC | Turnover | ET1026 | High Efficiency Chiller (Water cooled-centrifugal, 200 tons) | High Efficiency Chiller (Water cooled-centrifugal, 200 tons) | Equip | 20 | District chilled water piped | 28.37% | Prescriptive_all | 4.362% | 0 | 0 | 0 | 0 | 0 | 0 | 0 | 0 | 0 | 0 | 0 | 0 | 0 | 0 | 0 | 0 | 0 | 0 | 0 | 0 | 0 | 0 | 0 | 0 | 0 | 0 | 0 | 0 | 0 | 0 | 0 | 0 | 0 | 0 | 0 | 0 | 0 | 0 | 0 | 0
Retail_New_High Efficiency Chiller (Air Cooled, 50 tons)_TRC | Ach | Retail | Space Cooling | District chilled water piped | TRC | New | EN974 | High Efficiency Chiller (Air Cooled, 50 tons) | High Efficiency Chiller (Air Cooled, 50 tons) | Equip | 20 | District chilled water piped | 28.37% | Prescriptive_all | 8.759% | 0 | 0 | 0 | 0 | 0 | 0 | 0 | 0 | 0 | 0 | 0 | 0 | 0 | 0 | 0 | 0 | 0 | 0 | 0 | 0 | 0 | 0 | 0 | 0 | 0 | 0 | 0 | 0 | 0 | 0 | 0 | 0 | 0 | 0 | 0 | 0 | 0 | 0 | 0 | 0
Retail_New_High Efficiency Chiller (Water cooled-positive displacement, 100 tons)_TRC | Ach | Retail | Space Cooling | District chilled water piped | TRC | New | EN1130 | High Efficiency Chiller (Water cooled-positive displacement, 100 tons) | High Efficiency Chiller (Water cooled-positive displacement, 100 tons) | Equip | 20 | District chilled water piped | 28.37% | Prescriptive_all | 2.683% | 0 | 0 | 0 | 0 | 0 | 0 | 0 | 0 | 0 | 0 | 0 | 0 | 0 | 0 | 0 | 0 | 0 | 0 | 0 | 0 | 0 | 0 | 0 | 0 | 0 | 0 | 0 | 0 | 0 | 0 | 0 | 0 | 0 | 0 | 0 | 0 | 0 | 0 | 0 | 0
Retail_New_High Efficiency Chiller (Water cooled-centrifugal, 200 tons)_TRC | Ach | Retail | Space Cooling | District chilled water piped | TRC | New | EN1052 | High Efficiency Chiller (Water cooled-centrifugal, 200 tons) | High Efficiency Chiller (Water cooled-centrifugal, 200 tons) | Equip | 20 | District chilled water piped | 28.37% | Prescriptive_all | 4.362% | 0 | 0 | 0 | 0 | 0 | 0 | 0 | 0 | 0 | 0 | 0 | 0 | 0 | 0 | 0 | 0 | 0 | 0 | 0 | 0 | 0 | 0 | 0 | 0 | 0 | 0 | 0 | 0 | 0 | 0 | 0 | 0 | 0 | 0 | 0 | 0 | 0 | 0 | 0 | 0
Retail_New_Strip Curtains for Walk-ins_TRC | Ach | Retail | Refrigeration | Display cases | TRC | New | NN4907 | Strip Curtains for Walk-ins | Strip Curtains for Walk-ins | NonEquip | 4 | Walk-in cooler | 0% | Prescriptive_refrigeration control | 2.115% | 0 | 0 | 0 | 0 | 0 | 0 | 0 | 0 | 0 | 0 | 0 | 0 | 0 | 0 | 0 | 0 | 0 | 0 | 0 | 0 | 0 | 0 | 0 | 0 | 0 | 0 | 0 | 0 | 0 | 0 | 0 | 0 | 0 | 0 | 0 | 0 | 0 | 0 | 0 | 0
Retail_New_PSC to ECM Evaporator Fan Motor (Walk-In, Refrigerator)_TRC | Ach | Retail | Refrigeration | Display cases | TRC | New | NN4855 | PSC to ECM Evaporator Fan Motor (Walk-In, Refrigerator) | PSC to ECM Evaporator Fan Motor (Walk-In, Refrigerator) | NonEquip | 15 | Walk-in cooler | 0% | Prescriptive_ECM | 37.5% | 0 | 0 | 0 | 0 | 0 | 0 | 0 | 0 | 0 | 0 | 0 | 0 | 0 | 0 | 0 | 0 | 0 | 0 | 0 | 0 | 0 | 0 | 0 | 0 | 0 | 0 | 0 | 0 | 0 | 0 | 0 | 0 | 0 | 0 | 0 | 0 | 0 | 0 | 0 | 0
Retail_New_PSC to ECM Evaporator Fan Motor (Reach-In)_TRC | Ach | Retail | Refrigeration | Display cases | TRC | New | NN4829 | PSC to ECM Evaporator Fan Motor (Reach-In) | PSC to ECM Evaporator Fan Motor (Reach-In) | NonEquip | 15 | Display cases | 68.68% | Prescriptive_ECM | 37.5% | 747.0879 | 1165.1911 | 1952.1819 | 3193.0861 | 5012.8459 | 6317.9846 | 7297.8257 | 7330.8545 | 6157.4215 | 4143.3324 | 747.0879 | 1912.279 | 3864.4609 | 7057.5471 | 12070.393 | 18388.3776 | 25686.2033 | 33017.0578 | 39174.4793 | 43317.8118 | 0.10398 | 0.26616 | 0.53787 | 0.98229 | 1.68 | 2.5593 | 3.5751 | 4.5954 | 5.4524 | 6.0291 | 0.0095256 | 0.024382 | 0.049273 | 0.089986 | 0.1539 | 0.23446 | 0.32751 | 0.42098 | 0.49948 | 0.55231
Retail_Existing_Strip Curtains for Walk-ins_TRC | Ach | Retail | Refrigeration | Display cases | TRC | Existing | NE4894 | Strip Curtains for Walk-ins | Strip Curtains for Walk-ins | NonEquip | 4 | Walk-in cooler | 0% | Prescriptive_refrigeration control_existing | 2.115% | 0 | 0 | 0 | 0 | 0 | 0 | 0 | 0 | 0 | 0 | 0 | 0 | 0 | 0 | 0 | 0 | 0 | 0 | 0 | 0 | 0 | 0 | 0 | 0 | 0 | 0 | 0 | 0 | 0 | 0 | 0 | 0 | 0 | 0 | 0 | 0 | 0 | 0 | 0 | 0
Retail_Existing_PSC to ECM Evaporator Fan Motor (Walk-In, Refrigerator)_TRC | Ach | Retail | Refrigeration | Display cases | TRC | Existing | NE4842 | PSC to ECM Evaporator Fan Motor (Walk-In, Refrigerator) | PSC to ECM Evaporator Fan Motor (Walk-In, Refrigerator) | NonEquip | 15 | Walk-in cooler | 0% | Prescriptive_ECM_existing | 37.5% | 0 | 0 | 0 | 0 | 0 | 0 | 0 | 0 | 0 | 0 | 0 | 0 | 0 | 0 | 0 | 0 | 0 | 0 | 0 | 0 | 0 | 0 | 0 | 0 | 0 | 0 | 0 | 0 | 0 | 0 | 0 | 0 | 0 | 0 | 0 | 0 | 0 | 0 | 0 | 0
Retail_Existing_PSC to ECM Evaporator Fan Motor (Reach-In)_TRC | Ach | Retail | Refrigeration | Display cases | TRC | Existing | NE4816 | PSC to ECM Evaporator Fan Motor (Reach-In) | PSC to ECM Evaporator Fan Motor (Reach-In) | NonEquip | 15 | Display cases | 17.17% | Prescriptive_ECM_existing | 37.5% | 1775.1426 | 1804.0573 | 1820.1914 | 1841.7031 | 1864.6858 | 1885.4448 | 1905.5458 | 1922.7201 | 1938.859 | 1952.1331 | 1775.1426 | 3579.1999 | 5399.3913 | 7241.0944 | 9105.7802 | 10991.225 | 12896.7708 | 14819.4909 | 16758.3499 | 18710.483 | 0.24707 | 0.49816 | 0.7515 | 1.0078 | 1.2674 | 1.5298 | 1.795 | 2.0626 | 2.3325 | 2.6042 | 0.022634 | 0.045636 | 0.068844 | 0.092326 | 0.1161 | 0.14014 | 0.16444 | 0.18895 | 0.21367 | 0.23856
Retail_Existing_Freezer-Cooler Replacement Gaskets_TRC | Ach | Retail | Refrigeration | Display cases | TRC | Existing | NE4712 | Freezer-Cooler Replacement Gaskets | Freezer-Cooler Replacement Gaskets | NonEquip | 4 | Display cases | 63.61% | Prescriptive_refrigeration control_existing | 3.131% | 369.7384 | 598.1683 | 949.1608 | 1475.815 | 2216.3201 | 3142.64 | 4087.4029 | 4669.0432 | 4456.6784 | 3386.7419 | 369.7384 | 967.9067 | 1917.0675 | 3392.8825 | 5609.2026 | 8751.8426 | 12839.2455 | 17508.2887 | 21964.9671 | 25351.709 | 0.053845 | 0.14096 | 0.27918 | 0.49411 | 0.81687 | 1.2745 | 1.8698 | 2.5497 | 3.1988 | 3.692 | 0.017531 | 0.045893 | 0.090898 | 0.16087 | 0.26596 | 0.41497 | 0.60877 | 0.83016 | 1.0415 | 1.2021
Retail_Turnover_Refrigerated Display Case LED Lighting_TRC | Ach | Retail | Refrigeration | Display cases | TRC | Turnover | ET2619 | Refrigerated Display Case LED Lighting | Refrigerated Display Case LED Lighting | Equip | 8 | Display cases | 0% | Prescriptive_display case lighting | 6.613% | 0 | 0 | 0 | 0 | 0 | 0 | 0 | 0 | 0 | 0 | 0 | 0 | 0 | 0 | 0 | 0 | 0 | 0 | 0 | 0 | 0 | 0 | 0 | 0 | 0 | 0 | 0 | 0 | 0 | 0 | 0 | 0 | 0 | 0 | 0 | 0 | 0 | 0 | 0 | 0
Retail_Turnover_Energy Star Hot Food Holding Cabinet_TRC | Ach | Retail | Cooking | Cooking Other | TRC | Turnover | ET168 | Energy Star Hot Food Holding Cabinet | Energy Star Hot Food Holding Cabinet | Equip | 12 | Cooking Other | 0% | Prescriptive_cooking | 52.67% | 0 | 0 | 0 | 0 | 0 | 0 | 0 | 0 | 0 | 0 | 0 | 0 | 0 | 0 | 0 | 0 | 0 | 0 | 0 | 0 | 0 | 0 | 0 | 0 | 0 | 0 | 0 | 0 | 0 | 0 | 0 | 0 | 0 | 0 | 0 | 0 | 0 | 0 | 0 | 0
Retail_Turnover_Efficient Exhaust Hood_TRC | Ach | Retail | Cooking | Cooking Other | TRC | Turnover | ET12 | Efficient Exhaust Hood | Efficient Exhaust Hood | Equip | 15 | Cooking Other | 0% | Prescriptive_cooking | 42.5% | 0 | 0 | 0 | 0 | 0 | 0 | 0 | 0 | 0 | 0 | 0 | 0 | 0 | 0 | 0 | 0 | 0 | 0 | 0 | 0 | 0 | 0 | 0 | 0 | 0 | 0 | 0 | 0 | 0 | 0 | 0 | 0 | 0 | 0 | 0 | 0 | 0 | 0 | 0 | 0
Retail_New_Efficient Exhaust Hood_TRC | Ach | Retail | Cooking | Cooking Other | TRC | New | EN38 | Efficient Exhaust Hood | Efficient Exhaust Hood | Equip | 15 | Cooking Other | 0% | Prescriptive_cooking | 42.5% | 0 | 0 | 0 | 0 | 0 | 0 | 0 | 0 | 0 | 0 | 0 | 0 | 0 | 0 | 0 | 0 | 0 | 0 | 0 | 0 | 0 | 0 | 0 | 0 | 0 | 0 | 0 | 0 | 0 | 0 | 0 | 0 | 0 | 0 | 0 | 0 | 0 | 0 | 0 | 0
Retail_New_Energy Star Hot Food Holding Cabinet_TRC | Ach | Retail | Cooking | Cooking Other | TRC | New | EN194 | Energy Star Hot Food Holding Cabinet | Energy Star Hot Food Holding Cabinet | Equip | 12 | Cooking Other | 0% | Prescriptive_cooking | 52.67% | 0 | 0 | 0 | 0 | 0 | 0 | 0 | 0 | 0 | 0 | 0 | 0 | 0 | 0 | 0 | 0 | 0 | 0 | 0 | 0 | 0 | 0 | 0 | 0 | 0 | 0 | 0 | 0 | 0 | 0 | 0 | 0 | 0 | 0 | 0 | 0 | 0 | 0 | 0 | 0
Retail_New_Smart Strip Plug Outlet_TRC | Ach | Retail | Office Equipment | Computers | TRC | New | NN4595 | Smart Strip Plug Outlet | Smart Strip Plug Outlet | NonEquip | 4 |  | 43.9% | Prescriptive_all | 1.187% | 69.1259 | 103.2705 | 161.5555 | 237.6854 | 319.4636 | 324.091 | 280.607 | 196.204 | 109.0049 | 49.3641 | 69.1259 | 172.3964 | 333.9519 | 571.6374 | 891.1009 | 1215.1919 | 1495.7989 | 1692.0029 | 1801.0078 | 1850.3719 | 0.010279 | 0.025634 | 0.049657 | 0.084999 | 0.1325 | 0.18069 | 0.22242 | 0.25159 | 0.2678 | 0.27514 | 0.0071435 | 0.017815 | 0.034511 | 0.059073 | 0.092087 | 0.12558 | 0.15458 | 0.17485 | 0.18612 | 0.19122
Retail_New_Network PC Power Management_TRC | Ach | Retail | Office Equipment | Computers | TRC | New | NN4569 | Network PC Power Management | Network PC Power Management | NonEquip | 5 | Computers | 22.4% | Prescriptive_all | 56.5% | 1558.9051 | 2355.3342 | 3743.157 | 5616.3293 | 7698.7494 | 7898.5907 | 6793.9529 | 4636.7179 | 2503.1937 | 1110.461 | 1558.9051 | 3914.2393 | 7657.3963 | 13273.7256 | 20972.475 | 28871.0657 | 35665.0186 | 40301.7365 | 42804.9302 | 43915.3912 | 0.23189 | 0.58224 | 1.139 | 1.9745 | 3.1197 | 4.2946 | 5.3052 | 5.9949 | 6.3672 | 6.5324 | 0.1615 | 0.4055 | 0.79328 | 1.3751 | 2.1727 | 2.9909 | 3.6948 | 4.1751 | 4.4344 | 4.5495
Retail_Existing_Smart Strip Plug Outlet_TRC | Ach | Retail | Office Equipment | Computers | TRC | Existing | NE4582 | Smart Strip Plug Outlet | Smart Strip Plug Outlet | NonEquip | 4 |  | 43.9% | Prescriptive_all_existing | 1.187% | 544.9611 | 1043.9158 | 1558.7451 | 2204.0993 | 2855.1026 | 3241.51 | 3066.7785 | 2305.0763 | 1356.9273 | 648.2053 | 544.9611 | 1588.8769 | 3147.622 | 5351.7213 | 8206.8239 | 11448.3339 | 14515.1124 | 16820.1888 | 18177.1161 | 18825.3214 | 0.081032 | 0.23626 | 0.46803 | 0.79577 | 1.2203 | 1.7023 | 2.1583 | 2.5011 | 2.7028 | 2.7992 | 0.056316 | 0.16419 | 0.32528 | 0.55305 | 0.84809 | 1.1831 | 1.5 | 1.7382 | 1.8784 | 1.9454
Retail_Existing_Network PC Power Management_TRC | Ach | Retail | Office Equipment | Computers | TRC | Existing | NE4556 | Network PC Power Management | Network PC Power Management | NonEquip | 5 | Computers | 22.4% | Prescriptive_all_existing | 56.5% | 12062.0285 | 15057.689 | 15192.3532 | 15371.9023 | 15563.7286 | 15736.9956 | 15904.7696 | 16048.1162 | 16182.8204 | 16293.6137 | 12062.0285 | 27119.7175 | 42312.0707 | 57683.973 | 73247.7016 | 88984.6972 | 104889.4668 | 120937.583 | 137120.4033 | 153414.0171 | 1.7942 | 4.0341 | 6.2939 | 8.5805 | 10.8956 | 13.2365 | 15.6023 | 17.9894 | 20.3966 | 22.8203 | 1.2496 | 2.8095 | 4.3834 | 5.9759 | 7.5882 | 9.2185 | 10.8662 | 12.5287 | 14.2052 | 15.8931
Retail_New_Tank Wrap on Water Heater_TRC | Ach | Retail | Domestic Hot Water | Centralized water heaters | TRC | New | NN2905 | Tank Wrap on Water Heater | Tank Wrap on Water Heater | NonEquip | 7 | Centralized water heaters | 55.99% | Prescriptive_water heater | 1.773% | 5.4705 | 8.6994 | 14.9847 | 25.7151 | 43.6944 | 62.4449 | 88.0015 | 119.5464 | 155.6471 | 189.0357 | 5.4705 | 14.1699 | 29.1546 | 54.8697 | 98.5641 | 161.009 | 249.0105 | 368.5568 | 524.2039 | 713.2396 | 0.00054797 | 0.0014194 | 0.0029204 | 0.0054962 | 0.0098731 | 0.016128 | 0.024943 | 0.036918 | 0.052509 | 0.071444 | 0.00055909 | 0.0014482 | 0.0029796 | 0.0056077 | 0.010073 | 0.016455 | 0.025449 | 0.037667 | 0.053574 | 0.072894
Retail_Existing_Tank Wrap on Water Heater_TRC | Ach | Retail | Domestic Hot Water | Centralized water heaters | TRC | Existing | NE2892 | Tank Wrap on Water Heater | Tank Wrap on Water Heater | NonEquip | 7 | Centralized water heaters | 55.99% | Prescriptive_water heater_existing | 1.773% | 50.543 | 85.4992 | 139.3137 | 226.8432 | 366.7223 | 583.9222 | 911.2997 | 1372.6913 | 1962.0745 | 2583.5463 | 50.543 | 136.0422 | 275.356 | 502.1992 | 868.9215 | 1452.8437 | 2364.1435 | 3736.8348 | 5698.9092 | 8282.4555 | 0.0050628 | 0.013627 | 0.027582 | 0.050305 | 0.087039 | 0.14553 | 0.23681 | 0.37431 | 0.57085 | 0.82964 | 0.0051655 | 0.013904 | 0.028142 | 0.051325 | 0.088804 | 0.14848 | 0.24162 | 0.38191 | 0.58243 | 0.84647
Retail_New_Smart Thermostat_TRC | Ach | Retail | Space Cooling | Central chillers inside | TRC | New | NN4153 | Smart Thermostat | Smart Thermostat | NonEquip | 11 |  | 31.48% | Prescriptive_all | 10% | 0 | 0 | 0 | 0 | 0 | 0 | 0 | 0 | 0 | 0 | 0 | 0 | 0 | 0 | 0 | 0 | 0 | 0 | 0 | 0 | 0 | 0 | 0 | 0 | 0 | 0 | 0 | 0 | 0 | 0 | 0 | 0 | 0 | 0 | 0 | 0 | 0 | 0 | 0 | 0
Retail_New_HVAC tune-up_RTU_TRC | Ach | Retail | Space Cooling | Central chillers inside | TRC | New | NN3919 | HVAC tune-up_RTU | HVAC tune-up_RTU | NonEquip | 5 | Packaged air conditioning units (RTUs) | 0% | Prescriptive_package HP | 5% | 0 | 0 | 0 | 0 | 0 | 0 | 0 | 0 | 0 | 0 | 0 | 0 | 0 | 0 | 0 | 0 | 0 | 0 | 0 | 0 | 0 | 0 | 0 | 0 | 0 | 0 | 0 | 0 | 0 | 0 | 0 | 0 | 0 | 0 | 0 | 0 | 0 | 0 | 0 | 0
Retail_New_HVAC tune-up_TRC | Ach | Retail | Space Cooling | Central chillers inside | TRC | New | NN3893 | HVAC tune-up | HVAC tune-up | NonEquip | 5 | Residential-type central air conditioners | 0% | Prescriptive_all | 5% | 0 | 0 | 0 | 0 | 0 | 0 | 0 | 0 | 0 | 0 | 0 | 0 | 0 | 0 | 0 | 0 | 0 | 0 | 0 | 0 | 0 | 0 | 0 | 0 | 0 | 0 | 0 | 0 | 0 | 0 | 0 | 0 | 0 | 0 | 0 | 0 | 0 | 0 | 0 | 0
Retail_New_Facility Energy Management System_TRC | Ach | Retail | Space Cooling | Central chillers inside | TRC | New | NN3685 | Facility Energy Management System | Facility Energy Management System | NonEquip | 15 |  | 4.276% | Custom_improvement | 20% | 0 | 0 | 0 | 0 | 0 | 0 | 0 | 0 | 0 | 0 | 0 | 0 | 0 | 0 | 0 | 0 | 0 | 0 | 0 | 0 | 0 | 0 | 0 | 0 | 0 | 0 | 0 | 0 | 0 | 0 | 0 | 0 | 0 | 0 | 0 | 0 | 0 | 0 | 0 | 0
Retail_New_Duct Sealing Repair_TRC | Ach | Retail | Space Cooling | Central chillers inside | TRC | New | NN3529 | Duct Sealing Repair | Duct Sealing Repair | NonEquip | 15 |  | 0% | Prescriptive_all | 12% | 0 | 0 | 0 | 0 | 0 | 0 | 0 | 0 | 0 | 0 | 0 | 0 | 0 | 0 | 0 | 0 | 0 | 0 | 0 | 0 | 0 | 0 | 0 | 0 | 0 | 0 | 0 | 0 | 0 | 0 | 0 | 0 | 0 | 0 | 0 | 0 | 0 | 0 | 0 | 0
Retail_New_Dedicated Outdoor Air System on VRF unit_TRC | Ach | Retail | Space Cooling | Central chillers inside | TRC | New | NN3425 | Dedicated Outdoor Air System on VRF unit | Dedicated Outdoor Air System on VRF unit | NonEquip | 15 | Residential-type central air conditioners | 0% | Prescriptive_all | 17.5% | 0 | 0 | 0 | 0 | 0 | 0 | 0 | 0 | 0 | 0 | 0 | 0 | 0 | 0 | 0 | 0 | 0 | 0 | 0 | 0 | 0 | 0 | 0 | 0 | 0 | 0 | 0 | 0 | 0 | 0 | 0 | 0 | 0 | 0 | 0 | 0 | 0 | 0 | 0 | 0
Retail_New_Chilled Water System - Variable Speed Drives_TRC | Ach | Retail | Space Cooling | Central chillers inside | TRC | New | NN3321 | Chilled Water System - Variable Speed Drives | Chilled Water System - Variable Speed Drives | NonEquip | 13 | Central chillers inside | 73.99% | Prescriptive_all | 24.74% | 0 | 0 | 0 | 0 | 0 | 0 | 0 | 0 | 0 | 0 | 0 | 0 | 0 | 0 | 0 | 0 | 0 | 0 | 0 | 0 | 0 | 0 | 0 | 0 | 0 | 0 | 0 | 0 | 0 | 0 | 0 | 0 | 0 | 0 | 0 | 0 | 0 | 0 | 0 | 0
Retail_New_Ceiling Insulation(R2 to R38)_TRC | Ach | Retail | Space Cooling | Central chillers inside | TRC | New | NN3217 | Ceiling Insulation(R2 to R38) | Ceiling Insulation(R2 to R38) | NonEquip | 20 |  | 0% | Prescriptive_all | 31.56% | 0 | 0 | 0 | 0 | 0 | 0 | 0 | 0 | 0 | 0 | 0 | 0 | 0 | 0 | 0 | 0 | 0 | 0 | 0 | 0 | 0 | 0 | 0 | 0 | 0 | 0 | 0 | 0 | 0 | 0 | 0 | 0 | 0 | 0 | 0 | 0 | 0 | 0 | 0 | 0
Retail_Existing_Wall Insulation_TRC | Ach | Retail | Space Cooling | Central chillers inside | TRC | Existing | NE4218 | Wall Insulation | Wall Insulation | NonEquip | 20 |  | 15.96% | Prescriptive_all_existing | 17.6% | 0 | 0 | 0 | 0 | 0 | 0 | 0 | 0 | 0 | 0 | 0 | 0 | 0 | 0 | 0 | 0 | 0 | 0 | 0 | 0 | 0 | 0 | 0 | 0 | 0 | 0 | 0 | 0 | 0 | 0 | 0 | 0 | 0 | 0 | 0 | 0 | 0 | 0 | 0 | 0
Retail_Existing_Smart Thermostat_TRC | Ach | Retail | Space Cooling | Central chillers inside | TRC | Existing | NE4140 | Smart Thermostat | Smart Thermostat | NonEquip | 11 |  | 31.48% | Prescriptive_all_existing | 10% | 0 | 0 | 0 | 0 | 0 | 0 | 0 | 0 | 0 | 0 | 0 | 0 | 0 | 0 | 0 | 0 | 0 | 0 | 0 | 0 | 0 | 0 | 0 | 0 | 0 | 0 | 0 | 0 | 0 | 0 | 0 | 0 | 0 | 0 | 0 | 0 | 0 | 0 | 0 | 0
Retail_Existing_HVAC tune-up_RTU_TRC | Ach | Retail | Space Cooling | Central chillers inside | TRC | Existing | NE3906 | HVAC tune-up_RTU | HVAC tune-up_RTU | NonEquip | 5 | Packaged air conditioning units (RTUs) | 0% | Prescriptive_package HP_existing | 5% | 0 | 0 | 0 | 0 | 0 | 0 | 0 | 0 | 0 | 0 | 0 | 0 | 0 | 0 | 0 | 0 | 0 | 0 | 0 | 0 | 0 | 0 | 0 | 0 | 0 | 0 | 0 | 0 | 0 | 0 | 0 | 0 | 0 | 0 | 0 | 0 | 0 | 0 | 0 | 0
Retail_Existing_HVAC tune-up_TRC | Ach | Retail | Space Cooling | Central chillers inside | TRC | Existing | NE3880 | HVAC tune-up | HVAC tune-up | NonEquip | 5 | Residential-type central air conditioners | 0% | Prescriptive_all_existing | 5% | 0 | 0 | 0 | 0 | 0 | 0 | 0 | 0 | 0 | 0 | 0 | 0 | 0 | 0 | 0 | 0 | 0 | 0 | 0 | 0 | 0 | 0 | 0 | 0 | 0 | 0 | 0 | 0 | 0 | 0 | 0 | 0 | 0 | 0 | 0 | 0 | 0 | 0 | 0 | 0
Retail_Existing_Facility Energy Management System_TRC | Ach | Retail | Space Cooling | Central chillers inside | TRC | Existing | NE3672 | Facility Energy Management System | Facility Energy Management System | NonEquip | 15 |  | 4.3% | Custom_improvement_existing | 20% | 0 | 0 | 0 | 0 | 0 | 0 | 0 | 0 | 0 | 0 | 0 | 0 | 0 | 0 | 0 | 0 | 0 | 0 | 0 | 0 | 0 | 0 | 0 | 0 | 0 | 0 | 0 | 0 | 0 | 0 | 0 | 0 | 0 | 0 | 0 | 0 | 0 | 0 | 0 | 0
Retail_Existing_Duct Sealing Repair_TRC | Ach | Retail | Space Cooling | Central chillers inside | TRC | Existing | NE3516 | Duct Sealing Repair | Duct Sealing Repair | NonEquip | 15 |  | 30.55% | Prescriptive_all_existing | 12% | 0 | 0 | 0 | 0 | 0 | 0 | 0 | 0 | 0 | 0 | 0 | 0 | 0 | 0 | 0 | 0 | 0 | 0 | 0 | 0 | 0 | 0 | 0 | 0 | 0 | 0 | 0 | 0 | 0 | 0 | 0 | 0 | 0 | 0 | 0 | 0 | 0 | 0 | 0 | 0
Retail_Existing_Dedicated Outdoor Air System on VRF unit_TRC | Ach | Retail | Space Cooling | Central chillers inside | TRC | Existing | NE3412 | Dedicated Outdoor Air System on VRF unit | Dedicated Outdoor Air System on VRF unit | NonEquip | 15 | Residential-type central air conditioners | 0% | Prescriptive_all_existing | 17.5% | 0 | 0 | 0 | 0 | 0 | 0 | 0 | 0 | 0 | 0 | 0 | 0 | 0 | 0 | 0 | 0 | 0 | 0 | 0 | 0 | 0 | 0 | 0 | 0 | 0 | 0 | 0 | 0 | 0 | 0 | 0 | 0 | 0 | 0 | 0 | 0 | 0 | 0 | 0 | 0
Retail_Existing_Chilled Water System - Variable Speed Drives_TRC | Ach | Retail | Space Cooling | Central chillers inside | TRC | Existing | NE3308 | Chilled Water System - Variable Speed Drives | Chilled Water System - Variable Speed Drives | NonEquip | 13 | Central chillers inside | 73.99% | Prescriptive_all_existing | 24.74% | 0 | 0 | 0 | 0 | 0 | 0 | 0 | 0 | 0 | 0 | 0 | 0 | 0 | 0 | 0 | 0 | 0 | 0 | 0 | 0 | 0 | 0 | 0 | 0 | 0 | 0 | 0 | 0 | 0 | 0 | 0 | 0 | 0 | 0 | 0 | 0 | 0 | 0 | 0 | 0
Retail_Existing_Ceiling Insulation(R2 to R38)_TRC | Ach | Retail | Space Cooling | Central chillers inside | TRC | Existing | NE3204 | Ceiling Insulation(R2 to R38) | Ceiling Insulation(R2 to R38) | NonEquip | 20 |  | 0% | Prescriptive_all_existing | 31.56% | 0 | 0 | 0 | 0 | 0 | 0 | 0 | 0 | 0 | 0 | 0 | 0 | 0 | 0 | 0 | 0 | 0 | 0 | 0 | 0 | 0 | 0 | 0 | 0 | 0 | 0 | 0 | 0 | 0 | 0 | 0 | 0 | 0 | 0 | 0 | 0 | 0 | 0 | 0 | 0
Retail_Turnover_High Efficiency Chiller (Water cooled-centrifugal, 200 tons)_TRC | Ach | Retail | Space Cooling | Central chillers inside | TRC | Turnover | ET987 | High Efficiency Chiller (Water cooled-centrifugal, 200 tons) | High Efficiency Chiller (Water cooled-centrifugal, 200 tons) | Equip | 20 | Central chillers inside | 28.37% | Prescriptive_all | 4.362% | 0 | 0 | 0 | 0 | 0 | 0 | 0 | 0 | 0 | 0 | 0 | 0 | 0 | 0 | 0 | 0 | 0 | 0 | 0 | 0 | 0 | 0 | 0 | 0 | 0 | 0 | 0 | 0 | 0 | 0 | 0 | 0 | 0 | 0 | 0 | 0 | 0 | 0 | 0 | 0
Retail_Turnover_High Efficiency Chiller (Air Cooled, 50 tons)_TRC | Ach | Retail | Space Cooling | Central chillers inside | TRC | Turnover | ET909 | High Efficiency Chiller (Air Cooled, 50 tons) | High Efficiency Chiller (Air Cooled, 50 tons) | Equip | 20 | Central chillers inside | 28.37% | Prescriptive_all | 8.759% | 0 | 0 | 0 | 0 | 0 | 0 | 0 | 0 | 0 | 0 | 0 | 0 | 0 | 0 | 0 | 0 | 0 | 0 | 0 | 0 | 0 | 0 | 0 | 0 | 0 | 0 | 0 | 0 | 0 | 0 | 0 | 0 | 0 | 0 | 0 | 0 | 0 | 0 | 0 | 0
Retail_Turnover_High Efficiency Chiller (Water cooled-positive displacement, 100 tons)_TRC | Ach | Retail | Space Cooling | Central chillers inside | TRC | Turnover | ET1065 | High Efficiency Chiller (Water cooled-positive displacement, 100 tons) | High Efficiency Chiller (Water cooled-positive displacement, 100 tons) | Equip | 20 | Central chillers inside | 28.37% | Prescriptive_all | 2.683% | 0 | 0 | 0 | 0 | 0 | 0 | 0 | 0 | 0 | 0 | 0 | 0 | 0 | 0 | 0 | 0 | 0 | 0 | 0 | 0 | 0 | 0 | 0 | 0 | 0 | 0 | 0 | 0 | 0 | 0 | 0 | 0 | 0 | 0 | 0 | 0 | 0 | 0 | 0 | 0
Retail_New_High Efficiency Chiller (Air Cooled, 50 tons)_TRC | Ach | Retail | Space Cooling | Central chillers inside | TRC | New | EN935 | High Efficiency Chiller (Air Cooled, 50 tons) | High Efficiency Chiller (Air Cooled, 50 tons) | Equip | 20 | Central chillers inside | 28.37% | Prescriptive_all | 8.759% | 0 | 0 | 0 | 0 | 0 | 0 | 0 | 0 | 0 | 0 | 0 | 0 | 0 | 0 | 0 | 0 | 0 | 0 | 0 | 0 | 0 | 0 | 0 | 0 | 0 | 0 | 0 | 0 | 0 | 0 | 0 | 0 | 0 | 0 | 0 | 0 | 0 | 0 | 0 | 0
Retail_New_High Efficiency Chiller (Water cooled-positive displacement, 100 tons)_TRC | Ach | Retail | Space Cooling | Central chillers inside | TRC | New | EN1091 | High Efficiency Chiller (Water cooled-positive displacement, 100 tons) | High Efficiency Chiller (Water cooled-positive displacement, 100 tons) | Equip | 20 | Central chillers inside | 28.37% | Prescriptive_all | 2.683% | 0 | 0 | 0 | 0 | 0 | 0 | 0 | 0 | 0 | 0 | 0 | 0 | 0 | 0 | 0 | 0 | 0 | 0 | 0 | 0 | 0 | 0 | 0 | 0 | 0 | 0 | 0 | 0 | 0 | 0 | 0 | 0 | 0 | 0 | 0 | 0 | 0 | 0 | 0 | 0
Retail_New_High Efficiency Chiller (Water cooled-centrifugal, 200 tons)_TRC | Ach | Retail | Space Cooling | Central chillers inside | TRC | New | EN1013 | High Efficiency Chiller (Water cooled-centrifugal, 200 tons) | High Efficiency Chiller (Water cooled-centrifugal, 200 tons) | Equip | 20 | Central chillers inside | 28.37% | Prescriptive_all | 4.362% | 0 | 0 | 0 | 0 | 0 | 0 | 0 | 0 | 0 | 0 | 0 | 0 | 0 | 0 | 0 | 0 | 0 | 0 | 0 | 0 | 0 | 0 | 0 | 0 | 0 | 0 | 0 | 0 | 0 | 0 | 0 | 0 | 0 | 0 | 0 | 0 | 0 | 0 | 0 | 0
Retail_New_Demand Controlled Ventilation_TRC | Ach | Retail | Ventilation and Circulation | Central air-handling unit | TRC | New | NN4959 | Demand Controlled Ventilation | Demand Controlled Ventilation | NonEquip | 10 |  | 23.39% | Prescriptive_all | 50% | 6767.5469 | 10139.1479 | 15978.0695 | 23772.5716 | 32313.2855 | 32873.6466 | 28038.7173 | 18975.0802 | 10157.9189 | 4468.3884 | 6767.5469 | 16906.6948 | 32884.7643 | 56657.3358 | 88970.6213 | 121844.2679 | 149882.9852 | 168858.0654 | 179015.9843 | 183484.3728 | 0.7046 | 1.7602 | 3.4238 | 5.8989 | 9.2631 | 12.6858 | 15.605 | 17.5806 | 18.6382 | 19.1034 | 3.9669 | 9.9101 | 19.2759 | 33.2106 | 52.1515 | 71.4209 | 87.8562 | 98.9788 | 104.933 | 107.5522
Retail_Existing_Demand Controlled Ventilation_TRC | Ach | Retail | Ventilation and Circulation | Central air-handling unit | TRC | Existing | NE4946 | Demand Controlled Ventilation | Demand Controlled Ventilation | NonEquip | 10 |  | 23.39% | Prescriptive_all_existing | 50% | 65163.9571 | 65368.7092 | 65953.3156 | 66732.7776 | 67565.5372 | 68317.7271 | 69046.0707 | 69668.3695 | 70253.1496 | 70734.1278 | 65163.9571 | 130532.6663 | 196485.9819 | 263218.7596 | 330784.2968 | 399102.0239 | 468148.0946 | 537816.4641 | 608069.6137 | 678803.7415 | 6.7845 | 13.5904 | 20.4571 | 27.4049 | 34.4395 | 41.5524 | 48.7411 | 55.9946 | 63.309 | 70.6734 | 38.1969 | 76.5138 | 115.1733 | 154.2898 | 193.8944 | 233.9399 | 274.4123 | 315.2495 | 356.4295 | 397.8914
Retail_New_Interior Lighting Controls_TRC | Ach | Retail | Interior Lighting | case lighting | TRC | New | NN4439 | Interior Lighting Controls | Interior Lighting Controls | NonEquip | 8 | Overhead (fluorescent/LED/CFL U-shape) | 0% | Prescriptive_lighting control | 28% | 0 | 0 | 0 | 0 | 0 | 0 | 0 | 0 | 0 | 0 | 0 | 0 | 0 | 0 | 0 | 0 | 0 | 0 | 0 | 0 | 0 | 0 | 0 | 0 | 0 | 0 | 0 | 0 | 0 | 0 | 0 | 0 | 0 | 0 | 0 | 0 | 0 | 0 | 0 | 0
Retail_New_Facility Energy Management System_TRC | Ach | Retail | Interior Lighting | case lighting | TRC | New | NN3711 | Facility Energy Management System | Facility Energy Management System | NonEquip | 15 |  | 4.276% | Custom_improvement | 24% | 0.097824 | 0.13926 | 0.20945 | 0.30087 | 0.40292 | 0.41838 | 0.38445 | 0.30077 | 0.19935 | 0.11321 | 0.097824 | 0.23708 | 0.44653 | 0.7474 | 1.1503 | 1.5687 | 1.9532 | 2.2539 | 2.4533 | 2.5665 | 2.5528e-05 | 6.1868e-05 | 0.00011653 | 0.00019504 | 0.00030019 | 0.00040937 | 0.00050969 | 0.00058818 | 0.0006402 | 0.00066975 | 1.1738e-05 | 2.8446e-05 | 5.3578e-05 | 8.9679e-05 | 0.00013802 | 0.00018822 | 0.00023435 | 0.00027044 | 0.00029436 | 0.00030794
Retail_Existing_Interior Lighting Controls_TRC | Ach | Retail | Interior Lighting | case lighting | TRC | Existing | NE4426 | Interior Lighting Controls | Interior Lighting Controls | NonEquip | 8 | Overhead (fluorescent/LED/CFL U-shape) | 0% | Prescriptive_lighting control_existing | 28% | 0 | 0 | 0 | 0 | 0 | 0 | 0 | 0 | 0 | 0 | 0 | 0 | 0 | 0 | 0 | 0 | 0 | 0 | 0 | 0 | 0 | 0 | 0 | 0 | 0 | 0 | 0 | 0 | 0 | 0 | 0 | 0 | 0 | 0 | 0 | 0 | 0 | 0 | 0 | 0
Retail_Existing_Facility Energy Management System_TRC | Ach | Retail | Interior Lighting | case lighting | TRC | Existing | NE3698 | Facility Energy Management System | Facility Energy Management System | NonEquip | 15 |  | 4.3% | Custom_improvement_existing | 24% | 0.88805 | 0.95023 | 0.95873 | 0.97006 | 0.98217 | 0.9931 | 1.0037 | 1.0127 | 1.0212 | 1.0282 | 0.88805 | 1.8383 | 2.797 | 3.7671 | 4.7492 | 5.7423 | 6.746 | 7.7588 | 8.78 | 9.8082 | 0.00023175 | 0.00047972 | 0.00072991 | 0.00098306 | 0.0012394 | 0.0014985 | 0.0017604 | 0.0020247 | 0.0022912 | 0.0025596 | 0.00010655 | 0.00022057 | 0.00033561 | 0.000452 | 0.00056985 | 0.00068901 | 0.00080944 | 0.00093095 | 0.0010535 | 0.0011769
Retail_New_Smart Thermostat_TRC | Ach | Retail | Space Heating | Boilers | TRC | New | NN4179 | Smart Thermostat | Smart Thermostat | NonEquip | 11 |  | 31.48% | Prescriptive_all | 10% | 0 | 0 | 0 | 0 | 0 | 0 | 0 | 0 | 0 | 0 | 0 | 0 | 0 | 0 | 0 | 0 | 0 | 0 | 0 | 0 | 0 | 0 | 0 | 0 | 0 | 0 | 0 | 0 | 0 | 0 | 0 | 0 | 0 | 0 | 0 | 0 | 0 | 0 | 0 | 0
Retail_New_Facility Energy Management System_TRC | Ach | Retail | Space Heating | Boilers | TRC | New | NN3659 | Facility Energy Management System | Facility Energy Management System | NonEquip | 15 |  | 4.276% | Custom_improvement | 20% | 0 | 0 | 0 | 0 | 0 | 0 | 0 | 0 | 0 | 0 | 0 | 0 | 0 | 0 | 0 | 0 | 0 | 0 | 0 | 0 | 0 | 0 | 0 | 0 | 0 | 0 | 0 | 0 | 0 | 0 | 0 | 0 | 0 | 0 | 0 | 0 | 0 | 0 | 0 | 0
Retail_New_Duct Sealing Repair_TRC | Ach | Retail | Space Heating | Boilers | TRC | New | NN3555 | Duct Sealing Repair | Duct Sealing Repair | NonEquip | 15 |  | 0% | Prescriptive_all | 12% | 0 | 0 | 0 | 0 | 0 | 0 | 0 | 0 | 0 | 0 | 0 | 0 | 0 | 0 | 0 | 0 | 0 | 0 | 0 | 0 | 0 | 0 | 0 | 0 | 0 | 0 | 0 | 0 | 0 | 0 | 0 | 0 | 0 | 0 | 0 | 0 | 0 | 0 | 0 | 0
Retail_New_Dedicated Outdoor Air System on VRF unit_TRC | Ach | Retail | Space Heating | Boilers | TRC | New | NN3399 | Dedicated Outdoor Air System on VRF unit | Dedicated Outdoor Air System on VRF unit | NonEquip | 15 | Residential/split system heat pump | 0% | Prescriptive_all | 10% | 0 | 0 | 0 | 0 | 0 | 0 | 0 | 0 | 0 | 0 | 0 | 0 | 0 | 0 | 0 | 0 | 0 | 0 | 0 | 0 | 0 | 0 | 0 | 0 | 0 | 0 | 0 | 0 | 0 | 0 | 0 | 0 | 0 | 0 | 0 | 0 | 0 | 0 | 0 | 0
Retail_New_Ceiling Insulation(R2 to R38)_TRC | Ach | Retail | Space Heating | Boilers | TRC | New | NN3191 | Ceiling Insulation(R2 to R38) | Ceiling Insulation(R2 to R38) | NonEquip | 20 |  | 0% | Prescriptive_all | 11.06% | 0 | 0 | 0 | 0 | 0 | 0 | 0 | 0 | 0 | 0 | 0 | 0 | 0 | 0 | 0 | 0 | 0 | 0 | 0 | 0 | 0 | 0 | 0 | 0 | 0 | 0 | 0 | 0 | 0 | 0 | 0 | 0 | 0 | 0 | 0 | 0 | 0 | 0 | 0 | 0
Retail_Existing_Wall Insulation_TRC | Ach | Retail | Space Heating | Boilers | TRC | Existing | NE4244 | Wall Insulation | Wall Insulation | NonEquip | 20 |  | 15.96% | Prescriptive_all_existing | 0.9934% | 0 | 0 | 0 | 0 | 0 | 0 | 0 | 0 | 0 | 0 | 0 | 0 | 0 | 0 | 0 | 0 | 0 | 0 | 0 | 0 | 0 | 0 | 0 | 0 | 0 | 0 | 0 | 0 | 0 | 0 | 0 | 0 | 0 | 0 | 0 | 0 | 0 | 0 | 0 | 0
Retail_Existing_Smart Thermostat_TRC | Ach | Retail | Space Heating | Boilers | TRC | Existing | NE4166 | Smart Thermostat | Smart Thermostat | NonEquip | 11 |  | 31.48% | Prescriptive_all_existing | 10% | 0 | 0 | 0 | 0 | 0 | 0 | 0 | 0 | 0 | 0 | 0 | 0 | 0 | 0 | 0 | 0 | 0 | 0 | 0 | 0 | 0 | 0 | 0 | 0 | 0 | 0 | 0 | 0 | 0 | 0 | 0 | 0 | 0 | 0 | 0 | 0 | 0 | 0 | 0 | 0
Retail_Existing_Facility Energy Management System_TRC | Ach | Retail | Space Heating | Boilers | TRC | Existing | NE3646 | Facility Energy Management System | Facility Energy Management System | NonEquip | 15 |  | 4.3% | Custom_improvement_existing | 20% | 0 | 0 | 0 | 0 | 0 | 0 | 0 | 0 | 0 | 0 | 0 | 0 | 0 | 0 | 0 | 0 | 0 | 0 | 0 | 0 | 0 | 0 | 0 | 0 | 0 | 0 | 0 | 0 | 0 | 0 | 0 | 0 | 0 | 0 | 0 | 0 | 0 | 0 | 0 | 0
Retail_Existing_Duct Sealing Repair_TRC | Ach | Retail | Space Heating | Boilers | TRC | Existing | NE3542 | Duct Sealing Repair | Duct Sealing Repair | NonEquip | 15 |  | 30.55% | Prescriptive_all_existing | 12% | 0 | 0 | 0 | 0 | 0 | 0 | 0 | 0 | 0 | 0 | 0 | 0 | 0 | 0 | 0 | 0 | 0 | 0 | 0 | 0 | 0 | 0 | 0 | 0 | 0 | 0 | 0 | 0 | 0 | 0 | 0 | 0 | 0 | 0 | 0 | 0 | 0 | 0 | 0 | 0
Retail_Existing_Dedicated Outdoor Air System on VRF unit_TRC | Ach | Retail | Space Heating | Boilers | TRC | Existing | NE3386 | Dedicated Outdoor Air System on VRF unit | Dedicated Outdoor Air System on VRF unit | NonEquip | 15 | Residential/split system heat pump | 0% | Prescriptive_all_existing | 10% | 0 | 0 | 0 | 0 | 0 | 0 | 0 | 0 | 0 | 0 | 0 | 0 | 0 | 0 | 0 | 0 | 0 | 0 | 0 | 0 | 0 | 0 | 0 | 0 | 0 | 0 | 0 | 0 | 0 | 0 | 0 | 0 | 0 | 0 | 0 | 0 | 0 | 0 | 0 | 0
Retail_Existing_Ceiling Insulation(R2 to R38)_TRC | Ach | Retail | Space Heating | Boilers | TRC | Existing | NE3178 | Ceiling Insulation(R2 to R38) | Ceiling Insulation(R2 to R38) | NonEquip | 20 |  | 0% | Prescriptive_all_existing | 12.2% | 0 | 0 | 0 | 0 | 0 | 0 | 0 | 0 | 0 | 0 | 0 | 0 | 0 | 0 | 0 | 0 | 0 | 0 | 0 | 0 | 0 | 0 | 0 | 0 | 0 | 0 | 0 | 0 | 0 | 0 | 0 | 0 | 0 | 0 | 0 | 0 | 0 | 0 | 0 | 0
Retail_New_Tank Wrap on Water Heater_TRC | Ach | Retail | Domestic Hot Water | "Point-of-Use" water heaters | TRC | New | NN2905 | Tank Wrap on Water Heater | Tank Wrap on Water Heater | NonEquip | 7 | Centralized water heaters | 0% | Prescriptive_water heater | 1.773% | 0 | 0 | 0 | 0 | 0 | 0 | 0 | 0 | 0 | 0 | 0 | 0 | 0 | 0 | 0 | 0 | 0 | 0 | 0 | 0 | 0 | 0 | 0 | 0 | 0 | 0 | 0 | 0 | 0 | 0 | 0 | 0 | 0 | 0 | 0 | 0 | 0 | 0 | 0 | 0
Retail_Existing_Tank Wrap on Water Heater_TRC | Ach | Retail | Domestic Hot Water | "Point-of-Use" water heaters | TRC | Existing | NE2892 | Tank Wrap on Water Heater | Tank Wrap on Water Heater | NonEquip | 7 | Centralized water heaters | 0% | Prescriptive_water heater_existing | 1.773% | 0 | 0 | 0 | 0 | 0 | 0 | 0 | 0 | 0 | 0 | 0 | 0 | 0 | 0 | 0 | 0 | 0 | 0 | 0 | 0 | 0 | 0 | 0 | 0 | 0 | 0 | 0 | 0 | 0 | 0 | 0 | 0 | 0 | 0 | 0 | 0 | 0 | 0 | 0 | 0
Schools K-12_New_Retro-Commissioning_TRC | Ach | Schools K-12 | Refrigeration | Walk-in cooler | TRC | New | NN5324 | Retro-Commissioning | Retro-Commissioning | NonEquip | 5 |  | 0% | Custom_improvement | 16% | 0 | 0 | 0 | 0 | 0 | 0 | 0 | 0 | 0 | 0 | 0 | 0 | 0 | 0 | 0 | 0 | 0 | 0 | 0 | 0 | 0 | 0 | 0 | 0 | 0 | 0 | 0 | 0 | 0 | 0 | 0 | 0 | 0 | 0 | 0 | 0 | 0 | 0 | 0 | 0
Schools K-12_New_Strip Curtains for Walk-ins_TRC | Ach | Schools K-12 | Refrigeration | Walk-in cooler | TRC | New | NN4908 | Strip Curtains for Walk-ins | Strip Curtains for Walk-ins | NonEquip | 4 | Walk-in cooler | 3.76% | Prescriptive_refrigeration control | 2.115% | 0.17193 | 0.25671 | 0.41453 | 0.65541 | 1.0001 | 1.3298 | 1.6712 | 1.9052 | 1.7271 | 1.2685 | 0.17193 | 0.42864 | 0.84318 | 1.4986 | 2.4987 | 3.8285 | 5.4997 | 7.405 | 9.1321 | 10.4006 | 2.2292e-05 | 5.5576e-05 | 0.00010932 | 0.0001943 | 0.00032397 | 0.00049639 | 0.00071307 | 0.00096009 | 0.001184 | 0.0013485 | 1.8672e-05 | 4.6552e-05 | 9.1571e-05 | 0.00016275 | 0.00027136 | 0.00041579 | 0.00059728 | 0.0008042 | 0.00099177 | 0.0011295
Schools K-12_New_PSC to ECM Evaporator Fan Motor (Walk-In, Refrigerator)_TRC | Ach | Schools K-12 | Refrigeration | Walk-in cooler | TRC | New | NN4856 | PSC to ECM Evaporator Fan Motor (Walk-In, Refrigerator) | PSC to ECM Evaporator Fan Motor (Walk-In, Refrigerator) | NonEquip | 15 | Walk-in cooler | 68.68% | Prescriptive_ECM | 37.5% | 114.3853 | 170.6052 | 274.3502 | 431.6825 | 653.218 | 857.6 | 1056.821 | 1171.3418 | 1022.8362 | 719.1604 | 114.3853 | 284.9904 | 559.3406 | 991.0231 | 1644.241 | 2501.841 | 3558.662 | 4730.0038 | 5752.8401 | 6472.0005 | 0.014831 | 0.03695 | 0.072521 | 0.12849 | 0.21318 | 0.32438 | 0.4614 | 0.61327 | 0.74589 | 0.83913 | 0.012423 | 0.030951 | 0.060746 | 0.10763 | 0.17857 | 0.27171 | 0.38648 | 0.51369 | 0.62477 | 0.70287
Schools K-12_New_PSC to ECM Evaporator Fan Motor (Reach-In)_TRC | Ach | Schools K-12 | Refrigeration | Walk-in cooler | TRC | New | NN4830 | PSC to ECM Evaporator Fan Motor (Reach-In) | PSC to ECM Evaporator Fan Motor (Reach-In) | NonEquip | 15 | Display cases | 0% | Prescriptive_ECM | 37.5% | 0 | 0 | 0 | 0 | 0 | 0 | 0 | 0 | 0 | 0 | 0 | 0 | 0 | 0 | 0 | 0 | 0 | 0 | 0 | 0 | 0 | 0 | 0 | 0 | 0 | 0 | 0 | 0 | 0 | 0 | 0 | 0 | 0 | 0 | 0 | 0 | 0 | 0 | 0 | 0
Schools K-12_Existing_Retro-Commissioning_TRC | Ach | Schools K-12 | Refrigeration | Walk-in cooler | TRC | Existing | NE5311 | Retro-Commissioning | Retro-Commissioning | NonEquip | 5 |  | 21.99% | Custom_improvement_existing | 16% | 166.0275 | 166.5866 | 167.5513 | 168.9247 | 170.3427 | 171.6699 | 173.0625 | 174.343 | 175.5962 | 176.6529 | 166.0275 | 332.6141 | 500.1654 | 669.0901 | 839.4328 | 1011.1027 | 1184.1652 | 1358.5082 | 1534.1043 | 1710.7572 | 0.027757 | 0.055607 | 0.083619 | 0.11186 | 0.14034 | 0.16904 | 0.19797 | 0.22712 | 0.25647 | 0.28601 | 0.086057 | 0.1724 | 0.25925 | 0.34681 | 0.4351 | 0.52408 | 0.61379 | 0.70415 | 0.79517 | 0.88674
Schools K-12_Existing_Strip Curtains for Walk-ins_TRC | Ach | Schools K-12 | Refrigeration | Walk-in cooler | TRC | Existing | NE4895 | Strip Curtains for Walk-ins | Strip Curtains for Walk-ins | NonEquip | 4 | Walk-in cooler | 3.76% | Prescriptive_refrigeration control_existing | 2.115% | 2.6759 | 4.2741 | 6.7608 | 10.4746 | 15.6668 | 22.1414 | 28.7251 | 32.7602 | 31.2328 | 23.715 | 2.6759 | 6.95 | 13.7108 | 24.1854 | 39.8522 | 61.9936 | 90.7187 | 123.479 | 154.7117 | 178.4268 | 0.00034695 | 0.0009011 | 0.0017777 | 0.0031358 | 0.005167 | 0.0080378 | 0.011762 | 0.01601 | 0.020059 | 0.023134 | 0.00029061 | 0.00075479 | 0.001489 | 0.0026266 | 0.004328 | 0.0067327 | 0.0098523 | 0.01341 | 0.016802 | 0.019378
Schools K-12_Existing_PSC to ECM Evaporator Fan Motor (Walk-In, Refrigerator)_TRC | Ach | Schools K-12 | Refrigeration | Walk-in cooler | TRC | Existing | NE4843 | PSC to ECM Evaporator Fan Motor (Walk-In, Refrigerator) | PSC to ECM Evaporator Fan Motor (Walk-In, Refrigerator) | NonEquip | 15 | Walk-in cooler | 17.17% | Prescriptive_ECM_existing | 37.5% | 356.069 | 568.1134 | 894.971 | 1379.9658 | 2046.8838 | 2856.4668 | 3634.0641 | 4029.5642 | 3700.4844 | 2689.6227 | 356.069 | 924.1823 | 1819.1533 | 3199.1191 | 5246.0028 | 8102.4696 | 11736.5337 | 15766.0979 | 19466.5823 | 22156.205 | 0.046166 | 0.11982 | 0.23586 | 0.41478 | 0.68017 | 1.0505 | 1.5217 | 2.0442 | 2.5239 | 2.8727 | 0.03867 | 0.10037 | 0.19756 | 0.34743 | 0.56973 | 0.87995 | 1.2746 | 1.7122 | 2.1141 | 2.4062
Schools K-12_Existing_PSC to ECM Evaporator Fan Motor (Reach-In)_TRC | Ach | Schools K-12 | Refrigeration | Walk-in cooler | TRC | Existing | NE4817 | PSC to ECM Evaporator Fan Motor (Reach-In) | PSC to ECM Evaporator Fan Motor (Reach-In) | NonEquip | 15 | Display cases | 0% | Prescriptive_ECM_existing | 37.5% | 0 | 0 | 0 | 0 | 0 | 0 | 0 | 0 | 0 | 0 | 0 | 0 | 0 | 0 | 0 | 0 | 0 | 0 | 0 | 0 | 0 | 0 | 0 | 0 | 0 | 0 | 0 | 0 | 0 | 0 | 0 | 0 | 0 | 0 | 0 | 0 | 0 | 0 | 0 | 0
Schools K-12_Existing_Freezer-Cooler Replacement Gaskets_TRC | Ach | Schools K-12 | Refrigeration | Walk-in cooler | TRC | Existing | NE4713 | Freezer-Cooler Replacement Gaskets | Freezer-Cooler Replacement Gaskets | NonEquip | 4 | Display cases | 0% | Prescriptive_refrigeration control_existing | 3.131% | 0 | 0 | 0 | 0 | 0 | 0 | 0 | 0 | 0 | 0 | 0 | 0 | 0 | 0 | 0 | 0 | 0 | 0 | 0 | 0 | 0 | 0 | 0 | 0 | 0 | 0 | 0 | 0 | 0 | 0 | 0 | 0 | 0 | 0 | 0 | 0 | 0 | 0 | 0 | 0
Schools K-12_New_Retro-Commissioning_TRC | Ach | Schools K-12 | Refrigeration | Vending and ice makers | TRC | New | NN5324 | Retro-Commissioning | Retro-Commissioning | NonEquip | 5 |  | 0% | Custom_improvement | 16% | 0 | 0 | 0 | 0 | 0 | 0 | 0 | 0 | 0 | 0 | 0 | 0 | 0 | 0 | 0 | 0 | 0 | 0 | 0 | 0 | 0 | 0 | 0 | 0 | 0 | 0 | 0 | 0 | 0 | 0 | 0 | 0 | 0 | 0 | 0 | 0 | 0 | 0 | 0 | 0
Schools K-12_New_Strip Curtains for Walk-ins_TRC | Ach | Schools K-12 | Refrigeration | Vending and ice makers | TRC | New | NN4908 | Strip Curtains for Walk-ins | Strip Curtains for Walk-ins | NonEquip | 4 | Walk-in cooler | 0% | Prescriptive_refrigeration control | 2.115% | 0 | 0 | 0 | 0 | 0 | 0 | 0 | 0 | 0 | 0 | 0 | 0 | 0 | 0 | 0 | 0 | 0 | 0 | 0 | 0 | 0 | 0 | 0 | 0 | 0 | 0 | 0 | 0 | 0 | 0 | 0 | 0 | 0 | 0 | 0 | 0 | 0 | 0 | 0 | 0
Schools K-12_New_PSC to ECM Evaporator Fan Motor (Walk-In, Refrigerator)_TRC | Ach | Schools K-12 | Refrigeration | Vending and ice makers | TRC | New | NN4856 | PSC to ECM Evaporator Fan Motor (Walk-In, Refrigerator) | PSC to ECM Evaporator Fan Motor (Walk-In, Refrigerator) | NonEquip | 15 | Walk-in cooler | 0% | Prescriptive_ECM | 37.5% | 0 | 0 | 0 | 0 | 0 | 0 | 0 | 0 | 0 | 0 | 0 | 0 | 0 | 0 | 0 | 0 | 0 | 0 | 0 | 0 | 0 | 0 | 0 | 0 | 0 | 0 | 0 | 0 | 0 | 0 | 0 | 0 | 0 | 0 | 0 | 0 | 0 | 0 | 0 | 0
Schools K-12_New_PSC to ECM Evaporator Fan Motor (Reach-In)_TRC | Ach | Schools K-12 | Refrigeration | Vending and ice makers | TRC | New | NN4830 | PSC to ECM Evaporator Fan Motor (Reach-In) | PSC to ECM Evaporator Fan Motor (Reach-In) | NonEquip | 15 | Display cases | 0% | Prescriptive_ECM | 37.5% | 0 | 0 | 0 | 0 | 0 | 0 | 0 | 0 | 0 | 0 | 0 | 0 | 0 | 0 | 0 | 0 | 0 | 0 | 0 | 0 | 0 | 0 | 0 | 0 | 0 | 0 | 0 | 0 | 0 | 0 | 0 | 0 | 0 | 0 | 0 | 0 | 0 | 0 | 0 | 0
Schools K-12_Existing_Retro-Commissioning_TRC | Ach | Schools K-12 | Refrigeration | Vending and ice makers | TRC | Existing | NE5311 | Retro-Commissioning | Retro-Commissioning | NonEquip | 5 |  | 21.99% | Custom_improvement_existing | 16% | 954.4191 | 978.1538 | 983.8186 | 991.8826 | 1000.2086 | 1008.0017 | 1016.1787 | 1023.6974 | 1031.0557 | 1037.2607 | 954.4191 | 1932.5729 | 2916.3915 | 3908.274 | 4908.4827 | 5916.4844 | 6932.6631 | 7956.3605 | 8987.4161 | 10024.6768 | 0.15956 | 0.32309 | 0.48757 | 0.65339 | 0.82061 | 0.98913 | 1.159 | 1.3302 | 1.5025 | 1.6759 | 0.4947 | 1.0017 | 1.5117 | 2.0258 | 2.5442 | 3.0667 | 3.5934 | 4.124 | 4.6584 | 5.1961
Schools K-12_Existing_Strip Curtains for Walk-ins_TRC | Ach | Schools K-12 | Refrigeration | Vending and ice makers | TRC | Existing | NE4895 | Strip Curtains for Walk-ins | Strip Curtains for Walk-ins | NonEquip | 4 | Walk-in cooler | 0% | Prescriptive_refrigeration control_existing | 2.115% | 0 | 0 | 0 | 0 | 0 | 0 | 0 | 0 | 0 | 0 | 0 | 0 | 0 | 0 | 0 | 0 | 0 | 0 | 0 | 0 | 0 | 0 | 0 | 0 | 0 | 0 | 0 | 0 | 0 | 0 | 0 | 0 | 0 | 0 | 0 | 0 | 0 | 0 | 0 | 0
Schools K-12_Existing_PSC to ECM Evaporator Fan Motor (Walk-In, Refrigerator)_TRC | Ach | Schools K-12 | Refrigeration | Vending and ice makers | TRC | Existing | NE4843 | PSC to ECM Evaporator Fan Motor (Walk-In, Refrigerator) | PSC to ECM Evaporator Fan Motor (Walk-In, Refrigerator) | NonEquip | 15 | Walk-in cooler | 0% | Prescriptive_ECM_existing | 37.5% | 0 | 0 | 0 | 0 | 0 | 0 | 0 | 0 | 0 | 0 | 0 | 0 | 0 | 0 | 0 | 0 | 0 | 0 | 0 | 0 | 0 | 0 | 0 | 0 | 0 | 0 | 0 | 0 | 0 | 0 | 0 | 0 | 0 | 0 | 0 | 0 | 0 | 0 | 0 | 0
Schools K-12_Existing_PSC to ECM Evaporator Fan Motor (Reach-In)_TRC | Ach | Schools K-12 | Refrigeration | Vending and ice makers | TRC | Existing | NE4817 | PSC to ECM Evaporator Fan Motor (Reach-In) | PSC to ECM Evaporator Fan Motor (Reach-In) | NonEquip | 15 | Display cases | 0% | Prescriptive_ECM_existing | 37.5% | 0 | 0 | 0 | 0 | 0 | 0 | 0 | 0 | 0 | 0 | 0 | 0 | 0 | 0 | 0 | 0 | 0 | 0 | 0 | 0 | 0 | 0 | 0 | 0 | 0 | 0 | 0 | 0 | 0 | 0 | 0 | 0 | 0 | 0 | 0 | 0 | 0 | 0 | 0 | 0
Schools K-12_Existing_Freezer-Cooler Replacement Gaskets_TRC | Ach | Schools K-12 | Refrigeration | Vending and ice makers | TRC | Existing | NE4713 | Freezer-Cooler Replacement Gaskets | Freezer-Cooler Replacement Gaskets | NonEquip | 4 | Display cases | 0% | Prescriptive_refrigeration control_existing | 3.131% | 0 | 0 | 0 | 0 | 0 | 0 | 0 | 0 | 0 | 0 | 0 | 0 | 0 | 0 | 0 | 0 | 0 | 0 | 0 | 0 | 0 | 0 | 0 | 0 | 0 | 0 | 0 | 0 | 0 | 0 | 0 | 0 | 0 | 0 | 0 | 0 | 0 | 0 | 0 | 0
Schools K-12_New_Retro-Commissioning_TRC | Ach | Schools K-12 | Exterior Lighting | Street lighting | TRC | New | NN5298 | Retro-Commissioning | Retro-Commissioning | NonEquip | 5 |  | 0% | Custom_improvement | 16% | 0 | 0 | 0 | 0 | 0 | 0 | 0 | 0 | 0 | 0 | 0 | 0 | 0 | 0 | 0 | 0 | 0 | 0 | 0 | 0 | 0 | 0 | 0 | 0 | 0 | 0 | 0 | 0 | 0 | 0 | 0 | 0 | 0 | 0 | 0 | 0 | 0 | 0 | 0 | 0
Schools K-12_New_Outdoor Lighting Controls_TRC | Ach | Schools K-12 | Exterior Lighting | Street lighting | TRC | New | NN2984 | Outdoor Lighting Controls | Outdoor Lighting Controls | NonEquip | 8 | Exterior parking/lot lighting | 0% | Prescriptive_lighting control | 28% | 0 | 0 | 0 | 0 | 0 | 0 | 0 | 0 | 0 | 0 | 0 | 0 | 0 | 0 | 0 | 0 | 0 | 0 | 0 | 0 | 0 | 0 | 0 | 0 | 0 | 0 | 0 | 0 | 0 | 0 | 0 | 0 | 0 | 0 | 0 | 0 | 0 | 0 | 0 | 0
Schools K-12_New_Bi-Level Lighting Control (Exterior)_TRC | Ach | Schools K-12 | Exterior Lighting | Street lighting | TRC | New | NN2958 | Bi-Level Lighting Control (Exterior) | Bi-Level Lighting Control (Exterior) | NonEquip | 9 | Exterior parking/lot lighting | 0% | Prescriptive_lighting control | 31% | 0 | 0 | 0 | 0 | 0 | 0 | 0 | 0 | 0 | 0 | 0 | 0 | 0 | 0 | 0 | 0 | 0 | 0 | 0 | 0 | 0 | 0 | 0 | 0 | 0 | 0 | 0 | 0 | 0 | 0 | 0 | 0 | 0 | 0 | 0 | 0 | 0 | 0 | 0 | 0
Schools K-12_Existing_Retro-Commissioning_TRC | Ach | Schools K-12 | Exterior Lighting | Street lighting | TRC | Existing | NE5285 | Retro-Commissioning | Retro-Commissioning | NonEquip | 5 |  | 21.99% | Custom_improvement_existing | 16% | 13.2539 | 13.7207 | 13.8001 | 13.9133 | 14.03 | 14.1394 | 14.2541 | 14.3595 | 14.4627 | 14.5498 | 13.2539 | 26.9745 | 40.7747 | 54.6879 | 68.718 | 82.8573 | 97.1114 | 111.4709 | 125.9337 | 140.4834 | 0 | 0 | 0 | 0 | 0 | 0 | 0 | 0 | 0 | 0 | 0.0068699 | 0.013982 | 0.021135 | 0.028346 | 0.035619 | 0.042947 | 0.050336 | 0.057779 | 0.065275 | 0.072817
Schools K-12_Existing_Outdoor Lighting Controls_TRC | Ach | Schools K-12 | Exterior Lighting | Street lighting | TRC | Existing | NE2971 | Outdoor Lighting Controls | Outdoor Lighting Controls | NonEquip | 8 | Exterior parking/lot lighting | 0% | Prescriptive_lighting control_existing | 28% | 0 | 0 | 0 | 0 | 0 | 0 | 0 | 0 | 0 | 0 | 0 | 0 | 0 | 0 | 0 | 0 | 0 | 0 | 0 | 0 | 0 | 0 | 0 | 0 | 0 | 0 | 0 | 0 | 0 | 0 | 0 | 0 | 0 | 0 | 0 | 0 | 0 | 0 | 0 | 0
Schools K-12_Existing_Bi-Level Lighting Control (Exterior)_TRC | Ach | Schools K-12 | Exterior Lighting | Street lighting | TRC | Existing | NE2945 | Bi-Level Lighting Control (Exterior) | Bi-Level Lighting Control (Exterior) | NonEquip | 9 | Exterior parking/lot lighting | 0% | Prescriptive_lighting control_existing | 31% | 0 | 0 | 0 | 0 | 0 | 0 | 0 | 0 | 0 | 0 | 0 | 0 | 0 | 0 | 0 | 0 | 0 | 0 | 0 | 0 | 0 | 0 | 0 | 0 | 0 | 0 | 0 | 0 | 0 | 0 | 0 | 0 | 0 | 0 | 0 | 0 | 0 | 0 | 0 | 0
Schools K-12_New_Retro-Commissioning_TRC | Ach | Schools K-12 | Exterior Lighting | Spot lighting/Security/Flood | TRC | New | NN5298 | Retro-Commissioning | Retro-Commissioning | NonEquip | 5 |  | 0% | Custom_improvement | 16% | 0 | 0 | 0 | 0 | 0 | 0 | 0 | 0 | 0 | 0 | 0 | 0 | 0 | 0 | 0 | 0 | 0 | 0 | 0 | 0 | 0 | 0 | 0 | 0 | 0 | 0 | 0 | 0 | 0 | 0 | 0 | 0 | 0 | 0 | 0 | 0 | 0 | 0 | 0 | 0
Schools K-12_New_Outdoor Lighting Controls_TRC | Ach | Schools K-12 | Exterior Lighting | Spot lighting/Security/Flood | TRC | New | NN2984 | Outdoor Lighting Controls | Outdoor Lighting Controls | NonEquip | 8 | Exterior parking/lot lighting | 0% | Prescriptive_lighting control | 28% | 0 | 0 | 0 | 0 | 0 | 0 | 0 | 0 | 0 | 0 | 0 | 0 | 0 | 0 | 0 | 0 | 0 | 0 | 0 | 0 | 0 | 0 | 0 | 0 | 0 | 0 | 0 | 0 | 0 | 0 | 0 | 0 | 0 | 0 | 0 | 0 | 0 | 0 | 0 | 0
Schools K-12_New_Bi-Level Lighting Control (Exterior)_TRC | Ach | Schools K-12 | Exterior Lighting | Spot lighting/Security/Flood | TRC | New | NN2958 | Bi-Level Lighting Control (Exterior) | Bi-Level Lighting Control (Exterior) | NonEquip | 9 | Exterior parking/lot lighting | 0% | Prescriptive_lighting control | 31% | 0 | 0 | 0 | 0 | 0 | 0 | 0 | 0 | 0 | 0 | 0 | 0 | 0 | 0 | 0 | 0 | 0 | 0 | 0 | 0 | 0 | 0 | 0 | 0 | 0 | 0 | 0 | 0 | 0 | 0 | 0 | 0 | 0 | 0 | 0 | 0 | 0 | 0 | 0 | 0
Schools K-12_Existing_Retro-Commissioning_TRC | Ach | Schools K-12 | Exterior Lighting | Spot lighting/Security/Flood | TRC | Existing | NE5285 | Retro-Commissioning | Retro-Commissioning | NonEquip | 5 |  | 21.99% | Custom_improvement_existing | 16% | 13.5095 | 13.7207 | 13.8001 | 13.9133 | 14.03 | 14.1394 | 14.2541 | 14.3595 | 14.4627 | 14.5498 | 13.5095 | 27.2301 | 41.0303 | 54.9435 | 68.9736 | 83.1129 | 97.367 | 111.7265 | 126.1892 | 140.739 | 0 | 0 | 0 | 0 | 0 | 0 | 0 | 0 | 0 | 0 | 0.0070023 | 0.014114 | 0.021267 | 0.028479 | 0.035751 | 0.04308 | 0.050468 | 0.057911 | 0.065408 | 0.072949
Schools K-12_Existing_Outdoor Lighting Controls_TRC | Ach | Schools K-12 | Exterior Lighting | Spot lighting/Security/Flood | TRC | Existing | NE2971 | Outdoor Lighting Controls | Outdoor Lighting Controls | NonEquip | 8 | Exterior parking/lot lighting | 0% | Prescriptive_lighting control_existing | 28% | 0 | 0 | 0 | 0 | 0 | 0 | 0 | 0 | 0 | 0 | 0 | 0 | 0 | 0 | 0 | 0 | 0 | 0 | 0 | 0 | 0 | 0 | 0 | 0 | 0 | 0 | 0 | 0 | 0 | 0 | 0 | 0 | 0 | 0 | 0 | 0 | 0 | 0 | 0 | 0
Schools K-12_Existing_Bi-Level Lighting Control (Exterior)_TRC | Ach | Schools K-12 | Exterior Lighting | Spot lighting/Security/Flood | TRC | Existing | NE2945 | Bi-Level Lighting Control (Exterior) | Bi-Level Lighting Control (Exterior) | NonEquip | 9 | Exterior parking/lot lighting | 0% | Prescriptive_lighting control_existing | 31% | 0 | 0 | 0 | 0 | 0 | 0 | 0 | 0 | 0 | 0 | 0 | 0 | 0 | 0 | 0 | 0 | 0 | 0 | 0 | 0 | 0 | 0 | 0 | 0 | 0 | 0 | 0 | 0 | 0 | 0 | 0 | 0 | 0 | 0 | 0 | 0 | 0 | 0 | 0 | 0
Schools K-12_Turnover_LED Exterior Lighting_TRC | Ach | Schools K-12 | Exterior Lighting | Spot lighting/Security/Flood | TRC | Turnover | ET676 | LED Exterior Lighting | LED Exterior Lighting | Equip | 13 | Spot lighting/Security/Flood | 4.624% | Prescriptive_lighting | 60.51% | 79.1418 | 82.3952 | 77.8975 | 58.8237 | 34.7939 | 16.7052 | 7.0068 | 2.7416 | 1.0428 | 0.3852 | 79.1418 | 161.5371 | 239.4346 | 298.2584 | 333.0522 | 349.7574 | 356.7642 | 359.5058 | 360.5486 | 360.9338 | 0 | 0 | 0 | 0 | 0 | 0 | 0 | 0 | 0 | 0 | 0 | 0 | 0 | 0 | 0 | 0 | 0 | 0 | 0 | 0
Schools K-12_New_LED Exterior Lighting_TRC | Ach | Schools K-12 | Exterior Lighting | Spot lighting/Security/Flood | TRC | New | EN702 | LED Exterior Lighting | LED Exterior Lighting | Equip | 13 | Spot lighting/Security/Flood | 4.624% | Prescriptive_lighting | 60.51% | 7.1392 | 7.5149 | 7.2303 | 5.5547 | 3.3417 | 1.5039 | 0.60892 | 0.2374 | 0.085552 | 0.030462 | 7.1392 | 14.6541 | 21.8843 | 27.439 | 30.7807 | 32.2846 | 32.8935 | 33.1309 | 33.2165 | 33.2469 | 0 | 0 | 0 | 0 | 0 | 0 | 0 | 0 | 0 | 0 | 0 | 0 | 0 | 0 | 0 | 0 | 0 | 0 | 0 | 0
Schools K-12_New_Retro-Commissioning_TRC | Ach | Schools K-12 | Interior Lighting | Spot lighting | TRC | New | NN5272 | Retro-Commissioning | Retro-Commissioning | NonEquip | 5 |  | 0% | Custom_improvement | 16% | 0 | 0 | 0 | 0 | 0 | 0 | 0 | 0 | 0 | 0 | 0 | 0 | 0 | 0 | 0 | 0 | 0 | 0 | 0 | 0 | 0 | 0 | 0 | 0 | 0 | 0 | 0 | 0 | 0 | 0 | 0 | 0 | 0 | 0 | 0 | 0 | 0 | 0 | 0 | 0
Schools K-12_New_Facility Energy Management System_TRC | Ach | Schools K-12 | Interior Lighting | Spot lighting | TRC | New | NN3712 | Facility Energy Management System | Facility Energy Management System | NonEquip | 15 |  | 4.276% | Custom_improvement | 24% | 0.77402 | 1.0537 | 1.5212 | 2.1023 | 2.7137 | 2.9355 | 2.878 | 2.4844 | 1.7119 | 1.0157 | 0.77402 | 1.8277 | 3.349 | 5.4512 | 8.165 | 11.1005 | 13.9785 | 16.4629 | 18.1748 | 19.1904 | 0.00016223 | 0.00038308 | 0.00070192 | 0.0011425 | 0.0017113 | 0.0023266 | 0.0029298 | 0.0034505 | 0.0038093 | 0.0040222 | 1.395e-05 | 3.2942e-05 | 6.0359e-05 | 9.8249e-05 | 0.00014716 | 0.00020007 | 0.00025194 | 0.00029671 | 0.00032757 | 0.00034587
Schools K-12_Existing_Retro-Commissioning_TRC | Ach | Schools K-12 | Interior Lighting | Spot lighting | TRC | Existing | NE5259 | Retro-Commissioning | Retro-Commissioning | NonEquip | 5 |  | 21.99% | Custom_improvement_existing | 16% | 24.7758 | 25.3466 | 25.4934 | 25.7024 | 25.9181 | 26.1201 | 26.332 | 26.5268 | 26.7175 | 26.8783 | 24.7758 | 50.1224 | 75.6158 | 101.3182 | 127.2363 | 153.3564 | 179.6884 | 206.2152 | 232.9327 | 259.8109 | 0.0041421 | 0.0083796 | 0.012642 | 0.016939 | 0.021272 | 0.025638 | 0.030041 | 0.034475 | 0.038942 | 0.043436 | 0.012842 | 0.02598 | 0.039194 | 0.052516 | 0.06595 | 0.079489 | 0.093138 | 0.10689 | 0.12074 | 0.13467
Schools K-12_Existing_Facility Energy Management System_TRC | Ach | Schools K-12 | Interior Lighting | Spot lighting | TRC | Existing | NE3699 | Facility Energy Management System | Facility Energy Management System | NonEquip | 15 |  | 0.7167% | Custom_improvement_existing | 24% | 1.5843 | 2.3661 | 3.3657 | 4.5843 | 5.8343 | 6.747 | 6.8685 | 5.966 | 4.3485 | 2.6829 | 1.5843 | 3.9503 | 7.316 | 11.9003 | 17.7346 | 24.4816 | 31.3501 | 37.3161 | 41.6646 | 44.3475 | 0.00033205 | 0.00082796 | 0.0015334 | 0.0024942 | 0.0037171 | 0.0051312 | 0.0065708 | 0.0078212 | 0.0087326 | 0.009295 | 2.8553e-05 | 7.1198e-05 | 0.00013186 | 0.00021448 | 0.00031964 | 0.00044124 | 0.00056503 | 0.00067256 | 0.00075093 | 0.00079929
Schools K-12_New_Network PC Power Management_TRC | Ach | Schools K-12 | Office Equipment | Servers | TRC | New | NN4570 | Network PC Power Management | Network PC Power Management | NonEquip | 5 | Computers | 0% | Prescriptive_all | 56.5% | 0 | 0 | 0 | 0 | 0 | 0 | 0 | 0 | 0 | 0 | 0 | 0 | 0 | 0 | 0 | 0 | 0 | 0 | 0 | 0 | 0 | 0 | 0 | 0 | 0 | 0 | 0 | 0 | 0 | 0 | 0 | 0 | 0 | 0 | 0 | 0 | 0 | 0 | 0 | 0
Schools K-12_Existing_Network PC Power Management_TRC | Ach | Schools K-12 | Office Equipment | Servers | TRC | Existing | NE4557 | Network PC Power Management | Network PC Power Management | NonEquip | 5 | Computers | 0% | Prescriptive_all_existing | 56.5% | 0 | 0 | 0 | 0 | 0 | 0 | 0 | 0 | 0 | 0 | 0 | 0 | 0 | 0 | 0 | 0 | 0 | 0 | 0 | 0 | 0 | 0 | 0 | 0 | 0 | 0 | 0 | 0 | 0 | 0 | 0 | 0 | 0 | 0 | 0 | 0 | 0 | 0 | 0 | 0
Schools K-12_New_Retro-Commissioning_TRC | Ach | Schools K-12 | Space Cooling | Residential-type central air conditioners | TRC | New | NN5376 | Retro-Commissioning | Retro-Commissioning | NonEquip | 5 |  | 0% | Custom_improvement | 16% | 0 | 0 | 0 | 0 | 0 | 0 | 0 | 0 | 0 | 0 | 0 | 0 | 0 | 0 | 0 | 0 | 0 | 0 | 0 | 0 | 0 | 0 | 0 | 0 | 0 | 0 | 0 | 0 | 0 | 0 | 0 | 0 | 0 | 0 | 0 | 0 | 0 | 0 | 0 | 0
Schools K-12_New_HVAC tune-up_RTU_TRC | Ach | Schools K-12 | Space Cooling | Residential-type central air conditioners | TRC | New | NN3920 | HVAC tune-up_RTU | HVAC tune-up_RTU | NonEquip | 5 | Packaged air conditioning units (RTUs) | 0% | Prescriptive_package HP | 5% | 0 | 0 | 0 | 0 | 0 | 0 | 0 | 0 | 0 | 0 | 0 | 0 | 0 | 0 | 0 | 0 | 0 | 0 | 0 | 0 | 0 | 0 | 0 | 0 | 0 | 0 | 0 | 0 | 0 | 0 | 0 | 0 | 0 | 0 | 0 | 0 | 0 | 0 | 0 | 0
Schools K-12_New_HVAC tune-up_TRC | Ach | Schools K-12 | Space Cooling | Residential-type central air conditioners | TRC | New | NN3894 | HVAC tune-up | HVAC tune-up | NonEquip | 5 | Residential-type central air conditioners | 49.09% | Prescriptive_all | 5% | 0.70809 | 1.0138 | 1.5325 | 2.192 | 2.87 | 3.0396 | 2.7641 | 2.0627 | 1.1471 | 0.52686 | 0.70809 | 1.7219 | 3.2544 | 5.4464 | 8.3164 | 11.356 | 14.1201 | 16.1828 | 17.3299 | 17.8568 | 0.00011455 | 0.00027855 | 0.00052645 | 0.00088103 | 0.0013453 | 0.001837 | 0.0022841 | 0.0026178 | 0.0028034 | 0.0028886 | 4.7395e-06 | 1.1525e-05 | 2.1783e-05 | 3.6454e-05 | 5.5664e-05 | 7.6009e-05 | 9.4511e-05 | 0.00010832 | 0.00011599 | 0.00011952
Schools K-12_New_Facility Energy Management System_TRC | Ach | Schools K-12 | Space Cooling | Residential-type central air conditioners | TRC | New | NN3686 | Facility Energy Management System | Facility Energy Management System | NonEquip | 15 |  | 4.276% | Custom_improvement | 20% | 0.16653 | 0.22635 | 0.326 | 0.44914 | 0.57803 | 0.62437 | 0.61322 | 0.53199 | 0.36874 | 0.21976 | 0.16653 | 0.39288 | 0.71888 | 1.168 | 1.7461 | 2.3704 | 2.9836 | 3.5156 | 3.8844 | 4.1041 | 3.4904e-05 | 8.2345e-05 | 0.00015067 | 0.00024481 | 0.00036596 | 0.00049683 | 0.00062535 | 0.00073685 | 0.00081414 | 0.0008602 | 0 | 0 | 0 | 0 | 0 | 0 | 0 | 0 | 0 | 0
Schools K-12_New_Duct Sealing Repair_TRC | Ach | Schools K-12 | Space Cooling | Residential-type central air conditioners | TRC | New | NN3530 | Duct Sealing Repair | Duct Sealing Repair | NonEquip | 15 |  | 0% | Prescriptive_all | 12% | 0 | 0 | 0 | 0 | 0 | 0 | 0 | 0 | 0 | 0 | 0 | 0 | 0 | 0 | 0 | 0 | 0 | 0 | 0 | 0 | 0 | 0 | 0 | 0 | 0 | 0 | 0 | 0 | 0 | 0 | 0 | 0 | 0 | 0 | 0 | 0 | 0 | 0 | 0 | 0
Schools K-12_New_Dedicated Outdoor Air System on VRF unit_TRC | Ach | Schools K-12 | Space Cooling | Residential-type central air conditioners | TRC | New | NN3426 | Dedicated Outdoor Air System on VRF unit | Dedicated Outdoor Air System on VRF unit | NonEquip | 15 | Residential-type central air conditioners | 58.91% | Prescriptive_all | 17.5% | 3.6164 | 5.1324 | 7.6554 | 10.7411 | 11.8544 | 9.4584 | 7.0889 | 5.4929 | 3.8597 | 2.3839 | 3.6164 | 8.7487 | 16.4042 | 27.1452 | 38.9996 | 48.4581 | 55.5469 | 61.0398 | 64.8996 | 67.2834 | 0.0011004 | 0.0026622 | 0.0049916 | 0.0082601 | 0.011867 | 0.014745 | 0.016902 | 0.018574 | 0.019748 | 0.020474 | 0 | 0 | 0 | 0 | 0 | 0 | 0 | 0 | 0 | 0
Schools K-12_New_Chilled Water System - Variable Speed Drives_TRC | Ach | Schools K-12 | Space Cooling | Residential-type central air conditioners | TRC | New | NN3322 | Chilled Water System - Variable Speed Drives | Chilled Water System - Variable Speed Drives | NonEquip | 13 | Central chillers inside | 0% | Prescriptive_all | 24.74% | 0 | 0 | 0 | 0 | 0 | 0 | 0 | 0 | 0 | 0 | 0 | 0 | 0 | 0 | 0 | 0 | 0 | 0 | 0 | 0 | 0 | 0 | 0 | 0 | 0 | 0 | 0 | 0 | 0 | 0 | 0 | 0 | 0 | 0 | 0 | 0 | 0 | 0 | 0 | 0
Schools K-12_New_Ceiling Insulation(R2 to R38)_TRC | Ach | Schools K-12 | Space Cooling | Residential-type central air conditioners | TRC | New | NN3218 | Ceiling Insulation(R2 to R38) | Ceiling Insulation(R2 to R38) | NonEquip | 20 |  | 0% | Prescriptive_all | 36.97% | 0 | 0 | 0 | 0 | 0 | 0 | 0 | 0 | 0 | 0 | 0 | 0 | 0 | 0 | 0 | 0 | 0 | 0 | 0 | 0 | 0 | 0 | 0 | 0 | 0 | 0 | 0 | 0 | 0 | 0 | 0 | 0 | 0 | 0 | 0 | 0 | 0 | 0 | 0 | 0
Schools K-12_Existing_Retro-Commissioning_TRC | Ach | Schools K-12 | Space Cooling | Residential-type central air conditioners | TRC | Existing | NE5363 | Retro-Commissioning | Retro-Commissioning | NonEquip | 5 |  | 21.99% | Custom_improvement_existing | 16% | 6.5969 | 6.5702 | 6.6082 | 6.6624 | 6.7183 | 6.7707 | 6.8256 | 6.8761 | 6.9255 | 6.9672 | 6.5969 | 13.167 | 19.7753 | 26.4376 | 33.156 | 39.9266 | 46.7522 | 53.6283 | 60.5538 | 67.521 | 0.0011029 | 0.0022013 | 0.0033061 | 0.0044199 | 0.0055431 | 0.006675 | 0.0078161 | 0.0089657 | 0.010123 | 0.011288 | 0 | 0 | 0 | 0 | 0 | 0 | 0 | 0 | 0 | 0
Schools K-12_Existing_Wall Insulation_TRC | Ach | Schools K-12 | Space Cooling | Residential-type central air conditioners | TRC | Existing | NE4219 | Wall Insulation | Wall Insulation | NonEquip | 20 |  | 0% | Prescriptive_all_existing | 10.75% | 0 | 0 | 0 | 0 | 0 | 0 | 0 | 0 | 0 | 0 | 0 | 0 | 0 | 0 | 0 | 0 | 0 | 0 | 0 | 0 | 0 | 0 | 0 | 0 | 0 | 0 | 0 | 0 | 0 | 0 | 0 | 0 | 0 | 0 | 0 | 0 | 0 | 0 | 0 | 0
Schools K-12_Existing_HVAC tune-up_RTU_TRC | Ach | Schools K-12 | Space Cooling | Residential-type central air conditioners | TRC | Existing | NE3907 | HVAC tune-up_RTU | HVAC tune-up_RTU | NonEquip | 5 | Packaged air conditioning units (RTUs) | 0% | Prescriptive_package HP_existing | 5% | 0 | 0 | 0 | 0 | 0 | 0 | 0 | 0 | 0 | 0 | 0 | 0 | 0 | 0 | 0 | 0 | 0 | 0 | 0 | 0 | 0 | 0 | 0 | 0 | 0 | 0 | 0 | 0 | 0 | 0 | 0 | 0 | 0 | 0 | 0 | 0 | 0 | 0 | 0 | 0
Schools K-12_Existing_HVAC tune-up_TRC | Ach | Schools K-12 | Space Cooling | Residential-type central air conditioners | TRC | Existing | NE3881 | HVAC tune-up | HVAC tune-up | NonEquip | 5 | Residential-type central air conditioners | 49.09% | Prescriptive_all_existing | 5% | 8.8823 | 13.5745 | 20.2058 | 28.4691 | 36.729 | 41.5621 | 39.2225 | 29.4336 | 17.3059 | 8.2603 | 8.8823 | 22.4568 | 42.6626 | 71.1317 | 107.8607 | 149.4227 | 188.6453 | 218.0788 | 235.3848 | 243.645 | 0.0014368 | 0.0036327 | 0.0069013 | 0.011507 | 0.017448 | 0.024171 | 0.030516 | 0.035278 | 0.038077 | 0.039413 | 5.9452e-05 | 0.00015031 | 0.00028555 | 0.00047611 | 0.00072195 | 0.0010001 | 0.0012627 | 0.0014597 | 0.0015755 | 0.0016308
Schools K-12_Existing_Facility Energy Management System_TRC | Ach | Schools K-12 | Space Cooling | Residential-type central air conditioners | TRC | Existing | NE3673 | Facility Energy Management System | Facility Energy Management System | NonEquip | 15 |  | 0.7167% | Custom_improvement_existing | 20% | 0.35138 | 0.51078 | 0.72636 | 0.98901 | 1.2582 | 1.4548 | 1.4811 | 1.2871 | 0.93863 | 0.57933 | 0.35138 | 0.86217 | 1.5885 | 2.5775 | 3.8358 | 5.2905 | 6.7717 | 8.0588 | 8.9974 | 9.5767 | 7.3648e-05 | 0.0001807 | 0.00033295 | 0.00054024 | 0.00080395 | 0.0011089 | 0.0014193 | 0.0016891 | 0.0018858 | 0.0020072 | 0 | 0 | 0 | 0 | 0 | 0 | 0 | 0 | 0 | 0
Schools K-12_Existing_Duct Sealing Repair_TRC | Ach | Schools K-12 | Space Cooling | Residential-type central air conditioners | TRC | Existing | NE3517 | Duct Sealing Repair | Duct Sealing Repair | NonEquip | 15 |  | 0% | Prescriptive_all_existing | 12% | 0 | 0 | 0 | 0 | 0 | 0 | 0 | 0 | 0 | 0 | 0 | 0 | 0 | 0 | 0 | 0 | 0 | 0 | 0 | 0 | 0 | 0 | 0 | 0 | 0 | 0 | 0 | 0 | 0 | 0 | 0 | 0 | 0 | 0 | 0 | 0 | 0 | 0 | 0 | 0
Schools K-12_Existing_Dedicated Outdoor Air System on VRF unit_TRC | Ach | Schools K-12 | Space Cooling | Residential-type central air conditioners | TRC | Existing | NE3413 | Dedicated Outdoor Air System on VRF unit | Dedicated Outdoor Air System on VRF unit | NonEquip | 15 | Residential-type central air conditioners | 58.91% | Prescriptive_all_existing | 17.5% | 46.0392 | 70.3451 | 104.6774 | 147.4318 | 190.1375 | 215.1129 | 203.0275 | 152.4245 | 89.6688 | 42.8169 | 46.0392 | 116.3843 | 221.0617 | 368.4935 | 558.631 | 773.7438 | 976.7714 | 1129.1959 | 1218.8647 | 1261.6816 | 0.014009 | 0.035415 | 0.067267 | 0.11213 | 0.16999 | 0.23544 | 0.29722 | 0.3436 | 0.37089 | 0.38392 | 0 | 0 | 0 | 0 | 0 | 0 | 0 | 0 | 0 | 0
Schools K-12_Existing_Chilled Water System - Variable Speed Drives_TRC | Ach | Schools K-12 | Space Cooling | Residential-type central air conditioners | TRC | Existing | NE3309 | Chilled Water System - Variable Speed Drives | Chilled Water System - Variable Speed Drives | NonEquip | 13 | Central chillers inside | 0% | Prescriptive_all_existing | 24.74% | 0 | 0 | 0 | 0 | 0 | 0 | 0 | 0 | 0 | 0 | 0 | 0 | 0 | 0 | 0 | 0 | 0 | 0 | 0 | 0 | 0 | 0 | 0 | 0 | 0 | 0 | 0 | 0 | 0 | 0 | 0 | 0 | 0 | 0 | 0 | 0 | 0 | 0 | 0 | 0
Schools K-12_Existing_Ceiling Insulation(R2 to R38)_TRC | Ach | Schools K-12 | Space Cooling | Residential-type central air conditioners | TRC | Existing | NE3205 | Ceiling Insulation(R2 to R38) | Ceiling Insulation(R2 to R38) | NonEquip | 20 |  | 0% | Prescriptive_all_existing | 36.97% | 0 | 0 | 0 | 0 | 0 | 0 | 0 | 0 | 0 | 0 | 0 | 0 | 0 | 0 | 0 | 0 | 0 | 0 | 0 | 0 | 0 | 0 | 0 | 0 | 0 | 0 | 0 | 0 | 0 | 0 | 0 | 0 | 0 | 0 | 0 | 0 | 0 | 0 | 0 | 0
Schools K-12_Turnover_Variable Refrigerant Flow (VRF) HVAC Systems_TRC | Ach | Schools K-12 | Space Cooling | Residential-type central air conditioners | TRC | Turnover | ET1378 | Variable Refrigerant Flow (VRF) HVAC Systems | Variable Refrigerant Flow (VRF) HVAC Systems | Equip | 15 | Residential-type central air conditioners | 49.09% | Prescriptive_package HP | 36.88% | 19.5274 | 28.8463 | 45.802 | 71.6345 | 108.7939 | 157.8066 | 213.0942 | 257.9205 | 267.0602 | 224.3485 | 19.5274 | 48.3737 | 94.1758 | 165.8103 | 274.6043 | 432.4109 | 645.5051 | 903.4256 | 1170.4858 | 1394.8344 | 0.005942 | 0.01472 | 0.028657 | 0.050455 | 0.08356 | 0.13158 | 0.19642 | 0.2749 | 0.35617 | 0.42444 | 0 | 0 | 0 | 0 | 0 | 0 | 0 | 0 | 0 | 0
Schools K-12_New_Variable Refrigerant Flow (VRF) HVAC Systems_TRC | Ach | Schools K-12 | Space Cooling | Residential-type central air conditioners | TRC | New | EN1404 | Variable Refrigerant Flow (VRF) HVAC Systems | Variable Refrigerant Flow (VRF) HVAC Systems | Equip | 15 | Residential-type central air conditioners | 49.09% | Prescriptive_package HP | 36.88% | 2.2457 | 3.3456 | 5.3874 | 8.536 | 13.1301 | 17.8087 | 23.2408 | 28.1647 | 27.8 | 22.6182 | 2.2457 | 5.5912 | 10.9786 | 19.5146 | 32.6446 | 50.4534 | 73.6942 | 101.8589 | 129.6589 | 152.277 | 0.00068333 | 0.0017014 | 0.0033407 | 0.0059381 | 0.0099335 | 0.015353 | 0.022425 | 0.030995 | 0.039454 | 0.046337 | 0 | 0 | 0 | 0 | 0 | 0 | 0 | 0 | 0 | 0
Schools K-12_New_Retro-Commissioning_TRC | Ach | Schools K-12 | Space Heating | Residential/split system heat pump | TRC | New | NN5350 | Retro-Commissioning | Retro-Commissioning | NonEquip | 5 |  | 0% | Custom_improvement | 16% | 0 | 0 | 0 | 0 | 0 | 0 | 0 | 0 | 0 | 0 | 0 | 0 | 0 | 0 | 0 | 0 | 0 | 0 | 0 | 0 | 0 | 0 | 0 | 0 | 0 | 0 | 0 | 0 | 0 | 0 | 0 | 0 | 0 | 0 | 0 | 0 | 0 | 0 | 0 | 0
Schools K-12_New_Facility Energy Management System_TRC | Ach | Schools K-12 | Space Heating | Residential/split system heat pump | TRC | New | NN3660 | Facility Energy Management System | Facility Energy Management System | NonEquip | 15 |  | 4.276% | Custom_improvement | 20% | 48.3557 | 65.9476 | 95.3778 | 132.0447 | 170.7557 | 185.0442 | 181.7435 | 157.1682 | 108.491 | 64.485 | 48.3557 | 114.3033 | 209.681 | 341.7257 | 512.4814 | 697.5256 | 879.2691 | 1036.4373 | 1144.9283 | 1209.4133 | 0 | 0 | 0 | 0 | 0 | 0 | 0 | 0 | 0 | 0 | 0.00087153 | 0.0020601 | 0.0037791 | 0.006159 | 0.0092366 | 0.012572 | 0.015847 | 0.01868 | 0.020635 | 0.021798
Schools K-12_New_Duct Sealing Repair_TRC | Ach | Schools K-12 | Space Heating | Residential/split system heat pump | TRC | New | NN3556 | Duct Sealing Repair | Duct Sealing Repair | NonEquip | 15 |  | 0% | Prescriptive_all | 12% | 0 | 0 | 0 | 0 | 0 | 0 | 0 | 0 | 0 | 0 | 0 | 0 | 0 | 0 | 0 | 0 | 0 | 0 | 0 | 0 | 0 | 0 | 0 | 0 | 0 | 0 | 0 | 0 | 0 | 0 | 0 | 0 | 0 | 0 | 0 | 0 | 0 | 0 | 0 | 0
Schools K-12_New_Dedicated Outdoor Air System on VRF unit_TRC | Ach | Schools K-12 | Space Heating | Residential/split system heat pump | TRC | New | NN3400 | Dedicated Outdoor Air System on VRF unit | Dedicated Outdoor Air System on VRF unit | NonEquip | 15 | Residential/split system heat pump | 58.91% | Prescriptive_all | 10% | 601.009 | 856.6607 | 1285.1012 | 1816.1324 | 2336.1041 | 2416.0635 | 2138.7167 | 1562.1419 | 866.9631 | 408.2868 | 601.009 | 1457.6697 | 2742.7708 | 4558.9033 | 6895.0073 | 9311.0709 | 11449.7875 | 13011.9294 | 13878.8925 | 14287.1793 | 0 | 0 | 0 | 0 | 0 | 0 | 0 | 0 | 0 | 0 | 0.18485 | 0.44832 | 0.84356 | 1.4021 | 2.1206 | 2.8637 | 3.5215 | 4.0019 | 4.2686 | 4.3942
Schools K-12_New_Ceiling Insulation(R2 to R38)_TRC | Ach | Schools K-12 | Space Heating | Residential/split system heat pump | TRC | New | NN3192 | Ceiling Insulation(R2 to R38) | Ceiling Insulation(R2 to R38) | NonEquip | 20 |  | 0% | Prescriptive_all | 12.95% | 0 | 0 | 0 | 0 | 0 | 0 | 0 | 0 | 0 | 0 | 0 | 0 | 0 | 0 | 0 | 0 | 0 | 0 | 0 | 0 | 0 | 0 | 0 | 0 | 0 | 0 | 0 | 0 | 0 | 0 | 0 | 0 | 0 | 0 | 0 | 0 | 0 | 0 | 0 | 0
Schools K-12_Existing_Retro-Commissioning_TRC | Ach | Schools K-12 | Space Heating | Residential/split system heat pump | TRC | Existing | NE5337 | Retro-Commissioning | Retro-Commissioning | NonEquip | 5 |  | 21.99% | Custom_improvement_existing | 16% | 1912.0298 | 1900.1975 | 1911.2021 | 1926.8674 | 1943.042 | 1958.1811 | 1974.066 | 1988.6721 | 2002.9665 | 2015.0206 | 1912.0298 | 3812.2273 | 5723.4293 | 7650.2967 | 9593.3387 | 11551.5198 | 13525.5858 | 15514.2579 | 17517.2244 | 19532.245 | 0 | 0 | 0 | 0 | 0 | 0 | 0 | 0 | 0 | 0 | 0.99106 | 1.976 | 2.9666 | 3.9654 | 4.9725 | 5.9875 | 7.0107 | 8.0415 | 9.0797 | 10.1241
Schools K-12_Existing_Wall Insulation_TRC | Ach | Schools K-12 | Space Heating | Residential/split system heat pump | TRC | Existing | NE4245 | Wall Insulation | Wall Insulation | NonEquip | 20 |  | 0% | Prescriptive_all_existing | 0.6067% | 0 | 0 | 0 | 0 | 0 | 0 | 0 | 0 | 0 | 0 | 0 | 0 | 0 | 0 | 0 | 0 | 0 | 0 | 0 | 0 | 0 | 0 | 0 | 0 | 0 | 0 | 0 | 0 | 0 | 0 | 0 | 0 | 0 | 0 | 0 | 0 | 0 | 0 | 0 | 0
Schools K-12_Existing_Facility Energy Management System_TRC | Ach | Schools K-12 | Space Heating | Residential/split system heat pump | TRC | Existing | NE3647 | Facility Energy Management System | Facility Energy Management System | NonEquip | 15 |  | 0.7167% | Custom_improvement_existing | 20% | 101.8852 | 147.8171 | 210.2663 | 286.4004 | 364.4875 | 421.5125 | 429.1 | 372.7155 | 271.6686 | 167.6097 | 101.8852 | 249.7024 | 459.9687 | 746.3691 | 1110.8565 | 1532.369 | 1961.469 | 2334.1845 | 2605.8531 | 2773.4629 | 0 | 0 | 0 | 0 | 0 | 0 | 0 | 0 | 0 | 0 | 0.0018363 | 0.0045005 | 0.0082901 | 0.013452 | 0.020021 | 0.027618 | 0.035352 | 0.04207 | 0.046966 | 0.049987
Schools K-12_Existing_Duct Sealing Repair_TRC | Ach | Schools K-12 | Space Heating | Residential/split system heat pump | TRC | Existing | NE3543 | Duct Sealing Repair | Duct Sealing Repair | NonEquip | 15 |  | 0% | Prescriptive_all_existing | 12% | 0 | 0 | 0 | 0 | 0 | 0 | 0 | 0 | 0 | 0 | 0 | 0 | 0 | 0 | 0 | 0 | 0 | 0 | 0 | 0 | 0 | 0 | 0 | 0 | 0 | 0 | 0 | 0 | 0 | 0 | 0 | 0 | 0 | 0 | 0 | 0 | 0 | 0 | 0 | 0
Schools K-12_Existing_Dedicated Outdoor Air System on VRF unit_TRC | Ach | Schools K-12 | Space Heating | Residential/split system heat pump | TRC | Existing | NE3387 | Dedicated Outdoor Air System on VRF unit | Dedicated Outdoor Air System on VRF unit | NonEquip | 15 | Residential/split system heat pump | 58.91% | Prescriptive_all_existing | 10% | 7628.1626 | 11632.7741 | 17315.3161 | 24396.3485 | 31474.2466 | 35615.6091 | 33610.769 | 25222.5821 | 14830.1989 | 7078.6663 | 7628.1626 | 19260.9367 | 36576.2528 | 60972.6013 | 92446.8479 | 128062.457 | 161673.226 | 186895.8082 | 201726.0071 | 208804.6733 | 0 | 0 | 0 | 0 | 0 | 0 | 0 | 0 | 0 | 0 | 2.3461 | 5.9239 | 11.2494 | 18.7527 | 28.4329 | 39.3868 | 49.7241 | 57.4815 | 62.0427 | 64.2198
Schools K-12_Existing_Ceiling Insulation(R2 to R38)_TRC | Ach | Schools K-12 | Space Heating | Residential/split system heat pump | TRC | Existing | NE3179 | Ceiling Insulation(R2 to R38) | Ceiling Insulation(R2 to R38) | NonEquip | 20 |  | 0% | Prescriptive_all_existing | 14.29% | 0 | 0 | 0 | 0 | 0 | 0 | 0 | 0 | 0 | 0 | 0 | 0 | 0 | 0 | 0 | 0 | 0 | 0 | 0 | 0 | 0 | 0 | 0 | 0 | 0 | 0 | 0 | 0 | 0 | 0 | 0 | 0 | 0 | 0 | 0 | 0 | 0 | 0 | 0 | 0
Schools K-12_Turnover_Variable Refrigerant Flow (VRF) HVAC Systems_TRC | Ach | Schools K-12 | Space Heating | Residential/split system heat pump | TRC | Turnover | ET1417 | Variable Refrigerant Flow (VRF) HVAC Systems | Variable Refrigerant Flow (VRF) HVAC Systems | Equip | 15 | Residential/split system heat pump | 49.09% | Prescriptive_package HP | 31.25% | 4636.5653 | 6857.5797 | 10901.6868 | 17071.0347 | 25957.9651 | 37698.1201 | 50967.6716 | 61764.2944 | 64030.8667 | 53855.7367 | 4636.5653 | 11494.1449 | 22395.8317 | 39466.8665 | 65424.8316 | 103122.9517 | 154090.6232 | 215854.9176 | 279885.7843 | 333741.5209 | 0 | 0 | 0 | 0 | 0 | 0 | 0 | 0 | 0 | 0 | 1.426 | 3.5351 | 6.888 | 12.1384 | 20.122 | 31.7164 | 47.392 | 66.3882 | 86.0815 | 102.6453
Schools K-12_New_Variable Refrigerant Flow (VRF) HVAC Systems_TRC | Ach | Schools K-12 | Space Heating | Residential/split system heat pump | TRC | New | EN1443 | Variable Refrigerant Flow (VRF) HVAC Systems | Variable Refrigerant Flow (VRF) HVAC Systems | Equip | 15 | Residential/split system heat pump | 49.09% | Prescriptive_package HP | 31.25% | 552.6084 | 826.0478 | 1335.7432 | 2126.7054 | 3287.0739 | 4472.8159 | 5837.3494 | 7051.5487 | 6931.6698 | 5624.4664 | 552.6084 | 1378.6562 | 2714.3994 | 4841.1048 | 8128.1787 | 12600.9946 | 18438.344 | 25489.8927 | 32421.5625 | 38046.0288 | 0 | 0 | 0 | 0 | 0 | 0 | 0 | 0 | 0 | 0 | 0.16996 | 0.42402 | 0.83484 | 1.4889 | 2.4999 | 3.8756 | 5.6709 | 7.8397 | 9.9716 | 11.7014
Schools K-12_New_Retro-Commissioning_TRC | Ach | Schools K-12 | Refrigeration | Residential style | TRC | New | NN5324 | Retro-Commissioning | Retro-Commissioning | NonEquip | 5 |  | 0% | Custom_improvement | 16% | 0 | 0 | 0 | 0 | 0 | 0 | 0 | 0 | 0 | 0 | 0 | 0 | 0 | 0 | 0 | 0 | 0 | 0 | 0 | 0 | 0 | 0 | 0 | 0 | 0 | 0 | 0 | 0 | 0 | 0 | 0 | 0 | 0 | 0 | 0 | 0 | 0 | 0 | 0 | 0
Schools K-12_New_Strip Curtains for Walk-ins_TRC | Ach | Schools K-12 | Refrigeration | Residential style | TRC | New | NN4908 | Strip Curtains for Walk-ins | Strip Curtains for Walk-ins | NonEquip | 4 | Walk-in cooler | 0% | Prescriptive_refrigeration control | 2.115% | 0 | 0 | 0 | 0 | 0 | 0 | 0 | 0 | 0 | 0 | 0 | 0 | 0 | 0 | 0 | 0 | 0 | 0 | 0 | 0 | 0 | 0 | 0 | 0 | 0 | 0 | 0 | 0 | 0 | 0 | 0 | 0 | 0 | 0 | 0 | 0 | 0 | 0 | 0 | 0
Schools K-12_New_PSC to ECM Evaporator Fan Motor (Walk-In, Refrigerator)_TRC | Ach | Schools K-12 | Refrigeration | Residential style | TRC | New | NN4856 | PSC to ECM Evaporator Fan Motor (Walk-In, Refrigerator) | PSC to ECM Evaporator Fan Motor (Walk-In, Refrigerator) | NonEquip | 15 | Walk-in cooler | 0% | Prescriptive_ECM | 37.5% | 0 | 0 | 0 | 0 | 0 | 0 | 0 | 0 | 0 | 0 | 0 | 0 | 0 | 0 | 0 | 0 | 0 | 0 | 0 | 0 | 0 | 0 | 0 | 0 | 0 | 0 | 0 | 0 | 0 | 0 | 0 | 0 | 0 | 0 | 0 | 0 | 0 | 0 | 0 | 0
Schools K-12_New_PSC to ECM Evaporator Fan Motor (Reach-In)_TRC | Ach | Schools K-12 | Refrigeration | Residential style | TRC | New | NN4830 | PSC to ECM Evaporator Fan Motor (Reach-In) | PSC to ECM Evaporator Fan Motor (Reach-In) | NonEquip | 15 | Display cases | 0% | Prescriptive_ECM | 37.5% | 0 | 0 | 0 | 0 | 0 | 0 | 0 | 0 | 0 | 0 | 0 | 0 | 0 | 0 | 0 | 0 | 0 | 0 | 0 | 0 | 0 | 0 | 0 | 0 | 0 | 0 | 0 | 0 | 0 | 0 | 0 | 0 | 0 | 0 | 0 | 0 | 0 | 0 | 0 | 0
Schools K-12_Existing_Retro-Commissioning_TRC | Ach | Schools K-12 | Refrigeration | Residential style | TRC | Existing | NE5311 | Retro-Commissioning | Retro-Commissioning | NonEquip | 5 |  | 21.99% | Custom_improvement_existing | 16% | 815.7732 | 833.8463 | 838.6753 | 845.5496 | 852.6474 | 859.2907 | 866.2614 | 872.6708 | 878.9435 | 884.2331 | 815.7732 | 1649.6195 | 2488.2948 | 3333.8445 | 4186.4918 | 5045.7826 | 5912.0439 | 6784.7147 | 7663.6582 | 8547.8913 | 0.13638 | 0.27579 | 0.416 | 0.55736 | 0.69991 | 0.84356 | 0.98839 | 1.1343 | 1.2812 | 1.4291 | 0.42284 | 0.85505 | 1.2898 | 1.728 | 2.17 | 2.6154 | 3.0644 | 3.5167 | 3.9723 | 4.4306
Schools K-12_Existing_Strip Curtains for Walk-ins_TRC | Ach | Schools K-12 | Refrigeration | Residential style | TRC | Existing | NE4895 | Strip Curtains for Walk-ins | Strip Curtains for Walk-ins | NonEquip | 4 | Walk-in cooler | 0% | Prescriptive_refrigeration control_existing | 2.115% | 0 | 0 | 0 | 0 | 0 | 0 | 0 | 0 | 0 | 0 | 0 | 0 | 0 | 0 | 0 | 0 | 0 | 0 | 0 | 0 | 0 | 0 | 0 | 0 | 0 | 0 | 0 | 0 | 0 | 0 | 0 | 0 | 0 | 0 | 0 | 0 | 0 | 0 | 0 | 0
Schools K-12_Existing_PSC to ECM Evaporator Fan Motor (Walk-In, Refrigerator)_TRC | Ach | Schools K-12 | Refrigeration | Residential style | TRC | Existing | NE4843 | PSC to ECM Evaporator Fan Motor (Walk-In, Refrigerator) | PSC to ECM Evaporator Fan Motor (Walk-In, Refrigerator) | NonEquip | 15 | Walk-in cooler | 0% | Prescriptive_ECM_existing | 37.5% | 0 | 0 | 0 | 0 | 0 | 0 | 0 | 0 | 0 | 0 | 0 | 0 | 0 | 0 | 0 | 0 | 0 | 0 | 0 | 0 | 0 | 0 | 0 | 0 | 0 | 0 | 0 | 0 | 0 | 0 | 0 | 0 | 0 | 0 | 0 | 0 | 0 | 0 | 0 | 0
Schools K-12_Existing_PSC to ECM Evaporator Fan Motor (Reach-In)_TRC | Ach | Schools K-12 | Refrigeration | Residential style | TRC | Existing | NE4817 | PSC to ECM Evaporator Fan Motor (Reach-In) | PSC to ECM Evaporator Fan Motor (Reach-In) | NonEquip | 15 | Display cases | 0% | Prescriptive_ECM_existing | 37.5% | 0 | 0 | 0 | 0 | 0 | 0 | 0 | 0 | 0 | 0 | 0 | 0 | 0 | 0 | 0 | 0 | 0 | 0 | 0 | 0 | 0 | 0 | 0 | 0 | 0 | 0 | 0 | 0 | 0 | 0 | 0 | 0 | 0 | 0 | 0 | 0 | 0 | 0 | 0 | 0
Schools K-12_Existing_Freezer-Cooler Replacement Gaskets_TRC | Ach | Schools K-12 | Refrigeration | Residential style | TRC | Existing | NE4713 | Freezer-Cooler Replacement Gaskets | Freezer-Cooler Replacement Gaskets | NonEquip | 4 | Display cases | 0% | Prescriptive_refrigeration control_existing | 3.131% | 0 | 0 | 0 | 0 | 0 | 0 | 0 | 0 | 0 | 0 | 0 | 0 | 0 | 0 | 0 | 0 | 0 | 0 | 0 | 0 | 0 | 0 | 0 | 0 | 0 | 0 | 0 | 0 | 0 | 0 | 0 | 0 | 0 | 0 | 0 | 0 | 0 | 0 | 0 | 0
Schools K-12_New_Retro-Commissioning_TRC | Ach | Schools K-12 | Miscellaneous | Pool pump | TRC | New | NN5454 | Retro-Commissioning | Retro-Commissioning | NonEquip | 5 |  | 0% | Custom_improvement | 16% | 0 | 0 | 0 | 0 | 0 | 0 | 0 | 0 | 0 | 0 | 0 | 0 | 0 | 0 | 0 | 0 | 0 | 0 | 0 | 0 | 0 | 0 | 0 | 0 | 0 | 0 | 0 | 0 | 0 | 0 | 0 | 0 | 0 | 0 | 0 | 0 | 0 | 0 | 0 | 0
Schools K-12_New_VSD Controlled Compressor_TRC | Ach | Schools K-12 | Miscellaneous | Pool pump | TRC | New | NN4544 | VSD Controlled Compressor | VSD Controlled Compressor | NonEquip | 15 | Others | 0% | Prescriptive_ECM | 20.79% | 0 | 0 | 0 | 0 | 0 | 0 | 0 | 0 | 0 | 0 | 0 | 0 | 0 | 0 | 0 | 0 | 0 | 0 | 0 | 0 | 0 | 0 | 0 | 0 | 0 | 0 | 0 | 0 | 0 | 0 | 0 | 0 | 0 | 0 | 0 | 0 | 0 | 0 | 0 | 0
Schools K-12_New_Engine Block Timer_TRC | Ach | Schools K-12 | Miscellaneous | Pool pump | TRC | New | NN4492 | Engine Block Timer | Engine Block Timer | NonEquip | 5 | Others | 0% | Prescriptive_ECM | 36% | 0 | 0 | 0 | 0 | 0 | 0 | 0 | 0 | 0 | 0 | 0 | 0 | 0 | 0 | 0 | 0 | 0 | 0 | 0 | 0 | 0 | 0 | 0 | 0 | 0 | 0 | 0 | 0 | 0 | 0 | 0 | 0 | 0 | 0 | 0 | 0 | 0 | 0 | 0 | 0
Schools K-12_Existing_Retro-Commissioning_TRC | Ach | Schools K-12 | Miscellaneous | Pool pump | TRC | Existing | NE5441 | Retro-Commissioning | Retro-Commissioning | NonEquip | 5 |  | 21.99% | Custom_improvement_existing | 16% | 0 | 0 | 0 | 0 | 0 | 0 | 0 | 0 | 0 | 0 | 0 | 0 | 0 | 0 | 0 | 0 | 0 | 0 | 0 | 0 | 0 | 0 | 0 | 0 | 0 | 0 | 0 | 0 | 0 | 0 | 0 | 0 | 0 | 0 | 0 | 0 | 0 | 0 | 0 | 0
Schools K-12_Existing_VSD Controlled Compressor_TRC | Ach | Schools K-12 | Miscellaneous | Pool pump | TRC | Existing | NE4531 | VSD Controlled Compressor | VSD Controlled Compressor | NonEquip | 15 | Others | 0% | Prescriptive_ECM_existing | 20.79% | 0 | 0 | 0 | 0 | 0 | 0 | 0 | 0 | 0 | 0 | 0 | 0 | 0 | 0 | 0 | 0 | 0 | 0 | 0 | 0 | 0 | 0 | 0 | 0 | 0 | 0 | 0 | 0 | 0 | 0 | 0 | 0 | 0 | 0 | 0 | 0 | 0 | 0 | 0 | 0
Schools K-12_Existing_Engine Block Timer_TRC | Ach | Schools K-12 | Miscellaneous | Pool pump | TRC | Existing | NE4479 | Engine Block Timer | Engine Block Timer | NonEquip | 5 | Others | 0% | Prescriptive_ECM_existing | 36% | 0 | 0 | 0 | 0 | 0 | 0 | 0 | 0 | 0 | 0 | 0 | 0 | 0 | 0 | 0 | 0 | 0 | 0 | 0 | 0 | 0 | 0 | 0 | 0 | 0 | 0 | 0 | 0 | 0 | 0 | 0 | 0 | 0 | 0 | 0 | 0 | 0 | 0 | 0 | 0
Schools K-12_Turnover_Variable Speed Pool Pump_TRC | Ach | Schools K-12 | Miscellaneous | Pool pump | TRC | Turnover | ET2116 | Variable Speed Pool Pump | Variable Speed Pool Pump | Equip | 10 | Pool pump | 0% | Prescriptive_all | 64.36% | 0 | 0 | 0 | 0 | 0 | 0 | 0 | 0 | 0 | 0 | 0 | 0 | 0 | 0 | 0 | 0 | 0 | 0 | 0 | 0 | 0 | 0 | 0 | 0 | 0 | 0 | 0 | 0 | 0 | 0 | 0 | 0 | 0 | 0 | 0 | 0 | 0 | 0 | 0 | 0
Schools K-12_Turnover_Solar Powered Pool Pump_TRC | Ach | Schools K-12 | Miscellaneous | Pool pump | TRC | Turnover | ET2041 | Solar Powered Pool Pump | Solar Powered Pool Pump | Equip | 10 | Pool pump | 0% | Prescriptive_all | 81% | 0 | 0 | 0 | 0 | 0 | 0 | 0 | 0 | 0 | 0 | 0 | 0 | 0 | 0 | 0 | 0 | 0 | 0 | 0 | 0 | 0 | 0 | 0 | 0 | 0 | 0 | 0 | 0 | 0 | 0 | 0 | 0 | 0 | 0 | 0 | 0 | 0 | 0 | 0 | 0
Schools K-12_Turnover_Solar Pool Heater_TRC | Ach | Schools K-12 | Miscellaneous | Pool pump | TRC | Turnover | ET2002 | Solar Pool Heater | Solar Pool Heater | Equip | 15 | Pool pump | 16.92% | Prescriptive_all | 86.11% | 0 | 0 | 0 | 0 | 0 | 0 | 0 | 0 | 0 | 0 | 0 | 0 | 0 | 0 | 0 | 0 | 0 | 0 | 0 | 0 | 0 | 0 | 0 | 0 | 0 | 0 | 0 | 0 | 0 | 0 | 0 | 0 | 0 | 0 | 0 | 0 | 0 | 0 | 0 | 0
Schools K-12_New_Variable Speed Pool Pump_TRC | Ach | Schools K-12 | Miscellaneous | Pool pump | TRC | New | EN2140 | Variable Speed Pool Pump | Variable Speed Pool Pump | Equip | 10 | Pool pump | 0% | Prescriptive_all | 64.36% | 0 | 0 | 0 | 0 | 0 | 0 | 0 | 0 | 0 | 0 | 0 | 0 | 0 | 0 | 0 | 0 | 0 | 0 | 0 | 0 | 0 | 0 | 0 | 0 | 0 | 0 | 0 | 0 | 0 | 0 | 0 | 0 | 0 | 0 | 0 | 0 | 0 | 0 | 0 | 0
Schools K-12_New_Solar Powered Pool Pump_TRC | Ach | Schools K-12 | Miscellaneous | Pool pump | TRC | New | EN2065 | Solar Powered Pool Pump | Solar Powered Pool Pump | Equip | 10 | Pool pump | 0% | Prescriptive_all | 81% | 0 | 0 | 0 | 0 | 0 | 0 | 0 | 0 | 0 | 0 | 0 | 0 | 0 | 0 | 0 | 0 | 0 | 0 | 0 | 0 | 0 | 0 | 0 | 0 | 0 | 0 | 0 | 0 | 0 | 0 | 0 | 0 | 0 | 0 | 0 | 0 | 0 | 0 | 0 | 0
Schools K-12_New_Solar Pool Heater_TRC | Ach | Schools K-12 | Miscellaneous | Pool pump | TRC | New | EN2028 | Solar Pool Heater | Solar Pool Heater | Equip | 15 | Pool pump | 16.92% | Prescriptive_all | 86.11% | 0 | 0 | 0 | 0 | 0 | 0 | 0 | 0 | 0 | 0 | 0 | 0 | 0 | 0 | 0 | 0 | 0 | 0 | 0 | 0 | 0 | 0 | 0 | 0 | 0 | 0 | 0 | 0 | 0 | 0 | 0 | 0 | 0 | 0 | 0 | 0 | 0 | 0 | 0 | 0
Schools K-12_New_Retro-Commissioning_TRC | Ach | Schools K-12 | Space Heating | Packaged central unit | TRC | New | NN5350 | Retro-Commissioning | Retro-Commissioning | NonEquip | 5 |  | 0% | Custom_improvement | 16% | 0 | 0 | 0 | 0 | 0 | 0 | 0 | 0 | 0 | 0 | 0 | 0 | 0 | 0 | 0 | 0 | 0 | 0 | 0 | 0 | 0 | 0 | 0 | 0 | 0 | 0 | 0 | 0 | 0 | 0 | 0 | 0 | 0 | 0 | 0 | 0 | 0 | 0 | 0 | 0
Schools K-12_New_Facility Energy Management System_TRC | Ach | Schools K-12 | Space Heating | Packaged central unit | TRC | New | NN3660 | Facility Energy Management System | Facility Energy Management System | NonEquip | 15 |  | 4.276% | Custom_improvement | 20% | 67.8175 | 92.4896 | 133.7646 | 185.1889 | 239.4799 | 259.5193 | 254.8901 | 220.4239 | 152.1555 | 90.4384 | 67.8175 | 160.3071 | 294.0717 | 479.2606 | 718.7405 | 978.2598 | 1233.1498 | 1453.5738 | 1605.7293 | 1696.1677 | 0 | 0 | 0 | 0 | 0 | 0 | 0 | 0 | 0 | 0 | 0.0012223 | 0.0028893 | 0.0053001 | 0.0086378 | 0.012954 | 0.017631 | 0.022225 | 0.026198 | 0.02894 | 0.03057
Schools K-12_New_Duct Sealing Repair_TRC | Ach | Schools K-12 | Space Heating | Packaged central unit | TRC | New | NN3556 | Duct Sealing Repair | Duct Sealing Repair | NonEquip | 15 |  | 0% | Prescriptive_all | 12% | 0 | 0 | 0 | 0 | 0 | 0 | 0 | 0 | 0 | 0 | 0 | 0 | 0 | 0 | 0 | 0 | 0 | 0 | 0 | 0 | 0 | 0 | 0 | 0 | 0 | 0 | 0 | 0 | 0 | 0 | 0 | 0 | 0 | 0 | 0 | 0 | 0 | 0 | 0 | 0
Schools K-12_New_Dedicated Outdoor Air System on VRF unit_TRC | Ach | Schools K-12 | Space Heating | Packaged central unit | TRC | New | NN3400 | Dedicated Outdoor Air System on VRF unit | Dedicated Outdoor Air System on VRF unit | NonEquip | 15 | Residential/split system heat pump | 0% | Prescriptive_all | 10% | 0 | 0 | 0 | 0 | 0 | 0 | 0 | 0 | 0 | 0 | 0 | 0 | 0 | 0 | 0 | 0 | 0 | 0 | 0 | 0 | 0 | 0 | 0 | 0 | 0 | 0 | 0 | 0 | 0 | 0 | 0 | 0 | 0 | 0 | 0 | 0 | 0 | 0 | 0 | 0
Schools K-12_New_Ceiling Insulation(R2 to R38)_TRC | Ach | Schools K-12 | Space Heating | Packaged central unit | TRC | New | NN3192 | Ceiling Insulation(R2 to R38) | Ceiling Insulation(R2 to R38) | NonEquip | 20 |  | 0% | Prescriptive_all | 12.95% | 0 | 0 | 0 | 0 | 0 | 0 | 0 | 0 | 0 | 0 | 0 | 0 | 0 | 0 | 0 | 0 | 0 | 0 | 0 | 0 | 0 | 0 | 0 | 0 | 0 | 0 | 0 | 0 | 0 | 0 | 0 | 0 | 0 | 0 | 0 | 0 | 0 | 0 | 0 | 0
Schools K-12_Existing_Retro-Commissioning_TRC | Ach | Schools K-12 | Space Heating | Packaged central unit | TRC | Existing | NE5337 | Retro-Commissioning | Retro-Commissioning | NonEquip | 5 |  | 21.99% | Custom_improvement_existing | 16% | 2646.8803 | 2664.9728 | 2680.4064 | 2702.3766 | 2725.061 | 2746.2931 | 2768.5713 | 2789.0559 | 2809.1034 | 2826.0089 | 2646.8803 | 5311.8531 | 7992.2595 | 10694.6361 | 13419.6971 | 16165.9902 | 18934.5615 | 21723.6174 | 24532.7208 | 27358.7297 | 0 | 0 | 0 | 0 | 0 | 0 | 0 | 0 | 0 | 0 | 1.372 | 2.7533 | 4.1426 | 5.5433 | 6.9558 | 8.3793 | 9.8143 | 11.26 | 12.716 | 14.1808
Schools K-12_Existing_Wall Insulation_TRC | Ach | Schools K-12 | Space Heating | Packaged central unit | TRC | Existing | NE4245 | Wall Insulation | Wall Insulation | NonEquip | 20 |  | 0% | Prescriptive_all_existing | 0.6067% | 0 | 0 | 0 | 0 | 0 | 0 | 0 | 0 | 0 | 0 | 0 | 0 | 0 | 0 | 0 | 0 | 0 | 0 | 0 | 0 | 0 | 0 | 0 | 0 | 0 | 0 | 0 | 0 | 0 | 0 | 0 | 0 | 0 | 0 | 0 | 0 | 0 | 0 | 0 | 0
Schools K-12_Existing_Facility Energy Management System_TRC | Ach | Schools K-12 | Space Heating | Packaged central unit | TRC | Existing | NE3647 | Facility Energy Management System | Facility Energy Management System | NonEquip | 15 |  | 0.7167% | Custom_improvement_existing | 20% | 141.0428 | 207.3093 | 294.8926 | 401.6684 | 511.1833 | 591.1592 | 601.8005 | 522.7229 | 381.0075 | 235.0679 | 141.0428 | 348.3521 | 643.2446 | 1044.913 | 1556.0963 | 2147.2555 | 2749.056 | 3271.7789 | 3652.7863 | 3887.8542 | 0 | 0 | 0 | 0 | 0 | 0 | 0 | 0 | 0 | 0 | 0.0025421 | 0.0062784 | 0.011593 | 0.018833 | 0.028046 | 0.038701 | 0.049547 | 0.058968 | 0.065835 | 0.070072
Schools K-12_Existing_Duct Sealing Repair_TRC | Ach | Schools K-12 | Space Heating | Packaged central unit | TRC | Existing | NE3543 | Duct Sealing Repair | Duct Sealing Repair | NonEquip | 15 |  | 0% | Prescriptive_all_existing | 12% | 0 | 0 | 0 | 0 | 0 | 0 | 0 | 0 | 0 | 0 | 0 | 0 | 0 | 0 | 0 | 0 | 0 | 0 | 0 | 0 | 0 | 0 | 0 | 0 | 0 | 0 | 0 | 0 | 0 | 0 | 0 | 0 | 0 | 0 | 0 | 0 | 0 | 0 | 0 | 0
Schools K-12_Existing_Dedicated Outdoor Air System on VRF unit_TRC | Ach | Schools K-12 | Space Heating | Packaged central unit | TRC | Existing | NE3387 | Dedicated Outdoor Air System on VRF unit | Dedicated Outdoor Air System on VRF unit | NonEquip | 15 | Residential/split system heat pump | 0% | Prescriptive_all_existing | 10% | 0 | 0 | 0 | 0 | 0 | 0 | 0 | 0 | 0 | 0 | 0 | 0 | 0 | 0 | 0 | 0 | 0 | 0 | 0 | 0 | 0 | 0 | 0 | 0 | 0 | 0 | 0 | 0 | 0 | 0 | 0 | 0 | 0 | 0 | 0 | 0 | 0 | 0 | 0 | 0
Schools K-12_Existing_Ceiling Insulation(R2 to R38)_TRC | Ach | Schools K-12 | Space Heating | Packaged central unit | TRC | Existing | NE3179 | Ceiling Insulation(R2 to R38) | Ceiling Insulation(R2 to R38) | NonEquip | 20 |  | 0% | Prescriptive_all_existing | 14.29% | 0 | 0 | 0 | 0 | 0 | 0 | 0 | 0 | 0 | 0 | 0 | 0 | 0 | 0 | 0 | 0 | 0 | 0 | 0 | 0 | 0 | 0 | 0 | 0 | 0 | 0 | 0 | 0 | 0 | 0 | 0 | 0 | 0 | 0 | 0 | 0 | 0 | 0 | 0 | 0
Schools K-12_New_Retro-Commissioning_TRC | Ach | Schools K-12 | Space Cooling | Packaged air conditioning units (RTUs) | TRC | New | NN5376 | Retro-Commissioning | Retro-Commissioning | NonEquip | 5 |  | 0% | Custom_improvement | 16% | 0 | 0 | 0 | 0 | 0 | 0 | 0 | 0 | 0 | 0 | 0 | 0 | 0 | 0 | 0 | 0 | 0 | 0 | 0 | 0 | 0 | 0 | 0 | 0 | 0 | 0 | 0 | 0 | 0 | 0 | 0 | 0 | 0 | 0 | 0 | 0 | 0 | 0 | 0 | 0
Schools K-12_New_HVAC tune-up_RTU_TRC | Ach | Schools K-12 | Space Cooling | Packaged air conditioning units (RTUs) | TRC | New | NN3920 | HVAC tune-up_RTU | HVAC tune-up_RTU | NonEquip | 5 | Packaged air conditioning units (RTUs) | 94.56% | Prescriptive_package HP | 5% | 134.16 | 200.3761 | 323.7807 | 515.1876 | 795.7928 | 1082.0032 | 1410.4212 | 1700.9372 | 1668.6531 | 1351.2315 | 134.16 | 334.5361 | 658.3168 | 1173.5044 | 1969.2973 | 3051.3005 | 4461.7217 | 6162.6589 | 7831.3121 | 9182.5436 | 0.021702 | 0.054116 | 0.10649 | 0.18983 | 0.31856 | 0.4936 | 0.72175 | 0.99691 | 1.2668 | 1.4854 | 0.00089798 | 0.0022392 | 0.0044063 | 0.0078547 | 0.013181 | 0.020423 | 0.029864 | 0.041249 | 0.052418 | 0.061462
Schools K-12_New_HVAC tune-up_TRC | Ach | Schools K-12 | Space Cooling | Packaged air conditioning units (RTUs) | TRC | New | NN3894 | HVAC tune-up | HVAC tune-up | NonEquip | 5 | Residential-type central air conditioners | 0% | Prescriptive_all | 5% | 0 | 0 | 0 | 0 | 0 | 0 | 0 | 0 | 0 | 0 | 0 | 0 | 0 | 0 | 0 | 0 | 0 | 0 | 0 | 0 | 0 | 0 | 0 | 0 | 0 | 0 | 0 | 0 | 0 | 0 | 0 | 0 | 0 | 0 | 0 | 0 | 0 | 0 | 0 | 0
Schools K-12_New_Facility Energy Management System_TRC | Ach | Schools K-12 | Space Cooling | Packaged air conditioning units (RTUs) | TRC | New | NN3686 | Facility Energy Management System | Facility Energy Management System | NonEquip | 15 |  | 4.276% | Custom_improvement | 20% | 42.3662 | 57.6149 | 83.015 | 114.3511 | 146.8869 | 157.8401 | 153.583 | 131.788 | 90.7558 | 54.2303 | 42.3662 | 99.9811 | 182.9961 | 297.3472 | 444.234 | 602.0741 | 755.6572 | 887.4452 | 978.201 | 1032.4314 | 0.0088797 | 0.020955 | 0.038355 | 0.062322 | 0.093109 | 0.12619 | 0.15838 | 0.186 | 0.20502 | 0.21639 | 0 | 0 | 0 | 0 | 0 | 0 | 0 | 0 | 0 | 0
Schools K-12_New_Duct Sealing Repair_TRC | Ach | Schools K-12 | Space Cooling | Packaged air conditioning units (RTUs) | TRC | New | NN3530 | Duct Sealing Repair | Duct Sealing Repair | NonEquip | 15 |  | 0% | Prescriptive_all | 12% | 0 | 0 | 0 | 0 | 0 | 0 | 0 | 0 | 0 | 0 | 0 | 0 | 0 | 0 | 0 | 0 | 0 | 0 | 0 | 0 | 0 | 0 | 0 | 0 | 0 | 0 | 0 | 0 | 0 | 0 | 0 | 0 | 0 | 0 | 0 | 0 | 0 | 0 | 0 | 0
Schools K-12_New_Dedicated Outdoor Air System on VRF unit_TRC | Ach | Schools K-12 | Space Cooling | Packaged air conditioning units (RTUs) | TRC | New | NN3426 | Dedicated Outdoor Air System on VRF unit | Dedicated Outdoor Air System on VRF unit | NonEquip | 15 | Residential-type central air conditioners | 0% | Prescriptive_all | 17.5% | 0 | 0 | 0 | 0 | 0 | 0 | 0 | 0 | 0 | 0 | 0 | 0 | 0 | 0 | 0 | 0 | 0 | 0 | 0 | 0 | 0 | 0 | 0 | 0 | 0 | 0 | 0 | 0 | 0 | 0 | 0 | 0 | 0 | 0 | 0 | 0 | 0 | 0 | 0 | 0
Schools K-12_New_Chilled Water System - Variable Speed Drives_TRC | Ach | Schools K-12 | Space Cooling | Packaged air conditioning units (RTUs) | TRC | New | NN3322 | Chilled Water System - Variable Speed Drives | Chilled Water System - Variable Speed Drives | NonEquip | 13 | Central chillers inside | 0% | Prescriptive_all | 24.74% | 0 | 0 | 0 | 0 | 0 | 0 | 0 | 0 | 0 | 0 | 0 | 0 | 0 | 0 | 0 | 0 | 0 | 0 | 0 | 0 | 0 | 0 | 0 | 0 | 0 | 0 | 0 | 0 | 0 | 0 | 0 | 0 | 0 | 0 | 0 | 0 | 0 | 0 | 0 | 0
Schools K-12_New_Ceiling Insulation(R2 to R38)_TRC | Ach | Schools K-12 | Space Cooling | Packaged air conditioning units (RTUs) | TRC | New | NN3218 | Ceiling Insulation(R2 to R38) | Ceiling Insulation(R2 to R38) | NonEquip | 20 |  | 0% | Prescriptive_all | 36.97% | 0 | 0 | 0 | 0 | 0 | 0 | 0 | 0 | 0 | 0 | 0 | 0 | 0 | 0 | 0 | 0 | 0 | 0 | 0 | 0 | 0 | 0 | 0 | 0 | 0 | 0 | 0 | 0 | 0 | 0 | 0 | 0 | 0 | 0 | 0 | 0 | 0 | 0 | 0 | 0
Schools K-12_Existing_Retro-Commissioning_TRC | Ach | Schools K-12 | Space Cooling | Packaged air conditioning units (RTUs) | TRC | Existing | NE5363 | Retro-Commissioning | Retro-Commissioning | NonEquip | 5 |  | 21.99% | Custom_improvement_existing | 16% | 1672.2682 | 1669.3389 | 1679.0065 | 1692.7687 | 1706.9782 | 1720.278 | 1734.233 | 1747.0646 | 1759.6223 | 1770.2119 | 1672.2682 | 3341.6071 | 5020.6136 | 6713.3823 | 8420.3605 | 10140.6384 | 11874.8715 | 13621.9361 | 15381.5584 | 17151.7703 | 0.27957 | 0.55866 | 0.83936 | 1.1224 | 1.4077 | 1.6953 | 1.9853 | 2.2773 | 2.5715 | 2.8675 | 0 | 0 | 0 | 0 | 0 | 0 | 0 | 0 | 0 | 0
Schools K-12_Existing_Wall Insulation_TRC | Ach | Schools K-12 | Space Cooling | Packaged air conditioning units (RTUs) | TRC | Existing | NE4219 | Wall Insulation | Wall Insulation | NonEquip | 20 |  | 0% | Prescriptive_all_existing | 10.75% | 0 | 0 | 0 | 0 | 0 | 0 | 0 | 0 | 0 | 0 | 0 | 0 | 0 | 0 | 0 | 0 | 0 | 0 | 0 | 0 | 0 | 0 | 0 | 0 | 0 | 0 | 0 | 0 | 0 | 0 | 0 | 0 | 0 | 0 | 0 | 0 | 0 | 0 | 0 | 0
Schools K-12_Existing_HVAC tune-up_RTU_TRC | Ach | Schools K-12 | Space Cooling | Packaged air conditioning units (RTUs) | TRC | Existing | NE3907 | HVAC tune-up_RTU | HVAC tune-up_RTU | NonEquip | 5 | Packaged air conditioning units (RTUs) | 94.56% | Prescriptive_package HP_existing | 5% | 1679.0193 | 2682.8992 | 4269.0803 | 6691.2548 | 10184.166 | 14794.8287 | 20013.521 | 24271.9503 | 25173.5264 | 21185.1165 | 1679.0193 | 4361.9185 | 8630.9988 | 15322.2536 | 25506.4197 | 40301.2483 | 60314.7693 | 84586.7196 | 109760.246 | 130945.3625 | 0.27161 | 0.70561 | 1.3962 | 2.4786 | 4.1261 | 6.5193 | 9.7568 | 13.6832 | 17.7554 | 21.1824 | 0.011238 | 0.029196 | 0.05777 | 0.10256 | 0.17072 | 0.26975 | 0.40371 | 0.56617 | 0.73466 | 0.87646
Schools K-12_Existing_HVAC tune-up_TRC | Ach | Schools K-12 | Space Cooling | Packaged air conditioning units (RTUs) | TRC | Existing | NE3881 | HVAC tune-up | HVAC tune-up | NonEquip | 5 | Residential-type central air conditioners | 0% | Prescriptive_all_existing | 5% | 0 | 0 | 0 | 0 | 0 | 0 | 0 | 0 | 0 | 0 | 0 | 0 | 0 | 0 | 0 | 0 | 0 | 0 | 0 | 0 | 0 | 0 | 0 | 0 | 0 | 0 | 0 | 0 | 0 | 0 | 0 | 0 | 0 | 0 | 0 | 0 | 0 | 0 | 0 | 0
Schools K-12_Existing_Facility Energy Management System_TRC | Ach | Schools K-12 | Space Cooling | Packaged air conditioning units (RTUs) | TRC | Existing | NE3673 | Facility Energy Management System | Facility Energy Management System | NonEquip | 15 |  | 0.7167% | Custom_improvement_existing | 20% | 89.0851 | 129.8024 | 184.5944 | 251.3376 | 319.6915 | 369.4458 | 375.798 | 326.2104 | 237.745 | 146.7727 | 89.0851 | 218.8876 | 403.482 | 654.8196 | 974.5111 | 1343.9569 | 1719.7549 | 2045.9654 | 2283.7103 | 2430.483 | 0.018672 | 0.045877 | 0.084567 | 0.13725 | 0.20425 | 0.28168 | 0.36045 | 0.42882 | 0.47865 | 0.50941 | 0 | 0 | 0 | 0 | 0 | 0 | 0 | 0 | 0 | 0
Schools K-12_Existing_Duct Sealing Repair_TRC | Ach | Schools K-12 | Space Cooling | Packaged air conditioning units (RTUs) | TRC | Existing | NE3517 | Duct Sealing Repair | Duct Sealing Repair | NonEquip | 15 |  | 0% | Prescriptive_all_existing | 12% | 0 | 0 | 0 | 0 | 0 | 0 | 0 | 0 | 0 | 0 | 0 | 0 | 0 | 0 | 0 | 0 | 0 | 0 | 0 | 0 | 0 | 0 | 0 | 0 | 0 | 0 | 0 | 0 | 0 | 0 | 0 | 0 | 0 | 0 | 0 | 0 | 0 | 0 | 0 | 0
Schools K-12_Existing_Dedicated Outdoor Air System on VRF unit_TRC | Ach | Schools K-12 | Space Cooling | Packaged air conditioning units (RTUs) | TRC | Existing | NE3413 | Dedicated Outdoor Air System on VRF unit | Dedicated Outdoor Air System on VRF unit | NonEquip | 15 | Residential-type central air conditioners | 0% | Prescriptive_all_existing | 17.5% | 0 | 0 | 0 | 0 | 0 | 0 | 0 | 0 | 0 | 0 | 0 | 0 | 0 | 0 | 0 | 0 | 0 | 0 | 0 | 0 | 0 | 0 | 0 | 0 | 0 | 0 | 0 | 0 | 0 | 0 | 0 | 0 | 0 | 0 | 0 | 0 | 0 | 0 | 0 | 0
Schools K-12_Existing_Chilled Water System - Variable Speed Drives_TRC | Ach | Schools K-12 | Space Cooling | Packaged air conditioning units (RTUs) | TRC | Existing | NE3309 | Chilled Water System - Variable Speed Drives | Chilled Water System - Variable Speed Drives | NonEquip | 13 | Central chillers inside | 0% | Prescriptive_all_existing | 24.74% | 0 | 0 | 0 | 0 | 0 | 0 | 0 | 0 | 0 | 0 | 0 | 0 | 0 | 0 | 0 | 0 | 0 | 0 | 0 | 0 | 0 | 0 | 0 | 0 | 0 | 0 | 0 | 0 | 0 | 0 | 0 | 0 | 0 | 0 | 0 | 0 | 0 | 0 | 0 | 0
Schools K-12_Existing_Ceiling Insulation(R2 to R38)_TRC | Ach | Schools K-12 | Space Cooling | Packaged air conditioning units (RTUs) | TRC | Existing | NE3205 | Ceiling Insulation(R2 to R38) | Ceiling Insulation(R2 to R38) | NonEquip | 20 |  | 0% | Prescriptive_all_existing | 36.97% | 0 | 0 | 0 | 0 | 0 | 0 | 0 | 0 | 0 | 0 | 0 | 0 | 0 | 0 | 0 | 0 | 0 | 0 | 0 | 0 | 0 | 0 | 0 | 0 | 0 | 0 | 0 | 0 | 0 | 0 | 0 | 0 | 0 | 0 | 0 | 0 | 0 | 0 | 0 | 0
Schools K-12_New_Retro-Commissioning_TRC | Ach | Schools K-12 | Interior Lighting | Overhead (fluorescent/LED/CFL U-shape) | TRC | New | NN5272 | Retro-Commissioning | Retro-Commissioning | NonEquip | 5 |  | 0% | Custom_improvement | 16% | 0 | 0 | 0 | 0 | 0 | 0 | 0 | 0 | 0 | 0 | 0 | 0 | 0 | 0 | 0 | 0 | 0 | 0 | 0 | 0 | 0 | 0 | 0 | 0 | 0 | 0 | 0 | 0 | 0 | 0 | 0 | 0 | 0 | 0 | 0 | 0 | 0 | 0 | 0 | 0
Schools K-12_New_Facility Energy Management System_TRC | Ach | Schools K-12 | Interior Lighting | Overhead (fluorescent/LED/CFL U-shape) | TRC | New | NN3712 | Facility Energy Management System | Facility Energy Management System | NonEquip | 15 |  | 4.276% | Custom_improvement | 24% | 269.4095 | 366.7632 | 529.4879 | 731.7309 | 944.5554 | 1021.7618 | 1001.7394 | 864.7337 | 595.8447 | 353.525 | 269.4095 | 636.1727 | 1165.6606 | 1897.3916 | 2841.947 | 3863.7088 | 4865.4483 | 5730.182 | 6326.0266 | 6679.5516 | 0.056467 | 0.13334 | 0.24432 | 0.39768 | 0.59565 | 0.80981 | 1.0198 | 1.201 | 1.3259 | 1.4 | 0.0048556 | 0.011466 | 0.021009 | 0.034197 | 0.051221 | 0.069637 | 0.087691 | 0.10328 | 0.11402 | 0.12039
Schools K-12_Existing_Retro-Commissioning_TRC | Ach | Schools K-12 | Interior Lighting | Overhead (fluorescent/LED/CFL U-shape) | TRC | Existing | NE5259 | Retro-Commissioning | Retro-Commissioning | NonEquip | 5 |  | 21.99% | Custom_improvement_existing | 16% | 8782.9069 | 8822.319 | 8873.4116 | 8946.1433 | 9021.2393 | 9091.5278 | 9165.279 | 9233.0929 | 9299.4595 | 9355.4246 | 8782.9069 | 17605.2259 | 26478.6375 | 35424.7808 | 44446.0201 | 53537.5479 | 62702.8269 | 71935.9198 | 81235.3793 | 90590.804 | 1.4683 | 2.9433 | 4.4267 | 5.9224 | 7.4306 | 8.9505 | 10.4828 | 12.0264 | 13.5811 | 15.1451 | 4.5524 | 9.1253 | 13.7247 | 18.3617 | 23.0377 | 27.7501 | 32.5007 | 37.2865 | 42.1067 | 46.9559
Schools K-12_Existing_Facility Energy Management System_TRC | Ach | Schools K-12 | Interior Lighting | Overhead (fluorescent/LED/CFL U-shape) | TRC | Existing | NE3699 | Facility Energy Management System | Facility Energy Management System | NonEquip | 15 |  | 0.7167% | Custom_improvement_existing | 24% | 561.6116 | 823.5501 | 1171.4804 | 1595.6545 | 2030.7098 | 2348.4196 | 2390.6927 | 2076.5518 | 1513.5776 | 933.8229 | 561.6116 | 1385.1617 | 2556.6421 | 4152.2966 | 6183.0064 | 8531.426 | 10922.1187 | 12998.6704 | 14512.2481 | 15446.071 | 0.11771 | 0.29032 | 0.53586 | 0.8703 | 1.2959 | 1.7881 | 2.2892 | 2.7244 | 3.0417 | 3.2374 | 0.010122 | 0.024965 | 0.046079 | 0.074838 | 0.11144 | 0.15376 | 0.19685 | 0.23428 | 0.26156 | 0.27839
Schools K-12_New_Retro-Commissioning_TRC | Ach | Schools K-12 | Miscellaneous | Others | TRC | New | NN5454 | Retro-Commissioning | Retro-Commissioning | NonEquip | 5 |  | 0% | Custom_improvement | 16% | 0 | 0 | 0 | 0 | 0 | 0 | 0 | 0 | 0 | 0 | 0 | 0 | 0 | 0 | 0 | 0 | 0 | 0 | 0 | 0 | 0 | 0 | 0 | 0 | 0 | 0 | 0 | 0 | 0 | 0 | 0 | 0 | 0 | 0 | 0 | 0 | 0 | 0 | 0 | 0
Schools K-12_New_VSD Controlled Compressor_TRC | Ach | Schools K-12 | Miscellaneous | Others | TRC | New | NN4544 | VSD Controlled Compressor | VSD Controlled Compressor | NonEquip | 15 | Others | 36.99% | Prescriptive_ECM | 20.79% | 1047.4016 | 1580.2977 | 2570.7528 | 4091.9857 | 6263.9723 | 8319.6457 | 10371.6986 | 11629.1219 | 10272.0111 | 7305.1824 | 1047.4016 | 2627.6993 | 5198.4521 | 9290.4378 | 15554.4101 | 23874.0558 | 34245.7545 | 45874.8763 | 56146.8875 | 63452.0699 | 0.1358 | 0.34069 | 0.67401 | 1.2046 | 2.0167 | 3.0954 | 4.4401 | 5.9479 | 7.2797 | 8.2269 | 0.11375 | 0.28537 | 0.56456 | 1.009 | 1.6892 | 2.5928 | 3.7192 | 4.9821 | 6.0977 | 6.891
Schools K-12_New_Engine Block Timer_TRC | Ach | Schools K-12 | Miscellaneous | Others | TRC | New | NN4492 | Engine Block Timer | Engine Block Timer | NonEquip | 5 | Others | 0% | Prescriptive_ECM | 36% | 0 | 0 | 0 | 0 | 0 | 0 | 0 | 0 | 0 | 0 | 0 | 0 | 0 | 0 | 0 | 0 | 0 | 0 | 0 | 0 | 0 | 0 | 0 | 0 | 0 | 0 | 0 | 0 | 0 | 0 | 0 | 0 | 0 | 0 | 0 | 0 | 0 | 0 | 0 | 0
Schools K-12_Existing_Retro-Commissioning_TRC | Ach | Schools K-12 | Miscellaneous | Others | TRC | Existing | NE5441 | Retro-Commissioning | Retro-Commissioning | NonEquip | 5 |  | 21.99% | Custom_improvement_existing | 16% | 5377.8888 | 5726.3663 | 5759.5293 | 5806.7378 | 5855.4809 | 5901.1035 | 5948.9738 | 5992.9902 | 6036.0673 | 6072.393 | 5377.8888 | 11104.255 | 16863.7843 | 22670.5222 | 28526.0031 | 34427.1066 | 40376.0804 | 46369.0706 | 52405.138 | 58477.531 | 0.89909 | 1.8564 | 2.8193 | 3.7901 | 4.769 | 5.7556 | 6.7501 | 7.7521 | 8.7612 | 9.7764 | 2.7875 | 5.7557 | 8.741 | 11.7508 | 14.7859 | 17.8446 | 20.9281 | 24.0345 | 27.1631 | 30.3106
Schools K-12_Existing_VSD Controlled Compressor_TRC | Ach | Schools K-12 | Miscellaneous | Others | TRC | Existing | NE4531 | VSD Controlled Compressor | VSD Controlled Compressor | NonEquip | 15 | Others | 7.399% | Prescriptive_ECM_existing | 20.79% | 2457.8042 | 4161.5631 | 6555.8962 | 10108.6666 | 14994.1587 | 20924.8454 | 26621.3337 | 29518.7369 | 27107.979 | 19702.6675 | 2457.8042 | 6619.3673 | 13175.2635 | 23283.9301 | 38278.0887 | 59202.9341 | 85824.2678 | 115343.0047 | 142450.9838 | 162153.6513 | 0.31867 | 0.85823 | 1.7082 | 3.0189 | 4.963 | 7.676 | 11.1276 | 14.9548 | 18.4695 | 21.0241 | 0.26692 | 0.71888 | 1.4309 | 2.5287 | 4.1571 | 6.4296 | 9.3207 | 12.5265 | 15.4705 | 17.6103
Schools K-12_Existing_Engine Block Timer_TRC | Ach | Schools K-12 | Miscellaneous | Others | TRC | Existing | NE4479 | Engine Block Timer | Engine Block Timer | NonEquip | 5 | Others | 0% | Prescriptive_ECM_existing | 36% | 0 | 0 | 0 | 0 | 0 | 0 | 0 | 0 | 0 | 0 | 0 | 0 | 0 | 0 | 0 | 0 | 0 | 0 | 0 | 0 | 0 | 0 | 0 | 0 | 0 | 0 | 0 | 0 | 0 | 0 | 0 | 0 | 0 | 0 | 0 | 0 | 0 | 0 | 0 | 0
Schools K-12_Turnover_ENERGY STAR Commercial Clothes Washer_TRC | Ach | Schools K-12 | Miscellaneous | Others | TRC | Turnover | ET1885 | ENERGY STAR Commercial Clothes Washer | ENERGY STAR Commercial Clothes Washer | Equip | 7 | Others | 22.05% | Prescriptive_all | 27.27% | 29099.4845 | 41903.8512 | 63290.6841 | 90484.3887 | 118452.3456 | 136093.8851 | 130370.9089 | 99286.9539 | 59265.0372 | 28714.0975 | 29099.4845 | 71003.3357 | 134294.0198 | 224778.4084 | 343230.754 | 479324.6391 | 609695.548 | 708982.5019 | 768247.5391 | 796961.6366 | 2.9593 | 7.2209 | 13.6574 | 22.8594 | 34.9057 | 48.7461 | 62.0045 | 72.1017 | 78.1288 | 81.0489 | 3.4063 | 8.3113 | 15.7198 | 26.3115 | 40.177 | 56.1075 | 71.3682 | 82.9902 | 89.9275 | 93.2887
Schools K-12_Turnover_Efficient Battery Charger_TRC | Ach | Schools K-12 | Miscellaneous | Others | TRC | Turnover | ET1846 | Efficient Battery Charger | Efficient Battery Charger | Equip | 7 | Others | 0% | Prescriptive_all | 13.68% | 0 | 0 | 0 | 0 | 0 | 0 | 0 | 0 | 0 | 0 | 0 | 0 | 0 | 0 | 0 | 0 | 0 | 0 | 0 | 0 | 0 | 0 | 0 | 0 | 0 | 0 | 0 | 0 | 0 | 0 | 0 | 0 | 0 | 0 | 0 | 0 | 0 | 0 | 0 | 0
Schools K-12_New_ENERGY STAR Commercial Clothes Washer_TRC | Ach | Schools K-12 | Miscellaneous | Others | TRC | New | EN1911 | ENERGY STAR Commercial Clothes Washer | ENERGY STAR Commercial Clothes Washer | Equip | 7 | Others | 22.05% | Prescriptive_all | 27.27% | 1724.1349 | 2500.4571 | 3820.4354 | 5507.8697 | 7244.8003 | 7687.7423 | 7009.101 | 5281.818 | 3007.1345 | 1431.315 | 1724.1349 | 4224.592 | 8045.0274 | 13552.8971 | 20797.6974 | 28485.4397 | 35494.5407 | 40776.3587 | 43783.4933 | 45214.8083 | 0.17534 | 0.42963 | 0.81816 | 1.3783 | 2.1151 | 2.8969 | 3.6097 | 4.1469 | 4.4527 | 4.5982 | 0.20182 | 0.49451 | 0.94171 | 1.5864 | 2.4345 | 3.3344 | 4.1548 | 4.7731 | 5.1251 | 5.2926
Schools K-12_New_Efficient Battery Charger_TRC | Ach | Schools K-12 | Miscellaneous | Others | TRC | New | EN1872 | Efficient Battery Charger | Efficient Battery Charger | Equip | 7 | Others | 0% | Prescriptive_all | 13.68% | 0 | 0 | 0 | 0 | 0 | 0 | 0 | 0 | 0 | 0 | 0 | 0 | 0 | 0 | 0 | 0 | 0 | 0 | 0 | 0 | 0 | 0 | 0 | 0 | 0 | 0 | 0 | 0 | 0 | 0 | 0 | 0 | 0 | 0 | 0 | 0 | 0 | 0 | 0 | 0
Schools K-12_New_Network PC Power Management_TRC | Ach | Schools K-12 | Office Equipment | Other office | TRC | New | NN4570 | Network PC Power Management | Network PC Power Management | NonEquip | 5 | Computers | 0% | Prescriptive_all | 56.5% | 0 | 0 | 0 | 0 | 0 | 0 | 0 | 0 | 0 | 0 | 0 | 0 | 0 | 0 | 0 | 0 | 0 | 0 | 0 | 0 | 0 | 0 | 0 | 0 | 0 | 0 | 0 | 0 | 0 | 0 | 0 | 0 | 0 | 0 | 0 | 0 | 0 | 0 | 0 | 0
Schools K-12_Existing_Network PC Power Management_TRC | Ach | Schools K-12 | Office Equipment | Other office | TRC | Existing | NE4557 | Network PC Power Management | Network PC Power Management | NonEquip | 5 | Computers | 0% | Prescriptive_all_existing | 56.5% | 0 | 0 | 0 | 0 | 0 | 0 | 0 | 0 | 0 | 0 | 0 | 0 | 0 | 0 | 0 | 0 | 0 | 0 | 0 | 0 | 0 | 0 | 0 | 0 | 0 | 0 | 0 | 0 | 0 | 0 | 0 | 0 | 0 | 0 | 0 | 0 | 0 | 0 | 0 | 0
Schools K-12_Turnover_Energy Star Uninterruptable Power Supply_TRC | Ach | Schools K-12 | Office Equipment | Other office | TRC | Turnover | ET2269 | Energy Star Uninterruptable Power Supply | Energy Star Uninterruptable Power Supply | Equip | 10 | Other office | 22.4% | Prescriptive_all | 1.878% | 1286.8804 | 1839.0729 | 2756.6201 | 3911.1359 | 5081.1853 | 5793.648 | 5507.9033 | 4162.8419 | 2465.9735 | 1185.7063 | 1286.8804 | 3125.9533 | 5882.5734 | 9793.7093 | 14874.8947 | 20668.5426 | 26176.4459 | 30339.2878 | 32805.2614 | 33990.9677 | 0.1469 | 0.35684 | 0.67153 | 1.118 | 1.698 | 2.3594 | 2.9882 | 3.4634 | 3.7449 | 3.8802 | 0.1469 | 0.35684 | 0.67153 | 1.118 | 1.698 | 2.3594 | 2.9882 | 3.4634 | 3.7449 | 3.8802
Schools K-12_New_Energy Star Uninterruptable Power Supply_TRC | Ach | Schools K-12 | Office Equipment | Other office | TRC | New | EN2295 | Energy Star Uninterruptable Power Supply | Energy Star Uninterruptable Power Supply | Equip | 10 | Other office | 22.4% | Prescriptive_all | 1.878% | 95.9391 | 138.6224 | 211.4571 | 305.2285 | 403.3105 | 431.057 | 395.5875 | 297.9007 | 167.1955 | 77.4931 | 95.9391 | 234.5615 | 446.0186 | 751.2471 | 1154.5576 | 1585.6146 | 1981.2021 | 2279.1028 | 2446.2983 | 2523.7913 | 0.010952 | 0.026776 | 0.050915 | 0.085759 | 0.1318 | 0.18101 | 0.22616 | 0.26017 | 0.27926 | 0.2881 | 0.010952 | 0.026776 | 0.050915 | 0.085759 | 0.1318 | 0.18101 | 0.22616 | 0.26017 | 0.27926 | 0.2881
Schools K-12_New_Retro-Commissioning_TRC | Ach | Schools K-12 | Ventilation and Circulation | Motor/Fan | TRC | New | NN5402 | Retro-Commissioning | Retro-Commissioning | NonEquip | 5 |  | 0% | Custom_improvement | 16% | 0 | 0 | 0 | 0 | 0 | 0 | 0 | 0 | 0 | 0 | 0 | 0 | 0 | 0 | 0 | 0 | 0 | 0 | 0 | 0 | 0 | 0 | 0 | 0 | 0 | 0 | 0 | 0 | 0 | 0 | 0 | 0 | 0 | 0 | 0 | 0 | 0 | 0 | 0 | 0
Schools K-12_Existing_Retro-Commissioning_TRC | Ach | Schools K-12 | Ventilation and Circulation | Motor/Fan | TRC | Existing | NE5389 | Retro-Commissioning | Retro-Commissioning | NonEquip | 5 |  | 21.99% | Custom_improvement_existing | 16% | 39.5913 | 39.2218 | 39.449 | 39.7723 | 40.1062 | 40.4186 | 40.7465 | 41.048 | 41.3431 | 41.5919 | 39.5913 | 78.8131 | 118.2621 | 158.0344 | 198.1406 | 238.5592 | 279.3057 | 320.3537 | 361.6968 | 403.2887 | 0.0066189 | 0.013176 | 0.019771 | 0.02642 | 0.033125 | 0.039883 | 0.046695 | 0.053557 | 0.060469 | 0.067423 | 0.020521 | 0.040851 | 0.061299 | 0.081914 | 0.1027 | 0.12365 | 0.14477 | 0.16605 | 0.18748 | 0.20904
Schools K-12_Turnover_High Speed Fans_TRC | Ach | Schools K-12 | Ventilation and Circulation | Motor/Fan | TRC | Turnover | ET2698 | High Speed Fans | High Speed Fans | Equip | 7 | Motor/Fan | 10.93% | Prescriptive_ECM | 10.99% | 8.8751 | 13.0333 | 20.5018 | 31.566 | 46.7533 | 65.1911 | 82.8494 | 91.7467 | 84.1732 | 61.1124 | 8.8751 | 21.9084 | 42.4102 | 73.9762 | 120.7295 | 185.9206 | 268.77 | 360.5167 | 444.69 | 505.8024 | 0.0011507 | 0.0028405 | 0.0054987 | 0.0095914 | 0.015653 | 0.024106 | 0.034847 | 0.046743 | 0.057656 | 0.06558 | 0.00096386 | 0.0023793 | 0.0046059 | 0.008034 | 0.013112 | 0.020191 | 0.029189 | 0.039153 | 0.048294 | 0.054931
Schools K-12_New_High Speed Fans_TRC | Ach | Schools K-12 | Ventilation and Circulation | Motor/Fan | TRC | New | EN2724 | High Speed Fans | High Speed Fans | Equip | 7 | Motor/Fan | 10.93% | Prescriptive_ECM | 10.99% | 1.1116 | 1.6504 | 2.6421 | 4.1386 | 6.2344 | 8.1486 | 9.9967 | 11.0301 | 9.5878 | 6.71 | 1.1116 | 2.762 | 5.4041 | 9.5427 | 15.7771 | 23.9256 | 33.9223 | 44.9525 | 54.5403 | 61.2503 | 0.00014412 | 0.00035811 | 0.00070067 | 0.0012373 | 0.0020456 | 0.0031021 | 0.0043982 | 0.0058283 | 0.0070714 | 0.0079414 | 0.00012072 | 0.00029996 | 0.0005869 | 0.0010364 | 0.0017134 | 0.0025984 | 0.003684 | 0.0048819 | 0.0059232 | 0.0066519
Schools K-12_New_Retro-Commissioning_TRC | Ach | Schools K-12 | Miscellaneous | Medical equipment | TRC | New | NN5454 | Retro-Commissioning | Retro-Commissioning | NonEquip | 5 |  | 0% | Custom_improvement | 16% | 0 | 0 | 0 | 0 | 0 | 0 | 0 | 0 | 0 | 0 | 0 | 0 | 0 | 0 | 0 | 0 | 0 | 0 | 0 | 0 | 0 | 0 | 0 | 0 | 0 | 0 | 0 | 0 | 0 | 0 | 0 | 0 | 0 | 0 | 0 | 0 | 0 | 0 | 0 | 0
Schools K-12_New_VSD Controlled Compressor_TRC | Ach | Schools K-12 | Miscellaneous | Medical equipment | TRC | New | NN4544 | VSD Controlled Compressor | VSD Controlled Compressor | NonEquip | 15 | Others | 0% | Prescriptive_ECM | 20.79% | 0 | 0 | 0 | 0 | 0 | 0 | 0 | 0 | 0 | 0 | 0 | 0 | 0 | 0 | 0 | 0 | 0 | 0 | 0 | 0 | 0 | 0 | 0 | 0 | 0 | 0 | 0 | 0 | 0 | 0 | 0 | 0 | 0 | 0 | 0 | 0 | 0 | 0 | 0 | 0
Schools K-12_New_Engine Block Timer_TRC | Ach | Schools K-12 | Miscellaneous | Medical equipment | TRC | New | NN4492 | Engine Block Timer | Engine Block Timer | NonEquip | 5 | Others | 0% | Prescriptive_ECM | 36% | 0 | 0 | 0 | 0 | 0 | 0 | 0 | 0 | 0 | 0 | 0 | 0 | 0 | 0 | 0 | 0 | 0 | 0 | 0 | 0 | 0 | 0 | 0 | 0 | 0 | 0 | 0 | 0 | 0 | 0 | 0 | 0 | 0 | 0 | 0 | 0 | 0 | 0 | 0 | 0
Schools K-12_Existing_Retro-Commissioning_TRC | Ach | Schools K-12 | Miscellaneous | Medical equipment | TRC | Existing | NE5441 | Retro-Commissioning | Retro-Commissioning | NonEquip | 5 |  | 21.99% | Custom_improvement_existing | 16% | 0 | 0 | 0 | 0 | 0 | 0 | 0 | 0 | 0 | 0 | 0 | 0 | 0 | 0 | 0 | 0 | 0 | 0 | 0 | 0 | 0 | 0 | 0 | 0 | 0 | 0 | 0 | 0 | 0 | 0 | 0 | 0 | 0 | 0 | 0 | 0 | 0 | 0 | 0 | 0
Schools K-12_Existing_VSD Controlled Compressor_TRC | Ach | Schools K-12 | Miscellaneous | Medical equipment | TRC | Existing | NE4531 | VSD Controlled Compressor | VSD Controlled Compressor | NonEquip | 15 | Others | 0% | Prescriptive_ECM_existing | 20.79% | 0 | 0 | 0 | 0 | 0 | 0 | 0 | 0 | 0 | 0 | 0 | 0 | 0 | 0 | 0 | 0 | 0 | 0 | 0 | 0 | 0 | 0 | 0 | 0 | 0 | 0 | 0 | 0 | 0 | 0 | 0 | 0 | 0 | 0 | 0 | 0 | 0 | 0 | 0 | 0
Schools K-12_Existing_Engine Block Timer_TRC | Ach | Schools K-12 | Miscellaneous | Medical equipment | TRC | Existing | NE4479 | Engine Block Timer | Engine Block Timer | NonEquip | 5 | Others | 0% | Prescriptive_ECM_existing | 36% | 0 | 0 | 0 | 0 | 0 | 0 | 0 | 0 | 0 | 0 | 0 | 0 | 0 | 0 | 0 | 0 | 0 | 0 | 0 | 0 | 0 | 0 | 0 | 0 | 0 | 0 | 0 | 0 | 0 | 0 | 0 | 0 | 0 | 0 | 0 | 0 | 0 | 0 | 0 | 0
Schools K-12_New_Retro-Commissioning_TRC | Ach | Schools K-12 | Refrigeration | Large cold storage | TRC | New | NN5324 | Retro-Commissioning | Retro-Commissioning | NonEquip | 5 |  | 0% | Custom_improvement | 16% | 0 | 0 | 0 | 0 | 0 | 0 | 0 | 0 | 0 | 0 | 0 | 0 | 0 | 0 | 0 | 0 | 0 | 0 | 0 | 0 | 0 | 0 | 0 | 0 | 0 | 0 | 0 | 0 | 0 | 0 | 0 | 0 | 0 | 0 | 0 | 0 | 0 | 0 | 0 | 0
Schools K-12_New_Strip Curtains for Walk-ins_TRC | Ach | Schools K-12 | Refrigeration | Large cold storage | TRC | New | NN4908 | Strip Curtains for Walk-ins | Strip Curtains for Walk-ins | NonEquip | 4 | Walk-in cooler | 0% | Prescriptive_refrigeration control | 2.115% | 0 | 0 | 0 | 0 | 0 | 0 | 0 | 0 | 0 | 0 | 0 | 0 | 0 | 0 | 0 | 0 | 0 | 0 | 0 | 0 | 0 | 0 | 0 | 0 | 0 | 0 | 0 | 0 | 0 | 0 | 0 | 0 | 0 | 0 | 0 | 0 | 0 | 0 | 0 | 0
Schools K-12_New_PSC to ECM Evaporator Fan Motor (Walk-In, Refrigerator)_TRC | Ach | Schools K-12 | Refrigeration | Large cold storage | TRC | New | NN4856 | PSC to ECM Evaporator Fan Motor (Walk-In, Refrigerator) | PSC to ECM Evaporator Fan Motor (Walk-In, Refrigerator) | NonEquip | 15 | Walk-in cooler | 0% | Prescriptive_ECM | 37.5% | 0 | 0 | 0 | 0 | 0 | 0 | 0 | 0 | 0 | 0 | 0 | 0 | 0 | 0 | 0 | 0 | 0 | 0 | 0 | 0 | 0 | 0 | 0 | 0 | 0 | 0 | 0 | 0 | 0 | 0 | 0 | 0 | 0 | 0 | 0 | 0 | 0 | 0 | 0 | 0
Schools K-12_New_PSC to ECM Evaporator Fan Motor (Reach-In)_TRC | Ach | Schools K-12 | Refrigeration | Large cold storage | TRC | New | NN4830 | PSC to ECM Evaporator Fan Motor (Reach-In) | PSC to ECM Evaporator Fan Motor (Reach-In) | NonEquip | 15 | Display cases | 0% | Prescriptive_ECM | 37.5% | 0 | 0 | 0 | 0 | 0 | 0 | 0 | 0 | 0 | 0 | 0 | 0 | 0 | 0 | 0 | 0 | 0 | 0 | 0 | 0 | 0 | 0 | 0 | 0 | 0 | 0 | 0 | 0 | 0 | 0 | 0 | 0 | 0 | 0 | 0 | 0 | 0 | 0 | 0 | 0
Schools K-12_Existing_Retro-Commissioning_TRC | Ach | Schools K-12 | Refrigeration | Large cold storage | TRC | Existing | NE5311 | Retro-Commissioning | Retro-Commissioning | NonEquip | 5 |  | 21.99% | Custom_improvement_existing | 16% | 0.69722 | 0.70373 | 0.70781 | 0.71361 | 0.7196 | 0.7252 | 0.73109 | 0.7365 | 0.74179 | 0.74626 | 0.69722 | 1.4009 | 2.1088 | 2.8224 | 3.542 | 4.2672 | 4.9983 | 5.7348 | 6.4765 | 7.2228 | 0.00011656 | 0.00023421 | 0.00035255 | 0.00047185 | 0.00059215 | 0.00071339 | 0.00083562 | 0.00095875 | 0.0010828 | 0.0012075 | 0.00036139 | 0.00072615 | 0.001093 | 0.0014629 | 0.0018359 | 0.0022118 | 0.0025907 | 0.0029725 | 0.003357 | 0.0037438
Schools K-12_Existing_Strip Curtains for Walk-ins_TRC | Ach | Schools K-12 | Refrigeration | Large cold storage | TRC | Existing | NE4895 | Strip Curtains for Walk-ins | Strip Curtains for Walk-ins | NonEquip | 4 | Walk-in cooler | 0% | Prescriptive_refrigeration control_existing | 2.115% | 0 | 0 | 0 | 0 | 0 | 0 | 0 | 0 | 0 | 0 | 0 | 0 | 0 | 0 | 0 | 0 | 0 | 0 | 0 | 0 | 0 | 0 | 0 | 0 | 0 | 0 | 0 | 0 | 0 | 0 | 0 | 0 | 0 | 0 | 0 | 0 | 0 | 0 | 0 | 0
Schools K-12_Existing_PSC to ECM Evaporator Fan Motor (Walk-In, Refrigerator)_TRC | Ach | Schools K-12 | Refrigeration | Large cold storage | TRC | Existing | NE4843 | PSC to ECM Evaporator Fan Motor (Walk-In, Refrigerator) | PSC to ECM Evaporator Fan Motor (Walk-In, Refrigerator) | NonEquip | 15 | Walk-in cooler | 0% | Prescriptive_ECM_existing | 37.5% | 0 | 0 | 0 | 0 | 0 | 0 | 0 | 0 | 0 | 0 | 0 | 0 | 0 | 0 | 0 | 0 | 0 | 0 | 0 | 0 | 0 | 0 | 0 | 0 | 0 | 0 | 0 | 0 | 0 | 0 | 0 | 0 | 0 | 0 | 0 | 0 | 0 | 0 | 0 | 0
Schools K-12_Existing_PSC to ECM Evaporator Fan Motor (Reach-In)_TRC | Ach | Schools K-12 | Refrigeration | Large cold storage | TRC | Existing | NE4817 | PSC to ECM Evaporator Fan Motor (Reach-In) | PSC to ECM Evaporator Fan Motor (Reach-In) | NonEquip | 15 | Display cases | 0% | Prescriptive_ECM_existing | 37.5% | 0 | 0 | 0 | 0 | 0 | 0 | 0 | 0 | 0 | 0 | 0 | 0 | 0 | 0 | 0 | 0 | 0 | 0 | 0 | 0 | 0 | 0 | 0 | 0 | 0 | 0 | 0 | 0 | 0 | 0 | 0 | 0 | 0 | 0 | 0 | 0 | 0 | 0 | 0 | 0
Schools K-12_Existing_Freezer-Cooler Replacement Gaskets_TRC | Ach | Schools K-12 | Refrigeration | Large cold storage | TRC | Existing | NE4713 | Freezer-Cooler Replacement Gaskets | Freezer-Cooler Replacement Gaskets | NonEquip | 4 | Display cases | 0% | Prescriptive_refrigeration control_existing | 3.131% | 0 | 0 | 0 | 0 | 0 | 0 | 0 | 0 | 0 | 0 | 0 | 0 | 0 | 0 | 0 | 0 | 0 | 0 | 0 | 0 | 0 | 0 | 0 | 0 | 0 | 0 | 0 | 0 | 0 | 0 | 0 | 0 | 0 | 0 | 0 | 0 | 0 | 0 | 0 | 0
Schools K-12_New_Retro-Commissioning_TRC | Ach | Schools K-12 | Miscellaneous | Laboratory equipment | TRC | New | NN5454 | Retro-Commissioning | Retro-Commissioning | NonEquip | 5 |  | 0% | Custom_improvement | 16% | 0 | 0 | 0 | 0 | 0 | 0 | 0 | 0 | 0 | 0 | 0 | 0 | 0 | 0 | 0 | 0 | 0 | 0 | 0 | 0 | 0 | 0 | 0 | 0 | 0 | 0 | 0 | 0 | 0 | 0 | 0 | 0 | 0 | 0 | 0 | 0 | 0 | 0 | 0 | 0
Schools K-12_New_VSD Controlled Compressor_TRC | Ach | Schools K-12 | Miscellaneous | Laboratory equipment | TRC | New | NN4544 | VSD Controlled Compressor | VSD Controlled Compressor | NonEquip | 15 | Others | 0% | Prescriptive_ECM | 20.79% | 0 | 0 | 0 | 0 | 0 | 0 | 0 | 0 | 0 | 0 | 0 | 0 | 0 | 0 | 0 | 0 | 0 | 0 | 0 | 0 | 0 | 0 | 0 | 0 | 0 | 0 | 0 | 0 | 0 | 0 | 0 | 0 | 0 | 0 | 0 | 0 | 0 | 0 | 0 | 0
Schools K-12_New_Engine Block Timer_TRC | Ach | Schools K-12 | Miscellaneous | Laboratory equipment | TRC | New | NN4492 | Engine Block Timer | Engine Block Timer | NonEquip | 5 | Others | 0% | Prescriptive_ECM | 36% | 0 | 0 | 0 | 0 | 0 | 0 | 0 | 0 | 0 | 0 | 0 | 0 | 0 | 0 | 0 | 0 | 0 | 0 | 0 | 0 | 0 | 0 | 0 | 0 | 0 | 0 | 0 | 0 | 0 | 0 | 0 | 0 | 0 | 0 | 0 | 0 | 0 | 0 | 0 | 0
Schools K-12_Existing_Retro-Commissioning_TRC | Ach | Schools K-12 | Miscellaneous | Laboratory equipment | TRC | Existing | NE5441 | Retro-Commissioning | Retro-Commissioning | NonEquip | 5 |  | 21.99% | Custom_improvement_existing | 16% | 29.8261 | 31.7588 | 31.9427 | 32.2045 | 32.4749 | 32.7279 | 32.9934 | 33.2375 | 33.4764 | 33.6779 | 29.8261 | 61.5849 | 93.5277 | 125.7322 | 158.2071 | 190.935 | 223.9284 | 257.1659 | 290.6423 | 324.3202 | 0.0049864 | 0.010296 | 0.015636 | 0.02102 | 0.026449 | 0.031921 | 0.037437 | 0.042993 | 0.04859 | 0.05422 | 0.01546 | 0.031921 | 0.048478 | 0.065171 | 0.082003 | 0.098967 | 0.11607 | 0.1333 | 0.15065 | 0.1681
Schools K-12_Existing_VSD Controlled Compressor_TRC | Ach | Schools K-12 | Miscellaneous | Laboratory equipment | TRC | Existing | NE4531 | VSD Controlled Compressor | VSD Controlled Compressor | NonEquip | 15 | Others | 0% | Prescriptive_ECM_existing | 20.79% | 0 | 0 | 0 | 0 | 0 | 0 | 0 | 0 | 0 | 0 | 0 | 0 | 0 | 0 | 0 | 0 | 0 | 0 | 0 | 0 | 0 | 0 | 0 | 0 | 0 | 0 | 0 | 0 | 0 | 0 | 0 | 0 | 0 | 0 | 0 | 0 | 0 | 0 | 0 | 0
Schools K-12_Existing_Engine Block Timer_TRC | Ach | Schools K-12 | Miscellaneous | Laboratory equipment | TRC | Existing | NE4479 | Engine Block Timer | Engine Block Timer | NonEquip | 5 | Others | 0% | Prescriptive_ECM_existing | 36% | 0 | 0 | 0 | 0 | 0 | 0 | 0 | 0 | 0 | 0 | 0 | 0 | 0 | 0 | 0 | 0 | 0 | 0 | 0 | 0 | 0 | 0 | 0 | 0 | 0 | 0 | 0 | 0 | 0 | 0 | 0 | 0 | 0 | 0 | 0 | 0 | 0 | 0 | 0 | 0
Schools K-12_New_Retro-Commissioning_TRC | Ach | Schools K-12 | Ventilation and Circulation | Individual room ventilation | TRC | New | NN5402 | Retro-Commissioning | Retro-Commissioning | NonEquip | 5 |  | 0% | Custom_improvement | 16% | 0 | 0 | 0 | 0 | 0 | 0 | 0 | 0 | 0 | 0 | 0 | 0 | 0 | 0 | 0 | 0 | 0 | 0 | 0 | 0 | 0 | 0 | 0 | 0 | 0 | 0 | 0 | 0 | 0 | 0 | 0 | 0 | 0 | 0 | 0 | 0 | 0 | 0 | 0 | 0
Schools K-12_Existing_Retro-Commissioning_TRC | Ach | Schools K-12 | Ventilation and Circulation | Individual room ventilation | TRC | Existing | NE5389 | Retro-Commissioning | Retro-Commissioning | NonEquip | 5 |  | 21.99% | Custom_improvement_existing | 16% | 34.4997 | 34.4392 | 34.6387 | 34.9226 | 35.2158 | 35.4901 | 35.778 | 36.0428 | 36.3018 | 36.5203 | 34.4997 | 68.9389 | 103.5776 | 138.5002 | 173.716 | 209.2062 | 244.9842 | 281.027 | 317.3288 | 353.8491 | 0.0057677 | 0.011525 | 0.017316 | 0.023155 | 0.029042 | 0.034975 | 0.040957 | 0.046983 | 0.053052 | 0.059157 | 0.017882 | 0.035733 | 0.053687 | 0.071789 | 0.090042 | 0.10844 | 0.12698 | 0.14566 | 0.16448 | 0.18341
Schools K-12_New_Retro-Commissioning_TRC | Ach | Schools K-12 | Space Heating | Individual room heating | TRC | New | NN5350 | Retro-Commissioning | Retro-Commissioning | NonEquip | 5 |  | 0% | Custom_improvement | 16% | 0 | 0 | 0 | 0 | 0 | 0 | 0 | 0 | 0 | 0 | 0 | 0 | 0 | 0 | 0 | 0 | 0 | 0 | 0 | 0 | 0 | 0 | 0 | 0 | 0 | 0 | 0 | 0 | 0 | 0 | 0 | 0 | 0 | 0 | 0 | 0 | 0 | 0 | 0 | 0
Schools K-12_New_Facility Energy Management System_TRC | Ach | Schools K-12 | Space Heating | Individual room heating | TRC | New | NN3660 | Facility Energy Management System | Facility Energy Management System | NonEquip | 15 |  | 4.276% | Custom_improvement | 20% | 0 | 0 | 0 | 0 | 0 | 0 | 0 | 0 | 0 | 0 | 0 | 0 | 0 | 0 | 0 | 0 | 0 | 0 | 0 | 0 | 0 | 0 | 0 | 0 | 0 | 0 | 0 | 0 | 0 | 0 | 0 | 0 | 0 | 0 | 0 | 0 | 0 | 0 | 0 | 0
Schools K-12_New_Duct Sealing Repair_TRC | Ach | Schools K-12 | Space Heating | Individual room heating | TRC | New | NN3556 | Duct Sealing Repair | Duct Sealing Repair | NonEquip | 15 |  | 0% | Prescriptive_all | 12% | 0 | 0 | 0 | 0 | 0 | 0 | 0 | 0 | 0 | 0 | 0 | 0 | 0 | 0 | 0 | 0 | 0 | 0 | 0 | 0 | 0 | 0 | 0 | 0 | 0 | 0 | 0 | 0 | 0 | 0 | 0 | 0 | 0 | 0 | 0 | 0 | 0 | 0 | 0 | 0
Schools K-12_New_Dedicated Outdoor Air System on VRF unit_TRC | Ach | Schools K-12 | Space Heating | Individual room heating | TRC | New | NN3400 | Dedicated Outdoor Air System on VRF unit | Dedicated Outdoor Air System on VRF unit | NonEquip | 15 | Residential/split system heat pump | 0% | Prescriptive_all | 10% | 0 | 0 | 0 | 0 | 0 | 0 | 0 | 0 | 0 | 0 | 0 | 0 | 0 | 0 | 0 | 0 | 0 | 0 | 0 | 0 | 0 | 0 | 0 | 0 | 0 | 0 | 0 | 0 | 0 | 0 | 0 | 0 | 0 | 0 | 0 | 0 | 0 | 0 | 0 | 0
Schools K-12_New_Ceiling Insulation(R2 to R38)_TRC | Ach | Schools K-12 | Space Heating | Individual room heating | TRC | New | NN3192 | Ceiling Insulation(R2 to R38) | Ceiling Insulation(R2 to R38) | NonEquip | 20 |  | 0% | Prescriptive_all | 12.95% | 0 | 0 | 0 | 0 | 0 | 0 | 0 | 0 | 0 | 0 | 0 | 0 | 0 | 0 | 0 | 0 | 0 | 0 | 0 | 0 | 0 | 0 | 0 | 0 | 0 | 0 | 0 | 0 | 0 | 0 | 0 | 0 | 0 | 0 | 0 | 0 | 0 | 0 | 0 | 0
Schools K-12_Existing_Retro-Commissioning_TRC | Ach | Schools K-12 | Space Heating | Individual room heating | TRC | Existing | NE5337 | Retro-Commissioning | Retro-Commissioning | NonEquip | 5 |  | 21.99% | Custom_improvement_existing | 16% | 0 | 0 | 0 | 0 | 0 | 0 | 0 | 0 | 0 | 0 | 0 | 0 | 0 | 0 | 0 | 0 | 0 | 0 | 0 | 0 | 0 | 0 | 0 | 0 | 0 | 0 | 0 | 0 | 0 | 0 | 0 | 0 | 0 | 0 | 0 | 0 | 0 | 0 | 0 | 0
Schools K-12_Existing_Wall Insulation_TRC | Ach | Schools K-12 | Space Heating | Individual room heating | TRC | Existing | NE4245 | Wall Insulation | Wall Insulation | NonEquip | 20 |  | 0% | Prescriptive_all_existing | 0.6067% | 0 | 0 | 0 | 0 | 0 | 0 | 0 | 0 | 0 | 0 | 0 | 0 | 0 | 0 | 0 | 0 | 0 | 0 | 0 | 0 | 0 | 0 | 0 | 0 | 0 | 0 | 0 | 0 | 0 | 0 | 0 | 0 | 0 | 0 | 0 | 0 | 0 | 0 | 0 | 0
Schools K-12_Existing_Facility Energy Management System_TRC | Ach | Schools K-12 | Space Heating | Individual room heating | TRC | Existing | NE3647 | Facility Energy Management System | Facility Energy Management System | NonEquip | 15 |  | 0.7167% | Custom_improvement_existing | 20% | 0 | 0 | 0 | 0 | 0 | 0 | 0 | 0 | 0 | 0 | 0 | 0 | 0 | 0 | 0 | 0 | 0 | 0 | 0 | 0 | 0 | 0 | 0 | 0 | 0 | 0 | 0 | 0 | 0 | 0 | 0 | 0 | 0 | 0 | 0 | 0 | 0 | 0 | 0 | 0
Schools K-12_Existing_Duct Sealing Repair_TRC | Ach | Schools K-12 | Space Heating | Individual room heating | TRC | Existing | NE3543 | Duct Sealing Repair | Duct Sealing Repair | NonEquip | 15 |  | 0% | Prescriptive_all_existing | 12% | 0 | 0 | 0 | 0 | 0 | 0 | 0 | 0 | 0 | 0 | 0 | 0 | 0 | 0 | 0 | 0 | 0 | 0 | 0 | 0 | 0 | 0 | 0 | 0 | 0 | 0 | 0 | 0 | 0 | 0 | 0 | 0 | 0 | 0 | 0 | 0 | 0 | 0 | 0 | 0
Schools K-12_Existing_Dedicated Outdoor Air System on VRF unit_TRC | Ach | Schools K-12 | Space Heating | Individual room heating | TRC | Existing | NE3387 | Dedicated Outdoor Air System on VRF unit | Dedicated Outdoor Air System on VRF unit | NonEquip | 15 | Residential/split system heat pump | 0% | Prescriptive_all_existing | 10% | 0 | 0 | 0 | 0 | 0 | 0 | 0 | 0 | 0 | 0 | 0 | 0 | 0 | 0 | 0 | 0 | 0 | 0 | 0 | 0 | 0 | 0 | 0 | 0 | 0 | 0 | 0 | 0 | 0 | 0 | 0 | 0 | 0 | 0 | 0 | 0 | 0 | 0 | 0 | 0
Schools K-12_Existing_Ceiling Insulation(R2 to R38)_TRC | Ach | Schools K-12 | Space Heating | Individual room heating | TRC | Existing | NE3179 | Ceiling Insulation(R2 to R38) | Ceiling Insulation(R2 to R38) | NonEquip | 20 |  | 0% | Prescriptive_all_existing | 14.29% | 0 | 0 | 0 | 0 | 0 | 0 | 0 | 0 | 0 | 0 | 0 | 0 | 0 | 0 | 0 | 0 | 0 | 0 | 0 | 0 | 0 | 0 | 0 | 0 | 0 | 0 | 0 | 0 | 0 | 0 | 0 | 0 | 0 | 0 | 0 | 0 | 0 | 0 | 0 | 0
Schools K-12_New_Retro-Commissioning_TRC | Ach | Schools K-12 | Space Cooling | Individual room air conditioners | TRC | New | NN5376 | Retro-Commissioning | Retro-Commissioning | NonEquip | 5 |  | 0% | Custom_improvement | 16% | 0 | 0 | 0 | 0 | 0 | 0 | 0 | 0 | 0 | 0 | 0 | 0 | 0 | 0 | 0 | 0 | 0 | 0 | 0 | 0 | 0 | 0 | 0 | 0 | 0 | 0 | 0 | 0 | 0 | 0 | 0 | 0 | 0 | 0 | 0 | 0 | 0 | 0 | 0 | 0
Schools K-12_New_HVAC tune-up_RTU_TRC | Ach | Schools K-12 | Space Cooling | Individual room air conditioners | TRC | New | NN3920 | HVAC tune-up_RTU | HVAC tune-up_RTU | NonEquip | 5 | Packaged air conditioning units (RTUs) | 0% | Prescriptive_package HP | 5% | 0 | 0 | 0 | 0 | 0 | 0 | 0 | 0 | 0 | 0 | 0 | 0 | 0 | 0 | 0 | 0 | 0 | 0 | 0 | 0 | 0 | 0 | 0 | 0 | 0 | 0 | 0 | 0 | 0 | 0 | 0 | 0 | 0 | 0 | 0 | 0 | 0 | 0 | 0 | 0
Schools K-12_New_HVAC tune-up_TRC | Ach | Schools K-12 | Space Cooling | Individual room air conditioners | TRC | New | NN3894 | HVAC tune-up | HVAC tune-up | NonEquip | 5 | Residential-type central air conditioners | 0% | Prescriptive_all | 5% | 0 | 0 | 0 | 0 | 0 | 0 | 0 | 0 | 0 | 0 | 0 | 0 | 0 | 0 | 0 | 0 | 0 | 0 | 0 | 0 | 0 | 0 | 0 | 0 | 0 | 0 | 0 | 0 | 0 | 0 | 0 | 0 | 0 | 0 | 0 | 0 | 0 | 0 | 0 | 0
Schools K-12_New_Facility Energy Management System_TRC | Ach | Schools K-12 | Space Cooling | Individual room air conditioners | TRC | New | NN3686 | Facility Energy Management System | Facility Energy Management System | NonEquip | 15 |  | 4.276% | Custom_improvement | 20% | 11.6562 | 15.8774 | 22.935 | 31.7135 | 40.9609 | 44.3344 | 43.4907 | 37.5641 | 25.8984 | 15.3748 | 11.6562 | 27.5335 | 50.4685 | 82.182 | 123.1429 | 167.4773 | 210.968 | 248.5321 | 274.4306 | 289.8054 | 0.0024431 | 0.0057709 | 0.010578 | 0.017225 | 0.02581 | 0.035102 | 0.044218 | 0.052091 | 0.057519 | 0.060741 | 0 | 0 | 0 | 0 | 0 | 0 | 0 | 0 | 0 | 0
Schools K-12_New_Duct Sealing Repair_TRC | Ach | Schools K-12 | Space Cooling | Individual room air conditioners | TRC | New | NN3530 | Duct Sealing Repair | Duct Sealing Repair | NonEquip | 15 |  | 0% | Prescriptive_all | 12% | 0 | 0 | 0 | 0 | 0 | 0 | 0 | 0 | 0 | 0 | 0 | 0 | 0 | 0 | 0 | 0 | 0 | 0 | 0 | 0 | 0 | 0 | 0 | 0 | 0 | 0 | 0 | 0 | 0 | 0 | 0 | 0 | 0 | 0 | 0 | 0 | 0 | 0 | 0 | 0
Schools K-12_New_Dedicated Outdoor Air System on VRF unit_TRC | Ach | Schools K-12 | Space Cooling | Individual room air conditioners | TRC | New | NN3426 | Dedicated Outdoor Air System on VRF unit | Dedicated Outdoor Air System on VRF unit | NonEquip | 15 | Residential-type central air conditioners | 0% | Prescriptive_all | 17.5% | 0 | 0 | 0 | 0 | 0 | 0 | 0 | 0 | 0 | 0 | 0 | 0 | 0 | 0 | 0 | 0 | 0 | 0 | 0 | 0 | 0 | 0 | 0 | 0 | 0 | 0 | 0 | 0 | 0 | 0 | 0 | 0 | 0 | 0 | 0 | 0 | 0 | 0 | 0 | 0
Schools K-12_New_Chilled Water System - Variable Speed Drives_TRC | Ach | Schools K-12 | Space Cooling | Individual room air conditioners | TRC | New | NN3322 | Chilled Water System - Variable Speed Drives | Chilled Water System - Variable Speed Drives | NonEquip | 13 | Central chillers inside | 0% | Prescriptive_all | 24.74% | 0 | 0 | 0 | 0 | 0 | 0 | 0 | 0 | 0 | 0 | 0 | 0 | 0 | 0 | 0 | 0 | 0 | 0 | 0 | 0 | 0 | 0 | 0 | 0 | 0 | 0 | 0 | 0 | 0 | 0 | 0 | 0 | 0 | 0 | 0 | 0 | 0 | 0 | 0 | 0
Schools K-12_New_Ceiling Insulation(R2 to R38)_TRC | Ach | Schools K-12 | Space Cooling | Individual room air conditioners | TRC | New | NN3218 | Ceiling Insulation(R2 to R38) | Ceiling Insulation(R2 to R38) | NonEquip | 20 |  | 0% | Prescriptive_all | 36.97% | 0 | 0 | 0 | 0 | 0 | 0 | 0 | 0 | 0 | 0 | 0 | 0 | 0 | 0 | 0 | 0 | 0 | 0 | 0 | 0 | 0 | 0 | 0 | 0 | 0 | 0 | 0 | 0 | 0 | 0 | 0 | 0 | 0 | 0 | 0 | 0 | 0 | 0 | 0 | 0
Schools K-12_Existing_Retro-Commissioning_TRC | Ach | Schools K-12 | Space Cooling | Individual room air conditioners | TRC | Existing | NE5363 | Retro-Commissioning | Retro-Commissioning | NonEquip | 5 |  | 21.99% | Custom_improvement_existing | 16% | 450.6541 | 458.044 | 460.6967 | 464.4728 | 468.3717 | 472.021 | 475.8501 | 479.3709 | 482.8166 | 485.7222 | 450.6541 | 908.6981 | 1369.3948 | 1833.8676 | 2302.2394 | 2774.2604 | 3250.1105 | 3729.4814 | 4212.298 | 4698.0202 | 0.075341 | 0.15192 | 0.22894 | 0.30659 | 0.38489 | 0.46381 | 0.54336 | 0.6235 | 0.70422 | 0.78542 | 0 | 0 | 0 | 0 | 0 | 0 | 0 | 0 | 0 | 0
Schools K-12_Existing_Wall Insulation_TRC | Ach | Schools K-12 | Space Cooling | Individual room air conditioners | TRC | Existing | NE4219 | Wall Insulation | Wall Insulation | NonEquip | 20 |  | 0% | Prescriptive_all_existing | 10.75% | 0 | 0 | 0 | 0 | 0 | 0 | 0 | 0 | 0 | 0 | 0 | 0 | 0 | 0 | 0 | 0 | 0 | 0 | 0 | 0 | 0 | 0 | 0 | 0 | 0 | 0 | 0 | 0 | 0 | 0 | 0 | 0 | 0 | 0 | 0 | 0 | 0 | 0 | 0 | 0
Schools K-12_Existing_HVAC tune-up_RTU_TRC | Ach | Schools K-12 | Space Cooling | Individual room air conditioners | TRC | Existing | NE3907 | HVAC tune-up_RTU | HVAC tune-up_RTU | NonEquip | 5 | Packaged air conditioning units (RTUs) | 0% | Prescriptive_package HP_existing | 5% | 0 | 0 | 0 | 0 | 0 | 0 | 0 | 0 | 0 | 0 | 0 | 0 | 0 | 0 | 0 | 0 | 0 | 0 | 0 | 0 | 0 | 0 | 0 | 0 | 0 | 0 | 0 | 0 | 0 | 0 | 0 | 0 | 0 | 0 | 0 | 0 | 0 | 0 | 0 | 0
Schools K-12_Existing_HVAC tune-up_TRC | Ach | Schools K-12 | Space Cooling | Individual room air conditioners | TRC | Existing | NE3881 | HVAC tune-up | HVAC tune-up | NonEquip | 5 | Residential-type central air conditioners | 0% | Prescriptive_all_existing | 5% | 0 | 0 | 0 | 0 | 0 | 0 | 0 | 0 | 0 | 0 | 0 | 0 | 0 | 0 | 0 | 0 | 0 | 0 | 0 | 0 | 0 | 0 | 0 | 0 | 0 | 0 | 0 | 0 | 0 | 0 | 0 | 0 | 0 | 0 | 0 | 0 | 0 | 0 | 0 | 0
Schools K-12_Existing_Facility Energy Management System_TRC | Ach | Schools K-12 | Space Cooling | Individual room air conditioners | TRC | Existing | NE3673 | Facility Energy Management System | Facility Energy Management System | NonEquip | 15 |  | 0.7167% | Custom_improvement_existing | 20% | 24.0137 | 35.6314 | 50.6849 | 69.037 | 87.86 | 101.6059 | 103.4349 | 89.8434 | 65.4859 | 40.4025 | 24.0137 | 59.6452 | 110.33 | 179.3671 | 267.227 | 368.8329 | 472.2678 | 562.1112 | 627.5971 | 667.9995 | 0.0050331 | 0.012501 | 0.023124 | 0.037594 | 0.056009 | 0.077305 | 0.098984 | 0.11781 | 0.13154 | 0.14001 | 0 | 0 | 0 | 0 | 0 | 0 | 0 | 0 | 0 | 0
Schools K-12_Existing_Duct Sealing Repair_TRC | Ach | Schools K-12 | Space Cooling | Individual room air conditioners | TRC | Existing | NE3517 | Duct Sealing Repair | Duct Sealing Repair | NonEquip | 15 |  | 0% | Prescriptive_all_existing | 12% | 0 | 0 | 0 | 0 | 0 | 0 | 0 | 0 | 0 | 0 | 0 | 0 | 0 | 0 | 0 | 0 | 0 | 0 | 0 | 0 | 0 | 0 | 0 | 0 | 0 | 0 | 0 | 0 | 0 | 0 | 0 | 0 | 0 | 0 | 0 | 0 | 0 | 0 | 0 | 0
Schools K-12_Existing_Dedicated Outdoor Air System on VRF unit_TRC | Ach | Schools K-12 | Space Cooling | Individual room air conditioners | TRC | Existing | NE3413 | Dedicated Outdoor Air System on VRF unit | Dedicated Outdoor Air System on VRF unit | NonEquip | 15 | Residential-type central air conditioners | 0% | Prescriptive_all_existing | 17.5% | 0 | 0 | 0 | 0 | 0 | 0 | 0 | 0 | 0 | 0 | 0 | 0 | 0 | 0 | 0 | 0 | 0 | 0 | 0 | 0 | 0 | 0 | 0 | 0 | 0 | 0 | 0 | 0 | 0 | 0 | 0 | 0 | 0 | 0 | 0 | 0 | 0 | 0 | 0 | 0
Schools K-12_Existing_Chilled Water System - Variable Speed Drives_TRC | Ach | Schools K-12 | Space Cooling | Individual room air conditioners | TRC | Existing | NE3309 | Chilled Water System - Variable Speed Drives | Chilled Water System - Variable Speed Drives | NonEquip | 13 | Central chillers inside | 0% | Prescriptive_all_existing | 24.74% | 0 | 0 | 0 | 0 | 0 | 0 | 0 | 0 | 0 | 0 | 0 | 0 | 0 | 0 | 0 | 0 | 0 | 0 | 0 | 0 | 0 | 0 | 0 | 0 | 0 | 0 | 0 | 0 | 0 | 0 | 0 | 0 | 0 | 0 | 0 | 0 | 0 | 0 | 0 | 0
Schools K-12_Existing_Ceiling Insulation(R2 to R38)_TRC | Ach | Schools K-12 | Space Cooling | Individual room air conditioners | TRC | Existing | NE3205 | Ceiling Insulation(R2 to R38) | Ceiling Insulation(R2 to R38) | NonEquip | 20 |  | 0% | Prescriptive_all_existing | 36.97% | 0 | 0 | 0 | 0 | 0 | 0 | 0 | 0 | 0 | 0 | 0 | 0 | 0 | 0 | 0 | 0 | 0 | 0 | 0 | 0 | 0 | 0 | 0 | 0 | 0 | 0 | 0 | 0 | 0 | 0 | 0 | 0 | 0 | 0 | 0 | 0 | 0 | 0 | 0 | 0
Schools K-12_New_Retro-Commissioning_TRC | Ach | Schools K-12 | Interior Lighting | High bay | TRC | New | NN5272 | Retro-Commissioning | Retro-Commissioning | NonEquip | 5 |  | 0% | Custom_improvement | 16% | 0 | 0 | 0 | 0 | 0 | 0 | 0 | 0 | 0 | 0 | 0 | 0 | 0 | 0 | 0 | 0 | 0 | 0 | 0 | 0 | 0 | 0 | 0 | 0 | 0 | 0 | 0 | 0 | 0 | 0 | 0 | 0 | 0 | 0 | 0 | 0 | 0 | 0 | 0 | 0
Schools K-12_New_Facility Energy Management System_TRC | Ach | Schools K-12 | Interior Lighting | High bay | TRC | New | NN3712 | Facility Energy Management System | Facility Energy Management System | NonEquip | 15 |  | 4.276% | Custom_improvement | 24% | 324.4292 | 441.6648 | 637.6217 | 881.1675 | 1137.4557 | 1230.4294 | 1206.318 | 1041.3325 | 717.53 | 425.723 | 324.4292 | 766.094 | 1403.7157 | 2284.8832 | 3422.3389 | 4652.7683 | 5859.0863 | 6900.4188 | 7617.9488 | 8043.6719 | 0.067998 | 0.16057 | 0.29421 | 0.4789 | 0.7173 | 0.97519 | 1.228 | 1.4463 | 1.5967 | 1.6859 | 0.0058473 | 0.013808 | 0.0253 | 0.041181 | 0.061682 | 0.083858 | 0.1056 | 0.12437 | 0.1373 | 0.14497
Schools K-12_Existing_Retro-Commissioning_TRC | Ach | Schools K-12 | Interior Lighting | High bay | TRC | Existing | NE5259 | Retro-Commissioning | Retro-Commissioning | NonEquip | 5 |  | 21.99% | Custom_improvement_existing | 16% | 10570.5501 | 10624.0424 | 10685.5692 | 10773.1545 | 10863.5868 | 10948.2298 | 11037.0428 | 11118.7058 | 11198.6261 | 11266.0206 | 10570.5501 | 21194.5924 | 31880.1616 | 42653.3161 | 53516.903 | 64465.1328 | 75502.1756 | 86620.8814 | 97819.5076 | 109085.5282 | 1.7672 | 3.5433 | 5.3298 | 7.1309 | 8.9471 | 10.7774 | 12.6226 | 14.4814 | 16.3536 | 18.2371 | 5.479 | 10.9858 | 16.5244 | 22.1085 | 27.7394 | 33.4142 | 39.135 | 44.8982 | 50.7027 | 56.5422
Schools K-12_Existing_Facility Energy Management System_TRC | Ach | Schools K-12 | Interior Lighting | High bay | TRC | Existing | NE3699 | Facility Energy Management System | Facility Energy Management System | NonEquip | 15 |  | 0.7167% | Custom_improvement_existing | 24% | 675.9202 | 991.7382 | 1410.724 | 1921.5243 | 2445.4281 | 2828.0217 | 2878.9279 | 2500.6321 | 1822.6855 | 1124.5313 | 675.9202 | 1667.6584 | 3078.3824 | 4999.9068 | 7445.3348 | 10273.3565 | 13152.2844 | 15652.9165 | 17475.602 | 18600.1333 | 0.14167 | 0.34953 | 0.64521 | 1.0479 | 1.5605 | 2.1532 | 2.7566 | 3.2808 | 3.6628 | 3.8985 | 0.012182 | 0.030057 | 0.055482 | 0.090115 | 0.13419 | 0.18516 | 0.23705 | 0.28212 | 0.31497 | 0.33524
Schools K-12_Turnover_High Bay LED_TRC | Ach | Schools K-12 | Interior Lighting | High bay | TRC | Turnover | ET1534 | High Bay LED | High Bay LED | Equip | 15 | High bay | 0% | Prescriptive_lighting | 64.78% | 0 | 0 | 0 | 0 | 0 | 0 | 0 | 0 | 0 | 0 | 0 | 0 | 0 | 0 | 0 | 0 | 0 | 0 | 0 | 0 | 0 | 0 | 0 | 0 | 0 | 0 | 0 | 0 | 0 | 0 | 0 | 0 | 0 | 0 | 0 | 0 | 0 | 0 | 0 | 0
Schools K-12_Turnover_High Bay Fluorescent (T5)_TRC | Ach | Schools K-12 | Interior Lighting | High bay | TRC | Turnover | ET1495 | High Bay Fluorescent (T5) | High Bay Fluorescent (T5) | Equip | 15 | High bay | 0% | Prescriptive_lighting | 64.14% | 0 | 0 | 0 | 0 | 0 | 0 | 0 | 0 | 0 | 0 | 0 | 0 | 0 | 0 | 0 | 0 | 0 | 0 | 0 | 0 | 0 | 0 | 0 | 0 | 0 | 0 | 0 | 0 | 0 | 0 | 0 | 0 | 0 | 0 | 0 | 0 | 0 | 0 | 0 | 0
Schools K-12_New_High Bay LED_TRC | Ach | Schools K-12 | Interior Lighting | High bay | TRC | New | EN1560 | High Bay LED | High Bay LED | Equip | 15 | High bay | 0% | Prescriptive_lighting | 64.78% | 0 | 0 | 0 | 0 | 0 | 0 | 0 | 0 | 0 | 0 | 0 | 0 | 0 | 0 | 0 | 0 | 0 | 0 | 0 | 0 | 0 | 0 | 0 | 0 | 0 | 0 | 0 | 0 | 0 | 0 | 0 | 0 | 0 | 0 | 0 | 0 | 0 | 0 | 0 | 0
Schools K-12_New_High Bay Fluorescent (T5)_TRC | Ach | Schools K-12 | Interior Lighting | High bay | TRC | New | EN1521 | High Bay Fluorescent (T5) | High Bay Fluorescent (T5) | Equip | 15 | High bay | 0% | Prescriptive_lighting | 64.14% | 0 | 0 | 0 | 0 | 0 | 0 | 0 | 0 | 0 | 0 | 0 | 0 | 0 | 0 | 0 | 0 | 0 | 0 | 0 | 0 | 0 | 0 | 0 | 0 | 0 | 0 | 0 | 0 | 0 | 0 | 0 | 0 | 0 | 0 | 0 | 0 | 0 | 0 | 0 | 0
Schools K-12_New_Retro-Commissioning_TRC | Ach | Schools K-12 | Space Heating | Forced air furnace | TRC | New | NN5350 | Retro-Commissioning | Retro-Commissioning | NonEquip | 5 |  | 0% | Custom_improvement | 16% | 0 | 0 | 0 | 0 | 0 | 0 | 0 | 0 | 0 | 0 | 0 | 0 | 0 | 0 | 0 | 0 | 0 | 0 | 0 | 0 | 0 | 0 | 0 | 0 | 0 | 0 | 0 | 0 | 0 | 0 | 0 | 0 | 0 | 0 | 0 | 0 | 0 | 0 | 0 | 0
Schools K-12_New_Facility Energy Management System_TRC | Ach | Schools K-12 | Space Heating | Forced air furnace | TRC | New | NN3660 | Facility Energy Management System | Facility Energy Management System | NonEquip | 15 |  | 4.276% | Custom_improvement | 20% | 0 | 0 | 0 | 0 | 0 | 0 | 0 | 0 | 0 | 0 | 0 | 0 | 0 | 0 | 0 | 0 | 0 | 0 | 0 | 0 | 0 | 0 | 0 | 0 | 0 | 0 | 0 | 0 | 0 | 0 | 0 | 0 | 0 | 0 | 0 | 0 | 0 | 0 | 0 | 0
Schools K-12_New_Duct Sealing Repair_TRC | Ach | Schools K-12 | Space Heating | Forced air furnace | TRC | New | NN3556 | Duct Sealing Repair | Duct Sealing Repair | NonEquip | 15 |  | 0% | Prescriptive_all | 12% | 0 | 0 | 0 | 0 | 0 | 0 | 0 | 0 | 0 | 0 | 0 | 0 | 0 | 0 | 0 | 0 | 0 | 0 | 0 | 0 | 0 | 0 | 0 | 0 | 0 | 0 | 0 | 0 | 0 | 0 | 0 | 0 | 0 | 0 | 0 | 0 | 0 | 0 | 0 | 0
Schools K-12_New_Dedicated Outdoor Air System on VRF unit_TRC | Ach | Schools K-12 | Space Heating | Forced air furnace | TRC | New | NN3400 | Dedicated Outdoor Air System on VRF unit | Dedicated Outdoor Air System on VRF unit | NonEquip | 15 | Residential/split system heat pump | 0% | Prescriptive_all | 10% | 0 | 0 | 0 | 0 | 0 | 0 | 0 | 0 | 0 | 0 | 0 | 0 | 0 | 0 | 0 | 0 | 0 | 0 | 0 | 0 | 0 | 0 | 0 | 0 | 0 | 0 | 0 | 0 | 0 | 0 | 0 | 0 | 0 | 0 | 0 | 0 | 0 | 0 | 0 | 0
Schools K-12_New_Ceiling Insulation(R2 to R38)_TRC | Ach | Schools K-12 | Space Heating | Forced air furnace | TRC | New | NN3192 | Ceiling Insulation(R2 to R38) | Ceiling Insulation(R2 to R38) | NonEquip | 20 |  | 0% | Prescriptive_all | 12.95% | 0 | 0 | 0 | 0 | 0 | 0 | 0 | 0 | 0 | 0 | 0 | 0 | 0 | 0 | 0 | 0 | 0 | 0 | 0 | 0 | 0 | 0 | 0 | 0 | 0 | 0 | 0 | 0 | 0 | 0 | 0 | 0 | 0 | 0 | 0 | 0 | 0 | 0 | 0 | 0
Schools K-12_Existing_Retro-Commissioning_TRC | Ach | Schools K-12 | Space Heating | Forced air furnace | TRC | Existing | NE5337 | Retro-Commissioning | Retro-Commissioning | NonEquip | 5 |  | 21.99% | Custom_improvement_existing | 16% | 0 | 0 | 0 | 0 | 0 | 0 | 0 | 0 | 0 | 0 | 0 | 0 | 0 | 0 | 0 | 0 | 0 | 0 | 0 | 0 | 0 | 0 | 0 | 0 | 0 | 0 | 0 | 0 | 0 | 0 | 0 | 0 | 0 | 0 | 0 | 0 | 0 | 0 | 0 | 0
Schools K-12_Existing_Wall Insulation_TRC | Ach | Schools K-12 | Space Heating | Forced air furnace | TRC | Existing | NE4245 | Wall Insulation | Wall Insulation | NonEquip | 20 |  | 0% | Prescriptive_all_existing | 0.6067% | 0 | 0 | 0 | 0 | 0 | 0 | 0 | 0 | 0 | 0 | 0 | 0 | 0 | 0 | 0 | 0 | 0 | 0 | 0 | 0 | 0 | 0 | 0 | 0 | 0 | 0 | 0 | 0 | 0 | 0 | 0 | 0 | 0 | 0 | 0 | 0 | 0 | 0 | 0 | 0
Schools K-12_Existing_Facility Energy Management System_TRC | Ach | Schools K-12 | Space Heating | Forced air furnace | TRC | Existing | NE3647 | Facility Energy Management System | Facility Energy Management System | NonEquip | 15 |  | 0.7167% | Custom_improvement_existing | 20% | 0 | 0 | 0 | 0 | 0 | 0 | 0 | 0 | 0 | 0 | 0 | 0 | 0 | 0 | 0 | 0 | 0 | 0 | 0 | 0 | 0 | 0 | 0 | 0 | 0 | 0 | 0 | 0 | 0 | 0 | 0 | 0 | 0 | 0 | 0 | 0 | 0 | 0 | 0 | 0
Schools K-12_Existing_Duct Sealing Repair_TRC | Ach | Schools K-12 | Space Heating | Forced air furnace | TRC | Existing | NE3543 | Duct Sealing Repair | Duct Sealing Repair | NonEquip | 15 |  | 0% | Prescriptive_all_existing | 12% | 0 | 0 | 0 | 0 | 0 | 0 | 0 | 0 | 0 | 0 | 0 | 0 | 0 | 0 | 0 | 0 | 0 | 0 | 0 | 0 | 0 | 0 | 0 | 0 | 0 | 0 | 0 | 0 | 0 | 0 | 0 | 0 | 0 | 0 | 0 | 0 | 0 | 0 | 0 | 0
Schools K-12_Existing_Dedicated Outdoor Air System on VRF unit_TRC | Ach | Schools K-12 | Space Heating | Forced air furnace | TRC | Existing | NE3387 | Dedicated Outdoor Air System on VRF unit | Dedicated Outdoor Air System on VRF unit | NonEquip | 15 | Residential/split system heat pump | 0% | Prescriptive_all_existing | 10% | 0 | 0 | 0 | 0 | 0 | 0 | 0 | 0 | 0 | 0 | 0 | 0 | 0 | 0 | 0 | 0 | 0 | 0 | 0 | 0 | 0 | 0 | 0 | 0 | 0 | 0 | 0 | 0 | 0 | 0 | 0 | 0 | 0 | 0 | 0 | 0 | 0 | 0 | 0 | 0
Schools K-12_Existing_Ceiling Insulation(R2 to R38)_TRC | Ach | Schools K-12 | Space Heating | Forced air furnace | TRC | Existing | NE3179 | Ceiling Insulation(R2 to R38) | Ceiling Insulation(R2 to R38) | NonEquip | 20 |  | 0% | Prescriptive_all_existing | 14.29% | 0 | 0 | 0 | 0 | 0 | 0 | 0 | 0 | 0 | 0 | 0 | 0 | 0 | 0 | 0 | 0 | 0 | 0 | 0 | 0 | 0 | 0 | 0 | 0 | 0 | 0 | 0 | 0 | 0 | 0 | 0 | 0 | 0 | 0 | 0 | 0 | 0 | 0 | 0 | 0
Schools K-12_New_Retro-Commissioning_TRC | Ach | Schools K-12 | Exterior Lighting | Exterior parking/lot lighting | TRC | New | NN5298 | Retro-Commissioning | Retro-Commissioning | NonEquip | 5 |  | 0% | Custom_improvement | 16% | 0 | 0 | 0 | 0 | 0 | 0 | 0 | 0 | 0 | 0 | 0 | 0 | 0 | 0 | 0 | 0 | 0 | 0 | 0 | 0 | 0 | 0 | 0 | 0 | 0 | 0 | 0 | 0 | 0 | 0 | 0 | 0 | 0 | 0 | 0 | 0 | 0 | 0 | 0 | 0
Schools K-12_New_Outdoor Lighting Controls_TRC | Ach | Schools K-12 | Exterior Lighting | Exterior parking/lot lighting | TRC | New | NN2984 | Outdoor Lighting Controls | Outdoor Lighting Controls | NonEquip | 8 | Exterior parking/lot lighting | 30.95% | Prescriptive_lighting control | 28% | 672.1324 | 950.64 | 1410.5066 | 1959.2276 | 2454.9681 | 2441.451 | 2044.9544 | 1389.8625 | 709.5111 | 306.9053 | 672.1324 | 1622.7724 | 3033.279 | 4992.5066 | 7447.4748 | 9888.9258 | 11933.8802 | 13323.7426 | 14033.2537 | 14340.159 | 0 | 0 | 0 | 0 | 0 | 0 | 0 | 0 | 0 | 0 | 0 | 0 | 0 | 0 | 0 | 0 | 0 | 0 | 0 | 0
Schools K-12_New_Bi-Level Lighting Control (Exterior)_TRC | Ach | Schools K-12 | Exterior Lighting | Exterior parking/lot lighting | TRC | New | NN2958 | Bi-Level Lighting Control (Exterior) | Bi-Level Lighting Control (Exterior) | NonEquip | 9 | Exterior parking/lot lighting | 8.579% | Prescriptive_lighting control | 31% | 221.1615 | 311.0106 | 457.9226 | 630.4344 | 783.9367 | 777.8467 | 655.4962 | 450.944 | 232.9187 | 101.5013 | 221.1615 | 532.1721 | 990.0948 | 1620.5292 | 2404.4659 | 3182.3125 | 3837.8087 | 4288.7527 | 4521.6714 | 4623.1728 | 0 | 0 | 0 | 0 | 0 | 0 | 0 | 0 | 0 | 0 | 0 | 0 | 0 | 0 | 0 | 0 | 0 | 0 | 0 | 0
Schools K-12_Existing_Retro-Commissioning_TRC | Ach | Schools K-12 | Exterior Lighting | Exterior parking/lot lighting | TRC | Existing | NE5285 | Retro-Commissioning | Retro-Commissioning | NonEquip | 5 |  | 21.99% | Custom_improvement_existing | 16% | 2433.967 | 2401.1187 | 2415.0242 | 2434.8192 | 2455.2576 | 2474.3876 | 2494.4601 | 2512.9166 | 2530.9792 | 2546.2109 | 2433.967 | 4835.0856 | 7250.1099 | 9684.9291 | 12140.1867 | 14614.5744 | 17109.0344 | 19621.951 | 22152.9302 | 24699.1411 | 0 | 0 | 0 | 0 | 0 | 0 | 0 | 0 | 0 | 0 | 1.2616 | 2.5062 | 3.7579 | 5.02 | 6.2926 | 7.5752 | 8.8681 | 10.1706 | 11.4825 | 12.8023
Schools K-12_Existing_Outdoor Lighting Controls_TRC | Ach | Schools K-12 | Exterior Lighting | Exterior parking/lot lighting | TRC | Existing | NE2971 | Outdoor Lighting Controls | Outdoor Lighting Controls | NonEquip | 8 | Exterior parking/lot lighting | 30.95% | Prescriptive_lighting control_existing | 28% | 10639.8924 | 15910.0047 | 23245.5704 | 31804.9434 | 39266.7308 | 41722.3442 | 36264.6475 | 24785.5883 | 13376.2394 | 6012.959 | 10639.8924 | 26549.8971 | 49795.4676 | 81600.411 | 120867.1417 | 162589.4859 | 198854.1334 | 223639.7216 | 237015.961 | 243028.9201 | 0 | 0 | 0 | 0 | 0 | 0 | 0 | 0 | 0 | 0 | 0 | 0 | 0 | 0 | 0 | 0 | 0 | 0 | 0 | 0
Schools K-12_Existing_Bi-Level Lighting Control (Exterior)_TRC | Ach | Schools K-12 | Exterior Lighting | Exterior parking/lot lighting | TRC | Existing | NE2945 | Bi-Level Lighting Control (Exterior) | Bi-Level Lighting Control (Exterior) | NonEquip | 9 | Exterior parking/lot lighting | 8.579% | Prescriptive_lighting control_existing | 31% | 3535.0303 | 5282.239 | 7710.4133 | 10538.0783 | 12998.3993 | 13807.4881 | 12010.1394 | 8220.6115 | 4442.8852 | 1999.0271 | 3535.0303 | 8817.2692 | 16527.6825 | 27065.7608 | 40064.1601 | 53871.6482 | 65881.7876 | 74102.3991 | 78545.2843 | 80544.3114 | 0 | 0 | 0 | 0 | 0 | 0 | 0 | 0 | 0 | 0 | 0 | 0 | 0 | 0 | 0 | 0 | 0 | 0 | 0 | 0
Schools K-12_Turnover_High Efficiency HID Lighting_TRC | Ach | Schools K-12 | Exterior Lighting | Exterior parking/lot lighting | TRC | Turnover | ET520 | High Efficiency HID Lighting | High Efficiency HID Lighting | Equip | 13 | Exterior parking/lot lighting | 7.084% | Prescriptive_lighting | 34.18% | 8157.505 | 8492.8481 | 8029.25 | 6063.225 | 3586.3631 | 1721.8785 | 722.2203 | 282.5912 | 107.4877 | 39.7042 | 8157.505 | 16650.353 | 24679.6031 | 30742.8281 | 34329.1912 | 36051.0697 | 36773.29 | 37055.8813 | 37163.369 | 37203.0732 | 0 | 0 | 0 | 0 | 0 | 0 | 0 | 0 | 0 | 0 | 0 | 0 | 0 | 0 | 0 | 0 | 0 | 0 | 0 | 0
Schools K-12_New_High Efficiency HID Lighting_TRC | Ach | Schools K-12 | Exterior Lighting | Exterior parking/lot lighting | TRC | New | EN546 | High Efficiency HID Lighting | High Efficiency HID Lighting | Equip | 13 | Exterior parking/lot lighting | 7.084% | Prescriptive_lighting | 34.18% | 1079.002 | 1127.3046 | 1073.7921 | 815.459 | 485.7271 | 217.9539 | 88.9476 | 35.2285 | 12.891 | 4.6347 | 1079.002 | 2206.3066 | 3280.0987 | 4095.5577 | 4581.2848 | 4799.2387 | 4888.1863 | 4923.4148 | 4936.3057 | 4940.9404 | 0 | 0 | 0 | 0 | 0 | 0 | 0 | 0 | 0 | 0 | 0 | 0 | 0 | 0 | 0 | 0 | 0 | 0 | 0 | 0
Schools K-12_New_Retro-Commissioning_TRC | Ach | Schools K-12 | Exterior Lighting | Exterior marquis | TRC | New | NN5298 | Retro-Commissioning | Retro-Commissioning | NonEquip | 5 |  | 0% | Custom_improvement | 16% | 0 | 0 | 0 | 0 | 0 | 0 | 0 | 0 | 0 | 0 | 0 | 0 | 0 | 0 | 0 | 0 | 0 | 0 | 0 | 0 | 0 | 0 | 0 | 0 | 0 | 0 | 0 | 0 | 0 | 0 | 0 | 0 | 0 | 0 | 0 | 0 | 0 | 0 | 0 | 0
Schools K-12_New_Outdoor Lighting Controls_TRC | Ach | Schools K-12 | Exterior Lighting | Exterior marquis | TRC | New | NN2984 | Outdoor Lighting Controls | Outdoor Lighting Controls | NonEquip | 8 | Exterior parking/lot lighting | 0% | Prescriptive_lighting control | 28% | 0 | 0 | 0 | 0 | 0 | 0 | 0 | 0 | 0 | 0 | 0 | 0 | 0 | 0 | 0 | 0 | 0 | 0 | 0 | 0 | 0 | 0 | 0 | 0 | 0 | 0 | 0 | 0 | 0 | 0 | 0 | 0 | 0 | 0 | 0 | 0 | 0 | 0 | 0 | 0
Schools K-12_New_Bi-Level Lighting Control (Exterior)_TRC | Ach | Schools K-12 | Exterior Lighting | Exterior marquis | TRC | New | NN2958 | Bi-Level Lighting Control (Exterior) | Bi-Level Lighting Control (Exterior) | NonEquip | 9 | Exterior parking/lot lighting | 0% | Prescriptive_lighting control | 31% | 0 | 0 | 0 | 0 | 0 | 0 | 0 | 0 | 0 | 0 | 0 | 0 | 0 | 0 | 0 | 0 | 0 | 0 | 0 | 0 | 0 | 0 | 0 | 0 | 0 | 0 | 0 | 0 | 0 | 0 | 0 | 0 | 0 | 0 | 0 | 0 | 0 | 0 | 0 | 0
Schools K-12_Existing_Retro-Commissioning_TRC | Ach | Schools K-12 | Exterior Lighting | Exterior marquis | TRC | Existing | NE5285 | Retro-Commissioning | Retro-Commissioning | NonEquip | 5 |  | 21.99% | Custom_improvement_existing | 16% | 13.7448 | 13.7207 | 13.8001 | 13.9133 | 14.03 | 14.1394 | 14.2541 | 14.3595 | 14.4627 | 14.5498 | 13.7448 | 27.4654 | 41.2656 | 55.1788 | 69.2089 | 83.3482 | 97.6023 | 111.9618 | 126.4245 | 140.9743 | 0 | 0 | 0 | 0 | 0 | 0 | 0 | 0 | 0 | 0 | 0.0071243 | 0.014236 | 0.021389 | 0.028601 | 0.035873 | 0.043202 | 0.05059 | 0.058033 | 0.06553 | 0.073071
Schools K-12_Existing_Outdoor Lighting Controls_TRC | Ach | Schools K-12 | Exterior Lighting | Exterior marquis | TRC | Existing | NE2971 | Outdoor Lighting Controls | Outdoor Lighting Controls | NonEquip | 8 | Exterior parking/lot lighting | 0% | Prescriptive_lighting control_existing | 28% | 0 | 0 | 0 | 0 | 0 | 0 | 0 | 0 | 0 | 0 | 0 | 0 | 0 | 0 | 0 | 0 | 0 | 0 | 0 | 0 | 0 | 0 | 0 | 0 | 0 | 0 | 0 | 0 | 0 | 0 | 0 | 0 | 0 | 0 | 0 | 0 | 0 | 0 | 0 | 0
Schools K-12_Existing_Bi-Level Lighting Control (Exterior)_TRC | Ach | Schools K-12 | Exterior Lighting | Exterior marquis | TRC | Existing | NE2945 | Bi-Level Lighting Control (Exterior) | Bi-Level Lighting Control (Exterior) | NonEquip | 9 | Exterior parking/lot lighting | 0% | Prescriptive_lighting control_existing | 31% | 0 | 0 | 0 | 0 | 0 | 0 | 0 | 0 | 0 | 0 | 0 | 0 | 0 | 0 | 0 | 0 | 0 | 0 | 0 | 0 | 0 | 0 | 0 | 0 | 0 | 0 | 0 | 0 | 0 | 0 | 0 | 0 | 0 | 0 | 0 | 0 | 0 | 0 | 0 | 0
Schools K-12_Turnover_LED Exterior Lighting_TRC | Ach | Schools K-12 | Exterior Lighting | Exterior marquis | TRC | Turnover | ET637 | LED Exterior Lighting | LED Exterior Lighting | Equip | 13 | Exterior marquis | 4.624% | Prescriptive_lighting | 60.51% | 63.8411 | 66.4655 | 62.8374 | 47.4511 | 28.0671 | 13.4755 | 5.6521 | 2.2116 | 0.8412 | 0.31073 | 63.8411 | 130.3066 | 193.1439 | 240.5951 | 268.6621 | 282.1377 | 287.7898 | 290.0014 | 290.8426 | 291.1533 | 0 | 0 | 0 | 0 | 0 | 0 | 0 | 0 | 0 | 0 | 0 | 0 | 0 | 0 | 0 | 0 | 0 | 0 | 0 | 0
Schools K-12_New_LED Exterior Lighting_TRC | Ach | Schools K-12 | Exterior Lighting | Exterior marquis | TRC | New | EN663 | LED Exterior Lighting | LED Exterior Lighting | Equip | 13 | Exterior marquis | 4.624% | Prescriptive_lighting | 60.51% | 7.1392 | 7.5149 | 7.2303 | 5.5547 | 3.3417 | 1.5039 | 0.60892 | 0.2374 | 0.085552 | 0.030462 | 7.1392 | 14.6541 | 21.8843 | 27.439 | 30.7807 | 32.2846 | 32.8935 | 33.1309 | 33.2165 | 33.2469 | 0 | 0 | 0 | 0 | 0 | 0 | 0 | 0 | 0 | 0 | 0 | 0 | 0 | 0 | 0 | 0 | 0 | 0 | 0 | 0
Schools K-12_New_Retro-Commissioning_TRC | Ach | Schools K-12 | Miscellaneous | Elevators/Escalators | TRC | New | NN5454 | Retro-Commissioning | Retro-Commissioning | NonEquip | 5 |  | 0% | Custom_improvement | 16% | 0 | 0 | 0 | 0 | 0 | 0 | 0 | 0 | 0 | 0 | 0 | 0 | 0 | 0 | 0 | 0 | 0 | 0 | 0 | 0 | 0 | 0 | 0 | 0 | 0 | 0 | 0 | 0 | 0 | 0 | 0 | 0 | 0 | 0 | 0 | 0 | 0 | 0 | 0 | 0
Schools K-12_New_VSD Controlled Compressor_TRC | Ach | Schools K-12 | Miscellaneous | Elevators/Escalators | TRC | New | NN4544 | VSD Controlled Compressor | VSD Controlled Compressor | NonEquip | 15 | Others | 0% | Prescriptive_ECM | 20.79% | 0 | 0 | 0 | 0 | 0 | 0 | 0 | 0 | 0 | 0 | 0 | 0 | 0 | 0 | 0 | 0 | 0 | 0 | 0 | 0 | 0 | 0 | 0 | 0 | 0 | 0 | 0 | 0 | 0 | 0 | 0 | 0 | 0 | 0 | 0 | 0 | 0 | 0 | 0 | 0
Schools K-12_New_Engine Block Timer_TRC | Ach | Schools K-12 | Miscellaneous | Elevators/Escalators | TRC | New | NN4492 | Engine Block Timer | Engine Block Timer | NonEquip | 5 | Others | 0% | Prescriptive_ECM | 36% | 0 | 0 | 0 | 0 | 0 | 0 | 0 | 0 | 0 | 0 | 0 | 0 | 0 | 0 | 0 | 0 | 0 | 0 | 0 | 0 | 0 | 0 | 0 | 0 | 0 | 0 | 0 | 0 | 0 | 0 | 0 | 0 | 0 | 0 | 0 | 0 | 0 | 0 | 0 | 0
Schools K-12_Existing_Retro-Commissioning_TRC | Ach | Schools K-12 | Miscellaneous | Elevators/Escalators | TRC | Existing | NE5441 | Retro-Commissioning | Retro-Commissioning | NonEquip | 5 |  | 21.99% | Custom_improvement_existing | 16% | 209.2191 | 222.7761 | 224.0662 | 225.9028 | 227.7991 | 229.574 | 231.4363 | 233.1487 | 234.8245 | 236.2377 | 209.2191 | 431.9951 | 656.0614 | 881.9642 | 1109.7633 | 1339.3372 | 1570.7735 | 1803.9222 | 2038.7468 | 2274.9845 | 0.034978 | 0.072222 | 0.10968 | 0.14745 | 0.18553 | 0.22391 | 0.2626 | 0.30158 | 0.34084 | 0.38034 | 0.10844 | 0.22392 | 0.34006 | 0.45715 | 0.57522 | 0.69422 | 0.81418 | 0.93503 | 1.0567 | 1.1792
Schools K-12_Existing_VSD Controlled Compressor_TRC | Ach | Schools K-12 | Miscellaneous | Elevators/Escalators | TRC | Existing | NE4531 | VSD Controlled Compressor | VSD Controlled Compressor | NonEquip | 15 | Others | 0% | Prescriptive_ECM_existing | 20.79% | 0 | 0 | 0 | 0 | 0 | 0 | 0 | 0 | 0 | 0 | 0 | 0 | 0 | 0 | 0 | 0 | 0 | 0 | 0 | 0 | 0 | 0 | 0 | 0 | 0 | 0 | 0 | 0 | 0 | 0 | 0 | 0 | 0 | 0 | 0 | 0 | 0 | 0 | 0 | 0
Schools K-12_Existing_Engine Block Timer_TRC | Ach | Schools K-12 | Miscellaneous | Elevators/Escalators | TRC | Existing | NE4479 | Engine Block Timer | Engine Block Timer | NonEquip | 5 | Others | 0% | Prescriptive_ECM_existing | 36% | 0 | 0 | 0 | 0 | 0 | 0 | 0 | 0 | 0 | 0 | 0 | 0 | 0 | 0 | 0 | 0 | 0 | 0 | 0 | 0 | 0 | 0 | 0 | 0 | 0 | 0 | 0 | 0 | 0 | 0 | 0 | 0 | 0 | 0 | 0 | 0 | 0 | 0 | 0 | 0
Schools K-12_New_Network PC Power Management_TRC | Ach | Schools K-12 | Office Equipment | Document production | TRC | New | NN4570 | Network PC Power Management | Network PC Power Management | NonEquip | 5 | Computers | 0% | Prescriptive_all | 56.5% | 0 | 0 | 0 | 0 | 0 | 0 | 0 | 0 | 0 | 0 | 0 | 0 | 0 | 0 | 0 | 0 | 0 | 0 | 0 | 0 | 0 | 0 | 0 | 0 | 0 | 0 | 0 | 0 | 0 | 0 | 0 | 0 | 0 | 0 | 0 | 0 | 0 | 0 | 0 | 0
Schools K-12_Existing_Network PC Power Management_TRC | Ach | Schools K-12 | Office Equipment | Document production | TRC | Existing | NE4557 | Network PC Power Management | Network PC Power Management | NonEquip | 5 | Computers | 0% | Prescriptive_all_existing | 56.5% | 0 | 0 | 0 | 0 | 0 | 0 | 0 | 0 | 0 | 0 | 0 | 0 | 0 | 0 | 0 | 0 | 0 | 0 | 0 | 0 | 0 | 0 | 0 | 0 | 0 | 0 | 0 | 0 | 0 | 0 | 0 | 0 | 0 | 0 | 0 | 0 | 0 | 0 | 0 | 0
Schools K-12_New_Retro-Commissioning_TRC | Ach | Schools K-12 | Space Cooling | District chilled water piped | TRC | New | NN5376 | Retro-Commissioning | Retro-Commissioning | NonEquip | 5 |  | 0% | Custom_improvement | 16% | 0 | 0 | 0 | 0 | 0 | 0 | 0 | 0 | 0 | 0 | 0 | 0 | 0 | 0 | 0 | 0 | 0 | 0 | 0 | 0 | 0 | 0 | 0 | 0 | 0 | 0 | 0 | 0 | 0 | 0 | 0 | 0 | 0 | 0 | 0 | 0 | 0 | 0 | 0 | 0
Schools K-12_New_HVAC tune-up_RTU_TRC | Ach | Schools K-12 | Space Cooling | District chilled water piped | TRC | New | NN3920 | HVAC tune-up_RTU | HVAC tune-up_RTU | NonEquip | 5 | Packaged air conditioning units (RTUs) | 0% | Prescriptive_package HP | 5% | 0 | 0 | 0 | 0 | 0 | 0 | 0 | 0 | 0 | 0 | 0 | 0 | 0 | 0 | 0 | 0 | 0 | 0 | 0 | 0 | 0 | 0 | 0 | 0 | 0 | 0 | 0 | 0 | 0 | 0 | 0 | 0 | 0 | 0 | 0 | 0 | 0 | 0 | 0 | 0
Schools K-12_New_HVAC tune-up_TRC | Ach | Schools K-12 | Space Cooling | District chilled water piped | TRC | New | NN3894 | HVAC tune-up | HVAC tune-up | NonEquip | 5 | Residential-type central air conditioners | 0% | Prescriptive_all | 5% | 0 | 0 | 0 | 0 | 0 | 0 | 0 | 0 | 0 | 0 | 0 | 0 | 0 | 0 | 0 | 0 | 0 | 0 | 0 | 0 | 0 | 0 | 0 | 0 | 0 | 0 | 0 | 0 | 0 | 0 | 0 | 0 | 0 | 0 | 0 | 0 | 0 | 0 | 0 | 0
Schools K-12_New_Facility Energy Management System_TRC | Ach | Schools K-12 | Space Cooling | District chilled water piped | TRC | New | NN3686 | Facility Energy Management System | Facility Energy Management System | NonEquip | 15 |  | 4.276% | Custom_improvement | 20% | 319.0195 | 433.1421 | 622.8801 | 856.5597 | 1100.3395 | 1187.3256 | 1166.8118 | 1014.5479 | 705.1423 | 421.1008 | 319.0195 | 752.1616 | 1375.0417 | 2231.6014 | 3331.9409 | 4519.2665 | 5686.0783 | 6700.6262 | 7405.7685 | 7826.8692 | 0.066864 | 0.15765 | 0.2882 | 0.46773 | 0.69835 | 0.94721 | 1.1918 | 1.4044 | 1.5522 | 1.6405 | 0 | 0 | 0 | 0 | 0 | 0 | 0 | 0 | 0 | 0
Schools K-12_New_Duct Sealing Repair_TRC | Ach | Schools K-12 | Space Cooling | District chilled water piped | TRC | New | NN3530 | Duct Sealing Repair | Duct Sealing Repair | NonEquip | 15 |  | 0% | Prescriptive_all | 12% | 0 | 0 | 0 | 0 | 0 | 0 | 0 | 0 | 0 | 0 | 0 | 0 | 0 | 0 | 0 | 0 | 0 | 0 | 0 | 0 | 0 | 0 | 0 | 0 | 0 | 0 | 0 | 0 | 0 | 0 | 0 | 0 | 0 | 0 | 0 | 0 | 0 | 0 | 0 | 0
Schools K-12_New_Dedicated Outdoor Air System on VRF unit_TRC | Ach | Schools K-12 | Space Cooling | District chilled water piped | TRC | New | NN3426 | Dedicated Outdoor Air System on VRF unit | Dedicated Outdoor Air System on VRF unit | NonEquip | 15 | Residential-type central air conditioners | 0% | Prescriptive_all | 17.5% | 0 | 0 | 0 | 0 | 0 | 0 | 0 | 0 | 0 | 0 | 0 | 0 | 0 | 0 | 0 | 0 | 0 | 0 | 0 | 0 | 0 | 0 | 0 | 0 | 0 | 0 | 0 | 0 | 0 | 0 | 0 | 0 | 0 | 0 | 0 | 0 | 0 | 0 | 0 | 0
Schools K-12_New_Chilled Water System - Variable Speed Drives_TRC | Ach | Schools K-12 | Space Cooling | District chilled water piped | TRC | New | NN3322 | Chilled Water System - Variable Speed Drives | Chilled Water System - Variable Speed Drives | NonEquip | 13 | Central chillers inside | 0% | Prescriptive_all | 24.74% | 0 | 0 | 0 | 0 | 0 | 0 | 0 | 0 | 0 | 0 | 0 | 0 | 0 | 0 | 0 | 0 | 0 | 0 | 0 | 0 | 0 | 0 | 0 | 0 | 0 | 0 | 0 | 0 | 0 | 0 | 0 | 0 | 0 | 0 | 0 | 0 | 0 | 0 | 0 | 0
Schools K-12_New_Ceiling Insulation(R2 to R38)_TRC | Ach | Schools K-12 | Space Cooling | District chilled water piped | TRC | New | NN3218 | Ceiling Insulation(R2 to R38) | Ceiling Insulation(R2 to R38) | NonEquip | 20 |  | 0% | Prescriptive_all | 36.97% | 0 | 0 | 0 | 0 | 0 | 0 | 0 | 0 | 0 | 0 | 0 | 0 | 0 | 0 | 0 | 0 | 0 | 0 | 0 | 0 | 0 | 0 | 0 | 0 | 0 | 0 | 0 | 0 | 0 | 0 | 0 | 0 | 0 | 0 | 0 | 0 | 0 | 0 | 0 | 0
Schools K-12_Existing_Retro-Commissioning_TRC | Ach | Schools K-12 | Space Cooling | District chilled water piped | TRC | Existing | NE5363 | Retro-Commissioning | Retro-Commissioning | NonEquip | 5 |  | 21.99% | Custom_improvement_existing | 16% | 12860.1594 | 12612.4107 | 12685.4528 | 12789.4303 | 12896.7877 | 12997.2723 | 13102.7073 | 13199.6542 | 13294.5321 | 13374.54 | 12860.1594 | 25472.5701 | 38158.0229 | 50947.4532 | 63844.2409 | 76841.5132 | 89944.2205 | 103143.8746 | 116438.4068 | 129812.9467 | 2.15 | 4.2585 | 6.3793 | 8.5175 | 10.6736 | 12.8465 | 15.037 | 17.2438 | 19.4664 | 21.7024 | 0 | 0 | 0 | 0 | 0 | 0 | 0 | 0 | 0 | 0
Schools K-12_Existing_Wall Insulation_TRC | Ach | Schools K-12 | Space Cooling | District chilled water piped | TRC | Existing | NE4219 | Wall Insulation | Wall Insulation | NonEquip | 20 |  | 0% | Prescriptive_all_existing | 10.75% | 0 | 0 | 0 | 0 | 0 | 0 | 0 | 0 | 0 | 0 | 0 | 0 | 0 | 0 | 0 | 0 | 0 | 0 | 0 | 0 | 0 | 0 | 0 | 0 | 0 | 0 | 0 | 0 | 0 | 0 | 0 | 0 | 0 | 0 | 0 | 0 | 0 | 0 | 0 | 0
Schools K-12_Existing_HVAC tune-up_RTU_TRC | Ach | Schools K-12 | Space Cooling | District chilled water piped | TRC | Existing | NE3907 | HVAC tune-up_RTU | HVAC tune-up_RTU | NonEquip | 5 | Packaged air conditioning units (RTUs) | 0% | Prescriptive_package HP_existing | 5% | 0 | 0 | 0 | 0 | 0 | 0 | 0 | 0 | 0 | 0 | 0 | 0 | 0 | 0 | 0 | 0 | 0 | 0 | 0 | 0 | 0 | 0 | 0 | 0 | 0 | 0 | 0 | 0 | 0 | 0 | 0 | 0 | 0 | 0 | 0 | 0 | 0 | 0 | 0 | 0
Schools K-12_Existing_HVAC tune-up_TRC | Ach | Schools K-12 | Space Cooling | District chilled water piped | TRC | Existing | NE3881 | HVAC tune-up | HVAC tune-up | NonEquip | 5 | Residential-type central air conditioners | 0% | Prescriptive_all_existing | 5% | 0 | 0 | 0 | 0 | 0 | 0 | 0 | 0 | 0 | 0 | 0 | 0 | 0 | 0 | 0 | 0 | 0 | 0 | 0 | 0 | 0 | 0 | 0 | 0 | 0 | 0 | 0 | 0 | 0 | 0 | 0 | 0 | 0 | 0 | 0 | 0 | 0 | 0 | 0 | 0
Schools K-12_Existing_Facility Energy Management System_TRC | Ach | Schools K-12 | Space Cooling | District chilled water piped | TRC | Existing | NE3673 | Facility Energy Management System | Facility Energy Management System | NonEquip | 15 |  | 0.7167% | Custom_improvement_existing | 20% | 685.2719 | 981.1245 | 1395.6263 | 1900.9599 | 2419.2567 | 2797.7558 | 2848.1172 | 2473.8699 | 1803.1789 | 1112.4964 | 685.2719 | 1666.3964 | 3062.0226 | 4962.9825 | 7382.2393 | 10179.9951 | 13028.1123 | 15501.9822 | 17305.1611 | 18417.6575 | 0.14363 | 0.34927 | 0.64178 | 1.0402 | 1.5473 | 2.1337 | 2.7306 | 3.2491 | 3.6271 | 3.8602 | 0 | 0 | 0 | 0 | 0 | 0 | 0 | 0 | 0 | 0
Schools K-12_Existing_Duct Sealing Repair_TRC | Ach | Schools K-12 | Space Cooling | District chilled water piped | TRC | Existing | NE3517 | Duct Sealing Repair | Duct Sealing Repair | NonEquip | 15 |  | 0% | Prescriptive_all_existing | 12% | 0 | 0 | 0 | 0 | 0 | 0 | 0 | 0 | 0 | 0 | 0 | 0 | 0 | 0 | 0 | 0 | 0 | 0 | 0 | 0 | 0 | 0 | 0 | 0 | 0 | 0 | 0 | 0 | 0 | 0 | 0 | 0 | 0 | 0 | 0 | 0 | 0 | 0 | 0 | 0
Schools K-12_Existing_Dedicated Outdoor Air System on VRF unit_TRC | Ach | Schools K-12 | Space Cooling | District chilled water piped | TRC | Existing | NE3413 | Dedicated Outdoor Air System on VRF unit | Dedicated Outdoor Air System on VRF unit | NonEquip | 15 | Residential-type central air conditioners | 0% | Prescriptive_all_existing | 17.5% | 0 | 0 | 0 | 0 | 0 | 0 | 0 | 0 | 0 | 0 | 0 | 0 | 0 | 0 | 0 | 0 | 0 | 0 | 0 | 0 | 0 | 0 | 0 | 0 | 0 | 0 | 0 | 0 | 0 | 0 | 0 | 0 | 0 | 0 | 0 | 0 | 0 | 0 | 0 | 0
Schools K-12_Existing_Chilled Water System - Variable Speed Drives_TRC | Ach | Schools K-12 | Space Cooling | District chilled water piped | TRC | Existing | NE3309 | Chilled Water System - Variable Speed Drives | Chilled Water System - Variable Speed Drives | NonEquip | 13 | Central chillers inside | 0% | Prescriptive_all_existing | 24.74% | 0 | 0 | 0 | 0 | 0 | 0 | 0 | 0 | 0 | 0 | 0 | 0 | 0 | 0 | 0 | 0 | 0 | 0 | 0 | 0 | 0 | 0 | 0 | 0 | 0 | 0 | 0 | 0 | 0 | 0 | 0 | 0 | 0 | 0 | 0 | 0 | 0 | 0 | 0 | 0
Schools K-12_Existing_Ceiling Insulation(R2 to R38)_TRC | Ach | Schools K-12 | Space Cooling | District chilled water piped | TRC | Existing | NE3205 | Ceiling Insulation(R2 to R38) | Ceiling Insulation(R2 to R38) | NonEquip | 20 |  | 0% | Prescriptive_all_existing | 36.97% | 0 | 0 | 0 | 0 | 0 | 0 | 0 | 0 | 0 | 0 | 0 | 0 | 0 | 0 | 0 | 0 | 0 | 0 | 0 | 0 | 0 | 0 | 0 | 0 | 0 | 0 | 0 | 0 | 0 | 0 | 0 | 0 | 0 | 0 | 0 | 0 | 0 | 0 | 0 | 0
Schools K-12_Turnover_High Efficiency Chiller (Air Cooled, 50 tons)_TRC | Ach | Schools K-12 | Space Cooling | District chilled water piped | TRC | Turnover | ET949 | High Efficiency Chiller (Air Cooled, 50 tons) | High Efficiency Chiller (Air Cooled, 50 tons) | Equip | 20 | District chilled water piped | 28.37% | Prescriptive_all | 8.759% | 10366.5665 | 14680.2276 | 21804.5863 | 30655.678 | 39464.8216 | 44589.6743 | 42005.445 | 31459.0999 | 18466.3846 | 8798.4809 | 10366.5665 | 25046.7941 | 46851.3804 | 77507.0585 | 116971.8801 | 161561.5543 | 203566.9993 | 235026.0992 | 253492.4838 | 262290.9647 | 2.404 | 5.8084 | 10.865 | 17.9742 | 27.1262 | 37.4668 | 47.208 | 54.5035 | 58.7859 | 60.8263 | 0.55453 | 1.3398 | 2.5062 | 4.146 | 6.2571 | 8.6423 | 10.8892 | 12.572 | 13.5598 | 14.0305
Schools K-12_Turnover_High Efficiency Chiller (Water cooled-centrifugal, 200 tons)_TRC | Ach | Schools K-12 | Space Cooling | District chilled water piped | TRC | Turnover | ET1027 | High Efficiency Chiller (Water cooled-centrifugal, 200 tons) | High Efficiency Chiller (Water cooled-centrifugal, 200 tons) | Equip | 20 | District chilled water piped | 28.37% | Prescriptive_all | 4.362% | 5244.4262 | 7410.6159 | 10974.0945 | 15372.0626 | 19717.6133 | 22232.531 | 20969.1052 | 15774.5751 | 9309.7107 | 4453.2891 | 5244.4262 | 12655.0421 | 23629.1366 | 39001.1992 | 58718.8125 | 80951.3435 | 101920.4487 | 117695.0238 | 127004.7346 | 131458.0237 | 1.6824 | 4.0597 | 7.5801 | 12.5113 | 18.8366 | 25.9687 | 32.6955 | 37.7559 | 40.7424 | 42.1709 | 0.016563 | 0.039967 | 0.074626 | 0.12317 | 0.18545 | 0.25566 | 0.32189 | 0.37171 | 0.40111 | 0.41517
Schools K-12_New_High Efficiency Chiller (Air Cooled, 50 tons)_TRC | Ach | Schools K-12 | Space Cooling | District chilled water piped | TRC | New | EN975 | High Efficiency Chiller (Air Cooled, 50 tons) | High Efficiency Chiller (Air Cooled, 50 tons) | Equip | 20 | District chilled water piped | 28.37% | Prescriptive_all | 8.759% | 1545.6899 | 2213.0814 | 3345.2081 | 4784.7922 | 6264.9074 | 6635.0905 | 6033.8134 | 4502.5433 | 2504.0784 | 1150.0677 | 1545.6899 | 3758.7714 | 7103.9795 | 11888.7717 | 18153.6791 | 24788.7696 | 30822.583 | 35325.1262 | 37829.2046 | 38979.2723 | 0.35845 | 0.87167 | 1.6474 | 2.7571 | 4.2099 | 5.7486 | 7.1479 | 8.192 | 8.7727 | 9.0394 | 0.082682 | 0.20106 | 0.38001 | 0.63596 | 0.97108 | 1.326 | 1.6488 | 1.8896 | 2.0236 | 2.0851
Schools K-12_New_High Efficiency Chiller (Water cooled-centrifugal, 200 tons)_TRC | Ach | Schools K-12 | Space Cooling | District chilled water piped | TRC | New | EN1053 | High Efficiency Chiller (Water cooled-centrifugal, 200 tons) | High Efficiency Chiller (Water cooled-centrifugal, 200 tons) | Equip | 20 | District chilled water piped | 28.37% | Prescriptive_all | 4.362% | 781.9616 | 1117.1691 | 1683.6197 | 2399.2986 | 3130.1047 | 3308.2739 | 3012.0778 | 2257.7158 | 1262.4152 | 582.0987 | 781.9616 | 1899.1307 | 3582.7503 | 5982.0489 | 9112.1536 | 12420.4275 | 15432.5052 | 17690.221 | 18952.6363 | 19534.7349 | 0.25085 | 0.60923 | 1.1493 | 1.919 | 2.9231 | 3.9844 | 4.9507 | 5.6749 | 6.0799 | 6.2666 | 0.0024696 | 0.0059979 | 0.011315 | 0.018893 | 0.028778 | 0.039226 | 0.048739 | 0.05587 | 0.059857 | 0.061695
Schools K-12_New_Retro-Commissioning_TRC | Ach | Schools K-12 | Refrigeration | Display cases | TRC | New | NN5324 | Retro-Commissioning | Retro-Commissioning | NonEquip | 5 |  | 0% | Custom_improvement | 16% | 0 | 0 | 0 | 0 | 0 | 0 | 0 | 0 | 0 | 0 | 0 | 0 | 0 | 0 | 0 | 0 | 0 | 0 | 0 | 0 | 0 | 0 | 0 | 0 | 0 | 0 | 0 | 0 | 0 | 0 | 0 | 0 | 0 | 0 | 0 | 0 | 0 | 0 | 0 | 0
Schools K-12_New_Strip Curtains for Walk-ins_TRC | Ach | Schools K-12 | Refrigeration | Display cases | TRC | New | NN4908 | Strip Curtains for Walk-ins | Strip Curtains for Walk-ins | NonEquip | 4 | Walk-in cooler | 0% | Prescriptive_refrigeration control | 2.115% | 0 | 0 | 0 | 0 | 0 | 0 | 0 | 0 | 0 | 0 | 0 | 0 | 0 | 0 | 0 | 0 | 0 | 0 | 0 | 0 | 0 | 0 | 0 | 0 | 0 | 0 | 0 | 0 | 0 | 0 | 0 | 0 | 0 | 0 | 0 | 0 | 0 | 0 | 0 | 0
Schools K-12_New_PSC to ECM Evaporator Fan Motor (Walk-In, Refrigerator)_TRC | Ach | Schools K-12 | Refrigeration | Display cases | TRC | New | NN4856 | PSC to ECM Evaporator Fan Motor (Walk-In, Refrigerator) | PSC to ECM Evaporator Fan Motor (Walk-In, Refrigerator) | NonEquip | 15 | Walk-in cooler | 0% | Prescriptive_ECM | 37.5% | 0 | 0 | 0 | 0 | 0 | 0 | 0 | 0 | 0 | 0 | 0 | 0 | 0 | 0 | 0 | 0 | 0 | 0 | 0 | 0 | 0 | 0 | 0 | 0 | 0 | 0 | 0 | 0 | 0 | 0 | 0 | 0 | 0 | 0 | 0 | 0 | 0 | 0 | 0 | 0
Schools K-12_New_PSC to ECM Evaporator Fan Motor (Reach-In)_TRC | Ach | Schools K-12 | Refrigeration | Display cases | TRC | New | NN4830 | PSC to ECM Evaporator Fan Motor (Reach-In) | PSC to ECM Evaporator Fan Motor (Reach-In) | NonEquip | 15 | Display cases | 68.68% | Prescriptive_ECM | 37.5% | 89.3051 | 133.2009 | 214.2068 | 337.0637 | 510.0733 | 669.7188 | 825.3581 | 914.8382 | 798.8362 | 561.6144 | 89.3051 | 222.506 | 436.7128 | 773.7765 | 1283.8498 | 1953.5686 | 2778.9267 | 3693.7649 | 4492.6011 | 5054.2155 | 0.011579 | 0.028849 | 0.056622 | 0.10032 | 0.16646 | 0.25329 | 0.3603 | 0.47892 | 0.58249 | 0.6553 | 0.0096988 | 0.024165 | 0.047428 | 0.084034 | 0.13943 | 0.21216 | 0.3018 | 0.40115 | 0.48791 | 0.5489
Schools K-12_Existing_Retro-Commissioning_TRC | Ach | Schools K-12 | Refrigeration | Display cases | TRC | Existing | NE5311 | Retro-Commissioning | Retro-Commissioning | NonEquip | 5 |  | 21.99% | Custom_improvement_existing | 16% | 138.8939 | 140.4677 | 141.2812 | 142.4392 | 143.6349 | 144.754 | 145.9283 | 147.008 | 148.0647 | 148.9557 | 138.8939 | 279.3616 | 420.6428 | 563.082 | 706.7169 | 851.4709 | 997.3991 | 1144.4071 | 1292.4717 | 1441.4275 | 0.023221 | 0.046704 | 0.070324 | 0.094137 | 0.11815 | 0.14235 | 0.16675 | 0.19132 | 0.21608 | 0.24098 | 0.071993 | 0.1448 | 0.21803 | 0.29186 | 0.36631 | 0.44134 | 0.51698 | 0.59318 | 0.66993 | 0.74713
Schools K-12_Existing_Strip Curtains for Walk-ins_TRC | Ach | Schools K-12 | Refrigeration | Display cases | TRC | Existing | NE4895 | Strip Curtains for Walk-ins | Strip Curtains for Walk-ins | NonEquip | 4 | Walk-in cooler | 0% | Prescriptive_refrigeration control_existing | 2.115% | 0 | 0 | 0 | 0 | 0 | 0 | 0 | 0 | 0 | 0 | 0 | 0 | 0 | 0 | 0 | 0 | 0 | 0 | 0 | 0 | 0 | 0 | 0 | 0 | 0 | 0 | 0 | 0 | 0 | 0 | 0 | 0 | 0 | 0 | 0 | 0 | 0 | 0 | 0 | 0
Schools K-12_Existing_PSC to ECM Evaporator Fan Motor (Walk-In, Refrigerator)_TRC | Ach | Schools K-12 | Refrigeration | Display cases | TRC | Existing | NE4843 | PSC to ECM Evaporator Fan Motor (Walk-In, Refrigerator) | PSC to ECM Evaporator Fan Motor (Walk-In, Refrigerator) | NonEquip | 15 | Walk-in cooler | 0% | Prescriptive_ECM_existing | 37.5% | 0 | 0 | 0 | 0 | 0 | 0 | 0 | 0 | 0 | 0 | 0 | 0 | 0 | 0 | 0 | 0 | 0 | 0 | 0 | 0 | 0 | 0 | 0 | 0 | 0 | 0 | 0 | 0 | 0 | 0 | 0 | 0 | 0 | 0 | 0 | 0 | 0 | 0 | 0 | 0
Schools K-12_Existing_PSC to ECM Evaporator Fan Motor (Reach-In)_TRC | Ach | Schools K-12 | Refrigeration | Display cases | TRC | Existing | NE4817 | PSC to ECM Evaporator Fan Motor (Reach-In) | PSC to ECM Evaporator Fan Motor (Reach-In) | NonEquip | 15 | Display cases | 17.17% | Prescriptive_ECM_existing | 37.5% | 275.8002 | 443.5369 | 698.7235 | 1077.3756 | 1598.0684 | 2230.1574 | 2837.2857 | 3146.0892 | 2889.1521 | 2099.8985 | 275.8002 | 719.3371 | 1418.0606 | 2495.4362 | 4093.5046 | 6323.6621 | 9160.9478 | 12307.037 | 15196.1891 | 17296.0876 | 0.035759 | 0.093266 | 0.18386 | 0.32355 | 0.53074 | 0.8199 | 1.1878 | 1.5957 | 1.9703 | 2.2425 | 0.029953 | 0.078122 | 0.154 | 0.27101 | 0.44456 | 0.68676 | 0.9949 | 1.3366 | 1.6503 | 1.8784
Schools K-12_Existing_Freezer-Cooler Replacement Gaskets_TRC | Ach | Schools K-12 | Refrigeration | Display cases | TRC | Existing | NE4713 | Freezer-Cooler Replacement Gaskets | Freezer-Cooler Replacement Gaskets | NonEquip | 4 | Display cases | 63.61% | Prescriptive_refrigeration control_existing | 3.131% | 57.4455 | 92.4528 | 146.1713 | 226.2984 | 338.1402 | 477.3147 | 618.5475 | 705.0526 | 672.5331 | 511.4243 | 57.4455 | 149.8982 | 296.0696 | 522.368 | 860.5082 | 1337.8229 | 1956.3703 | 2661.4229 | 3333.956 | 3845.3803 | 0.0074481 | 0.019435 | 0.038387 | 0.067728 | 0.11157 | 0.17346 | 0.25365 | 0.34507 | 0.43226 | 0.49857 | 0.0062387 | 0.016279 | 0.032154 | 0.05673 | 0.093453 | 0.14529 | 0.21247 | 0.28904 | 0.36208 | 0.41762
Schools K-12_Turnover_Refrigerated Display Case LED Lighting_TRC | Ach | Schools K-12 | Refrigeration | Display cases | TRC | Turnover | ET2620 | Refrigerated Display Case LED Lighting | Refrigerated Display Case LED Lighting | Equip | 8 | Display cases | 0% | Prescriptive_display case lighting | 6.613% | 0 | 0 | 0 | 0 | 0 | 0 | 0 | 0 | 0 | 0 | 0 | 0 | 0 | 0 | 0 | 0 | 0 | 0 | 0 | 0 | 0 | 0 | 0 | 0 | 0 | 0 | 0 | 0 | 0 | 0 | 0 | 0 | 0 | 0 | 0 | 0 | 0 | 0 | 0 | 0
Schools K-12_Turnover_Energy Star Hot Food Holding Cabinet_TRC | Ach | Schools K-12 | Cooking | Cooking Other | TRC | Turnover | ET169 | Energy Star Hot Food Holding Cabinet | Energy Star Hot Food Holding Cabinet | Equip | 12 | Cooking Other | 26.95% | Prescriptive_cooking | 52.67% | 1799.0286 | 2701.7768 | 4367.0439 | 6981.5985 | 10915.03 | 16465.0704 | 23501.7833 | 30829.5733 | 35804.6326 | 35077.8783 | 1799.0286 | 4500.8054 | 8867.8494 | 15849.4479 | 26764.4778 | 43229.5482 | 66731.3315 | 97560.9048 | 133365.5374 | 168443.4158 | 0.33131 | 0.82888 | 1.6331 | 2.9189 | 4.929 | 7.9612 | 12.2894 | 17.967 | 24.5609 | 31.0209 | 0.16031 | 0.40107 | 0.79022 | 1.4124 | 2.385 | 3.8522 | 5.9465 | 8.6937 | 11.8843 | 15.0101
Schools K-12_Turnover_Efficient Exhaust Hood_TRC | Ach | Schools K-12 | Cooking | Cooking Other | TRC | Turnover | ET13 | Efficient Exhaust Hood | Efficient Exhaust Hood | Equip | 15 | Cooking Other | 10.93% | Prescriptive_cooking | 42.5% | 503.6438 | 757.1776 | 1225.9211 | 1964.9502 | 3083.8289 | 4676.9592 | 6721.0623 | 8878.31 | 10357.0713 | 10133.4512 | 503.6438 | 1260.8214 | 2486.7425 | 4451.6926 | 7535.5215 | 12212.4807 | 18933.543 | 27811.853 | 38168.9243 | 48302.3755 | 0.11011 | 0.27564 | 0.54365 | 0.97323 | 1.6474 | 2.6699 | 4.1392 | 6.0802 | 8.3445 | 10.5598 | 0.043216 | 0.10819 | 0.21338 | 0.38199 | 0.64661 | 1.0479 | 1.6246 | 2.3865 | 3.2752 | 4.1447
Schools K-12_New_Efficient Exhaust Hood_TRC | Ach | Schools K-12 | Cooking | Cooking Other | TRC | New | EN39 | Efficient Exhaust Hood | Efficient Exhaust Hood | Equip | 15 | Cooking Other | 10.93% | Prescriptive_cooking | 42.5% | 45.057 | 68.4879 | 112.8467 | 184.0157 | 293.7285 | 417.5682 | 579.2626 | 762.418 | 842.6636 | 794.7387 | 45.057 | 113.5449 | 226.3916 | 410.4073 | 704.1358 | 1121.704 | 1700.9665 | 2463.3845 | 3306.0482 | 4100.7869 | 0.0098503 | 0.024823 | 0.049494 | 0.089723 | 0.15394 | 0.24523 | 0.37186 | 0.53854 | 0.72277 | 0.89651 | 0.0038662 | 0.009743 | 0.019426 | 0.035216 | 0.06042 | 0.096251 | 0.14596 | 0.21138 | 0.28368 | 0.35188
Schools K-12_New_Energy Star Hot Food Holding Cabinet_TRC | Ach | Schools K-12 | Cooking | Cooking Other | TRC | New | EN195 | Energy Star Hot Food Holding Cabinet | Energy Star Hot Food Holding Cabinet | Equip | 12 | Cooking Other | 26.95% | Prescriptive_cooking | 52.67% | 160.9447 | 244.3798 | 401.9889 | 653.8201 | 1039.6345 | 1470.034 | 2025.5285 | 2647.4658 | 2913.1075 | 2751.0614 | 160.9447 | 405.3245 | 807.3135 | 1461.1336 | 2500.7681 | 3970.8022 | 5996.3306 | 8643.7965 | 11556.904 | 14307.9654 | 0.02964 | 0.074645 | 0.14868 | 0.26909 | 0.46055 | 0.73127 | 1.1043 | 1.5919 | 2.1283 | 2.635 | 0.014342 | 0.036119 | 0.07194 | 0.1302 | 0.22285 | 0.35384 | 0.53434 | 0.77025 | 1.0298 | 1.275
Schools K-12_New_Network PC Power Management_TRC | Ach | Schools K-12 | Office Equipment | Computers | TRC | New | NN4570 | Network PC Power Management | Network PC Power Management | NonEquip | 5 | Computers | 22.4% | Prescriptive_all | 56.5% | 561.6235 | 811.49 | 1237.8609 | 1786.7949 | 2360.9631 | 2523.3895 | 2315.753 | 1743.8983 | 978.7552 | 453.6412 | 561.6235 | 1373.1135 | 2610.9745 | 4397.7693 | 6758.7324 | 9282.1219 | 11597.8749 | 13341.7732 | 14320.5284 | 14774.1697 | 0.083541 | 0.20425 | 0.38838 | 0.65417 | 1.0054 | 1.3807 | 1.7252 | 1.9846 | 2.1302 | 2.1977 | 0.058182 | 0.14225 | 0.27049 | 0.45559 | 0.70018 | 0.96159 | 1.2015 | 1.3822 | 1.4836 | 1.5306
Schools K-12_Existing_Network PC Power Management_TRC | Ach | Schools K-12 | Office Equipment | Computers | TRC | Existing | NE4557 | Network PC Power Management | Network PC Power Management | NonEquip | 5 | Computers | 22.4% | Prescriptive_all_existing | 56.5% | 5650.0083 | 7018.8051 | 7059.453 | 7117.3165 | 7177.0608 | 7232.9805 | 7291.655 | 7345.606 | 7398.4056 | 7442.9299 | 5650.0083 | 12668.8134 | 19728.2664 | 26845.5828 | 34022.6437 | 41255.6242 | 48547.2792 | 55892.8852 | 63291.2908 | 70734.2207 | 0.84044 | 1.8845 | 2.9346 | 3.9933 | 5.0609 | 6.1368 | 7.2214 | 8.3141 | 9.4146 | 10.5217 | 0.58532 | 1.3124 | 2.0438 | 2.7811 | 3.5246 | 4.2739 | 5.0293 | 5.7903 | 6.5568 | 7.3278
Schools K-12_New_Retro-Commissioning_TRC | Ach | Schools K-12 | Domestic Hot Water | Centralized water heaters | TRC | New | NN5428 | Retro-Commissioning | Retro-Commissioning | NonEquip | 5 |  | 0% | Custom_improvement | 16% | 0 | 0 | 0 | 0 | 0 | 0 | 0 | 0 | 0 | 0 | 0 | 0 | 0 | 0 | 0 | 0 | 0 | 0 | 0 | 0 | 0 | 0 | 0 | 0 | 0 | 0 | 0 | 0 | 0 | 0 | 0 | 0 | 0 | 0 | 0 | 0 | 0 | 0 | 0 | 0
Schools K-12_New_Tank Wrap on Water Heater_TRC | Ach | Schools K-12 | Domestic Hot Water | Centralized water heaters | TRC | New | NN2906 | Tank Wrap on Water Heater | Tank Wrap on Water Heater | NonEquip | 7 | Centralized water heaters | 0% | Prescriptive_water heater | 8.425% | 0 | 0 | 0 | 0 | 0 | 0 | 0 | 0 | 0 | 0 | 0 | 0 | 0 | 0 | 0 | 0 | 0 | 0 | 0 | 0 | 0 | 0 | 0 | 0 | 0 | 0 | 0 | 0 | 0 | 0 | 0 | 0 | 0 | 0 | 0 | 0 | 0 | 0 | 0 | 0
Schools K-12_Existing_Retro-Commissioning_TRC | Ach | Schools K-12 | Domestic Hot Water | Centralized water heaters | TRC | Existing | NE5415 | Retro-Commissioning | Retro-Commissioning | NonEquip | 5 |  | 21.99% | Custom_improvement_existing | 16% | 2761.2202 | 2858.4717 | 2875.0259 | 2898.5913 | 2922.9228 | 2945.6965 | 2969.5923 | 2991.5643 | 3013.0674 | 3031.2003 | 2761.2202 | 5619.6919 | 8494.7178 | 11393.3091 | 14316.2318 | 17261.9284 | 20231.5207 | 23223.0849 | 26236.1523 | 29267.3527 | 0.46163 | 0.93951 | 1.4202 | 1.9048 | 2.3934 | 2.8859 | 3.3823 | 3.8825 | 4.3862 | 4.893 | 1.4312 | 2.9129 | 4.4031 | 5.9055 | 7.4205 | 8.9474 | 10.4866 | 12.0372 | 13.599 | 15.1701
Schools K-12_Existing_Tank Wrap on Water Heater_TRC | Ach | Schools K-12 | Domestic Hot Water | Centralized water heaters | TRC | Existing | NE2893 | Tank Wrap on Water Heater | Tank Wrap on Water Heater | NonEquip | 7 | Centralized water heaters | 0% | Prescriptive_water heater_existing | 8.425% | 0 | 0 | 0 | 0 | 0 | 0 | 0 | 0 | 0 | 0 | 0 | 0 | 0 | 0 | 0 | 0 | 0 | 0 | 0 | 0 | 0 | 0 | 0 | 0 | 0 | 0 | 0 | 0 | 0 | 0 | 0 | 0 | 0 | 0 | 0 | 0 | 0 | 0 | 0 | 0
Schools K-12_Turnover_Heat Pump Water Heater_TRC | Ach | Schools K-12 | Domestic Hot Water | Centralized water heaters | TRC | Turnover | ET364 | Heat Pump Water Heater | Heat Pump Water Heater | Equip | 10 | Centralized water heaters | 46.98% | Prescriptive_water heater | 65.32% | 4193.481 | 6307.6353 | 10247.4638 | 16629.0557 | 26779.3495 | 42533.2425 | 66249.6034 | 99665.5346 | 142384.9934 | 187433.4507 | 4193.481 | 10501.1163 | 20748.58 | 37377.6357 | 64156.9852 | 106690.2277 | 172939.8311 | 272605.3656 | 414990.3591 | 602423.8098 | 0.70867 | 1.7746 | 3.5064 | 6.3166 | 10.8421 | 18.03 | 29.2257 | 46.0685 | 70.1307 | 101.8057 | 0.47135 | 1.1803 | 2.3322 | 4.2013 | 7.2113 | 11.9921 | 19.4386 | 30.6411 | 46.6453 | 67.713
Schools K-12_New_Heat Pump Water Heater_TRC | Ach | Schools K-12 | Domestic Hot Water | Centralized water heaters | TRC | New | EN390 | Heat Pump Water Heater | Heat Pump Water Heater | Equip | 10 | Centralized water heaters | 46.98% | Prescriptive_water heater | 65.32% | 312.6311 | 475.446 | 786.0708 | 1297.7461 | 2125.5657 | 3164.5433 | 4758.1658 | 7132.2508 | 9653.8438 | 12249.9078 | 312.6311 | 788.077 | 1574.1479 | 2871.894 | 4997.4598 | 8162.0031 | 12920.1689 | 20052.4197 | 29706.2635 | 41956.1713 | 0.052833 | 0.13318 | 0.26602 | 0.48533 | 0.84454 | 1.3793 | 2.1834 | 3.3887 | 5.0202 | 7.0903 | 0.03514 | 0.088581 | 0.17694 | 0.3228 | 0.56172 | 0.91742 | 1.4522 | 2.2539 | 3.339 | 4.7159
Schools K-12_New_Retro-Commissioning_TRC | Ach | Schools K-12 | Space Cooling | Central chillers inside | TRC | New | NN5376 | Retro-Commissioning | Retro-Commissioning | NonEquip | 5 |  | 0% | Custom_improvement | 16% | 0 | 0 | 0 | 0 | 0 | 0 | 0 | 0 | 0 | 0 | 0 | 0 | 0 | 0 | 0 | 0 | 0 | 0 | 0 | 0 | 0 | 0 | 0 | 0 | 0 | 0 | 0 | 0 | 0 | 0 | 0 | 0 | 0 | 0 | 0 | 0 | 0 | 0 | 0 | 0
Schools K-12_New_HVAC tune-up_RTU_TRC | Ach | Schools K-12 | Space Cooling | Central chillers inside | TRC | New | NN3920 | HVAC tune-up_RTU | HVAC tune-up_RTU | NonEquip | 5 | Packaged air conditioning units (RTUs) | 0% | Prescriptive_package HP | 5% | 0 | 0 | 0 | 0 | 0 | 0 | 0 | 0 | 0 | 0 | 0 | 0 | 0 | 0 | 0 | 0 | 0 | 0 | 0 | 0 | 0 | 0 | 0 | 0 | 0 | 0 | 0 | 0 | 0 | 0 | 0 | 0 | 0 | 0 | 0 | 0 | 0 | 0 | 0 | 0
Schools K-12_New_HVAC tune-up_TRC | Ach | Schools K-12 | Space Cooling | Central chillers inside | TRC | New | NN3894 | HVAC tune-up | HVAC tune-up | NonEquip | 5 | Residential-type central air conditioners | 0% | Prescriptive_all | 5% | 0 | 0 | 0 | 0 | 0 | 0 | 0 | 0 | 0 | 0 | 0 | 0 | 0 | 0 | 0 | 0 | 0 | 0 | 0 | 0 | 0 | 0 | 0 | 0 | 0 | 0 | 0 | 0 | 0 | 0 | 0 | 0 | 0 | 0 | 0 | 0 | 0 | 0 | 0 | 0
Schools K-12_New_Facility Energy Management System_TRC | Ach | Schools K-12 | Space Cooling | Central chillers inside | TRC | New | NN3686 | Facility Energy Management System | Facility Energy Management System | NonEquip | 15 |  | 4.276% | Custom_improvement | 20% | 389.0825 | 519.6181 | 730.0961 | 975.1059 | 1216.1668 | 1291.9284 | 1280.5889 | 1154.7494 | 837.4533 | 515.4626 | 389.0825 | 908.7006 | 1638.7967 | 2613.9026 | 3830.0695 | 5121.9979 | 6402.5868 | 7557.3361 | 8394.7895 | 8910.2521 | 0.081549 | 0.19046 | 0.34348 | 0.54786 | 0.80276 | 1.0735 | 1.3419 | 1.584 | 1.7595 | 1.8675 | 0 | 0 | 0 | 0 | 0 | 0 | 0 | 0 | 0 | 0
Schools K-12_New_Duct Sealing Repair_TRC | Ach | Schools K-12 | Space Cooling | Central chillers inside | TRC | New | NN3530 | Duct Sealing Repair | Duct Sealing Repair | NonEquip | 15 |  | 0% | Prescriptive_all | 12% | 0 | 0 | 0 | 0 | 0 | 0 | 0 | 0 | 0 | 0 | 0 | 0 | 0 | 0 | 0 | 0 | 0 | 0 | 0 | 0 | 0 | 0 | 0 | 0 | 0 | 0 | 0 | 0 | 0 | 0 | 0 | 0 | 0 | 0 | 0 | 0 | 0 | 0 | 0 | 0
Schools K-12_New_Dedicated Outdoor Air System on VRF unit_TRC | Ach | Schools K-12 | Space Cooling | Central chillers inside | TRC | New | NN3426 | Dedicated Outdoor Air System on VRF unit | Dedicated Outdoor Air System on VRF unit | NonEquip | 15 | Residential-type central air conditioners | 0% | Prescriptive_all | 17.5% | 0 | 0 | 0 | 0 | 0 | 0 | 0 | 0 | 0 | 0 | 0 | 0 | 0 | 0 | 0 | 0 | 0 | 0 | 0 | 0 | 0 | 0 | 0 | 0 | 0 | 0 | 0 | 0 | 0 | 0 | 0 | 0 | 0 | 0 | 0 | 0 | 0 | 0 | 0 | 0
Schools K-12_New_Chilled Water System - Variable Speed Drives_TRC | Ach | Schools K-12 | Space Cooling | Central chillers inside | TRC | New | NN3322 | Chilled Water System - Variable Speed Drives | Chilled Water System - Variable Speed Drives | NonEquip | 13 | Central chillers inside | 73.99% | Prescriptive_all | 24.74% | 11538.8329 | 16521.0213 | 24972.5359 | 35719.2705 | 46768.5774 | 49532.0558 | 45043.4217 | 33612.2353 | 18693.3622 | 8585.447 | 11538.8329 | 28059.8542 | 53032.3902 | 88751.6607 | 135520.2381 | 185052.2939 | 230095.7156 | 263707.9509 | 282401.3132 | 290986.7602 | 1.0733 | 2.61 | 4.9327 | 8.2551 | 12.6053 | 17.2124 | 21.4021 | 24.5285 | 26.2672 | 27.0658 | 0.24395 | 0.59322 | 1.1212 | 1.8763 | 2.8651 | 3.9123 | 4.8645 | 5.5752 | 5.9704 | 6.1519
Schools K-12_New_Ceiling Insulation(R2 to R38)_TRC | Ach | Schools K-12 | Space Cooling | Central chillers inside | TRC | New | NN3218 | Ceiling Insulation(R2 to R38) | Ceiling Insulation(R2 to R38) | NonEquip | 20 |  | 0% | Prescriptive_all | 36.97% | 0 | 0 | 0 | 0 | 0 | 0 | 0 | 0 | 0 | 0 | 0 | 0 | 0 | 0 | 0 | 0 | 0 | 0 | 0 | 0 | 0 | 0 | 0 | 0 | 0 | 0 | 0 | 0 | 0 | 0 | 0 | 0 | 0 | 0 | 0 | 0 | 0 | 0 | 0 | 0
Schools K-12_Existing_Retro-Commissioning_TRC | Ach | Schools K-12 | Space Cooling | Central chillers inside | TRC | Existing | NE5363 | Retro-Commissioning | Retro-Commissioning | NonEquip | 5 |  | 21.99% | Custom_improvement_existing | 16% | 16165.0477 | 15853.631 | 15945.4439 | 16076.1423 | 16211.0891 | 16337.3968 | 16469.9272 | 16591.7881 | 16711.0484 | 16811.6172 | 16165.0477 | 32018.6787 | 47964.1226 | 64040.2649 | 80251.354 | 96588.7508 | 113058.678 | 129650.4661 | 146361.5145 | 163173.1317 | 2.7025 | 5.3529 | 8.0187 | 10.7064 | 13.4166 | 16.1479 | 18.9014 | 21.6752 | 24.469 | 27.2796 | 0 | 0 | 0 | 0 | 0 | 0 | 0 | 0 | 0 | 0
Schools K-12_Existing_Wall Insulation_TRC | Ach | Schools K-12 | Space Cooling | Central chillers inside | TRC | Existing | NE4219 | Wall Insulation | Wall Insulation | NonEquip | 20 |  | 0% | Prescriptive_all_existing | 10.75% | 0 | 0 | 0 | 0 | 0 | 0 | 0 | 0 | 0 | 0 | 0 | 0 | 0 | 0 | 0 | 0 | 0 | 0 | 0 | 0 | 0 | 0 | 0 | 0 | 0 | 0 | 0 | 0 | 0 | 0 | 0 | 0 | 0 | 0 | 0 | 0 | 0 | 0 | 0 | 0
Schools K-12_Existing_HVAC tune-up_RTU_TRC | Ach | Schools K-12 | Space Cooling | Central chillers inside | TRC | Existing | NE3907 | HVAC tune-up_RTU | HVAC tune-up_RTU | NonEquip | 5 | Packaged air conditioning units (RTUs) | 0% | Prescriptive_package HP_existing | 5% | 0 | 0 | 0 | 0 | 0 | 0 | 0 | 0 | 0 | 0 | 0 | 0 | 0 | 0 | 0 | 0 | 0 | 0 | 0 | 0 | 0 | 0 | 0 | 0 | 0 | 0 | 0 | 0 | 0 | 0 | 0 | 0 | 0 | 0 | 0 | 0 | 0 | 0 | 0 | 0
Schools K-12_Existing_HVAC tune-up_TRC | Ach | Schools K-12 | Space Cooling | Central chillers inside | TRC | Existing | NE3881 | HVAC tune-up | HVAC tune-up | NonEquip | 5 | Residential-type central air conditioners | 0% | Prescriptive_all_existing | 5% | 0 | 0 | 0 | 0 | 0 | 0 | 0 | 0 | 0 | 0 | 0 | 0 | 0 | 0 | 0 | 0 | 0 | 0 | 0 | 0 | 0 | 0 | 0 | 0 | 0 | 0 | 0 | 0 | 0 | 0 | 0 | 0 | 0 | 0 | 0 | 0 | 0 | 0 | 0 | 0
Schools K-12_Existing_Facility Energy Management System_TRC | Ach | Schools K-12 | Space Cooling | Central chillers inside | TRC | Existing | NE3673 | Facility Energy Management System | Facility Energy Management System | NonEquip | 15 |  | 0.7167% | Custom_improvement_existing | 20% | 858.817 | 1227.6347 | 1742.4406 | 2366.9379 | 3004.2679 | 3469.0793 | 3534.6246 | 3080.2328 | 2254.0667 | 1394.7326 | 858.817 | 2086.4516 | 3828.8922 | 6195.8301 | 9200.098 | 12669.1773 | 16203.8019 | 19284.0347 | 21538.1015 | 22932.8341 | 0.18 | 0.43731 | 0.80251 | 1.2986 | 1.9283 | 2.6554 | 3.3962 | 4.0418 | 4.5143 | 4.8066 | 0 | 0 | 0 | 0 | 0 | 0 | 0 | 0 | 0 | 0
Schools K-12_Existing_Duct Sealing Repair_TRC | Ach | Schools K-12 | Space Cooling | Central chillers inside | TRC | Existing | NE3517 | Duct Sealing Repair | Duct Sealing Repair | NonEquip | 15 |  | 0% | Prescriptive_all_existing | 12% | 0 | 0 | 0 | 0 | 0 | 0 | 0 | 0 | 0 | 0 | 0 | 0 | 0 | 0 | 0 | 0 | 0 | 0 | 0 | 0 | 0 | 0 | 0 | 0 | 0 | 0 | 0 | 0 | 0 | 0 | 0 | 0 | 0 | 0 | 0 | 0 | 0 | 0 | 0 | 0
Schools K-12_Existing_Dedicated Outdoor Air System on VRF unit_TRC | Ach | Schools K-12 | Space Cooling | Central chillers inside | TRC | Existing | NE3413 | Dedicated Outdoor Air System on VRF unit | Dedicated Outdoor Air System on VRF unit | NonEquip | 15 | Residential-type central air conditioners | 0% | Prescriptive_all_existing | 17.5% | 0 | 0 | 0 | 0 | 0 | 0 | 0 | 0 | 0 | 0 | 0 | 0 | 0 | 0 | 0 | 0 | 0 | 0 | 0 | 0 | 0 | 0 | 0 | 0 | 0 | 0 | 0 | 0 | 0 | 0 | 0 | 0 | 0 | 0 | 0 | 0 | 0 | 0 | 0 | 0
Schools K-12_Existing_Chilled Water System - Variable Speed Drives_TRC | Ach | Schools K-12 | Space Cooling | Central chillers inside | TRC | Existing | NE3309 | Chilled Water System - Variable Speed Drives | Chilled Water System - Variable Speed Drives | NonEquip | 13 | Central chillers inside | 73.99% | Prescriptive_all_existing | 24.74% | 146987.8657 | 221205.1589 | 329265.3223 | 463921.7383 | 598521.2889 | 677279.1967 | 639154.7857 | 479638.2233 | 282010.5879 | 134605.8698 | 146987.8657 | 368193.0246 | 697458.3469 | 1161380.0852 | 1759901.3741 | 2437180.5708 | 3076335.3565 | 3555973.5798 | 3837984.1677 | 3972590.0375 | 13.6719 | 34.247 | 64.8733 | 108.0244 | 163.6952 | 226.6915 | 286.1418 | 330.7548 | 356.9856 | 369.5059 | 3.1075 | 7.7841 | 14.7453 | 24.5532 | 37.2068 | 51.5254 | 65.0381 | 75.1783 | 81.1404 | 83.9861
Schools K-12_Existing_Ceiling Insulation(R2 to R38)_TRC | Ach | Schools K-12 | Space Cooling | Central chillers inside | TRC | Existing | NE3205 | Ceiling Insulation(R2 to R38) | Ceiling Insulation(R2 to R38) | NonEquip | 20 |  | 0% | Prescriptive_all_existing | 36.97% | 0 | 0 | 0 | 0 | 0 | 0 | 0 | 0 | 0 | 0 | 0 | 0 | 0 | 0 | 0 | 0 | 0 | 0 | 0 | 0 | 0 | 0 | 0 | 0 | 0 | 0 | 0 | 0 | 0 | 0 | 0 | 0 | 0 | 0 | 0 | 0 | 0 | 0 | 0 | 0
Schools K-12_Turnover_High Efficiency Chiller (Water cooled-centrifugal, 200 tons)_TRC | Ach | Schools K-12 | Space Cooling | Central chillers inside | TRC | Turnover | ET988 | High Efficiency Chiller (Water cooled-centrifugal, 200 tons) | High Efficiency Chiller (Water cooled-centrifugal, 200 tons) | Equip | 20 | Central chillers inside | 28.37% | Prescriptive_all | 4.362% | 6592.1734 | 9315.0447 | 13794.2895 | 19322.4763 | 24784.7753 | 27945.9931 | 26357.8838 | 19828.4292 | 11702.1814 | 5597.7247 | 6592.1734 | 15907.2181 | 29701.5076 | 49023.9839 | 73808.7592 | 101754.7523 | 128112.6361 | 147941.0653 | 159643.2467 | 165240.9714 | 2.1147 | 5.1029 | 9.5281 | 15.7266 | 23.6774 | 32.6423 | 41.0978 | 47.4586 | 51.2126 | 53.0083 | 0.02082 | 0.050239 | 0.093804 | 0.15483 | 0.2331 | 0.32136 | 0.40461 | 0.46723 | 0.50419 | 0.52187
Schools K-12_Turnover_High Efficiency Chiller (Air Cooled, 50 tons)_TRC | Ach | Schools K-12 | Space Cooling | Central chillers inside | TRC | Turnover | ET910 | High Efficiency Chiller (Air Cooled, 50 tons) | High Efficiency Chiller (Air Cooled, 50 tons) | Equip | 20 | Central chillers inside | 28.37% | Prescriptive_all | 8.759% | 13030.635 | 18452.8491 | 27408.0723 | 38533.7758 | 49606.7511 | 56048.6221 | 52800.2806 | 39543.6663 | 23211.9976 | 11059.5724 | 13030.635 | 31483.4841 | 58891.5564 | 97425.3322 | 147032.0833 | 203080.7054 | 255880.986 | 295424.6523 | 318636.6499 | 329696.2223 | 3.0219 | 7.3011 | 13.6572 | 22.5933 | 34.0973 | 47.0952 | 59.3398 | 68.5101 | 73.8931 | 76.4578 | 0.69704 | 1.6841 | 3.1502 | 5.2115 | 7.8651 | 10.8632 | 13.6876 | 15.8029 | 17.0445 | 17.6361
Schools K-12_New_High Efficiency Chiller (Air Cooled, 50 tons)_TRC | Ach | Schools K-12 | Space Cooling | Central chillers inside | TRC | New | EN936 | High Efficiency Chiller (Air Cooled, 50 tons) | High Efficiency Chiller (Air Cooled, 50 tons) | Equip | 20 | Central chillers inside | 28.37% | Prescriptive_all | 8.759% | 1885.1543 | 2654.9189 | 3921.0166 | 5446.9984 | 6924.3837 | 7209.874 | 6622.1771 | 5124.7544 | 2973.9372 | 1407.7791 | 1885.1543 | 4540.0732 | 8461.0898 | 13908.0882 | 20832.4719 | 28042.3459 | 34664.523 | 39789.2774 | 42763.2145 | 44170.9937 | 0.43717 | 1.0529 | 1.9622 | 3.2253 | 4.8311 | 6.5031 | 8.0388 | 9.2273 | 9.917 | 10.2434 | 0.10084 | 0.24286 | 0.4526 | 0.74397 | 1.1144 | 1.5 | 1.8543 | 2.1284 | 2.2875 | 2.3628
Schools K-12_New_High Efficiency Chiller (Water cooled-centrifugal, 200 tons)_TRC | Ach | Schools K-12 | Space Cooling | Central chillers inside | TRC | New | EN1014 | High Efficiency Chiller (Water cooled-centrifugal, 200 tons) | High Efficiency Chiller (Water cooled-centrifugal, 200 tons) | Equip | 20 | Central chillers inside | 28.37% | Prescriptive_all | 4.362% | 953.696 | 1340.2098 | 1973.42 | 2731.357 | 3459.5955 | 3068.3806 | 3305.7888 | 2569.7119 | 1499.2916 | 712.5375 | 953.696 | 2293.9057 | 4267.3257 | 6998.6827 | 10458.2782 | 13526.6588 | 16832.4476 | 19402.1595 | 20901.451 | 21613.9885 | 0.30594 | 0.73587 | 1.3689 | 2.2451 | 3.355 | 4.3393 | 5.3997 | 6.2241 | 6.7051 | 6.9336 | 0.003012 | 0.0072447 | 0.013477 | 0.022103 | 0.03303 | 0.04272 | 0.053161 | 0.061276 | 0.066011 | 0.068262
Schools K-12_New_Retro-Commissioning_TRC | Ach | Schools K-12 | Ventilation and Circulation | Central air-handling unit | TRC | New | NN5402 | Retro-Commissioning | Retro-Commissioning | NonEquip | 5 |  | 0% | Custom_improvement | 16% | 0 | 0 | 0 | 0 | 0 | 0 | 0 | 0 | 0 | 0 | 0 | 0 | 0 | 0 | 0 | 0 | 0 | 0 | 0 | 0 | 0 | 0 | 0 | 0 | 0 | 0 | 0 | 0 | 0 | 0 | 0 | 0 | 0 | 0 | 0 | 0 | 0 | 0 | 0 | 0
Schools K-12_Existing_Retro-Commissioning_TRC | Ach | Schools K-12 | Ventilation and Circulation | Central air-handling unit | TRC | Existing | NE5389 | Retro-Commissioning | Retro-Commissioning | NonEquip | 5 |  | 21.99% | Custom_improvement_existing | 16% | 4098.9496 | 4091.7695 | 4115.4661 | 4149.199 | 4184.0283 | 4216.6279 | 4250.8335 | 4282.2854 | 4313.0661 | 4339.0226 | 4098.9496 | 8190.7192 | 12306.1853 | 16455.3842 | 20639.4125 | 24856.0404 | 29106.8739 | 33389.1594 | 37702.2255 | 42041.2481 | 0.68527 | 1.3693 | 2.0574 | 2.751 | 3.4505 | 4.1555 | 4.8661 | 5.5821 | 6.3031 | 7.0285 | 2.1246 | 4.2455 | 6.3787 | 8.5293 | 10.698 | 12.8836 | 15.087 | 17.3066 | 19.5422 | 21.7912
Schools K-12_New_Retro-Commissioning_TRC | Ach | Schools K-12 | Interior Lighting | case lighting | TRC | New | NN5272 | Retro-Commissioning | Retro-Commissioning | NonEquip | 5 |  | 0% | Custom_improvement | 16% | 0 | 0 | 0 | 0 | 0 | 0 | 0 | 0 | 0 | 0 | 0 | 0 | 0 | 0 | 0 | 0 | 0 | 0 | 0 | 0 | 0 | 0 | 0 | 0 | 0 | 0 | 0 | 0 | 0 | 0 | 0 | 0 | 0 | 0 | 0 | 0 | 0 | 0 | 0 | 0
Schools K-12_New_Facility Energy Management System_TRC | Ach | Schools K-12 | Interior Lighting | case lighting | TRC | New | NN3712 | Facility Energy Management System | Facility Energy Management System | NonEquip | 15 |  | 4.276% | Custom_improvement | 24% | 0.77402 | 1.0537 | 1.5212 | 2.1023 | 2.7137 | 2.9355 | 2.878 | 2.4844 | 1.7119 | 1.0157 | 0.77402 | 1.8277 | 3.349 | 5.4512 | 8.165 | 11.1005 | 13.9785 | 16.4629 | 18.1748 | 19.1904 | 0.00016223 | 0.00038308 | 0.00070192 | 0.0011425 | 0.0017113 | 0.0023266 | 0.0029298 | 0.0034505 | 0.0038093 | 0.0040222 | 1.395e-05 | 3.2942e-05 | 6.0359e-05 | 9.8249e-05 | 0.00014716 | 0.00020007 | 0.00025194 | 0.00029671 | 0.00032757 | 0.00034587
Schools K-12_Existing_Retro-Commissioning_TRC | Ach | Schools K-12 | Interior Lighting | case lighting | TRC | Existing | NE5259 | Retro-Commissioning | Retro-Commissioning | NonEquip | 5 |  | 21.99% | Custom_improvement_existing | 16% | 23.8042 | 25.3466 | 25.4934 | 25.7024 | 25.9181 | 26.1201 | 26.332 | 26.5268 | 26.7175 | 26.8783 | 23.8042 | 49.1508 | 74.6442 | 100.3466 | 126.2648 | 152.3848 | 178.7168 | 205.2436 | 231.9611 | 258.8393 | 0.0039796 | 0.0082171 | 0.012479 | 0.016776 | 0.021109 | 0.025476 | 0.029878 | 0.034313 | 0.03878 | 0.043273 | 0.012338 | 0.025476 | 0.03869 | 0.052013 | 0.065447 | 0.078986 | 0.092634 | 0.10638 | 0.12023 | 0.13416
Schools K-12_Existing_Facility Energy Management System_TRC | Ach | Schools K-12 | Interior Lighting | case lighting | TRC | Existing | NE3699 | Facility Energy Management System | Facility Energy Management System | NonEquip | 15 |  | 0.7167% | Custom_improvement_existing | 24% | 1.5221 | 2.3661 | 3.3657 | 4.5843 | 5.8343 | 6.747 | 6.8685 | 5.966 | 4.3485 | 2.6829 | 1.5221 | 3.8882 | 7.2539 | 11.8382 | 17.6725 | 24.4195 | 31.288 | 37.254 | 41.6025 | 44.2854 | 0.00031903 | 0.00081494 | 0.0015204 | 0.0024812 | 0.003704 | 0.0051182 | 0.0065578 | 0.0078082 | 0.0087196 | 0.0092819 | 2.7434e-05 | 7.0078e-05 | 0.00013074 | 0.00021336 | 0.00031852 | 0.00044012 | 0.00056391 | 0.00067144 | 0.00074981 | 0.00079817
Schools K-12_New_Retro-Commissioning_TRC | Ach | Schools K-12 | Space Heating | Boilers | TRC | New | NN5350 | Retro-Commissioning | Retro-Commissioning | NonEquip | 5 |  | 0% | Custom_improvement | 16% | 0 | 0 | 0 | 0 | 0 | 0 | 0 | 0 | 0 | 0 | 0 | 0 | 0 | 0 | 0 | 0 | 0 | 0 | 0 | 0 | 0 | 0 | 0 | 0 | 0 | 0 | 0 | 0 | 0 | 0 | 0 | 0 | 0 | 0 | 0 | 0 | 0 | 0 | 0 | 0
Schools K-12_New_Facility Energy Management System_TRC | Ach | Schools K-12 | Space Heating | Boilers | TRC | New | NN3660 | Facility Energy Management System | Facility Energy Management System | NonEquip | 15 |  | 4.276% | Custom_improvement | 20% | 3.781 | 5.1565 | 7.4577 | 10.3248 | 13.3517 | 14.4689 | 14.2108 | 12.2892 | 8.4831 | 5.0422 | 3.781 | 8.9376 | 16.3953 | 26.7201 | 40.0717 | 54.5407 | 68.7515 | 81.0407 | 89.5238 | 94.566 | 0 | 0 | 0 | 0 | 0 | 0 | 0 | 0 | 0 | 0 | 6.8146e-05 | 0.00016108 | 0.0002955 | 0.00048158 | 0.00072222 | 0.000983 | 0.0012391 | 0.0014606 | 0.0016135 | 0.0017044
Schools K-12_New_Duct Sealing Repair_TRC | Ach | Schools K-12 | Space Heating | Boilers | TRC | New | NN3556 | Duct Sealing Repair | Duct Sealing Repair | NonEquip | 15 |  | 0% | Prescriptive_all | 12% | 0 | 0 | 0 | 0 | 0 | 0 | 0 | 0 | 0 | 0 | 0 | 0 | 0 | 0 | 0 | 0 | 0 | 0 | 0 | 0 | 0 | 0 | 0 | 0 | 0 | 0 | 0 | 0 | 0 | 0 | 0 | 0 | 0 | 0 | 0 | 0 | 0 | 0 | 0 | 0
Schools K-12_New_Dedicated Outdoor Air System on VRF unit_TRC | Ach | Schools K-12 | Space Heating | Boilers | TRC | New | NN3400 | Dedicated Outdoor Air System on VRF unit | Dedicated Outdoor Air System on VRF unit | NonEquip | 15 | Residential/split system heat pump | 0% | Prescriptive_all | 10% | 0 | 0 | 0 | 0 | 0 | 0 | 0 | 0 | 0 | 0 | 0 | 0 | 0 | 0 | 0 | 0 | 0 | 0 | 0 | 0 | 0 | 0 | 0 | 0 | 0 | 0 | 0 | 0 | 0 | 0 | 0 | 0 | 0 | 0 | 0 | 0 | 0 | 0 | 0 | 0
Schools K-12_New_Ceiling Insulation(R2 to R38)_TRC | Ach | Schools K-12 | Space Heating | Boilers | TRC | New | NN3192 | Ceiling Insulation(R2 to R38) | Ceiling Insulation(R2 to R38) | NonEquip | 20 |  | 0% | Prescriptive_all | 12.95% | 0 | 0 | 0 | 0 | 0 | 0 | 0 | 0 | 0 | 0 | 0 | 0 | 0 | 0 | 0 | 0 | 0 | 0 | 0 | 0 | 0 | 0 | 0 | 0 | 0 | 0 | 0 | 0 | 0 | 0 | 0 | 0 | 0 | 0 | 0 | 0 | 0 | 0 | 0 | 0
Schools K-12_Existing_Retro-Commissioning_TRC | Ach | Schools K-12 | Space Heating | Boilers | TRC | Existing | NE5337 | Retro-Commissioning | Retro-Commissioning | NonEquip | 5 |  | 21.99% | Custom_improvement_existing | 16% | 147.5708 | 148.5795 | 149.44 | 150.6649 | 151.9296 | 153.1133 | 154.3554 | 155.4975 | 156.6152 | 157.5577 | 147.5708 | 296.1503 | 445.5903 | 596.2552 | 748.1848 | 901.2981 | 1055.6535 | 1211.151 | 1367.7662 | 1525.3239 | 0 | 0 | 0 | 0 | 0 | 0 | 0 | 0 | 0 | 0 | 0.07649 | 0.1535 | 0.23096 | 0.30906 | 0.38781 | 0.46717 | 0.54718 | 0.62778 | 0.70895 | 0.79062
Schools K-12_Existing_Wall Insulation_TRC | Ach | Schools K-12 | Space Heating | Boilers | TRC | Existing | NE4245 | Wall Insulation | Wall Insulation | NonEquip | 20 |  | 0% | Prescriptive_all_existing | 0.6067% | 0 | 0 | 0 | 0 | 0 | 0 | 0 | 0 | 0 | 0 | 0 | 0 | 0 | 0 | 0 | 0 | 0 | 0 | 0 | 0 | 0 | 0 | 0 | 0 | 0 | 0 | 0 | 0 | 0 | 0 | 0 | 0 | 0 | 0 | 0 | 0 | 0 | 0 | 0 | 0
Schools K-12_Existing_Facility Energy Management System_TRC | Ach | Schools K-12 | Space Heating | Boilers | TRC | Existing | NE3647 | Facility Energy Management System | Facility Energy Management System | NonEquip | 15 |  | 0.7167% | Custom_improvement_existing | 20% | 7.8635 | 11.5581 | 16.4411 | 22.3941 | 28.4999 | 32.9587 | 33.552 | 29.1432 | 21.2422 | 13.1057 | 7.8635 | 19.4216 | 35.8626 | 58.2568 | 86.7566 | 119.7154 | 153.2674 | 182.4106 | 203.6528 | 216.7585 | 0 | 0 | 0 | 0 | 0 | 0 | 0 | 0 | 0 | 0 | 0.00014173 | 0.00035004 | 0.00064636 | 0.00105 | 0.0015636 | 0.0021577 | 0.0027624 | 0.0032876 | 0.0036705 | 0.0039067
Schools K-12_Existing_Duct Sealing Repair_TRC | Ach | Schools K-12 | Space Heating | Boilers | TRC | Existing | NE3543 | Duct Sealing Repair | Duct Sealing Repair | NonEquip | 15 |  | 0% | Prescriptive_all_existing | 12% | 0 | 0 | 0 | 0 | 0 | 0 | 0 | 0 | 0 | 0 | 0 | 0 | 0 | 0 | 0 | 0 | 0 | 0 | 0 | 0 | 0 | 0 | 0 | 0 | 0 | 0 | 0 | 0 | 0 | 0 | 0 | 0 | 0 | 0 | 0 | 0 | 0 | 0 | 0 | 0
Schools K-12_Existing_Dedicated Outdoor Air System on VRF unit_TRC | Ach | Schools K-12 | Space Heating | Boilers | TRC | Existing | NE3387 | Dedicated Outdoor Air System on VRF unit | Dedicated Outdoor Air System on VRF unit | NonEquip | 15 | Residential/split system heat pump | 0% | Prescriptive_all_existing | 10% | 0 | 0 | 0 | 0 | 0 | 0 | 0 | 0 | 0 | 0 | 0 | 0 | 0 | 0 | 0 | 0 | 0 | 0 | 0 | 0 | 0 | 0 | 0 | 0 | 0 | 0 | 0 | 0 | 0 | 0 | 0 | 0 | 0 | 0 | 0 | 0 | 0 | 0 | 0 | 0
Schools K-12_Existing_Ceiling Insulation(R2 to R38)_TRC | Ach | Schools K-12 | Space Heating | Boilers | TRC | Existing | NE3179 | Ceiling Insulation(R2 to R38) | Ceiling Insulation(R2 to R38) | NonEquip | 20 |  | 0% | Prescriptive_all_existing | 14.29% | 0 | 0 | 0 | 0 | 0 | 0 | 0 | 0 | 0 | 0 | 0 | 0 | 0 | 0 | 0 | 0 | 0 | 0 | 0 | 0 | 0 | 0 | 0 | 0 | 0 | 0 | 0 | 0 | 0 | 0 | 0 | 0 | 0 | 0 | 0 | 0 | 0 | 0 | 0 | 0
Schools K-12_New_Retro-Commissioning_TRC | Ach | Schools K-12 | Domestic Hot Water | "Point-of-Use" water heaters | TRC | New | NN5428 | Retro-Commissioning | Retro-Commissioning | NonEquip | 5 |  | 0% | Custom_improvement | 16% | 0 | 0 | 0 | 0 | 0 | 0 | 0 | 0 | 0 | 0 | 0 | 0 | 0 | 0 | 0 | 0 | 0 | 0 | 0 | 0 | 0 | 0 | 0 | 0 | 0 | 0 | 0 | 0 | 0 | 0 | 0 | 0 | 0 | 0 | 0 | 0 | 0 | 0 | 0 | 0
Schools K-12_New_Tank Wrap on Water Heater_TRC | Ach | Schools K-12 | Domestic Hot Water | "Point-of-Use" water heaters | TRC | New | NN2906 | Tank Wrap on Water Heater | Tank Wrap on Water Heater | NonEquip | 7 | Centralized water heaters | 0% | Prescriptive_water heater | 8.425% | 0 | 0 | 0 | 0 | 0 | 0 | 0 | 0 | 0 | 0 | 0 | 0 | 0 | 0 | 0 | 0 | 0 | 0 | 0 | 0 | 0 | 0 | 0 | 0 | 0 | 0 | 0 | 0 | 0 | 0 | 0 | 0 | 0 | 0 | 0 | 0 | 0 | 0 | 0 | 0
Schools K-12_Existing_Retro-Commissioning_TRC | Ach | Schools K-12 | Domestic Hot Water | "Point-of-Use" water heaters | TRC | Existing | NE5415 | Retro-Commissioning | Retro-Commissioning | NonEquip | 5 |  | 21.99% | Custom_improvement_existing | 16% | 156.0991 | 161.597 | 162.5329 | 163.8651 | 165.2406 | 166.5281 | 167.879 | 169.1211 | 170.3367 | 171.3618 | 156.0991 | 317.6961 | 480.229 | 644.0941 | 809.3347 | 975.8628 | 1143.7417 | 1312.8628 | 1483.1996 | 1654.5614 | 0.026097 | 0.053113 | 0.080286 | 0.10768 | 0.13531 | 0.16315 | 0.19121 | 0.21949 | 0.24796 | 0.27661 | 0.080911 | 0.16467 | 0.24892 | 0.33385 | 0.4195 | 0.50582 | 0.59284 | 0.6805 | 0.76879 | 0.85761
Schools K-12_Existing_Tank Wrap on Water Heater_TRC | Ach | Schools K-12 | Domestic Hot Water | "Point-of-Use" water heaters | TRC | Existing | NE2893 | Tank Wrap on Water Heater | Tank Wrap on Water Heater | NonEquip | 7 | Centralized water heaters | 0% | Prescriptive_water heater_existing | 8.425% | 0 | 0 | 0 | 0 | 0 | 0 | 0 | 0 | 0 | 0 | 0 | 0 | 0 | 0 | 0 | 0 | 0 | 0 | 0 | 0 | 0 | 0 | 0 | 0 | 0 | 0 | 0 | 0 | 0 | 0 | 0 | 0 | 0 | 0 | 0 | 0 | 0 | 0 | 0 | 0
Warehouse_New_Retro-Commissioning_TRC | Ach | Warehouse | Refrigeration | Walk-in cooler | TRC | New | NN5325 | Retro-Commissioning | Retro-Commissioning | NonEquip | 5 |  | 0% | Custom_improvement | 16% | 0 | 0 | 0 | 0 | 0 | 0 | 0 | 0 | 0 | 0 | 0 | 0 | 0 | 0 | 0 | 0 | 0 | 0 | 0 | 0 | 0 | 0 | 0 | 0 | 0 | 0 | 0 | 0 | 0 | 0 | 0 | 0 | 0 | 0 | 0 | 0 | 0 | 0 | 0 | 0
Warehouse_New_Strip Curtains for Walk-ins_TRC | Ach | Warehouse | Refrigeration | Walk-in cooler | TRC | New | NN4909 | Strip Curtains for Walk-ins | Strip Curtains for Walk-ins | NonEquip | 4 | Walk-in cooler | 0% | Prescriptive_refrigeration control | 2.115% | 0 | 0 | 0 | 0 | 0 | 0 | 0 | 0 | 0 | 0 | 0 | 0 | 0 | 0 | 0 | 0 | 0 | 0 | 0 | 0 | 0 | 0 | 0 | 0 | 0 | 0 | 0 | 0 | 0 | 0 | 0 | 0 | 0 | 0 | 0 | 0 | 0 | 0 | 0 | 0
Warehouse_New_PSC to ECM Evaporator Fan Motor (Walk-In, Refrigerator)_TRC | Ach | Warehouse | Refrigeration | Walk-in cooler | TRC | New | NN4857 | PSC to ECM Evaporator Fan Motor (Walk-In, Refrigerator) | PSC to ECM Evaporator Fan Motor (Walk-In, Refrigerator) | NonEquip | 15 | Walk-in cooler | 0% | Prescriptive_ECM | 37.5% | 0 | 0 | 0 | 0 | 0 | 0 | 0 | 0 | 0 | 0 | 0 | 0 | 0 | 0 | 0 | 0 | 0 | 0 | 0 | 0 | 0 | 0 | 0 | 0 | 0 | 0 | 0 | 0 | 0 | 0 | 0 | 0 | 0 | 0 | 0 | 0 | 0 | 0 | 0 | 0
Warehouse_New_PSC to ECM Evaporator Fan Motor (Reach-In)_TRC | Ach | Warehouse | Refrigeration | Walk-in cooler | TRC | New | NN4831 | PSC to ECM Evaporator Fan Motor (Reach-In) | PSC to ECM Evaporator Fan Motor (Reach-In) | NonEquip | 15 | Display cases | 0% | Prescriptive_ECM | 37.5% | 0 | 0 | 0 | 0 | 0 | 0 | 0 | 0 | 0 | 0 | 0 | 0 | 0 | 0 | 0 | 0 | 0 | 0 | 0 | 0 | 0 | 0 | 0 | 0 | 0 | 0 | 0 | 0 | 0 | 0 | 0 | 0 | 0 | 0 | 0 | 0 | 0 | 0 | 0 | 0
Warehouse_Existing_Retro-Commissioning_TRC | Ach | Warehouse | Refrigeration | Walk-in cooler | TRC | Existing | NE5312 | Retro-Commissioning | Retro-Commissioning | NonEquip | 5 |  | 21.99% | Custom_improvement_existing | 16% | 17.8928 | 17.9024 | 17.9917 | 18.1322 | 18.2849 | 18.4217 | 18.557 | 18.6686 | 18.774 | 18.8548 | 17.8928 | 35.7952 | 53.7869 | 71.9191 | 90.204 | 108.6257 | 127.1828 | 145.8514 | 164.6253 | 183.4801 | 0.0029914 | 0.0059843 | 0.0089922 | 0.012024 | 0.01508 | 0.01816 | 0.021263 | 0.024384 | 0.027522 | 0.030675 | 0.0092744 | 0.018554 | 0.027879 | 0.037278 | 0.046755 | 0.056304 | 0.065923 | 0.075599 | 0.08533 | 0.095103
Warehouse_Existing_Strip Curtains for Walk-ins_TRC | Ach | Warehouse | Refrigeration | Walk-in cooler | TRC | Existing | NE4896 | Strip Curtains for Walk-ins | Strip Curtains for Walk-ins | NonEquip | 4 | Walk-in cooler | 0% | Prescriptive_refrigeration control_existing | 2.115% | 0 | 0 | 0 | 0 | 0 | 0 | 0 | 0 | 0 | 0 | 0 | 0 | 0 | 0 | 0 | 0 | 0 | 0 | 0 | 0 | 0 | 0 | 0 | 0 | 0 | 0 | 0 | 0 | 0 | 0 | 0 | 0 | 0 | 0 | 0 | 0 | 0 | 0 | 0 | 0
Warehouse_Existing_PSC to ECM Evaporator Fan Motor (Walk-In, Refrigerator)_TRC | Ach | Warehouse | Refrigeration | Walk-in cooler | TRC | Existing | NE4844 | PSC to ECM Evaporator Fan Motor (Walk-In, Refrigerator) | PSC to ECM Evaporator Fan Motor (Walk-In, Refrigerator) | NonEquip | 15 | Walk-in cooler | 0% | Prescriptive_ECM_existing | 37.5% | 0 | 0 | 0 | 0 | 0 | 0 | 0 | 0 | 0 | 0 | 0 | 0 | 0 | 0 | 0 | 0 | 0 | 0 | 0 | 0 | 0 | 0 | 0 | 0 | 0 | 0 | 0 | 0 | 0 | 0 | 0 | 0 | 0 | 0 | 0 | 0 | 0 | 0 | 0 | 0
Warehouse_Existing_PSC to ECM Evaporator Fan Motor (Reach-In)_TRC | Ach | Warehouse | Refrigeration | Walk-in cooler | TRC | Existing | NE4818 | PSC to ECM Evaporator Fan Motor (Reach-In) | PSC to ECM Evaporator Fan Motor (Reach-In) | NonEquip | 15 | Display cases | 0% | Prescriptive_ECM_existing | 37.5% | 0 | 0 | 0 | 0 | 0 | 0 | 0 | 0 | 0 | 0 | 0 | 0 | 0 | 0 | 0 | 0 | 0 | 0 | 0 | 0 | 0 | 0 | 0 | 0 | 0 | 0 | 0 | 0 | 0 | 0 | 0 | 0 | 0 | 0 | 0 | 0 | 0 | 0 | 0 | 0
Warehouse_Existing_Freezer-Cooler Replacement Gaskets_TRC | Ach | Warehouse | Refrigeration | Walk-in cooler | TRC | Existing | NE4714 | Freezer-Cooler Replacement Gaskets | Freezer-Cooler Replacement Gaskets | NonEquip | 4 | Display cases | 0% | Prescriptive_refrigeration control_existing | 3.131% | 0 | 0 | 0 | 0 | 0 | 0 | 0 | 0 | 0 | 0 | 0 | 0 | 0 | 0 | 0 | 0 | 0 | 0 | 0 | 0 | 0 | 0 | 0 | 0 | 0 | 0 | 0 | 0 | 0 | 0 | 0 | 0 | 0 | 0 | 0 | 0 | 0 | 0 | 0 | 0
Warehouse_New_Retro-Commissioning_TRC | Ach | Warehouse | Refrigeration | Vending and ice makers | TRC | New | NN5325 | Retro-Commissioning | Retro-Commissioning | NonEquip | 5 |  | 0% | Custom_improvement | 16% | 0 | 0 | 0 | 0 | 0 | 0 | 0 | 0 | 0 | 0 | 0 | 0 | 0 | 0 | 0 | 0 | 0 | 0 | 0 | 0 | 0 | 0 | 0 | 0 | 0 | 0 | 0 | 0 | 0 | 0 | 0 | 0 | 0 | 0 | 0 | 0 | 0 | 0 | 0 | 0
Warehouse_New_Strip Curtains for Walk-ins_TRC | Ach | Warehouse | Refrigeration | Vending and ice makers | TRC | New | NN4909 | Strip Curtains for Walk-ins | Strip Curtains for Walk-ins | NonEquip | 4 | Walk-in cooler | 0% | Prescriptive_refrigeration control | 2.115% | 0 | 0 | 0 | 0 | 0 | 0 | 0 | 0 | 0 | 0 | 0 | 0 | 0 | 0 | 0 | 0 | 0 | 0 | 0 | 0 | 0 | 0 | 0 | 0 | 0 | 0 | 0 | 0 | 0 | 0 | 0 | 0 | 0 | 0 | 0 | 0 | 0 | 0 | 0 | 0
Warehouse_New_PSC to ECM Evaporator Fan Motor (Walk-In, Refrigerator)_TRC | Ach | Warehouse | Refrigeration | Vending and ice makers | TRC | New | NN4857 | PSC to ECM Evaporator Fan Motor (Walk-In, Refrigerator) | PSC to ECM Evaporator Fan Motor (Walk-In, Refrigerator) | NonEquip | 15 | Walk-in cooler | 0% | Prescriptive_ECM | 37.5% | 0 | 0 | 0 | 0 | 0 | 0 | 0 | 0 | 0 | 0 | 0 | 0 | 0 | 0 | 0 | 0 | 0 | 0 | 0 | 0 | 0 | 0 | 0 | 0 | 0 | 0 | 0 | 0 | 0 | 0 | 0 | 0 | 0 | 0 | 0 | 0 | 0 | 0 | 0 | 0
Warehouse_New_PSC to ECM Evaporator Fan Motor (Reach-In)_TRC | Ach | Warehouse | Refrigeration | Vending and ice makers | TRC | New | NN4831 | PSC to ECM Evaporator Fan Motor (Reach-In) | PSC to ECM Evaporator Fan Motor (Reach-In) | NonEquip | 15 | Display cases | 0% | Prescriptive_ECM | 37.5% | 0 | 0 | 0 | 0 | 0 | 0 | 0 | 0 | 0 | 0 | 0 | 0 | 0 | 0 | 0 | 0 | 0 | 0 | 0 | 0 | 0 | 0 | 0 | 0 | 0 | 0 | 0 | 0 | 0 | 0 | 0 | 0 | 0 | 0 | 0 | 0 | 0 | 0 | 0 | 0
Warehouse_Existing_Retro-Commissioning_TRC | Ach | Warehouse | Refrigeration | Vending and ice makers | TRC | Existing | NE5312 | Retro-Commissioning | Retro-Commissioning | NonEquip | 5 |  | 21.99% | Custom_improvement_existing | 16% | 611.8118 | 625.2566 | 628.3746 | 633.2814 | 638.6167 | 643.3934 | 648.1201 | 652.0154 | 655.6966 | 658.5201 | 611.8118 | 1237.0684 | 1865.4429 | 2498.7243 | 3137.341 | 3780.7344 | 4428.8545 | 5080.8699 | 5736.5665 | 6395.0867 | 0.10228 | 0.20682 | 0.31187 | 0.41774 | 0.52451 | 0.63207 | 0.74042 | 0.84943 | 0.95905 | 1.0691 | 0.31712 | 0.64121 | 0.96691 | 1.2952 | 1.6262 | 1.9597 | 2.2956 | 2.6336 | 2.9734 | 3.3148
Warehouse_Existing_Strip Curtains for Walk-ins_TRC | Ach | Warehouse | Refrigeration | Vending and ice makers | TRC | Existing | NE4896 | Strip Curtains for Walk-ins | Strip Curtains for Walk-ins | NonEquip | 4 | Walk-in cooler | 0% | Prescriptive_refrigeration control_existing | 2.115% | 0 | 0 | 0 | 0 | 0 | 0 | 0 | 0 | 0 | 0 | 0 | 0 | 0 | 0 | 0 | 0 | 0 | 0 | 0 | 0 | 0 | 0 | 0 | 0 | 0 | 0 | 0 | 0 | 0 | 0 | 0 | 0 | 0 | 0 | 0 | 0 | 0 | 0 | 0 | 0
Warehouse_Existing_PSC to ECM Evaporator Fan Motor (Walk-In, Refrigerator)_TRC | Ach | Warehouse | Refrigeration | Vending and ice makers | TRC | Existing | NE4844 | PSC to ECM Evaporator Fan Motor (Walk-In, Refrigerator) | PSC to ECM Evaporator Fan Motor (Walk-In, Refrigerator) | NonEquip | 15 | Walk-in cooler | 0% | Prescriptive_ECM_existing | 37.5% | 0 | 0 | 0 | 0 | 0 | 0 | 0 | 0 | 0 | 0 | 0 | 0 | 0 | 0 | 0 | 0 | 0 | 0 | 0 | 0 | 0 | 0 | 0 | 0 | 0 | 0 | 0 | 0 | 0 | 0 | 0 | 0 | 0 | 0 | 0 | 0 | 0 | 0 | 0 | 0
Warehouse_Existing_PSC to ECM Evaporator Fan Motor (Reach-In)_TRC | Ach | Warehouse | Refrigeration | Vending and ice makers | TRC | Existing | NE4818 | PSC to ECM Evaporator Fan Motor (Reach-In) | PSC to ECM Evaporator Fan Motor (Reach-In) | NonEquip | 15 | Display cases | 0% | Prescriptive_ECM_existing | 37.5% | 0 | 0 | 0 | 0 | 0 | 0 | 0 | 0 | 0 | 0 | 0 | 0 | 0 | 0 | 0 | 0 | 0 | 0 | 0 | 0 | 0 | 0 | 0 | 0 | 0 | 0 | 0 | 0 | 0 | 0 | 0 | 0 | 0 | 0 | 0 | 0 | 0 | 0 | 0 | 0
Warehouse_Existing_Freezer-Cooler Replacement Gaskets_TRC | Ach | Warehouse | Refrigeration | Vending and ice makers | TRC | Existing | NE4714 | Freezer-Cooler Replacement Gaskets | Freezer-Cooler Replacement Gaskets | NonEquip | 4 | Display cases | 0% | Prescriptive_refrigeration control_existing | 3.131% | 0 | 0 | 0 | 0 | 0 | 0 | 0 | 0 | 0 | 0 | 0 | 0 | 0 | 0 | 0 | 0 | 0 | 0 | 0 | 0 | 0 | 0 | 0 | 0 | 0 | 0 | 0 | 0 | 0 | 0 | 0 | 0 | 0 | 0 | 0 | 0 | 0 | 0 | 0 | 0
Warehouse_New_Retro-Commissioning_TRC | Ach | Warehouse | Exterior Lighting | Street lighting | TRC | New | NN5299 | Retro-Commissioning | Retro-Commissioning | NonEquip | 5 |  | 0% | Custom_improvement | 16% | 0 | 0 | 0 | 0 | 0 | 0 | 0 | 0 | 0 | 0 | 0 | 0 | 0 | 0 | 0 | 0 | 0 | 0 | 0 | 0 | 0 | 0 | 0 | 0 | 0 | 0 | 0 | 0 | 0 | 0 | 0 | 0 | 0 | 0 | 0 | 0 | 0 | 0 | 0 | 0
Warehouse_New_Outdoor Lighting Controls_TRC | Ach | Warehouse | Exterior Lighting | Street lighting | TRC | New | NN2985 | Outdoor Lighting Controls | Outdoor Lighting Controls | NonEquip | 8 | Exterior parking/lot lighting | 0% | Prescriptive_lighting control | 28% | 0 | 0 | 0 | 0 | 0 | 0 | 0 | 0 | 0 | 0 | 0 | 0 | 0 | 0 | 0 | 0 | 0 | 0 | 0 | 0 | 0 | 0 | 0 | 0 | 0 | 0 | 0 | 0 | 0 | 0 | 0 | 0 | 0 | 0 | 0 | 0 | 0 | 0 | 0 | 0
Warehouse_New_Bi-Level Lighting Control (Exterior)_TRC | Ach | Warehouse | Exterior Lighting | Street lighting | TRC | New | NN2959 | Bi-Level Lighting Control (Exterior) | Bi-Level Lighting Control (Exterior) | NonEquip | 9 | Exterior parking/lot lighting | 0% | Prescriptive_lighting control | 31% | 0 | 0 | 0 | 0 | 0 | 0 | 0 | 0 | 0 | 0 | 0 | 0 | 0 | 0 | 0 | 0 | 0 | 0 | 0 | 0 | 0 | 0 | 0 | 0 | 0 | 0 | 0 | 0 | 0 | 0 | 0 | 0 | 0 | 0 | 0 | 0 | 0 | 0 | 0 | 0
Warehouse_Existing_Retro-Commissioning_TRC | Ach | Warehouse | Exterior Lighting | Street lighting | TRC | Existing | NE5286 | Retro-Commissioning | Retro-Commissioning | NonEquip | 5 |  | 21.99% | Custom_improvement_existing | 16% | 8.1533 | 8.4166 | 8.4586 | 8.5246 | 8.5964 | 8.6607 | 8.7244 | 8.7768 | 8.8264 | 8.8644 | 8.1533 | 16.5699 | 25.0284 | 33.5531 | 42.1495 | 50.8102 | 59.5346 | 68.3114 | 77.1378 | 86.0021 | 0 | 0 | 0 | 0 | 0 | 0 | 0 | 0 | 0 | 0 | 0.0042261 | 0.0085886 | 0.012973 | 0.017392 | 0.021847 | 0.026336 | 0.030859 | 0.035408 | 0.039983 | 0.044577
Warehouse_Existing_Outdoor Lighting Controls_TRC | Ach | Warehouse | Exterior Lighting | Street lighting | TRC | Existing | NE2972 | Outdoor Lighting Controls | Outdoor Lighting Controls | NonEquip | 8 | Exterior parking/lot lighting | 0% | Prescriptive_lighting control_existing | 28% | 0 | 0 | 0 | 0 | 0 | 0 | 0 | 0 | 0 | 0 | 0 | 0 | 0 | 0 | 0 | 0 | 0 | 0 | 0 | 0 | 0 | 0 | 0 | 0 | 0 | 0 | 0 | 0 | 0 | 0 | 0 | 0 | 0 | 0 | 0 | 0 | 0 | 0 | 0 | 0
Warehouse_Existing_Bi-Level Lighting Control (Exterior)_TRC | Ach | Warehouse | Exterior Lighting | Street lighting | TRC | Existing | NE2946 | Bi-Level Lighting Control (Exterior) | Bi-Level Lighting Control (Exterior) | NonEquip | 9 | Exterior parking/lot lighting | 0% | Prescriptive_lighting control_existing | 31% | 0 | 0 | 0 | 0 | 0 | 0 | 0 | 0 | 0 | 0 | 0 | 0 | 0 | 0 | 0 | 0 | 0 | 0 | 0 | 0 | 0 | 0 | 0 | 0 | 0 | 0 | 0 | 0 | 0 | 0 | 0 | 0 | 0 | 0 | 0 | 0 | 0 | 0 | 0 | 0
Warehouse_New_Retro-Commissioning_TRC | Ach | Warehouse | Exterior Lighting | Spot lighting/Security/Flood | TRC | New | NN5299 | Retro-Commissioning | Retro-Commissioning | NonEquip | 5 |  | 0% | Custom_improvement | 16% | 0 | 0 | 0 | 0 | 0 | 0 | 0 | 0 | 0 | 0 | 0 | 0 | 0 | 0 | 0 | 0 | 0 | 0 | 0 | 0 | 0 | 0 | 0 | 0 | 0 | 0 | 0 | 0 | 0 | 0 | 0 | 0 | 0 | 0 | 0 | 0 | 0 | 0 | 0 | 0
Warehouse_New_Outdoor Lighting Controls_TRC | Ach | Warehouse | Exterior Lighting | Spot lighting/Security/Flood | TRC | New | NN2985 | Outdoor Lighting Controls | Outdoor Lighting Controls | NonEquip | 8 | Exterior parking/lot lighting | 0% | Prescriptive_lighting control | 28% | 0 | 0 | 0 | 0 | 0 | 0 | 0 | 0 | 0 | 0 | 0 | 0 | 0 | 0 | 0 | 0 | 0 | 0 | 0 | 0 | 0 | 0 | 0 | 0 | 0 | 0 | 0 | 0 | 0 | 0 | 0 | 0 | 0 | 0 | 0 | 0 | 0 | 0 | 0 | 0
Warehouse_New_Bi-Level Lighting Control (Exterior)_TRC | Ach | Warehouse | Exterior Lighting | Spot lighting/Security/Flood | TRC | New | NN2959 | Bi-Level Lighting Control (Exterior) | Bi-Level Lighting Control (Exterior) | NonEquip | 9 | Exterior parking/lot lighting | 0% | Prescriptive_lighting control | 31% | 0 | 0 | 0 | 0 | 0 | 0 | 0 | 0 | 0 | 0 | 0 | 0 | 0 | 0 | 0 | 0 | 0 | 0 | 0 | 0 | 0 | 0 | 0 | 0 | 0 | 0 | 0 | 0 | 0 | 0 | 0 | 0 | 0 | 0 | 0 | 0 | 0 | 0 | 0 | 0
Warehouse_Existing_Retro-Commissioning_TRC | Ach | Warehouse | Exterior Lighting | Spot lighting/Security/Flood | TRC | Existing | NE5286 | Retro-Commissioning | Retro-Commissioning | NonEquip | 5 |  | 21.99% | Custom_improvement_existing | 16% | 8.3105 | 8.4166 | 8.4586 | 8.5246 | 8.5964 | 8.6607 | 8.7244 | 8.7768 | 8.8264 | 8.8644 | 8.3105 | 16.7271 | 25.1857 | 33.7103 | 42.3067 | 50.9675 | 59.6918 | 68.4686 | 77.295 | 86.1593 | 0 | 0 | 0 | 0 | 0 | 0 | 0 | 0 | 0 | 0 | 0.0043076 | 0.0086701 | 0.013054 | 0.017473 | 0.021929 | 0.026418 | 0.03094 | 0.035489 | 0.040064 | 0.044659
Warehouse_Existing_Outdoor Lighting Controls_TRC | Ach | Warehouse | Exterior Lighting | Spot lighting/Security/Flood | TRC | Existing | NE2972 | Outdoor Lighting Controls | Outdoor Lighting Controls | NonEquip | 8 | Exterior parking/lot lighting | 0% | Prescriptive_lighting control_existing | 28% | 0 | 0 | 0 | 0 | 0 | 0 | 0 | 0 | 0 | 0 | 0 | 0 | 0 | 0 | 0 | 0 | 0 | 0 | 0 | 0 | 0 | 0 | 0 | 0 | 0 | 0 | 0 | 0 | 0 | 0 | 0 | 0 | 0 | 0 | 0 | 0 | 0 | 0 | 0 | 0
Warehouse_Existing_Bi-Level Lighting Control (Exterior)_TRC | Ach | Warehouse | Exterior Lighting | Spot lighting/Security/Flood | TRC | Existing | NE2946 | Bi-Level Lighting Control (Exterior) | Bi-Level Lighting Control (Exterior) | NonEquip | 9 | Exterior parking/lot lighting | 0% | Prescriptive_lighting control_existing | 31% | 0 | 0 | 0 | 0 | 0 | 0 | 0 | 0 | 0 | 0 | 0 | 0 | 0 | 0 | 0 | 0 | 0 | 0 | 0 | 0 | 0 | 0 | 0 | 0 | 0 | 0 | 0 | 0 | 0 | 0 | 0 | 0 | 0 | 0 | 0 | 0 | 0 | 0 | 0 | 0
Warehouse_Turnover_LED Exterior Lighting_TRC | Ach | Warehouse | Exterior Lighting | Spot lighting/Security/Flood | TRC | Turnover | ET677 | LED Exterior Lighting | LED Exterior Lighting | Equip | 13 | Spot lighting/Security/Flood | 4.624% | Prescriptive_lighting | 60.51% | 36.4181 | 37.8466 | 35.7299 | 26.9541 | 15.9339 | 7.6488 | 3.2066 | 1.2535 | 0.47602 | 0.17553 | 36.4181 | 74.2647 | 109.9946 | 136.9488 | 152.8826 | 160.5315 | 163.738 | 164.9915 | 165.4675 | 165.643 | 0 | 0 | 0 | 0 | 0 | 0 | 0 | 0 | 0 | 0 | 0 | 0 | 0 | 0 | 0 | 0 | 0 | 0 | 0 | 0
Warehouse_New_LED Exterior Lighting_TRC | Ach | Warehouse | Exterior Lighting | Spot lighting/Security/Flood | TRC | New | EN703 | LED Exterior Lighting | LED Exterior Lighting | Equip | 13 | Spot lighting/Security/Flood | 4.624% | Prescriptive_lighting | 60.51% | 2.5707 | 2.8911 | 2.9679 | 2.4188 | 1.5362 | 0.65976 | 0.24899 | 0.087478 | 0.030174 | 0.010243 | 2.5707 | 5.4618 | 8.4297 | 10.8485 | 12.3847 | 13.0445 | 13.2935 | 13.381 | 13.4111 | 13.4214 | 0 | 0 | 0 | 0 | 0 | 0 | 0 | 0 | 0 | 0 | 0 | 0 | 0 | 0 | 0 | 0 | 0 | 0 | 0 | 0
Warehouse_New_Retro-Commissioning_TRC | Ach | Warehouse | Interior Lighting | Spot lighting | TRC | New | NN5273 | Retro-Commissioning | Retro-Commissioning | NonEquip | 5 |  | 0% | Custom_improvement | 16% | 0 | 0 | 0 | 0 | 0 | 0 | 0 | 0 | 0 | 0 | 0 | 0 | 0 | 0 | 0 | 0 | 0 | 0 | 0 | 0 | 0 | 0 | 0 | 0 | 0 | 0 | 0 | 0 | 0 | 0 | 0 | 0 | 0 | 0 | 0 | 0 | 0 | 0 | 0 | 0
Warehouse_New_Interior Lighting Controls_TRC | Ach | Warehouse | Interior Lighting | Spot lighting | TRC | New | NN4441 | Interior Lighting Controls | Interior Lighting Controls | NonEquip | 8 | Overhead (fluorescent/LED/CFL U-shape) | 0% | Prescriptive_lighting control | 28% | 0 | 0 | 0 | 0 | 0 | 0 | 0 | 0 | 0 | 0 | 0 | 0 | 0 | 0 | 0 | 0 | 0 | 0 | 0 | 0 | 0 | 0 | 0 | 0 | 0 | 0 | 0 | 0 | 0 | 0 | 0 | 0 | 0 | 0 | 0 | 0 | 0 | 0 | 0 | 0
Warehouse_Existing_Retro-Commissioning_TRC | Ach | Warehouse | Interior Lighting | Spot lighting | TRC | Existing | NE5260 | Retro-Commissioning | Retro-Commissioning | NonEquip | 5 |  | 21.99% | Custom_improvement_existing | 16% | 4.183 | 4.2674 | 4.2886 | 4.3221 | 4.3585 | 4.3911 | 4.4234 | 4.45 | 4.4751 | 4.4944 | 4.183 | 8.4504 | 12.739 | 17.0612 | 21.4197 | 25.8108 | 30.2342 | 34.6842 | 39.1593 | 43.6537 | 0.00069933 | 0.0014128 | 0.0021297 | 0.0028523 | 0.003581 | 0.0043151 | 0.0050546 | 0.0057986 | 0.0065467 | 0.0072981 | 0.0021682 | 0.0043801 | 0.006603 | 0.0088433 | 0.011102 | 0.013379 | 0.015671 | 0.017978 | 0.020297 | 0.022627
Warehouse_Existing_Interior Lighting Controls_TRC | Ach | Warehouse | Interior Lighting | Spot lighting | TRC | Existing | NE4428 | Interior Lighting Controls | Interior Lighting Controls | NonEquip | 8 | Overhead (fluorescent/LED/CFL U-shape) | 0% | Prescriptive_lighting control_existing | 28% | 0 | 0 | 0 | 0 | 0 | 0 | 0 | 0 | 0 | 0 | 0 | 0 | 0 | 0 | 0 | 0 | 0 | 0 | 0 | 0 | 0 | 0 | 0 | 0 | 0 | 0 | 0 | 0 | 0 | 0 | 0 | 0 | 0 | 0 | 0 | 0 | 0 | 0 | 0 | 0
Warehouse_New_Network PC Power Management_TRC | Ach | Warehouse | Office Equipment | Servers | TRC | New | NN4571 | Network PC Power Management | Network PC Power Management | NonEquip | 5 | Computers | 0% | Prescriptive_all | 56.5% | 0 | 0 | 0 | 0 | 0 | 0 | 0 | 0 | 0 | 0 | 0 | 0 | 0 | 0 | 0 | 0 | 0 | 0 | 0 | 0 | 0 | 0 | 0 | 0 | 0 | 0 | 0 | 0 | 0 | 0 | 0 | 0 | 0 | 0 | 0 | 0 | 0 | 0 | 0 | 0
Warehouse_Existing_Network PC Power Management_TRC | Ach | Warehouse | Office Equipment | Servers | TRC | Existing | NE4558 | Network PC Power Management | Network PC Power Management | NonEquip | 5 | Computers | 0% | Prescriptive_all_existing | 56.5% | 0 | 0 | 0 | 0 | 0 | 0 | 0 | 0 | 0 | 0 | 0 | 0 | 0 | 0 | 0 | 0 | 0 | 0 | 0 | 0 | 0 | 0 | 0 | 0 | 0 | 0 | 0 | 0 | 0 | 0 | 0 | 0 | 0 | 0 | 0 | 0 | 0 | 0 | 0 | 0
Warehouse_New_Retro-Commissioning_TRC | Ach | Warehouse | Space Cooling | Residential-type central air conditioners | TRC | New | NN5377 | Retro-Commissioning | Retro-Commissioning | NonEquip | 5 |  | 0% | Custom_improvement | 16% | 0 | 0 | 0 | 0 | 0 | 0 | 0 | 0 | 0 | 0 | 0 | 0 | 0 | 0 | 0 | 0 | 0 | 0 | 0 | 0 | 0 | 0 | 0 | 0 | 0 | 0 | 0 | 0 | 0 | 0 | 0 | 0 | 0 | 0 | 0 | 0 | 0 | 0 | 0 | 0
Warehouse_New_Duct Sealing Repair_TRC | Ach | Warehouse | Space Cooling | Residential-type central air conditioners | TRC | New | NN3531 | Duct Sealing Repair | Duct Sealing Repair | NonEquip | 15 |  | 0% | Prescriptive_all | 12% | 0 | 0 | 0 | 0 | 0 | 0 | 0 | 0 | 0 | 0 | 0 | 0 | 0 | 0 | 0 | 0 | 0 | 0 | 0 | 0 | 0 | 0 | 0 | 0 | 0 | 0 | 0 | 0 | 0 | 0 | 0 | 0 | 0 | 0 | 0 | 0 | 0 | 0 | 0 | 0
Warehouse_New_Chilled Water System - Variable Speed Drives_TRC | Ach | Warehouse | Space Cooling | Residential-type central air conditioners | TRC | New | NN3323 | Chilled Water System - Variable Speed Drives | Chilled Water System - Variable Speed Drives | NonEquip | 13 | Central chillers inside | 0% | Prescriptive_all | 24.74% | 0 | 0 | 0 | 0 | 0 | 0 | 0 | 0 | 0 | 0 | 0 | 0 | 0 | 0 | 0 | 0 | 0 | 0 | 0 | 0 | 0 | 0 | 0 | 0 | 0 | 0 | 0 | 0 | 0 | 0 | 0 | 0 | 0 | 0 | 0 | 0 | 0 | 0 | 0 | 0
Warehouse_New_Ceiling Insulation(R2 to R38)_TRC | Ach | Warehouse | Space Cooling | Residential-type central air conditioners | TRC | New | NN3219 | Ceiling Insulation(R2 to R38) | Ceiling Insulation(R2 to R38) | NonEquip | 20 |  | 0% | Prescriptive_all | 94.74% | 0 | 0 | 0 | 0 | 0 | 0 | 0 | 0 | 0 | 0 | 0 | 0 | 0 | 0 | 0 | 0 | 0 | 0 | 0 | 0 | 0 | 0 | 0 | 0 | 0 | 0 | 0 | 0 | 0 | 0 | 0 | 0 | 0 | 0 | 0 | 0 | 0 | 0 | 0 | 0
Warehouse_Existing_Retro-Commissioning_TRC | Ach | Warehouse | Space Cooling | Residential-type central air conditioners | TRC | Existing | NE5364 | Retro-Commissioning | Retro-Commissioning | NonEquip | 5 |  | 21.99% | Custom_improvement_existing | 16% | 0 | 0 | 0 | 0 | 0 | 0 | 0 | 0 | 0 | 0 | 0 | 0 | 0 | 0 | 0 | 0 | 0 | 0 | 0 | 0 | 0 | 0 | 0 | 0 | 0 | 0 | 0 | 0 | 0 | 0 | 0 | 0 | 0 | 0 | 0 | 0 | 0 | 0 | 0 | 0
Warehouse_Existing_Wall Insulation_TRC | Ach | Warehouse | Space Cooling | Residential-type central air conditioners | TRC | Existing | NE4220 | Wall Insulation | Wall Insulation | NonEquip | 20 |  | 0% | Prescriptive_all_existing | 50.52% | 0 | 0 | 0 | 0 | 0 | 0 | 0 | 0 | 0 | 0 | 0 | 0 | 0 | 0 | 0 | 0 | 0 | 0 | 0 | 0 | 0 | 0 | 0 | 0 | 0 | 0 | 0 | 0 | 0 | 0 | 0 | 0 | 0 | 0 | 0 | 0 | 0 | 0 | 0 | 0
Warehouse_Existing_Duct Sealing Repair_TRC | Ach | Warehouse | Space Cooling | Residential-type central air conditioners | TRC | Existing | NE3518 | Duct Sealing Repair | Duct Sealing Repair | NonEquip | 15 |  | 0% | Prescriptive_all_existing | 12% | 0 | 0 | 0 | 0 | 0 | 0 | 0 | 0 | 0 | 0 | 0 | 0 | 0 | 0 | 0 | 0 | 0 | 0 | 0 | 0 | 0 | 0 | 0 | 0 | 0 | 0 | 0 | 0 | 0 | 0 | 0 | 0 | 0 | 0 | 0 | 0 | 0 | 0 | 0 | 0
Warehouse_Existing_Chilled Water System - Variable Speed Drives_TRC | Ach | Warehouse | Space Cooling | Residential-type central air conditioners | TRC | Existing | NE3310 | Chilled Water System - Variable Speed Drives | Chilled Water System - Variable Speed Drives | NonEquip | 13 | Central chillers inside | 0% | Prescriptive_all_existing | 24.74% | 0 | 0 | 0 | 0 | 0 | 0 | 0 | 0 | 0 | 0 | 0 | 0 | 0 | 0 | 0 | 0 | 0 | 0 | 0 | 0 | 0 | 0 | 0 | 0 | 0 | 0 | 0 | 0 | 0 | 0 | 0 | 0 | 0 | 0 | 0 | 0 | 0 | 0 | 0 | 0
Warehouse_Existing_Ceiling Insulation(R2 to R38)_TRC | Ach | Warehouse | Space Cooling | Residential-type central air conditioners | TRC | Existing | NE3206 | Ceiling Insulation(R2 to R38) | Ceiling Insulation(R2 to R38) | NonEquip | 20 |  | 0% | Prescriptive_all_existing | 94.74% | 0 | 0 | 0 | 0 | 0 | 0 | 0 | 0 | 0 | 0 | 0 | 0 | 0 | 0 | 0 | 0 | 0 | 0 | 0 | 0 | 0 | 0 | 0 | 0 | 0 | 0 | 0 | 0 | 0 | 0 | 0 | 0 | 0 | 0 | 0 | 0 | 0 | 0 | 0 | 0
Warehouse_Turnover_High Efficiency PTHP_TRC | Ach | Warehouse | Space Cooling | Residential-type central air conditioners | TRC | Turnover | ET1301 | High Efficiency PTHP | High Efficiency PTHP | Equip | 15 | Residential-type central air conditioners | 49.09% | Prescriptive_package HP | 23.64% | 0 | 0 | 0 | 0 | 0 | 0 | 0 | 0 | 0 | 0 | 0 | 0 | 0 | 0 | 0 | 0 | 0 | 0 | 0 | 0 | 0 | 0 | 0 | 0 | 0 | 0 | 0 | 0 | 0 | 0 | 0 | 0 | 0 | 0 | 0 | 0 | 0 | 0 | 0 | 0
Warehouse_Turnover_High Efficiency PTAC_TRC | Ach | Warehouse | Space Cooling | Residential-type central air conditioners | TRC | Turnover | ET1262 | High Efficiency PTAC | High Efficiency PTAC | Equip | 15 | Residential-type central air conditioners | 0% | Prescriptive_package AC | 23.64% | 0 | 0 | 0 | 0 | 0 | 0 | 0 | 0 | 0 | 0 | 0 | 0 | 0 | 0 | 0 | 0 | 0 | 0 | 0 | 0 | 0 | 0 | 0 | 0 | 0 | 0 | 0 | 0 | 0 | 0 | 0 | 0 | 0 | 0 | 0 | 0 | 0 | 0 | 0 | 0
Warehouse_New_High Efficiency PTHP_TRC | Ach | Warehouse | Space Cooling | Residential-type central air conditioners | TRC | New | EN1327 | High Efficiency PTHP | High Efficiency PTHP | Equip | 15 | Residential-type central air conditioners | 49.09% | Prescriptive_package HP | 23.64% | 0 | 0 | 0 | 0 | 0 | 0 | 0 | 0 | 0 | 0 | 0 | 0 | 0 | 0 | 0 | 0 | 0 | 0 | 0 | 0 | 0 | 0 | 0 | 0 | 0 | 0 | 0 | 0 | 0 | 0 | 0 | 0 | 0 | 0 | 0 | 0 | 0 | 0 | 0 | 0
Warehouse_New_High Efficiency PTAC_TRC | Ach | Warehouse | Space Cooling | Residential-type central air conditioners | TRC | New | EN1288 | High Efficiency PTAC | High Efficiency PTAC | Equip | 15 | Residential-type central air conditioners | 0% | Prescriptive_package AC | 23.64% | 0 | 0 | 0 | 0 | 0 | 0 | 0 | 0 | 0 | 0 | 0 | 0 | 0 | 0 | 0 | 0 | 0 | 0 | 0 | 0 | 0 | 0 | 0 | 0 | 0 | 0 | 0 | 0 | 0 | 0 | 0 | 0 | 0 | 0 | 0 | 0 | 0 | 0 | 0 | 0
Warehouse_New_Retro-Commissioning_TRC | Ach | Warehouse | Space Heating | Residential/split system heat pump | TRC | New | NN5351 | Retro-Commissioning | Retro-Commissioning | NonEquip | 5 |  | 0% | Custom_improvement | 16% | 0 | 0 | 0 | 0 | 0 | 0 | 0 | 0 | 0 | 0 | 0 | 0 | 0 | 0 | 0 | 0 | 0 | 0 | 0 | 0 | 0 | 0 | 0 | 0 | 0 | 0 | 0 | 0 | 0 | 0 | 0 | 0 | 0 | 0 | 0 | 0 | 0 | 0 | 0 | 0
Warehouse_New_Duct Sealing Repair_TRC | Ach | Warehouse | Space Heating | Residential/split system heat pump | TRC | New | NN3557 | Duct Sealing Repair | Duct Sealing Repair | NonEquip | 15 |  | 0% | Prescriptive_all | 12% | 0 | 0 | 0 | 0 | 0 | 0 | 0 | 0 | 0 | 0 | 0 | 0 | 0 | 0 | 0 | 0 | 0 | 0 | 0 | 0 | 0 | 0 | 0 | 0 | 0 | 0 | 0 | 0 | 0 | 0 | 0 | 0 | 0 | 0 | 0 | 0 | 0 | 0 | 0 | 0
Warehouse_New_Ceiling Insulation(R2 to R38)_TRC | Ach | Warehouse | Space Heating | Residential/split system heat pump | TRC | New | NN3193 | Ceiling Insulation(R2 to R38) | Ceiling Insulation(R2 to R38) | NonEquip | 20 |  | 0% | Prescriptive_all | 47.16% | 0 | 0 | 0 | 0 | 0 | 0 | 0 | 0 | 0 | 0 | 0 | 0 | 0 | 0 | 0 | 0 | 0 | 0 | 0 | 0 | 0 | 0 | 0 | 0 | 0 | 0 | 0 | 0 | 0 | 0 | 0 | 0 | 0 | 0 | 0 | 0 | 0 | 0 | 0 | 0
Warehouse_Existing_Retro-Commissioning_TRC | Ach | Warehouse | Space Heating | Residential/split system heat pump | TRC | Existing | NE5338 | Retro-Commissioning | Retro-Commissioning | NonEquip | 5 |  | 21.99% | Custom_improvement_existing | 16% | 424.095 | 420.2809 | 422.3767 | 425.675 | 429.2612 | 432.472 | 435.6491 | 438.2675 | 440.7419 | 442.6398 | 424.095 | 844.3759 | 1266.7527 | 1692.4277 | 2121.6889 | 2554.1609 | 2989.81 | 3428.0775 | 3868.8194 | 4311.4592 | 0 | 0 | 0 | 0 | 0 | 0 | 0 | 0 | 0 | 0 | 0.21982 | 0.43766 | 0.6566 | 0.87724 | 1.0997 | 1.3239 | 1.5497 | 1.7769 | 2.0053 | 2.2348
Warehouse_Existing_Wall Insulation_TRC | Ach | Warehouse | Space Heating | Residential/split system heat pump | TRC | Existing | NE4246 | Wall Insulation | Wall Insulation | NonEquip | 20 |  | 0% | Prescriptive_all_existing | 2.852% | 0 | 0 | 0 | 0 | 0 | 0 | 0 | 0 | 0 | 0 | 0 | 0 | 0 | 0 | 0 | 0 | 0 | 0 | 0 | 0 | 0 | 0 | 0 | 0 | 0 | 0 | 0 | 0 | 0 | 0 | 0 | 0 | 0 | 0 | 0 | 0 | 0 | 0 | 0 | 0
Warehouse_Existing_Duct Sealing Repair_TRC | Ach | Warehouse | Space Heating | Residential/split system heat pump | TRC | Existing | NE3544 | Duct Sealing Repair | Duct Sealing Repair | NonEquip | 15 |  | 0% | Prescriptive_all_existing | 12% | 0 | 0 | 0 | 0 | 0 | 0 | 0 | 0 | 0 | 0 | 0 | 0 | 0 | 0 | 0 | 0 | 0 | 0 | 0 | 0 | 0 | 0 | 0 | 0 | 0 | 0 | 0 | 0 | 0 | 0 | 0 | 0 | 0 | 0 | 0 | 0 | 0 | 0 | 0 | 0
Warehouse_Existing_Ceiling Insulation(R2 to R38)_TRC | Ach | Warehouse | Space Heating | Residential/split system heat pump | TRC | Existing | NE3180 | Ceiling Insulation(R2 to R38) | Ceiling Insulation(R2 to R38) | NonEquip | 20 |  | 0% | Prescriptive_all_existing | 52.04% | 0 | 0 | 0 | 0 | 0 | 0 | 0 | 0 | 0 | 0 | 0 | 0 | 0 | 0 | 0 | 0 | 0 | 0 | 0 | 0 | 0 | 0 | 0 | 0 | 0 | 0 | 0 | 0 | 0 | 0 | 0 | 0 | 0 | 0 | 0 | 0 | 0 | 0 | 0 | 0
Warehouse_Turnover_High Efficiency PTHP_TRC | Ach | Warehouse | Space Heating | Residential/split system heat pump | TRC | Turnover | ET1340 | High Efficiency PTHP | High Efficiency PTHP | Equip | 15 | Residential/split system heat pump | 49.09% | Prescriptive_package HP | 9.375% | 220.8997 | 326.1237 | 517.7132 | 809.8787 | 1230.7668 | 1787.1053 | 2414.9217 | 2923.6671 | 3026.1665 | 2540.8682 | 220.8997 | 547.0234 | 1064.7366 | 1874.6153 | 3105.3821 | 4892.4874 | 7307.4091 | 10231.0762 | 13257.2427 | 15798.1109 | 0 | 0 | 0 | 0 | 0 | 0 | 0 | 0 | 0 | 0 | 4.0227e-05 | 9.9617e-05 | 0.0001939 | 0.00034138 | 0.00056551 | 0.00089095 | 0.0013307 | 0.0018631 | 0.0024142 | 0.0028769
Warehouse_New_High Efficiency PTHP_TRC | Ach | Warehouse | Space Heating | Residential/split system heat pump | TRC | New | EN1366 | High Efficiency PTHP | High Efficiency PTHP | Equip | 15 | Residential/split system heat pump | 49.09% | Prescriptive_package HP | 9.375% | 20.6191 | 32.9424 | 56.8641 | 96.1015 | 156.9072 | 203.8341 | 247.9544 | 269.806 | 253.6536 | 196.0617 | 20.6191 | 53.5615 | 110.4255 | 206.527 | 363.4342 | 567.2683 | 815.2226 | 1085.0286 | 1338.6823 | 1534.7439 | 0 | 0 | 0 | 0 | 0 | 0 | 0 | 0 | 0 | 0 | 3.7549e-06 | 9.7539e-06 | 2.0109e-05 | 3.761e-05 | 6.6184e-05 | 0.0001033 | 0.00014846 | 0.00019759 | 0.00024378 | 0.00027949
Warehouse_New_Retro-Commissioning_TRC | Ach | Warehouse | Refrigeration | Residential style | TRC | New | NN5325 | Retro-Commissioning | Retro-Commissioning | NonEquip | 5 |  | 0% | Custom_improvement | 16% | 0 | 0 | 0 | 0 | 0 | 0 | 0 | 0 | 0 | 0 | 0 | 0 | 0 | 0 | 0 | 0 | 0 | 0 | 0 | 0 | 0 | 0 | 0 | 0 | 0 | 0 | 0 | 0 | 0 | 0 | 0 | 0 | 0 | 0 | 0 | 0 | 0 | 0 | 0 | 0
Warehouse_New_Strip Curtains for Walk-ins_TRC | Ach | Warehouse | Refrigeration | Residential style | TRC | New | NN4909 | Strip Curtains for Walk-ins | Strip Curtains for Walk-ins | NonEquip | 4 | Walk-in cooler | 0% | Prescriptive_refrigeration control | 2.115% | 0 | 0 | 0 | 0 | 0 | 0 | 0 | 0 | 0 | 0 | 0 | 0 | 0 | 0 | 0 | 0 | 0 | 0 | 0 | 0 | 0 | 0 | 0 | 0 | 0 | 0 | 0 | 0 | 0 | 0 | 0 | 0 | 0 | 0 | 0 | 0 | 0 | 0 | 0 | 0
Warehouse_New_PSC to ECM Evaporator Fan Motor (Walk-In, Refrigerator)_TRC | Ach | Warehouse | Refrigeration | Residential style | TRC | New | NN4857 | PSC to ECM Evaporator Fan Motor (Walk-In, Refrigerator) | PSC to ECM Evaporator Fan Motor (Walk-In, Refrigerator) | NonEquip | 15 | Walk-in cooler | 0% | Prescriptive_ECM | 37.5% | 0 | 0 | 0 | 0 | 0 | 0 | 0 | 0 | 0 | 0 | 0 | 0 | 0 | 0 | 0 | 0 | 0 | 0 | 0 | 0 | 0 | 0 | 0 | 0 | 0 | 0 | 0 | 0 | 0 | 0 | 0 | 0 | 0 | 0 | 0 | 0 | 0 | 0 | 0 | 0
Warehouse_New_PSC to ECM Evaporator Fan Motor (Reach-In)_TRC | Ach | Warehouse | Refrigeration | Residential style | TRC | New | NN4831 | PSC to ECM Evaporator Fan Motor (Reach-In) | PSC to ECM Evaporator Fan Motor (Reach-In) | NonEquip | 15 | Display cases | 0% | Prescriptive_ECM | 37.5% | 0 | 0 | 0 | 0 | 0 | 0 | 0 | 0 | 0 | 0 | 0 | 0 | 0 | 0 | 0 | 0 | 0 | 0 | 0 | 0 | 0 | 0 | 0 | 0 | 0 | 0 | 0 | 0 | 0 | 0 | 0 | 0 | 0 | 0 | 0 | 0 | 0 | 0 | 0 | 0
Warehouse_Existing_Retro-Commissioning_TRC | Ach | Warehouse | Refrigeration | Residential style | TRC | Existing | NE5312 | Retro-Commissioning | Retro-Commissioning | NonEquip | 5 |  | 21.99% | Custom_improvement_existing | 16% | 1031.2772 | 1051.1493 | 1056.3911 | 1064.6402 | 1073.6096 | 1081.64 | 1089.5862 | 1096.1348 | 1102.3236 | 1107.0702 | 1031.2772 | 2082.4265 | 3138.8176 | 4203.4578 | 5277.0674 | 6358.7074 | 7448.2936 | 8544.4284 | 9646.752 | 10753.8222 | 0.17241 | 0.34814 | 0.52475 | 0.70274 | 0.88223 | 1.0631 | 1.2452 | 1.4285 | 1.6128 | 1.7978 | 0.53454 | 1.0794 | 1.6269 | 2.1788 | 2.7353 | 3.2959 | 3.8607 | 4.4288 | 5.0002 | 5.574
Warehouse_Existing_Strip Curtains for Walk-ins_TRC | Ach | Warehouse | Refrigeration | Residential style | TRC | Existing | NE4896 | Strip Curtains for Walk-ins | Strip Curtains for Walk-ins | NonEquip | 4 | Walk-in cooler | 0% | Prescriptive_refrigeration control_existing | 2.115% | 0 | 0 | 0 | 0 | 0 | 0 | 0 | 0 | 0 | 0 | 0 | 0 | 0 | 0 | 0 | 0 | 0 | 0 | 0 | 0 | 0 | 0 | 0 | 0 | 0 | 0 | 0 | 0 | 0 | 0 | 0 | 0 | 0 | 0 | 0 | 0 | 0 | 0 | 0 | 0
Warehouse_Existing_PSC to ECM Evaporator Fan Motor (Walk-In, Refrigerator)_TRC | Ach | Warehouse | Refrigeration | Residential style | TRC | Existing | NE4844 | PSC to ECM Evaporator Fan Motor (Walk-In, Refrigerator) | PSC to ECM Evaporator Fan Motor (Walk-In, Refrigerator) | NonEquip | 15 | Walk-in cooler | 0% | Prescriptive_ECM_existing | 37.5% | 0 | 0 | 0 | 0 | 0 | 0 | 0 | 0 | 0 | 0 | 0 | 0 | 0 | 0 | 0 | 0 | 0 | 0 | 0 | 0 | 0 | 0 | 0 | 0 | 0 | 0 | 0 | 0 | 0 | 0 | 0 | 0 | 0 | 0 | 0 | 0 | 0 | 0 | 0 | 0
Warehouse_Existing_PSC to ECM Evaporator Fan Motor (Reach-In)_TRC | Ach | Warehouse | Refrigeration | Residential style | TRC | Existing | NE4818 | PSC to ECM Evaporator Fan Motor (Reach-In) | PSC to ECM Evaporator Fan Motor (Reach-In) | NonEquip | 15 | Display cases | 0% | Prescriptive_ECM_existing | 37.5% | 0 | 0 | 0 | 0 | 0 | 0 | 0 | 0 | 0 | 0 | 0 | 0 | 0 | 0 | 0 | 0 | 0 | 0 | 0 | 0 | 0 | 0 | 0 | 0 | 0 | 0 | 0 | 0 | 0 | 0 | 0 | 0 | 0 | 0 | 0 | 0 | 0 | 0 | 0 | 0
Warehouse_Existing_Freezer-Cooler Replacement Gaskets_TRC | Ach | Warehouse | Refrigeration | Residential style | TRC | Existing | NE4714 | Freezer-Cooler Replacement Gaskets | Freezer-Cooler Replacement Gaskets | NonEquip | 4 | Display cases | 0% | Prescriptive_refrigeration control_existing | 3.131% | 0 | 0 | 0 | 0 | 0 | 0 | 0 | 0 | 0 | 0 | 0 | 0 | 0 | 0 | 0 | 0 | 0 | 0 | 0 | 0 | 0 | 0 | 0 | 0 | 0 | 0 | 0 | 0 | 0 | 0 | 0 | 0 | 0 | 0 | 0 | 0 | 0 | 0 | 0 | 0
Warehouse_New_Retro-Commissioning_TRC | Ach | Warehouse | Miscellaneous | Pool pump | TRC | New | NN5455 | Retro-Commissioning | Retro-Commissioning | NonEquip | 5 |  | 0% | Custom_improvement | 16% | 0 | 0 | 0 | 0 | 0 | 0 | 0 | 0 | 0 | 0 | 0 | 0 | 0 | 0 | 0 | 0 | 0 | 0 | 0 | 0 | 0 | 0 | 0 | 0 | 0 | 0 | 0 | 0 | 0 | 0 | 0 | 0 | 0 | 0 | 0 | 0 | 0 | 0 | 0 | 0
Warehouse_New_VSD Controlled Compressor_TRC | Ach | Warehouse | Miscellaneous | Pool pump | TRC | New | NN4545 | VSD Controlled Compressor | VSD Controlled Compressor | NonEquip | 15 | Others | 0% | Prescriptive_ECM | 20.79% | 0 | 0 | 0 | 0 | 0 | 0 | 0 | 0 | 0 | 0 | 0 | 0 | 0 | 0 | 0 | 0 | 0 | 0 | 0 | 0 | 0 | 0 | 0 | 0 | 0 | 0 | 0 | 0 | 0 | 0 | 0 | 0 | 0 | 0 | 0 | 0 | 0 | 0 | 0 | 0
Warehouse_New_Engine Block Timer_TRC | Ach | Warehouse | Miscellaneous | Pool pump | TRC | New | NN4493 | Engine Block Timer | Engine Block Timer | NonEquip | 5 | Others | 0% | Prescriptive_ECM | 36% | 0 | 0 | 0 | 0 | 0 | 0 | 0 | 0 | 0 | 0 | 0 | 0 | 0 | 0 | 0 | 0 | 0 | 0 | 0 | 0 | 0 | 0 | 0 | 0 | 0 | 0 | 0 | 0 | 0 | 0 | 0 | 0 | 0 | 0 | 0 | 0 | 0 | 0 | 0 | 0
Warehouse_Existing_Retro-Commissioning_TRC | Ach | Warehouse | Miscellaneous | Pool pump | TRC | Existing | NE5442 | Retro-Commissioning | Retro-Commissioning | NonEquip | 5 |  | 21.99% | Custom_improvement_existing | 16% | 0 | 0 | 0 | 0 | 0 | 0 | 0 | 0 | 0 | 0 | 0 | 0 | 0 | 0 | 0 | 0 | 0 | 0 | 0 | 0 | 0 | 0 | 0 | 0 | 0 | 0 | 0 | 0 | 0 | 0 | 0 | 0 | 0 | 0 | 0 | 0 | 0 | 0 | 0 | 0
Warehouse_Existing_VSD Controlled Compressor_TRC | Ach | Warehouse | Miscellaneous | Pool pump | TRC | Existing | NE4532 | VSD Controlled Compressor | VSD Controlled Compressor | NonEquip | 15 | Others | 0% | Prescriptive_ECM_existing | 20.79% | 0 | 0 | 0 | 0 | 0 | 0 | 0 | 0 | 0 | 0 | 0 | 0 | 0 | 0 | 0 | 0 | 0 | 0 | 0 | 0 | 0 | 0 | 0 | 0 | 0 | 0 | 0 | 0 | 0 | 0 | 0 | 0 | 0 | 0 | 0 | 0 | 0 | 0 | 0 | 0
Warehouse_Existing_Engine Block Timer_TRC | Ach | Warehouse | Miscellaneous | Pool pump | TRC | Existing | NE4480 | Engine Block Timer | Engine Block Timer | NonEquip | 5 | Others | 0% | Prescriptive_ECM_existing | 36% | 0 | 0 | 0 | 0 | 0 | 0 | 0 | 0 | 0 | 0 | 0 | 0 | 0 | 0 | 0 | 0 | 0 | 0 | 0 | 0 | 0 | 0 | 0 | 0 | 0 | 0 | 0 | 0 | 0 | 0 | 0 | 0 | 0 | 0 | 0 | 0 | 0 | 0 | 0 | 0
Warehouse_Turnover_Solar Pool Heater_TRC | Ach | Warehouse | Miscellaneous | Pool pump | TRC | Turnover | ET2003 | Solar Pool Heater | Solar Pool Heater | Equip | 15 | Pool pump | 0% | Prescriptive_all | 86.11% | 0 | 0 | 0 | 0 | 0 | 0 | 0 | 0 | 0 | 0 | 0 | 0 | 0 | 0 | 0 | 0 | 0 | 0 | 0 | 0 | 0 | 0 | 0 | 0 | 0 | 0 | 0 | 0 | 0 | 0 | 0 | 0 | 0 | 0 | 0 | 0 | 0 | 0 | 0 | 0
Warehouse_New_Solar Pool Heater_TRC | Ach | Warehouse | Miscellaneous | Pool pump | TRC | New | EN2029 | Solar Pool Heater | Solar Pool Heater | Equip | 15 | Pool pump | 0% | Prescriptive_all | 86.11% | 0 | 0 | 0 | 0 | 0 | 0 | 0 | 0 | 0 | 0 | 0 | 0 | 0 | 0 | 0 | 0 | 0 | 0 | 0 | 0 | 0 | 0 | 0 | 0 | 0 | 0 | 0 | 0 | 0 | 0 | 0 | 0 | 0 | 0 | 0 | 0 | 0 | 0 | 0 | 0
Warehouse_New_Retro-Commissioning_TRC | Ach | Warehouse | Space Heating | Packaged central unit | TRC | New | NN5351 | Retro-Commissioning | Retro-Commissioning | NonEquip | 5 |  | 0% | Custom_improvement | 16% | 0 | 0 | 0 | 0 | 0 | 0 | 0 | 0 | 0 | 0 | 0 | 0 | 0 | 0 | 0 | 0 | 0 | 0 | 0 | 0 | 0 | 0 | 0 | 0 | 0 | 0 | 0 | 0 | 0 | 0 | 0 | 0 | 0 | 0 | 0 | 0 | 0 | 0 | 0 | 0
Warehouse_New_Duct Sealing Repair_TRC | Ach | Warehouse | Space Heating | Packaged central unit | TRC | New | NN3557 | Duct Sealing Repair | Duct Sealing Repair | NonEquip | 15 |  | 0% | Prescriptive_all | 12% | 0 | 0 | 0 | 0 | 0 | 0 | 0 | 0 | 0 | 0 | 0 | 0 | 0 | 0 | 0 | 0 | 0 | 0 | 0 | 0 | 0 | 0 | 0 | 0 | 0 | 0 | 0 | 0 | 0 | 0 | 0 | 0 | 0 | 0 | 0 | 0 | 0 | 0 | 0 | 0
Warehouse_New_Ceiling Insulation(R2 to R38)_TRC | Ach | Warehouse | Space Heating | Packaged central unit | TRC | New | NN3193 | Ceiling Insulation(R2 to R38) | Ceiling Insulation(R2 to R38) | NonEquip | 20 |  | 0% | Prescriptive_all | 47.16% | 0 | 0 | 0 | 0 | 0 | 0 | 0 | 0 | 0 | 0 | 0 | 0 | 0 | 0 | 0 | 0 | 0 | 0 | 0 | 0 | 0 | 0 | 0 | 0 | 0 | 0 | 0 | 0 | 0 | 0 | 0 | 0 | 0 | 0 | 0 | 0 | 0 | 0 | 0 | 0
Warehouse_Existing_Retro-Commissioning_TRC | Ach | Warehouse | Space Heating | Packaged central unit | TRC | Existing | NE5338 | Retro-Commissioning | Retro-Commissioning | NonEquip | 5 |  | 21.99% | Custom_improvement_existing | 16% | 609.3305 | 611.7639 | 614.8146 | 619.6155 | 624.8357 | 629.5093 | 634.134 | 637.9452 | 641.547 | 644.3096 | 609.3305 | 1221.0944 | 1835.909 | 2455.5245 | 3080.3601 | 3709.8694 | 4344.0034 | 4981.9486 | 5623.4957 | 6267.8052 | 0 | 0 | 0 | 0 | 0 | 0 | 0 | 0 | 0 | 0 | 0.31583 | 0.63293 | 0.95161 | 1.2728 | 1.5966 | 1.9229 | 2.2516 | 2.5823 | 2.9148 | 3.2488
Warehouse_Existing_Wall Insulation_TRC | Ach | Warehouse | Space Heating | Packaged central unit | TRC | Existing | NE4246 | Wall Insulation | Wall Insulation | NonEquip | 20 |  | 0% | Prescriptive_all_existing | 2.852% | 0 | 0 | 0 | 0 | 0 | 0 | 0 | 0 | 0 | 0 | 0 | 0 | 0 | 0 | 0 | 0 | 0 | 0 | 0 | 0 | 0 | 0 | 0 | 0 | 0 | 0 | 0 | 0 | 0 | 0 | 0 | 0 | 0 | 0 | 0 | 0 | 0 | 0 | 0 | 0
Warehouse_Existing_Duct Sealing Repair_TRC | Ach | Warehouse | Space Heating | Packaged central unit | TRC | Existing | NE3544 | Duct Sealing Repair | Duct Sealing Repair | NonEquip | 15 |  | 0% | Prescriptive_all_existing | 12% | 0 | 0 | 0 | 0 | 0 | 0 | 0 | 0 | 0 | 0 | 0 | 0 | 0 | 0 | 0 | 0 | 0 | 0 | 0 | 0 | 0 | 0 | 0 | 0 | 0 | 0 | 0 | 0 | 0 | 0 | 0 | 0 | 0 | 0 | 0 | 0 | 0 | 0 | 0 | 0
Warehouse_Existing_Ceiling Insulation(R2 to R38)_TRC | Ach | Warehouse | Space Heating | Packaged central unit | TRC | Existing | NE3180 | Ceiling Insulation(R2 to R38) | Ceiling Insulation(R2 to R38) | NonEquip | 20 |  | 0% | Prescriptive_all_existing | 52.04% | 0 | 0 | 0 | 0 | 0 | 0 | 0 | 0 | 0 | 0 | 0 | 0 | 0 | 0 | 0 | 0 | 0 | 0 | 0 | 0 | 0 | 0 | 0 | 0 | 0 | 0 | 0 | 0 | 0 | 0 | 0 | 0 | 0 | 0 | 0 | 0 | 0 | 0 | 0 | 0
Warehouse_New_Retro-Commissioning_TRC | Ach | Warehouse | Space Cooling | Packaged air conditioning units (RTUs) | TRC | New | NN5377 | Retro-Commissioning | Retro-Commissioning | NonEquip | 5 |  | 0% | Custom_improvement | 16% | 0 | 0 | 0 | 0 | 0 | 0 | 0 | 0 | 0 | 0 | 0 | 0 | 0 | 0 | 0 | 0 | 0 | 0 | 0 | 0 | 0 | 0 | 0 | 0 | 0 | 0 | 0 | 0 | 0 | 0 | 0 | 0 | 0 | 0 | 0 | 0 | 0 | 0 | 0 | 0
Warehouse_New_Duct Sealing Repair_TRC | Ach | Warehouse | Space Cooling | Packaged air conditioning units (RTUs) | TRC | New | NN3531 | Duct Sealing Repair | Duct Sealing Repair | NonEquip | 15 |  | 0% | Prescriptive_all | 12% | 0 | 0 | 0 | 0 | 0 | 0 | 0 | 0 | 0 | 0 | 0 | 0 | 0 | 0 | 0 | 0 | 0 | 0 | 0 | 0 | 0 | 0 | 0 | 0 | 0 | 0 | 0 | 0 | 0 | 0 | 0 | 0 | 0 | 0 | 0 | 0 | 0 | 0 | 0 | 0
Warehouse_New_Chilled Water System - Variable Speed Drives_TRC | Ach | Warehouse | Space Cooling | Packaged air conditioning units (RTUs) | TRC | New | NN3323 | Chilled Water System - Variable Speed Drives | Chilled Water System - Variable Speed Drives | NonEquip | 13 | Central chillers inside | 0% | Prescriptive_all | 24.74% | 0 | 0 | 0 | 0 | 0 | 0 | 0 | 0 | 0 | 0 | 0 | 0 | 0 | 0 | 0 | 0 | 0 | 0 | 0 | 0 | 0 | 0 | 0 | 0 | 0 | 0 | 0 | 0 | 0 | 0 | 0 | 0 | 0 | 0 | 0 | 0 | 0 | 0 | 0 | 0
Warehouse_New_Ceiling Insulation(R2 to R38)_TRC | Ach | Warehouse | Space Cooling | Packaged air conditioning units (RTUs) | TRC | New | NN3219 | Ceiling Insulation(R2 to R38) | Ceiling Insulation(R2 to R38) | NonEquip | 20 |  | 0% | Prescriptive_all | 94.74% | 0 | 0 | 0 | 0 | 0 | 0 | 0 | 0 | 0 | 0 | 0 | 0 | 0 | 0 | 0 | 0 | 0 | 0 | 0 | 0 | 0 | 0 | 0 | 0 | 0 | 0 | 0 | 0 | 0 | 0 | 0 | 0 | 0 | 0 | 0 | 0 | 0 | 0 | 0 | 0
Warehouse_Existing_Retro-Commissioning_TRC | Ach | Warehouse | Space Cooling | Packaged air conditioning units (RTUs) | TRC | Existing | NE5364 | Retro-Commissioning | Retro-Commissioning | NonEquip | 5 |  | 21.99% | Custom_improvement_existing | 16% | 2572.869 | 3738.8506 | 5314.1718 | 7235.5623 | 9208.6187 | 10646.0382 | 10829.4427 | 9393.4685 | 6836.3223 | 4210.587 | 2572.869 | 6311.7196 | 11625.8914 | 18861.4537 | 28070.0724 | 38716.1106 | 49545.5532 | 58939.0217 | 65775.3439 | 69985.9309 | 0.43014 | 1.0552 | 1.9436 | 3.1533 | 4.6928 | 6.4726 | 8.2831 | 9.8535 | 10.9964 | 11.7004 | 0 | 0 | 0 | 0 | 0 | 0 | 0 | 0 | 0 | 0
Warehouse_Existing_Wall Insulation_TRC | Ach | Warehouse | Space Cooling | Packaged air conditioning units (RTUs) | TRC | Existing | NE4220 | Wall Insulation | Wall Insulation | NonEquip | 20 |  | 0% | Prescriptive_all_existing | 50.52% | 0 | 0 | 0 | 0 | 0 | 0 | 0 | 0 | 0 | 0 | 0 | 0 | 0 | 0 | 0 | 0 | 0 | 0 | 0 | 0 | 0 | 0 | 0 | 0 | 0 | 0 | 0 | 0 | 0 | 0 | 0 | 0 | 0 | 0 | 0 | 0 | 0 | 0 | 0 | 0
Warehouse_Existing_Duct Sealing Repair_TRC | Ach | Warehouse | Space Cooling | Packaged air conditioning units (RTUs) | TRC | Existing | NE3518 | Duct Sealing Repair | Duct Sealing Repair | NonEquip | 15 |  | 0% | Prescriptive_all_existing | 12% | 0 | 0 | 0 | 0 | 0 | 0 | 0 | 0 | 0 | 0 | 0 | 0 | 0 | 0 | 0 | 0 | 0 | 0 | 0 | 0 | 0 | 0 | 0 | 0 | 0 | 0 | 0 | 0 | 0 | 0 | 0 | 0 | 0 | 0 | 0 | 0 | 0 | 0 | 0 | 0
Warehouse_Existing_Chilled Water System - Variable Speed Drives_TRC | Ach | Warehouse | Space Cooling | Packaged air conditioning units (RTUs) | TRC | Existing | NE3310 | Chilled Water System - Variable Speed Drives | Chilled Water System - Variable Speed Drives | NonEquip | 13 | Central chillers inside | 0% | Prescriptive_all_existing | 24.74% | 0 | 0 | 0 | 0 | 0 | 0 | 0 | 0 | 0 | 0 | 0 | 0 | 0 | 0 | 0 | 0 | 0 | 0 | 0 | 0 | 0 | 0 | 0 | 0 | 0 | 0 | 0 | 0 | 0 | 0 | 0 | 0 | 0 | 0 | 0 | 0 | 0 | 0 | 0 | 0
Warehouse_Existing_Ceiling Insulation(R2 to R38)_TRC | Ach | Warehouse | Space Cooling | Packaged air conditioning units (RTUs) | TRC | Existing | NE3206 | Ceiling Insulation(R2 to R38) | Ceiling Insulation(R2 to R38) | NonEquip | 20 |  | 0% | Prescriptive_all_existing | 94.74% | 0 | 0 | 0 | 0 | 0 | 0 | 0 | 0 | 0 | 0 | 0 | 0 | 0 | 0 | 0 | 0 | 0 | 0 | 0 | 0 | 0 | 0 | 0 | 0 | 0 | 0 | 0 | 0 | 0 | 0 | 0 | 0 | 0 | 0 | 0 | 0 | 0 | 0 | 0 | 0
Warehouse_New_Retro-Commissioning_TRC | Ach | Warehouse | Interior Lighting | Overhead (fluorescent/LED/CFL U-shape) | TRC | New | NN5273 | Retro-Commissioning | Retro-Commissioning | NonEquip | 5 |  | 0% | Custom_improvement | 16% | 0 | 0 | 0 | 0 | 0 | 0 | 0 | 0 | 0 | 0 | 0 | 0 | 0 | 0 | 0 | 0 | 0 | 0 | 0 | 0 | 0 | 0 | 0 | 0 | 0 | 0 | 0 | 0 | 0 | 0 | 0 | 0 | 0 | 0 | 0 | 0 | 0 | 0 | 0 | 0
Warehouse_New_Interior Lighting Controls_TRC | Ach | Warehouse | Interior Lighting | Overhead (fluorescent/LED/CFL U-shape) | TRC | New | NN4441 | Interior Lighting Controls | Interior Lighting Controls | NonEquip | 8 | Overhead (fluorescent/LED/CFL U-shape) | 37.72% | Prescriptive_lighting control | 28% | 632.5786 | 955.3133 | 1511.4383 | 2225.7972 | 2942.6083 | 2790.921 | 2177.537 | 1332.9127 | 650.8912 | 268.2559 | 632.5786 | 1587.8919 | 3099.3303 | 5325.1274 | 8267.7357 | 11058.6567 | 13236.1937 | 14569.1064 | 15219.9976 | 15488.2534 | 0 | 0 | 0 | 0 | 0 | 0 | 0 | 0 | 0 | 0 | 0 | 0 | 0 | 0 | 0 | 0 | 0 | 0 | 0 | 0
Warehouse_Existing_Retro-Commissioning_TRC | Ach | Warehouse | Interior Lighting | Overhead (fluorescent/LED/CFL U-shape) | TRC | Existing | NE5260 | Retro-Commissioning | Retro-Commissioning | NonEquip | 5 |  | 21.99% | Custom_improvement_existing | 16% | 2914.0559 | 2918.8701 | 2933.4257 | 2956.332 | 2981.2387 | 3003.5378 | 3025.6031 | 3043.7876 | 3060.9726 | 3074.1534 | 2914.0559 | 5832.926 | 8766.3517 | 11722.6837 | 14703.9224 | 17707.4602 | 20733.0633 | 23776.8509 | 26837.8235 | 29911.977 | 0.48718 | 0.97516 | 1.4656 | 1.9598 | 2.4582 | 2.9604 | 3.4662 | 3.9751 | 4.4868 | 5.0007 | 1.5104 | 3.0234 | 4.5439 | 6.0762 | 7.6215 | 9.1783 | 10.7466 | 12.3242 | 13.9108 | 15.5043
Warehouse_Existing_Interior Lighting Controls_TRC | Ach | Warehouse | Interior Lighting | Overhead (fluorescent/LED/CFL U-shape) | TRC | Existing | NE4428 | Interior Lighting Controls | Interior Lighting Controls | NonEquip | 8 | Overhead (fluorescent/LED/CFL U-shape) | 37.72% | Prescriptive_lighting control_existing | 28% | 12567.6658 | 19081.1988 | 27856.5936 | 38099.1517 | 47039.0585 | 49965.2727 | 43396.3354 | 29618.9524 | 15960.2283 | 7162.3182 | 12567.6658 | 31648.8645 | 59505.4581 | 97604.6098 | 144643.6683 | 194608.9409 | 238005.2764 | 267624.2288 | 283584.4571 | 290746.7752 | 0 | 0 | 0 | 0 | 0 | 0 | 0 | 0 | 0 | 0 | 0 | 0 | 0 | 0 | 0 | 0 | 0 | 0 | 0 | 0
Warehouse_Turnover_Premium T8 - Fixture Replacement_TRC | Ach | Warehouse | Interior Lighting | Overhead (fluorescent/LED/CFL U-shape) | TRC | Turnover | ET1769 | Premium T8 - Fixture Replacement | Premium T8 - Fixture Replacement | Equip | 8 | Overhead (fluorescent/LED/CFL U-shape) | 24.1% | Prescriptive_lighting | 12.5% | 12526.9306 | 13010.3658 | 12275.2789 | 9254.6679 | 5467.548 | 2623.0247 | 1098.9643 | 429.3297 | 162.9446 | 60.0483 | 12526.9306 | 25537.2964 | 37812.5753 | 47067.2432 | 52534.7912 | 55157.8158 | 56256.7801 | 56686.1098 | 56849.0544 | 56909.1027 | 3.0366 | 6.1903 | 9.1659 | 11.4093 | 12.7346 | 13.3705 | 13.6369 | 13.7409 | 13.7804 | 13.795 | 0.69466 | 1.4161 | 2.0968 | 2.61 | 2.9132 | 3.0587 | 3.1196 | 3.1434 | 3.1524 | 3.1558
Warehouse_New_Premium T8 - Fixture Replacement_TRC | Ach | Warehouse | Interior Lighting | Overhead (fluorescent/LED/CFL U-shape) | TRC | New | EN1795 | Premium T8 - Fixture Replacement | Premium T8 - Fixture Replacement | Equip | 8 | Overhead (fluorescent/LED/CFL U-shape) | 0% | Prescriptive_lighting | 12.5% | 0 | 0 | 0 | 0 | 0 | 0 | 0 | 0 | 0 | 0 | 0 | 0 | 0 | 0 | 0 | 0 | 0 | 0 | 0 | 0 | 0 | 0 | 0 | 0 | 0 | 0 | 0 | 0 | 0 | 0 | 0 | 0 | 0 | 0 | 0 | 0 | 0 | 0 | 0 | 0
Warehouse_New_Retro-Commissioning_TRC | Ach | Warehouse | Miscellaneous | Others | TRC | New | NN5455 | Retro-Commissioning | Retro-Commissioning | NonEquip | 5 |  | 0% | Custom_improvement | 16% | 0 | 0 | 0 | 0 | 0 | 0 | 0 | 0 | 0 | 0 | 0 | 0 | 0 | 0 | 0 | 0 | 0 | 0 | 0 | 0 | 0 | 0 | 0 | 0 | 0 | 0 | 0 | 0 | 0 | 0 | 0 | 0 | 0 | 0 | 0 | 0 | 0 | 0 | 0 | 0
Warehouse_New_VSD Controlled Compressor_TRC | Ach | Warehouse | Miscellaneous | Others | TRC | New | NN4545 | VSD Controlled Compressor | VSD Controlled Compressor | NonEquip | 15 | Others | 36.99% | Prescriptive_ECM | 20.79% | 244.9424 | 393.999 | 681.8413 | 1147.1735 | 1847.3096 | 2336.6539 | 2718.3039 | 2758.7774 | 2344.8688 | 1596.0573 | 244.9424 | 638.9414 | 1320.7827 | 2467.9562 | 4315.2658 | 6651.9197 | 9370.2236 | 12129.001 | 14473.8698 | 16069.9272 | 0.036933 | 0.096342 | 0.19915 | 0.37213 | 0.65067 | 1.003 | 1.4129 | 1.8289 | 2.1824 | 2.4231 | 0.017286 | 0.045092 | 0.093212 | 0.17417 | 0.30454 | 0.46945 | 0.66129 | 0.85598 | 1.0215 | 1.1341
Warehouse_New_Engine Block Timer_TRC | Ach | Warehouse | Miscellaneous | Others | TRC | New | NN4493 | Engine Block Timer | Engine Block Timer | NonEquip | 5 | Others | 0% | Prescriptive_ECM | 36% | 0 | 0 | 0 | 0 | 0 | 0 | 0 | 0 | 0 | 0 | 0 | 0 | 0 | 0 | 0 | 0 | 0 | 0 | 0 | 0 | 0 | 0 | 0 | 0 | 0 | 0 | 0 | 0 | 0 | 0 | 0 | 0 | 0 | 0 | 0 | 0 | 0 | 0 | 0 | 0
Warehouse_Existing_Retro-Commissioning_TRC | Ach | Warehouse | Miscellaneous | Others | TRC | Existing | NE5442 | Retro-Commissioning | Retro-Commissioning | NonEquip | 5 |  | 21.99% | Custom_improvement_existing | 16% | 2157.121 | 2290.4153 | 2301.837 | 2319.8113 | 2339.3555 | 2356.8534 | 2374.1679 | 2388.4371 | 2401.9221 | 2412.2649 | 2157.121 | 4447.5363 | 6749.3733 | 9069.1846 | 11408.5401 | 13765.3935 | 16139.5613 | 18527.9984 | 20929.9205 | 23342.1854 | 0.36063 | 0.74355 | 1.1284 | 1.5162 | 1.9073 | 2.3013 | 2.6982 | 3.0975 | 3.4991 | 3.9024 | 1.1181 | 2.3053 | 3.4984 | 4.7008 | 5.9134 | 7.135 | 8.3656 | 9.6036 | 10.8486 | 12.0989
Warehouse_Existing_VSD Controlled Compressor_TRC | Ach | Warehouse | Miscellaneous | Others | TRC | Existing | NE4532 | VSD Controlled Compressor | VSD Controlled Compressor | NonEquip | 15 | Others | 7.399% | Prescriptive_ECM_existing | 20.79% | 737.4507 | 1245.1297 | 1959.9394 | 3020.9068 | 4481.0393 | 6251.5051 | 7947.3471 | 8800.1689 | 8069.0978 | 5854.8148 | 737.4507 | 1982.5804 | 3942.5198 | 6963.4266 | 11444.4658 | 17695.971 | 25643.318 | 34443.4869 | 42512.5847 | 48367.3996 | 0.1112 | 0.29894 | 0.59447 | 1.05 | 1.7256 | 2.6683 | 3.8666 | 5.1935 | 6.4102 | 7.293 | 0.052044 | 0.13992 | 0.27824 | 0.49143 | 0.80767 | 1.2489 | 1.8097 | 2.4308 | 3.0002 | 3.4134
Warehouse_Existing_Engine Block Timer_TRC | Ach | Warehouse | Miscellaneous | Others | TRC | Existing | NE4480 | Engine Block Timer | Engine Block Timer | NonEquip | 5 | Others | 0% | Prescriptive_ECM_existing | 36% | 0 | 0 | 0 | 0 | 0 | 0 | 0 | 0 | 0 | 0 | 0 | 0 | 0 | 0 | 0 | 0 | 0 | 0 | 0 | 0 | 0 | 0 | 0 | 0 | 0 | 0 | 0 | 0 | 0 | 0 | 0 | 0 | 0 | 0 | 0 | 0 | 0 | 0 | 0 | 0
Warehouse_Turnover_Efficient Battery Charger_TRC | Ach | Warehouse | Miscellaneous | Others | TRC | Turnover | ET1847 | Efficient Battery Charger | Efficient Battery Charger | Equip | 7 | Others | 17.92% | Prescriptive_all | 13.68% | 3332.0403 | 4789.5149 | 7223.7287 | 10317.1531 | 13498.1701 | 15505.8355 | 14846.1919 | 11295.5851 | 6731.7519 | 3255.9029 | 3332.0403 | 8121.5551 | 15345.2838 | 25662.437 | 39160.607 | 54666.4425 | 69512.6343 | 80808.2194 | 87539.9714 | 90795.8743 | 1.8258 | 4.4502 | 8.4084 | 14.0616 | 21.4579 | 29.9542 | 38.0891 | 44.2785 | 47.9671 | 49.7512 | 0 | 0 | 0 | 0 | 0 | 0 | 0 | 0 | 0 | 0
Warehouse_New_Efficient Battery Charger_TRC | Ach | Warehouse | Miscellaneous | Others | TRC | New | EN1873 | Efficient Battery Charger | Efficient Battery Charger | Equip | 7 | Others | 17.92% | Prescriptive_all | 13.68% | 155.5086 | 241.899 | 396.7163 | 612.1248 | 860.4231 | 884.2841 | 762.1734 | 521.1976 | 282.1281 | 125.6181 | 155.5086 | 397.4076 | 794.1239 | 1406.2487 | 2266.6718 | 3150.9558 | 3913.1293 | 4434.3268 | 4716.455 | 4842.073 | 0.08521 | 0.21776 | 0.43514 | 0.77055 | 1.242 | 1.7266 | 2.1442 | 2.4298 | 2.5844 | 2.6532 | 0 | 0 | 0 | 0 | 0 | 0 | 0 | 0 | 0 | 0
Warehouse_New_Network PC Power Management_TRC | Ach | Warehouse | Office Equipment | Other office | TRC | New | NN4571 | Network PC Power Management | Network PC Power Management | NonEquip | 5 | Computers | 0% | Prescriptive_all | 56.5% | 0 | 0 | 0 | 0 | 0 | 0 | 0 | 0 | 0 | 0 | 0 | 0 | 0 | 0 | 0 | 0 | 0 | 0 | 0 | 0 | 0 | 0 | 0 | 0 | 0 | 0 | 0 | 0 | 0 | 0 | 0 | 0 | 0 | 0 | 0 | 0 | 0 | 0 | 0 | 0
Warehouse_Existing_Network PC Power Management_TRC | Ach | Warehouse | Office Equipment | Other office | TRC | Existing | NE4558 | Network PC Power Management | Network PC Power Management | NonEquip | 5 | Computers | 0% | Prescriptive_all_existing | 56.5% | 0 | 0 | 0 | 0 | 0 | 0 | 0 | 0 | 0 | 0 | 0 | 0 | 0 | 0 | 0 | 0 | 0 | 0 | 0 | 0 | 0 | 0 | 0 | 0 | 0 | 0 | 0 | 0 | 0 | 0 | 0 | 0 | 0 | 0 | 0 | 0 | 0 | 0 | 0 | 0
Warehouse_Turnover_Energy Star Uninterruptable Power Supply_TRC | Ach | Warehouse | Office Equipment | Other office | TRC | Turnover | ET2270 | Energy Star Uninterruptable Power Supply | Energy Star Uninterruptable Power Supply | Equip | 10 | Other office | 0% | Prescriptive_all | 1.878% | 0 | 0 | 0 | 0 | 0 | 0 | 0 | 0 | 0 | 0 | 0 | 0 | 0 | 0 | 0 | 0 | 0 | 0 | 0 | 0 | 0 | 0 | 0 | 0 | 0 | 0 | 0 | 0 | 0 | 0 | 0 | 0 | 0 | 0 | 0 | 0 | 0 | 0 | 0 | 0
Warehouse_New_Energy Star Uninterruptable Power Supply_TRC | Ach | Warehouse | Office Equipment | Other office | TRC | New | EN2296 | Energy Star Uninterruptable Power Supply | Energy Star Uninterruptable Power Supply | Equip | 10 | Other office | 0% | Prescriptive_all | 1.878% | 0 | 0 | 0 | 0 | 0 | 0 | 0 | 0 | 0 | 0 | 0 | 0 | 0 | 0 | 0 | 0 | 0 | 0 | 0 | 0 | 0 | 0 | 0 | 0 | 0 | 0 | 0 | 0 | 0 | 0 | 0 | 0 | 0 | 0 | 0 | 0 | 0 | 0 | 0 | 0
Warehouse_New_Retro-Commissioning_TRC | Ach | Warehouse | Ventilation and Circulation | Motor/Fan | TRC | New | NN5403 | Retro-Commissioning | Retro-Commissioning | NonEquip | 5 |  | 0% | Custom_improvement | 16% | 0 | 0 | 0 | 0 | 0 | 0 | 0 | 0 | 0 | 0 | 0 | 0 | 0 | 0 | 0 | 0 | 0 | 0 | 0 | 0 | 0 | 0 | 0 | 0 | 0 | 0 | 0 | 0 | 0 | 0 | 0 | 0 | 0 | 0 | 0 | 0 | 0 | 0 | 0 | 0
Warehouse_New_Demand Controlled Ventilation_TRC | Ach | Warehouse | Ventilation and Circulation | Motor/Fan | TRC | New | NN4961 | Demand Controlled Ventilation | Demand Controlled Ventilation | NonEquip | 10 |  | 23.39% | Prescriptive_all | 50% | 0.019286 | 0.0295 | 0.047553 | 0.07208 | 0.099468 | 0.10031 | 0.084853 | 0.057026 | 0.030416 | 0.013375 | 0.019286 | 0.048786 | 0.09634 | 0.16842 | 0.26789 | 0.3682 | 0.45305 | 0.51008 | 0.54049 | 0.55387 | 2.008e-06 | 5.0794e-06 | 1.003e-05 | 1.7535e-05 | 2.7891e-05 | 3.8335e-05 | 4.7169e-05 | 5.3107e-05 | 5.6273e-05 | 5.7666e-05 | 1.1305e-05 | 2.8597e-05 | 5.6471e-05 | 9.8722e-05 | 0.00015703 | 0.00021583 | 0.00026556 | 0.00029899 | 0.00031682 | 0.00032466
Warehouse_Existing_Retro-Commissioning_TRC | Ach | Warehouse | Ventilation and Circulation | Motor/Fan | TRC | Existing | NE5390 | Retro-Commissioning | Retro-Commissioning | NonEquip | 5 |  | 21.99% | Custom_improvement_existing | 16% | 0.05385 | 0.053197 | 0.053462 | 0.053879 | 0.054333 | 0.05474 | 0.055142 | 0.055473 | 0.055787 | 0.056027 | 0.05385 | 0.10705 | 0.16051 | 0.21439 | 0.26872 | 0.32346 | 0.3786 | 0.43408 | 0.48986 | 0.54589 | 9.0027e-06 | 1.7896e-05 | 2.6834e-05 | 3.5842e-05 | 4.4925e-05 | 5.4077e-05 | 6.3296e-05 | 7.257e-05 | 8.1896e-05 | 9.1263e-05 | 2.7912e-05 | 5.5485e-05 | 8.3196e-05 | 0.00011112 | 0.00013929 | 0.00016766 | 0.00019624 | 0.00022499 | 0.00025391 | 0.00028295
Warehouse_Existing_Demand Controlled Ventilation_TRC | Ach | Warehouse | Ventilation and Circulation | Motor/Fan | TRC | Existing | NE4948 | Demand Controlled Ventilation | Demand Controlled Ventilation | NonEquip | 10 |  | 23.39% | Prescriptive_all_existing | 50% | 0.31122 | 0.47177 | 0.70167 | 0.98825 | 1.275 | 1.4423 | 1.3601 | 1.0193 | 0.59837 | 0.28512 | 0.31122 | 0.78299 | 1.4847 | 2.4729 | 3.7479 | 5.1903 | 6.5504 | 7.5696 | 8.168 | 8.4531 | 3.2403e-05 | 8.1521e-05 | 0.00015458 | 0.00025747 | 0.00039021 | 0.00054038 | 0.00068199 | 0.00078811 | 0.00085041 | 0.00088009 | 0.00018243 | 0.00045896 | 0.00087026 | 0.0014495 | 0.0021969 | 0.0030424 | 0.0038396 | 0.0044371 | 0.0047878 | 0.0049549
Warehouse_Turnover_High Speed Fans_TRC | Ach | Warehouse | Ventilation and Circulation | Motor/Fan | TRC | Turnover | ET2699 | High Speed Fans | High Speed Fans | Equip | 7 | Motor/Fan | 14.03% | Prescriptive_ECM | 10.99% | 0.011591 | 0.01699 | 0.026689 | 0.041051 | 0.060766 | 0.084715 | 0.10761 | 0.11905 | 0.10905 | 0.079035 | 0.011591 | 0.028581 | 0.05527 | 0.096321 | 0.15709 | 0.2418 | 0.34941 | 0.46846 | 0.5775 | 0.65654 | 1.6132e-06 | 3.978e-06 | 7.6926e-06 | 1.3406e-05 | 2.1864e-05 | 3.3655e-05 | 4.8632e-05 | 6.5201e-05 | 8.0379e-05 | 9.1379e-05 | 1.4779e-07 | 3.6442e-07 | 7.0471e-07 | 1.2281e-06 | 2.0029e-06 | 3.083e-06 | 4.455e-06 | 5.9729e-06 | 7.3633e-06 | 8.371e-06
Warehouse_New_High Speed Fans_TRC | Ach | Warehouse | Ventilation and Circulation | Motor/Fan | TRC | New | EN2725 | High Speed Fans | High Speed Fans | Equip | 7 | Motor/Fan | 14.03% | Prescriptive_ECM | 10.99% | 0.001136 | 0.001802 | 0.003078 | 0.0051147 | 0.0081342 | 0.010146 | 0.011601 | 0.011535 | 0.0095974 | 0.0064035 | 0.001136 | 0.002938 | 0.006016 | 0.011131 | 0.019265 | 0.02941 | 0.041011 | 0.052547 | 0.062144 | 0.068548 | 1.5811e-07 | 4.0893e-07 | 8.3733e-07 | 1.5492e-06 | 2.6813e-06 | 4.0934e-06 | 5.7081e-06 | 7.3136e-06 | 8.6494e-06 | 9.5407e-06 | 1.4484e-08 | 3.7461e-08 | 7.6706e-08 | 1.4192e-07 | 2.4563e-07 | 3.7499e-07 | 5.2291e-07 | 6.6999e-07 | 7.9236e-07 | 8.74e-07
Warehouse_New_Retro-Commissioning_TRC | Ach | Warehouse | Miscellaneous | Medical equipment | TRC | New | NN5455 | Retro-Commissioning | Retro-Commissioning | NonEquip | 5 |  | 0% | Custom_improvement | 16% | 0 | 0 | 0 | 0 | 0 | 0 | 0 | 0 | 0 | 0 | 0 | 0 | 0 | 0 | 0 | 0 | 0 | 0 | 0 | 0 | 0 | 0 | 0 | 0 | 0 | 0 | 0 | 0 | 0 | 0 | 0 | 0 | 0 | 0 | 0 | 0 | 0 | 0 | 0 | 0
Warehouse_New_VSD Controlled Compressor_TRC | Ach | Warehouse | Miscellaneous | Medical equipment | TRC | New | NN4545 | VSD Controlled Compressor | VSD Controlled Compressor | NonEquip | 15 | Others | 0% | Prescriptive_ECM | 20.79% | 0 | 0 | 0 | 0 | 0 | 0 | 0 | 0 | 0 | 0 | 0 | 0 | 0 | 0 | 0 | 0 | 0 | 0 | 0 | 0 | 0 | 0 | 0 | 0 | 0 | 0 | 0 | 0 | 0 | 0 | 0 | 0 | 0 | 0 | 0 | 0 | 0 | 0 | 0 | 0
Warehouse_New_Engine Block Timer_TRC | Ach | Warehouse | Miscellaneous | Medical equipment | TRC | New | NN4493 | Engine Block Timer | Engine Block Timer | NonEquip | 5 | Others | 0% | Prescriptive_ECM | 36% | 0 | 0 | 0 | 0 | 0 | 0 | 0 | 0 | 0 | 0 | 0 | 0 | 0 | 0 | 0 | 0 | 0 | 0 | 0 | 0 | 0 | 0 | 0 | 0 | 0 | 0 | 0 | 0 | 0 | 0 | 0 | 0 | 0 | 0 | 0 | 0 | 0 | 0 | 0 | 0
Warehouse_Existing_Retro-Commissioning_TRC | Ach | Warehouse | Miscellaneous | Medical equipment | TRC | Existing | NE5442 | Retro-Commissioning | Retro-Commissioning | NonEquip | 5 |  | 21.99% | Custom_improvement_existing | 16% | 0 | 0 | 0 | 0 | 0 | 0 | 0 | 0 | 0 | 0 | 0 | 0 | 0 | 0 | 0 | 0 | 0 | 0 | 0 | 0 | 0 | 0 | 0 | 0 | 0 | 0 | 0 | 0 | 0 | 0 | 0 | 0 | 0 | 0 | 0 | 0 | 0 | 0 | 0 | 0
Warehouse_Existing_VSD Controlled Compressor_TRC | Ach | Warehouse | Miscellaneous | Medical equipment | TRC | Existing | NE4532 | VSD Controlled Compressor | VSD Controlled Compressor | NonEquip | 15 | Others | 0% | Prescriptive_ECM_existing | 20.79% | 0 | 0 | 0 | 0 | 0 | 0 | 0 | 0 | 0 | 0 | 0 | 0 | 0 | 0 | 0 | 0 | 0 | 0 | 0 | 0 | 0 | 0 | 0 | 0 | 0 | 0 | 0 | 0 | 0 | 0 | 0 | 0 | 0 | 0 | 0 | 0 | 0 | 0 | 0 | 0
Warehouse_Existing_Engine Block Timer_TRC | Ach | Warehouse | Miscellaneous | Medical equipment | TRC | Existing | NE4480 | Engine Block Timer | Engine Block Timer | NonEquip | 5 | Others | 0% | Prescriptive_ECM_existing | 36% | 0 | 0 | 0 | 0 | 0 | 0 | 0 | 0 | 0 | 0 | 0 | 0 | 0 | 0 | 0 | 0 | 0 | 0 | 0 | 0 | 0 | 0 | 0 | 0 | 0 | 0 | 0 | 0 | 0 | 0 | 0 | 0 | 0 | 0 | 0 | 0 | 0 | 0 | 0 | 0
Warehouse_New_Retro-Commissioning_TRC | Ach | Warehouse | Refrigeration | Large cold storage | TRC | New | NN5325 | Retro-Commissioning | Retro-Commissioning | NonEquip | 5 |  | 0% | Custom_improvement | 16% | 0 | 0 | 0 | 0 | 0 | 0 | 0 | 0 | 0 | 0 | 0 | 0 | 0 | 0 | 0 | 0 | 0 | 0 | 0 | 0 | 0 | 0 | 0 | 0 | 0 | 0 | 0 | 0 | 0 | 0 | 0 | 0 | 0 | 0 | 0 | 0 | 0 | 0 | 0 | 0
Warehouse_New_Strip Curtains for Walk-ins_TRC | Ach | Warehouse | Refrigeration | Large cold storage | TRC | New | NN4909 | Strip Curtains for Walk-ins | Strip Curtains for Walk-ins | NonEquip | 4 | Walk-in cooler | 0% | Prescriptive_refrigeration control | 2.115% | 0 | 0 | 0 | 0 | 0 | 0 | 0 | 0 | 0 | 0 | 0 | 0 | 0 | 0 | 0 | 0 | 0 | 0 | 0 | 0 | 0 | 0 | 0 | 0 | 0 | 0 | 0 | 0 | 0 | 0 | 0 | 0 | 0 | 0 | 0 | 0 | 0 | 0 | 0 | 0
Warehouse_New_PSC to ECM Evaporator Fan Motor (Walk-In, Refrigerator)_TRC | Ach | Warehouse | Refrigeration | Large cold storage | TRC | New | NN4857 | PSC to ECM Evaporator Fan Motor (Walk-In, Refrigerator) | PSC to ECM Evaporator Fan Motor (Walk-In, Refrigerator) | NonEquip | 15 | Walk-in cooler | 0% | Prescriptive_ECM | 37.5% | 0 | 0 | 0 | 0 | 0 | 0 | 0 | 0 | 0 | 0 | 0 | 0 | 0 | 0 | 0 | 0 | 0 | 0 | 0 | 0 | 0 | 0 | 0 | 0 | 0 | 0 | 0 | 0 | 0 | 0 | 0 | 0 | 0 | 0 | 0 | 0 | 0 | 0 | 0 | 0
Warehouse_New_PSC to ECM Evaporator Fan Motor (Reach-In)_TRC | Ach | Warehouse | Refrigeration | Large cold storage | TRC | New | NN4831 | PSC to ECM Evaporator Fan Motor (Reach-In) | PSC to ECM Evaporator Fan Motor (Reach-In) | NonEquip | 15 | Display cases | 0% | Prescriptive_ECM | 37.5% | 0 | 0 | 0 | 0 | 0 | 0 | 0 | 0 | 0 | 0 | 0 | 0 | 0 | 0 | 0 | 0 | 0 | 0 | 0 | 0 | 0 | 0 | 0 | 0 | 0 | 0 | 0 | 0 | 0 | 0 | 0 | 0 | 0 | 0 | 0 | 0 | 0 | 0 | 0 | 0
Warehouse_Existing_Retro-Commissioning_TRC | Ach | Warehouse | Refrigeration | Large cold storage | TRC | Existing | NE5312 | Retro-Commissioning | Retro-Commissioning | NonEquip | 5 |  | 21.99% | Custom_improvement_existing | 16% | 12.4546 | 12.5354 | 12.5979 | 12.6963 | 12.8033 | 12.899 | 12.9938 | 13.0719 | 13.1457 | 13.2023 | 12.4546 | 24.99 | 37.5879 | 50.2842 | 63.0875 | 75.9865 | 88.9803 | 102.0522 | 115.1979 | 128.4001 | 0.0020822 | 0.0041779 | 0.006284 | 0.0084066 | 0.010547 | 0.012704 | 0.014876 | 0.017061 | 0.019259 | 0.021466 | 0.0064556 | 0.012953 | 0.019483 | 0.026064 | 0.0327 | 0.039386 | 0.046121 | 0.052897 | 0.05971 | 0.066554
Warehouse_Existing_Strip Curtains for Walk-ins_TRC | Ach | Warehouse | Refrigeration | Large cold storage | TRC | Existing | NE4896 | Strip Curtains for Walk-ins | Strip Curtains for Walk-ins | NonEquip | 4 | Walk-in cooler | 0% | Prescriptive_refrigeration control_existing | 2.115% | 0 | 0 | 0 | 0 | 0 | 0 | 0 | 0 | 0 | 0 | 0 | 0 | 0 | 0 | 0 | 0 | 0 | 0 | 0 | 0 | 0 | 0 | 0 | 0 | 0 | 0 | 0 | 0 | 0 | 0 | 0 | 0 | 0 | 0 | 0 | 0 | 0 | 0 | 0 | 0
Warehouse_Existing_PSC to ECM Evaporator Fan Motor (Walk-In, Refrigerator)_TRC | Ach | Warehouse | Refrigeration | Large cold storage | TRC | Existing | NE4844 | PSC to ECM Evaporator Fan Motor (Walk-In, Refrigerator) | PSC to ECM Evaporator Fan Motor (Walk-In, Refrigerator) | NonEquip | 15 | Walk-in cooler | 0% | Prescriptive_ECM_existing | 37.5% | 0 | 0 | 0 | 0 | 0 | 0 | 0 | 0 | 0 | 0 | 0 | 0 | 0 | 0 | 0 | 0 | 0 | 0 | 0 | 0 | 0 | 0 | 0 | 0 | 0 | 0 | 0 | 0 | 0 | 0 | 0 | 0 | 0 | 0 | 0 | 0 | 0 | 0 | 0 | 0
Warehouse_Existing_PSC to ECM Evaporator Fan Motor (Reach-In)_TRC | Ach | Warehouse | Refrigeration | Large cold storage | TRC | Existing | NE4818 | PSC to ECM Evaporator Fan Motor (Reach-In) | PSC to ECM Evaporator Fan Motor (Reach-In) | NonEquip | 15 | Display cases | 0% | Prescriptive_ECM_existing | 37.5% | 0 | 0 | 0 | 0 | 0 | 0 | 0 | 0 | 0 | 0 | 0 | 0 | 0 | 0 | 0 | 0 | 0 | 0 | 0 | 0 | 0 | 0 | 0 | 0 | 0 | 0 | 0 | 0 | 0 | 0 | 0 | 0 | 0 | 0 | 0 | 0 | 0 | 0 | 0 | 0
Warehouse_Existing_Freezer-Cooler Replacement Gaskets_TRC | Ach | Warehouse | Refrigeration | Large cold storage | TRC | Existing | NE4714 | Freezer-Cooler Replacement Gaskets | Freezer-Cooler Replacement Gaskets | NonEquip | 4 | Display cases | 0% | Prescriptive_refrigeration control_existing | 3.131% | 0 | 0 | 0 | 0 | 0 | 0 | 0 | 0 | 0 | 0 | 0 | 0 | 0 | 0 | 0 | 0 | 0 | 0 | 0 | 0 | 0 | 0 | 0 | 0 | 0 | 0 | 0 | 0 | 0 | 0 | 0 | 0 | 0 | 0 | 0 | 0 | 0 | 0 | 0 | 0
Warehouse_New_Retro-Commissioning_TRC | Ach | Warehouse | Miscellaneous | Laboratory equipment | TRC | New | NN5455 | Retro-Commissioning | Retro-Commissioning | NonEquip | 5 |  | 0% | Custom_improvement | 16% | 0 | 0 | 0 | 0 | 0 | 0 | 0 | 0 | 0 | 0 | 0 | 0 | 0 | 0 | 0 | 0 | 0 | 0 | 0 | 0 | 0 | 0 | 0 | 0 | 0 | 0 | 0 | 0 | 0 | 0 | 0 | 0 | 0 | 0 | 0 | 0 | 0 | 0 | 0 | 0
Warehouse_New_VSD Controlled Compressor_TRC | Ach | Warehouse | Miscellaneous | Laboratory equipment | TRC | New | NN4545 | VSD Controlled Compressor | VSD Controlled Compressor | NonEquip | 15 | Others | 0% | Prescriptive_ECM | 20.79% | 0 | 0 | 0 | 0 | 0 | 0 | 0 | 0 | 0 | 0 | 0 | 0 | 0 | 0 | 0 | 0 | 0 | 0 | 0 | 0 | 0 | 0 | 0 | 0 | 0 | 0 | 0 | 0 | 0 | 0 | 0 | 0 | 0 | 0 | 0 | 0 | 0 | 0 | 0 | 0
Warehouse_New_Engine Block Timer_TRC | Ach | Warehouse | Miscellaneous | Laboratory equipment | TRC | New | NN4493 | Engine Block Timer | Engine Block Timer | NonEquip | 5 | Others | 0% | Prescriptive_ECM | 36% | 0 | 0 | 0 | 0 | 0 | 0 | 0 | 0 | 0 | 0 | 0 | 0 | 0 | 0 | 0 | 0 | 0 | 0 | 0 | 0 | 0 | 0 | 0 | 0 | 0 | 0 | 0 | 0 | 0 | 0 | 0 | 0 | 0 | 0 | 0 | 0 | 0 | 0 | 0 | 0
Warehouse_Existing_Retro-Commissioning_TRC | Ach | Warehouse | Miscellaneous | Laboratory equipment | TRC | Existing | NE5442 | Retro-Commissioning | Retro-Commissioning | NonEquip | 5 |  | 21.99% | Custom_improvement_existing | 16% | 0 | 0 | 0 | 0 | 0 | 0 | 0 | 0 | 0 | 0 | 0 | 0 | 0 | 0 | 0 | 0 | 0 | 0 | 0 | 0 | 0 | 0 | 0 | 0 | 0 | 0 | 0 | 0 | 0 | 0 | 0 | 0 | 0 | 0 | 0 | 0 | 0 | 0 | 0 | 0
Warehouse_Existing_VSD Controlled Compressor_TRC | Ach | Warehouse | Miscellaneous | Laboratory equipment | TRC | Existing | NE4532 | VSD Controlled Compressor | VSD Controlled Compressor | NonEquip | 15 | Others | 0% | Prescriptive_ECM_existing | 20.79% | 0 | 0 | 0 | 0 | 0 | 0 | 0 | 0 | 0 | 0 | 0 | 0 | 0 | 0 | 0 | 0 | 0 | 0 | 0 | 0 | 0 | 0 | 0 | 0 | 0 | 0 | 0 | 0 | 0 | 0 | 0 | 0 | 0 | 0 | 0 | 0 | 0 | 0 | 0 | 0
Warehouse_Existing_Engine Block Timer_TRC | Ach | Warehouse | Miscellaneous | Laboratory equipment | TRC | Existing | NE4480 | Engine Block Timer | Engine Block Timer | NonEquip | 5 | Others | 0% | Prescriptive_ECM_existing | 36% | 0 | 0 | 0 | 0 | 0 | 0 | 0 | 0 | 0 | 0 | 0 | 0 | 0 | 0 | 0 | 0 | 0 | 0 | 0 | 0 | 0 | 0 | 0 | 0 | 0 | 0 | 0 | 0 | 0 | 0 | 0 | 0 | 0 | 0 | 0 | 0 | 0 | 0 | 0 | 0
Warehouse_New_Retro-Commissioning_TRC | Ach | Warehouse | Ventilation and Circulation | Individual room ventilation | TRC | New | NN5403 | Retro-Commissioning | Retro-Commissioning | NonEquip | 5 |  | 0% | Custom_improvement | 16% | 0 | 0 | 0 | 0 | 0 | 0 | 0 | 0 | 0 | 0 | 0 | 0 | 0 | 0 | 0 | 0 | 0 | 0 | 0 | 0 | 0 | 0 | 0 | 0 | 0 | 0 | 0 | 0 | 0 | 0 | 0 | 0 | 0 | 0 | 0 | 0 | 0 | 0 | 0 | 0
Warehouse_New_Demand Controlled Ventilation_TRC | Ach | Warehouse | Ventilation and Circulation | Individual room ventilation | TRC | New | NN4961 | Demand Controlled Ventilation | Demand Controlled Ventilation | NonEquip | 10 |  | 23.39% | Prescriptive_all | 50% | 1.0263 | 1.571 | 2.5354 | 3.8498 | 5.3253 | 5.3858 | 4.5682 | 3.0741 | 1.6375 | 0.71751 | 1.0263 | 2.5973 | 5.1327 | 8.9825 | 14.3078 | 19.6936 | 24.2618 | 27.3359 | 28.9735 | 29.691 | 0.00010685 | 0.00027042 | 0.00053439 | 0.00093521 | 0.0014897 | 0.0020504 | 0.002526 | 0.0028461 | 0.0030166 | 0.0030913 | 0.00060157 | 0.0015224 | 0.0030086 | 0.0052653 | 0.0083867 | 0.011544 | 0.014221 | 0.016023 | 0.016983 | 0.017404
Warehouse_Existing_Retro-Commissioning_TRC | Ach | Warehouse | Ventilation and Circulation | Individual room ventilation | TRC | Existing | NE5390 | Retro-Commissioning | Retro-Commissioning | NonEquip | 5 |  | 21.99% | Custom_improvement_existing | 16% | 2.84 | 2.827 | 2.8411 | 2.8633 | 2.8874 | 2.909 | 2.9304 | 2.948 | 2.9647 | 2.9774 | 2.84 | 5.667 | 8.5082 | 11.3715 | 14.2589 | 17.1679 | 20.0983 | 23.0463 | 26.011 | 28.9884 | 0.0004748 | 0.00094742 | 0.0014224 | 0.0019011 | 0.0023838 | 0.0028702 | 0.0033601 | 0.0038529 | 0.0043486 | 0.0048463 | 0.0014721 | 0.0029374 | 0.00441 | 0.0058942 | 0.0073908 | 0.0088986 | 0.010418 | 0.011946 | 0.013482 | 0.015026
Warehouse_Existing_Demand Controlled Ventilation_TRC | Ach | Warehouse | Ventilation and Circulation | Individual room ventilation | TRC | Existing | NE4948 | Demand Controlled Ventilation | Demand Controlled Ventilation | NonEquip | 10 |  | 23.39% | Prescriptive_all_existing | 50% | 16.4136 | 25.0712 | 37.2889 | 52.5183 | 67.7577 | 76.6501 | 72.2805 | 54.1664 | 31.7992 | 15.1522 | 16.4136 | 41.4848 | 78.7737 | 131.292 | 199.0497 | 275.6998 | 347.9803 | 402.1466 | 433.9458 | 449.098 | 0.0017089 | 0.0043192 | 0.0082015 | 0.013669 | 0.020724 | 0.028704 | 0.03623 | 0.041869 | 0.04518 | 0.046758 | 0.0096211 | 0.024317 | 0.046174 | 0.076959 | 0.11668 | 0.16161 | 0.20397 | 0.23572 | 0.25436 | 0.26325
Warehouse_New_Retro-Commissioning_TRC | Ach | Warehouse | Space Heating | Individual room heating | TRC | New | NN5351 | Retro-Commissioning | Retro-Commissioning | NonEquip | 5 |  | 0% | Custom_improvement | 16% | 0 | 0 | 0 | 0 | 0 | 0 | 0 | 0 | 0 | 0 | 0 | 0 | 0 | 0 | 0 | 0 | 0 | 0 | 0 | 0 | 0 | 0 | 0 | 0 | 0 | 0 | 0 | 0 | 0 | 0 | 0 | 0 | 0 | 0 | 0 | 0 | 0 | 0 | 0 | 0
Warehouse_New_Duct Sealing Repair_TRC | Ach | Warehouse | Space Heating | Individual room heating | TRC | New | NN3557 | Duct Sealing Repair | Duct Sealing Repair | NonEquip | 15 |  | 0% | Prescriptive_all | 12% | 0 | 0 | 0 | 0 | 0 | 0 | 0 | 0 | 0 | 0 | 0 | 0 | 0 | 0 | 0 | 0 | 0 | 0 | 0 | 0 | 0 | 0 | 0 | 0 | 0 | 0 | 0 | 0 | 0 | 0 | 0 | 0 | 0 | 0 | 0 | 0 | 0 | 0 | 0 | 0
Warehouse_New_Ceiling Insulation(R2 to R38)_TRC | Ach | Warehouse | Space Heating | Individual room heating | TRC | New | NN3193 | Ceiling Insulation(R2 to R38) | Ceiling Insulation(R2 to R38) | NonEquip | 20 |  | 0% | Prescriptive_all | 47.16% | 0 | 0 | 0 | 0 | 0 | 0 | 0 | 0 | 0 | 0 | 0 | 0 | 0 | 0 | 0 | 0 | 0 | 0 | 0 | 0 | 0 | 0 | 0 | 0 | 0 | 0 | 0 | 0 | 0 | 0 | 0 | 0 | 0 | 0 | 0 | 0 | 0 | 0 | 0 | 0
Warehouse_Existing_Retro-Commissioning_TRC | Ach | Warehouse | Space Heating | Individual room heating | TRC | Existing | NE5338 | Retro-Commissioning | Retro-Commissioning | NonEquip | 5 |  | 21.99% | Custom_improvement_existing | 16% | 0 | 0 | 0 | 0 | 0 | 0 | 0 | 0 | 0 | 0 | 0 | 0 | 0 | 0 | 0 | 0 | 0 | 0 | 0 | 0 | 0 | 0 | 0 | 0 | 0 | 0 | 0 | 0 | 0 | 0 | 0 | 0 | 0 | 0 | 0 | 0 | 0 | 0 | 0 | 0
Warehouse_Existing_Wall Insulation_TRC | Ach | Warehouse | Space Heating | Individual room heating | TRC | Existing | NE4246 | Wall Insulation | Wall Insulation | NonEquip | 20 |  | 0% | Prescriptive_all_existing | 2.852% | 0 | 0 | 0 | 0 | 0 | 0 | 0 | 0 | 0 | 0 | 0 | 0 | 0 | 0 | 0 | 0 | 0 | 0 | 0 | 0 | 0 | 0 | 0 | 0 | 0 | 0 | 0 | 0 | 0 | 0 | 0 | 0 | 0 | 0 | 0 | 0 | 0 | 0 | 0 | 0
Warehouse_Existing_Duct Sealing Repair_TRC | Ach | Warehouse | Space Heating | Individual room heating | TRC | Existing | NE3544 | Duct Sealing Repair | Duct Sealing Repair | NonEquip | 15 |  | 0% | Prescriptive_all_existing | 12% | 0 | 0 | 0 | 0 | 0 | 0 | 0 | 0 | 0 | 0 | 0 | 0 | 0 | 0 | 0 | 0 | 0 | 0 | 0 | 0 | 0 | 0 | 0 | 0 | 0 | 0 | 0 | 0 | 0 | 0 | 0 | 0 | 0 | 0 | 0 | 0 | 0 | 0 | 0 | 0
Warehouse_Existing_Ceiling Insulation(R2 to R38)_TRC | Ach | Warehouse | Space Heating | Individual room heating | TRC | Existing | NE3180 | Ceiling Insulation(R2 to R38) | Ceiling Insulation(R2 to R38) | NonEquip | 20 |  | 0% | Prescriptive_all_existing | 52.04% | 0 | 0 | 0 | 0 | 0 | 0 | 0 | 0 | 0 | 0 | 0 | 0 | 0 | 0 | 0 | 0 | 0 | 0 | 0 | 0 | 0 | 0 | 0 | 0 | 0 | 0 | 0 | 0 | 0 | 0 | 0 | 0 | 0 | 0 | 0 | 0 | 0 | 0 | 0 | 0
Warehouse_New_Retro-Commissioning_TRC | Ach | Warehouse | Space Cooling | Individual room air conditioners | TRC | New | NN5377 | Retro-Commissioning | Retro-Commissioning | NonEquip | 5 |  | 0% | Custom_improvement | 16% | 0 | 0 | 0 | 0 | 0 | 0 | 0 | 0 | 0 | 0 | 0 | 0 | 0 | 0 | 0 | 0 | 0 | 0 | 0 | 0 | 0 | 0 | 0 | 0 | 0 | 0 | 0 | 0 | 0 | 0 | 0 | 0 | 0 | 0 | 0 | 0 | 0 | 0 | 0 | 0
Warehouse_New_Duct Sealing Repair_TRC | Ach | Warehouse | Space Cooling | Individual room air conditioners | TRC | New | NN3531 | Duct Sealing Repair | Duct Sealing Repair | NonEquip | 15 |  | 0% | Prescriptive_all | 12% | 0 | 0 | 0 | 0 | 0 | 0 | 0 | 0 | 0 | 0 | 0 | 0 | 0 | 0 | 0 | 0 | 0 | 0 | 0 | 0 | 0 | 0 | 0 | 0 | 0 | 0 | 0 | 0 | 0 | 0 | 0 | 0 | 0 | 0 | 0 | 0 | 0 | 0 | 0 | 0
Warehouse_New_Chilled Water System - Variable Speed Drives_TRC | Ach | Warehouse | Space Cooling | Individual room air conditioners | TRC | New | NN3323 | Chilled Water System - Variable Speed Drives | Chilled Water System - Variable Speed Drives | NonEquip | 13 | Central chillers inside | 0% | Prescriptive_all | 24.74% | 0 | 0 | 0 | 0 | 0 | 0 | 0 | 0 | 0 | 0 | 0 | 0 | 0 | 0 | 0 | 0 | 0 | 0 | 0 | 0 | 0 | 0 | 0 | 0 | 0 | 0 | 0 | 0 | 0 | 0 | 0 | 0 | 0 | 0 | 0 | 0 | 0 | 0 | 0 | 0
Warehouse_New_Ceiling Insulation(R2 to R38)_TRC | Ach | Warehouse | Space Cooling | Individual room air conditioners | TRC | New | NN3219 | Ceiling Insulation(R2 to R38) | Ceiling Insulation(R2 to R38) | NonEquip | 20 |  | 0% | Prescriptive_all | 94.74% | 0 | 0 | 0 | 0 | 0 | 0 | 0 | 0 | 0 | 0 | 0 | 0 | 0 | 0 | 0 | 0 | 0 | 0 | 0 | 0 | 0 | 0 | 0 | 0 | 0 | 0 | 0 | 0 | 0 | 0 | 0 | 0 | 0 | 0 | 0 | 0 | 0 | 0 | 0 | 0
Warehouse_Existing_Retro-Commissioning_TRC | Ach | Warehouse | Space Cooling | Individual room air conditioners | TRC | Existing | NE5364 | Retro-Commissioning | Retro-Commissioning | NonEquip | 5 |  | 21.99% | Custom_improvement_existing | 16% | 1700.4678 | 2516.0206 | 3576.1166 | 4869.0964 | 6196.8441 | 7164.1406 | 7287.5608 | 6321.2369 | 4600.432 | 2833.4707 | 1700.4678 | 4216.4884 | 7792.6051 | 12661.7015 | 18858.5456 | 26022.6863 | 33310.247 | 39631.4839 | 44231.9159 | 47065.3866 | 0.28429 | 0.70492 | 1.3028 | 2.1168 | 3.1528 | 4.3505 | 5.5689 | 6.6257 | 7.3948 | 7.8685 | 0 | 0 | 0 | 0 | 0 | 0 | 0 | 0 | 0 | 0
Warehouse_Existing_Wall Insulation_TRC | Ach | Warehouse | Space Cooling | Individual room air conditioners | TRC | Existing | NE4220 | Wall Insulation | Wall Insulation | NonEquip | 20 |  | 0% | Prescriptive_all_existing | 50.52% | 0 | 0 | 0 | 0 | 0 | 0 | 0 | 0 | 0 | 0 | 0 | 0 | 0 | 0 | 0 | 0 | 0 | 0 | 0 | 0 | 0 | 0 | 0 | 0 | 0 | 0 | 0 | 0 | 0 | 0 | 0 | 0 | 0 | 0 | 0 | 0 | 0 | 0 | 0 | 0
Warehouse_Existing_Duct Sealing Repair_TRC | Ach | Warehouse | Space Cooling | Individual room air conditioners | TRC | Existing | NE3518 | Duct Sealing Repair | Duct Sealing Repair | NonEquip | 15 |  | 0% | Prescriptive_all_existing | 12% | 0 | 0 | 0 | 0 | 0 | 0 | 0 | 0 | 0 | 0 | 0 | 0 | 0 | 0 | 0 | 0 | 0 | 0 | 0 | 0 | 0 | 0 | 0 | 0 | 0 | 0 | 0 | 0 | 0 | 0 | 0 | 0 | 0 | 0 | 0 | 0 | 0 | 0 | 0 | 0
Warehouse_Existing_Chilled Water System - Variable Speed Drives_TRC | Ach | Warehouse | Space Cooling | Individual room air conditioners | TRC | Existing | NE3310 | Chilled Water System - Variable Speed Drives | Chilled Water System - Variable Speed Drives | NonEquip | 13 | Central chillers inside | 0% | Prescriptive_all_existing | 24.74% | 0 | 0 | 0 | 0 | 0 | 0 | 0 | 0 | 0 | 0 | 0 | 0 | 0 | 0 | 0 | 0 | 0 | 0 | 0 | 0 | 0 | 0 | 0 | 0 | 0 | 0 | 0 | 0 | 0 | 0 | 0 | 0 | 0 | 0 | 0 | 0 | 0 | 0 | 0 | 0
Warehouse_Existing_Ceiling Insulation(R2 to R38)_TRC | Ach | Warehouse | Space Cooling | Individual room air conditioners | TRC | Existing | NE3206 | Ceiling Insulation(R2 to R38) | Ceiling Insulation(R2 to R38) | NonEquip | 20 |  | 0% | Prescriptive_all_existing | 94.74% | 0 | 0 | 0 | 0 | 0 | 0 | 0 | 0 | 0 | 0 | 0 | 0 | 0 | 0 | 0 | 0 | 0 | 0 | 0 | 0 | 0 | 0 | 0 | 0 | 0 | 0 | 0 | 0 | 0 | 0 | 0 | 0 | 0 | 0 | 0 | 0 | 0 | 0 | 0 | 0
Warehouse_New_Retro-Commissioning_TRC | Ach | Warehouse | Interior Lighting | High bay | TRC | New | NN5273 | Retro-Commissioning | Retro-Commissioning | NonEquip | 5 |  | 0% | Custom_improvement | 16% | 0 | 0 | 0 | 0 | 0 | 0 | 0 | 0 | 0 | 0 | 0 | 0 | 0 | 0 | 0 | 0 | 0 | 0 | 0 | 0 | 0 | 0 | 0 | 0 | 0 | 0 | 0 | 0 | 0 | 0 | 0 | 0 | 0 | 0 | 0 | 0 | 0 | 0 | 0 | 0
Warehouse_New_Interior Lighting Controls_TRC | Ach | Warehouse | Interior Lighting | High bay | TRC | New | NN4441 | Interior Lighting Controls | Interior Lighting Controls | NonEquip | 8 | Overhead (fluorescent/LED/CFL U-shape) | 0% | Prescriptive_lighting control | 28% | 0 | 0 | 0 | 0 | 0 | 0 | 0 | 0 | 0 | 0 | 0 | 0 | 0 | 0 | 0 | 0 | 0 | 0 | 0 | 0 | 0 | 0 | 0 | 0 | 0 | 0 | 0 | 0 | 0 | 0 | 0 | 0 | 0 | 0 | 0 | 0 | 0 | 0 | 0 | 0
Warehouse_Existing_Retro-Commissioning_TRC | Ach | Warehouse | Interior Lighting | High bay | TRC | Existing | NE5260 | Retro-Commissioning | Retro-Commissioning | NonEquip | 5 |  | 21.99% | Custom_improvement_existing | 16% | 9012.5256 | 9032.566 | 9077.6089 | 9148.4932 | 9225.5681 | 9294.5736 | 9362.8556 | 9419.1282 | 9472.3081 | 9513.0966 | 9012.5256 | 18045.0916 | 27122.7004 | 36271.1937 | 45496.7618 | 54791.3354 | 64154.191 | 73573.3192 | 83045.6273 | 92558.7239 | 1.5067 | 3.0168 | 4.5344 | 6.0639 | 7.6062 | 9.1601 | 10.7254 | 12.3001 | 13.8837 | 15.4741 | 4.6715 | 9.3533 | 14.0585 | 18.8004 | 23.5823 | 28.4 | 33.253 | 38.1352 | 43.045 | 47.9759
Warehouse_Existing_Interior Lighting Controls_TRC | Ach | Warehouse | Interior Lighting | High bay | TRC | Existing | NE4428 | Interior Lighting Controls | Interior Lighting Controls | NonEquip | 8 | Overhead (fluorescent/LED/CFL U-shape) | 0% | Prescriptive_lighting control_existing | 28% | 0 | 0 | 0 | 0 | 0 | 0 | 0 | 0 | 0 | 0 | 0 | 0 | 0 | 0 | 0 | 0 | 0 | 0 | 0 | 0 | 0 | 0 | 0 | 0 | 0 | 0 | 0 | 0 | 0 | 0 | 0 | 0 | 0 | 0 | 0 | 0 | 0 | 0 | 0 | 0
Warehouse_New_Retro-Commissioning_TRC | Ach | Warehouse | Space Heating | Forced air furnace | TRC | New | NN5351 | Retro-Commissioning | Retro-Commissioning | NonEquip | 5 |  | 0% | Custom_improvement | 16% | 0 | 0 | 0 | 0 | 0 | 0 | 0 | 0 | 0 | 0 | 0 | 0 | 0 | 0 | 0 | 0 | 0 | 0 | 0 | 0 | 0 | 0 | 0 | 0 | 0 | 0 | 0 | 0 | 0 | 0 | 0 | 0 | 0 | 0 | 0 | 0 | 0 | 0 | 0 | 0
Warehouse_New_Duct Sealing Repair_TRC | Ach | Warehouse | Space Heating | Forced air furnace | TRC | New | NN3557 | Duct Sealing Repair | Duct Sealing Repair | NonEquip | 15 |  | 0% | Prescriptive_all | 12% | 0 | 0 | 0 | 0 | 0 | 0 | 0 | 0 | 0 | 0 | 0 | 0 | 0 | 0 | 0 | 0 | 0 | 0 | 0 | 0 | 0 | 0 | 0 | 0 | 0 | 0 | 0 | 0 | 0 | 0 | 0 | 0 | 0 | 0 | 0 | 0 | 0 | 0 | 0 | 0
Warehouse_New_Ceiling Insulation(R2 to R38)_TRC | Ach | Warehouse | Space Heating | Forced air furnace | TRC | New | NN3193 | Ceiling Insulation(R2 to R38) | Ceiling Insulation(R2 to R38) | NonEquip | 20 |  | 0% | Prescriptive_all | 47.16% | 0 | 0 | 0 | 0 | 0 | 0 | 0 | 0 | 0 | 0 | 0 | 0 | 0 | 0 | 0 | 0 | 0 | 0 | 0 | 0 | 0 | 0 | 0 | 0 | 0 | 0 | 0 | 0 | 0 | 0 | 0 | 0 | 0 | 0 | 0 | 0 | 0 | 0 | 0 | 0
Warehouse_Existing_Retro-Commissioning_TRC | Ach | Warehouse | Space Heating | Forced air furnace | TRC | Existing | NE5338 | Retro-Commissioning | Retro-Commissioning | NonEquip | 5 |  | 21.99% | Custom_improvement_existing | 16% | 56.3966 | 56.6218 | 56.9042 | 57.3485 | 57.8317 | 58.2642 | 58.6923 | 59.045 | 59.3784 | 59.6341 | 56.3966 | 113.0184 | 169.9226 | 227.2711 | 285.1028 | 343.367 | 402.0593 | 461.1043 | 520.4827 | 580.1168 | 0 | 0 | 0 | 0 | 0 | 0 | 0 | 0 | 0 | 0 | 0.029232 | 0.058581 | 0.088076 | 0.1178 | 0.14778 | 0.17798 | 0.2084 | 0.239 | 0.26978 | 0.30069
Warehouse_Existing_Wall Insulation_TRC | Ach | Warehouse | Space Heating | Forced air furnace | TRC | Existing | NE4246 | Wall Insulation | Wall Insulation | NonEquip | 20 |  | 0% | Prescriptive_all_existing | 2.852% | 0 | 0 | 0 | 0 | 0 | 0 | 0 | 0 | 0 | 0 | 0 | 0 | 0 | 0 | 0 | 0 | 0 | 0 | 0 | 0 | 0 | 0 | 0 | 0 | 0 | 0 | 0 | 0 | 0 | 0 | 0 | 0 | 0 | 0 | 0 | 0 | 0 | 0 | 0 | 0
Warehouse_Existing_Duct Sealing Repair_TRC | Ach | Warehouse | Space Heating | Forced air furnace | TRC | Existing | NE3544 | Duct Sealing Repair | Duct Sealing Repair | NonEquip | 15 |  | 0% | Prescriptive_all_existing | 12% | 0 | 0 | 0 | 0 | 0 | 0 | 0 | 0 | 0 | 0 | 0 | 0 | 0 | 0 | 0 | 0 | 0 | 0 | 0 | 0 | 0 | 0 | 0 | 0 | 0 | 0 | 0 | 0 | 0 | 0 | 0 | 0 | 0 | 0 | 0 | 0 | 0 | 0 | 0 | 0
Warehouse_Existing_Ceiling Insulation(R2 to R38)_TRC | Ach | Warehouse | Space Heating | Forced air furnace | TRC | Existing | NE3180 | Ceiling Insulation(R2 to R38) | Ceiling Insulation(R2 to R38) | NonEquip | 20 |  | 0% | Prescriptive_all_existing | 52.04% | 0 | 0 | 0 | 0 | 0 | 0 | 0 | 0 | 0 | 0 | 0 | 0 | 0 | 0 | 0 | 0 | 0 | 0 | 0 | 0 | 0 | 0 | 0 | 0 | 0 | 0 | 0 | 0 | 0 | 0 | 0 | 0 | 0 | 0 | 0 | 0 | 0 | 0 | 0 | 0
Warehouse_New_Retro-Commissioning_TRC | Ach | Warehouse | Exterior Lighting | Exterior parking/lot lighting | TRC | New | NN5299 | Retro-Commissioning | Retro-Commissioning | NonEquip | 5 |  | 0% | Custom_improvement | 16% | 0 | 0 | 0 | 0 | 0 | 0 | 0 | 0 | 0 | 0 | 0 | 0 | 0 | 0 | 0 | 0 | 0 | 0 | 0 | 0 | 0 | 0 | 0 | 0 | 0 | 0 | 0 | 0 | 0 | 0 | 0 | 0 | 0 | 0 | 0 | 0 | 0 | 0 | 0 | 0
Warehouse_New_Outdoor Lighting Controls_TRC | Ach | Warehouse | Exterior Lighting | Exterior parking/lot lighting | TRC | New | NN2985 | Outdoor Lighting Controls | Outdoor Lighting Controls | NonEquip | 8 | Exterior parking/lot lighting | 30.95% | Prescriptive_lighting control | 28% | 242.0267 | 365.7282 | 578.9844 | 853.1508 | 1128.5907 | 1071.0639 | 836.175 | 512.15 | 250.2463 | 103.1983 | 242.0267 | 607.7549 | 1186.7392 | 2039.89 | 3168.4808 | 4239.5447 | 5075.7197 | 5587.8697 | 5838.1161 | 5941.3143 | 0 | 0 | 0 | 0 | 0 | 0 | 0 | 0 | 0 | 0 | 0 | 0 | 0 | 0 | 0 | 0 | 0 | 0 | 0 | 0
Warehouse_New_Bi-Level Lighting Control (Exterior)_TRC | Ach | Warehouse | Exterior Lighting | Exterior parking/lot lighting | TRC | New | NN2959 | Bi-Level Lighting Control (Exterior) | Bi-Level Lighting Control (Exterior) | NonEquip | 9 | Exterior parking/lot lighting | 13.75% | Prescriptive_lighting control | 31% | 127.6755 | 191.8258 | 301.3514 | 440.1191 | 577.7781 | 547.08 | 429.7077 | 266.402 | 131.705 | 54.7179 | 127.6755 | 319.5013 | 620.8527 | 1060.9718 | 1638.7499 | 2185.8299 | 2615.5376 | 2881.9396 | 3013.6446 | 3068.3625 | 0 | 0 | 0 | 0 | 0 | 0 | 0 | 0 | 0 | 0 | 0 | 0 | 0 | 0 | 0 | 0 | 0 | 0 | 0 | 0
Warehouse_Existing_Retro-Commissioning_TRC | Ach | Warehouse | Exterior Lighting | Exterior parking/lot lighting | TRC | Existing | NE5286 | Retro-Commissioning | Retro-Commissioning | NonEquip | 5 |  | 21.99% | Custom_improvement_existing | 16% | 1497.2812 | 1472.905 | 1480.25 | 1491.8088 | 1504.3771 | 1515.6295 | 1526.764 | 1535.9402 | 1544.612 | 1551.2632 | 1497.2812 | 2970.1862 | 4450.4362 | 5942.245 | 7446.6221 | 8962.2516 | 10489.0156 | 12024.9558 | 13569.5678 | 15120.8311 | 0 | 0 | 0 | 0 | 0 | 0 | 0 | 0 | 0 | 0 | 0.77609 | 1.5395 | 2.3068 | 3.08 | 3.8598 | 4.6454 | 5.4368 | 6.2329 | 7.0335 | 7.8376
Warehouse_Existing_Outdoor Lighting Controls_TRC | Ach | Warehouse | Exterior Lighting | Exterior parking/lot lighting | TRC | Existing | NE2972 | Outdoor Lighting Controls | Outdoor Lighting Controls | NonEquip | 8 | Exterior parking/lot lighting | 30.95% | Prescriptive_lighting control_existing | 28% | 4896.0847 | 7300.5306 | 10658.026 | 14576.8631 | 17997.3014 | 19116.8807 | 16603.5833 | 11332.3104 | 6106.4368 | 2740.3269 | 4896.0847 | 12196.6153 | 22854.6413 | 37431.5044 | 55428.8058 | 74545.6865 | 91149.2699 | 102481.5803 | 108588.0171 | 111328.344 | 0 | 0 | 0 | 0 | 0 | 0 | 0 | 0 | 0 | 0 | 0 | 0 | 0 | 0 | 0 | 0 | 0 | 0 | 0 | 0
Warehouse_Existing_Bi-Level Lighting Control (Exterior)_TRC | Ach | Warehouse | Exterior Lighting | Exterior parking/lot lighting | TRC | Existing | NE2946 | Bi-Level Lighting Control (Exterior) | Bi-Level Lighting Control (Exterior) | NonEquip | 9 | Exterior parking/lot lighting | 13.75% | Prescriptive_lighting control_existing | 31% | 2607.92 | 3885.8998 | 5667.6584 | 7743.197 | 9551.2884 | 10142.6736 | 8815.6808 | 6025.7734 | 3251.6843 | 1460.5696 | 2607.92 | 6493.8198 | 12161.4783 | 19904.6753 | 29455.9637 | 39598.6372 | 48414.3181 | 54440.0915 | 57691.7757 | 59152.3453 | 0 | 0 | 0 | 0 | 0 | 0 | 0 | 0 | 0 | 0 | 0 | 0 | 0 | 0 | 0 | 0 | 0 | 0 | 0 | 0
Warehouse_Turnover_High Efficiency HID Lighting_TRC | Ach | Warehouse | Exterior Lighting | Exterior parking/lot lighting | TRC | Turnover | ET521 | High Efficiency HID Lighting | High Efficiency HID Lighting | Equip | 13 | Exterior parking/lot lighting | 7.978% | Prescriptive_lighting | 34.18% | 4227.7678 | 4393.5925 | 4147.873 | 3129.0949 | 1849.7555 | 887.9488 | 372.2485 | 145.5138 | 55.2608 | 20.3771 | 4227.7678 | 8621.3603 | 12769.2333 | 15898.3282 | 17748.0837 | 18636.0324 | 19008.2809 | 19153.7947 | 19209.0555 | 19229.4325 | 0 | 0 | 0 | 0 | 0 | 0 | 0 | 0 | 0 | 0 | 0 | 0 | 0 | 0 | 0 | 0 | 0 | 0 | 0 | 0
Warehouse_New_High Efficiency HID Lighting_TRC | Ach | Warehouse | Exterior Lighting | Exterior parking/lot lighting | TRC | New | EN547 | High Efficiency HID Lighting | High Efficiency HID Lighting | Equip | 13 | Exterior parking/lot lighting | 7.978% | Prescriptive_lighting | 34.18% | 436.7023 | 486.9425 | 494.1853 | 397.4754 | 249.5975 | 106.8336 | 40.6826 | 14.5528 | 5.1081 | 1.7533 | 436.7023 | 923.6448 | 1417.8301 | 1815.3055 | 2064.903 | 2171.7367 | 2212.4192 | 2226.9721 | 2232.0802 | 2233.8335 | 0 | 0 | 0 | 0 | 0 | 0 | 0 | 0 | 0 | 0 | 0 | 0 | 0 | 0 | 0 | 0 | 0 | 0 | 0 | 0
Warehouse_New_Retro-Commissioning_TRC | Ach | Warehouse | Exterior Lighting | Exterior marquis | TRC | New | NN5299 | Retro-Commissioning | Retro-Commissioning | NonEquip | 5 |  | 0% | Custom_improvement | 16% | 0 | 0 | 0 | 0 | 0 | 0 | 0 | 0 | 0 | 0 | 0 | 0 | 0 | 0 | 0 | 0 | 0 | 0 | 0 | 0 | 0 | 0 | 0 | 0 | 0 | 0 | 0 | 0 | 0 | 0 | 0 | 0 | 0 | 0 | 0 | 0 | 0 | 0 | 0 | 0
Warehouse_New_Outdoor Lighting Controls_TRC | Ach | Warehouse | Exterior Lighting | Exterior marquis | TRC | New | NN2985 | Outdoor Lighting Controls | Outdoor Lighting Controls | NonEquip | 8 | Exterior parking/lot lighting | 0% | Prescriptive_lighting control | 28% | 0 | 0 | 0 | 0 | 0 | 0 | 0 | 0 | 0 | 0 | 0 | 0 | 0 | 0 | 0 | 0 | 0 | 0 | 0 | 0 | 0 | 0 | 0 | 0 | 0 | 0 | 0 | 0 | 0 | 0 | 0 | 0 | 0 | 0 | 0 | 0 | 0 | 0 | 0 | 0
Warehouse_New_Bi-Level Lighting Control (Exterior)_TRC | Ach | Warehouse | Exterior Lighting | Exterior marquis | TRC | New | NN2959 | Bi-Level Lighting Control (Exterior) | Bi-Level Lighting Control (Exterior) | NonEquip | 9 | Exterior parking/lot lighting | 0% | Prescriptive_lighting control | 31% | 0 | 0 | 0 | 0 | 0 | 0 | 0 | 0 | 0 | 0 | 0 | 0 | 0 | 0 | 0 | 0 | 0 | 0 | 0 | 0 | 0 | 0 | 0 | 0 | 0 | 0 | 0 | 0 | 0 | 0 | 0 | 0 | 0 | 0 | 0 | 0 | 0 | 0 | 0 | 0
Warehouse_Existing_Retro-Commissioning_TRC | Ach | Warehouse | Exterior Lighting | Exterior marquis | TRC | Existing | NE5286 | Retro-Commissioning | Retro-Commissioning | NonEquip | 5 |  | 21.99% | Custom_improvement_existing | 16% | 8.4552 | 8.4166 | 8.4586 | 8.5246 | 8.5964 | 8.6607 | 8.7244 | 8.7768 | 8.8264 | 8.8644 | 8.4552 | 16.8718 | 25.3304 | 33.855 | 42.4515 | 51.1122 | 59.8366 | 68.6134 | 77.4397 | 86.3041 | 0 | 0 | 0 | 0 | 0 | 0 | 0 | 0 | 0 | 0 | 0.0043826 | 0.0087452 | 0.013129 | 0.017548 | 0.022004 | 0.026493 | 0.031015 | 0.035564 | 0.040139 | 0.044734
Warehouse_Existing_Outdoor Lighting Controls_TRC | Ach | Warehouse | Exterior Lighting | Exterior marquis | TRC | Existing | NE2972 | Outdoor Lighting Controls | Outdoor Lighting Controls | NonEquip | 8 | Exterior parking/lot lighting | 0% | Prescriptive_lighting control_existing | 28% | 0 | 0 | 0 | 0 | 0 | 0 | 0 | 0 | 0 | 0 | 0 | 0 | 0 | 0 | 0 | 0 | 0 | 0 | 0 | 0 | 0 | 0 | 0 | 0 | 0 | 0 | 0 | 0 | 0 | 0 | 0 | 0 | 0 | 0 | 0 | 0 | 0 | 0 | 0 | 0
Warehouse_Existing_Bi-Level Lighting Control (Exterior)_TRC | Ach | Warehouse | Exterior Lighting | Exterior marquis | TRC | Existing | NE2946 | Bi-Level Lighting Control (Exterior) | Bi-Level Lighting Control (Exterior) | NonEquip | 9 | Exterior parking/lot lighting | 0% | Prescriptive_lighting control_existing | 31% | 0 | 0 | 0 | 0 | 0 | 0 | 0 | 0 | 0 | 0 | 0 | 0 | 0 | 0 | 0 | 0 | 0 | 0 | 0 | 0 | 0 | 0 | 0 | 0 | 0 | 0 | 0 | 0 | 0 | 0 | 0 | 0 | 0 | 0 | 0 | 0 | 0 | 0 | 0 | 0
Warehouse_Turnover_LED Exterior Lighting_TRC | Ach | Warehouse | Exterior Lighting | Exterior marquis | TRC | Turnover | ET638 | LED Exterior Lighting | LED Exterior Lighting | Equip | 13 | Exterior marquis | 4.624% | Prescriptive_lighting | 60.51% | 29.3773 | 30.5296 | 28.8221 | 21.743 | 12.8533 | 6.1701 | 2.5866 | 1.0111 | 0.38399 | 0.14159 | 29.3773 | 59.9069 | 88.729 | 110.472 | 123.3253 | 129.4954 | 132.082 | 133.0931 | 133.4771 | 133.6187 | 0 | 0 | 0 | 0 | 0 | 0 | 0 | 0 | 0 | 0 | 0 | 0 | 0 | 0 | 0 | 0 | 0 | 0 | 0 | 0
Warehouse_New_LED Exterior Lighting_TRC | Ach | Warehouse | Exterior Lighting | Exterior marquis | TRC | New | EN664 | LED Exterior Lighting | LED Exterior Lighting | Equip | 13 | Exterior marquis | 4.624% | Prescriptive_lighting | 60.51% | 2.5707 | 2.8911 | 2.9679 | 2.4188 | 1.5362 | 0.65976 | 0.24899 | 0.087478 | 0.030174 | 0.010243 | 2.5707 | 5.4618 | 8.4297 | 10.8485 | 12.3847 | 13.0445 | 13.2935 | 13.381 | 13.4111 | 13.4214 | 0 | 0 | 0 | 0 | 0 | 0 | 0 | 0 | 0 | 0 | 0 | 0 | 0 | 0 | 0 | 0 | 0 | 0 | 0 | 0
Warehouse_New_Retro-Commissioning_TRC | Ach | Warehouse | Miscellaneous | Elevators/Escalators | TRC | New | NN5455 | Retro-Commissioning | Retro-Commissioning | NonEquip | 5 |  | 0% | Custom_improvement | 16% | 0 | 0 | 0 | 0 | 0 | 0 | 0 | 0 | 0 | 0 | 0 | 0 | 0 | 0 | 0 | 0 | 0 | 0 | 0 | 0 | 0 | 0 | 0 | 0 | 0 | 0 | 0 | 0 | 0 | 0 | 0 | 0 | 0 | 0 | 0 | 0 | 0 | 0 | 0 | 0
Warehouse_New_VSD Controlled Compressor_TRC | Ach | Warehouse | Miscellaneous | Elevators/Escalators | TRC | New | NN4545 | VSD Controlled Compressor | VSD Controlled Compressor | NonEquip | 15 | Others | 0% | Prescriptive_ECM | 20.79% | 0 | 0 | 0 | 0 | 0 | 0 | 0 | 0 | 0 | 0 | 0 | 0 | 0 | 0 | 0 | 0 | 0 | 0 | 0 | 0 | 0 | 0 | 0 | 0 | 0 | 0 | 0 | 0 | 0 | 0 | 0 | 0 | 0 | 0 | 0 | 0 | 0 | 0 | 0 | 0
Warehouse_New_Engine Block Timer_TRC | Ach | Warehouse | Miscellaneous | Elevators/Escalators | TRC | New | NN4493 | Engine Block Timer | Engine Block Timer | NonEquip | 5 | Others | 0% | Prescriptive_ECM | 36% | 0 | 0 | 0 | 0 | 0 | 0 | 0 | 0 | 0 | 0 | 0 | 0 | 0 | 0 | 0 | 0 | 0 | 0 | 0 | 0 | 0 | 0 | 0 | 0 | 0 | 0 | 0 | 0 | 0 | 0 | 0 | 0 | 0 | 0 | 0 | 0 | 0 | 0 | 0 | 0
Warehouse_Existing_Retro-Commissioning_TRC | Ach | Warehouse | Miscellaneous | Elevators/Escalators | TRC | Existing | NE5442 | Retro-Commissioning | Retro-Commissioning | NonEquip | 5 |  | 21.99% | Custom_improvement_existing | 16% | 2.9086 | 3.0883 | 3.1037 | 3.1279 | 3.1543 | 3.1779 | 3.2012 | 3.2205 | 3.2386 | 3.2526 | 2.9086 | 5.9969 | 9.1006 | 12.2285 | 15.3828 | 18.5607 | 21.7619 | 24.9824 | 28.221 | 31.4736 | 0.00048626 | 0.0010026 | 0.0015214 | 0.0020444 | 0.0025717 | 0.003103 | 0.0036382 | 0.0041766 | 0.004718 | 0.0052618 | 0.0015076 | 0.0031084 | 0.0047171 | 0.0063384 | 0.0079733 | 0.0096205 | 0.01128 | 0.012949 | 0.014628 | 0.016314
Warehouse_Existing_VSD Controlled Compressor_TRC | Ach | Warehouse | Miscellaneous | Elevators/Escalators | TRC | Existing | NE4532 | VSD Controlled Compressor | VSD Controlled Compressor | NonEquip | 15 | Others | 0% | Prescriptive_ECM_existing | 20.79% | 0 | 0 | 0 | 0 | 0 | 0 | 0 | 0 | 0 | 0 | 0 | 0 | 0 | 0 | 0 | 0 | 0 | 0 | 0 | 0 | 0 | 0 | 0 | 0 | 0 | 0 | 0 | 0 | 0 | 0 | 0 | 0 | 0 | 0 | 0 | 0 | 0 | 0 | 0 | 0
Warehouse_Existing_Engine Block Timer_TRC | Ach | Warehouse | Miscellaneous | Elevators/Escalators | TRC | Existing | NE4480 | Engine Block Timer | Engine Block Timer | NonEquip | 5 | Others | 0% | Prescriptive_ECM_existing | 36% | 0 | 0 | 0 | 0 | 0 | 0 | 0 | 0 | 0 | 0 | 0 | 0 | 0 | 0 | 0 | 0 | 0 | 0 | 0 | 0 | 0 | 0 | 0 | 0 | 0 | 0 | 0 | 0 | 0 | 0 | 0 | 0 | 0 | 0 | 0 | 0 | 0 | 0 | 0 | 0
Warehouse_New_Network PC Power Management_TRC | Ach | Warehouse | Office Equipment | Document production | TRC | New | NN4571 | Network PC Power Management | Network PC Power Management | NonEquip | 5 | Computers | 0% | Prescriptive_all | 56.5% | 0 | 0 | 0 | 0 | 0 | 0 | 0 | 0 | 0 | 0 | 0 | 0 | 0 | 0 | 0 | 0 | 0 | 0 | 0 | 0 | 0 | 0 | 0 | 0 | 0 | 0 | 0 | 0 | 0 | 0 | 0 | 0 | 0 | 0 | 0 | 0 | 0 | 0 | 0 | 0
Warehouse_Existing_Network PC Power Management_TRC | Ach | Warehouse | Office Equipment | Document production | TRC | Existing | NE4558 | Network PC Power Management | Network PC Power Management | NonEquip | 5 | Computers | 0% | Prescriptive_all_existing | 56.5% | 0 | 0 | 0 | 0 | 0 | 0 | 0 | 0 | 0 | 0 | 0 | 0 | 0 | 0 | 0 | 0 | 0 | 0 | 0 | 0 | 0 | 0 | 0 | 0 | 0 | 0 | 0 | 0 | 0 | 0 | 0 | 0 | 0 | 0 | 0 | 0 | 0 | 0 | 0 | 0
Warehouse_New_Retro-Commissioning_TRC | Ach | Warehouse | Space Cooling | District chilled water piped | TRC | New | NN5377 | Retro-Commissioning | Retro-Commissioning | NonEquip | 5 |  | 0% | Custom_improvement | 16% | 0 | 0 | 0 | 0 | 0 | 0 | 0 | 0 | 0 | 0 | 0 | 0 | 0 | 0 | 0 | 0 | 0 | 0 | 0 | 0 | 0 | 0 | 0 | 0 | 0 | 0 | 0 | 0 | 0 | 0 | 0 | 0 | 0 | 0 | 0 | 0 | 0 | 0 | 0 | 0
Warehouse_New_Duct Sealing Repair_TRC | Ach | Warehouse | Space Cooling | District chilled water piped | TRC | New | NN3531 | Duct Sealing Repair | Duct Sealing Repair | NonEquip | 15 |  | 0% | Prescriptive_all | 12% | 0 | 0 | 0 | 0 | 0 | 0 | 0 | 0 | 0 | 0 | 0 | 0 | 0 | 0 | 0 | 0 | 0 | 0 | 0 | 0 | 0 | 0 | 0 | 0 | 0 | 0 | 0 | 0 | 0 | 0 | 0 | 0 | 0 | 0 | 0 | 0 | 0 | 0 | 0 | 0
Warehouse_New_Chilled Water System - Variable Speed Drives_TRC | Ach | Warehouse | Space Cooling | District chilled water piped | TRC | New | NN3323 | Chilled Water System - Variable Speed Drives | Chilled Water System - Variable Speed Drives | NonEquip | 13 | Central chillers inside | 0% | Prescriptive_all | 24.74% | 0 | 0 | 0 | 0 | 0 | 0 | 0 | 0 | 0 | 0 | 0 | 0 | 0 | 0 | 0 | 0 | 0 | 0 | 0 | 0 | 0 | 0 | 0 | 0 | 0 | 0 | 0 | 0 | 0 | 0 | 0 | 0 | 0 | 0 | 0 | 0 | 0 | 0 | 0 | 0
Warehouse_New_Ceiling Insulation(R2 to R38)_TRC | Ach | Warehouse | Space Cooling | District chilled water piped | TRC | New | NN3219 | Ceiling Insulation(R2 to R38) | Ceiling Insulation(R2 to R38) | NonEquip | 20 |  | 0% | Prescriptive_all | 94.74% | 0 | 0 | 0 | 0 | 0 | 0 | 0 | 0 | 0 | 0 | 0 | 0 | 0 | 0 | 0 | 0 | 0 | 0 | 0 | 0 | 0 | 0 | 0 | 0 | 0 | 0 | 0 | 0 | 0 | 0 | 0 | 0 | 0 | 0 | 0 | 0 | 0 | 0 | 0 | 0
Warehouse_Existing_Retro-Commissioning_TRC | Ach | Warehouse | Space Cooling | District chilled water piped | TRC | Existing | NE5364 | Retro-Commissioning | Retro-Commissioning | NonEquip | 5 |  | 21.99% | Custom_improvement_existing | 16% | 0 | 0 | 0 | 0 | 0 | 0 | 0 | 0 | 0 | 0 | 0 | 0 | 0 | 0 | 0 | 0 | 0 | 0 | 0 | 0 | 0 | 0 | 0 | 0 | 0 | 0 | 0 | 0 | 0 | 0 | 0 | 0 | 0 | 0 | 0 | 0 | 0 | 0 | 0 | 0
Warehouse_Existing_Wall Insulation_TRC | Ach | Warehouse | Space Cooling | District chilled water piped | TRC | Existing | NE4220 | Wall Insulation | Wall Insulation | NonEquip | 20 |  | 0% | Prescriptive_all_existing | 50.52% | 0 | 0 | 0 | 0 | 0 | 0 | 0 | 0 | 0 | 0 | 0 | 0 | 0 | 0 | 0 | 0 | 0 | 0 | 0 | 0 | 0 | 0 | 0 | 0 | 0 | 0 | 0 | 0 | 0 | 0 | 0 | 0 | 0 | 0 | 0 | 0 | 0 | 0 | 0 | 0
Warehouse_Existing_Duct Sealing Repair_TRC | Ach | Warehouse | Space Cooling | District chilled water piped | TRC | Existing | NE3518 | Duct Sealing Repair | Duct Sealing Repair | NonEquip | 15 |  | 0% | Prescriptive_all_existing | 12% | 0 | 0 | 0 | 0 | 0 | 0 | 0 | 0 | 0 | 0 | 0 | 0 | 0 | 0 | 0 | 0 | 0 | 0 | 0 | 0 | 0 | 0 | 0 | 0 | 0 | 0 | 0 | 0 | 0 | 0 | 0 | 0 | 0 | 0 | 0 | 0 | 0 | 0 | 0 | 0
Warehouse_Existing_Chilled Water System - Variable Speed Drives_TRC | Ach | Warehouse | Space Cooling | District chilled water piped | TRC | Existing | NE3310 | Chilled Water System - Variable Speed Drives | Chilled Water System - Variable Speed Drives | NonEquip | 13 | Central chillers inside | 0% | Prescriptive_all_existing | 24.74% | 0 | 0 | 0 | 0 | 0 | 0 | 0 | 0 | 0 | 0 | 0 | 0 | 0 | 0 | 0 | 0 | 0 | 0 | 0 | 0 | 0 | 0 | 0 | 0 | 0 | 0 | 0 | 0 | 0 | 0 | 0 | 0 | 0 | 0 | 0 | 0 | 0 | 0 | 0 | 0
Warehouse_Existing_Ceiling Insulation(R2 to R38)_TRC | Ach | Warehouse | Space Cooling | District chilled water piped | TRC | Existing | NE3206 | Ceiling Insulation(R2 to R38) | Ceiling Insulation(R2 to R38) | NonEquip | 20 |  | 0% | Prescriptive_all_existing | 94.74% | 0 | 0 | 0 | 0 | 0 | 0 | 0 | 0 | 0 | 0 | 0 | 0 | 0 | 0 | 0 | 0 | 0 | 0 | 0 | 0 | 0 | 0 | 0 | 0 | 0 | 0 | 0 | 0 | 0 | 0 | 0 | 0 | 0 | 0 | 0 | 0 | 0 | 0 | 0 | 0
Warehouse_New_Retro-Commissioning_TRC | Ach | Warehouse | Refrigeration | Display cases | TRC | New | NN5325 | Retro-Commissioning | Retro-Commissioning | NonEquip | 5 |  | 0% | Custom_improvement | 16% | 0 | 0 | 0 | 0 | 0 | 0 | 0 | 0 | 0 | 0 | 0 | 0 | 0 | 0 | 0 | 0 | 0 | 0 | 0 | 0 | 0 | 0 | 0 | 0 | 0 | 0 | 0 | 0 | 0 | 0 | 0 | 0 | 0 | 0 | 0 | 0 | 0 | 0 | 0 | 0
Warehouse_New_Strip Curtains for Walk-ins_TRC | Ach | Warehouse | Refrigeration | Display cases | TRC | New | NN4909 | Strip Curtains for Walk-ins | Strip Curtains for Walk-ins | NonEquip | 4 | Walk-in cooler | 0% | Prescriptive_refrigeration control | 2.115% | 0 | 0 | 0 | 0 | 0 | 0 | 0 | 0 | 0 | 0 | 0 | 0 | 0 | 0 | 0 | 0 | 0 | 0 | 0 | 0 | 0 | 0 | 0 | 0 | 0 | 0 | 0 | 0 | 0 | 0 | 0 | 0 | 0 | 0 | 0 | 0 | 0 | 0 | 0 | 0
Warehouse_New_PSC to ECM Evaporator Fan Motor (Walk-In, Refrigerator)_TRC | Ach | Warehouse | Refrigeration | Display cases | TRC | New | NN4857 | PSC to ECM Evaporator Fan Motor (Walk-In, Refrigerator) | PSC to ECM Evaporator Fan Motor (Walk-In, Refrigerator) | NonEquip | 15 | Walk-in cooler | 0% | Prescriptive_ECM | 37.5% | 0 | 0 | 0 | 0 | 0 | 0 | 0 | 0 | 0 | 0 | 0 | 0 | 0 | 0 | 0 | 0 | 0 | 0 | 0 | 0 | 0 | 0 | 0 | 0 | 0 | 0 | 0 | 0 | 0 | 0 | 0 | 0 | 0 | 0 | 0 | 0 | 0 | 0 | 0 | 0
Warehouse_New_PSC to ECM Evaporator Fan Motor (Reach-In)_TRC | Ach | Warehouse | Refrigeration | Display cases | TRC | New | NN4831 | PSC to ECM Evaporator Fan Motor (Reach-In) | PSC to ECM Evaporator Fan Motor (Reach-In) | NonEquip | 15 | Display cases | 0% | Prescriptive_ECM | 37.5% | 0 | 0 | 0 | 0 | 0 | 0 | 0 | 0 | 0 | 0 | 0 | 0 | 0 | 0 | 0 | 0 | 0 | 0 | 0 | 0 | 0 | 0 | 0 | 0 | 0 | 0 | 0 | 0 | 0 | 0 | 0 | 0 | 0 | 0 | 0 | 0 | 0 | 0 | 0 | 0
Warehouse_Existing_Retro-Commissioning_TRC | Ach | Warehouse | Refrigeration | Display cases | TRC | Existing | NE5312 | Retro-Commissioning | Retro-Commissioning | NonEquip | 5 |  | 21.99% | Custom_improvement_existing | 16% | 2.062 | 2.0795 | 2.0898 | 2.1062 | 2.1239 | 2.1398 | 2.1555 | 2.1685 | 2.1807 | 2.1901 | 2.062 | 4.1415 | 6.2313 | 8.3375 | 10.4614 | 12.6012 | 14.7567 | 16.9252 | 19.1059 | 21.296 | 0.00034473 | 0.00069238 | 0.0010418 | 0.0013939 | 0.001749 | 0.0021067 | 0.0024671 | 0.0028296 | 0.0031942 | 0.0035603 | 0.0010688 | 0.0021467 | 0.0032299 | 0.0043216 | 0.0054225 | 0.0065316 | 0.0076488 | 0.0087728 | 0.0099032 | 0.011038
Warehouse_Existing_Strip Curtains for Walk-ins_TRC | Ach | Warehouse | Refrigeration | Display cases | TRC | Existing | NE4896 | Strip Curtains for Walk-ins | Strip Curtains for Walk-ins | NonEquip | 4 | Walk-in cooler | 0% | Prescriptive_refrigeration control_existing | 2.115% | 0 | 0 | 0 | 0 | 0 | 0 | 0 | 0 | 0 | 0 | 0 | 0 | 0 | 0 | 0 | 0 | 0 | 0 | 0 | 0 | 0 | 0 | 0 | 0 | 0 | 0 | 0 | 0 | 0 | 0 | 0 | 0 | 0 | 0 | 0 | 0 | 0 | 0 | 0 | 0
Warehouse_Existing_PSC to ECM Evaporator Fan Motor (Walk-In, Refrigerator)_TRC | Ach | Warehouse | Refrigeration | Display cases | TRC | Existing | NE4844 | PSC to ECM Evaporator Fan Motor (Walk-In, Refrigerator) | PSC to ECM Evaporator Fan Motor (Walk-In, Refrigerator) | NonEquip | 15 | Walk-in cooler | 0% | Prescriptive_ECM_existing | 37.5% | 0 | 0 | 0 | 0 | 0 | 0 | 0 | 0 | 0 | 0 | 0 | 0 | 0 | 0 | 0 | 0 | 0 | 0 | 0 | 0 | 0 | 0 | 0 | 0 | 0 | 0 | 0 | 0 | 0 | 0 | 0 | 0 | 0 | 0 | 0 | 0 | 0 | 0 | 0 | 0
Warehouse_Existing_PSC to ECM Evaporator Fan Motor (Reach-In)_TRC | Ach | Warehouse | Refrigeration | Display cases | TRC | Existing | NE4818 | PSC to ECM Evaporator Fan Motor (Reach-In) | PSC to ECM Evaporator Fan Motor (Reach-In) | NonEquip | 15 | Display cases | 0% | Prescriptive_ECM_existing | 37.5% | 0 | 0 | 0 | 0 | 0 | 0 | 0 | 0 | 0 | 0 | 0 | 0 | 0 | 0 | 0 | 0 | 0 | 0 | 0 | 0 | 0 | 0 | 0 | 0 | 0 | 0 | 0 | 0 | 0 | 0 | 0 | 0 | 0 | 0 | 0 | 0 | 0 | 0 | 0 | 0
Warehouse_Existing_Freezer-Cooler Replacement Gaskets_TRC | Ach | Warehouse | Refrigeration | Display cases | TRC | Existing | NE4714 | Freezer-Cooler Replacement Gaskets | Freezer-Cooler Replacement Gaskets | NonEquip | 4 | Display cases | 0% | Prescriptive_refrigeration control_existing | 3.131% | 0 | 0 | 0 | 0 | 0 | 0 | 0 | 0 | 0 | 0 | 0 | 0 | 0 | 0 | 0 | 0 | 0 | 0 | 0 | 0 | 0 | 0 | 0 | 0 | 0 | 0 | 0 | 0 | 0 | 0 | 0 | 0 | 0 | 0 | 0 | 0 | 0 | 0 | 0 | 0
Warehouse_Turnover_Refrigerated Display Case LED Lighting_TRC | Ach | Warehouse | Refrigeration | Display cases | TRC | Turnover | ET2621 | Refrigerated Display Case LED Lighting | Refrigerated Display Case LED Lighting | Equip | 8 | Display cases | 0% | Prescriptive_display case lighting | 6.613% | 0 | 0 | 0 | 0 | 0 | 0 | 0 | 0 | 0 | 0 | 0 | 0 | 0 | 0 | 0 | 0 | 0 | 0 | 0 | 0 | 0 | 0 | 0 | 0 | 0 | 0 | 0 | 0 | 0 | 0 | 0 | 0 | 0 | 0 | 0 | 0 | 0 | 0 | 0 | 0
Warehouse_Turnover_Energy Star Hot Food Holding Cabinet_TRC | Ach | Warehouse | Cooking | Cooking Other | TRC | Turnover | ET170 | Energy Star Hot Food Holding Cabinet | Energy Star Hot Food Holding Cabinet | Equip | 12 | Cooking Other | 0% | Prescriptive_cooking | 52.67% | 0 | 0 | 0 | 0 | 0 | 0 | 0 | 0 | 0 | 0 | 0 | 0 | 0 | 0 | 0 | 0 | 0 | 0 | 0 | 0 | 0 | 0 | 0 | 0 | 0 | 0 | 0 | 0 | 0 | 0 | 0 | 0 | 0 | 0 | 0 | 0 | 0 | 0 | 0 | 0
Warehouse_Turnover_Efficient Exhaust Hood_TRC | Ach | Warehouse | Cooking | Cooking Other | TRC | Turnover | ET14 | Efficient Exhaust Hood | Efficient Exhaust Hood | Equip | 15 | Cooking Other | 0% | Prescriptive_cooking | 42.5% | 0 | 0 | 0 | 0 | 0 | 0 | 0 | 0 | 0 | 0 | 0 | 0 | 0 | 0 | 0 | 0 | 0 | 0 | 0 | 0 | 0 | 0 | 0 | 0 | 0 | 0 | 0 | 0 | 0 | 0 | 0 | 0 | 0 | 0 | 0 | 0 | 0 | 0 | 0 | 0
Warehouse_New_Efficient Exhaust Hood_TRC | Ach | Warehouse | Cooking | Cooking Other | TRC | New | EN40 | Efficient Exhaust Hood | Efficient Exhaust Hood | Equip | 15 | Cooking Other | 0% | Prescriptive_cooking | 42.5% | 0 | 0 | 0 | 0 | 0 | 0 | 0 | 0 | 0 | 0 | 0 | 0 | 0 | 0 | 0 | 0 | 0 | 0 | 0 | 0 | 0 | 0 | 0 | 0 | 0 | 0 | 0 | 0 | 0 | 0 | 0 | 0 | 0 | 0 | 0 | 0 | 0 | 0 | 0 | 0
Warehouse_New_Energy Star Hot Food Holding Cabinet_TRC | Ach | Warehouse | Cooking | Cooking Other | TRC | New | EN196 | Energy Star Hot Food Holding Cabinet | Energy Star Hot Food Holding Cabinet | Equip | 12 | Cooking Other | 0% | Prescriptive_cooking | 52.67% | 0 | 0 | 0 | 0 | 0 | 0 | 0 | 0 | 0 | 0 | 0 | 0 | 0 | 0 | 0 | 0 | 0 | 0 | 0 | 0 | 0 | 0 | 0 | 0 | 0 | 0 | 0 | 0 | 0 | 0 | 0 | 0 | 0 | 0 | 0 | 0 | 0 | 0 | 0 | 0
Warehouse_New_Network PC Power Management_TRC | Ach | Warehouse | Office Equipment | Computers | TRC | New | NN4571 | Network PC Power Management | Network PC Power Management | NonEquip | 5 | Computers | 0% | Prescriptive_all | 56.5% | 0 | 0 | 0 | 0 | 0 | 0 | 0 | 0 | 0 | 0 | 0 | 0 | 0 | 0 | 0 | 0 | 0 | 0 | 0 | 0 | 0 | 0 | 0 | 0 | 0 | 0 | 0 | 0 | 0 | 0 | 0 | 0 | 0 | 0 | 0 | 0 | 0 | 0 | 0 | 0
Warehouse_Existing_Network PC Power Management_TRC | Ach | Warehouse | Office Equipment | Computers | TRC | Existing | NE4558 | Network PC Power Management | Network PC Power Management | NonEquip | 5 | Computers | 0% | Prescriptive_all_existing | 56.5% | 0 | 0 | 0 | 0 | 0 | 0 | 0 | 0 | 0 | 0 | 0 | 0 | 0 | 0 | 0 | 0 | 0 | 0 | 0 | 0 | 0 | 0 | 0 | 0 | 0 | 0 | 0 | 0 | 0 | 0 | 0 | 0 | 0 | 0 | 0 | 0 | 0 | 0 | 0 | 0
Warehouse_New_Retro-Commissioning_TRC | Ach | Warehouse | Domestic Hot Water | Centralized water heaters | TRC | New | NN5429 | Retro-Commissioning | Retro-Commissioning | NonEquip | 5 |  | 0% | Custom_improvement | 16% | 0 | 0 | 0 | 0 | 0 | 0 | 0 | 0 | 0 | 0 | 0 | 0 | 0 | 0 | 0 | 0 | 0 | 0 | 0 | 0 | 0 | 0 | 0 | 0 | 0 | 0 | 0 | 0 | 0 | 0 | 0 | 0 | 0 | 0 | 0 | 0 | 0 | 0 | 0 | 0
Warehouse_New_Tank Wrap on Water Heater_TRC | Ach | Warehouse | Domestic Hot Water | Centralized water heaters | TRC | New | NN2907 | Tank Wrap on Water Heater | Tank Wrap on Water Heater | NonEquip | 7 | Centralized water heaters | 55.99% | Prescriptive_water heater | 1.755% | 0.51816 | 0.84192 | 1.4852 | 2.6011 | 4.4977 | 6.3901 | 8.9553 | 12.097 | 15.6724 | 18.9595 | 0.51816 | 1.3601 | 2.8453 | 5.4464 | 9.9441 | 16.3342 | 25.2895 | 37.3865 | 53.0589 | 72.0184 | 5.1904e-05 | 0.00013624 | 0.00028501 | 0.00054556 | 0.00099609 | 0.0016362 | 0.0025332 | 0.003745 | 0.0053149 | 0.007214 | 5.2957e-05 | 0.000139 | 0.00029079 | 0.00055662 | 0.0010163 | 0.0016694 | 0.0025846 | 0.0038209 | 0.0054227 | 0.0073603
Warehouse_Existing_Retro-Commissioning_TRC | Ach | Warehouse | Domestic Hot Water | Centralized water heaters | TRC | Existing | NE5416 | Retro-Commissioning | Retro-Commissioning | NonEquip | 5 |  | 21.99% | Custom_improvement_existing | 16% | 236.3205 | 243.9533 | 245.1698 | 247.0843 | 249.1659 | 251.0296 | 252.8738 | 254.3936 | 255.8299 | 256.9316 | 236.3205 | 480.2738 | 725.4436 | 972.5279 | 1221.6938 | 1472.7235 | 1725.5973 | 1979.9909 | 2235.8209 | 2492.7524 | 0.039508 | 0.080293 | 0.12128 | 0.16259 | 0.20424 | 0.24621 | 0.28849 | 0.33102 | 0.37379 | 0.41674 | 0.12249 | 0.24894 | 0.37602 | 0.50409 | 0.63324 | 0.76336 | 0.89443 | 1.0263 | 1.1589 | 1.2921
Warehouse_Existing_Tank Wrap on Water Heater_TRC | Ach | Warehouse | Domestic Hot Water | Centralized water heaters | TRC | Existing | NE2894 | Tank Wrap on Water Heater | Tank Wrap on Water Heater | NonEquip | 7 | Centralized water heaters | 55.99% | Prescriptive_water heater_existing | 1.755% | 7.9517 | 13.3478 | 21.6639 | 35.1353 | 56.5735 | 89.7551 | 139.617 | 209.6794 | 298.8914 | 392.5699 | 7.9517 | 21.2996 | 42.9635 | 78.0988 | 134.6723 | 224.4274 | 364.0444 | 573.7238 | 872.6152 | 1265.1851 | 0.00079652 | 0.0021336 | 0.0043036 | 0.0078231 | 0.01349 | 0.022481 | 0.036466 | 0.057469 | 0.087409 | 0.12673 | 0.00081267 | 0.0021768 | 0.0043909 | 0.0079817 | 0.013764 | 0.022937 | 0.037206 | 0.058635 | 0.089182 | 0.1293
Warehouse_New_Retro-Commissioning_TRC | Ach | Warehouse | Space Cooling | Central chillers inside | TRC | New | NN5377 | Retro-Commissioning | Retro-Commissioning | NonEquip | 5 |  | 0% | Custom_improvement | 16% | 0 | 0 | 0 | 0 | 0 | 0 | 0 | 0 | 0 | 0 | 0 | 0 | 0 | 0 | 0 | 0 | 0 | 0 | 0 | 0 | 0 | 0 | 0 | 0 | 0 | 0 | 0 | 0 | 0 | 0 | 0 | 0 | 0 | 0 | 0 | 0 | 0 | 0 | 0 | 0
Warehouse_New_Duct Sealing Repair_TRC | Ach | Warehouse | Space Cooling | Central chillers inside | TRC | New | NN3531 | Duct Sealing Repair | Duct Sealing Repair | NonEquip | 15 |  | 0% | Prescriptive_all | 12% | 0 | 0 | 0 | 0 | 0 | 0 | 0 | 0 | 0 | 0 | 0 | 0 | 0 | 0 | 0 | 0 | 0 | 0 | 0 | 0 | 0 | 0 | 0 | 0 | 0 | 0 | 0 | 0 | 0 | 0 | 0 | 0 | 0 | 0 | 0 | 0 | 0 | 0 | 0 | 0
Warehouse_New_Chilled Water System - Variable Speed Drives_TRC | Ach | Warehouse | Space Cooling | Central chillers inside | TRC | New | NN3323 | Chilled Water System - Variable Speed Drives | Chilled Water System - Variable Speed Drives | NonEquip | 13 | Central chillers inside | 73.99% | Prescriptive_all | 24.74% | 0 | 0 | 0 | 0 | 0 | 0 | 0 | 0 | 0 | 0 | 0 | 0 | 0 | 0 | 0 | 0 | 0 | 0 | 0 | 0 | 0 | 0 | 0 | 0 | 0 | 0 | 0 | 0 | 0 | 0 | 0 | 0 | 0 | 0 | 0 | 0 | 0 | 0 | 0 | 0
Warehouse_New_Ceiling Insulation(R2 to R38)_TRC | Ach | Warehouse | Space Cooling | Central chillers inside | TRC | New | NN3219 | Ceiling Insulation(R2 to R38) | Ceiling Insulation(R2 to R38) | NonEquip | 20 |  | 0% | Prescriptive_all | 94.74% | 0 | 0 | 0 | 0 | 0 | 0 | 0 | 0 | 0 | 0 | 0 | 0 | 0 | 0 | 0 | 0 | 0 | 0 | 0 | 0 | 0 | 0 | 0 | 0 | 0 | 0 | 0 | 0 | 0 | 0 | 0 | 0 | 0 | 0 | 0 | 0 | 0 | 0 | 0 | 0
Warehouse_Existing_Retro-Commissioning_TRC | Ach | Warehouse | Space Cooling | Central chillers inside | TRC | Existing | NE5364 | Retro-Commissioning | Retro-Commissioning | NonEquip | 5 |  | 21.99% | Custom_improvement_existing | 16% | 0 | 0 | 0 | 0 | 0 | 0 | 0 | 0 | 0 | 0 | 0 | 0 | 0 | 0 | 0 | 0 | 0 | 0 | 0 | 0 | 0 | 0 | 0 | 0 | 0 | 0 | 0 | 0 | 0 | 0 | 0 | 0 | 0 | 0 | 0 | 0 | 0 | 0 | 0 | 0
Warehouse_Existing_Wall Insulation_TRC | Ach | Warehouse | Space Cooling | Central chillers inside | TRC | Existing | NE4220 | Wall Insulation | Wall Insulation | NonEquip | 20 |  | 0% | Prescriptive_all_existing | 50.52% | 0 | 0 | 0 | 0 | 0 | 0 | 0 | 0 | 0 | 0 | 0 | 0 | 0 | 0 | 0 | 0 | 0 | 0 | 0 | 0 | 0 | 0 | 0 | 0 | 0 | 0 | 0 | 0 | 0 | 0 | 0 | 0 | 0 | 0 | 0 | 0 | 0 | 0 | 0 | 0
Warehouse_Existing_Duct Sealing Repair_TRC | Ach | Warehouse | Space Cooling | Central chillers inside | TRC | Existing | NE3518 | Duct Sealing Repair | Duct Sealing Repair | NonEquip | 15 |  | 0% | Prescriptive_all_existing | 12% | 0 | 0 | 0 | 0 | 0 | 0 | 0 | 0 | 0 | 0 | 0 | 0 | 0 | 0 | 0 | 0 | 0 | 0 | 0 | 0 | 0 | 0 | 0 | 0 | 0 | 0 | 0 | 0 | 0 | 0 | 0 | 0 | 0 | 0 | 0 | 0 | 0 | 0 | 0 | 0
Warehouse_Existing_Chilled Water System - Variable Speed Drives_TRC | Ach | Warehouse | Space Cooling | Central chillers inside | TRC | Existing | NE3310 | Chilled Water System - Variable Speed Drives | Chilled Water System - Variable Speed Drives | NonEquip | 13 | Central chillers inside | 73.99% | Prescriptive_all_existing | 24.74% | 0 | 0 | 0 | 0 | 0 | 0 | 0 | 0 | 0 | 0 | 0 | 0 | 0 | 0 | 0 | 0 | 0 | 0 | 0 | 0 | 0 | 0 | 0 | 0 | 0 | 0 | 0 | 0 | 0 | 0 | 0 | 0 | 0 | 0 | 0 | 0 | 0 | 0 | 0 | 0
Warehouse_Existing_Ceiling Insulation(R2 to R38)_TRC | Ach | Warehouse | Space Cooling | Central chillers inside | TRC | Existing | NE3206 | Ceiling Insulation(R2 to R38) | Ceiling Insulation(R2 to R38) | NonEquip | 20 |  | 0% | Prescriptive_all_existing | 94.74% | 0 | 0 | 0 | 0 | 0 | 0 | 0 | 0 | 0 | 0 | 0 | 0 | 0 | 0 | 0 | 0 | 0 | 0 | 0 | 0 | 0 | 0 | 0 | 0 | 0 | 0 | 0 | 0 | 0 | 0 | 0 | 0 | 0 | 0 | 0 | 0 | 0 | 0 | 0 | 0
Warehouse_New_Retro-Commissioning_TRC | Ach | Warehouse | Ventilation and Circulation | Central air-handling unit | TRC | New | NN5403 | Retro-Commissioning | Retro-Commissioning | NonEquip | 5 |  | 0% | Custom_improvement | 16% | 0 | 0 | 0 | 0 | 0 | 0 | 0 | 0 | 0 | 0 | 0 | 0 | 0 | 0 | 0 | 0 | 0 | 0 | 0 | 0 | 0 | 0 | 0 | 0 | 0 | 0 | 0 | 0 | 0 | 0 | 0 | 0 | 0 | 0 | 0 | 0 | 0 | 0 | 0 | 0
Warehouse_New_Demand Controlled Ventilation_TRC | Ach | Warehouse | Ventilation and Circulation | Central air-handling unit | TRC | New | NN4961 | Demand Controlled Ventilation | Demand Controlled Ventilation | NonEquip | 10 |  | 23.39% | Prescriptive_all | 50% | 204.6937 | 313.3384 | 505.6954 | 767.8535 | 1062.1355 | 1074.2098 | 911.1305 | 613.1386 | 326.612 | 143.1091 | 204.6937 | 518.0321 | 1023.7275 | 1791.581 | 2853.7165 | 3927.9263 | 4839.0568 | 5452.1954 | 5778.8073 | 5921.9164 | 0.021312 | 0.053935 | 0.10659 | 0.18653 | 0.29711 | 0.40895 | 0.50382 | 0.56765 | 0.60166 | 0.61656 | 0.11998 | 0.30365 | 0.60007 | 1.0502 | 1.6728 | 2.3024 | 2.8365 | 3.1959 | 3.3873 | 3.4712
Warehouse_Existing_Retro-Commissioning_TRC | Ach | Warehouse | Ventilation and Circulation | Central air-handling unit | TRC | Existing | NE5390 | Retro-Commissioning | Retro-Commissioning | NonEquip | 5 |  | 21.99% | Custom_improvement_existing | 16% | 566.4433 | 563.8551 | 566.6668 | 571.0918 | 575.9032 | 580.2108 | 584.4733 | 587.9861 | 591.3058 | 593.852 | 566.4433 | 1130.2984 | 1696.9652 | 2268.057 | 2843.9602 | 3424.171 | 4008.6443 | 4596.6304 | 5187.9362 | 5781.7882 | 0.094699 | 0.18897 | 0.2837 | 0.37918 | 0.47546 | 0.57246 | 0.67017 | 0.76847 | 0.86733 | 0.96661 | 0.2936 | 0.58587 | 0.87959 | 1.1756 | 1.4741 | 1.7748 | 2.0778 | 2.3826 | 2.6891 | 2.9969
Warehouse_Existing_Demand Controlled Ventilation_TRC | Ach | Warehouse | Ventilation and Circulation | Central air-handling unit | TRC | Existing | NE4948 | Demand Controlled Ventilation | Demand Controlled Ventilation | NonEquip | 10 |  | 23.39% | Prescriptive_all_existing | 50% | 3273.7121 | 5000.5009 | 7437.3241 | 10474.8621 | 13514.3882 | 15287.9836 | 14416.4574 | 10803.5668 | 6342.3965 | 3022.124 | 3273.7121 | 8274.213 | 15711.5371 | 26186.3991 | 39700.7873 | 54988.7709 | 69405.2283 | 80208.795 | 86551.1916 | 89573.3155 | 0.34084 | 0.86147 | 1.6358 | 2.7264 | 4.1334 | 5.7251 | 7.2261 | 8.3509 | 9.0112 | 9.3259 | 1.9189 | 4.8501 | 9.2096 | 15.3496 | 23.2712 | 32.2325 | 40.683 | 47.0156 | 50.7333 | 52.5048
Warehouse_New_Retro-Commissioning_TRC | Ach | Warehouse | Interior Lighting | case lighting | TRC | New | NN5273 | Retro-Commissioning | Retro-Commissioning | NonEquip | 5 |  | 0% | Custom_improvement | 16% | 0 | 0 | 0 | 0 | 0 | 0 | 0 | 0 | 0 | 0 | 0 | 0 | 0 | 0 | 0 | 0 | 0 | 0 | 0 | 0 | 0 | 0 | 0 | 0 | 0 | 0 | 0 | 0 | 0 | 0 | 0 | 0 | 0 | 0 | 0 | 0 | 0 | 0 | 0 | 0
Warehouse_New_Interior Lighting Controls_TRC | Ach | Warehouse | Interior Lighting | case lighting | TRC | New | NN4441 | Interior Lighting Controls | Interior Lighting Controls | NonEquip | 8 | Overhead (fluorescent/LED/CFL U-shape) | 0% | Prescriptive_lighting control | 28% | 0 | 0 | 0 | 0 | 0 | 0 | 0 | 0 | 0 | 0 | 0 | 0 | 0 | 0 | 0 | 0 | 0 | 0 | 0 | 0 | 0 | 0 | 0 | 0 | 0 | 0 | 0 | 0 | 0 | 0 | 0 | 0 | 0 | 0 | 0 | 0 | 0 | 0 | 0 | 0
Warehouse_Existing_Retro-Commissioning_TRC | Ach | Warehouse | Interior Lighting | case lighting | TRC | Existing | NE5260 | Retro-Commissioning | Retro-Commissioning | NonEquip | 5 |  | 21.99% | Custom_improvement_existing | 16% | 4.019 | 4.2674 | 4.2886 | 4.3221 | 4.3585 | 4.3911 | 4.4234 | 4.45 | 4.4751 | 4.4944 | 4.019 | 8.2864 | 12.575 | 16.8971 | 21.2557 | 25.6468 | 30.0702 | 34.5202 | 38.9953 | 43.4897 | 0.00067191 | 0.0013853 | 0.0021023 | 0.0028249 | 0.0035536 | 0.0042877 | 0.0050272 | 0.0057711 | 0.0065193 | 0.0072707 | 0.0020832 | 0.0042951 | 0.006518 | 0.0087583 | 0.011017 | 0.013293 | 0.015586 | 0.017893 | 0.020212 | 0.022542
Warehouse_Existing_Interior Lighting Controls_TRC | Ach | Warehouse | Interior Lighting | case lighting | TRC | Existing | NE4428 | Interior Lighting Controls | Interior Lighting Controls | NonEquip | 8 | Overhead (fluorescent/LED/CFL U-shape) | 0% | Prescriptive_lighting control_existing | 28% | 0 | 0 | 0 | 0 | 0 | 0 | 0 | 0 | 0 | 0 | 0 | 0 | 0 | 0 | 0 | 0 | 0 | 0 | 0 | 0 | 0 | 0 | 0 | 0 | 0 | 0 | 0 | 0 | 0 | 0 | 0 | 0 | 0 | 0 | 0 | 0 | 0 | 0 | 0 | 0
Warehouse_New_Retro-Commissioning_TRC | Ach | Warehouse | Space Heating | Boilers | TRC | New | NN5351 | Retro-Commissioning | Retro-Commissioning | NonEquip | 5 |  | 0% | Custom_improvement | 16% | 0 | 0 | 0 | 0 | 0 | 0 | 0 | 0 | 0 | 0 | 0 | 0 | 0 | 0 | 0 | 0 | 0 | 0 | 0 | 0 | 0 | 0 | 0 | 0 | 0 | 0 | 0 | 0 | 0 | 0 | 0 | 0 | 0 | 0 | 0 | 0 | 0 | 0 | 0 | 0
Warehouse_New_Duct Sealing Repair_TRC | Ach | Warehouse | Space Heating | Boilers | TRC | New | NN3557 | Duct Sealing Repair | Duct Sealing Repair | NonEquip | 15 |  | 0% | Prescriptive_all | 12% | 0 | 0 | 0 | 0 | 0 | 0 | 0 | 0 | 0 | 0 | 0 | 0 | 0 | 0 | 0 | 0 | 0 | 0 | 0 | 0 | 0 | 0 | 0 | 0 | 0 | 0 | 0 | 0 | 0 | 0 | 0 | 0 | 0 | 0 | 0 | 0 | 0 | 0 | 0 | 0
Warehouse_New_Ceiling Insulation(R2 to R38)_TRC | Ach | Warehouse | Space Heating | Boilers | TRC | New | NN3193 | Ceiling Insulation(R2 to R38) | Ceiling Insulation(R2 to R38) | NonEquip | 20 |  | 0% | Prescriptive_all | 47.16% | 0 | 0 | 0 | 0 | 0 | 0 | 0 | 0 | 0 | 0 | 0 | 0 | 0 | 0 | 0 | 0 | 0 | 0 | 0 | 0 | 0 | 0 | 0 | 0 | 0 | 0 | 0 | 0 | 0 | 0 | 0 | 0 | 0 | 0 | 0 | 0 | 0 | 0 | 0 | 0
Warehouse_Existing_Retro-Commissioning_TRC | Ach | Warehouse | Space Heating | Boilers | TRC | Existing | NE5338 | Retro-Commissioning | Retro-Commissioning | NonEquip | 5 |  | 21.99% | Custom_improvement_existing | 16% | 0 | 0 | 0 | 0 | 0 | 0 | 0 | 0 | 0 | 0 | 0 | 0 | 0 | 0 | 0 | 0 | 0 | 0 | 0 | 0 | 0 | 0 | 0 | 0 | 0 | 0 | 0 | 0 | 0 | 0 | 0 | 0 | 0 | 0 | 0 | 0 | 0 | 0 | 0 | 0
Warehouse_Existing_Wall Insulation_TRC | Ach | Warehouse | Space Heating | Boilers | TRC | Existing | NE4246 | Wall Insulation | Wall Insulation | NonEquip | 20 |  | 0% | Prescriptive_all_existing | 2.852% | 0 | 0 | 0 | 0 | 0 | 0 | 0 | 0 | 0 | 0 | 0 | 0 | 0 | 0 | 0 | 0 | 0 | 0 | 0 | 0 | 0 | 0 | 0 | 0 | 0 | 0 | 0 | 0 | 0 | 0 | 0 | 0 | 0 | 0 | 0 | 0 | 0 | 0 | 0 | 0
Warehouse_Existing_Duct Sealing Repair_TRC | Ach | Warehouse | Space Heating | Boilers | TRC | Existing | NE3544 | Duct Sealing Repair | Duct Sealing Repair | NonEquip | 15 |  | 0% | Prescriptive_all_existing | 12% | 0 | 0 | 0 | 0 | 0 | 0 | 0 | 0 | 0 | 0 | 0 | 0 | 0 | 0 | 0 | 0 | 0 | 0 | 0 | 0 | 0 | 0 | 0 | 0 | 0 | 0 | 0 | 0 | 0 | 0 | 0 | 0 | 0 | 0 | 0 | 0 | 0 | 0 | 0 | 0
Warehouse_Existing_Ceiling Insulation(R2 to R38)_TRC | Ach | Warehouse | Space Heating | Boilers | TRC | Existing | NE3180 | Ceiling Insulation(R2 to R38) | Ceiling Insulation(R2 to R38) | NonEquip | 20 |  | 0% | Prescriptive_all_existing | 52.04% | 0 | 0 | 0 | 0 | 0 | 0 | 0 | 0 | 0 | 0 | 0 | 0 | 0 | 0 | 0 | 0 | 0 | 0 | 0 | 0 | 0 | 0 | 0 | 0 | 0 | 0 | 0 | 0 | 0 | 0 | 0 | 0 | 0 | 0 | 0 | 0 | 0 | 0 | 0 | 0
Warehouse_New_Retro-Commissioning_TRC | Ach | Warehouse | Domestic Hot Water | "Point-of-Use" water heaters | TRC | New | NN5429 | Retro-Commissioning | Retro-Commissioning | NonEquip | 5 |  | 0% | Custom_improvement | 16% | 0 | 0 | 0 | 0 | 0 | 0 | 0 | 0 | 0 | 0 | 0 | 0 | 0 | 0 | 0 | 0 | 0 | 0 | 0 | 0 | 0 | 0 | 0 | 0 | 0 | 0 | 0 | 0 | 0 | 0 | 0 | 0 | 0 | 0 | 0 | 0 | 0 | 0 | 0 | 0
Warehouse_New_Tank Wrap on Water Heater_TRC | Ach | Warehouse | Domestic Hot Water | "Point-of-Use" water heaters | TRC | New | NN2907 | Tank Wrap on Water Heater | Tank Wrap on Water Heater | NonEquip | 7 | Centralized water heaters | 0% | Prescriptive_water heater | 1.755% | 0 | 0 | 0 | 0 | 0 | 0 | 0 | 0 | 0 | 0 | 0 | 0 | 0 | 0 | 0 | 0 | 0 | 0 | 0 | 0 | 0 | 0 | 0 | 0 | 0 | 0 | 0 | 0 | 0 | 0 | 0 | 0 | 0 | 0 | 0 | 0 | 0 | 0 | 0 | 0
Warehouse_Existing_Retro-Commissioning_TRC | Ach | Warehouse | Domestic Hot Water | "Point-of-Use" water heaters | TRC | Existing | NE5416 | Retro-Commissioning | Retro-Commissioning | NonEquip | 5 |  | 21.99% | Custom_improvement_existing | 16% | 0 | 0 | 0 | 0 | 0 | 0 | 0 | 0 | 0 | 0 | 0 | 0 | 0 | 0 | 0 | 0 | 0 | 0 | 0 | 0 | 0 | 0 | 0 | 0 | 0 | 0 | 0 | 0 | 0 | 0 | 0 | 0 | 0 | 0 | 0 | 0 | 0 | 0 | 0 | 0
Warehouse_Existing_Tank Wrap on Water Heater_TRC | Ach | Warehouse | Domestic Hot Water | "Point-of-Use" water heaters | TRC | Existing | NE2894 | Tank Wrap on Water Heater | Tank Wrap on Water Heater | NonEquip | 7 | Centralized water heaters | 0% | Prescriptive_water heater_existing | 1.755% | 0 | 0 | 0 | 0 | 0 | 0 | 0 | 0 | 0 | 0 | 0 | 0 | 0 | 0 | 0 | 0 | 0 | 0 | 0 | 0 | 0 | 0 | 0 | 0 | 0 | 0 | 0 | 0 | 0 | 0 | 0 | 0 | 0 | 0 | 0 | 0 | 0 | 0 | 0 | 0

## Gulf_Ach_COM_RIM
| Scenario | Segment | EndUse | EquipType | CE Test | Vintage | Measure Code | Name | Description | Type | Measure Life | Competition Group | Applicability | Adoption Curve | Energy Savings % | 2020 | 2021 | 2022 | 2023 | 2024 | 2025 | 2026 | 2027 | 2028 | 2029 | Cumulative2020 | Cumulative2021 | Cumulative2022 | Cumulative2023 | Cumulative2024 | Cumulative2025 | Cumulative2026 | Cumulative2027 | Cumulative2028 | Cumulative2029 | CumulativeSD2020 | CumulativeSD2021 | CumulativeSD2022 | CumulativeSD2023 | CumulativeSD2024 | CumulativeSD2025 | CumulativeSD2026 | CumulativeSD2027 | CumulativeSD2028 | CumulativeSD2029 | CumulativeWD2020 | CumulativeWD2021 | CumulativeWD2022 | CumulativeWD2023 | CumulativeWD2024 | CumulativeWD2025 | CumulativeWD2026 | CumulativeWD2027 | CumulativeWD2028 | CumulativeWD2029
Assembly_New_Duct Sealing Repair_RIM | Ach | Assembly | Space Cooling | Residential-type central air conditioners | RIM | New | NN3519 | Duct Sealing Repair | Duct Sealing Repair | NonEquip | 15 |  | 0% | Prescriptive_all | 12% | 0 | 0 | 0 | 0 | 0 | 0 | 0 | 0 | 0 | 0 | 0 | 0 | 0 | 0 | 0 | 0 | 0 | 0 | 0 | 0 | 0 | 0 | 0 | 0 | 0 | 0 | 0 | 0 | 0 | 0 | 0 | 0 | 0 | 0 | 0 | 0 | 0 | 0 | 0 | 0
Assembly_Existing_Duct Sealing Repair_RIM | Ach | Assembly | Space Cooling | Residential-type central air conditioners | RIM | Existing | NE3506 | Duct Sealing Repair | Duct Sealing Repair | NonEquip | 15 |  | 0% | Prescriptive_all_existing | 12% | 0 | 0 | 0 | 0 | 0 | 0 | 0 | 0 | 0 | 0 | 0 | 0 | 0 | 0 | 0 | 0 | 0 | 0 | 0 | 0 | 0 | 0 | 0 | 0 | 0 | 0 | 0 | 0 | 0 | 0 | 0 | 0 | 0 | 0 | 0 | 0 | 0 | 0 | 0 | 0
Assembly_New_Duct Sealing Repair_RIM | Ach | Assembly | Space Heating | Residential/split system heat pump | RIM | New | NN3545 | Duct Sealing Repair | Duct Sealing Repair | NonEquip | 15 |  | 0% | Prescriptive_all | 12% | 0 | 0 | 0 | 0 | 0 | 0 | 0 | 0 | 0 | 0 | 0 | 0 | 0 | 0 | 0 | 0 | 0 | 0 | 0 | 0 | 0 | 0 | 0 | 0 | 0 | 0 | 0 | 0 | 0 | 0 | 0 | 0 | 0 | 0 | 0 | 0 | 0 | 0 | 0 | 0
Assembly_Existing_Duct Sealing Repair_RIM | Ach | Assembly | Space Heating | Residential/split system heat pump | RIM | Existing | NE3532 | Duct Sealing Repair | Duct Sealing Repair | NonEquip | 15 |  | 0% | Prescriptive_all_existing | 12% | 0 | 0 | 0 | 0 | 0 | 0 | 0 | 0 | 0 | 0 | 0 | 0 | 0 | 0 | 0 | 0 | 0 | 0 | 0 | 0 | 0 | 0 | 0 | 0 | 0 | 0 | 0 | 0 | 0 | 0 | 0 | 0 | 0 | 0 | 0 | 0 | 0 | 0 | 0 | 0
Assembly_New_Duct Sealing Repair_RIM | Ach | Assembly | Space Heating | Packaged central unit | RIM | New | NN3545 | Duct Sealing Repair | Duct Sealing Repair | NonEquip | 15 |  | 0% | Prescriptive_all | 12% | 0 | 0 | 0 | 0 | 0 | 0 | 0 | 0 | 0 | 0 | 0 | 0 | 0 | 0 | 0 | 0 | 0 | 0 | 0 | 0 | 0 | 0 | 0 | 0 | 0 | 0 | 0 | 0 | 0 | 0 | 0 | 0 | 0 | 0 | 0 | 0 | 0 | 0 | 0 | 0
Assembly_Existing_Duct Sealing Repair_RIM | Ach | Assembly | Space Heating | Packaged central unit | RIM | Existing | NE3532 | Duct Sealing Repair | Duct Sealing Repair | NonEquip | 15 |  | 0% | Prescriptive_all_existing | 12% | 0 | 0 | 0 | 0 | 0 | 0 | 0 | 0 | 0 | 0 | 0 | 0 | 0 | 0 | 0 | 0 | 0 | 0 | 0 | 0 | 0 | 0 | 0 | 0 | 0 | 0 | 0 | 0 | 0 | 0 | 0 | 0 | 0 | 0 | 0 | 0 | 0 | 0 | 0 | 0
Assembly_New_Duct Sealing Repair_RIM | Ach | Assembly | Space Cooling | Packaged air conditioning units (RTUs) | RIM | New | NN3519 | Duct Sealing Repair | Duct Sealing Repair | NonEquip | 15 |  | 0% | Prescriptive_all | 12% | 0 | 0 | 0 | 0 | 0 | 0 | 0 | 0 | 0 | 0 | 0 | 0 | 0 | 0 | 0 | 0 | 0 | 0 | 0 | 0 | 0 | 0 | 0 | 0 | 0 | 0 | 0 | 0 | 0 | 0 | 0 | 0 | 0 | 0 | 0 | 0 | 0 | 0 | 0 | 0
Assembly_Existing_Duct Sealing Repair_RIM | Ach | Assembly | Space Cooling | Packaged air conditioning units (RTUs) | RIM | Existing | NE3506 | Duct Sealing Repair | Duct Sealing Repair | NonEquip | 15 |  | 0% | Prescriptive_all_existing | 12% | 0 | 0 | 0 | 0 | 0 | 0 | 0 | 0 | 0 | 0 | 0 | 0 | 0 | 0 | 0 | 0 | 0 | 0 | 0 | 0 | 0 | 0 | 0 | 0 | 0 | 0 | 0 | 0 | 0 | 0 | 0 | 0 | 0 | 0 | 0 | 0 | 0 | 0 | 0 | 0
Assembly_New_Duct Sealing Repair_RIM | Ach | Assembly | Space Heating | Individual room heating | RIM | New | NN3545 | Duct Sealing Repair | Duct Sealing Repair | NonEquip | 15 |  | 0% | Prescriptive_all | 12% | 0 | 0 | 0 | 0 | 0 | 0 | 0 | 0 | 0 | 0 | 0 | 0 | 0 | 0 | 0 | 0 | 0 | 0 | 0 | 0 | 0 | 0 | 0 | 0 | 0 | 0 | 0 | 0 | 0 | 0 | 0 | 0 | 0 | 0 | 0 | 0 | 0 | 0 | 0 | 0
Assembly_Existing_Duct Sealing Repair_RIM | Ach | Assembly | Space Heating | Individual room heating | RIM | Existing | NE3532 | Duct Sealing Repair | Duct Sealing Repair | NonEquip | 15 |  | 0% | Prescriptive_all_existing | 12% | 0 | 0 | 0 | 0 | 0 | 0 | 0 | 0 | 0 | 0 | 0 | 0 | 0 | 0 | 0 | 0 | 0 | 0 | 0 | 0 | 0 | 0 | 0 | 0 | 0 | 0 | 0 | 0 | 0 | 0 | 0 | 0 | 0 | 0 | 0 | 0 | 0 | 0 | 0 | 0
Assembly_New_Duct Sealing Repair_RIM | Ach | Assembly | Space Cooling | Individual room air conditioners | RIM | New | NN3519 | Duct Sealing Repair | Duct Sealing Repair | NonEquip | 15 |  | 0% | Prescriptive_all | 12% | 0 | 0 | 0 | 0 | 0 | 0 | 0 | 0 | 0 | 0 | 0 | 0 | 0 | 0 | 0 | 0 | 0 | 0 | 0 | 0 | 0 | 0 | 0 | 0 | 0 | 0 | 0 | 0 | 0 | 0 | 0 | 0 | 0 | 0 | 0 | 0 | 0 | 0 | 0 | 0
Assembly_Existing_Duct Sealing Repair_RIM | Ach | Assembly | Space Cooling | Individual room air conditioners | RIM | Existing | NE3506 | Duct Sealing Repair | Duct Sealing Repair | NonEquip | 15 |  | 0% | Prescriptive_all_existing | 12% | 0 | 0 | 0 | 0 | 0 | 0 | 0 | 0 | 0 | 0 | 0 | 0 | 0 | 0 | 0 | 0 | 0 | 0 | 0 | 0 | 0 | 0 | 0 | 0 | 0 | 0 | 0 | 0 | 0 | 0 | 0 | 0 | 0 | 0 | 0 | 0 | 0 | 0 | 0 | 0
Assembly_New_Duct Sealing Repair_RIM | Ach | Assembly | Space Heating | Forced air furnace | RIM | New | NN3545 | Duct Sealing Repair | Duct Sealing Repair | NonEquip | 15 |  | 0% | Prescriptive_all | 12% | 0 | 0 | 0 | 0 | 0 | 0 | 0 | 0 | 0 | 0 | 0 | 0 | 0 | 0 | 0 | 0 | 0 | 0 | 0 | 0 | 0 | 0 | 0 | 0 | 0 | 0 | 0 | 0 | 0 | 0 | 0 | 0 | 0 | 0 | 0 | 0 | 0 | 0 | 0 | 0
Assembly_Existing_Duct Sealing Repair_RIM | Ach | Assembly | Space Heating | Forced air furnace | RIM | Existing | NE3532 | Duct Sealing Repair | Duct Sealing Repair | NonEquip | 15 |  | 0% | Prescriptive_all_existing | 12% | 0 | 0 | 0 | 0 | 0 | 0 | 0 | 0 | 0 | 0 | 0 | 0 | 0 | 0 | 0 | 0 | 0 | 0 | 0 | 0 | 0 | 0 | 0 | 0 | 0 | 0 | 0 | 0 | 0 | 0 | 0 | 0 | 0 | 0 | 0 | 0 | 0 | 0 | 0 | 0
Assembly_New_Duct Sealing Repair_RIM | Ach | Assembly | Space Cooling | District chilled water piped | RIM | New | NN3519 | Duct Sealing Repair | Duct Sealing Repair | NonEquip | 15 |  | 0% | Prescriptive_all | 12% | 0 | 0 | 0 | 0 | 0 | 0 | 0 | 0 | 0 | 0 | 0 | 0 | 0 | 0 | 0 | 0 | 0 | 0 | 0 | 0 | 0 | 0 | 0 | 0 | 0 | 0 | 0 | 0 | 0 | 0 | 0 | 0 | 0 | 0 | 0 | 0 | 0 | 0 | 0 | 0
Assembly_Existing_Duct Sealing Repair_RIM | Ach | Assembly | Space Cooling | District chilled water piped | RIM | Existing | NE3506 | Duct Sealing Repair | Duct Sealing Repair | NonEquip | 15 |  | 0% | Prescriptive_all_existing | 12% | 0 | 0 | 0 | 0 | 0 | 0 | 0 | 0 | 0 | 0 | 0 | 0 | 0 | 0 | 0 | 0 | 0 | 0 | 0 | 0 | 0 | 0 | 0 | 0 | 0 | 0 | 0 | 0 | 0 | 0 | 0 | 0 | 0 | 0 | 0 | 0 | 0 | 0 | 0 | 0
Assembly_New_Duct Sealing Repair_RIM | Ach | Assembly | Space Cooling | Central chillers inside | RIM | New | NN3519 | Duct Sealing Repair | Duct Sealing Repair | NonEquip | 15 |  | 0% | Prescriptive_all | 12% | 0 | 0 | 0 | 0 | 0 | 0 | 0 | 0 | 0 | 0 | 0 | 0 | 0 | 0 | 0 | 0 | 0 | 0 | 0 | 0 | 0 | 0 | 0 | 0 | 0 | 0 | 0 | 0 | 0 | 0 | 0 | 0 | 0 | 0 | 0 | 0 | 0 | 0 | 0 | 0
Assembly_Existing_Duct Sealing Repair_RIM | Ach | Assembly | Space Cooling | Central chillers inside | RIM | Existing | NE3506 | Duct Sealing Repair | Duct Sealing Repair | NonEquip | 15 |  | 0% | Prescriptive_all_existing | 12% | 0 | 0 | 0 | 0 | 0 | 0 | 0 | 0 | 0 | 0 | 0 | 0 | 0 | 0 | 0 | 0 | 0 | 0 | 0 | 0 | 0 | 0 | 0 | 0 | 0 | 0 | 0 | 0 | 0 | 0 | 0 | 0 | 0 | 0 | 0 | 0 | 0 | 0 | 0 | 0
Assembly_New_Duct Sealing Repair_RIM | Ach | Assembly | Space Heating | Boilers | RIM | New | NN3545 | Duct Sealing Repair | Duct Sealing Repair | NonEquip | 15 |  | 0% | Prescriptive_all | 12% | 0 | 0 | 0 | 0 | 0 | 0 | 0 | 0 | 0 | 0 | 0 | 0 | 0 | 0 | 0 | 0 | 0 | 0 | 0 | 0 | 0 | 0 | 0 | 0 | 0 | 0 | 0 | 0 | 0 | 0 | 0 | 0 | 0 | 0 | 0 | 0 | 0 | 0 | 0 | 0
Assembly_Existing_Duct Sealing Repair_RIM | Ach | Assembly | Space Heating | Boilers | RIM | Existing | NE3532 | Duct Sealing Repair | Duct Sealing Repair | NonEquip | 15 |  | 0% | Prescriptive_all_existing | 12% | 0 | 0 | 0 | 0 | 0 | 0 | 0 | 0 | 0 | 0 | 0 | 0 | 0 | 0 | 0 | 0 | 0 | 0 | 0 | 0 | 0 | 0 | 0 | 0 | 0 | 0 | 0 | 0 | 0 | 0 | 0 | 0 | 0 | 0 | 0 | 0 | 0 | 0 | 0 | 0
College and University_New_Duct Sealing Repair_RIM | Ach | College and University | Space Cooling | Residential-type central air conditioners | RIM | New | NN3520 | Duct Sealing Repair | Duct Sealing Repair | NonEquip | 15 |  | 0% | Prescriptive_all | 12% | 0 | 0 | 0 | 0 | 0 | 0 | 0 | 0 | 0 | 0 | 0 | 0 | 0 | 0 | 0 | 0 | 0 | 0 | 0 | 0 | 0 | 0 | 0 | 0 | 0 | 0 | 0 | 0 | 0 | 0 | 0 | 0 | 0 | 0 | 0 | 0 | 0 | 0 | 0 | 0
College and University_Existing_Duct Sealing Repair_RIM | Ach | College and University | Space Cooling | Residential-type central air conditioners | RIM | Existing | NE3507 | Duct Sealing Repair | Duct Sealing Repair | NonEquip | 15 |  | 0% | Prescriptive_all_existing | 12% | 0 | 0 | 0 | 0 | 0 | 0 | 0 | 0 | 0 | 0 | 0 | 0 | 0 | 0 | 0 | 0 | 0 | 0 | 0 | 0 | 0 | 0 | 0 | 0 | 0 | 0 | 0 | 0 | 0 | 0 | 0 | 0 | 0 | 0 | 0 | 0 | 0 | 0 | 0 | 0
College and University_New_Duct Sealing Repair_RIM | Ach | College and University | Space Heating | Residential/split system heat pump | RIM | New | NN3546 | Duct Sealing Repair | Duct Sealing Repair | NonEquip | 15 |  | 0% | Prescriptive_all | 12% | 0 | 0 | 0 | 0 | 0 | 0 | 0 | 0 | 0 | 0 | 0 | 0 | 0 | 0 | 0 | 0 | 0 | 0 | 0 | 0 | 0 | 0 | 0 | 0 | 0 | 0 | 0 | 0 | 0 | 0 | 0 | 0 | 0 | 0 | 0 | 0 | 0 | 0 | 0 | 0
College and University_Existing_Duct Sealing Repair_RIM | Ach | College and University | Space Heating | Residential/split system heat pump | RIM | Existing | NE3533 | Duct Sealing Repair | Duct Sealing Repair | NonEquip | 15 |  | 0% | Prescriptive_all_existing | 12% | 0 | 0 | 0 | 0 | 0 | 0 | 0 | 0 | 0 | 0 | 0 | 0 | 0 | 0 | 0 | 0 | 0 | 0 | 0 | 0 | 0 | 0 | 0 | 0 | 0 | 0 | 0 | 0 | 0 | 0 | 0 | 0 | 0 | 0 | 0 | 0 | 0 | 0 | 0 | 0
College and University_New_Duct Sealing Repair_RIM | Ach | College and University | Space Heating | Packaged central unit | RIM | New | NN3546 | Duct Sealing Repair | Duct Sealing Repair | NonEquip | 15 |  | 0% | Prescriptive_all | 12% | 0 | 0 | 0 | 0 | 0 | 0 | 0 | 0 | 0 | 0 | 0 | 0 | 0 | 0 | 0 | 0 | 0 | 0 | 0 | 0 | 0 | 0 | 0 | 0 | 0 | 0 | 0 | 0 | 0 | 0 | 0 | 0 | 0 | 0 | 0 | 0 | 0 | 0 | 0 | 0
College and University_Existing_Duct Sealing Repair_RIM | Ach | College and University | Space Heating | Packaged central unit | RIM | Existing | NE3533 | Duct Sealing Repair | Duct Sealing Repair | NonEquip | 15 |  | 0% | Prescriptive_all_existing | 12% | 0 | 0 | 0 | 0 | 0 | 0 | 0 | 0 | 0 | 0 | 0 | 0 | 0 | 0 | 0 | 0 | 0 | 0 | 0 | 0 | 0 | 0 | 0 | 0 | 0 | 0 | 0 | 0 | 0 | 0 | 0 | 0 | 0 | 0 | 0 | 0 | 0 | 0 | 0 | 0
College and University_New_Duct Sealing Repair_RIM | Ach | College and University | Space Cooling | Packaged air conditioning units (RTUs) | RIM | New | NN3520 | Duct Sealing Repair | Duct Sealing Repair | NonEquip | 15 |  | 0% | Prescriptive_all | 12% | 0 | 0 | 0 | 0 | 0 | 0 | 0 | 0 | 0 | 0 | 0 | 0 | 0 | 0 | 0 | 0 | 0 | 0 | 0 | 0 | 0 | 0 | 0 | 0 | 0 | 0 | 0 | 0 | 0 | 0 | 0 | 0 | 0 | 0 | 0 | 0 | 0 | 0 | 0 | 0
College and University_Existing_Duct Sealing Repair_RIM | Ach | College and University | Space Cooling | Packaged air conditioning units (RTUs) | RIM | Existing | NE3507 | Duct Sealing Repair | Duct Sealing Repair | NonEquip | 15 |  | 0% | Prescriptive_all_existing | 12% | 0 | 0 | 0 | 0 | 0 | 0 | 0 | 0 | 0 | 0 | 0 | 0 | 0 | 0 | 0 | 0 | 0 | 0 | 0 | 0 | 0 | 0 | 0 | 0 | 0 | 0 | 0 | 0 | 0 | 0 | 0 | 0 | 0 | 0 | 0 | 0 | 0 | 0 | 0 | 0
College and University_New_Duct Sealing Repair_RIM | Ach | College and University | Space Heating | Individual room heating | RIM | New | NN3546 | Duct Sealing Repair | Duct Sealing Repair | NonEquip | 15 |  | 0% | Prescriptive_all | 12% | 0 | 0 | 0 | 0 | 0 | 0 | 0 | 0 | 0 | 0 | 0 | 0 | 0 | 0 | 0 | 0 | 0 | 0 | 0 | 0 | 0 | 0 | 0 | 0 | 0 | 0 | 0 | 0 | 0 | 0 | 0 | 0 | 0 | 0 | 0 | 0 | 0 | 0 | 0 | 0
College and University_Existing_Duct Sealing Repair_RIM | Ach | College and University | Space Heating | Individual room heating | RIM | Existing | NE3533 | Duct Sealing Repair | Duct Sealing Repair | NonEquip | 15 |  | 0% | Prescriptive_all_existing | 12% | 0 | 0 | 0 | 0 | 0 | 0 | 0 | 0 | 0 | 0 | 0 | 0 | 0 | 0 | 0 | 0 | 0 | 0 | 0 | 0 | 0 | 0 | 0 | 0 | 0 | 0 | 0 | 0 | 0 | 0 | 0 | 0 | 0 | 0 | 0 | 0 | 0 | 0 | 0 | 0
College and University_New_Duct Sealing Repair_RIM | Ach | College and University | Space Cooling | Individual room air conditioners | RIM | New | NN3520 | Duct Sealing Repair | Duct Sealing Repair | NonEquip | 15 |  | 0% | Prescriptive_all | 12% | 0 | 0 | 0 | 0 | 0 | 0 | 0 | 0 | 0 | 0 | 0 | 0 | 0 | 0 | 0 | 0 | 0 | 0 | 0 | 0 | 0 | 0 | 0 | 0 | 0 | 0 | 0 | 0 | 0 | 0 | 0 | 0 | 0 | 0 | 0 | 0 | 0 | 0 | 0 | 0
College and University_Existing_Duct Sealing Repair_RIM | Ach | College and University | Space Cooling | Individual room air conditioners | RIM | Existing | NE3507 | Duct Sealing Repair | Duct Sealing Repair | NonEquip | 15 |  | 0% | Prescriptive_all_existing | 12% | 0 | 0 | 0 | 0 | 0 | 0 | 0 | 0 | 0 | 0 | 0 | 0 | 0 | 0 | 0 | 0 | 0 | 0 | 0 | 0 | 0 | 0 | 0 | 0 | 0 | 0 | 0 | 0 | 0 | 0 | 0 | 0 | 0 | 0 | 0 | 0 | 0 | 0 | 0 | 0
College and University_New_Duct Sealing Repair_RIM | Ach | College and University | Space Heating | Forced air furnace | RIM | New | NN3546 | Duct Sealing Repair | Duct Sealing Repair | NonEquip | 15 |  | 0% | Prescriptive_all | 12% | 0 | 0 | 0 | 0 | 0 | 0 | 0 | 0 | 0 | 0 | 0 | 0 | 0 | 0 | 0 | 0 | 0 | 0 | 0 | 0 | 0 | 0 | 0 | 0 | 0 | 0 | 0 | 0 | 0 | 0 | 0 | 0 | 0 | 0 | 0 | 0 | 0 | 0 | 0 | 0
College and University_Existing_Duct Sealing Repair_RIM | Ach | College and University | Space Heating | Forced air furnace | RIM | Existing | NE3533 | Duct Sealing Repair | Duct Sealing Repair | NonEquip | 15 |  | 0% | Prescriptive_all_existing | 12% | 0 | 0 | 0 | 0 | 0 | 0 | 0 | 0 | 0 | 0 | 0 | 0 | 0 | 0 | 0 | 0 | 0 | 0 | 0 | 0 | 0 | 0 | 0 | 0 | 0 | 0 | 0 | 0 | 0 | 0 | 0 | 0 | 0 | 0 | 0 | 0 | 0 | 0 | 0 | 0
College and University_New_Duct Sealing Repair_RIM | Ach | College and University | Space Cooling | District chilled water piped | RIM | New | NN3520 | Duct Sealing Repair | Duct Sealing Repair | NonEquip | 15 |  | 0% | Prescriptive_all | 12% | 0 | 0 | 0 | 0 | 0 | 0 | 0 | 0 | 0 | 0 | 0 | 0 | 0 | 0 | 0 | 0 | 0 | 0 | 0 | 0 | 0 | 0 | 0 | 0 | 0 | 0 | 0 | 0 | 0 | 0 | 0 | 0 | 0 | 0 | 0 | 0 | 0 | 0 | 0 | 0
College and University_Existing_Duct Sealing Repair_RIM | Ach | College and University | Space Cooling | District chilled water piped | RIM | Existing | NE3507 | Duct Sealing Repair | Duct Sealing Repair | NonEquip | 15 |  | 0% | Prescriptive_all_existing | 12% | 0 | 0 | 0 | 0 | 0 | 0 | 0 | 0 | 0 | 0 | 0 | 0 | 0 | 0 | 0 | 0 | 0 | 0 | 0 | 0 | 0 | 0 | 0 | 0 | 0 | 0 | 0 | 0 | 0 | 0 | 0 | 0 | 0 | 0 | 0 | 0 | 0 | 0 | 0 | 0
College and University_New_Duct Sealing Repair_RIM | Ach | College and University | Space Cooling | Central chillers inside | RIM | New | NN3520 | Duct Sealing Repair | Duct Sealing Repair | NonEquip | 15 |  | 0% | Prescriptive_all | 12% | 0 | 0 | 0 | 0 | 0 | 0 | 0 | 0 | 0 | 0 | 0 | 0 | 0 | 0 | 0 | 0 | 0 | 0 | 0 | 0 | 0 | 0 | 0 | 0 | 0 | 0 | 0 | 0 | 0 | 0 | 0 | 0 | 0 | 0 | 0 | 0 | 0 | 0 | 0 | 0
College and University_Existing_Duct Sealing Repair_RIM | Ach | College and University | Space Cooling | Central chillers inside | RIM | Existing | NE3507 | Duct Sealing Repair | Duct Sealing Repair | NonEquip | 15 |  | 0% | Prescriptive_all_existing | 12% | 0 | 0 | 0 | 0 | 0 | 0 | 0 | 0 | 0 | 0 | 0 | 0 | 0 | 0 | 0 | 0 | 0 | 0 | 0 | 0 | 0 | 0 | 0 | 0 | 0 | 0 | 0 | 0 | 0 | 0 | 0 | 0 | 0 | 0 | 0 | 0 | 0 | 0 | 0 | 0
College and University_New_Duct Sealing Repair_RIM | Ach | College and University | Space Heating | Boilers | RIM | New | NN3546 | Duct Sealing Repair | Duct Sealing Repair | NonEquip | 15 |  | 0% | Prescriptive_all | 12% | 0 | 0 | 0 | 0 | 0 | 0 | 0 | 0 | 0 | 0 | 0 | 0 | 0 | 0 | 0 | 0 | 0 | 0 | 0 | 0 | 0 | 0 | 0 | 0 | 0 | 0 | 0 | 0 | 0 | 0 | 0 | 0 | 0 | 0 | 0 | 0 | 0 | 0 | 0 | 0
College and University_Existing_Duct Sealing Repair_RIM | Ach | College and University | Space Heating | Boilers | RIM | Existing | NE3533 | Duct Sealing Repair | Duct Sealing Repair | NonEquip | 15 |  | 0% | Prescriptive_all_existing | 12% | 0 | 0 | 0 | 0 | 0 | 0 | 0 | 0 | 0 | 0 | 0 | 0 | 0 | 0 | 0 | 0 | 0 | 0 | 0 | 0 | 0 | 0 | 0 | 0 | 0 | 0 | 0 | 0 | 0 | 0 | 0 | 0 | 0 | 0 | 0 | 0 | 0 | 0 | 0 | 0
Grocery_New_Energy Recovery Ventilation System (ERV)_RIM | Ach | Grocery | Space Cooling | Residential-type central air conditioners | RIM | New | NN3599 | Energy Recovery Ventilation System (ERV) | Energy Recovery Ventilation System (ERV) | NonEquip | 15 | Packaged air conditioning units (RTUs) | 0% | Prescriptive_all | 9.935% | 0 | 0 | 0 | 0 | 0 | 0 | 0 | 0 | 0 | 0 | 0 | 0 | 0 | 0 | 0 | 0 | 0 | 0 | 0 | 0 | 0 | 0 | 0 | 0 | 0 | 0 | 0 | 0 | 0 | 0 | 0 | 0 | 0 | 0 | 0 | 0 | 0 | 0 | 0 | 0
Grocery_Existing_Energy Recovery Ventilation System (ERV)_RIM | Ach | Grocery | Space Cooling | Residential-type central air conditioners | RIM | Existing | NE3586 | Energy Recovery Ventilation System (ERV) | Energy Recovery Ventilation System (ERV) | NonEquip | 15 | Packaged air conditioning units (RTUs) | 0% | Prescriptive_all_existing | 9.935% | 0 | 0 | 0 | 0 | 0 | 0 | 0 | 0 | 0 | 0 | 0 | 0 | 0 | 0 | 0 | 0 | 0 | 0 | 0 | 0 | 0 | 0 | 0 | 0 | 0 | 0 | 0 | 0 | 0 | 0 | 0 | 0 | 0 | 0 | 0 | 0 | 0 | 0 | 0 | 0
Grocery_New_Energy Recovery Ventilation System (ERV)_RIM | Ach | Grocery | Space Cooling | Packaged air conditioning units (RTUs) | RIM | New | NN3599 | Energy Recovery Ventilation System (ERV) | Energy Recovery Ventilation System (ERV) | NonEquip | 15 | Packaged air conditioning units (RTUs) | 48.99% | Prescriptive_all | 9.935% | 2771.9395 | 4416.8004 | 7394.1943 | 11597.6943 | 16524.4688 | 18613.201 | 17447.321 | 12993.8715 | 7573.4791 | 3586.169 | 2771.9395 | 7188.7399 | 14582.9342 | 26180.6285 | 42705.0972 | 61318.2982 | 78765.6192 | 91759.4906 | 99332.9697 | 102919.1387 | 4.0644 | 10.5406 | 21.3825 | 38.3879 | 62.6173 | 89.9093 | 115.4918 | 134.5443 | 145.6491 | 150.9074 | 0.78767 | 2.0427 | 4.1439 | 7.4395 | 12.135 | 17.4241 | 22.3819 | 26.0743 | 28.2263 | 29.2454
Grocery_Existing_Energy Recovery Ventilation System (ERV)_RIM | Ach | Grocery | Space Cooling | Packaged air conditioning units (RTUs) | RIM | Existing | NE3586 | Energy Recovery Ventilation System (ERV) | Energy Recovery Ventilation System (ERV) | NonEquip | 15 | Packaged air conditioning units (RTUs) | 48.99% | Prescriptive_all_existing | 9.935% | 20605.3464 | 31928.7015 | 47908.3637 | 68149.0136 | 88902.3261 | 101748.5568 | 97114.2478 | 73687.4652 | 43810.4939 | 21144.2037 | 20605.3464 | 52534.0479 | 100442.4116 | 168591.4253 | 257493.7514 | 359242.3082 | 456356.556 | 530044.0213 | 573854.5152 | 594998.7189 | 30.213 | 77.0292 | 147.2758 | 247.2008 | 377.5557 | 526.7467 | 669.1426 | 777.1884 | 841.4265 | 872.4296 | 5.8552 | 14.928 | 28.5416 | 47.9067 | 73.1691 | 102.0819 | 129.6777 | 150.6167 | 163.0658 | 169.0741
Grocery_New_Energy Recovery Ventilation System (ERV)_RIM | Ach | Grocery | Space Cooling | Individual room air conditioners | RIM | New | NN3599 | Energy Recovery Ventilation System (ERV) | Energy Recovery Ventilation System (ERV) | NonEquip | 15 | Packaged air conditioning units (RTUs) | 0% | Prescriptive_all | 9.935% | 0 | 0 | 0 | 0 | 0 | 0 | 0 | 0 | 0 | 0 | 0 | 0 | 0 | 0 | 0 | 0 | 0 | 0 | 0 | 0 | 0 | 0 | 0 | 0 | 0 | 0 | 0 | 0 | 0 | 0 | 0 | 0 | 0 | 0 | 0 | 0 | 0 | 0 | 0 | 0
Grocery_Existing_Energy Recovery Ventilation System (ERV)_RIM | Ach | Grocery | Space Cooling | Individual room air conditioners | RIM | Existing | NE3586 | Energy Recovery Ventilation System (ERV) | Energy Recovery Ventilation System (ERV) | NonEquip | 15 | Packaged air conditioning units (RTUs) | 0% | Prescriptive_all_existing | 9.935% | 0 | 0 | 0 | 0 | 0 | 0 | 0 | 0 | 0 | 0 | 0 | 0 | 0 | 0 | 0 | 0 | 0 | 0 | 0 | 0 | 0 | 0 | 0 | 0 | 0 | 0 | 0 | 0 | 0 | 0 | 0 | 0 | 0 | 0 | 0 | 0 | 0 | 0 | 0 | 0
Grocery_New_Energy Recovery Ventilation System (ERV)_RIM | Ach | Grocery | Space Cooling | District chilled water piped | RIM | New | NN3599 | Energy Recovery Ventilation System (ERV) | Energy Recovery Ventilation System (ERV) | NonEquip | 15 | Packaged air conditioning units (RTUs) | 0% | Prescriptive_all | 9.935% | 0 | 0 | 0 | 0 | 0 | 0 | 0 | 0 | 0 | 0 | 0 | 0 | 0 | 0 | 0 | 0 | 0 | 0 | 0 | 0 | 0 | 0 | 0 | 0 | 0 | 0 | 0 | 0 | 0 | 0 | 0 | 0 | 0 | 0 | 0 | 0 | 0 | 0 | 0 | 0
Grocery_Existing_Energy Recovery Ventilation System (ERV)_RIM | Ach | Grocery | Space Cooling | District chilled water piped | RIM | Existing | NE3586 | Energy Recovery Ventilation System (ERV) | Energy Recovery Ventilation System (ERV) | NonEquip | 15 | Packaged air conditioning units (RTUs) | 0% | Prescriptive_all_existing | 9.935% | 0 | 0 | 0 | 0 | 0 | 0 | 0 | 0 | 0 | 0 | 0 | 0 | 0 | 0 | 0 | 0 | 0 | 0 | 0 | 0 | 0 | 0 | 0 | 0 | 0 | 0 | 0 | 0 | 0 | 0 | 0 | 0 | 0 | 0 | 0 | 0 | 0 | 0 | 0 | 0
Grocery_New_Energy Recovery Ventilation System (ERV)_RIM | Ach | Grocery | Space Cooling | Central chillers inside | RIM | New | NN3599 | Energy Recovery Ventilation System (ERV) | Energy Recovery Ventilation System (ERV) | NonEquip | 15 | Packaged air conditioning units (RTUs) | 0% | Prescriptive_all | 9.935% | 0 | 0 | 0 | 0 | 0 | 0 | 0 | 0 | 0 | 0 | 0 | 0 | 0 | 0 | 0 | 0 | 0 | 0 | 0 | 0 | 0 | 0 | 0 | 0 | 0 | 0 | 0 | 0 | 0 | 0 | 0 | 0 | 0 | 0 | 0 | 0 | 0 | 0 | 0 | 0
Grocery_Existing_Energy Recovery Ventilation System (ERV)_RIM | Ach | Grocery | Space Cooling | Central chillers inside | RIM | Existing | NE3586 | Energy Recovery Ventilation System (ERV) | Energy Recovery Ventilation System (ERV) | NonEquip | 15 | Packaged air conditioning units (RTUs) | 0% | Prescriptive_all_existing | 9.935% | 0 | 0 | 0 | 0 | 0 | 0 | 0 | 0 | 0 | 0 | 0 | 0 | 0 | 0 | 0 | 0 | 0 | 0 | 0 | 0 | 0 | 0 | 0 | 0 | 0 | 0 | 0 | 0 | 0 | 0 | 0 | 0 | 0 | 0 | 0 | 0 | 0 | 0 | 0 | 0
Lodging/Hospitality_New_Smart Thermostat_RIM | Ach | Lodging/Hospitality | Space Cooling | Residential-type central air conditioners | RIM | New | NN4149 | Smart Thermostat | Smart Thermostat | NonEquip | 11 |  | 45.33% | Prescriptive_all | 10% | 0 | 0 | 0 | 0 | 0 | 0 | 0 | 0 | 0 | 0 | 0 | 0 | 0 | 0 | 0 | 0 | 0 | 0 | 0 | 0 | 0 | 0 | 0 | 0 | 0 | 0 | 0 | 0 | 0 | 0 | 0 | 0 | 0 | 0 | 0 | 0 | 0 | 0 | 0 | 0
Lodging/Hospitality_New_Programmable Thermostat_RIM | Ach | Lodging/Hospitality | Space Cooling | Residential-type central air conditioners | RIM | New | NN4045 | Programmable Thermostat | Programmable Thermostat | NonEquip | 11 |  | 0% | Prescriptive_all | 3.6% | 0 | 0 | 0 | 0 | 0 | 0 | 0 | 0 | 0 | 0 | 0 | 0 | 0 | 0 | 0 | 0 | 0 | 0 | 0 | 0 | 0 | 0 | 0 | 0 | 0 | 0 | 0 | 0 | 0 | 0 | 0 | 0 | 0 | 0 | 0 | 0 | 0 | 0 | 0 | 0
Lodging/Hospitality_Existing_Smart Thermostat_RIM | Ach | Lodging/Hospitality | Space Cooling | Residential-type central air conditioners | RIM | Existing | NE4136 | Smart Thermostat | Smart Thermostat | NonEquip | 11 |  | 45.33% | Prescriptive_all_existing | 10% | 0 | 0 | 0 | 0 | 0 | 0 | 0 | 0 | 0 | 0 | 0 | 0 | 0 | 0 | 0 | 0 | 0 | 0 | 0 | 0 | 0 | 0 | 0 | 0 | 0 | 0 | 0 | 0 | 0 | 0 | 0 | 0 | 0 | 0 | 0 | 0 | 0 | 0 | 0 | 0
Lodging/Hospitality_Existing_Programmable Thermostat_RIM | Ach | Lodging/Hospitality | Space Cooling | Residential-type central air conditioners | RIM | Existing | NE4032 | Programmable Thermostat | Programmable Thermostat | NonEquip | 11 |  | 0% | Prescriptive_all_existing | 3.6% | 0 | 0 | 0 | 0 | 0 | 0 | 0 | 0 | 0 | 0 | 0 | 0 | 0 | 0 | 0 | 0 | 0 | 0 | 0 | 0 | 0 | 0 | 0 | 0 | 0 | 0 | 0 | 0 | 0 | 0 | 0 | 0 | 0 | 0 | 0 | 0 | 0 | 0 | 0 | 0
Lodging/Hospitality_New_Smart Thermostat_RIM | Ach | Lodging/Hospitality | Space Heating | Residential/split system heat pump | RIM | New | NN4175 | Smart Thermostat | Smart Thermostat | NonEquip | 11 |  | 45.33% | Prescriptive_all | 10% | 782.9988 | 967.1999 | 1255.3467 | 1498.3986 | 1573.6476 | 1645.7565 | 1440.1875 | 1000.6815 | 547.9176 | 245.2635 | 782.9988 | 1750.1987 | 3005.5454 | 4503.944 | 6077.5917 | 7723.3482 | 9163.5357 | 10164.2172 | 10712.1348 | 10957.3983 | 0 | 0 | 0 | 0 | 0 | 0 | 0 | 0 | 0 | 0 | 2.3394 | 5.2292 | 8.9798 | 13.4567 | 18.1584 | 23.0755 | 27.3784 | 30.3682 | 32.0053 | 32.7381
Lodging/Hospitality_New_Programmable Thermostat_RIM | Ach | Lodging/Hospitality | Space Heating | Residential/split system heat pump | RIM | New | NN4071 | Programmable Thermostat | Programmable Thermostat | NonEquip | 11 |  | 0% | Prescriptive_all | 3.6% | 0 | 0 | 0 | 0 | 0 | 0 | 0 | 0 | 0 | 0 | 0 | 0 | 0 | 0 | 0 | 0 | 0 | 0 | 0 | 0 | 0 | 0 | 0 | 0 | 0 | 0 | 0 | 0 | 0 | 0 | 0 | 0 | 0 | 0 | 0 | 0 | 0 | 0 | 0 | 0
Lodging/Hospitality_Existing_Smart Thermostat_RIM | Ach | Lodging/Hospitality | Space Heating | Residential/split system heat pump | RIM | Existing | NE4162 | Smart Thermostat | Smart Thermostat | NonEquip | 11 |  | 45.33% | Prescriptive_all_existing | 10% | 3063.6082 | 4809.8244 | 7230.8114 | 10259.4525 | 13290.0143 | 15093.3854 | 14287.3323 | 10746.3743 | 6331.3007 | 3027.169 | 3063.6082 | 7873.4326 | 15104.244 | 25363.6964 | 38653.7107 | 53747.0961 | 68034.4284 | 78780.8027 | 85112.1033 | 88139.2723 | 0 | 0 | 0 | 0 | 0 | 0 | 0 | 0 | 0 | 0 | 9.1533 | 23.5239 | 45.1278 | 75.7806 | 115.4879 | 160.5833 | 203.2704 | 235.378 | 254.2943 | 263.3388
Lodging/Hospitality_Existing_Programmable Thermostat_RIM | Ach | Lodging/Hospitality | Space Heating | Residential/split system heat pump | RIM | Existing | NE4058 | Programmable Thermostat | Programmable Thermostat | NonEquip | 11 |  | 0% | Prescriptive_all_existing | 3.6% | 0 | 0 | 0 | 0 | 0 | 0 | 0 | 0 | 0 | 0 | 0 | 0 | 0 | 0 | 0 | 0 | 0 | 0 | 0 | 0 | 0 | 0 | 0 | 0 | 0 | 0 | 0 | 0 | 0 | 0 | 0 | 0 | 0 | 0 | 0 | 0 | 0 | 0 | 0 | 0
Lodging/Hospitality_New_Smart Thermostat_RIM | Ach | Lodging/Hospitality | Space Heating | Packaged central unit | RIM | New | NN4175 | Smart Thermostat | Smart Thermostat | NonEquip | 11 |  | 45.33% | Prescriptive_all | 10% | 1281.8565 | 1583.4144 | 2055.1428 | 2453.0461 | 2576.2371 | 2694.2874 | 2357.7479 | 1638.2275 | 897.0024 | 401.5237 | 1281.8565 | 2865.271 | 4920.4138 | 7373.4599 | 9949.697 | 12643.9844 | 15001.7324 | 16639.9599 | 17536.9623 | 17938.486 | 0 | 0 | 0 | 0 | 0 | 0 | 0 | 0 | 0 | 0 | 3.8299 | 8.5607 | 14.701 | 22.0301 | 29.7273 | 37.7772 | 44.8215 | 49.7162 | 52.3962 | 53.5959
Lodging/Hospitality_New_Programmable Thermostat_RIM | Ach | Lodging/Hospitality | Space Heating | Packaged central unit | RIM | New | NN4071 | Programmable Thermostat | Programmable Thermostat | NonEquip | 11 |  | 0% | Prescriptive_all | 3.6% | 0 | 0 | 0 | 0 | 0 | 0 | 0 | 0 | 0 | 0 | 0 | 0 | 0 | 0 | 0 | 0 | 0 | 0 | 0 | 0 | 0 | 0 | 0 | 0 | 0 | 0 | 0 | 0 | 0 | 0 | 0 | 0 | 0 | 0 | 0 | 0 | 0 | 0 | 0 | 0
Lodging/Hospitality_Existing_Smart Thermostat_RIM | Ach | Lodging/Hospitality | Space Heating | Packaged central unit | RIM | Existing | NE4162 | Smart Thermostat | Smart Thermostat | NonEquip | 11 |  | 45.33% | Prescriptive_all_existing | 10% | 4950.5924 | 7874.2202 | 11837.6467 | 16795.8707 | 21757.2392 | 24709.5593 | 23389.9603 | 17593.0162 | 10365.047 | 4955.8141 | 4950.5924 | 12824.8126 | 24662.4593 | 41458.3301 | 63215.5692 | 87925.1286 | 111315.0889 | 128908.105 | 139273.1521 | 144228.9662 | 0 | 0 | 0 | 0 | 0 | 0 | 0 | 0 | 0 | 0 | 14.7912 | 38.3174 | 73.6855 | 123.8674 | 188.8728 | 262.699 | 332.5825 | 385.1462 | 416.1144 | 430.9212
Lodging/Hospitality_Existing_Programmable Thermostat_RIM | Ach | Lodging/Hospitality | Space Heating | Packaged central unit | RIM | Existing | NE4058 | Programmable Thermostat | Programmable Thermostat | NonEquip | 11 |  | 0% | Prescriptive_all_existing | 3.6% | 0 | 0 | 0 | 0 | 0 | 0 | 0 | 0 | 0 | 0 | 0 | 0 | 0 | 0 | 0 | 0 | 0 | 0 | 0 | 0 | 0 | 0 | 0 | 0 | 0 | 0 | 0 | 0 | 0 | 0 | 0 | 0 | 0 | 0 | 0 | 0 | 0 | 0 | 0 | 0
Lodging/Hospitality_New_Smart Thermostat_RIM | Ach | Lodging/Hospitality | Space Cooling | Packaged air conditioning units (RTUs) | RIM | New | NN4149 | Smart Thermostat | Smart Thermostat | NonEquip | 11 |  | 45.33% | Prescriptive_all | 10% | 3163.9711 | 3903.5445 | 5060.3201 | 6032.7195 | 6327.9742 | 6609.8899 | 5777.2228 | 4009.2894 | 2192.5942 | 980.2736 | 3163.9711 | 7067.5157 | 12127.8357 | 18160.5552 | 24488.5294 | 31098.4193 | 36875.6421 | 40884.9315 | 43077.5257 | 44057.7993 | -0.10135 | -0.22638 | -0.38848 | -0.58171 | -0.78441 | -0.99614 | -1.1812 | -1.3096 | -1.3798 | -1.4112 | 0 | 0 | 0 | 0 | 0 | 0 | 0 | 0 | 0 | 0
Lodging/Hospitality_New_Programmable Thermostat_RIM | Ach | Lodging/Hospitality | Space Cooling | Packaged air conditioning units (RTUs) | RIM | New | NN4045 | Programmable Thermostat | Programmable Thermostat | NonEquip | 11 |  | 0% | Prescriptive_all | 3.6% | 0 | 0 | 0 | 0 | 0 | 0 | 0 | 0 | 0 | 0 | 0 | 0 | 0 | 0 | 0 | 0 | 0 | 0 | 0 | 0 | 0 | 0 | 0 | 0 | 0 | 0 | 0 | 0 | 0 | 0 | 0 | 0 | 0 | 0 | 0 | 0 | 0 | 0 | 0 | 0
Lodging/Hospitality_Existing_Smart Thermostat_RIM | Ach | Lodging/Hospitality | Space Cooling | Packaged air conditioning units (RTUs) | RIM | Existing | NE4136 | Smart Thermostat | Smart Thermostat | NonEquip | 11 |  | 45.33% | Prescriptive_all_existing | 10% | 12324.5239 | 19435.7207 | 29218.5369 | 41456.7845 | 53702.7935 | 60989.9239 | 57732.7941 | 43424.3567 | 25583.7598 | 12232.2993 | 12324.5239 | 31760.2446 | 60978.7815 | 102435.5661 | 156138.3596 | 217128.2835 | 274861.0776 | 318285.4343 | 343869.1941 | 356101.4935 | -0.39478 | -1.0173 | -1.9533 | -3.2812 | -5.0014 | -6.955 | -8.8043 | -10.1952 | -11.0147 | -11.4066 | 0 | 0 | 0 | 0 | 0 | 0 | 0 | 0 | 0 | 0
Lodging/Hospitality_Existing_Programmable Thermostat_RIM | Ach | Lodging/Hospitality | Space Cooling | Packaged air conditioning units (RTUs) | RIM | Existing | NE4032 | Programmable Thermostat | Programmable Thermostat | NonEquip | 11 |  | 0% | Prescriptive_all_existing | 3.6% | 0 | 0 | 0 | 0 | 0 | 0 | 0 | 0 | 0 | 0 | 0 | 0 | 0 | 0 | 0 | 0 | 0 | 0 | 0 | 0 | 0 | 0 | 0 | 0 | 0 | 0 | 0 | 0 | 0 | 0 | 0 | 0 | 0 | 0 | 0 | 0 | 0 | 0 | 0 | 0
Lodging/Hospitality_New_Smart Thermostat_RIM | Ach | Lodging/Hospitality | Space Heating | Individual room heating | RIM | New | NN4175 | Smart Thermostat | Smart Thermostat | NonEquip | 11 |  | 45.33% | Prescriptive_all | 10% | 54.9558 | 67.8842 | 88.1082 | 105.1671 | 110.4486 | 115.5096 | 101.0815 | 70.2342 | 38.4563 | 17.2141 | 54.9558 | 122.84 | 210.9482 | 316.1153 | 426.5639 | 542.0735 | 643.155 | 713.3892 | 751.8455 | 769.0596 | 0 | 0 | 0 | 0 | 0 | 0 | 0 | 0 | 0 | 0 | 0.16419 | 0.36702 | 0.63026 | 0.94448 | 1.2745 | 1.6196 | 1.9216 | 2.1314 | 2.2463 | 2.2978
Lodging/Hospitality_New_Programmable Thermostat_RIM | Ach | Lodging/Hospitality | Space Heating | Individual room heating | RIM | New | NN4071 | Programmable Thermostat | Programmable Thermostat | NonEquip | 11 |  | 0% | Prescriptive_all | 3.6% | 0 | 0 | 0 | 0 | 0 | 0 | 0 | 0 | 0 | 0 | 0 | 0 | 0 | 0 | 0 | 0 | 0 | 0 | 0 | 0 | 0 | 0 | 0 | 0 | 0 | 0 | 0 | 0 | 0 | 0 | 0 | 0 | 0 | 0 | 0 | 0 | 0 | 0 | 0 | 0
Lodging/Hospitality_Existing_Smart Thermostat_RIM | Ach | Lodging/Hospitality | Space Heating | Individual room heating | RIM | Existing | NE4162 | Smart Thermostat | Smart Thermostat | NonEquip | 11 |  | 45.33% | Prescriptive_all_existing | 10% | 212.242 | 337.5839 | 507.5042 | 720.0734 | 932.7774 | 1059.3494 | 1002.7755 | 754.2486 | 444.3708 | 212.4659 | 212.242 | 549.826 | 1057.3301 | 1777.4035 | 2710.1809 | 3769.5303 | 4772.3058 | 5526.5544 | 5970.9252 | 6183.3911 | 0 | 0 | 0 | 0 | 0 | 0 | 0 | 0 | 0 | 0 | 0.63413 | 1.6427 | 3.159 | 5.3105 | 8.0974 | 11.2624 | 14.2585 | 16.512 | 17.8397 | 18.4745
Lodging/Hospitality_Existing_Programmable Thermostat_RIM | Ach | Lodging/Hospitality | Space Heating | Individual room heating | RIM | Existing | NE4058 | Programmable Thermostat | Programmable Thermostat | NonEquip | 11 |  | 0% | Prescriptive_all_existing | 3.6% | 0 | 0 | 0 | 0 | 0 | 0 | 0 | 0 | 0 | 0 | 0 | 0 | 0 | 0 | 0 | 0 | 0 | 0 | 0 | 0 | 0 | 0 | 0 | 0 | 0 | 0 | 0 | 0 | 0 | 0 | 0 | 0 | 0 | 0 | 0 | 0 | 0 | 0 | 0 | 0
Lodging/Hospitality_New_Smart Thermostat_RIM | Ach | Lodging/Hospitality | Space Cooling | Individual room air conditioners | RIM | New | NN4149 | Smart Thermostat | Smart Thermostat | NonEquip | 11 |  | 45.33% | Prescriptive_all | 10% | 4736.2428 | 5843.3323 | 7574.9442 | 9030.5579 | 9472.5334 | 9894.5415 | 8648.0973 | 6001.6249 | 3282.1597 | 1467.4008 | 4736.2428 | 10579.5751 | 18154.5193 | 27185.0772 | 36657.6106 | 46552.1521 | 55200.2494 | 61201.8743 | 64484.034 | 65951.4348 | -0.15171 | -0.33888 | -0.58152 | -0.87079 | -1.1742 | -1.4911 | -1.7682 | -1.9604 | -2.0655 | -2.1125 | 0 | 0 | 0 | 0 | 0 | 0 | 0 | 0 | 0 | 0
Lodging/Hospitality_New_Programmable Thermostat_RIM | Ach | Lodging/Hospitality | Space Cooling | Individual room air conditioners | RIM | New | NN4045 | Programmable Thermostat | Programmable Thermostat | NonEquip | 11 |  | 0% | Prescriptive_all | 3.6% | 0 | 0 | 0 | 0 | 0 | 0 | 0 | 0 | 0 | 0 | 0 | 0 | 0 | 0 | 0 | 0 | 0 | 0 | 0 | 0 | 0 | 0 | 0 | 0 | 0 | 0 | 0 | 0 | 0 | 0 | 0 | 0 | 0 | 0 | 0 | 0 | 0 | 0 | 0 | 0
Lodging/Hospitality_Existing_Smart Thermostat_RIM | Ach | Lodging/Hospitality | Space Cooling | Individual room air conditioners | RIM | Existing | NE4136 | Smart Thermostat | Smart Thermostat | NonEquip | 11 |  | 45.33% | Prescriptive_all_existing | 10% | 18119.5023 | 29093.9104 | 43738.1001 | 62057.8982 | 80389.3146 | 91297.6376 | 86421.9427 | 65003.2157 | 38297.0937 | 18310.894 | 18119.5023 | 47213.4126 | 90951.5127 | 153009.4109 | 233398.7255 | 324696.3631 | 411118.3057 | 476121.5214 | 514418.6151 | 532729.5091 | -0.5804 | -1.5123 | -2.9133 | -4.9012 | -7.4762 | -10.4006 | -13.1688 | -15.251 | -16.4777 | -17.0643 | 0 | 0 | 0 | 0 | 0 | 0 | 0 | 0 | 0 | 0
Lodging/Hospitality_Existing_Programmable Thermostat_RIM | Ach | Lodging/Hospitality | Space Cooling | Individual room air conditioners | RIM | Existing | NE4032 | Programmable Thermostat | Programmable Thermostat | NonEquip | 11 |  | 0% | Prescriptive_all_existing | 3.6% | 0 | 0 | 0 | 0 | 0 | 0 | 0 | 0 | 0 | 0 | 0 | 0 | 0 | 0 | 0 | 0 | 0 | 0 | 0 | 0 | 0 | 0 | 0 | 0 | 0 | 0 | 0 | 0 | 0 | 0 | 0 | 0 | 0 | 0 | 0 | 0 | 0 | 0 | 0 | 0
Lodging/Hospitality_New_Smart Thermostat_RIM | Ach | Lodging/Hospitality | Space Heating | Forced air furnace | RIM | New | NN4175 | Smart Thermostat | Smart Thermostat | NonEquip | 11 |  | 45.33% | Prescriptive_all | 10% | 10.0104 | 12.3653 | 16.0492 | 19.1565 | 20.1186 | 21.0405 | 18.4123 | 12.7934 | 7.005 | 3.1356 | 10.0104 | 22.3757 | 38.4249 | 57.5815 | 77.7001 | 98.7405 | 117.1529 | 129.9463 | 136.9512 | 140.0868 | 0 | 0 | 0 | 0 | 0 | 0 | 0 | 0 | 0 | 0 | 0.029909 | 0.066853 | 0.1148 | 0.17204 | 0.23215 | 0.29501 | 0.35002 | 0.38825 | 0.40918 | 0.41855
Lodging/Hospitality_New_Programmable Thermostat_RIM | Ach | Lodging/Hospitality | Space Heating | Forced air furnace | RIM | New | NN4071 | Programmable Thermostat | Programmable Thermostat | NonEquip | 11 |  | 0% | Prescriptive_all | 3.6% | 0 | 0 | 0 | 0 | 0 | 0 | 0 | 0 | 0 | 0 | 0 | 0 | 0 | 0 | 0 | 0 | 0 | 0 | 0 | 0 | 0 | 0 | 0 | 0 | 0 | 0 | 0 | 0 | 0 | 0 | 0 | 0 | 0 | 0 | 0 | 0 | 0 | 0 | 0 | 0
Lodging/Hospitality_Existing_Smart Thermostat_RIM | Ach | Lodging/Hospitality | Space Heating | Forced air furnace | RIM | Existing | NE4162 | Smart Thermostat | Smart Thermostat | NonEquip | 11 |  | 45.33% | Prescriptive_all_existing | 10% | 38.6606 | 61.4921 | 92.4436 | 131.1638 | 169.9086 | 192.9641 | 182.659 | 137.3889 | 80.9436 | 38.7014 | 38.6606 | 100.1527 | 192.5963 | 323.7601 | 493.6686 | 686.6327 | 869.2917 | 1006.6806 | 1087.6243 | 1126.3257 | 0 | 0 | 0 | 0 | 0 | 0 | 0 | 0 | 0 | 0 | 0.11551 | 0.29923 | 0.57543 | 0.96732 | 1.475 | 2.0515 | 2.5972 | 3.0077 | 3.2496 | 3.3652
Lodging/Hospitality_Existing_Programmable Thermostat_RIM | Ach | Lodging/Hospitality | Space Heating | Forced air furnace | RIM | Existing | NE4058 | Programmable Thermostat | Programmable Thermostat | NonEquip | 11 |  | 0% | Prescriptive_all_existing | 3.6% | 0 | 0 | 0 | 0 | 0 | 0 | 0 | 0 | 0 | 0 | 0 | 0 | 0 | 0 | 0 | 0 | 0 | 0 | 0 | 0 | 0 | 0 | 0 | 0 | 0 | 0 | 0 | 0 | 0 | 0 | 0 | 0 | 0 | 0 | 0 | 0 | 0 | 0 | 0 | 0
Lodging/Hospitality_New_Smart Thermostat_RIM | Ach | Lodging/Hospitality | Space Cooling | District chilled water piped | RIM | New | NN4149 | Smart Thermostat | Smart Thermostat | NonEquip | 11 |  | 45.33% | Prescriptive_all | 10% | 0 | 0 | 0 | 0 | 0 | 0 | 0 | 0 | 0 | 0 | 0 | 0 | 0 | 0 | 0 | 0 | 0 | 0 | 0 | 0 | 0 | 0 | 0 | 0 | 0 | 0 | 0 | 0 | 0 | 0 | 0 | 0 | 0 | 0 | 0 | 0 | 0 | 0 | 0 | 0
Lodging/Hospitality_New_Programmable Thermostat_RIM | Ach | Lodging/Hospitality | Space Cooling | District chilled water piped | RIM | New | NN4045 | Programmable Thermostat | Programmable Thermostat | NonEquip | 11 |  | 0% | Prescriptive_all | 3.6% | 0 | 0 | 0 | 0 | 0 | 0 | 0 | 0 | 0 | 0 | 0 | 0 | 0 | 0 | 0 | 0 | 0 | 0 | 0 | 0 | 0 | 0 | 0 | 0 | 0 | 0 | 0 | 0 | 0 | 0 | 0 | 0 | 0 | 0 | 0 | 0 | 0 | 0 | 0 | 0
Lodging/Hospitality_Existing_Smart Thermostat_RIM | Ach | Lodging/Hospitality | Space Cooling | District chilled water piped | RIM | Existing | NE4136 | Smart Thermostat | Smart Thermostat | NonEquip | 11 |  | 45.33% | Prescriptive_all_existing | 10% | 0 | 0 | 0 | 0 | 0 | 0 | 0 | 0 | 0 | 0 | 0 | 0 | 0 | 0 | 0 | 0 | 0 | 0 | 0 | 0 | 0 | 0 | 0 | 0 | 0 | 0 | 0 | 0 | 0 | 0 | 0 | 0 | 0 | 0 | 0 | 0 | 0 | 0 | 0 | 0
Lodging/Hospitality_Existing_Programmable Thermostat_RIM | Ach | Lodging/Hospitality | Space Cooling | District chilled water piped | RIM | Existing | NE4032 | Programmable Thermostat | Programmable Thermostat | NonEquip | 11 |  | 0% | Prescriptive_all_existing | 3.6% | 0 | 0 | 0 | 0 | 0 | 0 | 0 | 0 | 0 | 0 | 0 | 0 | 0 | 0 | 0 | 0 | 0 | 0 | 0 | 0 | 0 | 0 | 0 | 0 | 0 | 0 | 0 | 0 | 0 | 0 | 0 | 0 | 0 | 0 | 0 | 0 | 0 | 0 | 0 | 0
Lodging/Hospitality_New_Smart Thermostat_RIM | Ach | Lodging/Hospitality | Space Cooling | Central chillers inside | RIM | New | NN4149 | Smart Thermostat | Smart Thermostat | NonEquip | 11 |  | 45.33% | Prescriptive_all | 10% | 1308.7077 | 1614.6161 | 2093.0911 | 2495.303 | 2617.4287 | 2734.0369 | 2389.6224 | 1658.3552 | 906.9188 | 405.4688 | 1308.7077 | 2923.3239 | 5016.415 | 7511.718 | 10129.1467 | 12863.1836 | 15252.806 | 16911.1612 | 17818.08 | 18223.5488 | -0.04192 | -0.093639 | -0.16068 | -0.24061 | -0.32445 | -0.41203 | -0.48857 | -0.54169 | -0.57074 | -0.58373 | 0 | 0 | 0 | 0 | 0 | 0 | 0 | 0 | 0 | 0
Lodging/Hospitality_New_Programmable Thermostat_RIM | Ach | Lodging/Hospitality | Space Cooling | Central chillers inside | RIM | New | NN4045 | Programmable Thermostat | Programmable Thermostat | NonEquip | 11 |  | 0% | Prescriptive_all | 3.6% | 0 | 0 | 0 | 0 | 0 | 0 | 0 | 0 | 0 | 0 | 0 | 0 | 0 | 0 | 0 | 0 | 0 | 0 | 0 | 0 | 0 | 0 | 0 | 0 | 0 | 0 | 0 | 0 | 0 | 0 | 0 | 0 | 0 | 0 | 0 | 0 | 0 | 0 | 0 | 0
Lodging/Hospitality_Existing_Smart Thermostat_RIM | Ach | Lodging/Hospitality | Space Cooling | Central chillers inside | RIM | Existing | NE4136 | Smart Thermostat | Smart Thermostat | NonEquip | 11 |  | 45.33% | Prescriptive_all_existing | 10% | 5188.8024 | 8039.1624 | 12085.6112 | 17147.6957 | 22212.9905 | 25227.1532 | 23879.9124 | 17961.5391 | 10582.1648 | 5059.6241 | 5188.8024 | 13227.9648 | 25313.5761 | 42461.2717 | 64674.2623 | 89901.4155 | 113781.3279 | 131742.867 | 142325.0318 | 147384.6559 | -0.16621 | -0.42372 | -0.81084 | -1.3601 | -2.0716 | -2.8797 | -3.6446 | -4.22 | -4.5589 | -4.721 | 0 | 0 | 0 | 0 | 0 | 0 | 0 | 0 | 0 | 0
Lodging/Hospitality_Existing_Programmable Thermostat_RIM | Ach | Lodging/Hospitality | Space Cooling | Central chillers inside | RIM | Existing | NE4032 | Programmable Thermostat | Programmable Thermostat | NonEquip | 11 |  | 0% | Prescriptive_all_existing | 3.6% | 0 | 0 | 0 | 0 | 0 | 0 | 0 | 0 | 0 | 0 | 0 | 0 | 0 | 0 | 0 | 0 | 0 | 0 | 0 | 0 | 0 | 0 | 0 | 0 | 0 | 0 | 0 | 0 | 0 | 0 | 0 | 0 | 0 | 0 | 0 | 0 | 0 | 0 | 0 | 0
Lodging/Hospitality_New_Smart Thermostat_RIM | Ach | Lodging/Hospitality | Space Heating | Boilers | RIM | New | NN4175 | Smart Thermostat | Smart Thermostat | NonEquip | 11 |  | 45.33% | Prescriptive_all | 10% | 0 | 0 | 0 | 0 | 0 | 0 | 0 | 0 | 0 | 0 | 0 | 0 | 0 | 0 | 0 | 0 | 0 | 0 | 0 | 0 | 0 | 0 | 0 | 0 | 0 | 0 | 0 | 0 | 0 | 0 | 0 | 0 | 0 | 0 | 0 | 0 | 0 | 0 | 0 | 0
Lodging/Hospitality_New_Programmable Thermostat_RIM | Ach | Lodging/Hospitality | Space Heating | Boilers | RIM | New | NN4071 | Programmable Thermostat | Programmable Thermostat | NonEquip | 11 |  | 0% | Prescriptive_all | 3.6% | 0 | 0 | 0 | 0 | 0 | 0 | 0 | 0 | 0 | 0 | 0 | 0 | 0 | 0 | 0 | 0 | 0 | 0 | 0 | 0 | 0 | 0 | 0 | 0 | 0 | 0 | 0 | 0 | 0 | 0 | 0 | 0 | 0 | 0 | 0 | 0 | 0 | 0 | 0 | 0
Lodging/Hospitality_Existing_Smart Thermostat_RIM | Ach | Lodging/Hospitality | Space Heating | Boilers | RIM | Existing | NE4162 | Smart Thermostat | Smart Thermostat | NonEquip | 11 |  | 45.33% | Prescriptive_all_existing | 10% | 0 | 0 | 0 | 0 | 0 | 0 | 0 | 0 | 0 | 0 | 0 | 0 | 0 | 0 | 0 | 0 | 0 | 0 | 0 | 0 | 0 | 0 | 0 | 0 | 0 | 0 | 0 | 0 | 0 | 0 | 0 | 0 | 0 | 0 | 0 | 0 | 0 | 0 | 0 | 0
Lodging/Hospitality_Existing_Programmable Thermostat_RIM | Ach | Lodging/Hospitality | Space Heating | Boilers | RIM | Existing | NE4058 | Programmable Thermostat | Programmable Thermostat | NonEquip | 11 |  | 0% | Prescriptive_all_existing | 3.6% | 0 | 0 | 0 | 0 | 0 | 0 | 0 | 0 | 0 | 0 | 0 | 0 | 0 | 0 | 0 | 0 | 0 | 0 | 0 | 0 | 0 | 0 | 0 | 0 | 0 | 0 | 0 | 0 | 0 | 0 | 0 | 0 | 0 | 0 | 0 | 0 | 0 | 0 | 0 | 0
Restaurants_New_Energy Recovery Ventilation System (ERV)_RIM | Ach | Restaurants | Space Cooling | Residential-type central air conditioners | RIM | New | NN3606 | Energy Recovery Ventilation System (ERV) | Energy Recovery Ventilation System (ERV) | NonEquip | 15 | Packaged air conditioning units (RTUs) | 0% | Prescriptive_all | 10.9% | 0 | 0 | 0 | 0 | 0 | 0 | 0 | 0 | 0 | 0 | 0 | 0 | 0 | 0 | 0 | 0 | 0 | 0 | 0 | 0 | 0 | 0 | 0 | 0 | 0 | 0 | 0 | 0 | 0 | 0 | 0 | 0 | 0 | 0 | 0 | 0 | 0 | 0 | 0 | 0
Restaurants_Existing_Energy Recovery Ventilation System (ERV)_RIM | Ach | Restaurants | Space Cooling | Residential-type central air conditioners | RIM | Existing | NE3593 | Energy Recovery Ventilation System (ERV) | Energy Recovery Ventilation System (ERV) | NonEquip | 15 | Packaged air conditioning units (RTUs) | 0% | Prescriptive_all_existing | 10.9% | 0 | 0 | 0 | 0 | 0 | 0 | 0 | 0 | 0 | 0 | 0 | 0 | 0 | 0 | 0 | 0 | 0 | 0 | 0 | 0 | 0 | 0 | 0 | 0 | 0 | 0 | 0 | 0 | 0 | 0 | 0 | 0 | 0 | 0 | 0 | 0 | 0 | 0 | 0 | 0
Restaurants_New_Energy Recovery Ventilation System (ERV)_RIM | Ach | Restaurants | Space Cooling | Packaged air conditioning units (RTUs) | RIM | New | NN3606 | Energy Recovery Ventilation System (ERV) | Energy Recovery Ventilation System (ERV) | NonEquip | 15 | Packaged air conditioning units (RTUs) | 48.99% | Prescriptive_all | 10.9% | 9215.7402 | 15003.909 | 25543.9009 | 40620.3467 | 58547.7126 | 63996.6907 | 58368.7345 | 42951.7229 | 24615.721 | 11697.8603 | 9215.7402 | 24219.6492 | 49763.5501 | 90383.8968 | 148931.6095 | 212928.3002 | 271297.0347 | 314248.7576 | 338864.4786 | 350562.3389 | 13.5128 | 35.5126 | 72.9669 | 132.5273 | 218.3742 | 312.2107 | 397.7951 | 460.774 | 496.8673 | 514.0196 | 2.6187 | 6.8822 | 14.1408 | 25.6834 | 42.3202 | 60.5054 | 77.0914 | 89.2965 | 96.2913 | 99.6154
Restaurants_Existing_Energy Recovery Ventilation System (ERV)_RIM | Ach | Restaurants | Space Cooling | Packaged air conditioning units (RTUs) | RIM | Existing | NE3593 | Energy Recovery Ventilation System (ERV) | Energy Recovery Ventilation System (ERV) | NonEquip | 15 | Packaged air conditioning units (RTUs) | 48.99% | Prescriptive_all_existing | 10.9% | 68505.6508 | 106184.0319 | 159423.1852 | 226982.676 | 296462.0985 | 339497.9361 | 324052.5363 | 245841.7878 | 146098.2501 | 70484.9449 | 68505.6508 | 174689.6827 | 334112.8679 | 561095.544 | 857557.6425 | 1197055.5786 | 1521108.1149 | 1766949.9027 | 1913048.1528 | 1983533.0977 | 100.4479 | 256.1425 | 489.9002 | 822.7184 | 1257.4123 | 1755.2084 | 2230.3574 | 2590.8282 | 2805.0479 | 2908.398 | 19.4665 | 49.6396 | 94.9411 | 159.4402 | 243.6825 | 340.1539 | 432.2363 | 502.0944 | 543.6095 | 563.6384
Restaurants_New_Energy Recovery Ventilation System (ERV)_RIM | Ach | Restaurants | Space Cooling | Individual room air conditioners | RIM | New | NN3606 | Energy Recovery Ventilation System (ERV) | Energy Recovery Ventilation System (ERV) | NonEquip | 15 | Packaged air conditioning units (RTUs) | 0% | Prescriptive_all | 10.9% | 0 | 0 | 0 | 0 | 0 | 0 | 0 | 0 | 0 | 0 | 0 | 0 | 0 | 0 | 0 | 0 | 0 | 0 | 0 | 0 | 0 | 0 | 0 | 0 | 0 | 0 | 0 | 0 | 0 | 0 | 0 | 0 | 0 | 0 | 0 | 0 | 0 | 0 | 0 | 0
Restaurants_Existing_Energy Recovery Ventilation System (ERV)_RIM | Ach | Restaurants | Space Cooling | Individual room air conditioners | RIM | Existing | NE3593 | Energy Recovery Ventilation System (ERV) | Energy Recovery Ventilation System (ERV) | NonEquip | 15 | Packaged air conditioning units (RTUs) | 0% | Prescriptive_all_existing | 10.9% | 0 | 0 | 0 | 0 | 0 | 0 | 0 | 0 | 0 | 0 | 0 | 0 | 0 | 0 | 0 | 0 | 0 | 0 | 0 | 0 | 0 | 0 | 0 | 0 | 0 | 0 | 0 | 0 | 0 | 0 | 0 | 0 | 0 | 0 | 0 | 0 | 0 | 0 | 0 | 0
Restaurants_New_Energy Recovery Ventilation System (ERV)_RIM | Ach | Restaurants | Space Cooling | District chilled water piped | RIM | New | NN3606 | Energy Recovery Ventilation System (ERV) | Energy Recovery Ventilation System (ERV) | NonEquip | 15 | Packaged air conditioning units (RTUs) | 0% | Prescriptive_all | 10.9% | 0 | 0 | 0 | 0 | 0 | 0 | 0 | 0 | 0 | 0 | 0 | 0 | 0 | 0 | 0 | 0 | 0 | 0 | 0 | 0 | 0 | 0 | 0 | 0 | 0 | 0 | 0 | 0 | 0 | 0 | 0 | 0 | 0 | 0 | 0 | 0 | 0 | 0 | 0 | 0
Restaurants_Existing_Energy Recovery Ventilation System (ERV)_RIM | Ach | Restaurants | Space Cooling | District chilled water piped | RIM | Existing | NE3593 | Energy Recovery Ventilation System (ERV) | Energy Recovery Ventilation System (ERV) | NonEquip | 15 | Packaged air conditioning units (RTUs) | 0% | Prescriptive_all_existing | 10.9% | 0 | 0 | 0 | 0 | 0 | 0 | 0 | 0 | 0 | 0 | 0 | 0 | 0 | 0 | 0 | 0 | 0 | 0 | 0 | 0 | 0 | 0 | 0 | 0 | 0 | 0 | 0 | 0 | 0 | 0 | 0 | 0 | 0 | 0 | 0 | 0 | 0 | 0 | 0 | 0
Restaurants_New_Energy Recovery Ventilation System (ERV)_RIM | Ach | Restaurants | Space Cooling | Central chillers inside | RIM | New | NN3606 | Energy Recovery Ventilation System (ERV) | Energy Recovery Ventilation System (ERV) | NonEquip | 15 | Packaged air conditioning units (RTUs) | 0% | Prescriptive_all | 10.9% | 0 | 0 | 0 | 0 | 0 | 0 | 0 | 0 | 0 | 0 | 0 | 0 | 0 | 0 | 0 | 0 | 0 | 0 | 0 | 0 | 0 | 0 | 0 | 0 | 0 | 0 | 0 | 0 | 0 | 0 | 0 | 0 | 0 | 0 | 0 | 0 | 0 | 0 | 0 | 0
Restaurants_Existing_Energy Recovery Ventilation System (ERV)_RIM | Ach | Restaurants | Space Cooling | Central chillers inside | RIM | Existing | NE3593 | Energy Recovery Ventilation System (ERV) | Energy Recovery Ventilation System (ERV) | NonEquip | 15 | Packaged air conditioning units (RTUs) | 0% | Prescriptive_all_existing | 10.9% | 0 | 0 | 0 | 0 | 0 | 0 | 0 | 0 | 0 | 0 | 0 | 0 | 0 | 0 | 0 | 0 | 0 | 0 | 0 | 0 | 0 | 0 | 0 | 0 | 0 | 0 | 0 | 0 | 0 | 0 | 0 | 0 | 0 | 0 | 0 | 0 | 0 | 0 | 0 | 0
Retail_New_Duct Sealing Repair_RIM | Ach | Retail | Space Cooling | Residential-type central air conditioners | RIM | New | NN3529 | Duct Sealing Repair | Duct Sealing Repair | NonEquip | 15 |  | 0% | Prescriptive_all | 12% | 0 | 0 | 0 | 0 | 0 | 0 | 0 | 0 | 0 | 0 | 0 | 0 | 0 | 0 | 0 | 0 | 0 | 0 | 0 | 0 | 0 | 0 | 0 | 0 | 0 | 0 | 0 | 0 | 0 | 0 | 0 | 0 | 0 | 0 | 0 | 0 | 0 | 0 | 0 | 0
Retail_Existing_Duct Sealing Repair_RIM | Ach | Retail | Space Cooling | Residential-type central air conditioners | RIM | Existing | NE3516 | Duct Sealing Repair | Duct Sealing Repair | NonEquip | 15 |  | 30.55% | Prescriptive_all_existing | 12% | 10.9791 | 10.9882 | 11.0865 | 11.2175 | 11.3575 | 11.484 | 11.6064 | 11.711 | 11.8093 | 11.8901 | 10.9791 | 21.9673 | 33.0538 | 44.2713 | 55.6288 | 67.1128 | 78.7192 | 90.4302 | 102.2394 | 114.1296 | 0.0021631 | 0.004328 | 0.0065123 | 0.0087224 | 0.01096 | 0.013223 | 0.015509 | 0.017817 | 0.020143 | 0.022486 | 0 | 0 | 0 | 0 | 0 | 0 | 0 | 0 | 0 | 0
Retail_New_Duct Sealing Repair_RIM | Ach | Retail | Space Heating | Residential/split system heat pump | RIM | New | NN3555 | Duct Sealing Repair | Duct Sealing Repair | NonEquip | 15 |  | 0% | Prescriptive_all | 12% | 0 | 0 | 0 | 0 | 0 | 0 | 0 | 0 | 0 | 0 | 0 | 0 | 0 | 0 | 0 | 0 | 0 | 0 | 0 | 0 | 0 | 0 | 0 | 0 | 0 | 0 | 0 | 0 | 0 | 0 | 0 | 0 | 0 | 0 | 0 | 0 | 0 | 0 | 0 | 0
Retail_Existing_Duct Sealing Repair_RIM | Ach | Retail | Space Heating | Residential/split system heat pump | RIM | Existing | NE3542 | Duct Sealing Repair | Duct Sealing Repair | NonEquip | 15 |  | 30.55% | Prescriptive_all_existing | 12% | 3337.8251 | 3333.4315 | 3363.2431 | 3402.9912 | 3445.4572 | 3483.8146 | 3520.956 | 3552.6897 | 3582.5101 | 3607.0373 | 3337.8251 | 6671.2566 | 10034.4998 | 13437.491 | 16882.9482 | 20366.7629 | 23887.7189 | 27440.4085 | 31022.9187 | 34629.956 | 0 | 0 | 0 | 0 | 0 | 0 | 0 | 0 | 0 | 0 | 2.3291 | 4.6552 | 7.002 | 9.3766 | 11.7808 | 14.2118 | 16.6687 | 19.1477 | 21.6476 | 24.1646
Retail_New_Duct Sealing Repair_RIM | Ach | Retail | Space Heating | Packaged central unit | RIM | New | NN3555 | Duct Sealing Repair | Duct Sealing Repair | NonEquip | 15 |  | 0% | Prescriptive_all | 12% | 0 | 0 | 0 | 0 | 0 | 0 | 0 | 0 | 0 | 0 | 0 | 0 | 0 | 0 | 0 | 0 | 0 | 0 | 0 | 0 | 0 | 0 | 0 | 0 | 0 | 0 | 0 | 0 | 0 | 0 | 0 | 0 | 0 | 0 | 0 | 0 | 0 | 0 | 0 | 0
Retail_Existing_Duct Sealing Repair_RIM | Ach | Retail | Space Heating | Packaged central unit | RIM | Existing | NE3542 | Duct Sealing Repair | Duct Sealing Repair | NonEquip | 15 |  | 30.55% | Prescriptive_all_existing | 12% | 8750.5137 | 8853.5185 | 8932.6974 | 9038.2675 | 9151.0562 | 9252.9326 | 9351.5792 | 9435.8632 | 9515.0656 | 9580.2091 | 8750.5137 | 17604.0321 | 26536.7295 | 35574.9969 | 44726.0531 | 53978.9857 | 63330.5649 | 72766.4281 | 82281.4936 | 91861.7028 | 0 | 0 | 0 | 0 | 0 | 0 | 0 | 0 | 0 | 0 | 6.1061 | 12.284 | 18.5172 | 24.824 | 31.2096 | 37.6662 | 44.1917 | 50.776 | 57.4155 | 64.1005
Retail_New_Duct Sealing Repair_RIM | Ach | Retail | Space Cooling | Packaged air conditioning units (RTUs) | RIM | New | NN3529 | Duct Sealing Repair | Duct Sealing Repair | NonEquip | 15 |  | 0% | Prescriptive_all | 12% | 0 | 0 | 0 | 0 | 0 | 0 | 0 | 0 | 0 | 0 | 0 | 0 | 0 | 0 | 0 | 0 | 0 | 0 | 0 | 0 | 0 | 0 | 0 | 0 | 0 | 0 | 0 | 0 | 0 | 0 | 0 | 0 | 0 | 0 | 0 | 0 | 0 | 0 | 0 | 0
Retail_Existing_Duct Sealing Repair_RIM | Ach | Retail | Space Cooling | Packaged air conditioning units (RTUs) | RIM | Existing | NE3516 | Duct Sealing Repair | Duct Sealing Repair | NonEquip | 15 |  | 30.55% | Prescriptive_all_existing | 12% | 85763.5044 | 86032.9824 | 86802.3939 | 87828.2584 | 88924.2689 | 89914.2401 | 90872.8267 | 91691.8459 | 92461.4859 | 93094.5103 | 85763.5044 | 171796.4868 | 258598.8807 | 346427.1391 | 435351.408 | 525265.6481 | 616138.4748 | 707830.3207 | 800291.8066 | 893386.3169 | 16.8972 | 33.8476 | 50.9495 | 68.2535 | 85.7735 | 103.4885 | 121.3924 | 139.4576 | 157.6745 | 176.0161 | 0 | 0 | 0 | 0 | 0 | 0 | 0 | 0 | 0 | 0
Retail_New_Duct Sealing Repair_RIM | Ach | Retail | Space Heating | Individual room heating | RIM | New | NN3555 | Duct Sealing Repair | Duct Sealing Repair | NonEquip | 15 |  | 0% | Prescriptive_all | 12% | 0 | 0 | 0 | 0 | 0 | 0 | 0 | 0 | 0 | 0 | 0 | 0 | 0 | 0 | 0 | 0 | 0 | 0 | 0 | 0 | 0 | 0 | 0 | 0 | 0 | 0 | 0 | 0 | 0 | 0 | 0 | 0 | 0 | 0 | 0 | 0 | 0 | 0 | 0 | 0
Retail_Existing_Duct Sealing Repair_RIM | Ach | Retail | Space Heating | Individual room heating | RIM | Existing | NE3542 | Duct Sealing Repair | Duct Sealing Repair | NonEquip | 15 |  | 30.55% | Prescriptive_all_existing | 12% | 6.0774 | 6.1489 | 6.2039 | 6.2772 | 6.3556 | 6.4263 | 6.4948 | 6.5534 | 6.6084 | 6.6536 | 6.0774 | 12.2263 | 18.4303 | 24.7075 | 31.0631 | 37.4894 | 43.9843 | 50.5376 | 57.146 | 63.7997 | 0 | 0 | 0 | 0 | 0 | 0 | 0 | 0 | 0 | 0 | 0.0042408 | 0.0085315 | 0.012861 | 0.017241 | 0.021676 | 0.02616 | 0.030692 | 0.035265 | 0.039876 | 0.044519
Retail_New_Duct Sealing Repair_RIM | Ach | Retail | Space Cooling | Individual room air conditioners | RIM | New | NN3529 | Duct Sealing Repair | Duct Sealing Repair | NonEquip | 15 |  | 0% | Prescriptive_all | 12% | 0 | 0 | 0 | 0 | 0 | 0 | 0 | 0 | 0 | 0 | 0 | 0 | 0 | 0 | 0 | 0 | 0 | 0 | 0 | 0 | 0 | 0 | 0 | 0 | 0 | 0 | 0 | 0 | 0 | 0 | 0 | 0 | 0 | 0 | 0 | 0 | 0 | 0 | 0 | 0
Retail_Existing_Duct Sealing Repair_RIM | Ach | Retail | Space Cooling | Individual room air conditioners | RIM | Existing | NE3516 | Duct Sealing Repair | Duct Sealing Repair | NonEquip | 15 |  | 30.55% | Prescriptive_all_existing | 12% | 8391.4048 | 8570.8219 | 8647.4726 | 8749.6718 | 8858.8591 | 8957.4826 | 9052.9794 | 9134.5721 | 9211.2456 | 9274.3091 | 8391.4048 | 16962.2267 | 25609.6994 | 34359.3712 | 43218.2303 | 52175.7129 | 61228.6922 | 70363.2643 | 79574.5099 | 88848.819 | 1.6533 | 3.3419 | 5.0457 | 6.7695 | 8.5149 | 10.2797 | 12.0634 | 13.8631 | 15.6779 | 17.5051 | 0 | 0 | 0 | 0 | 0 | 0 | 0 | 0 | 0 | 0
Retail_New_Duct Sealing Repair_RIM | Ach | Retail | Space Heating | Forced air furnace | RIM | New | NN3555 | Duct Sealing Repair | Duct Sealing Repair | NonEquip | 15 |  | 0% | Prescriptive_all | 12% | 0 | 0 | 0 | 0 | 0 | 0 | 0 | 0 | 0 | 0 | 0 | 0 | 0 | 0 | 0 | 0 | 0 | 0 | 0 | 0 | 0 | 0 | 0 | 0 | 0 | 0 | 0 | 0 | 0 | 0 | 0 | 0 | 0 | 0 | 0 | 0 | 0 | 0 | 0 | 0
Retail_Existing_Duct Sealing Repair_RIM | Ach | Retail | Space Heating | Forced air furnace | RIM | Existing | NE3542 | Duct Sealing Repair | Duct Sealing Repair | NonEquip | 15 |  | 30.55% | Prescriptive_all_existing | 12% | 85.0835 | 86.0851 | 86.8549 | 87.8814 | 88.9781 | 89.9687 | 90.9278 | 91.7474 | 92.5175 | 93.1509 | 85.0835 | 171.1686 | 258.0235 | 345.905 | 434.8831 | 524.8518 | 615.7796 | 707.527 | 800.0444 | 893.1953 | 0 | 0 | 0 | 0 | 0 | 0 | 0 | 0 | 0 | 0 | 0.059371 | 0.11944 | 0.18005 | 0.24137 | 0.30346 | 0.36624 | 0.42969 | 0.49371 | 0.55827 | 0.62327
Retail_New_Duct Sealing Repair_RIM | Ach | Retail | Space Cooling | District chilled water piped | RIM | New | NN3529 | Duct Sealing Repair | Duct Sealing Repair | NonEquip | 15 |  | 0% | Prescriptive_all | 12% | 0 | 0 | 0 | 0 | 0 | 0 | 0 | 0 | 0 | 0 | 0 | 0 | 0 | 0 | 0 | 0 | 0 | 0 | 0 | 0 | 0 | 0 | 0 | 0 | 0 | 0 | 0 | 0 | 0 | 0 | 0 | 0 | 0 | 0 | 0 | 0 | 0 | 0 | 0 | 0
Retail_Existing_Duct Sealing Repair_RIM | Ach | Retail | Space Cooling | District chilled water piped | RIM | Existing | NE3516 | Duct Sealing Repair | Duct Sealing Repair | NonEquip | 15 |  | 30.55% | Prescriptive_all_existing | 12% | 0 | 0 | 0 | 0 | 0 | 0 | 0 | 0 | 0 | 0 | 0 | 0 | 0 | 0 | 0 | 0 | 0 | 0 | 0 | 0 | 0 | 0 | 0 | 0 | 0 | 0 | 0 | 0 | 0 | 0 | 0 | 0 | 0 | 0 | 0 | 0 | 0 | 0 | 0 | 0
Retail_New_Duct Sealing Repair_RIM | Ach | Retail | Space Cooling | Central chillers inside | RIM | New | NN3529 | Duct Sealing Repair | Duct Sealing Repair | NonEquip | 15 |  | 0% | Prescriptive_all | 12% | 0 | 0 | 0 | 0 | 0 | 0 | 0 | 0 | 0 | 0 | 0 | 0 | 0 | 0 | 0 | 0 | 0 | 0 | 0 | 0 | 0 | 0 | 0 | 0 | 0 | 0 | 0 | 0 | 0 | 0 | 0 | 0 | 0 | 0 | 0 | 0 | 0 | 0 | 0 | 0
Retail_Existing_Duct Sealing Repair_RIM | Ach | Retail | Space Cooling | Central chillers inside | RIM | Existing | NE3516 | Duct Sealing Repair | Duct Sealing Repair | NonEquip | 15 |  | 30.55% | Prescriptive_all_existing | 12% | 0 | 0 | 0 | 0 | 0 | 0 | 0 | 0 | 0 | 0 | 0 | 0 | 0 | 0 | 0 | 0 | 0 | 0 | 0 | 0 | 0 | 0 | 0 | 0 | 0 | 0 | 0 | 0 | 0 | 0 | 0 | 0 | 0 | 0 | 0 | 0 | 0 | 0 | 0 | 0
Retail_New_Duct Sealing Repair_RIM | Ach | Retail | Space Heating | Boilers | RIM | New | NN3555 | Duct Sealing Repair | Duct Sealing Repair | NonEquip | 15 |  | 0% | Prescriptive_all | 12% | 0 | 0 | 0 | 0 | 0 | 0 | 0 | 0 | 0 | 0 | 0 | 0 | 0 | 0 | 0 | 0 | 0 | 0 | 0 | 0 | 0 | 0 | 0 | 0 | 0 | 0 | 0 | 0 | 0 | 0 | 0 | 0 | 0 | 0 | 0 | 0 | 0 | 0 | 0 | 0
Retail_Existing_Duct Sealing Repair_RIM | Ach | Retail | Space Heating | Boilers | RIM | Existing | NE3542 | Duct Sealing Repair | Duct Sealing Repair | NonEquip | 15 |  | 30.55% | Prescriptive_all_existing | 12% | 0 | 0 | 0 | 0 | 0 | 0 | 0 | 0 | 0 | 0 | 0 | 0 | 0 | 0 | 0 | 0 | 0 | 0 | 0 | 0 | 0 | 0 | 0 | 0 | 0 | 0 | 0 | 0 | 0 | 0 | 0 | 0 | 0 | 0 | 0 | 0 | 0 | 0 | 0 | 0
Schools K-12_New_Duct Sealing Repair_RIM | Ach | Schools K-12 | Space Cooling | Residential-type central air conditioners | RIM | New | NN3530 | Duct Sealing Repair | Duct Sealing Repair | NonEquip | 15 |  | 0% | Prescriptive_all | 12% | 0 | 0 | 0 | 0 | 0 | 0 | 0 | 0 | 0 | 0 | 0 | 0 | 0 | 0 | 0 | 0 | 0 | 0 | 0 | 0 | 0 | 0 | 0 | 0 | 0 | 0 | 0 | 0 | 0 | 0 | 0 | 0 | 0 | 0 | 0 | 0 | 0 | 0 | 0 | 0
Schools K-12_Existing_Duct Sealing Repair_RIM | Ach | Schools K-12 | Space Cooling | Residential-type central air conditioners | RIM | Existing | NE3517 | Duct Sealing Repair | Duct Sealing Repair | NonEquip | 15 |  | 0% | Prescriptive_all_existing | 12% | 0 | 0 | 0 | 0 | 0 | 0 | 0 | 0 | 0 | 0 | 0 | 0 | 0 | 0 | 0 | 0 | 0 | 0 | 0 | 0 | 0 | 0 | 0 | 0 | 0 | 0 | 0 | 0 | 0 | 0 | 0 | 0 | 0 | 0 | 0 | 0 | 0 | 0 | 0 | 0
Schools K-12_New_Duct Sealing Repair_RIM | Ach | Schools K-12 | Space Heating | Residential/split system heat pump | RIM | New | NN3556 | Duct Sealing Repair | Duct Sealing Repair | NonEquip | 15 |  | 0% | Prescriptive_all | 12% | 0 | 0 | 0 | 0 | 0 | 0 | 0 | 0 | 0 | 0 | 0 | 0 | 0 | 0 | 0 | 0 | 0 | 0 | 0 | 0 | 0 | 0 | 0 | 0 | 0 | 0 | 0 | 0 | 0 | 0 | 0 | 0 | 0 | 0 | 0 | 0 | 0 | 0 | 0 | 0
Schools K-12_Existing_Duct Sealing Repair_RIM | Ach | Schools K-12 | Space Heating | Residential/split system heat pump | RIM | Existing | NE3543 | Duct Sealing Repair | Duct Sealing Repair | NonEquip | 15 |  | 0% | Prescriptive_all_existing | 12% | 0 | 0 | 0 | 0 | 0 | 0 | 0 | 0 | 0 | 0 | 0 | 0 | 0 | 0 | 0 | 0 | 0 | 0 | 0 | 0 | 0 | 0 | 0 | 0 | 0 | 0 | 0 | 0 | 0 | 0 | 0 | 0 | 0 | 0 | 0 | 0 | 0 | 0 | 0 | 0
Schools K-12_New_Duct Sealing Repair_RIM | Ach | Schools K-12 | Space Heating | Packaged central unit | RIM | New | NN3556 | Duct Sealing Repair | Duct Sealing Repair | NonEquip | 15 |  | 0% | Prescriptive_all | 12% | 0 | 0 | 0 | 0 | 0 | 0 | 0 | 0 | 0 | 0 | 0 | 0 | 0 | 0 | 0 | 0 | 0 | 0 | 0 | 0 | 0 | 0 | 0 | 0 | 0 | 0 | 0 | 0 | 0 | 0 | 0 | 0 | 0 | 0 | 0 | 0 | 0 | 0 | 0 | 0
Schools K-12_Existing_Duct Sealing Repair_RIM | Ach | Schools K-12 | Space Heating | Packaged central unit | RIM | Existing | NE3543 | Duct Sealing Repair | Duct Sealing Repair | NonEquip | 15 |  | 0% | Prescriptive_all_existing | 12% | 0 | 0 | 0 | 0 | 0 | 0 | 0 | 0 | 0 | 0 | 0 | 0 | 0 | 0 | 0 | 0 | 0 | 0 | 0 | 0 | 0 | 0 | 0 | 0 | 0 | 0 | 0 | 0 | 0 | 0 | 0 | 0 | 0 | 0 | 0 | 0 | 0 | 0 | 0 | 0
Schools K-12_New_Duct Sealing Repair_RIM | Ach | Schools K-12 | Space Cooling | Packaged air conditioning units (RTUs) | RIM | New | NN3530 | Duct Sealing Repair | Duct Sealing Repair | NonEquip | 15 |  | 0% | Prescriptive_all | 12% | 0 | 0 | 0 | 0 | 0 | 0 | 0 | 0 | 0 | 0 | 0 | 0 | 0 | 0 | 0 | 0 | 0 | 0 | 0 | 0 | 0 | 0 | 0 | 0 | 0 | 0 | 0 | 0 | 0 | 0 | 0 | 0 | 0 | 0 | 0 | 0 | 0 | 0 | 0 | 0
Schools K-12_Existing_Duct Sealing Repair_RIM | Ach | Schools K-12 | Space Cooling | Packaged air conditioning units (RTUs) | RIM | Existing | NE3517 | Duct Sealing Repair | Duct Sealing Repair | NonEquip | 15 |  | 0% | Prescriptive_all_existing | 12% | 0 | 0 | 0 | 0 | 0 | 0 | 0 | 0 | 0 | 0 | 0 | 0 | 0 | 0 | 0 | 0 | 0 | 0 | 0 | 0 | 0 | 0 | 0 | 0 | 0 | 0 | 0 | 0 | 0 | 0 | 0 | 0 | 0 | 0 | 0 | 0 | 0 | 0 | 0 | 0
Schools K-12_New_Duct Sealing Repair_RIM | Ach | Schools K-12 | Space Heating | Individual room heating | RIM | New | NN3556 | Duct Sealing Repair | Duct Sealing Repair | NonEquip | 15 |  | 0% | Prescriptive_all | 12% | 0 | 0 | 0 | 0 | 0 | 0 | 0 | 0 | 0 | 0 | 0 | 0 | 0 | 0 | 0 | 0 | 0 | 0 | 0 | 0 | 0 | 0 | 0 | 0 | 0 | 0 | 0 | 0 | 0 | 0 | 0 | 0 | 0 | 0 | 0 | 0 | 0 | 0 | 0 | 0
Schools K-12_Existing_Duct Sealing Repair_RIM | Ach | Schools K-12 | Space Heating | Individual room heating | RIM | Existing | NE3543 | Duct Sealing Repair | Duct Sealing Repair | NonEquip | 15 |  | 0% | Prescriptive_all_existing | 12% | 0 | 0 | 0 | 0 | 0 | 0 | 0 | 0 | 0 | 0 | 0 | 0 | 0 | 0 | 0 | 0 | 0 | 0 | 0 | 0 | 0 | 0 | 0 | 0 | 0 | 0 | 0 | 0 | 0 | 0 | 0 | 0 | 0 | 0 | 0 | 0 | 0 | 0 | 0 | 0
Schools K-12_New_Duct Sealing Repair_RIM | Ach | Schools K-12 | Space Cooling | Individual room air conditioners | RIM | New | NN3530 | Duct Sealing Repair | Duct Sealing Repair | NonEquip | 15 |  | 0% | Prescriptive_all | 12% | 0 | 0 | 0 | 0 | 0 | 0 | 0 | 0 | 0 | 0 | 0 | 0 | 0 | 0 | 0 | 0 | 0 | 0 | 0 | 0 | 0 | 0 | 0 | 0 | 0 | 0 | 0 | 0 | 0 | 0 | 0 | 0 | 0 | 0 | 0 | 0 | 0 | 0 | 0 | 0
Schools K-12_Existing_Duct Sealing Repair_RIM | Ach | Schools K-12 | Space Cooling | Individual room air conditioners | RIM | Existing | NE3517 | Duct Sealing Repair | Duct Sealing Repair | NonEquip | 15 |  | 0% | Prescriptive_all_existing | 12% | 0 | 0 | 0 | 0 | 0 | 0 | 0 | 0 | 0 | 0 | 0 | 0 | 0 | 0 | 0 | 0 | 0 | 0 | 0 | 0 | 0 | 0 | 0 | 0 | 0 | 0 | 0 | 0 | 0 | 0 | 0 | 0 | 0 | 0 | 0 | 0 | 0 | 0 | 0 | 0
Schools K-12_New_Duct Sealing Repair_RIM | Ach | Schools K-12 | Space Heating | Forced air furnace | RIM | New | NN3556 | Duct Sealing Repair | Duct Sealing Repair | NonEquip | 15 |  | 0% | Prescriptive_all | 12% | 0 | 0 | 0 | 0 | 0 | 0 | 0 | 0 | 0 | 0 | 0 | 0 | 0 | 0 | 0 | 0 | 0 | 0 | 0 | 0 | 0 | 0 | 0 | 0 | 0 | 0 | 0 | 0 | 0 | 0 | 0 | 0 | 0 | 0 | 0 | 0 | 0 | 0 | 0 | 0
Schools K-12_Existing_Duct Sealing Repair_RIM | Ach | Schools K-12 | Space Heating | Forced air furnace | RIM | Existing | NE3543 | Duct Sealing Repair | Duct Sealing Repair | NonEquip | 15 |  | 0% | Prescriptive_all_existing | 12% | 0 | 0 | 0 | 0 | 0 | 0 | 0 | 0 | 0 | 0 | 0 | 0 | 0 | 0 | 0 | 0 | 0 | 0 | 0 | 0 | 0 | 0 | 0 | 0 | 0 | 0 | 0 | 0 | 0 | 0 | 0 | 0 | 0 | 0 | 0 | 0 | 0 | 0 | 0 | 0
Schools K-12_New_Duct Sealing Repair_RIM | Ach | Schools K-12 | Space Cooling | District chilled water piped | RIM | New | NN3530 | Duct Sealing Repair | Duct Sealing Repair | NonEquip | 15 |  | 0% | Prescriptive_all | 12% | 0 | 0 | 0 | 0 | 0 | 0 | 0 | 0 | 0 | 0 | 0 | 0 | 0 | 0 | 0 | 0 | 0 | 0 | 0 | 0 | 0 | 0 | 0 | 0 | 0 | 0 | 0 | 0 | 0 | 0 | 0 | 0 | 0 | 0 | 0 | 0 | 0 | 0 | 0 | 0
Schools K-12_Existing_Duct Sealing Repair_RIM | Ach | Schools K-12 | Space Cooling | District chilled water piped | RIM | Existing | NE3517 | Duct Sealing Repair | Duct Sealing Repair | NonEquip | 15 |  | 0% | Prescriptive_all_existing | 12% | 0 | 0 | 0 | 0 | 0 | 0 | 0 | 0 | 0 | 0 | 0 | 0 | 0 | 0 | 0 | 0 | 0 | 0 | 0 | 0 | 0 | 0 | 0 | 0 | 0 | 0 | 0 | 0 | 0 | 0 | 0 | 0 | 0 | 0 | 0 | 0 | 0 | 0 | 0 | 0
Schools K-12_New_Duct Sealing Repair_RIM | Ach | Schools K-12 | Space Cooling | Central chillers inside | RIM | New | NN3530 | Duct Sealing Repair | Duct Sealing Repair | NonEquip | 15 |  | 0% | Prescriptive_all | 12% | 0 | 0 | 0 | 0 | 0 | 0 | 0 | 0 | 0 | 0 | 0 | 0 | 0 | 0 | 0 | 0 | 0 | 0 | 0 | 0 | 0 | 0 | 0 | 0 | 0 | 0 | 0 | 0 | 0 | 0 | 0 | 0 | 0 | 0 | 0 | 0 | 0 | 0 | 0 | 0
Schools K-12_Existing_Duct Sealing Repair_RIM | Ach | Schools K-12 | Space Cooling | Central chillers inside | RIM | Existing | NE3517 | Duct Sealing Repair | Duct Sealing Repair | NonEquip | 15 |  | 0% | Prescriptive_all_existing | 12% | 0 | 0 | 0 | 0 | 0 | 0 | 0 | 0 | 0 | 0 | 0 | 0 | 0 | 0 | 0 | 0 | 0 | 0 | 0 | 0 | 0 | 0 | 0 | 0 | 0 | 0 | 0 | 0 | 0 | 0 | 0 | 0 | 0 | 0 | 0 | 0 | 0 | 0 | 0 | 0
Schools K-12_New_Duct Sealing Repair_RIM | Ach | Schools K-12 | Space Heating | Boilers | RIM | New | NN3556 | Duct Sealing Repair | Duct Sealing Repair | NonEquip | 15 |  | 0% | Prescriptive_all | 12% | 0 | 0 | 0 | 0 | 0 | 0 | 0 | 0 | 0 | 0 | 0 | 0 | 0 | 0 | 0 | 0 | 0 | 0 | 0 | 0 | 0 | 0 | 0 | 0 | 0 | 0 | 0 | 0 | 0 | 0 | 0 | 0 | 0 | 0 | 0 | 0 | 0 | 0 | 0 | 0
Schools K-12_Existing_Duct Sealing Repair_RIM | Ach | Schools K-12 | Space Heating | Boilers | RIM | Existing | NE3543 | Duct Sealing Repair | Duct Sealing Repair | NonEquip | 15 |  | 0% | Prescriptive_all_existing | 12% | 0 | 0 | 0 | 0 | 0 | 0 | 0 | 0 | 0 | 0 | 0 | 0 | 0 | 0 | 0 | 0 | 0 | 0 | 0 | 0 | 0 | 0 | 0 | 0 | 0 | 0 | 0 | 0 | 0 | 0 | 0 | 0 | 0 | 0 | 0 | 0 | 0 | 0 | 0 | 0
Warehouse_New_Duct Sealing Repair_RIM | Ach | Warehouse | Space Cooling | Residential-type central air conditioners | RIM | New | NN3531 | Duct Sealing Repair | Duct Sealing Repair | NonEquip | 15 |  | 0% | Prescriptive_all | 12% | 0 | 0 | 0 | 0 | 0 | 0 | 0 | 0 | 0 | 0 | 0 | 0 | 0 | 0 | 0 | 0 | 0 | 0 | 0 | 0 | 0 | 0 | 0 | 0 | 0 | 0 | 0 | 0 | 0 | 0 | 0 | 0 | 0 | 0 | 0 | 0 | 0 | 0 | 0 | 0
Warehouse_Existing_Duct Sealing Repair_RIM | Ach | Warehouse | Space Cooling | Residential-type central air conditioners | RIM | Existing | NE3518 | Duct Sealing Repair | Duct Sealing Repair | NonEquip | 15 |  | 0% | Prescriptive_all_existing | 12% | 0 | 0 | 0 | 0 | 0 | 0 | 0 | 0 | 0 | 0 | 0 | 0 | 0 | 0 | 0 | 0 | 0 | 0 | 0 | 0 | 0 | 0 | 0 | 0 | 0 | 0 | 0 | 0 | 0 | 0 | 0 | 0 | 0 | 0 | 0 | 0 | 0 | 0 | 0 | 0
Warehouse_New_Duct Sealing Repair_RIM | Ach | Warehouse | Space Heating | Residential/split system heat pump | RIM | New | NN3557 | Duct Sealing Repair | Duct Sealing Repair | NonEquip | 15 |  | 0% | Prescriptive_all | 12% | 0 | 0 | 0 | 0 | 0 | 0 | 0 | 0 | 0 | 0 | 0 | 0 | 0 | 0 | 0 | 0 | 0 | 0 | 0 | 0 | 0 | 0 | 0 | 0 | 0 | 0 | 0 | 0 | 0 | 0 | 0 | 0 | 0 | 0 | 0 | 0 | 0 | 0 | 0 | 0
Warehouse_Existing_Duct Sealing Repair_RIM | Ach | Warehouse | Space Heating | Residential/split system heat pump | RIM | Existing | NE3544 | Duct Sealing Repair | Duct Sealing Repair | NonEquip | 15 |  | 0% | Prescriptive_all_existing | 12% | 0 | 0 | 0 | 0 | 0 | 0 | 0 | 0 | 0 | 0 | 0 | 0 | 0 | 0 | 0 | 0 | 0 | 0 | 0 | 0 | 0 | 0 | 0 | 0 | 0 | 0 | 0 | 0 | 0 | 0 | 0 | 0 | 0 | 0 | 0 | 0 | 0 | 0 | 0 | 0
Warehouse_New_Duct Sealing Repair_RIM | Ach | Warehouse | Space Heating | Packaged central unit | RIM | New | NN3557 | Duct Sealing Repair | Duct Sealing Repair | NonEquip | 15 |  | 0% | Prescriptive_all | 12% | 0 | 0 | 0 | 0 | 0 | 0 | 0 | 0 | 0 | 0 | 0 | 0 | 0 | 0 | 0 | 0 | 0 | 0 | 0 | 0 | 0 | 0 | 0 | 0 | 0 | 0 | 0 | 0 | 0 | 0 | 0 | 0 | 0 | 0 | 0 | 0 | 0 | 0 | 0 | 0
Warehouse_Existing_Duct Sealing Repair_RIM | Ach | Warehouse | Space Heating | Packaged central unit | RIM | Existing | NE3544 | Duct Sealing Repair | Duct Sealing Repair | NonEquip | 15 |  | 0% | Prescriptive_all_existing | 12% | 0 | 0 | 0 | 0 | 0 | 0 | 0 | 0 | 0 | 0 | 0 | 0 | 0 | 0 | 0 | 0 | 0 | 0 | 0 | 0 | 0 | 0 | 0 | 0 | 0 | 0 | 0 | 0 | 0 | 0 | 0 | 0 | 0 | 0 | 0 | 0 | 0 | 0 | 0 | 0
Warehouse_New_Duct Sealing Repair_RIM | Ach | Warehouse | Space Cooling | Packaged air conditioning units (RTUs) | RIM | New | NN3531 | Duct Sealing Repair | Duct Sealing Repair | NonEquip | 15 |  | 0% | Prescriptive_all | 12% | 0 | 0 | 0 | 0 | 0 | 0 | 0 | 0 | 0 | 0 | 0 | 0 | 0 | 0 | 0 | 0 | 0 | 0 | 0 | 0 | 0 | 0 | 0 | 0 | 0 | 0 | 0 | 0 | 0 | 0 | 0 | 0 | 0 | 0 | 0 | 0 | 0 | 0 | 0 | 0
Warehouse_Existing_Duct Sealing Repair_RIM | Ach | Warehouse | Space Cooling | Packaged air conditioning units (RTUs) | RIM | Existing | NE3518 | Duct Sealing Repair | Duct Sealing Repair | NonEquip | 15 |  | 0% | Prescriptive_all_existing | 12% | 0 | 0 | 0 | 0 | 0 | 0 | 0 | 0 | 0 | 0 | 0 | 0 | 0 | 0 | 0 | 0 | 0 | 0 | 0 | 0 | 0 | 0 | 0 | 0 | 0 | 0 | 0 | 0 | 0 | 0 | 0 | 0 | 0 | 0 | 0 | 0 | 0 | 0 | 0 | 0
Warehouse_New_Duct Sealing Repair_RIM | Ach | Warehouse | Space Heating | Individual room heating | RIM | New | NN3557 | Duct Sealing Repair | Duct Sealing Repair | NonEquip | 15 |  | 0% | Prescriptive_all | 12% | 0 | 0 | 0 | 0 | 0 | 0 | 0 | 0 | 0 | 0 | 0 | 0 | 0 | 0 | 0 | 0 | 0 | 0 | 0 | 0 | 0 | 0 | 0 | 0 | 0 | 0 | 0 | 0 | 0 | 0 | 0 | 0 | 0 | 0 | 0 | 0 | 0 | 0 | 0 | 0
Warehouse_Existing_Duct Sealing Repair_RIM | Ach | Warehouse | Space Heating | Individual room heating | RIM | Existing | NE3544 | Duct Sealing Repair | Duct Sealing Repair | NonEquip | 15 |  | 0% | Prescriptive_all_existing | 12% | 0 | 0 | 0 | 0 | 0 | 0 | 0 | 0 | 0 | 0 | 0 | 0 | 0 | 0 | 0 | 0 | 0 | 0 | 0 | 0 | 0 | 0 | 0 | 0 | 0 | 0 | 0 | 0 | 0 | 0 | 0 | 0 | 0 | 0 | 0 | 0 | 0 | 0 | 0 | 0
Warehouse_New_Duct Sealing Repair_RIM | Ach | Warehouse | Space Cooling | Individual room air conditioners | RIM | New | NN3531 | Duct Sealing Repair | Duct Sealing Repair | NonEquip | 15 |  | 0% | Prescriptive_all | 12% | 0 | 0 | 0 | 0 | 0 | 0 | 0 | 0 | 0 | 0 | 0 | 0 | 0 | 0 | 0 | 0 | 0 | 0 | 0 | 0 | 0 | 0 | 0 | 0 | 0 | 0 | 0 | 0 | 0 | 0 | 0 | 0 | 0 | 0 | 0 | 0 | 0 | 0 | 0 | 0
Warehouse_Existing_Duct Sealing Repair_RIM | Ach | Warehouse | Space Cooling | Individual room air conditioners | RIM | Existing | NE3518 | Duct Sealing Repair | Duct Sealing Repair | NonEquip | 15 |  | 0% | Prescriptive_all_existing | 12% | 0 | 0 | 0 | 0 | 0 | 0 | 0 | 0 | 0 | 0 | 0 | 0 | 0 | 0 | 0 | 0 | 0 | 0 | 0 | 0 | 0 | 0 | 0 | 0 | 0 | 0 | 0 | 0 | 0 | 0 | 0 | 0 | 0 | 0 | 0 | 0 | 0 | 0 | 0 | 0
Warehouse_New_Duct Sealing Repair_RIM | Ach | Warehouse | Space Heating | Forced air furnace | RIM | New | NN3557 | Duct Sealing Repair | Duct Sealing Repair | NonEquip | 15 |  | 0% | Prescriptive_all | 12% | 0 | 0 | 0 | 0 | 0 | 0 | 0 | 0 | 0 | 0 | 0 | 0 | 0 | 0 | 0 | 0 | 0 | 0 | 0 | 0 | 0 | 0 | 0 | 0 | 0 | 0 | 0 | 0 | 0 | 0 | 0 | 0 | 0 | 0 | 0 | 0 | 0 | 0 | 0 | 0
Warehouse_Existing_Duct Sealing Repair_RIM | Ach | Warehouse | Space Heating | Forced air furnace | RIM | Existing | NE3544 | Duct Sealing Repair | Duct Sealing Repair | NonEquip | 15 |  | 0% | Prescriptive_all_existing | 12% | 0 | 0 | 0 | 0 | 0 | 0 | 0 | 0 | 0 | 0 | 0 | 0 | 0 | 0 | 0 | 0 | 0 | 0 | 0 | 0 | 0 | 0 | 0 | 0 | 0 | 0 | 0 | 0 | 0 | 0 | 0 | 0 | 0 | 0 | 0 | 0 | 0 | 0 | 0 | 0
Warehouse_New_Duct Sealing Repair_RIM | Ach | Warehouse | Space Cooling | District chilled water piped | RIM | New | NN3531 | Duct Sealing Repair | Duct Sealing Repair | NonEquip | 15 |  | 0% | Prescriptive_all | 12% | 0 | 0 | 0 | 0 | 0 | 0 | 0 | 0 | 0 | 0 | 0 | 0 | 0 | 0 | 0 | 0 | 0 | 0 | 0 | 0 | 0 | 0 | 0 | 0 | 0 | 0 | 0 | 0 | 0 | 0 | 0 | 0 | 0 | 0 | 0 | 0 | 0 | 0 | 0 | 0
Warehouse_Existing_Duct Sealing Repair_RIM | Ach | Warehouse | Space Cooling | District chilled water piped | RIM | Existing | NE3518 | Duct Sealing Repair | Duct Sealing Repair | NonEquip | 15 |  | 0% | Prescriptive_all_existing | 12% | 0 | 0 | 0 | 0 | 0 | 0 | 0 | 0 | 0 | 0 | 0 | 0 | 0 | 0 | 0 | 0 | 0 | 0 | 0 | 0 | 0 | 0 | 0 | 0 | 0 | 0 | 0 | 0 | 0 | 0 | 0 | 0 | 0 | 0 | 0 | 0 | 0 | 0 | 0 | 0
Warehouse_New_Duct Sealing Repair_RIM | Ach | Warehouse | Space Cooling | Central chillers inside | RIM | New | NN3531 | Duct Sealing Repair | Duct Sealing Repair | NonEquip | 15 |  | 0% | Prescriptive_all | 12% | 0 | 0 | 0 | 0 | 0 | 0 | 0 | 0 | 0 | 0 | 0 | 0 | 0 | 0 | 0 | 0 | 0 | 0 | 0 | 0 | 0 | 0 | 0 | 0 | 0 | 0 | 0 | 0 | 0 | 0 | 0 | 0 | 0 | 0 | 0 | 0 | 0 | 0 | 0 | 0
Warehouse_Existing_Duct Sealing Repair_RIM | Ach | Warehouse | Space Cooling | Central chillers inside | RIM | Existing | NE3518 | Duct Sealing Repair | Duct Sealing Repair | NonEquip | 15 |  | 0% | Prescriptive_all_existing | 12% | 0 | 0 | 0 | 0 | 0 | 0 | 0 | 0 | 0 | 0 | 0 | 0 | 0 | 0 | 0 | 0 | 0 | 0 | 0 | 0 | 0 | 0 | 0 | 0 | 0 | 0 | 0 | 0 | 0 | 0 | 0 | 0 | 0 | 0 | 0 | 0 | 0 | 0 | 0 | 0
Warehouse_New_Duct Sealing Repair_RIM | Ach | Warehouse | Space Heating | Boilers | RIM | New | NN3557 | Duct Sealing Repair | Duct Sealing Repair | NonEquip | 15 |  | 0% | Prescriptive_all | 12% | 0 | 0 | 0 | 0 | 0 | 0 | 0 | 0 | 0 | 0 | 0 | 0 | 0 | 0 | 0 | 0 | 0 | 0 | 0 | 0 | 0 | 0 | 0 | 0 | 0 | 0 | 0 | 0 | 0 | 0 | 0 | 0 | 0 | 0 | 0 | 0 | 0 | 0 | 0 | 0
Warehouse_Existing_Duct Sealing Repair_RIM | Ach | Warehouse | Space Heating | Boilers | RIM | Existing | NE3544 | Duct Sealing Repair | Duct Sealing Repair | NonEquip | 15 |  | 0% | Prescriptive_all_existing | 12% | 0 | 0 | 0 | 0 | 0 | 0 | 0 | 0 | 0 | 0 | 0 | 0 | 0 | 0 | 0 | 0 | 0 | 0 | 0 | 0 | 0 | 0 | 0 | 0 | 0 | 0 | 0 | 0 | 0 | 0 | 0 | 0 | 0 | 0 | 0 | 0 | 0 | 0 | 0 | 0

## Gulf_Ach_IND_TRC
| Scenario | Segment | EndUse | EquipType | CE Test | Vintage | Measure Code | Name | Description | Type | Measure Life | Competition Group | Applicability | Adoption Curve | Energy Savings % | 2020 | 2021 | 2022 | 2023 | 2024 | 2025 | 2026 | 2027 | 2028 | 2029 | Cumulative2020 | Cumulative2021 | Cumulative2022 | Cumulative2023 | Cumulative2024 | Cumulative2025 | Cumulative2026 | Cumulative2027 | Cumulative2028 | Cumulative2029 | CumulativeSD2020 | CumulativeSD2021 | CumulativeSD2022 | CumulativeSD2023 | CumulativeSD2024 | CumulativeSD2025 | CumulativeSD2026 | CumulativeSD2027 | CumulativeSD2028 | CumulativeSD2029 | CumulativeWD2020 | CumulativeWD2021 | CumulativeWD2022 | CumulativeWD2023 | CumulativeWD2024 | CumulativeWD2025 | CumulativeWD2026 | CumulativeWD2027 | CumulativeWD2028 | CumulativeWD2029
Chemicals and Plastics_Existing_Process Heat System Optimization_TRC | Ach | Chemicals and Plastics | Process Heating | Process Heating | TRC | New | NN150 | Process Heat System Optimization | Process Heat System Optimization | NonEquip | 2 | Process Heating | 37.41% | custom | 9.394% | 139.2705 | 0 | 0 | 0 | 52.6214 | 0 | 0 | 0 | 0.26739 | 0 | 139.2705 | 139.2705 | 139.2705 | 139.2705 | 191.8919 | 191.8919 | 191.8919 | 191.8919 | 192.1593 | 192.1593 | 0.019174 | 0.019174 | 0.019174 | 0.019174 | 0.026418 | 0.026418 | 0.026418 | 0.026418 | 0.026455 | 0.026455 | 0.018701 | 0.018701 | 0.018701 | 0.018701 | 0.025767 | 0.025767 | 0.025767 | 0.025767 | 0.025803 | 0.025803
Chemicals and Plastics_Existing_Process Heat Improved Controls_TRC | Ach | Chemicals and Plastics | Process Heating | Process Heating | TRC | New | NN148 | Process Heat Improved Controls | Process Heat Improved Controls | NonEquip | 15 | Process Heating | 41.6% | custom | 1.756% | 30.9368 | 0 | 0 | 0 | 11.6709 | 0 | 0 | 0 | 0.059242 | 0 | 30.9368 | 30.9368 | 30.9368 | 30.9368 | 42.6077 | 42.6077 | 42.6077 | 42.6077 | 42.6669 | 42.6669 | 0.0042591 | 0.0042591 | 0.0042591 | 0.0042591 | 0.0058659 | 0.0058659 | 0.0058659 | 0.0058659 | 0.0058741 | 0.0058741 | 0.0041541 | 0.0041541 | 0.0041541 | 0.0041541 | 0.0057213 | 0.0057213 | 0.0057213 | 0.0057213 | 0.0057292 | 0.0057292
Chemicals and Plastics_Existing_Process Heat System Optimization_TRC | Ach | Chemicals and Plastics | Process Heating | Process Heating | TRC | Existing | NE149 | Process Heat System Optimization | Process Heat System Optimization | NonEquip | 2 | Process Heating | 37.41% | custom_existing | 9.394% | 21309.0925 | 21158.633 | 20116.813 | 14309.6546 | 7313.1016 | 2820.9642 | 920.7016 | 280.6259 | 83.5775 | 24.7176 | 21309.0925 | 42467.7254 | 62584.5385 | 76894.1931 | 84207.2947 | 87028.2589 | 87948.9605 | 88229.5864 | 88313.1639 | 88337.8815 | 2.9337 | 5.8466 | 8.6162 | 10.5862 | 11.593 | 11.9814 | 12.1081 | 12.1468 | 12.1583 | 12.1617 | 2.8613 | 5.7025 | 8.4037 | 10.3252 | 11.3072 | 11.686 | 11.8096 | 11.8473 | 11.8585 | 11.8618
Chemicals and Plastics_Existing_Process Heat Improved Controls_TRC | Ach | Chemicals and Plastics | Process Heating | Process Heating | TRC | Existing | NE147 | Process Heat Improved Controls | Process Heat Improved Controls | NonEquip | 15 | Process Heating | 41.6% | custom_existing | 1.756% | 4722.3422 | 4814.2871 | 4811.9046 | 4811.9168 | 4810.8098 | 4814.3357 | 4811.9535 | 4811.9657 | 4812.1983 | 4813.0429 | 4722.3422 | 9536.6293 | 14348.5339 | 19160.4507 | 23971.2605 | 28785.5962 | 33597.5497 | 38409.5154 | 43221.7136 | 48034.7566 | 0.65014 | 1.3129 | 1.9754 | 2.6379 | 3.3002 | 3.963 | 4.6254 | 5.2879 | 5.9504 | 6.6131 | 0.63411 | 1.2806 | 1.9267 | 2.5728 | 3.2188 | 3.8653 | 4.5114 | 5.1575 | 5.8037 | 6.45
Chemicals and Plastics_Existing_Process Heat Equipment Upgrade_TRC | Ach | Chemicals and Plastics | Process Heating | Process Heating | TRC | Turnover | ET146 | Process Heat Equipment Upgrade | Process Heat Equipment Upgrade | Equip | 10 | Process Heating | 8.729% | custom | 75% | 41242.7602 | 44468.4071 | 42252.1986 | 30054.2935 | 15349.8857 | 5928.0313 | 1933.5614 | 589.324 | 175.464 | 51.9186 | 41242.7602 | 85711.1673 | 127963.3659 | 158017.6594 | 173367.5451 | 179295.5764 | 181229.1379 | 181818.4619 | 181993.9258 | 182045.8444 | 5.678 | 11.8 | 17.617 | 21.7546 | 23.8679 | 24.684 | 24.9502 | 25.0313 | 25.0555 | 25.0627 | 5.538 | 11.5091 | 17.1826 | 21.2182 | 23.2794 | 24.0754 | 24.335 | 24.4142 | 24.4377 | 24.4447
Chemicals and Plastics_Existing_Process Heat Equipment Upgrade_TRC | Ach | Chemicals and Plastics | Process Heating | Process Heating | TRC | New | EN145 | Process Heat Equipment Upgrade | Process Heat Equipment Upgrade | Equip | 10 | Process Heating | 8.729% | custom | 75% | 240.7068 | 0 | 0 | 0 | 89.5333 | 0 | 0 | 0 | 0.45018 | 0 | 240.7068 | 240.7068 | 240.7068 | 240.7068 | 330.2402 | 330.2402 | 330.2402 | 330.2402 | 330.6903 | 330.6903 | 0.033139 | 0.033139 | 0.033139 | 0.033139 | 0.045465 | 0.045465 | 0.045465 | 0.045465 | 0.045527 | 0.045527 | 0.032322 | 0.032322 | 0.032322 | 0.032322 | 0.044344 | 0.044344 | 0.044344 | 0.044344 | 0.044404 | 0.044404
Chemicals and Plastics_Existing_Process Heat Equipment Upgrade_TRC | Ach | Chemicals and Plastics | Process Heating | Process Heating | TRC | Existing | EE144 | Process Heat Equipment Upgrade | Process Heat Equipment Upgrade | Equip | 10 | Process Heating | 8.729% | custom | 75% | 0 | 0 | 0 | 0 | 0 | 0 | 0 | 0 | 0 | 0 | 0 | 0 | 0 | 0 | 0 | 0 | 0 | 0 | 0 | 0 | 0 | 0 | 0 | 0 | 0 | 0 | 0 | 0 | 0 | 0 | 0 | 0 | 0 | 0 | 0 | 0 | 0 | 0 | 0 | 0
Chemicals and Plastics_Existing_Process Refrig Controls_TRC | Ach | Chemicals and Plastics | Process Cooling | Process Cooling | TRC | New | NN136 | Process Refrig Controls | Process Refrig Controls | NonEquip | 15 | Process Cooling | 20.77% | custom | 5.077% | 36.9562 | 0 | 0 | 0 | 13.8827 | 0 | 0 | 0 | 0.07027 | 0 | 36.9562 | 36.9562 | 36.9562 | 36.9562 | 50.8388 | 50.8388 | 50.8388 | 50.8388 | 50.9091 | 50.9091 | 0.0050878 | 0.0050878 | 0.0050878 | 0.0050878 | 0.0069991 | 0.0069991 | 0.0069991 | 0.0069991 | 0.0070088 | 0.0070088 | 0.0049624 | 0.0049624 | 0.0049624 | 0.0049624 | 0.0068265 | 0.0068265 | 0.0068265 | 0.0068265 | 0.006836 | 0.006836
Chemicals and Plastics_Existing_Process Refrig Controls_TRC | Ach | Chemicals and Plastics | Process Cooling | Process Cooling | TRC | Existing | NE135 | Process Refrig Controls | Process Refrig Controls | NonEquip | 15 | Process Cooling | 20.77% | custom_existing | 5.077% | 5764.6523 | 5710.2782 | 5707.4524 | 5707.4669 | 5706.1539 | 5710.3359 | 5707.5103 | 5707.5248 | 5707.8007 | 5708.8026 | 5764.6523 | 11474.9305 | 17182.3829 | 22889.8498 | 28596.0037 | 34306.3396 | 40013.8499 | 45721.3748 | 51429.1755 | 57137.978 | 0.79363 | 1.5798 | 2.3655 | 3.1513 | 3.9369 | 4.723 | 5.5088 | 6.2946 | 7.0804 | 7.8663 | 0.77406 | 1.5408 | 2.3072 | 3.0736 | 3.8398 | 4.6066 | 5.373 | 6.1394 | 6.9058 | 7.6724
Chemicals and Plastics_Existing_Process Refrig Equipment Upgrade_TRC | Ach | Chemicals and Plastics | Process Cooling | Process Cooling | TRC | Turnover | ET139 | Process Refrig Equipment Upgrade | Process Refrig Equipment Upgrade | Equip | 10 | Process Cooling | 24.6% | custom | 18.71% | 17230.4579 | 18578.0731 | 17652.1825 | 12556.1247 | 6412.8967 | 2476.6212 | 807.806 | 246.2086 | 73.3056 | 21.6906 | 17230.4579 | 35808.531 | 53460.7135 | 66016.8381 | 72429.7348 | 74906.356 | 75714.162 | 75960.3706 | 76033.6762 | 76055.3668 | 2.3722 | 4.9298 | 7.3601 | 9.0887 | 9.9716 | 10.3125 | 10.4237 | 10.4576 | 10.4677 | 10.4707 | 2.3137 | 4.8083 | 7.1786 | 8.8646 | 9.7257 | 10.0583 | 10.1667 | 10.1998 | 10.2096 | 10.2125
Chemicals and Plastics_Existing_Process Refrig Equipment Upgrade_TRC | Ach | Chemicals and Plastics | Process Cooling | Process Cooling | TRC | New | EN138 | Process Refrig Equipment Upgrade | Process Refrig Equipment Upgrade | Equip | 10 | Process Cooling | 24.6% | custom | 18.71% | 134.7749 | 0 | 0 | 0 | 50.1309 | 0 | 0 | 0 | 0.25206 | 0 | 134.7749 | 134.7749 | 134.7749 | 134.7749 | 184.9058 | 184.9058 | 184.9058 | 184.9058 | 185.1579 | 185.1579 | 0.018555 | 0.018555 | 0.018555 | 0.018555 | 0.025456 | 0.025456 | 0.025456 | 0.025456 | 0.025491 | 0.025491 | 0.018097 | 0.018097 | 0.018097 | 0.018097 | 0.024829 | 0.024829 | 0.024829 | 0.024829 | 0.024863 | 0.024863
Chemicals and Plastics_Existing_Process Refrig Equipment Upgrade_TRC | Ach | Chemicals and Plastics | Process Cooling | Process Cooling | TRC | Existing | EE137 | Process Refrig Equipment Upgrade | Process Refrig Equipment Upgrade | Equip | 10 | Process Cooling | 24.6% | custom | 18.71% | 0 | 0 | 0 | 0 | 0 | 0 | 0 | 0 | 0 | 0 | 0 | 0 | 0 | 0 | 0 | 0 | 0 | 0 | 0 | 0 | 0 | 0 | 0 | 0 | 0 | 0 | 0 | 0 | 0 | 0 | 0 | 0 | 0 | 0 | 0 | 0 | 0 | 0 | 0 | 0
Chemicals and Plastics_Existing_Pump Equipment Upgrade_TRC | Ach | Chemicals and Plastics | Motors Pumps | Motors Pumps | TRC | Turnover | ET126 | Pump Equipment Upgrade | Pump Equipment Upgrade | Equip | 15 | Motors Pumps | 76.18% | custom | 4.305% | 70526.1956 | 76042.1361 | 72252.3617 | 51393.6259 | 26248.7049 | 10137.0882 | 3306.4405 | 1007.7594 | 300.048 | 88.7821 | 70526.1956 | 146568.3317 | 218820.6934 | 270214.3193 | 296463.0242 | 306600.1124 | 309906.5529 | 310914.3123 | 311214.3603 | 311303.1424 | 9.4971 | 19.737 | 29.4666 | 36.3874 | 39.922 | 41.2871 | 41.7323 | 41.8681 | 41.9085 | 41.9204 | 9.2463 | 19.2158 | 28.6884 | 35.4263 | 38.8676 | 40.1966 | 40.6301 | 40.7622 | 40.8016 | 40.8132
Chemicals and Plastics_Existing_Motor Equipment Upgrades_TRC | Ach | Chemicals and Plastics | Motors Pumps | Motors Pumps | TRC | Turnover | ET117 | Motor Equipment Upgrades | Motor Equipment Upgrades | Equip | 10 | Motors Pumps | 56.53% | custom | 2.421% | 28582.0593 | 30752.1194 | 29239.5009 | 20878.3708 | 10712.6672 | 4149.3964 | 1355.1045 | 413.1911 | 123.0384 | 36.4076 | 28582.0593 | 59334.1787 | 88573.6796 | 109452.0504 | 120164.7175 | 124314.1139 | 125669.2185 | 126082.4096 | 126205.448 | 126241.8557 | 3.8489 | 7.99 | 11.9274 | 14.7389 | 16.1815 | 16.7403 | 16.9228 | 16.9784 | 16.995 | 16.9999 | 3.7472 | 7.779 | 11.6124 | 14.3496 | 15.7541 | 16.2981 | 16.4758 | 16.53 | 16.5461 | 16.5509
Chemicals and Plastics_Existing_Pump Equipment Upgrade_TRC | Ach | Chemicals and Plastics | Motors Pumps | Motors Pumps | TRC | New | EN125 | Pump Equipment Upgrade | Pump Equipment Upgrade | Equip | 15 | Motors Pumps | 76.18% | custom | 4.305% | 458.293 | 0 | 0 | 0 | 170.4666 | 0 | 0 | 0 | 0.85712 | 0 | 458.293 | 458.293 | 458.293 | 458.293 | 628.7596 | 628.7596 | 628.7596 | 628.7596 | 629.6167 | 629.6167 | 0.061714 | 0.061714 | 0.061714 | 0.061714 | 0.084669 | 0.084669 | 0.084669 | 0.084669 | 0.084785 | 0.084785 | 0.060084 | 0.060084 | 0.060084 | 0.060084 | 0.082433 | 0.082433 | 0.082433 | 0.082433 | 0.082546 | 0.082546
Chemicals and Plastics_Existing_Motor Equipment Upgrades_TRC | Ach | Chemicals and Plastics | Motors Pumps | Motors Pumps | TRC | New | EN116 | Motor Equipment Upgrades | Motor Equipment Upgrades | Equip | 10 | Motors Pumps | 56.53% | custom | 2.421% | 185.7318 | 0 | 0 | 0 | 69.5711 | 0 | 0 | 0 | 0.35147 | 0 | 185.7318 | 185.7318 | 185.7318 | 185.7318 | 255.3029 | 255.3029 | 255.3029 | 255.3029 | 255.6544 | 255.6544 | 0.025011 | 0.025011 | 0.025011 | 0.025011 | 0.034379 | 0.034379 | 0.034379 | 0.034379 | 0.034427 | 0.034427 | 0.02435 | 0.02435 | 0.02435 | 0.02435 | 0.033471 | 0.033471 | 0.033471 | 0.033471 | 0.033517 | 0.033517
Chemicals and Plastics_Existing_Pump Equipment Upgrade_TRC | Ach | Chemicals and Plastics | Motors Pumps | Motors Pumps | TRC | Existing | EE124 | Pump Equipment Upgrade | Pump Equipment Upgrade | Equip | 15 | Motors Pumps | 76.18% | custom | 4.305% | 0 | 0 | 0 | 0 | 0 | 0 | 0 | 0 | 0 | 0 | 0 | 0 | 0 | 0 | 0 | 0 | 0 | 0 | 0 | 0 | 0 | 0 | 0 | 0 | 0 | 0 | 0 | 0 | 0 | 0 | 0 | 0 | 0 | 0 | 0 | 0 | 0 | 0 | 0 | 0
Chemicals and Plastics_Existing_Motor Equipment Upgrades_TRC | Ach | Chemicals and Plastics | Motors Pumps | Motors Pumps | TRC | Existing | EE115 | Motor Equipment Upgrades | Motor Equipment Upgrades | Equip | 10 | Motors Pumps | 56.53% | custom | 2.421% | 0 | 0 | 0 | 0 | 0 | 0 | 0 | 0 | 0 | 0 | 0 | 0 | 0 | 0 | 0 | 0 | 0 | 0 | 0 | 0 | 0 | 0 | 0 | 0 | 0 | 0 | 0 | 0 | 0 | 0 | 0 | 0 | 0 | 0 | 0 | 0 | 0 | 0 | 0 | 0
Chemicals and Plastics_Existing_Fan Equipment Upgrades_TRC | Ach | Chemicals and Plastics | Motors Fans Blowers | Motors Fans Blowers | TRC | Turnover | ET108 | Fan Equipment Upgrades | Fan Equipment Upgrades | Equip | 15 | Motors Fans Blowers | 34.28% | custom | 2.244% | 7807.3928 | 8418.0186 | 7998.4829 | 5689.3785 | 2905.7848 | 1122.1962 | 366.0297 | 111.561 | 33.2159 | 9.8284 | 7807.3928 | 16225.4114 | 24223.8942 | 29913.2728 | 32819.0576 | 33941.2538 | 34307.2835 | 34418.8445 | 34452.0604 | 34461.8888 | 1.0514 | 2.1849 | 3.262 | 4.0282 | 4.4194 | 4.5706 | 4.6199 | 4.6349 | 4.6394 | 4.6407 | 1.0236 | 2.1272 | 3.1759 | 3.9218 | 4.3027 | 4.4498 | 4.4978 | 4.5125 | 4.5168 | 4.5181
Chemicals and Plastics_Existing_Fan Equipment Upgrades_TRC | Ach | Chemicals and Plastics | Motors Fans Blowers | Motors Fans Blowers | TRC | New | EN107 | Fan Equipment Upgrades | Fan Equipment Upgrades | Equip | 15 | Motors Fans Blowers | 34.28% | custom | 2.244% | 51.2037 | 0 | 0 | 0 | 19.0457 | 0 | 0 | 0 | 0.095764 | 0 | 51.2037 | 51.2037 | 51.2037 | 51.2037 | 70.2495 | 70.2495 | 70.2495 | 70.2495 | 70.3452 | 70.3452 | 0.0068951 | 0.0068951 | 0.0068951 | 0.0068951 | 0.0094599 | 0.0094599 | 0.0094599 | 0.0094599 | 0.0094728 | 0.0094728 | 0.006713 | 0.006713 | 0.006713 | 0.006713 | 0.00921 | 0.00921 | 0.00921 | 0.00921 | 0.0092226 | 0.0092226
Chemicals and Plastics_Existing_Fan Equipment Upgrades_TRC | Ach | Chemicals and Plastics | Motors Fans Blowers | Motors Fans Blowers | TRC | Existing | EE106 | Fan Equipment Upgrades | Fan Equipment Upgrades | Equip | 15 | Motors Fans Blowers | 34.28% | custom | 2.244% | 0 | 0 | 0 | 0 | 0 | 0 | 0 | 0 | 0 | 0 | 0 | 0 | 0 | 0 | 0 | 0 | 0 | 0 | 0 | 0 | 0 | 0 | 0 | 0 | 0 | 0 | 0 | 0 | 0 | 0 | 0 | 0 | 0 | 0 | 0 | 0 | 0 | 0 | 0 | 0
Chemicals and Plastics_Existing_Efficient Lighting - Other Interior Lighting_TRC | Ach | Chemicals and Plastics | Industrial Lighting | Industrial Lighting | TRC | Turnover | ET103 | Efficient Lighting - Other Interior Lighting | Efficient Lighting - Other Interior Lighting | Equip | 14.4667 | Industrial Lighting | 71.94% | prescriptive_light | 38.99% | 188853.9736 | 193281.2773 | 182644.6543 | 139473.5682 | 83652.1299 | 40607.6644 | 17042.8368 | 6655.7119 | 2520.4698 | 928.1898 | 188853.9736 | 382135.2509 | 564779.9052 | 704253.4734 | 787905.6033 | 828513.2677 | 845556.1045 | 852211.8165 | 854732.2862 | 855660.476 | 26.9565 | 54.5449 | 80.6151 | 100.5232 | 112.4635 | 118.2597 | 120.6924 | 121.6424 | 122.0021 | 122.1346 | 26.2024 | 53.0191 | 78.3601 | 97.7113 | 109.3175 | 114.9516 | 117.3162 | 118.2397 | 118.5894 | 118.7181
Chemicals and Plastics_Existing_Efficient Lighting - High Bay_TRC | Ach | Chemicals and Plastics | Industrial Lighting | Industrial Lighting | TRC | Turnover | ET100 | Efficient Lighting - High Bay | Efficient Lighting - High Bay | Equip | 13.6667 | Industrial Lighting | 20% | prescriptive_light | 48.41% | 60607.3135 | 62552.0311 | 58855.6161 | 44175.476 | 25944.7339 | 12402.3564 | 5163.2919 | 2009.349 | 759.8715 | 279.6817 | 60607.3135 | 123159.3447 | 182014.9608 | 226190.4367 | 252135.1706 | 264537.527 | 269700.8189 | 271710.1679 | 272470.0394 | 272749.7211 | 8.6509 | 17.5794 | 25.9803 | 32.2858 | 35.9891 | 37.7594 | 38.4964 | 38.7832 | 38.8916 | 38.9315 | 8.4089 | 17.0877 | 25.2536 | 31.3827 | 34.9824 | 36.7031 | 37.4195 | 37.6983 | 37.8037 | 37.8425
Chemicals and Plastics_Existing_Efficient Lighting - High Bay_TRC | Ach | Chemicals and Plastics | Industrial Lighting | Industrial Lighting | TRC | New | EN99 | Efficient Lighting - High Bay | Efficient Lighting - High Bay | Equip | 13.6667 | Industrial Lighting | 20% | prescriptive_light | 48.41% | 412.0714 | 0 | 0 | 0 | 176.2931 | 0 | 0 | 0 | 2.2712 | 0 | 412.0714 | 412.0714 | 412.0714 | 412.0714 | 588.3645 | 588.3645 | 588.3645 | 588.3645 | 590.6357 | 590.6357 | 0.058818 | 0.058818 | 0.058818 | 0.058818 | 0.083982 | 0.083982 | 0.083982 | 0.083982 | 0.084306 | 0.084306 | 0.057173 | 0.057173 | 0.057173 | 0.057173 | 0.081632 | 0.081632 | 0.081632 | 0.081632 | 0.081947 | 0.081947
Chemicals and Plastics_Existing_Efficient Lighting - Other Interior Lighting_TRC | Ach | Chemicals and Plastics | Industrial Lighting | Industrial Lighting | TRC | New | EN102 | Efficient Lighting - Other Interior Lighting | Efficient Lighting - Other Interior Lighting | Equip | 14.4667 | Industrial Lighting | 71.94% | prescriptive_light | 38.99% | 1284.0252 | 0 | 0 | 0 | 568.4119 | 0 | 0 | 0 | 7.5333 | 0 | 1284.0252 | 1284.0252 | 1284.0252 | 1284.0252 | 1852.4372 | 1852.4372 | 1852.4372 | 1852.4372 | 1859.9705 | 1859.9705 | 0.18328 | 0.18328 | 0.18328 | 0.18328 | 0.26441 | 0.26441 | 0.26441 | 0.26441 | 0.26549 | 0.26549 | 0.17815 | 0.17815 | 0.17815 | 0.17815 | 0.25702 | 0.25702 | 0.25702 | 0.25702 | 0.25806 | 0.25806
Chemicals and Plastics_Existing_Efficient Lighting - High Bay_TRC | Ach | Chemicals and Plastics | Industrial Lighting | Industrial Lighting | TRC | Existing | EE98 | Efficient Lighting - High Bay | Efficient Lighting - High Bay | Equip | 13.6667 | Industrial Lighting | 20% | prescriptive_light | 48.41% | 0 | 0 | 0 | 0 | 0 | 0 | 0 | 0 | 0 | 0 | 0 | 0 | 0 | 0 | 0 | 0 | 0 | 0 | 0 | 0 | 0 | 0 | 0 | 0 | 0 | 0 | 0 | 0 | 0 | 0 | 0 | 0 | 0 | 0 | 0 | 0 | 0 | 0 | 0 | 0
Chemicals and Plastics_Existing_Efficient Lighting - Other Interior Lighting_TRC | Ach | Chemicals and Plastics | Industrial Lighting | Industrial Lighting | TRC | Existing | EE101 | Efficient Lighting - Other Interior Lighting | Efficient Lighting - Other Interior Lighting | Equip | 14.4667 | Industrial Lighting | 71.94% | prescriptive_light | 38.99% | 0 | 0 | 0 | 0 | 0 | 0 | 0 | 0 | 0 | 0 | 0 | 0 | 0 | 0 | 0 | 0 | 0 | 0 | 0 | 0 | 0 | 0 | 0 | 0 | 0 | 0 | 0 | 0 | 0 | 0 | 0 | 0 | 0 | 0 | 0 | 0 | 0 | 0 | 0 | 0
Chemicals and Plastics_Existing_Compressed Air Controls_TRC | Ach | Chemicals and Plastics | Compressed Air | Compressed Air | TRC | New | NN78 | Compressed Air Controls | Compressed Air Controls | NonEquip | 12.5 | Compressed Air | 89.11% | custom | 8.298% | 228.016 | 0 | 0 | 0 | 84.8128 | 0 | 0 | 0 | 0.42645 | 0 | 228.016 | 228.016 | 228.016 | 228.016 | 312.8288 | 312.8288 | 312.8288 | 312.8288 | 313.2553 | 313.2553 | 0.030705 | 0.030705 | 0.030705 | 0.030705 | 0.042126 | 0.042126 | 0.042126 | 0.042126 | 0.042183 | 0.042183 | 0.029894 | 0.029894 | 0.029894 | 0.029894 | 0.041013 | 0.041013 | 0.041013 | 0.041013 | 0.041069 | 0.041069
Chemicals and Plastics_Existing_Compressed Air Controls_TRC | Ach | Chemicals and Plastics | Compressed Air | Compressed Air | TRC | Existing | NE77 | Compressed Air Controls | Compressed Air Controls | NonEquip | 12.5 | Compressed Air | 89.11% | custom_existing | 8.298% | 34106.6358 | 34651.2111 | 34634.0633 | 34634.1512 | 34626.1835 | 34651.5611 | 34634.415 | 34634.5029 | 34636.177 | 34642.2565 | 34106.6358 | 68757.8469 | 103391.9102 | 138026.0614 | 172652.2449 | 207303.8061 | 241938.2211 | 276572.724 | 311208.901 | 345851.1575 | 4.5928 | 9.259 | 13.9229 | 18.5867 | 23.2495 | 27.9158 | 32.5797 | 37.2436 | 41.9077 | 46.5727 | 4.4715 | 9.0145 | 13.5551 | 18.0958 | 22.6355 | 27.1784 | 31.7192 | 36.2599 | 40.8009 | 45.3426
Construction_Existing_Process Heat System Optimization_TRC | Ach | Construction | Process Heating | Process Heating | TRC | New | NN227 | Process Heat System Optimization | Process Heat System Optimization | NonEquip | 2 | Process Heating | 16.02% | custom | 9.204% | 6.4109 | 0 | 0 | 0 | 2.386 | 0 | 0 | 0 | 0.012002 | 0 | 6.4109 | 6.4109 | 6.4109 | 6.4109 | 8.797 | 8.797 | 8.797 | 8.797 | 8.809 | 8.809 | 0.00088261 | 0.00088261 | 0.00088261 | 0.00088261 | 0.0012111 | 0.0012111 | 0.0012111 | 0.0012111 | 0.0012127 | 0.0012127 | 0.00086085 | 0.00086085 | 0.00086085 | 0.00086085 | 0.0011812 | 0.0011812 | 0.0011812 | 0.0011812 | 0.0011828 | 0.0011828
Construction_Existing_Process Heat Improved Controls_TRC | Ach | Construction | Process Heating | Process Heating | TRC | New | NN225 | Process Heat Improved Controls | Process Heat Improved Controls | NonEquip | 15 | Process Heating | 23.16% | custom | 1.21% | 1.3869 | 0 | 0 | 0 | 0.51588 | 0 | 0 | 0 | 0.0025939 | 0 | 1.3869 | 1.3869 | 1.3869 | 1.3869 | 1.9028 | 1.9028 | 1.9028 | 1.9028 | 1.9054 | 1.9054 | 0.00019094 | 0.00019094 | 0.00019094 | 0.00019094 | 0.00026196 | 0.00026196 | 0.00026196 | 0.00026196 | 0.00026232 | 0.00026232 | 0.00018623 | 0.00018623 | 0.00018623 | 0.00018623 | 0.00025551 | 0.00025551 | 0.00025551 | 0.00025551 | 0.00025585 | 0.00025585
Construction_Existing_Process Heat System Optimization_TRC | Ach | Construction | Process Heating | Process Heating | TRC | Existing | NE226 | Process Heat System Optimization | Process Heat System Optimization | NonEquip | 2 | Process Heating | 16.02% | custom_existing | 9.204% | 956.5161 | 949.7624 | 902.9975 | 642.3275 | 328.2683 | 126.6266 | 41.3282 | 12.5967 | 3.7516 | 1.1095 | 956.5161 | 1906.2785 | 2809.276 | 3451.6035 | 3779.8718 | 3906.4984 | 3947.8265 | 3960.4232 | 3964.1748 | 3965.2843 | 0.13169 | 0.26244 | 0.38676 | 0.47519 | 0.52038 | 0.53782 | 0.54351 | 0.54524 | 0.54576 | 0.54591 | 0.12844 | 0.25597 | 0.37722 | 0.46347 | 0.50755 | 0.52456 | 0.5301 | 0.5318 | 0.5323 | 0.53245
Construction_Existing_Process Heat Improved Controls_TRC | Ach | Construction | Process Heating | Process Heating | TRC | Existing | NE224 | Process Heat Improved Controls | Process Heat Improved Controls | NonEquip | 15 | Process Heating | 23.16% | custom_existing | 1.21% | 206.7442 | 210.7695 | 210.6652 | 210.6658 | 210.6173 | 210.7716 | 210.6674 | 210.6679 | 210.6781 | 210.7151 | 206.7442 | 417.5137 | 628.1789 | 838.8447 | 1049.462 | 1260.2336 | 1470.901 | 1681.5689 | 1892.2469 | 2102.962 | 0.028463 | 0.05748 | 0.086483 | 0.11549 | 0.14448 | 0.1735 | 0.2025 | 0.23151 | 0.26051 | 0.28952 | 0.027761 | 0.056063 | 0.08435 | 0.11264 | 0.14092 | 0.16922 | 0.19751 | 0.2258 | 0.25409 | 0.28238
Construction_Existing_Process Refrig Equipment Upgrade_TRC | Ach | Construction | Process Cooling | Process Cooling | TRC | Turnover | ET219 | Process Refrig Equipment Upgrade | Process Refrig Equipment Upgrade | Equip | 10 | Process Cooling | 22.05% | custom | 31.43% | 1916.6143 | 2066.5151 | 1963.5245 | 1396.6691 | 713.3327 | 275.4847 | 89.8556 | 27.3868 | 8.1541 | 2.4127 | 1916.6143 | 3983.1294 | 5946.6539 | 7343.323 | 8056.6558 | 8332.1405 | 8421.9961 | 8449.3829 | 8457.5369 | 8459.9497 | 0.26386 | 0.54837 | 0.81869 | 1.011 | 1.1092 | 1.1471 | 1.1595 | 1.1632 | 1.1644 | 1.1647 | 0.25736 | 0.53485 | 0.7985 | 0.98604 | 1.0818 | 1.1188 | 1.1309 | 1.1346 | 1.1357 | 1.136
Construction_Existing_Process Refrig Equipment Upgrade_TRC | Ach | Construction | Process Cooling | Process Cooling | TRC | New | EN218 | Process Refrig Equipment Upgrade | Process Refrig Equipment Upgrade | Equip | 10 | Process Cooling | 22.05% | custom | 31.43% | 14.9916 | 0 | 0 | 0 | 5.5763 | 0 | 0 | 0 | 0.028038 | 0 | 14.9916 | 14.9916 | 14.9916 | 14.9916 | 20.5678 | 20.5678 | 20.5678 | 20.5678 | 20.5959 | 20.5959 | 0.0020639 | 0.0020639 | 0.0020639 | 0.0020639 | 0.0028316 | 0.0028316 | 0.0028316 | 0.0028316 | 0.0028355 | 0.0028355 | 0.002013 | 0.002013 | 0.002013 | 0.002013 | 0.0027618 | 0.0027618 | 0.0027618 | 0.0027618 | 0.0027656 | 0.0027656
Construction_Existing_Process Refrig Equipment Upgrade_TRC | Ach | Construction | Process Cooling | Process Cooling | TRC | Existing | EE217 | Process Refrig Equipment Upgrade | Process Refrig Equipment Upgrade | Equip | 10 | Process Cooling | 22.05% | custom | 31.43% | 0 | 0 | 0 | 0 | 0 | 0 | 0 | 0 | 0 | 0 | 0 | 0 | 0 | 0 | 0 | 0 | 0 | 0 | 0 | 0 | 0 | 0 | 0 | 0 | 0 | 0 | 0 | 0 | 0 | 0 | 0 | 0 | 0 | 0 | 0 | 0 | 0 | 0 | 0 | 0
Construction_Existing_Motor Optimization_TRC | Ach | Construction | Motors Pumps | Motors Pumps | TRC | New | NN201 | Motor Optimization | Motor Optimization | NonEquip | 10 | Motors Pumps | 66.73% | custom | 3.467% | 22.8128 | 0 | 0 | 0 | 8.5065 | 0 | 0 | 0 | 0.042843 | 0 | 22.8128 | 22.8128 | 22.8128 | 22.8128 | 31.3193 | 31.3193 | 31.3193 | 31.3193 | 31.3621 | 31.3621 | 0.003072 | 0.003072 | 0.003072 | 0.003072 | 0.0042175 | 0.0042175 | 0.0042175 | 0.0042175 | 0.0042233 | 0.0042233 | 0.0029909 | 0.0029909 | 0.0029909 | 0.0029909 | 0.0041061 | 0.0041061 | 0.0041061 | 0.0041061 | 0.0041117 | 0.0041117
Construction_Existing_Motor Optimization_TRC | Ach | Construction | Motors Pumps | Motors Pumps | TRC | Existing | NE200 | Motor Optimization | Motor Optimization | NonEquip | 10 | Motors Pumps | 66.73% | custom_existing | 3.467% | 3454.8052 | 3481.3147 | 3479.5919 | 3479.6007 | 3478.8002 | 3481.3499 | 3479.6272 | 3479.6361 | 3479.8043 | 3480.4151 | 3454.8052 | 6936.1199 | 10415.7118 | 13895.3125 | 17374.1128 | 20855.4626 | 24335.0899 | 27814.726 | 31294.5302 | 34774.9453 | 0.46523 | 0.93403 | 1.4026 | 1.8712 | 2.3396 | 2.8084 | 3.277 | 3.7456 | 4.2142 | 4.6828 | 0.45294 | 0.90936 | 1.3655 | 1.8217 | 2.2778 | 2.7342 | 3.1904 | 3.6466 | 4.1029 | 4.5591
Construction_Existing_Motor Equipment Upgrades_TRC | Ach | Construction | Motors Pumps | Motors Pumps | TRC | Turnover | ET197 | Motor Equipment Upgrades | Motor Equipment Upgrades | Equip | 10 | Motors Pumps | 54.51% | custom | 2.132% | 1374.3761 | 1481.8677 | 1408.0147 | 1001.531 | 511.5205 | 197.5461 | 64.4341 | 19.6387 | 5.8472 | 1.7301 | 1374.3761 | 2856.2438 | 4264.2585 | 5265.7895 | 5777.3099 | 5974.856 | 6039.2901 | 6058.9288 | 6064.7759 | 6066.5061 | 0.18507 | 0.38462 | 0.57423 | 0.7091 | 0.77798 | 0.80458 | 0.81326 | 0.8159 | 0.81669 | 0.81692 | 0.18019 | 0.37447 | 0.55906 | 0.69037 | 0.75743 | 0.78333 | 0.79178 | 0.79435 | 0.79512 | 0.79535
Construction_Existing_Motor Equipment Upgrades_TRC | Ach | Construction | Motors Pumps | Motors Pumps | TRC | New | EN196 | Motor Equipment Upgrades | Motor Equipment Upgrades | Equip | 10 | Motors Pumps | 54.51% | custom | 2.132% | 8.931 | 0 | 0 | 0 | 3.322 | 0 | 0 | 0 | 0.016703 | 0 | 8.931 | 8.931 | 8.931 | 8.931 | 12.2529 | 12.2529 | 12.2529 | 12.2529 | 12.2696 | 12.2696 | 0.0012027 | 0.0012027 | 0.0012027 | 0.0012027 | 0.00165 | 0.00165 | 0.00165 | 0.00165 | 0.0016522 | 0.0016522 | 0.0011709 | 0.0011709 | 0.0011709 | 0.0011709 | 0.0016064 | 0.0016064 | 0.0016064 | 0.0016064 | 0.0016086 | 0.0016086
Construction_Existing_Motor Equipment Upgrades_TRC | Ach | Construction | Motors Pumps | Motors Pumps | TRC | Existing | EE195 | Motor Equipment Upgrades | Motor Equipment Upgrades | Equip | 10 | Motors Pumps | 54.51% | custom | 2.132% | 0 | 0 | 0 | 0 | 0 | 0 | 0 | 0 | 0 | 0 | 0 | 0 | 0 | 0 | 0 | 0 | 0 | 0 | 0 | 0 | 0 | 0 | 0 | 0 | 0 | 0 | 0 | 0 | 0 | 0 | 0 | 0 | 0 | 0 | 0 | 0 | 0 | 0 | 0 | 0
Construction_Existing_Fan Equipment Upgrades_TRC | Ach | Construction | Motors Fans Blowers | Motors Fans Blowers | TRC | Turnover | ET188 | Fan Equipment Upgrades | Fan Equipment Upgrades | Equip | 15 | Motors Fans Blowers | 63.42% | custom | 3.425% | 1259.5982 | 1358.1129 | 1290.4275 | 917.8904 | 468.802 | 181.0484 | 59.053 | 17.9986 | 5.3589 | 1.5856 | 1259.5982 | 2617.7111 | 3908.1386 | 4826.029 | 5294.8309 | 5475.8794 | 5534.9324 | 5552.931 | 5558.2899 | 5559.8755 | 0.16962 | 0.3525 | 0.52627 | 0.64988 | 0.71301 | 0.73739 | 0.74534 | 0.74776 | 0.74849 | 0.7487 | 0.16514 | 0.34319 | 0.51237 | 0.63271 | 0.69418 | 0.71791 | 0.72565 | 0.72801 | 0.72872 | 0.72892
Construction_Existing_Fan Equipment Upgrades_TRC | Ach | Construction | Motors Fans Blowers | Motors Fans Blowers | TRC | New | EN187 | Fan Equipment Upgrades | Fan Equipment Upgrades | Equip | 15 | Motors Fans Blowers | 63.42% | custom | 3.425% | 8.2609 | 0 | 0 | 0 | 3.0727 | 0 | 0 | 0 | 0.01545 | 0 | 8.2609 | 8.2609 | 8.2609 | 8.2609 | 11.3336 | 11.3336 | 11.3336 | 11.3336 | 11.3491 | 11.3491 | 0.0011124 | 0.0011124 | 0.0011124 | 0.0011124 | 0.0015262 | 0.0015262 | 0.0015262 | 0.0015262 | 0.0015283 | 0.0015283 | 0.001083 | 0.001083 | 0.001083 | 0.001083 | 0.0014859 | 0.0014859 | 0.0014859 | 0.0014859 | 0.0014879 | 0.0014879
Construction_Existing_Fan Equipment Upgrades_TRC | Ach | Construction | Motors Fans Blowers | Motors Fans Blowers | TRC | Existing | EE186 | Fan Equipment Upgrades | Fan Equipment Upgrades | Equip | 15 | Motors Fans Blowers | 63.42% | custom | 3.425% | 0 | 0 | 0 | 0 | 0 | 0 | 0 | 0 | 0 | 0 | 0 | 0 | 0 | 0 | 0 | 0 | 0 | 0 | 0 | 0 | 0 | 0 | 0 | 0 | 0 | 0 | 0 | 0 | 0 | 0 | 0 | 0 | 0 | 0 | 0 | 0 | 0 | 0 | 0 | 0
Construction_Existing_Efficient Lighting - Other Interior Lighting_TRC | Ach | Construction | Industrial Lighting | Industrial Lighting | TRC | Turnover | ET183 | Efficient Lighting - Other Interior Lighting | Efficient Lighting - Other Interior Lighting | Equip | 14.4667 | Industrial Lighting | 62.16% | prescriptive_light | 38.99% | 11581.458 | 11793.2347 | 11173.1958 | 8619.8554 | 5232.6848 | 2562.031 | 1080.0504 | 422.5956 | 160.1541 | 58.9954 | 11581.458 | 23374.6928 | 34547.8886 | 43167.744 | 48400.4288 | 50962.4598 | 52042.5102 | 52465.1058 | 52625.2599 | 52684.2554 | 1.6531 | 3.3364 | 4.9313 | 6.1616 | 6.9085 | 7.2742 | 7.4284 | 7.4887 | 7.5116 | 7.52 | 1.6069 | 3.2431 | 4.7933 | 5.9893 | 6.7153 | 7.0708 | 7.2206 | 7.2792 | 7.3015 | 7.3096
Construction_Existing_Efficient Lighting - High Bay_TRC | Ach | Construction | Industrial Lighting | Industrial Lighting | TRC | Turnover | ET180 | Efficient Lighting - High Bay | Efficient Lighting - High Bay | Equip | 13.6667 | Industrial Lighting | 30.8% | prescriptive_light | 48.41% | 6867.9464 | 7088.3194 | 6669.4462 | 5005.9107 | 2940.0254 | 1405.4198 | 585.0979 | 227.697 | 86.1077 | 31.6932 | 6867.9464 | 13956.2658 | 20625.712 | 25631.6228 | 28571.6482 | 29977.068 | 30562.1659 | 30789.8629 | 30875.9706 | 30907.6638 | 0.98031 | 1.9921 | 2.9441 | 3.6586 | 4.0782 | 4.2788 | 4.3624 | 4.3949 | 4.4072 | 4.4117 | 0.95289 | 1.9364 | 2.8617 | 3.5562 | 3.9642 | 4.1592 | 4.2403 | 4.2719 | 4.2839 | 4.2883
Construction_Existing_Efficient Lighting - Other Interior Lighting_TRC | Ach | Construction | Industrial Lighting | Industrial Lighting | TRC | New | EN182 | Efficient Lighting - Other Interior Lighting | Efficient Lighting - Other Interior Lighting | Equip | 14.4667 | Industrial Lighting | 62.16% | prescriptive_light | 38.99% | 78.7428 | 0 | 0 | 0 | 35.5558 | 0 | 0 | 0 | 0.47868 | 0 | 78.7428 | 78.7428 | 78.7428 | 78.7428 | 114.2986 | 114.2986 | 114.2986 | 114.2986 | 114.7773 | 114.7773 | 0.01124 | 0.01124 | 0.01124 | 0.01124 | 0.016315 | 0.016315 | 0.016315 | 0.016315 | 0.016383 | 0.016383 | 0.010925 | 0.010925 | 0.010925 | 0.010925 | 0.015858 | 0.015858 | 0.015858 | 0.015858 | 0.015925 | 0.015925
Construction_Existing_Efficient Lighting - High Bay_TRC | Ach | Construction | Industrial Lighting | Industrial Lighting | TRC | New | EN179 | Efficient Lighting - High Bay | Efficient Lighting - High Bay | Equip | 13.6667 | Industrial Lighting | 30.8% | prescriptive_light | 48.41% | 46.6954 | 0 | 0 | 0 | 19.9773 | 0 | 0 | 0 | 0.25736 | 0 | 46.6954 | 46.6954 | 46.6954 | 46.6954 | 66.6727 | 66.6727 | 66.6727 | 66.6727 | 66.9301 | 66.9301 | 0.0066652 | 0.0066652 | 0.0066652 | 0.0066652 | 0.0095167 | 0.0095167 | 0.0095167 | 0.0095167 | 0.0095534 | 0.0095534 | 0.0064787 | 0.0064787 | 0.0064787 | 0.0064787 | 0.0092505 | 0.0092505 | 0.0092505 | 0.0092505 | 0.0092862 | 0.0092862
Construction_Existing_Efficient Lighting - Other Interior Lighting_TRC | Ach | Construction | Industrial Lighting | Industrial Lighting | TRC | Existing | EE181 | Efficient Lighting - Other Interior Lighting | Efficient Lighting - Other Interior Lighting | Equip | 14.4667 | Industrial Lighting | 62.16% | prescriptive_light | 38.99% | 0 | 0 | 0 | 0 | 0 | 0 | 0 | 0 | 0 | 0 | 0 | 0 | 0 | 0 | 0 | 0 | 0 | 0 | 0 | 0 | 0 | 0 | 0 | 0 | 0 | 0 | 0 | 0 | 0 | 0 | 0 | 0 | 0 | 0 | 0 | 0 | 0 | 0 | 0 | 0
Construction_Existing_Efficient Lighting - High Bay_TRC | Ach | Construction | Industrial Lighting | Industrial Lighting | TRC | Existing | EE178 | Efficient Lighting - High Bay | Efficient Lighting - High Bay | Equip | 13.6667 | Industrial Lighting | 30.8% | prescriptive_light | 48.41% | 0 | 0 | 0 | 0 | 0 | 0 | 0 | 0 | 0 | 0 | 0 | 0 | 0 | 0 | 0 | 0 | 0 | 0 | 0 | 0 | 0 | 0 | 0 | 0 | 0 | 0 | 0 | 0 | 0 | 0 | 0 | 0 | 0 | 0 | 0 | 0 | 0 | 0 | 0 | 0
Construction_Existing_HVAC Recommissioning_TRC | Ach | Construction | HVAC | HVAC | TRC | New | NN177 | HVAC Recommissioning | HVAC Recommissioning | NonEquip | 10 | HVAC | 35.73% | custom | 18.86% | 19.6834 | 0 | 0 | 0 | 7.3214 | 0 | 0 | 0 | 0.036813 | 0 | 19.6834 | 19.6834 | 19.6834 | 19.6834 | 27.0048 | 27.0048 | 27.0048 | 27.0048 | 27.0417 | 27.0417 | 0.002804 | 0.002804 | 0.002804 | 0.002804 | 0.0038469 | 0.0038469 | 0.0038469 | 0.0038469 | 0.0038522 | 0.0038522 | 0.0027359 | 0.0027359 | 0.0027359 | 0.0027359 | 0.0037536 | 0.0037536 | 0.0037536 | 0.0037536 | 0.0037587 | 0.0037587
Construction_Existing_HVAC Recommissioning_TRC | Ach | Construction | HVAC | HVAC | TRC | Existing | NE176 | HVAC Recommissioning | HVAC Recommissioning | NonEquip | 10 | HVAC | 35.73% | custom_existing | 18.86% | 3032.5943 | 2991.2534 | 2989.7731 | 2989.7807 | 2989.0929 | 2991.2836 | 2989.8035 | 2989.8111 | 2989.9556 | 2990.4804 | 3032.5943 | 6023.8477 | 9013.6208 | 12003.4015 | 14992.4944 | 17983.778 | 20973.5815 | 23963.3926 | 26953.3482 | 29943.8286 | 0.432 | 0.85812 | 1.284 | 1.7099 | 2.1357 | 2.5619 | 2.9878 | 3.4137 | 3.8396 | 4.2656 | 0.42152 | 0.8373 | 1.2529 | 1.6684 | 2.0839 | 2.4997 | 2.9153 | 3.3309 | 3.7464 | 4.1621
Electrical and Electronic Equip._Existing_Process Heat Improved Controls_TRC | Ach | Electrical and Electronic Equip. | Process Heating | Process Heating | TRC | New | NN292 | Process Heat Improved Controls | Process Heat Improved Controls | NonEquip | 15 | Process Heating | 36.07% | custom | 2.283% | 8.8436 | 0 | 0 | 0 | 3.2895 | 0 | 0 | 0 | 0.01654 | 0 | 8.8436 | 8.8436 | 8.8436 | 8.8436 | 12.1331 | 12.1331 | 12.1331 | 12.1331 | 12.1496 | 12.1496 | 0.0012175 | 0.0012175 | 0.0012175 | 0.0012175 | 0.0016704 | 0.0016704 | 0.0016704 | 0.0016704 | 0.0016727 | 0.0016727 | 0.0011875 | 0.0011875 | 0.0011875 | 0.0011875 | 0.0016292 | 0.0016292 | 0.0016292 | 0.0016292 | 0.0016314 | 0.0016314
Electrical and Electronic Equip._Existing_Process Heat Improved Controls_TRC | Ach | Electrical and Electronic Equip. | Process Heating | Process Heating | TRC | Existing | NE291 | Process Heat Improved Controls | Process Heat Improved Controls | NonEquip | 15 | Process Heating | 36.07% | custom_existing | 2.283% | 1318.2809 | 1343.9481 | 1343.283 | 1343.2864 | 1342.9774 | 1343.9617 | 1343.2966 | 1343.3001 | 1343.365 | 1343.6008 | 1318.2809 | 2662.229 | 4005.512 | 5348.7984 | 6691.7758 | 8035.7375 | 9379.0341 | 10722.3342 | 12065.6991 | 13409.2999 | 0.18149 | 0.36651 | 0.55145 | 0.73638 | 0.92127 | 1.1063 | 1.2912 | 1.4762 | 1.6611 | 1.8461 | 0.17702 | 0.35748 | 0.53785 | 0.71822 | 0.89856 | 1.079 | 1.2594 | 1.4398 | 1.6202 | 1.8006
Electrical and Electronic Equip._Existing_Process Refrig Controls_TRC | Ach | Electrical and Electronic Equip. | Process Cooling | Process Cooling | TRC | New | NN283 | Process Refrig Controls | Process Refrig Controls | NonEquip | 15 | Process Cooling | 33.75% | custom | 6% | 14.92 | 0 | 0 | 0 | 5.5497 | 0 | 0 | 0 | 0.027904 | 0 | 14.92 | 14.92 | 14.92 | 14.92 | 20.4697 | 20.4697 | 20.4697 | 20.4697 | 20.4976 | 20.4976 | 0.0020541 | 0.0020541 | 0.0020541 | 0.0020541 | 0.0028181 | 0.0028181 | 0.0028181 | 0.0028181 | 0.0028219 | 0.0028219 | 0.0020034 | 0.0020034 | 0.0020034 | 0.0020034 | 0.0027486 | 0.0027486 | 0.0027486 | 0.0027486 | 0.0027524 | 0.0027524
Electrical and Electronic Equip._Existing_Process Refrig Controls_TRC | Ach | Electrical and Electronic Equip. | Process Cooling | Process Cooling | TRC | Existing | NE282 | Process Refrig Controls | Process Refrig Controls | NonEquip | 15 | Process Cooling | 33.75% | custom_existing | 6% | 2288.9632 | 2267.3729 | 2266.2509 | 2266.2566 | 2265.7353 | 2267.3958 | 2266.2739 | 2266.2796 | 2266.3892 | 2266.787 | 2288.9632 | 4556.3361 | 6822.587 | 9088.8436 | 11354.5789 | 13621.9747 | 15888.2486 | 18154.5283 | 20420.9175 | 22687.7045 | 0.31513 | 0.62728 | 0.93928 | 1.2513 | 1.5632 | 1.8754 | 2.1874 | 2.4994 | 2.8114 | 3.1235 | 0.30736 | 0.61181 | 0.91612 | 1.2204 | 1.5247 | 1.8291 | 2.1334 | 2.4377 | 2.7421 | 3.0465
Electrical and Electronic Equip._Existing_Motor Equipment Upgrades_TRC | Ach | Electrical and Electronic Equip. | Motors Pumps | Motors Pumps | TRC | Turnover | ET269 | Motor Equipment Upgrades | Motor Equipment Upgrades | Equip | 10 | Motors Pumps | 87.54% | custom | 1.253% | 1246.3061 | 1343.7812 | 1276.8101 | 908.2042 | 463.8549 | 179.1379 | 58.4299 | 17.8087 | 5.3023 | 1.5689 | 1246.3061 | 2590.0873 | 3866.8974 | 4775.1016 | 5238.9565 | 5418.0944 | 5476.5243 | 5494.3329 | 5499.6352 | 5501.2042 | 0.16783 | 0.34878 | 0.52072 | 0.64302 | 0.70548 | 0.72961 | 0.73747 | 0.73987 | 0.74059 | 0.7408 | 0.1634 | 0.33957 | 0.50697 | 0.62604 | 0.68685 | 0.71034 | 0.718 | 0.72033 | 0.72103 | 0.72123
Electrical and Electronic Equip._Existing_Motor Equipment Upgrades_TRC | Ach | Electrical and Electronic Equip. | Motors Pumps | Motors Pumps | TRC | New | EN268 | Motor Equipment Upgrades | Motor Equipment Upgrades | Equip | 10 | Motors Pumps | 87.54% | custom | 1.253% | 8.0987 | 0 | 0 | 0 | 3.0124 | 0 | 0 | 0 | 0.015147 | 0 | 8.0987 | 8.0987 | 8.0987 | 8.0987 | 11.1111 | 11.1111 | 11.1111 | 11.1111 | 11.1263 | 11.1263 | 0.0010906 | 0.0010906 | 0.0010906 | 0.0010906 | 0.0014962 | 0.0014962 | 0.0014962 | 0.0014962 | 0.0014983 | 0.0014983 | 0.0010618 | 0.0010618 | 0.0010618 | 0.0010618 | 0.0014567 | 0.0014567 | 0.0014567 | 0.0014567 | 0.0014587 | 0.0014587
Electrical and Electronic Equip._Existing_Motor Equipment Upgrades_TRC | Ach | Electrical and Electronic Equip. | Motors Pumps | Motors Pumps | TRC | Existing | EE267 | Motor Equipment Upgrades | Motor Equipment Upgrades | Equip | 10 | Motors Pumps | 87.54% | custom | 1.253% | 0 | 0 | 0 | 0 | 0 | 0 | 0 | 0 | 0 | 0 | 0 | 0 | 0 | 0 | 0 | 0 | 0 | 0 | 0 | 0 | 0 | 0 | 0 | 0 | 0 | 0 | 0 | 0 | 0 | 0 | 0 | 0 | 0 | 0 | 0 | 0 | 0 | 0 | 0 | 0
Electrical and Electronic Equip._Existing_Efficient Lighting - Other Interior Lighting_TRC | Ach | Electrical and Electronic Equip. | Industrial Lighting | Industrial Lighting | TRC | Turnover | ET260 | Efficient Lighting - Other Interior Lighting | Efficient Lighting - Other Interior Lighting | Equip | 14.4667 | Industrial Lighting | 69.19% | prescriptive_light | 38.99% | 37038.6181 | 37906.9144 | 35820.8274 | 27353.9822 | 16406.1112 | 7964.0992 | 3342.4932 | 1305.3386 | 494.3222 | 182.0394 | 37038.6181 | 74945.5325 | 110766.3599 | 138120.3421 | 154526.4533 | 162490.5525 | 165833.0457 | 167138.3842 | 167632.7065 | 167814.7459 | 5.2868 | 10.6975 | 15.8105 | 19.7149 | 22.0567 | 23.1935 | 23.6706 | 23.8569 | 23.9274 | 23.9534 | 5.1389 | 10.3983 | 15.3682 | 19.1634 | 21.4397 | 22.5447 | 23.0084 | 23.1895 | 23.2581 | 23.2834
Electrical and Electronic Equip._Existing_Efficient Lighting - High Bay_TRC | Ach | Electrical and Electronic Equip. | Industrial Lighting | Industrial Lighting | TRC | Turnover | ET257 | Efficient Lighting - High Bay | Efficient Lighting - High Bay | Equip | 13.6667 | Industrial Lighting | 20% | prescriptive_light | 48.41% | 12358.7988 | 12755.3578 | 12001.5997 | 9008.0848 | 5290.5454 | 2529.0385 | 1052.8776 | 409.7383 | 154.9499 | 57.0316 | 12358.7988 | 25114.1566 | 37115.7563 | 46123.8411 | 51414.3866 | 53943.425 | 54996.3027 | 55406.041 | 55560.9909 | 55618.0225 | 1.7641 | 3.5847 | 5.2978 | 6.5836 | 7.3387 | 7.6997 | 7.85 | 7.9085 | 7.9306 | 7.9388 | 1.7147 | 3.4845 | 5.1496 | 6.3994 | 7.1335 | 7.4844 | 7.6304 | 7.6873 | 7.7088 | 7.7167
Electrical and Electronic Equip._Existing_Efficient Lighting - Other Interior Lighting_TRC | Ach | Electrical and Electronic Equip. | Industrial Lighting | Industrial Lighting | TRC | New | EN259 | Efficient Lighting - Other Interior Lighting | Efficient Lighting - Other Interior Lighting | Equip | 14.4667 | Industrial Lighting | 69.19% | prescriptive_light | 38.99% | 251.8269 | 0 | 0 | 0 | 111.4787 | 0 | 0 | 0 | 1.4775 | 0 | 251.8269 | 251.8269 | 251.8269 | 251.8269 | 363.3056 | 363.3056 | 363.3056 | 363.3056 | 364.7831 | 364.7831 | 0.035945 | 0.035945 | 0.035945 | 0.035945 | 0.051857 | 0.051857 | 0.051857 | 0.051857 | 0.052068 | 0.052068 | 0.03494 | 0.03494 | 0.03494 | 0.03494 | 0.050407 | 0.050407 | 0.050407 | 0.050407 | 0.050612 | 0.050612
Electrical and Electronic Equip._Existing_Efficient Lighting - High Bay_TRC | Ach | Electrical and Electronic Equip. | Industrial Lighting | Industrial Lighting | TRC | New | EN256 | Efficient Lighting - High Bay | Efficient Lighting - High Bay | Equip | 13.6667 | Industrial Lighting | 20% | prescriptive_light | 48.41% | 84.0279 | 0 | 0 | 0 | 35.949 | 0 | 0 | 0 | 0.46312 | 0 | 84.0279 | 84.0279 | 84.0279 | 84.0279 | 119.9769 | 119.9769 | 119.9769 | 119.9769 | 120.44 | 120.44 | 0.011994 | 0.011994 | 0.011994 | 0.011994 | 0.017125 | 0.017125 | 0.017125 | 0.017125 | 0.017191 | 0.017191 | 0.011658 | 0.011658 | 0.011658 | 0.011658 | 0.016646 | 0.016646 | 0.016646 | 0.016646 | 0.01671 | 0.01671
Electrical and Electronic Equip._Existing_Efficient Lighting - Other Interior Lighting_TRC | Ach | Electrical and Electronic Equip. | Industrial Lighting | Industrial Lighting | TRC | Existing | EE258 | Efficient Lighting - Other Interior Lighting | Efficient Lighting - Other Interior Lighting | Equip | 14.4667 | Industrial Lighting | 69.19% | prescriptive_light | 38.99% | 0 | 0 | 0 | 0 | 0 | 0 | 0 | 0 | 0 | 0 | 0 | 0 | 0 | 0 | 0 | 0 | 0 | 0 | 0 | 0 | 0 | 0 | 0 | 0 | 0 | 0 | 0 | 0 | 0 | 0 | 0 | 0 | 0 | 0 | 0 | 0 | 0 | 0 | 0 | 0
Electrical and Electronic Equip._Existing_Efficient Lighting - High Bay_TRC | Ach | Electrical and Electronic Equip. | Industrial Lighting | Industrial Lighting | TRC | Existing | EE255 | Efficient Lighting - High Bay | Efficient Lighting - High Bay | Equip | 13.6667 | Industrial Lighting | 20% | prescriptive_light | 48.41% | 0 | 0 | 0 | 0 | 0 | 0 | 0 | 0 | 0 | 0 | 0 | 0 | 0 | 0 | 0 | 0 | 0 | 0 | 0 | 0 | 0 | 0 | 0 | 0 | 0 | 0 | 0 | 0 | 0 | 0 | 0 | 0 | 0 | 0 | 0 | 0 | 0 | 0 | 0 | 0
Electrical and Electronic Equip._Existing_Building Envelope Improvements_TRC | Ach | Electrical and Electronic Equip. | HVAC | HVAC | TRC | New | NN247 | Building Envelope Improvements | Building Envelope Improvements | NonEquip | 15 | HVAC | 22.26% | custom | 13.92% | 36.9078 | 0 | 0 | 0 | 13.7282 | 0 | 0 | 0 | 0.069027 | 0 | 36.9078 | 36.9078 | 36.9078 | 36.9078 | 50.636 | 50.636 | 50.636 | 50.636 | 50.705 | 50.705 | 0.0052576 | 0.0052576 | 0.0052576 | 0.0052576 | 0.0072133 | 0.0072133 | 0.0072133 | 0.0072133 | 0.0072231 | 0.0072231 | 0.0051301 | 0.0051301 | 0.0051301 | 0.0051301 | 0.0070383 | 0.0070383 | 0.0070383 | 0.0070383 | 0.0070479 | 0.0070479
Electrical and Electronic Equip._Existing_Building Envelope Improvements_TRC | Ach | Electrical and Electronic Equip. | HVAC | HVAC | TRC | Existing | NE246 | Building Envelope Improvements | Building Envelope Improvements | NonEquip | 15 | HVAC | 22.26% | custom_existing | 13.92% | 5686.3298 | 5608.8127 | 5606.0371 | 5606.0513 | 5604.7616 | 5608.8694 | 5606.094 | 5606.1082 | 5606.3792 | 5607.3633 | 5686.3298 | 11295.1425 | 16901.1796 | 22507.2309 | 28111.9925 | 33720.8619 | 39326.9558 | 44933.0641 | 50539.4433 | 56146.8065 | 0.81004 | 1.609 | 2.4076 | 3.2062 | 4.0047 | 4.8037 | 5.6023 | 6.4009 | 7.1995 | 7.9983 | 0.79039 | 1.57 | 2.3492 | 3.1284 | 3.9075 | 4.6871 | 5.4664 | 6.2456 | 7.0249 | 7.8043
Lumber/Furniture/Pulp/Paper_Existing_Process Heat System Optimization_TRC | Ach | Lumber/Furniture/Pulp/Paper | Process Heating | Process Heating | TRC | New | NN365 | Process Heat System Optimization | Process Heat System Optimization | NonEquip | 2 | Process Heating | 4.488% | custom | 15.81% | 26.0501 | 0 | 0 | 0 | 9.6978 | 0 | 0 | 0 | 0.04879 | 0 | 26.0501 | 26.0501 | 26.0501 | 26.0501 | 35.748 | 35.748 | 35.748 | 35.748 | 35.7968 | 35.7968 | 0.0035864 | 0.0035864 | 0.0035864 | 0.0035864 | 0.0049215 | 0.0049215 | 0.0049215 | 0.0049215 | 0.0049282 | 0.0049282 | 0.003498 | 0.003498 | 0.003498 | 0.003498 | 0.0048002 | 0.0048002 | 0.0048002 | 0.0048002 | 0.0048067 | 0.0048067
Lumber/Furniture/Pulp/Paper_Existing_Process Heat Improved Controls_TRC | Ach | Lumber/Furniture/Pulp/Paper | Process Heating | Process Heating | TRC | New | NN363 | Process Heat Improved Controls | Process Heat Improved Controls | NonEquip | 15 | Process Heating | 17.47% | custom | 2.283% | 16.9023 | 0 | 0 | 0 | 6.287 | 0 | 0 | 0 | 0.031611 | 0 | 16.9023 | 16.9023 | 16.9023 | 16.9023 | 23.1892 | 23.1892 | 23.1892 | 23.1892 | 23.2208 | 23.2208 | 0.002327 | 0.002327 | 0.002327 | 0.002327 | 0.0031925 | 0.0031925 | 0.0031925 | 0.0031925 | 0.0031969 | 0.0031969 | 0.0022696 | 0.0022696 | 0.0022696 | 0.0022696 | 0.0031138 | 0.0031138 | 0.0031138 | 0.0031138 | 0.003118 | 0.003118
Lumber/Furniture/Pulp/Paper_Existing_Process Heat System Optimization_TRC | Ach | Lumber/Furniture/Pulp/Paper | Process Heating | Process Heating | TRC | Existing | NE364 | Process Heat System Optimization | Process Heat System Optimization | NonEquip | 2 | Process Heating | 4.488% | custom_existing | 15.81% | 3888.1894 | 3860.7356 | 3670.6387 | 2611.0285 | 1334.394 | 514.7306 | 167.9969 | 51.2048 | 15.2501 | 4.5101 | 3888.1894 | 7748.9251 | 11419.5637 | 14030.5922 | 15364.9862 | 15879.7169 | 16047.7138 | 16098.9185 | 16114.1686 | 16118.6787 | 0.5353 | 1.0668 | 1.5722 | 1.9316 | 2.1153 | 2.1862 | 2.2093 | 2.2164 | 2.2185 | 2.2191 | 0.5221 | 1.0405 | 1.5334 | 1.884 | 2.0632 | 2.1323 | 2.1548 | 2.1617 | 2.1638 | 2.1644
Lumber/Furniture/Pulp/Paper_Existing_Process Heat Improved Controls_TRC | Ach | Lumber/Furniture/Pulp/Paper | Process Heating | Process Heating | TRC | Existing | NE362 | Process Heat Improved Controls | Process Heat Improved Controls | NonEquip | 15 | Process Heating | 17.47% | custom_existing | 2.283% | 2519.5523 | 2568.6084 | 2567.3373 | 2567.3438 | 2566.7532 | 2568.6343 | 2567.3633 | 2567.3698 | 2567.4939 | 2567.9446 | 2519.5523 | 5088.1606 | 7655.4979 | 10222.8417 | 12789.5948 | 15358.2292 | 17925.5925 | 20492.9623 | 23060.4563 | 25628.4009 | 0.34687 | 0.7005 | 1.0539 | 1.4074 | 1.7608 | 2.1144 | 2.4679 | 2.8213 | 3.1748 | 3.5283 | 0.33832 | 0.68323 | 1.028 | 1.3727 | 1.7174 | 2.0623 | 2.407 | 2.7517 | 3.0965 | 3.4413
Lumber/Furniture/Pulp/Paper_Existing_Process Refrig Controls_TRC | Ach | Lumber/Furniture/Pulp/Paper | Process Cooling | Process Cooling | TRC | New | NN356 | Process Refrig Controls | Process Refrig Controls | NonEquip | 15 | Process Cooling | 33.05% | custom | 6% | 72.5652 | 0 | 0 | 0 | 27.027 | 0 | 0 | 0 | 0.13602 | 0 | 72.5652 | 72.5652 | 72.5652 | 72.5652 | 99.5921 | 99.5921 | 99.5921 | 99.5921 | 99.7281 | 99.7281 | 0.0099902 | 0.0099902 | 0.0099902 | 0.0099902 | 0.013711 | 0.013711 | 0.013711 | 0.013711 | 0.01373 | 0.01373 | 0.0097439 | 0.0097439 | 0.0097439 | 0.0097439 | 0.013373 | 0.013373 | 0.013373 | 0.013373 | 0.013391 | 0.013391
Lumber/Furniture/Pulp/Paper_Existing_Process Refrig Controls_TRC | Ach | Lumber/Furniture/Pulp/Paper | Process Cooling | Process Cooling | TRC | Existing | NE355 | Process Refrig Controls | Process Refrig Controls | NonEquip | 15 | Process Cooling | 33.05% | custom_existing | 6% | 11157.4147 | 11052.1743 | 11046.7049 | 11046.733 | 11044.1916 | 11052.286 | 11046.8171 | 11046.8451 | 11047.3791 | 11049.3182 | 11157.4147 | 22209.589 | 33256.294 | 44303.0269 | 55347.2186 | 66399.5045 | 77446.3217 | 88493.1668 | 99540.5459 | 110589.8641 | 1.5361 | 3.0576 | 4.5785 | 6.0993 | 7.6198 | 9.1414 | 10.6622 | 12.183 | 13.704 | 15.2251 | 1.4982 | 2.9823 | 4.4656 | 5.9489 | 7.4319 | 8.916 | 10.3993 | 11.8827 | 13.3661 | 14.8497
Lumber/Furniture/Pulp/Paper_Existing_Process Refrig Equipment Upgrade_TRC | Ach | Lumber/Furniture/Pulp/Paper | Process Cooling | Process Cooling | TRC | Turnover | ET359 | Process Refrig Equipment Upgrade | Process Refrig Equipment Upgrade | Equip | 10 | Process Cooling | 21% | custom | 2.956% | 2420.5483 | 2609.8624 | 2479.7925 | 1763.8943 | 900.8888 | 347.9177 | 113.4812 | 34.5876 | 10.298 | 3.0471 | 2420.5483 | 5030.4107 | 7510.2032 | 9274.0975 | 10174.9862 | 10522.9039 | 10636.3852 | 10670.9727 | 10681.2708 | 10684.3179 | 0.33324 | 0.69255 | 1.0339 | 1.2768 | 1.4008 | 1.4487 | 1.4643 | 1.4691 | 1.4705 | 1.4709 | 0.32503 | 0.67547 | 1.0085 | 1.2453 | 1.3663 | 1.413 | 1.4282 | 1.4329 | 1.4343 | 1.4347
Lumber/Furniture/Pulp/Paper_Existing_Process Refrig Equipment Upgrade_TRC | Ach | Lumber/Furniture/Pulp/Paper | Process Cooling | Process Cooling | TRC | New | EN358 | Process Refrig Equipment Upgrade | Process Refrig Equipment Upgrade | Equip | 10 | Process Cooling | 21% | custom | 2.956% | 18.9333 | 0 | 0 | 0 | 7.0424 | 0 | 0 | 0 | 0.03541 | 0 | 18.9333 | 18.9333 | 18.9333 | 18.9333 | 25.9757 | 25.9757 | 25.9757 | 25.9757 | 26.0111 | 26.0111 | 0.0026066 | 0.0026066 | 0.0026066 | 0.0026066 | 0.0035761 | 0.0035761 | 0.0035761 | 0.0035761 | 0.003581 | 0.003581 | 0.0025423 | 0.0025423 | 0.0025423 | 0.0025423 | 0.003488 | 0.003488 | 0.003488 | 0.003488 | 0.0034927 | 0.0034927
Lumber/Furniture/Pulp/Paper_Existing_Process Refrig Equipment Upgrade_TRC | Ach | Lumber/Furniture/Pulp/Paper | Process Cooling | Process Cooling | TRC | Existing | EE357 | Process Refrig Equipment Upgrade | Process Refrig Equipment Upgrade | Equip | 10 | Process Cooling | 21% | custom | 2.956% | 0 | 0 | 0 | 0 | 0 | 0 | 0 | 0 | 0 | 0 | 0 | 0 | 0 | 0 | 0 | 0 | 0 | 0 | 0 | 0 | 0 | 0 | 0 | 0 | 0 | 0 | 0 | 0 | 0 | 0 | 0 | 0 | 0 | 0 | 0 | 0 | 0 | 0 | 0 | 0
Lumber/Furniture/Pulp/Paper_Existing_Pump System Optimization_TRC | Ach | Lumber/Furniture/Pulp/Paper | Motors Pumps | Motors Pumps | TRC | New | NN350 | Pump System Optimization | Pump System Optimization | NonEquip | 10 | Motors Pumps | 15.43% | custom | 43.19% | 1874.4995 | 0 | 0 | 0 | 697.2388 | 0 | 0 | 0 | 3.5058 | 0 | 1874.4995 | 1874.4995 | 1874.4995 | 1874.4995 | 2571.7382 | 2571.7382 | 2571.7382 | 2571.7382 | 2575.244 | 2575.244 | 0.25242 | 0.25242 | 0.25242 | 0.25242 | 0.34631 | 0.34631 | 0.34631 | 0.34631 | 0.34679 | 0.34679 | 0.24576 | 0.24576 | 0.24576 | 0.24576 | 0.33717 | 0.33717 | 0.33717 | 0.33717 | 0.33763 | 0.33763
Lumber/Furniture/Pulp/Paper_Existing_Pump System Optimization_TRC | Ach | Lumber/Furniture/Pulp/Paper | Motors Pumps | Motors Pumps | TRC | Existing | NE349 | Pump System Optimization | Pump System Optimization | NonEquip | 10 | Motors Pumps | 15.43% | custom_existing | 43.19% | 282695.351 | 284864.5398 | 284723.5691 | 284724.2918 | 284658.79 | 284867.4172 | 284726.4602 | 284727.1829 | 284740.9455 | 284790.9248 | 282695.351 | 567559.8908 | 852283.4599 | 1137007.7517 | 1421666.5417 | 1706533.9589 | 1991260.4191 | 2275987.602 | 2560728.5474 | 2845519.4723 | 38.0681 | 76.4282 | 114.7694 | 153.1107 | 191.4431 | 229.8037 | 268.1453 | 306.4869 | 344.8305 | 383.1807 | 37.0626 | 74.4096 | 111.7381 | 149.0667 | 186.3867 | 223.7341 | 261.063 | 298.392 | 335.7227 | 373.0601
Lumber/Furniture/Pulp/Paper_Existing_Pump Equipment Upgrade_TRC | Ach | Lumber/Furniture/Pulp/Paper | Motors Pumps | Motors Pumps | TRC | Turnover | ET346 | Pump Equipment Upgrade | Pump Equipment Upgrade | Equip | 15 | Motors Pumps | 54.35% | custom | 9.741% | 240960.2218 | 259806.0168 | 246857.8512 | 175591.7696 | 89681.4823 | 34634.4361 | 11296.8044 | 3443.1169 | 1025.1457 | 303.3336 | 240960.2218 | 500766.2386 | 747624.0898 | 923215.8593 | 1012897.3417 | 1047531.7778 | 1058828.5822 | 1062271.6991 | 1063296.8448 | 1063600.1784 | 32.448 | 67.4337 | 100.6759 | 124.3212 | 136.3978 | 141.0618 | 142.583 | 143.0466 | 143.1847 | 143.2255 | 31.5909 | 65.6527 | 98.0168 | 121.0376 | 132.7953 | 137.336 | 138.8171 | 139.2685 | 139.4029 | 139.4426
Lumber/Furniture/Pulp/Paper_Existing_Pump Equipment Upgrade_TRC | Ach | Lumber/Furniture/Pulp/Paper | Motors Pumps | Motors Pumps | TRC | New | EN345 | Pump Equipment Upgrade | Pump Equipment Upgrade | Equip | 15 | Motors Pumps | 54.35% | custom | 9.741% | 1528.4311 | 0 | 0 | 0 | 576.7505 | 0 | 0 | 0 | 2.9281 | 0 | 1528.4311 | 1528.4311 | 1528.4311 | 1528.4311 | 2105.1816 | 2105.1816 | 2105.1816 | 2105.1816 | 2108.1097 | 2108.1097 | 0.20582 | 0.20582 | 0.20582 | 0.20582 | 0.28349 | 0.28349 | 0.28349 | 0.28349 | 0.28388 | 0.28388 | 0.20038 | 0.20038 | 0.20038 | 0.20038 | 0.276 | 0.276 | 0.276 | 0.276 | 0.27638 | 0.27638
Lumber/Furniture/Pulp/Paper_Existing_Pump Equipment Upgrade_TRC | Ach | Lumber/Furniture/Pulp/Paper | Motors Pumps | Motors Pumps | TRC | Existing | EE344 | Pump Equipment Upgrade | Pump Equipment Upgrade | Equip | 15 | Motors Pumps | 54.35% | custom | 9.741% | 0 | 0 | 0 | 0 | 0 | 0 | 0 | 0 | 0 | 0 | 0 | 0 | 0 | 0 | 0 | 0 | 0 | 0 | 0 | 0 | 0 | 0 | 0 | 0 | 0 | 0 | 0 | 0 | 0 | 0 | 0 | 0 | 0 | 0 | 0 | 0 | 0 | 0 | 0 | 0
Lumber/Furniture/Pulp/Paper_Existing_Fan Equipment Upgrades_TRC | Ach | Lumber/Furniture/Pulp/Paper | Motors Fans Blowers | Motors Fans Blowers | TRC | Turnover | ET328 | Fan Equipment Upgrades | Fan Equipment Upgrades | Equip | 15 | Motors Fans Blowers | 29.97% | custom | 19.42% | 115997.0329 | 125069.3034 | 118836.1219 | 84528.9904 | 43172.2123 | 16672.8425 | 5438.2245 | 1657.4991 | 493.5 | 146.0232 | 115997.0329 | 241066.3363 | 359902.4582 | 444431.4486 | 487603.6609 | 504276.5034 | 509714.728 | 511372.2271 | 511865.727 | 512011.7503 | 15.6203 | 32.4623 | 48.4649 | 59.8476 | 65.6612 | 67.9064 | 68.6387 | 68.8619 | 68.9284 | 68.9481 | 15.2077 | 31.6049 | 47.1848 | 58.2669 | 63.927 | 66.1129 | 66.8258 | 67.0431 | 67.1078 | 67.127
Lumber/Furniture/Pulp/Paper_Existing_Fan Equipment Upgrades_TRC | Ach | Lumber/Furniture/Pulp/Paper | Motors Fans Blowers | Motors Fans Blowers | TRC | New | EN327 | Fan Equipment Upgrades | Fan Equipment Upgrades | Equip | 15 | Motors Fans Blowers | 29.97% | custom | 19.42% | 760.7507 | 0 | 0 | 0 | 282.9688 | 0 | 0 | 0 | 1.4228 | 0 | 760.7507 | 760.7507 | 760.7507 | 760.7507 | 1043.7195 | 1043.7195 | 1043.7195 | 1043.7195 | 1045.1423 | 1045.1423 | 0.10244 | 0.10244 | 0.10244 | 0.10244 | 0.14055 | 0.14055 | 0.14055 | 0.14055 | 0.14074 | 0.14074 | 0.099738 | 0.099738 | 0.099738 | 0.099738 | 0.13684 | 0.13684 | 0.13684 | 0.13684 | 0.13702 | 0.13702
Lumber/Furniture/Pulp/Paper_Existing_Fan Equipment Upgrades_TRC | Ach | Lumber/Furniture/Pulp/Paper | Motors Fans Blowers | Motors Fans Blowers | TRC | Existing | EE326 | Fan Equipment Upgrades | Fan Equipment Upgrades | Equip | 15 | Motors Fans Blowers | 29.97% | custom | 19.42% | 0 | 0 | 0 | 0 | 0 | 0 | 0 | 0 | 0 | 0 | 0 | 0 | 0 | 0 | 0 | 0 | 0 | 0 | 0 | 0 | 0 | 0 | 0 | 0 | 0 | 0 | 0 | 0 | 0 | 0 | 0 | 0 | 0 | 0 | 0 | 0 | 0 | 0 | 0 | 0
Lumber/Furniture/Pulp/Paper_Existing_Lighting Controls_TRC | Ach | Lumber/Furniture/Pulp/Paper | Industrial Lighting | Industrial Lighting | TRC | New | NN325 | Lighting Controls | Lighting Controls | NonEquip | 10 | Industrial Lighting | 30% | prescriptive_lightnonequip | 19.92% | 125.5711 | 0 | 0 | 0 | 419.2083 | 0 | 0 | 0 | 60.966 | 0 | 125.5711 | 125.5711 | 125.5711 | 125.5711 | 544.7794 | 544.7794 | 544.7794 | 544.7794 | 605.7454 | 605.7454 | 0.017924 | 0.017924 | 0.017924 | 0.017924 | 0.07776 | 0.07776 | 0.07776 | 0.07776 | 0.086462 | 0.086462 | 0.017422 | 0.017422 | 0.017422 | 0.017422 | 0.075585 | 0.075585 | 0.075585 | 0.075585 | 0.084044 | 0.084044
Lumber/Furniture/Pulp/Paper_Existing_Lighting Controls_TRC | Ach | Lumber/Furniture/Pulp/Paper | Industrial Lighting | Industrial Lighting | TRC | Existing | NE324 | Lighting Controls | Lighting Controls | NonEquip | 10 | Industrial Lighting | 30% | prescriptive_lightnonequip_existing | 19.92% | 23778.7846 | 23853.5442 | 23841.7398 | 23841.8004 | 23836.3155 | 23853.7852 | 23841.9819 | 23842.0424 | 23843.1949 | 23847.38 | 23778.7846 | 47632.3288 | 71474.0687 | 95315.869 | 119152.1845 | 143005.9696 | 166847.9516 | 190689.994 | 214533.1889 | 238380.5688 | 3.3941 | 6.7989 | 10.202 | 13.6051 | 17.0075 | 20.4123 | 23.8154 | 27.2186 | 30.6219 | 34.0258 | 3.2992 | 6.6087 | 9.9166 | 13.2245 | 16.5317 | 19.8413 | 23.1492 | 26.4572 | 29.7653 | 33.074
Lumber/Furniture/Pulp/Paper_Existing_Efficient Lighting - Other Interior Lighting_TRC | Ach | Lumber/Furniture/Pulp/Paper | Industrial Lighting | Industrial Lighting | TRC | Turnover | ET323 | Efficient Lighting - Other Interior Lighting | Efficient Lighting - Other Interior Lighting | Equip | 14.4667 | Industrial Lighting | 40.46% | prescriptive_light | 38.99% | 283468.1194 | 290113.4625 | 274147.9869 | 209348.5741 | 125561.0964 | 60951.7398 | 25581.1452 | 9990.1639 | 3783.2025 | 1393.2045 | 283468.1194 | 573581.5819 | 847729.5688 | 1057078.1429 | 1182639.2393 | 1243590.9792 | 1269172.1244 | 1279162.2883 | 1282945.4908 | 1284338.6953 | 40.4615 | 81.8715 | 121.0026 | 150.8844 | 168.8067 | 177.5068 | 181.1581 | 182.5841 | 183.1241 | 183.323 | 39.3296 | 79.5813 | 117.6178 | 146.6637 | 164.0846 | 172.5414 | 176.0906 | 177.4767 | 178.0016 | 178.1949
Lumber/Furniture/Pulp/Paper_Existing_Efficient Lighting - High Bay_TRC | Ach | Lumber/Furniture/Pulp/Paper | Industrial Lighting | Industrial Lighting | TRC | Turnover | ET320 | Efficient Lighting - High Bay | Efficient Lighting - High Bay | Equip | 13.6667 | Industrial Lighting | 20% | prescriptive_light | 48.41% | 161743.401 | 166933.2902 | 157068.6268 | 117891.5763 | 69238.9953 | 33098.3044 | 13779.3335 | 5362.3716 | 2027.8774 | 746.3896 | 161743.401 | 328676.6912 | 485745.318 | 603636.8943 | 672875.8896 | 705974.194 | 719753.5275 | 725115.8991 | 727143.7765 | 727890.1661 | 23.0868 | 46.9144 | 69.334 | 86.1615 | 96.0445 | 100.7688 | 102.7356 | 103.5011 | 103.7905 | 103.897 | 22.441 | 45.6021 | 67.3945 | 83.7513 | 93.3578 | 97.95 | 99.8618 | 100.6058 | 100.8872 | 100.9907
Lumber/Furniture/Pulp/Paper_Existing_Efficient Lighting - Other Interior Lighting_TRC | Ach | Lumber/Furniture/Pulp/Paper | Industrial Lighting | Industrial Lighting | TRC | New | EN322 | Efficient Lighting - Other Interior Lighting | Efficient Lighting - Other Interior Lighting | Equip | 14.4667 | Industrial Lighting | 40.46% | prescriptive_light | 38.99% | 1912.7034 | 0 | 0 | 0 | 829.5246 | 0 | 0 | 0 | 11.2039 | 0 | 1912.7034 | 1912.7034 | 1912.7034 | 1912.7034 | 2742.2281 | 2742.2281 | 2742.2281 | 2742.2281 | 2753.4319 | 2753.4319 | 0.27301 | 0.27301 | 0.27301 | 0.27301 | 0.39142 | 0.39142 | 0.39142 | 0.39142 | 0.39302 | 0.39302 | 0.26538 | 0.26538 | 0.26538 | 0.26538 | 0.38047 | 0.38047 | 0.38047 | 0.38047 | 0.38202 | 0.38202
Lumber/Furniture/Pulp/Paper_Existing_Efficient Lighting - High Bay_TRC | Ach | Lumber/Furniture/Pulp/Paper | Industrial Lighting | Industrial Lighting | TRC | New | EN319 | Efficient Lighting - High Bay | Efficient Lighting - High Bay | Equip | 13.6667 | Industrial Lighting | 20% | prescriptive_light | 48.41% | 1091.3649 | 0 | 0 | 0 | 457.4303 | 0 | 0 | 0 | 6.0055 | 0 | 1091.3649 | 1091.3649 | 1091.3649 | 1091.3649 | 1548.7952 | 1548.7952 | 1548.7952 | 1548.7952 | 1554.8007 | 1554.8007 | 0.15578 | 0.15578 | 0.15578 | 0.15578 | 0.22107 | 0.22107 | 0.22107 | 0.22107 | 0.22193 | 0.22193 | 0.15142 | 0.15142 | 0.15142 | 0.15142 | 0.21489 | 0.21489 | 0.21489 | 0.21489 | 0.21572 | 0.21572
Lumber/Furniture/Pulp/Paper_Existing_Efficient Lighting - Other Interior Lighting_TRC | Ach | Lumber/Furniture/Pulp/Paper | Industrial Lighting | Industrial Lighting | TRC | Existing | EE321 | Efficient Lighting - Other Interior Lighting | Efficient Lighting - Other Interior Lighting | Equip | 14.4667 | Industrial Lighting | 40.46% | prescriptive_light | 38.99% | 0 | 0 | 0 | 0 | 0 | 0 | 0 | 0 | 0 | 0 | 0 | 0 | 0 | 0 | 0 | 0 | 0 | 0 | 0 | 0 | 0 | 0 | 0 | 0 | 0 | 0 | 0 | 0 | 0 | 0 | 0 | 0 | 0 | 0 | 0 | 0 | 0 | 0 | 0 | 0
Lumber/Furniture/Pulp/Paper_Existing_Efficient Lighting - High Bay_TRC | Ach | Lumber/Furniture/Pulp/Paper | Industrial Lighting | Industrial Lighting | TRC | Existing | EE318 | Efficient Lighting - High Bay | Efficient Lighting - High Bay | Equip | 13.6667 | Industrial Lighting | 20% | prescriptive_light | 48.41% | 0 | 0 | 0 | 0 | 0 | 0 | 0 | 0 | 0 | 0 | 0 | 0 | 0 | 0 | 0 | 0 | 0 | 0 | 0 | 0 | 0 | 0 | 0 | 0 | 0 | 0 | 0 | 0 | 0 | 0 | 0 | 0 | 0 | 0 | 0 | 0 | 0 | 0 | 0 | 0
Metal Products and Machinery_Existing_Process Other Systems Optimization_TRC | Ach | Metal Products and Machinery | Process Specific | Process Specific | TRC | New | NN452 | Process Other Systems Optimization | Process Other Systems Optimization | NonEquip | 5.3333 | Process Specific | 22.87% | custom | 13.86% | 22.2564 | 0 | 0 | 0 | 8.2785 | 0 | 0 | 0 | 0.041625 | 0 | 22.2564 | 22.2564 | 22.2564 | 22.2564 | 30.5349 | 30.5349 | 30.5349 | 30.5349 | 30.5765 | 30.5765 | 0.0030641 | 0.0030641 | 0.0030641 | 0.0030641 | 0.0042038 | 0.0042038 | 0.0042038 | 0.0042038 | 0.0042095 | 0.0042095 | 0.0029885 | 0.0029885 | 0.0029885 | 0.0029885 | 0.0041002 | 0.0041002 | 0.0041002 | 0.0041002 | 0.0041057 | 0.0041057
Metal Products and Machinery_Existing_Process Other Systems Optimization_TRC | Ach | Metal Products and Machinery | Process Specific | Process Specific | TRC | Existing | NE451 | Process Other Systems Optimization | Process Other Systems Optimization | NonEquip | 5.3333 | Process Specific | 22.87% | custom_existing | 13.86% | 3242.3445 | 3382.2669 | 3380.5931 | 3380.6017 | 3379.8239 | 3382.301 | 3380.6274 | 3380.636 | 3380.7994 | 3381.3928 | 3242.3445 | 6624.6113 | 10005.2044 | 13385.8061 | 16765.63 | 20147.931 | 23528.5584 | 26909.1944 | 30289.9938 | 33671.3866 | 0.44638 | 0.91202 | 1.3774 | 1.8429 | 2.3082 | 2.7738 | 3.2392 | 3.7046 | 4.1701 | 4.6356 | 0.43537 | 0.88954 | 1.3435 | 1.7974 | 2.2512 | 2.7054 | 3.1594 | 3.6133 | 4.0673 | 4.5213
Metal Products and Machinery_Existing_Process Heat System Optimization_TRC | Ach | Metal Products and Machinery | Process Heating | Process Heating | TRC | New | NN448 | Process Heat System Optimization | Process Heat System Optimization | NonEquip | 2 | Process Heating | 7.401% | custom | 5.703% | 6.4373 | 0 | 0 | 0 | 2.3954 | 0 | 0 | 0 | 0.012048 | 0 | 6.4373 | 6.4373 | 6.4373 | 6.4373 | 8.8327 | 8.8327 | 8.8327 | 8.8327 | 8.8448 | 8.8448 | 0.00088624 | 0.00088624 | 0.00088624 | 0.00088624 | 0.001216 | 0.001216 | 0.001216 | 0.001216 | 0.0012177 | 0.0012177 | 0.00086439 | 0.00086439 | 0.00086439 | 0.00086439 | 0.001186 | 0.001186 | 0.001186 | 0.001186 | 0.0011877 | 0.0011877
Metal Products and Machinery_Existing_Process Heat Improved Controls_TRC | Ach | Metal Products and Machinery | Process Heating | Process Heating | TRC | New | NN446 | Process Heat Improved Controls | Process Heat Improved Controls | NonEquip | 15 | Process Heating | 7.401% | custom | 2.685% | 3.9153 | 0 | 0 | 0 | 1.4563 | 0 | 0 | 0 | 0.0073225 | 0 | 3.9153 | 3.9153 | 3.9153 | 3.9153 | 5.3716 | 5.3716 | 5.3716 | 5.3716 | 5.3789 | 5.3789 | 0.00053902 | 0.00053902 | 0.00053902 | 0.00053902 | 0.00073952 | 0.00073952 | 0.00073952 | 0.00073952 | 0.00074053 | 0.00074053 | 0.00052573 | 0.00052573 | 0.00052573 | 0.00052573 | 0.00072128 | 0.00072128 | 0.00072128 | 0.00072128 | 0.00072227 | 0.00072227
Metal Products and Machinery_Existing_Process Heat System Optimization_TRC | Ach | Metal Products and Machinery | Process Heating | Process Heating | TRC | Existing | NE447 | Process Heat System Optimization | Process Heat System Optimization | NonEquip | 2 | Process Heating | 7.401% | custom_existing | 5.703% | 960.1967 | 953.417 | 906.4721 | 644.7991 | 329.5315 | 127.1138 | 41.4872 | 12.6451 | 3.766 | 1.1138 | 960.1967 | 1913.6137 | 2820.0858 | 3464.8849 | 3794.4164 | 3921.5302 | 3963.0174 | 3975.6626 | 3979.4286 | 3980.5424 | 0.13219 | 0.26345 | 0.38825 | 0.47702 | 0.52239 | 0.53989 | 0.5456 | 0.54734 | 0.54786 | 0.54801 | 0.12893 | 0.25696 | 0.37867 | 0.46526 | 0.50951 | 0.52657 | 0.53214 | 0.53384 | 0.53435 | 0.5345
Metal Products and Machinery_Existing_Process Heat Improved Controls_TRC | Ach | Metal Products and Machinery | Process Heating | Process Heating | TRC | Existing | NE445 | Process Heat Improved Controls | Process Heat Improved Controls | NonEquip | 15 | Process Heating | 7.401% | custom_existing | 2.685% | 583.6321 | 594.9955 | 594.7011 | 594.7026 | 594.5658 | 595.0015 | 594.7071 | 594.7086 | 594.7374 | 594.8418 | 583.6321 | 1178.6276 | 1773.3287 | 2368.0313 | 2962.597 | 3557.5986 | 4152.3057 | 4747.0143 | 5341.7517 | 5936.5934 | 0.08035 | 0.16226 | 0.24414 | 0.32601 | 0.40787 | 0.48978 | 0.57166 | 0.65353 | 0.73541 | 0.8173 | 0.078369 | 0.15826 | 0.23812 | 0.31797 | 0.39781 | 0.47771 | 0.55756 | 0.63742 | 0.71728 | 0.79715
Metal Products and Machinery_Existing_Process Refrig Controls_TRC | Ach | Metal Products and Machinery | Process Cooling | Process Cooling | TRC | New | NN434 | Process Refrig Controls | Process Refrig Controls | NonEquip | 15 | Process Cooling | 17.9% | custom | 5.13% | 3.93 | 0 | 0 | 0 | 1.4618 | 0 | 0 | 0 | 0.00735 | 0 | 3.93 | 3.93 | 3.93 | 3.93 | 5.3918 | 5.3918 | 5.3918 | 5.3918 | 5.3991 | 5.3991 | 0.00054105 | 0.00054105 | 0.00054105 | 0.00054105 | 0.00074229 | 0.00074229 | 0.00074229 | 0.00074229 | 0.00074331 | 0.00074331 | 0.00052771 | 0.00052771 | 0.00052771 | 0.00052771 | 0.00072399 | 0.00072399 | 0.00072399 | 0.00072399 | 0.00072498 | 0.00072498
Metal Products and Machinery_Existing_Process Refrig Controls_TRC | Ach | Metal Products and Machinery | Process Cooling | Process Cooling | TRC | Existing | NE433 | Process Refrig Controls | Process Refrig Controls | NonEquip | 15 | Process Cooling | 17.9% | custom_existing | 5.13% | 602.917 | 597.2301 | 596.9346 | 596.9361 | 596.7988 | 597.2361 | 596.9406 | 596.9421 | 596.971 | 597.0758 | 602.917 | 1200.1471 | 1797.0817 | 2394.0178 | 2990.8165 | 3588.0527 | 4184.9933 | 4781.9355 | 5378.9064 | 5975.9822 | 0.083005 | 0.16523 | 0.24741 | 0.32959 | 0.41175 | 0.49398 | 0.57616 | 0.65834 | 0.74053 | 0.82273 | 0.080958 | 0.16115 | 0.24131 | 0.32146 | 0.4016 | 0.4818 | 0.56195 | 0.64211 | 0.72227 | 0.80244
Metal Products and Machinery_Existing_Process Refrig Equipment Upgrade_TRC | Ach | Metal Products and Machinery | Process Cooling | Process Cooling | TRC | Turnover | ET437 | Process Refrig Equipment Upgrade | Process Refrig Equipment Upgrade | Equip | 10 | Process Cooling | 21% | custom | 16.76% | 1548.3722 | 1669.4723 | 1586.2694 | 1128.3249 | 576.279 | 222.5554 | 72.5915 | 22.1249 | 6.5874 | 1.9492 | 1548.3722 | 3217.8444 | 4804.1138 | 5932.4387 | 6508.7177 | 6731.2731 | 6803.8646 | 6825.9895 | 6832.5769 | 6834.5261 | 0.21317 | 0.44301 | 0.66139 | 0.81673 | 0.89607 | 0.92671 | 0.9367 | 0.93975 | 0.94066 | 0.94092 | 0.20791 | 0.43208 | 0.64509 | 0.79659 | 0.87398 | 0.90386 | 0.91361 | 0.91658 | 0.91746 | 0.91772
Metal Products and Machinery_Existing_Process Refrig Equipment Upgrade_TRC | Ach | Metal Products and Machinery | Process Cooling | Process Cooling | TRC | New | EN436 | Process Refrig Equipment Upgrade | Process Refrig Equipment Upgrade | Equip | 10 | Process Cooling | 21% | custom | 16.76% | 12.0714 | 0 | 0 | 0 | 4.4988 | 0 | 0 | 0 | 0.022651 | 0 | 12.0714 | 12.0714 | 12.0714 | 12.0714 | 16.5702 | 16.5702 | 16.5702 | 16.5702 | 16.5929 | 16.5929 | 0.0016619 | 0.0016619 | 0.0016619 | 0.0016619 | 0.0022813 | 0.0022813 | 0.0022813 | 0.0022813 | 0.0022844 | 0.0022844 | 0.0016209 | 0.0016209 | 0.0016209 | 0.0016209 | 0.002225 | 0.002225 | 0.002225 | 0.002225 | 0.0022281 | 0.0022281
Metal Products and Machinery_Existing_Process Refrig Equipment Upgrade_TRC | Ach | Metal Products and Machinery | Process Cooling | Process Cooling | TRC | Existing | EE435 | Process Refrig Equipment Upgrade | Process Refrig Equipment Upgrade | Equip | 10 | Process Cooling | 21% | custom | 16.76% | 0 | 0 | 0 | 0 | 0 | 0 | 0 | 0 | 0 | 0 | 0 | 0 | 0 | 0 | 0 | 0 | 0 | 0 | 0 | 0 | 0 | 0 | 0 | 0 | 0 | 0 | 0 | 0 | 0 | 0 | 0 | 0 | 0 | 0 | 0 | 0 | 0 | 0 | 0 | 0
Metal Products and Machinery_Existing_Motor Equipment Upgrades_TRC | Ach | Metal Products and Machinery | Motors Pumps | Motors Pumps | TRC | Turnover | ET415 | Motor Equipment Upgrades | Motor Equipment Upgrades | Equip | 10 | Motors Pumps | 29.32% | custom | 1.441% | 1565.455 | 1687.8912 | 1603.7704 | 1140.7734 | 582.637 | 225.0108 | 73.3924 | 22.369 | 6.6601 | 1.9707 | 1565.455 | 3253.3463 | 4857.1166 | 5997.8901 | 6580.527 | 6805.5378 | 6878.9302 | 6901.2992 | 6907.9593 | 6909.93 | 0.21081 | 0.4381 | 0.65406 | 0.80768 | 0.88614 | 0.91644 | 0.92632 | 0.92934 | 0.93023 | 0.9305 | 0.20524 | 0.42653 | 0.63679 | 0.78635 | 0.86274 | 0.89224 | 0.90186 | 0.90479 | 0.90566 | 0.90592
Metal Products and Machinery_Existing_Motor Equipment Upgrades_TRC | Ach | Metal Products and Machinery | Motors Pumps | Motors Pumps | TRC | New | EN414 | Motor Equipment Upgrades | Motor Equipment Upgrades | Equip | 10 | Motors Pumps | 29.32% | custom | 1.441% | 10.1726 | 0 | 0 | 0 | 3.7838 | 0 | 0 | 0 | 0.019025 | 0 | 10.1726 | 10.1726 | 10.1726 | 10.1726 | 13.9564 | 13.9564 | 13.9564 | 13.9564 | 13.9755 | 13.9755 | 0.0013699 | 0.0013699 | 0.0013699 | 0.0013699 | 0.0018794 | 0.0018794 | 0.0018794 | 0.0018794 | 0.001882 | 0.001882 | 0.0013337 | 0.0013337 | 0.0013337 | 0.0013337 | 0.0018298 | 0.0018298 | 0.0018298 | 0.0018298 | 0.0018322 | 0.0018322
Metal Products and Machinery_Existing_Motor Equipment Upgrades_TRC | Ach | Metal Products and Machinery | Motors Pumps | Motors Pumps | TRC | Existing | EE413 | Motor Equipment Upgrades | Motor Equipment Upgrades | Equip | 10 | Motors Pumps | 29.32% | custom | 1.441% | 0 | 0 | 0 | 0 | 0 | 0 | 0 | 0 | 0 | 0 | 0 | 0 | 0 | 0 | 0 | 0 | 0 | 0 | 0 | 0 | 0 | 0 | 0 | 0 | 0 | 0 | 0 | 0 | 0 | 0 | 0 | 0 | 0 | 0 | 0 | 0 | 0 | 0 | 0 | 0
Metal Products and Machinery_Existing_Lighting Controls_TRC | Ach | Metal Products and Machinery | Industrial Lighting | Industrial Lighting | TRC | New | NN403 | Lighting Controls | Lighting Controls | NonEquip | 10 | Industrial Lighting | 30% | prescriptive_lightnonequip | 19.49% | 17.5995 | 0 | 0 | 0 | 58.7545 | 0 | 0 | 0 | 8.5447 | 0 | 17.5995 | 17.5995 | 17.5995 | 17.5995 | 76.354 | 76.354 | 76.354 | 76.354 | 84.8987 | 84.8987 | 0.0025121 | 0.0025121 | 0.0025121 | 0.0025121 | 0.010899 | 0.010899 | 0.010899 | 0.010899 | 0.012118 | 0.012118 | 0.0024418 | 0.0024418 | 0.0024418 | 0.0024418 | 0.010594 | 0.010594 | 0.010594 | 0.010594 | 0.011779 | 0.011779
Metal Products and Machinery_Existing_Lighting Controls_TRC | Ach | Metal Products and Machinery | Industrial Lighting | Industrial Lighting | TRC | Existing | NE402 | Lighting Controls | Lighting Controls | NonEquip | 10 | Industrial Lighting | 30% | prescriptive_lightnonequip_existing | 19.49% | 3332.7335 | 3343.2115 | 3341.557 | 3341.5655 | 3340.7968 | 3343.2453 | 3341.591 | 3341.5995 | 3341.761 | 3342.3475 | 3332.7335 | 6675.945 | 10017.5021 | 13359.0676 | 16699.8644 | 20043.1097 | 23384.7006 | 26726.3001 | 30068.0611 | 33410.4086 | 0.47571 | 0.95291 | 1.4299 | 1.9068 | 2.3837 | 2.8609 | 3.3379 | 3.8148 | 4.2918 | 4.7689 | 0.4624 | 0.92625 | 1.3899 | 1.8535 | 2.317 | 2.7809 | 3.2445 | 3.7081 | 4.1718 | 4.6355
Metal Products and Machinery_Existing_Efficient Lighting - Other Interior Lighting_TRC | Ach | Metal Products and Machinery | Industrial Lighting | Industrial Lighting | TRC | Turnover | ET401 | Efficient Lighting - Other Interior Lighting | Efficient Lighting - Other Interior Lighting | Equip | 14.4667 | Industrial Lighting | 56.6% | prescriptive_light | 38.99% | 54808.0109 | 55470.055 | 52719.4689 | 41172.122 | 25348.1623 | 12533.2817 | 5309.9871 | 2082.0976 | 789.7287 | 291.0032 | 54808.0109 | 110278.0659 | 162997.5348 | 204169.6568 | 229517.8191 | 242051.1008 | 247361.0878 | 249443.1854 | 250232.9141 | 250523.9173 | 7.8231 | 15.7408 | 23.2658 | 29.1426 | 32.7607 | 34.5497 | 35.3076 | 35.6048 | 35.7176 | 35.7591 | 7.6043 | 15.3005 | 22.615 | 28.3274 | 31.8443 | 33.5832 | 34.32 | 34.6089 | 34.7184 | 34.7588
Metal Products and Machinery_Existing_Efficient Lighting - High Bay_TRC | Ach | Metal Products and Machinery | Industrial Lighting | Industrial Lighting | TRC | Turnover | ET398 | Efficient Lighting - High Bay | Efficient Lighting - High Bay | Equip | 13.6667 | Industrial Lighting | 42.84% | prescriptive_light | 48.41% | 51751.0677 | 53411.6134 | 50255.3371 | 37720.333 | 22153.5587 | 10590.0617 | 4408.8057 | 1715.7328 | 648.8353 | 238.8132 | 51751.0677 | 105162.6811 | 155418.0182 | 193138.3512 | 215291.9099 | 225881.9716 | 230290.7772 | 232006.51 | 232655.3453 | 232894.1585 | 7.3868 | 15.0106 | 22.1839 | 27.568 | 30.7302 | 32.2418 | 32.8711 | 33.116 | 33.2086 | 33.2427 | 7.1802 | 14.5907 | 21.5634 | 26.7969 | 29.8706 | 31.3399 | 31.9516 | 32.1896 | 32.2796 | 32.3128
Metal Products and Machinery_Existing_Efficient Lighting - Other Interior Lighting_TRC | Ach | Metal Products and Machinery | Industrial Lighting | Industrial Lighting | TRC | New | EN400 | Efficient Lighting - Other Interior Lighting | Efficient Lighting - Other Interior Lighting | Equip | 14.4667 | Industrial Lighting | 56.6% | prescriptive_light | 38.99% | 369.8786 | 0 | 0 | 0 | 167.5671 | 0 | 0 | 0 | 2.3392 | 0 | 369.8786 | 369.8786 | 369.8786 | 369.8786 | 537.4457 | 537.4457 | 537.4457 | 537.4457 | 539.785 | 539.785 | 0.052795 | 0.052795 | 0.052795 | 0.052795 | 0.076714 | 0.076714 | 0.076714 | 0.076714 | 0.077047 | 0.077047 | 0.051319 | 0.051319 | 0.051319 | 0.051319 | 0.074568 | 0.074568 | 0.074568 | 0.074568 | 0.074892 | 0.074892
Metal Products and Machinery_Existing_Efficient Lighting - High Bay_TRC | Ach | Metal Products and Machinery | Industrial Lighting | Industrial Lighting | TRC | New | EN397 | Efficient Lighting - High Bay | Efficient Lighting - High Bay | Equip | 13.6667 | Industrial Lighting | 42.84% | prescriptive_light | 48.41% | 349.2485 | 0 | 0 | 0 | 146.4488 | 0 | 0 | 0 | 1.9219 | 0 | 349.2485 | 349.2485 | 349.2485 | 349.2485 | 495.6973 | 495.6973 | 495.6973 | 495.6973 | 497.6192 | 497.6192 | 0.049851 | 0.049851 | 0.049851 | 0.049851 | 0.070754 | 0.070754 | 0.070754 | 0.070754 | 0.071029 | 0.071029 | 0.048456 | 0.048456 | 0.048456 | 0.048456 | 0.068775 | 0.068775 | 0.068775 | 0.068775 | 0.069042 | 0.069042
Metal Products and Machinery_Existing_Efficient Lighting - Other Interior Lighting_TRC | Ach | Metal Products and Machinery | Industrial Lighting | Industrial Lighting | TRC | Existing | EE399 | Efficient Lighting - Other Interior Lighting | Efficient Lighting - Other Interior Lighting | Equip | 14.4667 | Industrial Lighting | 56.6% | prescriptive_light | 38.99% | 0 | 0 | 0 | 0 | 0 | 0 | 0 | 0 | 0 | 0 | 0 | 0 | 0 | 0 | 0 | 0 | 0 | 0 | 0 | 0 | 0 | 0 | 0 | 0 | 0 | 0 | 0 | 0 | 0 | 0 | 0 | 0 | 0 | 0 | 0 | 0 | 0 | 0 | 0 | 0
Metal Products and Machinery_Existing_Efficient Lighting - High Bay_TRC | Ach | Metal Products and Machinery | Industrial Lighting | Industrial Lighting | TRC | Existing | EE396 | Efficient Lighting - High Bay | Efficient Lighting - High Bay | Equip | 13.6667 | Industrial Lighting | 42.84% | prescriptive_light | 48.41% | 0 | 0 | 0 | 0 | 0 | 0 | 0 | 0 | 0 | 0 | 0 | 0 | 0 | 0 | 0 | 0 | 0 | 0 | 0 | 0 | 0 | 0 | 0 | 0 | 0 | 0 | 0 | 0 | 0 | 0 | 0 | 0 | 0 | 0 | 0 | 0 | 0 | 0 | 0 | 0
Miscellaneous Manufacturing_Existing_Process Heat Improved Controls_TRC | Ach | Miscellaneous Manufacturing | Process Heating | Process Heating | TRC | New | NN519 | Process Heat Improved Controls | Process Heat Improved Controls | NonEquip | 15 | Process Heating | 36.23% | custom | 2.283% | 11.696 | 0 | 0 | 0 | 4.3504 | 0 | 0 | 0 | 0.021874 | 0 | 11.696 | 11.696 | 11.696 | 11.696 | 16.0464 | 16.0464 | 16.0464 | 16.0464 | 16.0683 | 16.0683 | 0.0016102 | 0.0016102 | 0.0016102 | 0.0016102 | 0.0022091 | 0.0022091 | 0.0022091 | 0.0022091 | 0.0022122 | 0.0022122 | 0.0015705 | 0.0015705 | 0.0015705 | 0.0015705 | 0.0021547 | 0.0021547 | 0.0021547 | 0.0021547 | 0.0021576 | 0.0021576
Miscellaneous Manufacturing_Existing_Process Heat Improved Controls_TRC | Ach | Miscellaneous Manufacturing | Process Heating | Process Heating | TRC | Existing | NE518 | Process Heat Improved Controls | Process Heat Improved Controls | NonEquip | 15 | Process Heating | 36.23% | custom_existing | 2.283% | 1743.4719 | 1777.4176 | 1776.538 | 1776.5425 | 1776.1338 | 1777.4355 | 1776.556 | 1776.5605 | 1776.6464 | 1776.9582 | 1743.4719 | 3520.8894 | 5297.4274 | 7073.9699 | 8850.1037 | 10627.5392 | 12404.0952 | 14180.6557 | 15957.3021 | 17734.2604 | 0.24003 | 0.48473 | 0.72931 | 0.97389 | 1.2184 | 1.4631 | 1.7077 | 1.9523 | 2.1969 | 2.4415 | 0.23411 | 0.47278 | 0.71133 | 0.94988 | 1.1884 | 1.427 | 1.6656 | 1.9041 | 2.1427 | 2.3813
Miscellaneous Manufacturing_Existing_Process Refrig System Optimization_TRC | Ach | Miscellaneous Manufacturing | Process Cooling | Process Cooling | TRC | New | NN515 | Process Refrig System Optimization | Process Refrig System Optimization | NonEquip | 4.6667 | Process Cooling | 39.01% | custom | 25.61% | 77.2705 | 0 | 0 | 0 | 28.7672 | 0 | 0 | 0 | 0.14473 | 0 | 77.2705 | 77.2705 | 77.2705 | 77.2705 | 106.0377 | 106.0377 | 106.0377 | 106.0377 | 106.1824 | 106.1824 | 0.010638 | 0.010638 | 0.010638 | 0.010638 | 0.014598 | 0.014598 | 0.014598 | 0.014598 | 0.014618 | 0.014618 | 0.010376 | 0.010376 | 0.010376 | 0.010376 | 0.014238 | 0.014238 | 0.014238 | 0.014238 | 0.014258 | 0.014258
Miscellaneous Manufacturing_Existing_Process Refrig Controls_TRC | Ach | Miscellaneous Manufacturing | Process Cooling | Process Cooling | TRC | New | NN510 | Process Refrig Controls | Process Refrig Controls | NonEquip | 15 | Process Cooling | 33.75% | custom | 6% | 16.9848 | 0 | 0 | 0 | 6.4623 | 0 | 0 | 0 | 0.032988 | 0 | 16.9848 | 16.9848 | 16.9848 | 16.9848 | 23.447 | 23.447 | 23.447 | 23.447 | 23.48 | 23.48 | 0.0023383 | 0.0023383 | 0.0023383 | 0.0023383 | 0.003228 | 0.003228 | 0.003228 | 0.003228 | 0.0032325 | 0.0032325 | 0.0022807 | 0.0022807 | 0.0022807 | 0.0022807 | 0.0031484 | 0.0031484 | 0.0031484 | 0.0031484 | 0.0031528 | 0.0031528
Miscellaneous Manufacturing_Existing_Process Refrig System Optimization_TRC | Ach | Miscellaneous Manufacturing | Process Cooling | Process Cooling | TRC | Existing | NE514 | Process Refrig System Optimization | Process Refrig System Optimization | NonEquip | 4.6667 | Process Cooling | 39.01% | custom_existing | 25.61% | 11872.3383 | 11760.3546 | 11754.5347 | 11754.5646 | 11751.8604 | 11760.4733 | 11754.6541 | 11754.6839 | 11755.2521 | 11757.3154 | 11872.3383 | 23632.6929 | 35387.2276 | 47141.7922 | 58893.6525 | 70654.1259 | 82408.78 | 94163.4639 | 105918.716 | 117676.0314 | 1.6345 | 3.2536 | 4.8718 | 6.4901 | 8.108 | 9.7271 | 11.3454 | 12.9637 | 14.5821 | 16.2007 | 1.5942 | 3.1733 | 4.7517 | 6.3301 | 7.9081 | 9.4873 | 11.0657 | 12.644 | 14.2225 | 15.8013
Miscellaneous Manufacturing_Existing_Process Refrig Controls_TRC | Ach | Miscellaneous Manufacturing | Process Cooling | Process Cooling | TRC | Existing | NE509 | Process Refrig Controls | Process Refrig Controls | NonEquip | 15 | Process Cooling | 33.75% | custom_existing | 6% | 2696.804 | 2601.8465 | 2473.7354 | 1759.6375 | 899.2815 | 346.8899 | 113.2173 | 34.5082 | 10.2774 | 3.0395 | 2696.804 | 5298.6505 | 7772.3859 | 9532.0234 | 10431.3049 | 10778.1948 | 10891.4121 | 10925.9203 | 10936.1977 | 10939.2372 | 0.37127 | 0.72948 | 1.07 | 1.3123 | 1.4361 | 1.4839 | 1.4994 | 1.5042 | 1.5056 | 1.506 | 0.36212 | 0.71149 | 1.0437 | 1.2799 | 1.4007 | 1.4473 | 1.4625 | 1.4671 | 1.4685 | 1.4689
Miscellaneous Manufacturing_Existing_Process Refrig Equipment Upgrade_TRC | Ach | Miscellaneous Manufacturing | Process Cooling | Process Cooling | TRC | Turnover | ET513 | Process Refrig Equipment Upgrade | Process Refrig Equipment Upgrade | Equip | 10 | Process Cooling | 21% | custom | 2% | 387.898 | 418.236 | 397.3921 | 282.6678 | 144.3694 | 55.7546 | 18.1856 | 5.5427 | 1.6503 | 0.48831 | 387.898 | 806.1341 | 1203.5261 | 1486.194 | 1630.5633 | 1686.3179 | 1704.5035 | 1710.0462 | 1711.6965 | 1712.1848 | 0.053403 | 0.11098 | 0.16569 | 0.20461 | 0.22448 | 0.23216 | 0.23466 | 0.23543 | 0.23565 | 0.23572 | 0.052086 | 0.10825 | 0.16161 | 0.19956 | 0.21895 | 0.22643 | 0.22888 | 0.22962 | 0.22984 | 0.22991
Miscellaneous Manufacturing_Existing_Process Refrig Equipment Upgrade_TRC | Ach | Miscellaneous Manufacturing | Process Cooling | Process Cooling | TRC | New | EN512 | Process Refrig Equipment Upgrade | Process Refrig Equipment Upgrade | Equip | 10 | Process Cooling | 21% | custom | 2% | 3.0341 | 0 | 0 | 0 | 1.1286 | 0 | 0 | 0 | 0.0056745 | 0 | 3.0341 | 3.0341 | 3.0341 | 3.0341 | 4.1627 | 4.1627 | 4.1627 | 4.1627 | 4.1683 | 4.1683 | 0.00041771 | 0.00041771 | 0.00041771 | 0.00041771 | 0.00057308 | 0.00057308 | 0.00057308 | 0.00057308 | 0.00057386 | 0.00057386 | 0.00040741 | 0.00040741 | 0.00040741 | 0.00040741 | 0.00055895 | 0.00055895 | 0.00055895 | 0.00055895 | 0.00055971 | 0.00055971
Miscellaneous Manufacturing_Existing_Process Refrig Equipment Upgrade_TRC | Ach | Miscellaneous Manufacturing | Process Cooling | Process Cooling | TRC | Existing | EE511 | Process Refrig Equipment Upgrade | Process Refrig Equipment Upgrade | Equip | 10 | Process Cooling | 21% | custom | 2% | 0 | 0 | 0 | 0 | 0 | 0 | 0 | 0 | 0 | 0 | 0 | 0 | 0 | 0 | 0 | 0 | 0 | 0 | 0 | 0 | 0 | 0 | 0 | 0 | 0 | 0 | 0 | 0 | 0 | 0 | 0 | 0 | 0 | 0 | 0 | 0 | 0 | 0 | 0 | 0
Miscellaneous Manufacturing_Existing_Motor Optimization_TRC | Ach | Miscellaneous Manufacturing | Motors Pumps | Motors Pumps | TRC | New | NN495 | Motor Optimization | Motor Optimization | NonEquip | 10 | Motors Pumps | 53.47% | custom | 2.885% | 32.8451 | 0 | 0 | 0 | 12.2327 | 0 | 0 | 0 | 0.06156 | 0 | 32.8451 | 32.8451 | 32.8451 | 32.8451 | 45.0778 | 45.0778 | 45.0778 | 45.0778 | 45.1393 | 45.1393 | 0.004423 | 0.004423 | 0.004423 | 0.004423 | 0.0060702 | 0.0060702 | 0.0060702 | 0.0060702 | 0.0060785 | 0.0060785 | 0.0043061 | 0.0043061 | 0.0043061 | 0.0043061 | 0.0059099 | 0.0059099 | 0.0059099 | 0.0059099 | 0.005918 | 0.005918
Miscellaneous Manufacturing_Existing_Motor Optimization_TRC | Ach | Miscellaneous Manufacturing | Motors Pumps | Motors Pumps | TRC | Existing | NE494 | Motor Optimization | Motor Optimization | NonEquip | 10 | Motors Pumps | 53.47% | custom_existing | 2.885% | 4964.0946 | 5002.1852 | 4999.7098 | 4999.7225 | 4998.5723 | 5002.2358 | 4999.7606 | 4999.7733 | 5000.0149 | 5000.8926 | 4964.0946 | 9966.2798 | 14965.9896 | 19965.7121 | 24964.2845 | 29966.5202 | 34966.2808 | 39966.0541 | 44966.069 | 49966.9616 | 0.66847 | 1.3421 | 2.0153 | 2.6886 | 3.3617 | 4.0353 | 4.7086 | 5.3819 | 6.0552 | 6.7286 | 0.65081 | 1.3066 | 1.9621 | 2.6176 | 3.2729 | 3.9287 | 4.5842 | 5.2397 | 5.8952 | 6.5509
Miscellaneous Manufacturing_Existing_Motor Equipment Upgrades_TRC | Ach | Miscellaneous Manufacturing | Motors Pumps | Motors Pumps | TRC | Turnover | ET491 | Motor Equipment Upgrades | Motor Equipment Upgrades | Equip | 10 | Motors Pumps | 21% | custom | 2.863% | 1639.4321 | 1767.6541 | 1679.558 | 1194.6817 | 610.17 | 235.6439 | 76.8606 | 23.4261 | 6.9748 | 2.0638 | 1639.4321 | 3407.0861 | 5086.6442 | 6281.3259 | 6891.4959 | 7127.1398 | 7204.0004 | 7227.4265 | 7234.4013 | 7236.4651 | 0.22077 | 0.4588 | 0.68497 | 0.84585 | 0.92802 | 0.95975 | 0.9701 | 0.97325 | 0.97419 | 0.97447 | 0.21494 | 0.44668 | 0.66688 | 0.82351 | 0.90351 | 0.9344 | 0.94448 | 0.94755 | 0.94846 | 0.94873
Miscellaneous Manufacturing_Existing_Motor Equipment Upgrades_TRC | Ach | Miscellaneous Manufacturing | Motors Pumps | Motors Pumps | TRC | New | EN490 | Motor Equipment Upgrades | Motor Equipment Upgrades | Equip | 10 | Motors Pumps | 21% | custom | 2.863% | 10.6533 | 0 | 0 | 0 | 3.9626 | 0 | 0 | 0 | 0.019924 | 0 | 10.6533 | 10.6533 | 10.6533 | 10.6533 | 14.616 | 14.616 | 14.616 | 14.616 | 14.6359 | 14.6359 | 0.0014346 | 0.0014346 | 0.0014346 | 0.0014346 | 0.0019682 | 0.0019682 | 0.0019682 | 0.0019682 | 0.0019709 | 0.0019709 | 0.0013967 | 0.0013967 | 0.0013967 | 0.0013967 | 0.0019162 | 0.0019162 | 0.0019162 | 0.0019162 | 0.0019188 | 0.0019188
Miscellaneous Manufacturing_Existing_Motor Equipment Upgrades_TRC | Ach | Miscellaneous Manufacturing | Motors Pumps | Motors Pumps | TRC | Existing | EE489 | Motor Equipment Upgrades | Motor Equipment Upgrades | Equip | 10 | Motors Pumps | 21% | custom | 2.863% | 0 | 0 | 0 | 0 | 0 | 0 | 0 | 0 | 0 | 0 | 0 | 0 | 0 | 0 | 0 | 0 | 0 | 0 | 0 | 0 | 0 | 0 | 0 | 0 | 0 | 0 | 0 | 0 | 0 | 0 | 0 | 0 | 0 | 0 | 0 | 0 | 0 | 0 | 0 | 0
Miscellaneous Manufacturing_Existing_Fan Equipment Upgrades_TRC | Ach | Miscellaneous Manufacturing | Motors Fans Blowers | Motors Fans Blowers | TRC | Turnover | ET484 | Fan Equipment Upgrades | Fan Equipment Upgrades | Equip | 15 | Motors Fans Blowers | 76.37% | custom | 3.425% | 3161.1818 | 3408.4217 | 3238.5534 | 2303.6064 | 1176.5405 | 454.3727 | 148.2039 | 45.1706 | 13.449 | 3.9795 | 3161.1818 | 6569.6035 | 9808.1569 | 12111.7632 | 13288.3038 | 13742.6765 | 13890.8804 | 13936.051 | 13949.5 | 13953.4795 | 0.42569 | 0.88467 | 1.3208 | 1.631 | 1.7894 | 1.8506 | 1.8706 | 1.8766 | 1.8785 | 1.879 | 0.41444 | 0.8613 | 1.2859 | 1.5879 | 1.7422 | 1.8017 | 1.8212 | 1.8271 | 1.8288 | 1.8294
Miscellaneous Manufacturing_Existing_Fan Equipment Upgrades_TRC | Ach | Miscellaneous Manufacturing | Motors Fans Blowers | Motors Fans Blowers | TRC | New | EN483 | Fan Equipment Upgrades | Fan Equipment Upgrades | Equip | 15 | Motors Fans Blowers | 76.37% | custom | 3.425% | 20.7322 | 0 | 0 | 0 | 7.7115 | 0 | 0 | 0 | 0.038774 | 0 | 20.7322 | 20.7322 | 20.7322 | 20.7322 | 28.4437 | 28.4437 | 28.4437 | 28.4437 | 28.4825 | 28.4825 | 0.0027918 | 0.0027918 | 0.0027918 | 0.0027918 | 0.0038303 | 0.0038303 | 0.0038303 | 0.0038303 | 0.0038355 | 0.0038355 | 0.0027181 | 0.0027181 | 0.0027181 | 0.0027181 | 0.0037291 | 0.0037291 | 0.0037291 | 0.0037291 | 0.0037342 | 0.0037342
Miscellaneous Manufacturing_Existing_Fan Equipment Upgrades_TRC | Ach | Miscellaneous Manufacturing | Motors Fans Blowers | Motors Fans Blowers | TRC | Existing | EE482 | Fan Equipment Upgrades | Fan Equipment Upgrades | Equip | 15 | Motors Fans Blowers | 76.37% | custom | 3.425% | 0 | 0 | 0 | 0 | 0 | 0 | 0 | 0 | 0 | 0 | 0 | 0 | 0 | 0 | 0 | 0 | 0 | 0 | 0 | 0 | 0 | 0 | 0 | 0 | 0 | 0 | 0 | 0 | 0 | 0 | 0 | 0 | 0 | 0 | 0 | 0 | 0 | 0 | 0 | 0
Miscellaneous Manufacturing_Existing_Efficient Lighting - Other Interior Lighting_TRC | Ach | Miscellaneous Manufacturing | Industrial Lighting | Industrial Lighting | TRC | Turnover | ET479 | Efficient Lighting - Other Interior Lighting | Efficient Lighting - Other Interior Lighting | Equip | 14.4667 | Industrial Lighting | 25% | prescriptive_light | 38.99% | 33314.3026 | 34095.2898 | 32218.9635 | 24603.4783 | 14756.4402 | 7163.2913 | 3006.3981 | 1174.0839 | 444.617 | 163.7349 | 33314.3026 | 67409.5923 | 99628.5558 | 124232.0341 | 138988.4743 | 146151.7656 | 149158.1636 | 150332.2475 | 150776.8645 | 150940.5995 | 4.7552 | 9.6219 | 14.2207 | 17.7325 | 19.8388 | 20.8613 | 21.2904 | 21.458 | 21.5215 | 21.5448 | 4.6222 | 9.3527 | 13.8229 | 17.2365 | 19.2839 | 20.2777 | 20.6949 | 20.8578 | 20.9195 | 20.9422
Miscellaneous Manufacturing_Existing_Efficient Lighting - High Bay_TRC | Ach | Miscellaneous Manufacturing | Industrial Lighting | Industrial Lighting | TRC | Turnover | ET476 | Efficient Lighting - High Bay | Efficient Lighting - High Bay | Equip | 13.6667 | Industrial Lighting | 20% | prescriptive_light | 48.41% | 30767.0069 | 31754.2333 | 29877.7663 | 22425.4648 | 13170.7175 | 6295.9957 | 2621.1199 | 1020.0362 | 385.7451 | 141.9791 | 30767.0069 | 62521.2403 | 92399.0066 | 114824.4713 | 127995.1889 | 134291.1846 | 136912.3045 | 137932.3407 | 138318.0858 | 138460.0648 | 4.3916 | 8.9241 | 13.1888 | 16.3897 | 18.2697 | 19.1684 | 19.5425 | 19.6881 | 19.7431 | 19.7634 | 4.2688 | 8.6745 | 12.8198 | 15.9313 | 17.7586 | 18.6322 | 18.9958 | 19.1373 | 19.1909 | 19.2106
Miscellaneous Manufacturing_Existing_Efficient Lighting - Other Interior Lighting_TRC | Ach | Miscellaneous Manufacturing | Industrial Lighting | Industrial Lighting | TRC | New | EN478 | Efficient Lighting - Other Interior Lighting | Efficient Lighting - Other Interior Lighting | Equip | 14.4667 | Industrial Lighting | 25% | prescriptive_light | 38.99% | 226.5052 | 0 | 0 | 0 | 100.2693 | 0 | 0 | 0 | 1.3289 | 0 | 226.5052 | 226.5052 | 226.5052 | 226.5052 | 326.7744 | 326.7744 | 326.7744 | 326.7744 | 328.1033 | 328.1033 | 0.032331 | 0.032331 | 0.032331 | 0.032331 | 0.046643 | 0.046643 | 0.046643 | 0.046643 | 0.046833 | 0.046833 | 0.031426 | 0.031426 | 0.031426 | 0.031426 | 0.045338 | 0.045338 | 0.045338 | 0.045338 | 0.045523 | 0.045523
Miscellaneous Manufacturing_Existing_Efficient Lighting - High Bay_TRC | Ach | Miscellaneous Manufacturing | Industrial Lighting | Industrial Lighting | TRC | New | EN475 | Efficient Lighting - High Bay | Efficient Lighting - High Bay | Equip | 13.6667 | Industrial Lighting | 20% | prescriptive_light | 48.41% | 209.186 | 0 | 0 | 0 | 89.4944 | 0 | 0 | 0 | 1.1529 | 0 | 209.186 | 209.186 | 209.186 | 209.186 | 298.6804 | 298.6804 | 298.6804 | 298.6804 | 299.8333 | 299.8333 | 0.029859 | 0.029859 | 0.029859 | 0.029859 | 0.042633 | 0.042633 | 0.042633 | 0.042633 | 0.042797 | 0.042797 | 0.029023 | 0.029023 | 0.029023 | 0.029023 | 0.04144 | 0.04144 | 0.04144 | 0.04144 | 0.0416 | 0.0416
Miscellaneous Manufacturing_Existing_Efficient Lighting - Other Interior Lighting_TRC | Ach | Miscellaneous Manufacturing | Industrial Lighting | Industrial Lighting | TRC | Existing | EE477 | Efficient Lighting - Other Interior Lighting | Efficient Lighting - Other Interior Lighting | Equip | 14.4667 | Industrial Lighting | 25% | prescriptive_light | 38.99% | 0 | 0 | 0 | 0 | 0 | 0 | 0 | 0 | 0 | 0 | 0 | 0 | 0 | 0 | 0 | 0 | 0 | 0 | 0 | 0 | 0 | 0 | 0 | 0 | 0 | 0 | 0 | 0 | 0 | 0 | 0 | 0 | 0 | 0 | 0 | 0 | 0 | 0 | 0 | 0
Miscellaneous Manufacturing_Existing_Efficient Lighting - High Bay_TRC | Ach | Miscellaneous Manufacturing | Industrial Lighting | Industrial Lighting | TRC | Existing | EE474 | Efficient Lighting - High Bay | Efficient Lighting - High Bay | Equip | 13.6667 | Industrial Lighting | 20% | prescriptive_light | 48.41% | 0 | 0 | 0 | 0 | 0 | 0 | 0 | 0 | 0 | 0 | 0 | 0 | 0 | 0 | 0 | 0 | 0 | 0 | 0 | 0 | 0 | 0 | 0 | 0 | 0 | 0 | 0 | 0 | 0 | 0 | 0 | 0 | 0 | 0 | 0 | 0 | 0 | 0 | 0 | 0
Miscellaneous Manufacturing_Existing_HVAC Equipment Upgrades_TRC | Ach | Miscellaneous Manufacturing | HVAC | HVAC | TRC | Turnover | ET471 | HVAC Equipment Upgrades | HVAC Equipment Upgrades | Equip | 18 | HVAC | 91.99% | custom | 21.52% | 63115.584 | 68051.9314 | 64660.3715 | 45993.3885 | 23490.5956 | 9071.9234 | 2959.0129 | 901.8681 | 268.5201 | 79.4533 | 63115.584 | 131167.5155 | 195827.887 | 241821.2754 | 265311.8711 | 274383.7944 | 277342.8073 | 278244.6754 | 278513.1956 | 278592.6488 | 8.991 | 18.6853 | 27.8964 | 34.4483 | 37.7947 | 39.087 | 39.5085 | 39.637 | 39.6752 | 39.6865 | 8.7729 | 18.232 | 27.2196 | 33.6126 | 36.8777 | 38.1387 | 38.55 | 38.6753 | 38.7126 | 38.7237
Miscellaneous Manufacturing_Existing_HVAC Equipment Upgrades_TRC | Ach | Miscellaneous Manufacturing | HVAC | HVAC | TRC | New | EN470 | HVAC Equipment Upgrades | HVAC Equipment Upgrades | Equip | 18 | HVAC | 91.99% | custom | 21.52% | 520.2668 | 0 | 0 | 0 | 193.5184 | 0 | 0 | 0 | 0.97303 | 0 | 520.2668 | 520.2668 | 520.2668 | 520.2668 | 713.7853 | 713.7853 | 713.7853 | 713.7853 | 714.7583 | 714.7583 | 0.074114 | 0.074114 | 0.074114 | 0.074114 | 0.10168 | 0.10168 | 0.10168 | 0.10168 | 0.10182 | 0.10182 | 0.072316 | 0.072316 | 0.072316 | 0.072316 | 0.099214 | 0.099214 | 0.099214 | 0.099214 | 0.09935 | 0.09935
Miscellaneous Manufacturing_Existing_HVAC Equipment Upgrades_TRC | Ach | Miscellaneous Manufacturing | HVAC | HVAC | TRC | Existing | EE469 | HVAC Equipment Upgrades | HVAC Equipment Upgrades | Equip | 18 | HVAC | 91.99% | custom | 21.52% | 0 | 0 | 0 | 0 | 0 | 0 | 0 | 0 | 0 | 0 | 0 | 0 | 0 | 0 | 0 | 0 | 0 | 0 | 0 | 0 | 0 | 0 | 0 | 0 | 0 | 0 | 0 | 0 | 0 | 0 | 0 | 0 | 0 | 0 | 0 | 0 | 0 | 0 | 0 | 0
Primary Resources Industries_Existing_Process Other Systems Optimization_TRC | Ach | Primary Resources Industries | Process Specific | Process Specific | TRC | New | NN600 | Process Other Systems Optimization | Process Other Systems Optimization | NonEquip | 5.3333 | Process Specific | 0.2023% | custom | 14.46% | 0.17339 | 0 | 0 | 0 | 0.064496 | 0 | 0 | 0 | 0.00032429 | 0 | 0.17339 | 0.17339 | 0.17339 | 0.17339 | 0.23789 | 0.23789 | 0.23789 | 0.23789 | 0.23821 | 0.23821 | 2.3871e-05 | 2.3871e-05 | 2.3871e-05 | 2.3871e-05 | 3.2751e-05 | 3.2751e-05 | 3.2751e-05 | 3.2751e-05 | 3.2795e-05 | 3.2795e-05 | 2.3283e-05 | 2.3283e-05 | 2.3283e-05 | 2.3283e-05 | 3.1943e-05 | 3.1943e-05 | 3.1943e-05 | 3.1943e-05 | 3.1987e-05 | 3.1987e-05
Primary Resources Industries_Existing_Process Other Systems Optimization_TRC | Ach | Primary Resources Industries | Process Specific | Process Specific | TRC | Existing | NE599 | Process Other Systems Optimization | Process Other Systems Optimization | NonEquip | 5.3333 | Process Specific | 0.2023% | custom_existing | 14.46% | 25.2603 | 26.3504 | 26.3373 | 26.3374 | 26.3313 | 26.3506 | 26.3376 | 26.3376 | 26.3389 | 26.3435 | 25.2603 | 51.6106 | 77.9479 | 104.2853 | 130.6166 | 156.9672 | 183.3048 | 209.6425 | 235.9814 | 262.3249 | 0.0034776 | 0.0071053 | 0.010731 | 0.014357 | 0.017982 | 0.02161 | 0.025236 | 0.028862 | 0.032488 | 0.036115 | 0.0033919 | 0.0069302 | 0.010467 | 0.014003 | 0.017539 | 0.021077 | 0.024614 | 0.02815 | 0.031687 | 0.035224
Primary Resources Industries_Existing_Process Heat System Optimization_TRC | Ach | Primary Resources Industries | Process Heating | Process Heating | TRC | New | NN596 | Process Heat System Optimization | Process Heat System Optimization | NonEquip | 2 | Process Heating | 11.38% | custom | 4.223% | 4.1048 | 0 | 0 | 0 | 1.5277 | 0 | 0 | 0 | 0.0076841 | 0 | 4.1048 | 4.1048 | 4.1048 | 4.1048 | 5.6325 | 5.6325 | 5.6325 | 5.6325 | 5.6402 | 5.6402 | 0.00056512 | 0.00056512 | 0.00056512 | 0.00056512 | 0.00077543 | 0.00077543 | 0.00077543 | 0.00077543 | 0.00077649 | 0.00077649 | 0.00055118 | 0.00055118 | 0.00055118 | 0.00055118 | 0.00075632 | 0.00075632 | 0.00075632 | 0.00075632 | 0.00075735 | 0.00075735
Primary Resources Industries_Existing_Process Heat Improved Controls_TRC | Ach | Primary Resources Industries | Process Heating | Process Heating | TRC | New | NN594 | Process Heat Improved Controls | Process Heat Improved Controls | NonEquip | 15 | Process Heating | 11.38% | custom | 2.283% | 2.9915 | 0 | 0 | 0 | 1.1127 | 0 | 0 | 0 | 0.0055948 | 0 | 2.9915 | 2.9915 | 2.9915 | 2.9915 | 4.1042 | 4.1042 | 4.1042 | 4.1042 | 4.1098 | 4.1098 | 0.00041185 | 0.00041185 | 0.00041185 | 0.00041185 | 0.00056504 | 0.00056504 | 0.00056504 | 0.00056504 | 0.00056581 | 0.00056581 | 0.00040169 | 0.00040169 | 0.00040169 | 0.00040169 | 0.0005511 | 0.0005511 | 0.0005511 | 0.0005511 | 0.00055186 | 0.00055186
Primary Resources Industries_Existing_Process Heat System Optimization_TRC | Ach | Primary Resources Industries | Process Heating | Process Heating | TRC | Existing | NE595 | Process Heat System Optimization | Process Heat System Optimization | NonEquip | 2 | Process Heating | 11.38% | custom_existing | 4.223% | 612.3998 | 608.0758 | 578.135 | 411.2437 | 210.1705 | 81.0714 | 26.4599 | 8.0649 | 2.4019 | 0.71036 | 612.3998 | 1220.4756 | 1798.6106 | 2209.8543 | 2420.0248 | 2501.0962 | 2527.5561 | 2535.621 | 2538.0229 | 2538.7333 | 0.08431 | 0.16803 | 0.24762 | 0.30424 | 0.33317 | 0.34433 | 0.34797 | 0.34908 | 0.34942 | 0.34951 | 0.082232 | 0.16388 | 0.24151 | 0.29673 | 0.32496 | 0.33584 | 0.33939 | 0.34048 | 0.3408 | 0.3409
Primary Resources Industries_Existing_Process Heat Improved Controls_TRC | Ach | Primary Resources Industries | Process Heating | Process Heating | TRC | Existing | NE593 | Process Heat Improved Controls | Process Heat Improved Controls | NonEquip | 15 | Process Heating | 11.38% | custom_existing | 2.283% | 445.9301 | 454.6124 | 454.3875 | 454.3886 | 454.2841 | 454.617 | 454.3921 | 454.3932 | 454.4152 | 454.495 | 445.9301 | 900.5426 | 1354.93 | 1809.3187 | 2263.6028 | 2718.2198 | 3172.6119 | 3627.0051 | 4081.4203 | 4535.9153 | 0.061392 | 0.12398 | 0.18654 | 0.24909 | 0.31164 | 0.37422 | 0.43678 | 0.49934 | 0.5619 | 0.62447 | 0.059878 | 0.12092 | 0.18194 | 0.24295 | 0.30395 | 0.365 | 0.42601 | 0.48703 | 0.54804 | 0.60907
Primary Resources Industries_Existing_Process Refrig Controls_TRC | Ach | Primary Resources Industries | Process Cooling | Process Cooling | TRC | New | NN585 | Process Refrig Controls | Process Refrig Controls | NonEquip | 15 | Process Cooling | 33.75% | custom | 6% | 0.94196 | 0 | 0 | 0 | 0.35037 | 0 | 0 | 0 | 0.0017617 | 0 | 0.94196 | 0.94196 | 0.94196 | 0.94196 | 1.2923 | 1.2923 | 1.2923 | 1.2923 | 1.2941 | 1.2941 | 0.00012968 | 0.00012968 | 0.00012968 | 0.00012968 | 0.00017792 | 0.00017792 | 0.00017792 | 0.00017792 | 0.00017816 | 0.00017816 | 0.00012648 | 0.00012648 | 0.00012648 | 0.00012648 | 0.00017353 | 0.00017353 | 0.00017353 | 0.00017353 | 0.00017377 | 0.00017377
Primary Resources Industries_Existing_Process Refrig Controls_TRC | Ach | Primary Resources Industries | Process Cooling | Process Cooling | TRC | Existing | NE584 | Process Refrig Controls | Process Refrig Controls | NonEquip | 15 | Process Cooling | 33.75% | custom_existing | 6% | 144.5108 | 143.1478 | 143.0769 | 143.0773 | 143.0444 | 143.1492 | 143.0784 | 143.0787 | 143.0857 | 143.1108 | 144.5108 | 287.6586 | 430.7355 | 573.8128 | 716.8572 | 860.0064 | 1003.0848 | 1146.1636 | 1289.2492 | 1432.36 | 0.019895 | 0.039603 | 0.0593 | 0.078998 | 0.098691 | 0.1184 | 0.1381 | 0.15779 | 0.17749 | 0.1972 | 0.019405 | 0.038626 | 0.057838 | 0.07705 | 0.096258 | 0.11548 | 0.13469 | 0.1539 | 0.17312 | 0.19233
Primary Resources Industries_Existing_Motor Equipment Upgrades_TRC | Ach | Primary Resources Industries | Motors Pumps | Motors Pumps | TRC | Turnover | ET566 | Motor Equipment Upgrades | Motor Equipment Upgrades | Equip | 10 | Motors Pumps | 7.993% | custom | 1.263% | 55.7584 | 60.1194 | 57.1231 | 40.6321 | 20.7524 | 8.0144 | 2.6141 | 0.79674 | 0.23722 | 0.070192 | 55.7584 | 115.8778 | 173.0009 | 213.633 | 234.3854 | 242.3999 | 245.014 | 245.8107 | 246.0479 | 246.1181 | 0.0075085 | 0.015604 | 0.023296 | 0.028768 | 0.031563 | 0.032642 | 0.032994 | 0.033101 | 0.033133 | 0.033143 | 0.0073102 | 0.015192 | 0.022681 | 0.028008 | 0.030729 | 0.03178 | 0.032122 | 0.032227 | 0.032258 | 0.032267
Primary Resources Industries_Existing_Motor Equipment Upgrades_TRC | Ach | Primary Resources Industries | Motors Pumps | Motors Pumps | TRC | New | EN565 | Motor Equipment Upgrades | Motor Equipment Upgrades | Equip | 10 | Motors Pumps | 7.993% | custom | 1.263% | 0.36233 | 0 | 0 | 0 | 0.13477 | 0 | 0 | 0 | 0.00067764 | 0 | 0.36233 | 0.36233 | 0.36233 | 0.36233 | 0.4971 | 0.4971 | 0.4971 | 0.4971 | 0.49778 | 0.49778 | 4.8792e-05 | 4.8792e-05 | 4.8792e-05 | 4.8792e-05 | 6.694e-05 | 6.694e-05 | 6.694e-05 | 6.694e-05 | 6.7031e-05 | 6.7031e-05 | 4.7503e-05 | 4.7503e-05 | 4.7503e-05 | 4.7503e-05 | 6.5172e-05 | 6.5172e-05 | 6.5172e-05 | 6.5172e-05 | 6.5261e-05 | 6.5261e-05
Primary Resources Industries_Existing_Motor Equipment Upgrades_TRC | Ach | Primary Resources Industries | Motors Pumps | Motors Pumps | TRC | Existing | EE564 | Motor Equipment Upgrades | Motor Equipment Upgrades | Equip | 10 | Motors Pumps | 7.993% | custom | 1.263% | 0 | 0 | 0 | 0 | 0 | 0 | 0 | 0 | 0 | 0 | 0 | 0 | 0 | 0 | 0 | 0 | 0 | 0 | 0 | 0 | 0 | 0 | 0 | 0 | 0 | 0 | 0 | 0 | 0 | 0 | 0 | 0 | 0 | 0 | 0 | 0 | 0 | 0 | 0 | 0
Primary Resources Industries_Existing_Efficient Lighting - Other Interior Lighting_TRC | Ach | Primary Resources Industries | Industrial Lighting | Industrial Lighting | TRC | Turnover | ET552 | Efficient Lighting - Other Interior Lighting | Efficient Lighting - Other Interior Lighting | Equip | 14.4667 | Industrial Lighting | 41.12% | prescriptive_light | 38.99% | 3092.1193 | 3132.3006 | 2975.5915 | 2319.6609 | 1425.2064 | 703.6925 | 297.9211 | 116.7822 | 44.2896 | 16.3193 | 3092.1193 | 6224.4199 | 9200.0114 | 11519.6723 | 12944.8787 | 13648.5712 | 13946.4923 | 14063.2746 | 14107.5642 | 14123.8835 | 0.44136 | 0.88846 | 1.3132 | 1.6443 | 1.8477 | 1.9482 | 1.9907 | 2.0074 | 2.0137 | 2.016 | 0.42901 | 0.8636 | 1.2765 | 1.5983 | 1.796 | 1.8937 | 1.935 | 1.9512 | 1.9573 | 1.9596
Primary Resources Industries_Existing_Efficient Lighting - High Bay_TRC | Ach | Primary Resources Industries | Industrial Lighting | Industrial Lighting | TRC | Turnover | ET549 | Efficient Lighting - High Bay | Efficient Lighting - High Bay | Equip | 13.6667 | Industrial Lighting | 41.12% | prescriptive_light | 48.41% | 3834.4032 | 3957.4384 | 3723.5797 | 2794.8209 | 1641.4285 | 784.6518 | 326.6626 | 127.1242 | 48.0743 | 17.6944 | 3834.4032 | 7791.8415 | 11515.4212 | 14310.2421 | 15951.6706 | 16736.3223 | 17062.9849 | 17190.1091 | 17238.1834 | 17255.8778 | 0.54731 | 1.1122 | 1.6437 | 2.0426 | 2.2769 | 2.3889 | 2.4355 | 2.4537 | 2.4605 | 2.4631 | 0.532 | 1.0811 | 1.5977 | 1.9855 | 2.2132 | 2.3221 | 2.3674 | 2.385 | 2.3917 | 2.3942
Primary Resources Industries_Existing_Efficient Lighting - Other Interior Lighting_TRC | Ach | Primary Resources Industries | Industrial Lighting | Industrial Lighting | TRC | New | EN551 | Efficient Lighting - Other Interior Lighting | Efficient Lighting - Other Interior Lighting | Equip | 14.4667 | Industrial Lighting | 41.12% | prescriptive_light | 38.99% | 21.0234 | 0 | 0 | 0 | 9.6842 | 0 | 0 | 0 | 0.13238 | 0 | 21.0234 | 21.0234 | 21.0234 | 21.0234 | 30.7076 | 30.7076 | 30.7076 | 30.7076 | 30.84 | 30.84 | 0.0030008 | 0.0030008 | 0.0030008 | 0.0030008 | 0.0043831 | 0.0043831 | 0.0043831 | 0.0043831 | 0.004402 | 0.004402 | 0.0029169 | 0.0029169 | 0.0029169 | 0.0029169 | 0.0042605 | 0.0042605 | 0.0042605 | 0.0042605 | 0.0042789 | 0.0042789
Primary Resources Industries_Existing_Efficient Lighting - High Bay_TRC | Ach | Primary Resources Industries | Industrial Lighting | Industrial Lighting | TRC | New | EN548 | Efficient Lighting - High Bay | Efficient Lighting - High Bay | Equip | 13.6667 | Industrial Lighting | 41.12% | prescriptive_light | 48.41% | 26.0703 | 0 | 0 | 0 | 11.1534 | 0 | 0 | 0 | 0.14369 | 0 | 26.0703 | 26.0703 | 26.0703 | 26.0703 | 37.2237 | 37.2237 | 37.2237 | 37.2237 | 37.3674 | 37.3674 | 0.0037212 | 0.0037212 | 0.0037212 | 0.0037212 | 0.0053132 | 0.0053132 | 0.0053132 | 0.0053132 | 0.0053337 | 0.0053337 | 0.0036171 | 0.0036171 | 0.0036171 | 0.0036171 | 0.0051646 | 0.0051646 | 0.0051646 | 0.0051646 | 0.0051845 | 0.0051845
Primary Resources Industries_Existing_Efficient Lighting - Other Interior Lighting_TRC | Ach | Primary Resources Industries | Industrial Lighting | Industrial Lighting | TRC | Existing | EE550 | Efficient Lighting - Other Interior Lighting | Efficient Lighting - Other Interior Lighting | Equip | 14.4667 | Industrial Lighting | 41.12% | prescriptive_light | 38.99% | 0 | 0 | 0 | 0 | 0 | 0 | 0 | 0 | 0 | 0 | 0 | 0 | 0 | 0 | 0 | 0 | 0 | 0 | 0 | 0 | 0 | 0 | 0 | 0 | 0 | 0 | 0 | 0 | 0 | 0 | 0 | 0 | 0 | 0 | 0 | 0 | 0 | 0 | 0 | 0
Primary Resources Industries_Existing_Efficient Lighting - High Bay_TRC | Ach | Primary Resources Industries | Industrial Lighting | Industrial Lighting | TRC | Existing | EE547 | Efficient Lighting - High Bay | Efficient Lighting - High Bay | Equip | 13.6667 | Industrial Lighting | 41.12% | prescriptive_light | 48.41% | 0 | 0 | 0 | 0 | 0 | 0 | 0 | 0 | 0 | 0 | 0 | 0 | 0 | 0 | 0 | 0 | 0 | 0 | 0 | 0 | 0 | 0 | 0 | 0 | 0 | 0 | 0 | 0 | 0 | 0 | 0 | 0 | 0 | 0 | 0 | 0 | 0 | 0 | 0 | 0
Primary Resources Industries_Existing_HVAC Equipment Upgrades_TRC | Ach | Primary Resources Industries | HVAC | HVAC | TRC | Turnover | ET544 | HVAC Equipment Upgrades | HVAC Equipment Upgrades | Equip | 18 | HVAC | 9.958% | custom | 24.15% | 261.7109 | 282.1796 | 268.1164 | 190.7131 | 97.4045 | 37.617 | 12.2696 | 3.7396 | 1.1134 | 0.32946 | 261.7109 | 543.8905 | 812.0069 | 1002.72 | 1100.1246 | 1137.7416 | 1150.0112 | 1153.7509 | 1154.8643 | 1155.1937 | 0.037282 | 0.077479 | 0.11567 | 0.14284 | 0.15672 | 0.16208 | 0.16382 | 0.16436 | 0.16451 | 0.16456 | 0.036377 | 0.075599 | 0.11287 | 0.13938 | 0.15291 | 0.15814 | 0.15985 | 0.16037 | 0.16052 | 0.16057
Primary Resources Industries_Existing_HVAC Equipment Upgrades_TRC | Ach | Primary Resources Industries | HVAC | HVAC | TRC | New | EN543 | HVAC Equipment Upgrades | HVAC Equipment Upgrades | Equip | 18 | HVAC | 9.958% | custom | 24.15% | 2.1573 | 0 | 0 | 0 | 0.80243 | 0 | 0 | 0 | 0.0040347 | 0 | 2.1573 | 2.1573 | 2.1573 | 2.1573 | 2.9597 | 2.9597 | 2.9597 | 2.9597 | 2.9638 | 2.9638 | 0.00030732 | 0.00030732 | 0.00030732 | 0.00030732 | 0.00042163 | 0.00042163 | 0.00042163 | 0.00042163 | 0.0004222 | 0.0004222 | 0.00029986 | 0.00029986 | 0.00029986 | 0.00029986 | 0.0004114 | 0.0004114 | 0.0004114 | 0.0004114 | 0.00041196 | 0.00041196
Primary Resources Industries_Existing_HVAC Equipment Upgrades_TRC | Ach | Primary Resources Industries | HVAC | HVAC | TRC | Existing | EE542 | HVAC Equipment Upgrades | HVAC Equipment Upgrades | Equip | 18 | HVAC | 9.958% | custom | 24.15% | 0 | 0 | 0 | 0 | 0 | 0 | 0 | 0 | 0 | 0 | 0 | 0 | 0 | 0 | 0 | 0 | 0 | 0 | 0 | 0 | 0 | 0 | 0 | 0 | 0 | 0 | 0 | 0 | 0 | 0 | 0 | 0 | 0 | 0 | 0 | 0 | 0 | 0 | 0 | 0
Stone/Clay/Glass/Concrete_Existing_Process Heat System Optimization_TRC | Ach | Stone/Clay/Glass/Concrete | Process Heating | Process Heating | TRC | New | NN670 | Process Heat System Optimization | Process Heat System Optimization | NonEquip | 2 | Process Heating | 1.808% | custom | 26.85% | 0.34183 | 0 | 0 | 0 | 0.12715 | 0 | 0 | 0 | 0.0006393 | 0 | 0.34183 | 0.34183 | 0.34183 | 0.34183 | 0.46897 | 0.46897 | 0.46897 | 0.46897 | 0.46961 | 0.46961 | 4.706e-05 | 4.706e-05 | 4.706e-05 | 4.706e-05 | 6.4565e-05 | 6.4565e-05 | 6.4565e-05 | 6.4565e-05 | 6.4653e-05 | 6.4653e-05 | 4.59e-05 | 4.59e-05 | 4.59e-05 | 4.59e-05 | 6.2973e-05 | 6.2973e-05 | 6.2973e-05 | 6.2973e-05 | 6.3058e-05 | 6.3058e-05
Stone/Clay/Glass/Concrete_Existing_Process Heat Improved Controls_TRC | Ach | Stone/Clay/Glass/Concrete | Process Heating | Process Heating | TRC | New | NN668 | Process Heat Improved Controls | Process Heat Improved Controls | NonEquip | 15 | Process Heating | 36.23% | custom | 2.283% | 0.60829 | 0 | 0 | 0 | 0.23615 | 0 | 0 | 0 | 0.0012213 | 0 | 0.60829 | 0.60829 | 0.60829 | 0.60829 | 0.84444 | 0.84444 | 0.84444 | 0.84444 | 0.84566 | 0.84566 | 8.3745e-05 | 8.3745e-05 | 8.3745e-05 | 8.3745e-05 | 0.00011626 | 0.00011626 | 0.00011626 | 0.00011626 | 0.00011642 | 0.00011642 | 8.168e-05 | 8.168e-05 | 8.168e-05 | 8.168e-05 | 0.00011339 | 0.00011339 | 0.00011339 | 0.00011339 | 0.00011355 | 0.00011355
Stone/Clay/Glass/Concrete_Existing_Process Heat System Optimization_TRC | Ach | Stone/Clay/Glass/Concrete | Process Heating | Process Heating | TRC | Existing | NE669 | Process Heat System Optimization | Process Heat System Optimization | NonEquip | 2 | Process Heating | 1.808% | custom_existing | 26.85% | 50.9548 | 51.9469 | 51.9211 | 51.9213 | 51.9093 | 51.9474 | 51.9217 | 51.9218 | 51.9243 | 51.9334 | 50.9548 | 102.9016 | 154.8228 | 206.744 | 258.6534 | 310.6008 | 362.5224 | 414.4442 | 466.3685 | 518.302 | 0.0070151 | 0.014167 | 0.021315 | 0.028463 | 0.035609 | 0.042761 | 0.049909 | 0.057057 | 0.064206 | 0.071356 | 0.0068421 | 0.013817 | 0.020789 | 0.027761 | 0.034731 | 0.041707 | 0.048679 | 0.055651 | 0.062623 | 0.069596
Stone/Clay/Glass/Concrete_Existing_Process Heat Improved Controls_TRC | Ach | Stone/Clay/Glass/Concrete | Process Heating | Process Heating | TRC | Existing | NE667 | Process Heat Improved Controls | Process Heat Improved Controls | NonEquip | 15 | Process Heating | 36.23% | custom_existing | 2.283% | 97.3546 | 96.6672 | 91.9075 | 65.3764 | 33.4113 | 12.8881 | 4.2064 | 1.2821 | 0.38184 | 0.11293 | 97.3546 | 194.0219 | 285.9293 | 351.3057 | 384.717 | 397.6051 | 401.8115 | 403.0936 | 403.4754 | 403.5884 | 0.013403 | 0.026711 | 0.039365 | 0.048365 | 0.052965 | 0.054739 | 0.055318 | 0.055495 | 0.055547 | 0.055563 | 0.013073 | 0.026053 | 0.038394 | 0.047173 | 0.051659 | 0.053389 | 0.053954 | 0.054126 | 0.054178 | 0.054193
Stone/Clay/Glass/Concrete_Existing_Process Heat Equipment Upgrade_TRC | Ach | Stone/Clay/Glass/Concrete | Process Heating | Process Heating | TRC | Turnover | ET666 | Process Heat Equipment Upgrade | Process Heat Equipment Upgrade | Equip | 10 | Process Heating | 25% | custom | 75% | 2088.2127 | 2251.5344 | 2139.3228 | 1521.7157 | 777.1989 | 300.1494 | 97.9005 | 29.8388 | 8.8841 | 2.6288 | 2088.2127 | 4339.747 | 6479.0698 | 8000.7856 | 8777.9844 | 9078.1338 | 9176.0343 | 9205.8731 | 9214.7573 | 9217.386 | 0.28749 | 0.59746 | 0.89199 | 1.1015 | 1.2085 | 1.2498 | 1.2633 | 1.2674 | 1.2686 | 1.269 | 0.2804 | 0.58273 | 0.86999 | 1.0743 | 1.1787 | 1.219 | 1.2321 | 1.2361 | 1.2373 | 1.2377
Stone/Clay/Glass/Concrete_Existing_Process Heat Equipment Upgrade_TRC | Ach | Stone/Clay/Glass/Concrete | Process Heating | Process Heating | TRC | New | EN665 | Process Heat Equipment Upgrade | Process Heat Equipment Upgrade | Equip | 10 | Process Heating | 25% | custom | 75% | 12.1663 | 0 | 0 | 0 | 4.5301 | 0 | 0 | 0 | 0.022793 | 0 | 12.1663 | 12.1663 | 12.1663 | 12.1663 | 16.6964 | 16.6964 | 16.6964 | 16.6964 | 16.7192 | 16.7192 | 0.001675 | 0.001675 | 0.001675 | 0.001675 | 0.0022986 | 0.0022986 | 0.0022986 | 0.0022986 | 0.0023018 | 0.0023018 | 0.0016337 | 0.0016337 | 0.0016337 | 0.0016337 | 0.002242 | 0.002242 | 0.002242 | 0.002242 | 0.002245 | 0.002245
Stone/Clay/Glass/Concrete_Existing_Process Heat Equipment Upgrade_TRC | Ach | Stone/Clay/Glass/Concrete | Process Heating | Process Heating | TRC | Existing | EE664 | Process Heat Equipment Upgrade | Process Heat Equipment Upgrade | Equip | 10 | Process Heating | 25% | custom | 75% | 0 | 0 | 0 | 0 | 0 | 0 | 0 | 0 | 0 | 0 | 0 | 0 | 0 | 0 | 0 | 0 | 0 | 0 | 0 | 0 | 0 | 0 | 0 | 0 | 0 | 0 | 0 | 0 | 0 | 0 | 0 | 0 | 0 | 0 | 0 | 0 | 0 | 0 | 0 | 0
Stone/Clay/Glass/Concrete_Existing_Process Refrig Controls_TRC | Ach | Stone/Clay/Glass/Concrete | Process Cooling | Process Cooling | TRC | New | NN658 | Process Refrig Controls | Process Refrig Controls | NonEquip | 15 | Process Cooling | 33.75% | custom | 6% | 0.24414 | 0 | 0 | 0 | 0.09122 | 0 | 0 | 0 | 0.00046006 | 0 | 0.24414 | 0.24414 | 0.24414 | 0.24414 | 0.33536 | 0.33536 | 0.33536 | 0.33536 | 0.33582 | 0.33582 | 3.3611e-05 | 3.3611e-05 | 3.3611e-05 | 3.3611e-05 | 4.617e-05 | 4.617e-05 | 4.617e-05 | 4.617e-05 | 4.6233e-05 | 4.6233e-05 | 3.2783e-05 | 3.2783e-05 | 3.2783e-05 | 3.2783e-05 | 4.5032e-05 | 4.5032e-05 | 4.5032e-05 | 4.5032e-05 | 4.5093e-05 | 4.5093e-05
Stone/Clay/Glass/Concrete_Existing_Process Refrig Controls_TRC | Ach | Stone/Clay/Glass/Concrete | Process Cooling | Process Cooling | TRC | Existing | NE657 | Process Refrig Controls | Process Refrig Controls | NonEquip | 15 | Process Cooling | 33.75% | custom_existing | 6% | 37.7399 | 37.3839 | 37.3654 | 37.3655 | 37.3569 | 37.3843 | 37.3658 | 37.3659 | 37.3677 | 37.3742 | 37.7399 | 75.1237 | 112.4891 | 149.8546 | 187.2115 | 224.5958 | 261.9615 | 299.3274 | 336.6951 | 374.0693 | 0.0051957 | 0.010342 | 0.015487 | 0.020631 | 0.025774 | 0.030921 | 0.036065 | 0.041209 | 0.046354 | 0.051499 | 0.0050676 | 0.010087 | 0.015105 | 0.020122 | 0.025138 | 0.030158 | 0.035176 | 0.040193 | 0.045211 | 0.050229
Stone/Clay/Glass/Concrete_Existing_Process Refrig Equipment Upgrade_TRC | Ach | Stone/Clay/Glass/Concrete | Process Cooling | Process Cooling | TRC | Turnover | ET661 | Process Refrig Equipment Upgrade | Process Refrig Equipment Upgrade | Equip | 10 | Process Cooling | 21% | custom | 10.03% | 27.7539 | 29.9246 | 28.4332 | 20.2247 | 10.3296 | 3.9892 | 1.3012 | 0.39658 | 0.11808 | 0.034938 | 27.7539 | 57.6785 | 86.1117 | 106.3365 | 116.666 | 120.6552 | 121.9564 | 122.353 | 122.471 | 122.506 | 0.0038209 | 0.0079407 | 0.011855 | 0.01464 | 0.016062 | 0.016611 | 0.01679 | 0.016845 | 0.016861 | 0.016866 | 0.0037267 | 0.0077449 | 0.011563 | 0.014279 | 0.015666 | 0.016201 | 0.016376 | 0.016429 | 0.016445 | 0.01645
Stone/Clay/Glass/Concrete_Existing_Process Refrig Equipment Upgrade_TRC | Ach | Stone/Clay/Glass/Concrete | Process Cooling | Process Cooling | TRC | New | EN660 | Process Refrig Equipment Upgrade | Process Refrig Equipment Upgrade | Equip | 10 | Process Cooling | 21% | custom | 10.03% | 0.21709 | 0 | 0 | 0 | 0.080748 | 0 | 0 | 0 | 0.00040601 | 0 | 0.21709 | 0.21709 | 0.21709 | 0.21709 | 0.29784 | 0.29784 | 0.29784 | 0.29784 | 0.29824 | 0.29824 | 2.9887e-05 | 2.9887e-05 | 2.9887e-05 | 2.9887e-05 | 4.1004e-05 | 4.1004e-05 | 4.1004e-05 | 4.1004e-05 | 4.106e-05 | 4.106e-05 | 2.915e-05 | 2.915e-05 | 2.915e-05 | 2.915e-05 | 3.9993e-05 | 3.9993e-05 | 3.9993e-05 | 3.9993e-05 | 4.0047e-05 | 4.0047e-05
Stone/Clay/Glass/Concrete_Existing_Process Refrig Equipment Upgrade_TRC | Ach | Stone/Clay/Glass/Concrete | Process Cooling | Process Cooling | TRC | Existing | EE659 | Process Refrig Equipment Upgrade | Process Refrig Equipment Upgrade | Equip | 10 | Process Cooling | 21% | custom | 10.03% | 0 | 0 | 0 | 0 | 0 | 0 | 0 | 0 | 0 | 0 | 0 | 0 | 0 | 0 | 0 | 0 | 0 | 0 | 0 | 0 | 0 | 0 | 0 | 0 | 0 | 0 | 0 | 0 | 0 | 0 | 0 | 0 | 0 | 0 | 0 | 0 | 0 | 0 | 0 | 0
Stone/Clay/Glass/Concrete_Existing_Pump Equipment Upgrade_TRC | Ach | Stone/Clay/Glass/Concrete | Motors Pumps | Motors Pumps | TRC | Turnover | ET648 | Pump Equipment Upgrade | Pump Equipment Upgrade | Equip | 15 | Motors Pumps | 75.53% | custom | 3.425% | 288.6271 | 311.201 | 295.6914 | 210.3274 | 107.4223 | 41.4858 | 13.5315 | 4.1242 | 1.2279 | 0.36334 | 288.6271 | 599.8281 | 895.5195 | 1105.8469 | 1213.2693 | 1254.7551 | 1268.2866 | 1272.4109 | 1273.6388 | 1274.0022 | 0.038867 | 0.080773 | 0.12059 | 0.14891 | 0.16338 | 0.16897 | 0.17079 | 0.17134 | 0.17151 | 0.17156 | 0.03784 | 0.07864 | 0.11741 | 0.14498 | 0.15906 | 0.1645 | 0.16628 | 0.16682 | 0.16698 | 0.16703
Stone/Clay/Glass/Concrete_Existing_Pump Equipment Upgrade_TRC | Ach | Stone/Clay/Glass/Concrete | Motors Pumps | Motors Pumps | TRC | New | EN647 | Pump Equipment Upgrade | Pump Equipment Upgrade | Equip | 15 | Motors Pumps | 75.53% | custom | 3.425% | 1.8756 | 0 | 0 | 0 | 0.69763 | 0 | 0 | 0 | 0.0035077 | 0 | 1.8756 | 1.8756 | 1.8756 | 1.8756 | 2.5732 | 2.5732 | 2.5732 | 2.5732 | 2.5767 | 2.5767 | 0.00025256 | 0.00025256 | 0.00025256 | 0.00025256 | 0.00034651 | 0.00034651 | 0.00034651 | 0.00034651 | 0.00034698 | 0.00034698 | 0.00024589 | 0.00024589 | 0.00024589 | 0.00024589 | 0.00033736 | 0.00033736 | 0.00033736 | 0.00033736 | 0.00033782 | 0.00033782
Stone/Clay/Glass/Concrete_Existing_Pump Equipment Upgrade_TRC | Ach | Stone/Clay/Glass/Concrete | Motors Pumps | Motors Pumps | TRC | Existing | EE646 | Pump Equipment Upgrade | Pump Equipment Upgrade | Equip | 15 | Motors Pumps | 75.53% | custom | 3.425% | 0 | 0 | 0 | 0 | 0 | 0 | 0 | 0 | 0 | 0 | 0 | 0 | 0 | 0 | 0 | 0 | 0 | 0 | 0 | 0 | 0 | 0 | 0 | 0 | 0 | 0 | 0 | 0 | 0 | 0 | 0 | 0 | 0 | 0 | 0 | 0 | 0 | 0 | 0 | 0
Stone/Clay/Glass/Concrete_Existing_Fan Equipment Upgrades_TRC | Ach | Stone/Clay/Glass/Concrete | Motors Fans Blowers | Motors Fans Blowers | TRC | Turnover | ET632 | Fan Equipment Upgrades | Fan Equipment Upgrades | Equip | 15 | Motors Fans Blowers | 76.37% | custom | 3.425% | 137.6872 | 148.4559 | 141.0572 | 100.335 | 51.245 | 19.7905 | 6.4551 | 1.9674 | 0.58578 | 0.17333 | 137.6872 | 286.1431 | 427.2003 | 527.5353 | 578.7803 | 598.5708 | 605.0259 | 606.9933 | 607.5791 | 607.7524 | 0.018541 | 0.038532 | 0.057527 | 0.071038 | 0.077939 | 0.080604 | 0.081473 | 0.081738 | 0.081817 | 0.081841 | 0.018051 | 0.037515 | 0.056008 | 0.069162 | 0.075881 | 0.078475 | 0.079322 | 0.079579 | 0.079656 | 0.079679
Stone/Clay/Glass/Concrete_Existing_Fan Equipment Upgrades_TRC | Ach | Stone/Clay/Glass/Concrete | Motors Fans Blowers | Motors Fans Blowers | TRC | New | EN631 | Fan Equipment Upgrades | Fan Equipment Upgrades | Equip | 15 | Motors Fans Blowers | 76.37% | custom | 3.425% | 0.903 | 0 | 0 | 0 | 0.33588 | 0 | 0 | 0 | 0.0016888 | 0 | 0.903 | 0.903 | 0.903 | 0.903 | 1.2389 | 1.2389 | 1.2389 | 1.2389 | 1.2406 | 1.2406 | 0.0001216 | 0.0001216 | 0.0001216 | 0.0001216 | 0.00016683 | 0.00016683 | 0.00016683 | 0.00016683 | 0.00016706 | 0.00016706 | 0.00011839 | 0.00011839 | 0.00011839 | 0.00011839 | 0.00016242 | 0.00016242 | 0.00016242 | 0.00016242 | 0.00016264 | 0.00016264
Stone/Clay/Glass/Concrete_Existing_Fan Equipment Upgrades_TRC | Ach | Stone/Clay/Glass/Concrete | Motors Fans Blowers | Motors Fans Blowers | TRC | Existing | EE630 | Fan Equipment Upgrades | Fan Equipment Upgrades | Equip | 15 | Motors Fans Blowers | 76.37% | custom | 3.425% | 0 | 0 | 0 | 0 | 0 | 0 | 0 | 0 | 0 | 0 | 0 | 0 | 0 | 0 | 0 | 0 | 0 | 0 | 0 | 0 | 0 | 0 | 0 | 0 | 0 | 0 | 0 | 0 | 0 | 0 | 0 | 0 | 0 | 0 | 0 | 0 | 0 | 0 | 0 | 0
Stone/Clay/Glass/Concrete_Existing_Efficient Lighting - Other Interior Lighting_TRC | Ach | Stone/Clay/Glass/Concrete | Industrial Lighting | Industrial Lighting | TRC | Turnover | ET627 | Efficient Lighting - Other Interior Lighting | Efficient Lighting - Other Interior Lighting | Equip | 14.4667 | Industrial Lighting | 41.63% | prescriptive_light | 38.99% | 506.4677 | 518.3408 | 489.8156 | 374.0395 | 224.3379 | 108.9014 | 45.7054 | 17.8493 | 6.7594 | 2.4892 | 506.4677 | 1024.8085 | 1514.624 | 1888.6636 | 2113.0015 | 2221.9029 | 2267.6083 | 2285.4575 | 2292.2169 | 2294.7061 | 0.072292 | 0.14628 | 0.21619 | 0.26958 | 0.3016 | 0.31715 | 0.32367 | 0.32622 | 0.32718 | 0.32754 | 0.07027 | 0.14219 | 0.21015 | 0.26204 | 0.29317 | 0.30828 | 0.31462 | 0.31709 | 0.31803 | 0.31838
Stone/Clay/Glass/Concrete_Existing_Efficient Lighting - High Bay_TRC | Ach | Stone/Clay/Glass/Concrete | Industrial Lighting | Industrial Lighting | TRC | Turnover | ET624 | Efficient Lighting - High Bay | Efficient Lighting - High Bay | Equip | 13.6667 | Industrial Lighting | 20% | prescriptive_light | 48.41% | 280.8589 | 289.8709 | 272.7414 | 204.7125 | 120.2299 | 57.4735 | 23.9271 | 9.3115 | 3.5213 | 1.2961 | 280.8589 | 570.7298 | 843.4712 | 1048.1838 | 1168.4136 | 1225.8871 | 1249.8142 | 1259.1257 | 1262.647 | 1263.943 | 0.040089 | 0.081464 | 0.12039 | 0.14961 | 0.16678 | 0.17498 | 0.1784 | 0.17972 | 0.18023 | 0.18041 | 0.038968 | 0.079186 | 0.11703 | 0.14543 | 0.16211 | 0.17009 | 0.1734 | 0.1747 | 0.17519 | 0.17537
Stone/Clay/Glass/Concrete_Existing_Efficient Lighting - Other Interior Lighting_TRC | Ach | Stone/Clay/Glass/Concrete | Industrial Lighting | Industrial Lighting | TRC | New | EN626 | Efficient Lighting - Other Interior Lighting | Efficient Lighting - Other Interior Lighting | Equip | 14.4667 | Industrial Lighting | 41.63% | prescriptive_light | 38.99% | 3.4435 | 0 | 0 | 0 | 1.5244 | 0 | 0 | 0 | 0.020203 | 0 | 3.4435 | 3.4435 | 3.4435 | 3.4435 | 4.9679 | 4.9679 | 4.9679 | 4.9679 | 4.9881 | 4.9881 | 0.00049151 | 0.00049151 | 0.00049151 | 0.00049151 | 0.0007091 | 0.0007091 | 0.0007091 | 0.0007091 | 0.00071198 | 0.00071198 | 0.00047777 | 0.00047777 | 0.00047777 | 0.00047777 | 0.00068926 | 0.00068926 | 0.00068926 | 0.00068926 | 0.00069207 | 0.00069207
Stone/Clay/Glass/Concrete_Existing_Efficient Lighting - High Bay_TRC | Ach | Stone/Clay/Glass/Concrete | Industrial Lighting | Industrial Lighting | TRC | New | EN623 | Efficient Lighting - High Bay | Efficient Lighting - High Bay | Equip | 13.6667 | Industrial Lighting | 20% | prescriptive_light | 48.41% | 1.9096 | 0 | 0 | 0 | 0.81696 | 0 | 0 | 0 | 0.010525 | 0 | 1.9096 | 1.9096 | 1.9096 | 1.9096 | 2.7265 | 2.7265 | 2.7265 | 2.7265 | 2.7371 | 2.7371 | 0.00027257 | 0.00027257 | 0.00027257 | 0.00027257 | 0.00038918 | 0.00038918 | 0.00038918 | 0.00038918 | 0.00039068 | 0.00039068 | 0.00026494 | 0.00026494 | 0.00026494 | 0.00026494 | 0.00037829 | 0.00037829 | 0.00037829 | 0.00037829 | 0.00037975 | 0.00037975
Stone/Clay/Glass/Concrete_Existing_Efficient Lighting - Other Interior Lighting_TRC | Ach | Stone/Clay/Glass/Concrete | Industrial Lighting | Industrial Lighting | TRC | Existing | EE625 | Efficient Lighting - Other Interior Lighting | Efficient Lighting - Other Interior Lighting | Equip | 14.4667 | Industrial Lighting | 41.63% | prescriptive_light | 38.99% | 0 | 0 | 0 | 0 | 0 | 0 | 0 | 0 | 0 | 0 | 0 | 0 | 0 | 0 | 0 | 0 | 0 | 0 | 0 | 0 | 0 | 0 | 0 | 0 | 0 | 0 | 0 | 0 | 0 | 0 | 0 | 0 | 0 | 0 | 0 | 0 | 0 | 0 | 0 | 0
Stone/Clay/Glass/Concrete_Existing_Efficient Lighting - High Bay_TRC | Ach | Stone/Clay/Glass/Concrete | Industrial Lighting | Industrial Lighting | TRC | Existing | EE622 | Efficient Lighting - High Bay | Efficient Lighting - High Bay | Equip | 13.6667 | Industrial Lighting | 20% | prescriptive_light | 48.41% | 0 | 0 | 0 | 0 | 0 | 0 | 0 | 0 | 0 | 0 | 0 | 0 | 0 | 0 | 0 | 0 | 0 | 0 | 0 | 0 | 0 | 0 | 0 | 0 | 0 | 0 | 0 | 0 | 0 | 0 | 0 | 0 | 0 | 0 | 0 | 0 | 0 | 0 | 0 | 0
Stone/Clay/Glass/Concrete_Existing_Compressed Air Equipment_TRC | Ach | Stone/Clay/Glass/Concrete | Compressed Air | Compressed Air | TRC | Turnover | ET605 | Compressed Air Equipment | Compressed Air Equipment | Equip | 15 | Compressed Air | 77.48% | custom | 1.973% | 46.9327 | 50.6033 | 48.0814 | 34.2006 | 17.4676 | 6.7459 | 2.2003 | 0.67063 | 0.19967 | 0.059081 | 46.9327 | 97.536 | 145.6174 | 179.818 | 197.2856 | 204.0315 | 206.2318 | 206.9024 | 207.1021 | 207.1612 | 0.00632 | 0.013134 | 0.019609 | 0.024214 | 0.026567 | 0.027475 | 0.027771 | 0.027862 | 0.027889 | 0.027897 | 0.0061531 | 0.012787 | 0.019091 | 0.023575 | 0.025865 | 0.026749 | 0.027038 | 0.027126 | 0.027152 | 0.02716
Stone/Clay/Glass/Concrete_Existing_Compressed Air Equipment_TRC | Ach | Stone/Clay/Glass/Concrete | Compressed Air | Compressed Air | TRC | New | EN604 | Compressed Air Equipment | Compressed Air Equipment | Equip | 15 | Compressed Air | 77.48% | custom | 1.973% | 0.28239 | 0 | 0 | 0 | 0.10504 | 0 | 0 | 0 | 0.00052813 | 0 | 0.28239 | 0.28239 | 0.28239 | 0.28239 | 0.38742 | 0.38742 | 0.38742 | 0.38742 | 0.38795 | 0.38795 | 3.8027e-05 | 3.8027e-05 | 3.8027e-05 | 3.8027e-05 | 5.2171e-05 | 5.2171e-05 | 5.2171e-05 | 5.2171e-05 | 5.2242e-05 | 5.2242e-05 | 3.7022e-05 | 3.7022e-05 | 3.7022e-05 | 3.7022e-05 | 5.0793e-05 | 5.0793e-05 | 5.0793e-05 | 5.0793e-05 | 5.0862e-05 | 5.0862e-05
Stone/Clay/Glass/Concrete_Existing_Compressed Air Equipment_TRC | Ach | Stone/Clay/Glass/Concrete | Compressed Air | Compressed Air | TRC | Existing | EE603 | Compressed Air Equipment | Compressed Air Equipment | Equip | 15 | Compressed Air | 77.48% | custom | 1.973% | 0 | 0 | 0 | 0 | 0 | 0 | 0 | 0 | 0 | 0 | 0 | 0 | 0 | 0 | 0 | 0 | 0 | 0 | 0 | 0 | 0 | 0 | 0 | 0 | 0 | 0 | 0 | 0 | 0 | 0 | 0 | 0 | 0 | 0 | 0 | 0 | 0 | 0 | 0 | 0
Textiles and Leather_Existing_Process Heat System Optimization_TRC | Ach | Textiles and Leather | Process Heating | Process Heating | TRC | New | NN730 | Process Heat System Optimization | Process Heat System Optimization | NonEquip | 2 | Process Heating | 24.47% | custom | 8.837% | 2.6426 | 0 | 0 | 0 | 0.98295 | 0 | 0 | 0 | 0.0049424 | 0 | 2.6426 | 2.6426 | 2.6426 | 2.6426 | 3.6256 | 3.6256 | 3.6256 | 3.6256 | 3.6305 | 3.6305 | 0.00036382 | 0.00036382 | 0.00036382 | 0.00036382 | 0.00049914 | 0.00049914 | 0.00049914 | 0.00049914 | 0.00049982 | 0.00049982 | 0.00035485 | 0.00035485 | 0.00035485 | 0.00035485 | 0.00048684 | 0.00048684 | 0.00048684 | 0.00048684 | 0.0004875 | 0.0004875
Textiles and Leather_Existing_Process Heat System Optimization_TRC | Ach | Textiles and Leather | Process Heating | Process Heating | TRC | Existing | NE729 | Process Heat System Optimization | Process Heat System Optimization | NonEquip | 2 | Process Heating | 24.47% | custom_existing | 8.837% | 393.9269 | 401.5967 | 401.398 | 401.399 | 401.3067 | 401.6008 | 401.4021 | 401.4031 | 401.4225 | 401.4929 | 393.9269 | 795.5236 | 1196.9216 | 1598.3206 | 1999.6273 | 2401.2281 | 2802.6301 | 3204.0332 | 3605.4557 | 4006.9486 | 0.054233 | 0.10952 | 0.16478 | 0.22004 | 0.27529 | 0.33058 | 0.38584 | 0.44111 | 0.49637 | 0.55165 | 0.052896 | 0.10682 | 0.16072 | 0.21462 | 0.26851 | 0.32243 | 0.37633 | 0.43023 | 0.48413 | 0.53804
Textiles and Leather_Existing_Process Refrig Controls_TRC | Ach | Textiles and Leather | Process Cooling | Process Cooling | TRC | New | NN722 | Process Refrig Controls | Process Refrig Controls | NonEquip | 15 | Process Cooling | 33.75% | custom | 6% | 1.5754 | 0 | 0 | 0 | 0.58982 | 0 | 0 | 0 | 0.0029788 | 0 | 1.5754 | 1.5754 | 1.5754 | 1.5754 | 2.1652 | 2.1652 | 2.1652 | 2.1652 | 2.1682 | 2.1682 | 0.00021689 | 0.00021689 | 0.00021689 | 0.00021689 | 0.00029809 | 0.00029809 | 0.00029809 | 0.00029809 | 0.0002985 | 0.0002985 | 0.00021154 | 0.00021154 | 0.00021154 | 0.00021154 | 0.00029074 | 0.00029074 | 0.00029074 | 0.00029074 | 0.00029114 | 0.00029114
Textiles and Leather_Existing_Process Refrig Controls_TRC | Ach | Textiles and Leather | Process Cooling | Process Cooling | TRC | Existing | NE721 | Process Refrig Controls | Process Refrig Controls | NonEquip | 15 | Process Cooling | 33.75% | custom_existing | 6% | 244.3582 | 242.0533 | 241.9335 | 241.9342 | 241.8785 | 242.0558 | 241.936 | 241.9366 | 241.9483 | 241.9908 | 244.3582 | 486.4115 | 728.3451 | 970.2792 | 1212.1578 | 1454.2135 | 1696.1495 | 1938.0862 | 2180.0345 | 2422.0253 | 0.033641 | 0.066965 | 0.10027 | 0.13358 | 0.16688 | 0.2002 | 0.23351 | 0.26682 | 0.30013 | 0.33345 | 0.032812 | 0.065314 | 0.0978 | 0.13029 | 0.16277 | 0.19527 | 0.22775 | 0.26024 | 0.29273 | 0.32522
Textiles and Leather_Existing_Process Refrig Equipment Upgrade_TRC | Ach | Textiles and Leather | Process Cooling | Process Cooling | TRC | Turnover | ET725 | Process Refrig Equipment Upgrade | Process Refrig Equipment Upgrade | Equip | 10 | Process Cooling | 21% | custom | 14.49% | 222.3948 | 239.7885 | 227.838 | 162.0628 | 82.7717 | 31.9659 | 10.4264 | 3.1778 | 0.94616 | 0.27996 | 222.3948 | 462.1833 | 690.0213 | 852.0841 | 934.8559 | 966.8218 | 977.2482 | 980.426 | 981.3722 | 981.6522 | 0.030618 | 0.06363 | 0.094997 | 0.11731 | 0.1287 | 0.1331 | 0.13454 | 0.13498 | 0.13511 | 0.13515 | 0.029863 | 0.062061 | 0.092654 | 0.11442 | 0.12553 | 0.12982 | 0.13122 | 0.13165 | 0.13178 | 0.13181
Textiles and Leather_Existing_Process Refrig Equipment Upgrade_TRC | Ach | Textiles and Leather | Process Cooling | Process Cooling | TRC | New | EN724 | Process Refrig Equipment Upgrade | Process Refrig Equipment Upgrade | Equip | 10 | Process Cooling | 21% | custom | 14.49% | 1.7395 | 0 | 0 | 0 | 0.64704 | 0 | 0 | 0 | 0.0032534 | 0 | 1.7395 | 1.7395 | 1.7395 | 1.7395 | 2.3866 | 2.3866 | 2.3866 | 2.3866 | 2.3898 | 2.3898 | 0.00023949 | 0.00023949 | 0.00023949 | 0.00023949 | 0.00032857 | 0.00032857 | 0.00032857 | 0.00032857 | 0.00032902 | 0.00032902 | 0.00023358 | 0.00023358 | 0.00023358 | 0.00023358 | 0.00032047 | 0.00032047 | 0.00032047 | 0.00032047 | 0.0003209 | 0.0003209
Textiles and Leather_Existing_Process Refrig Equipment Upgrade_TRC | Ach | Textiles and Leather | Process Cooling | Process Cooling | TRC | Existing | EE723 | Process Refrig Equipment Upgrade | Process Refrig Equipment Upgrade | Equip | 10 | Process Cooling | 21% | custom | 14.49% | 0 | 0 | 0 | 0 | 0 | 0 | 0 | 0 | 0 | 0 | 0 | 0 | 0 | 0 | 0 | 0 | 0 | 0 | 0 | 0 | 0 | 0 | 0 | 0 | 0 | 0 | 0 | 0 | 0 | 0 | 0 | 0 | 0 | 0 | 0 | 0 | 0 | 0 | 0 | 0
Textiles and Leather_Existing_Motor Optimization_TRC | Ach | Textiles and Leather | Motors Pumps | Motors Pumps | TRC | New | NN715 | Motor Optimization | Motor Optimization | NonEquip | 10 | Motors Pumps | 72.03% | custom | 27.02% | 92.3936 | 0 | 0 | 0 | 34.3667 | 0 | 0 | 0 | 0.1728 | 0 | 92.3936 | 92.3936 | 92.3936 | 92.3936 | 126.7604 | 126.7604 | 126.7604 | 126.7604 | 126.9332 | 126.9332 | 0.012442 | 0.012442 | 0.012442 | 0.012442 | 0.01707 | 0.01707 | 0.01707 | 0.01707 | 0.017093 | 0.017093 | 0.012113 | 0.012113 | 0.012113 | 0.012113 | 0.016619 | 0.016619 | 0.016619 | 0.016619 | 0.016641 | 0.016641
Textiles and Leather_Existing_Motor Optimization_TRC | Ach | Textiles and Leather | Motors Pumps | Motors Pumps | TRC | Existing | NE714 | Motor Optimization | Motor Optimization | NonEquip | 10 | Motors Pumps | 72.03% | custom_existing | 27.02% | 13933.9881 | 14040.9069 | 14033.9585 | 14033.9941 | 14030.7656 | 14041.0488 | 14034.101 | 14034.1366 | 14034.815 | 14037.2785 | 13933.9881 | 27974.8951 | 42008.8536 | 56042.8477 | 70073.6133 | 84114.662 | 98148.763 | 112182.8997 | 126217.7147 | 140254.9931 | 1.8764 | 3.7671 | 5.657 | 7.5468 | 9.4362 | 11.327 | 13.2168 | 15.1067 | 16.9966 | 18.8869 | 1.8268 | 3.6676 | 5.5075 | 7.3475 | 9.187 | 11.0278 | 12.8677 | 14.7077 | 16.5477 | 18.388
Textiles and Leather_Existing_Efficient Lighting - Other Interior Lighting_TRC | Ach | Textiles and Leather | Industrial Lighting | Industrial Lighting | TRC | Turnover | ET701 | Efficient Lighting - Other Interior Lighting | Efficient Lighting - Other Interior Lighting | Equip | 14.4667 | Industrial Lighting | 76.99% | prescriptive_light | 38.99% | 14371.2123 | 14708.1166 | 13898.702 | 10613.5138 | 6365.6723 | 3090.1196 | 1296.908 | 506.4794 | 191.8001 | 70.6324 | 14371.2123 | 29079.3289 | 42978.0309 | 53591.5447 | 59957.2171 | 63047.3367 | 64344.2446 | 64850.724 | 65042.5241 | 65113.1565 | 2.0513 | 4.1507 | 6.1346 | 7.6495 | 8.5581 | 8.9992 | 9.1843 | 9.2566 | 9.284 | 9.2941 | 1.9939 | 4.0346 | 5.963 | 7.4355 | 8.3187 | 8.7475 | 8.9274 | 8.9977 | 9.0243 | 9.0341
Textiles and Leather_Existing_Efficient Lighting - High Bay_TRC | Ach | Textiles and Leather | Industrial Lighting | Industrial Lighting | TRC | Turnover | ET698 | Efficient Lighting - High Bay | Efficient Lighting - High Bay | Equip | 13.6667 | Industrial Lighting | 20% | prescriptive_light | 48.41% | 4309.7114 | 4447.9979 | 4185.1504 | 3141.2637 | 1844.8981 | 881.9163 | 367.1553 | 142.8823 | 54.0335 | 19.8878 | 4309.7114 | 8757.7093 | 12942.8597 | 16084.1234 | 17929.0215 | 18810.9377 | 19178.0931 | 19320.9754 | 19375.0089 | 19394.8967 | 0.61516 | 1.2501 | 1.8474 | 2.2958 | 2.5591 | 2.685 | 2.7374 | 2.7578 | 2.7655 | 2.7684 | 0.59795 | 1.2151 | 1.7958 | 2.2316 | 2.4876 | 2.6099 | 2.6609 | 2.6807 | 2.6882 | 2.6909
Textiles and Leather_Existing_Efficient Lighting - Other Interior Lighting_TRC | Ach | Textiles and Leather | Industrial Lighting | Industrial Lighting | TRC | New | EN700 | Efficient Lighting - Other Interior Lighting | Efficient Lighting - Other Interior Lighting | Equip | 14.4667 | Industrial Lighting | 76.99% | prescriptive_light | 38.99% | 97.7104 | 0 | 0 | 0 | 43.2544 | 0 | 0 | 0 | 0.57326 | 0 | 97.7104 | 97.7104 | 97.7104 | 97.7104 | 140.9648 | 140.9648 | 140.9648 | 140.9648 | 141.5381 | 141.5381 | 0.013947 | 0.013947 | 0.013947 | 0.013947 | 0.020121 | 0.020121 | 0.020121 | 0.020121 | 0.020203 | 0.020203 | 0.013557 | 0.013557 | 0.013557 | 0.013557 | 0.019558 | 0.019558 | 0.019558 | 0.019558 | 0.019638 | 0.019638
Textiles and Leather_Existing_Efficient Lighting - High Bay_TRC | Ach | Textiles and Leather | Industrial Lighting | Industrial Lighting | TRC | New | EN697 | Efficient Lighting - High Bay | Efficient Lighting - High Bay | Equip | 13.6667 | Industrial Lighting | 20% | prescriptive_light | 48.41% | 29.3019 | 0 | 0 | 0 | 12.536 | 0 | 0 | 0 | 0.1615 | 0 | 29.3019 | 29.3019 | 29.3019 | 29.3019 | 41.8379 | 41.8379 | 41.8379 | 41.8379 | 41.9994 | 41.9994 | 0.0041825 | 0.0041825 | 0.0041825 | 0.0041825 | 0.0059718 | 0.0059718 | 0.0059718 | 0.0059718 | 0.0059949 | 0.0059949 | 0.0040655 | 0.0040655 | 0.0040655 | 0.0040655 | 0.0058048 | 0.0058048 | 0.0058048 | 0.0058048 | 0.0058272 | 0.0058272
Textiles and Leather_Existing_Efficient Lighting - Other Interior Lighting_TRC | Ach | Textiles and Leather | Industrial Lighting | Industrial Lighting | TRC | Existing | EE699 | Efficient Lighting - Other Interior Lighting | Efficient Lighting - Other Interior Lighting | Equip | 14.4667 | Industrial Lighting | 76.99% | prescriptive_light | 38.99% | 0 | 0 | 0 | 0 | 0 | 0 | 0 | 0 | 0 | 0 | 0 | 0 | 0 | 0 | 0 | 0 | 0 | 0 | 0 | 0 | 0 | 0 | 0 | 0 | 0 | 0 | 0 | 0 | 0 | 0 | 0 | 0 | 0 | 0 | 0 | 0 | 0 | 0 | 0 | 0
Textiles and Leather_Existing_Efficient Lighting - High Bay_TRC | Ach | Textiles and Leather | Industrial Lighting | Industrial Lighting | TRC | Existing | EE696 | Efficient Lighting - High Bay | Efficient Lighting - High Bay | Equip | 13.6667 | Industrial Lighting | 20% | prescriptive_light | 48.41% | 0 | 0 | 0 | 0 | 0 | 0 | 0 | 0 | 0 | 0 | 0 | 0 | 0 | 0 | 0 | 0 | 0 | 0 | 0 | 0 | 0 | 0 | 0 | 0 | 0 | 0 | 0 | 0 | 0 | 0 | 0 | 0 | 0 | 0 | 0 | 0 | 0 | 0 | 0 | 0
Textiles and Leather_Existing_Building Envelope Improvements_TRC | Ach | Textiles and Leather | HVAC | HVAC | TRC | New | NN688 | Building Envelope Improvements | Building Envelope Improvements | NonEquip | 15 | HVAC | 19.11% | custom | 7.051% | 4.2103 | 0 | 0 | 0 | 1.5661 | 0 | 0 | 0 | 0.0078743 | 0 | 4.2103 | 4.2103 | 4.2103 | 4.2103 | 5.7764 | 5.7764 | 5.7764 | 5.7764 | 5.7843 | 5.7843 | 0.00059978 | 0.00059978 | 0.00059978 | 0.00059978 | 0.00082287 | 0.00082287 | 0.00082287 | 0.00082287 | 0.00082399 | 0.00082399 | 0.00058523 | 0.00058523 | 0.00058523 | 0.00058523 | 0.00080291 | 0.00080291 | 0.00080291 | 0.00080291 | 0.000804 | 0.000804
Textiles and Leather_Existing_Building Envelope Improvements_TRC | Ach | Textiles and Leather | HVAC | HVAC | TRC | Existing | NE687 | Building Envelope Improvements | Building Envelope Improvements | NonEquip | 15 | HVAC | 19.11% | custom_existing | 7.051% | 648.6795 | 639.8366 | 639.5199 | 639.5216 | 639.3744 | 639.843 | 639.5264 | 639.5281 | 639.559 | 639.6712 | 648.6795 | 1288.5161 | 1928.036 | 2567.5576 | 3206.932 | 3846.775 | 4486.3015 | 5125.8295 | 5765.3885 | 6405.0597 | 0.092407 | 0.18355 | 0.27466 | 0.36576 | 0.45684 | 0.54799 | 0.63909 | 0.73019 | 0.8213 | 0.91242 | 0.090165 | 0.1791 | 0.26799 | 0.35688 | 0.44576 | 0.53469 | 0.62358 | 0.71248 | 0.80137 | 0.89029
Transportation Equipment_Existing_Process Heat Improved Controls_TRC | Ach | Transportation Equipment | Process Heating | Process Heating | TRC | New | NN801 | Process Heat Improved Controls | Process Heat Improved Controls | NonEquip | 15 | Process Heating | 8.411% | custom | 2.283% | 0.91695 | 0 | 0 | 0 | 0.34107 | 0 | 0 | 0 | 0.0017149 | 0 | 0.91695 | 0.91695 | 0.91695 | 0.91695 | 1.258 | 1.258 | 1.258 | 1.258 | 1.2597 | 1.2597 | 0.00012624 | 0.00012624 | 0.00012624 | 0.00012624 | 0.00017319 | 0.00017319 | 0.00017319 | 0.00017319 | 0.00017343 | 0.00017343 | 0.00012313 | 0.00012313 | 0.00012313 | 0.00012313 | 0.00016892 | 0.00016892 | 0.00016892 | 0.00016892 | 0.00016915 | 0.00016915
Transportation Equipment_Existing_Process Heat Improved Controls_TRC | Ach | Transportation Equipment | Process Heating | Process Heating | TRC | Existing | NE800 | Process Heat Improved Controls | Process Heat Improved Controls | NonEquip | 15 | Process Heating | 8.411% | custom_existing | 2.283% | 136.6858 | 139.3471 | 139.2782 | 139.2785 | 139.2465 | 139.3485 | 139.2796 | 139.2799 | 139.2867 | 139.3111 | 136.6858 | 276.0329 | 415.3111 | 554.5896 | 693.8361 | 833.1846 | 972.4642 | 1111.7441 | 1251.0308 | 1390.3419 | 0.018818 | 0.038002 | 0.057177 | 0.076352 | 0.095522 | 0.11471 | 0.13388 | 0.15306 | 0.17223 | 0.19141 | 0.018354 | 0.037065 | 0.055767 | 0.074469 | 0.093167 | 0.11188 | 0.13058 | 0.14928 | 0.16799 | 0.18669
Transportation Equipment_Existing_Process Refrig Controls_TRC | Ach | Transportation Equipment | Process Cooling | Process Cooling | TRC | New | NN794 | Process Refrig Controls | Process Refrig Controls | NonEquip | 15 | Process Cooling | 33.75% | custom | 6% | 4.4213 | 0 | 0 | 0 | 1.6446 | 0 | 0 | 0 | 0.0082689 | 0 | 4.4213 | 4.4213 | 4.4213 | 4.4213 | 6.0659 | 6.0659 | 6.0659 | 6.0659 | 6.0741 | 6.0741 | 0.00060869 | 0.00060869 | 0.00060869 | 0.00060869 | 0.0008351 | 0.0008351 | 0.0008351 | 0.0008351 | 0.00083624 | 0.00083624 | 0.00059368 | 0.00059368 | 0.00059368 | 0.00059368 | 0.00081451 | 0.00081451 | 0.00081451 | 0.00081451 | 0.00081562 | 0.00081562
Transportation Equipment_Existing_Process Refrig Controls_TRC | Ach | Transportation Equipment | Process Cooling | Process Cooling | TRC | Existing | NE793 | Process Refrig Controls | Process Refrig Controls | NonEquip | 15 | Process Cooling | 33.75% | custom_existing | 6% | 678.2979 | 671.8999 | 671.5674 | 671.5692 | 671.4147 | 671.9067 | 671.5743 | 671.576 | 671.6084 | 671.7263 | 678.2979 | 1350.1978 | 2021.7653 | 2693.3344 | 3364.7491 | 4036.6558 | 4708.2301 | 5379.806 | 6051.4145 | 6723.1408 | 0.093383 | 0.18588 | 0.27834 | 0.3708 | 0.46323 | 0.55574 | 0.64819 | 0.74065 | 0.83311 | 0.92559 | 0.09108 | 0.1813 | 0.27148 | 0.36165 | 0.45181 | 0.54203 | 0.63221 | 0.72239 | 0.81257 | 0.90277
Transportation Equipment_Existing_Pump Equipment Upgrade_TRC | Ach | Transportation Equipment | Motors Pumps | Motors Pumps | TRC | Turnover | ET784 | Pump Equipment Upgrade | Pump Equipment Upgrade | Equip | 15 | Motors Pumps | 75.53% | custom | 2.752% | 2653.6947 | 2861.2434 | 2718.6453 | 1933.792 | 987.6621 | 381.429 | 124.4117 | 37.919 | 11.2899 | 3.3406 | 2653.6947 | 5514.938 | 8233.5833 | 10167.3753 | 11155.0373 | 11536.4663 | 11660.878 | 11698.7971 | 11710.087 | 11713.4276 | 0.35735 | 0.74265 | 1.1087 | 1.3691 | 1.5021 | 1.5535 | 1.5703 | 1.5754 | 1.5769 | 1.5773 | 0.34791 | 0.72303 | 1.0795 | 1.333 | 1.4625 | 1.5125 | 1.5288 | 1.5338 | 1.5352 | 1.5357
Transportation Equipment_Existing_Pump Equipment Upgrade_TRC | Ach | Transportation Equipment | Motors Pumps | Motors Pumps | TRC | New | EN783 | Pump Equipment Upgrade | Pump Equipment Upgrade | Equip | 15 | Motors Pumps | 75.53% | custom | 2.752% | 17.2442 | 0 | 0 | 0 | 6.4142 | 0 | 0 | 0 | 0.032251 | 0 | 17.2442 | 17.2442 | 17.2442 | 17.2442 | 23.6584 | 23.6584 | 23.6584 | 23.6584 | 23.6906 | 23.6906 | 0.0023221 | 0.0023221 | 0.0023221 | 0.0023221 | 0.0031859 | 0.0031859 | 0.0031859 | 0.0031859 | 0.0031902 | 0.0031902 | 0.0022608 | 0.0022608 | 0.0022608 | 0.0022608 | 0.0031017 | 0.0031017 | 0.0031017 | 0.0031017 | 0.0031059 | 0.0031059
Transportation Equipment_Existing_Pump Equipment Upgrade_TRC | Ach | Transportation Equipment | Motors Pumps | Motors Pumps | TRC | Existing | EE782 | Pump Equipment Upgrade | Pump Equipment Upgrade | Equip | 15 | Motors Pumps | 75.53% | custom | 2.752% | 0 | 0 | 0 | 0 | 0 | 0 | 0 | 0 | 0 | 0 | 0 | 0 | 0 | 0 | 0 | 0 | 0 | 0 | 0 | 0 | 0 | 0 | 0 | 0 | 0 | 0 | 0 | 0 | 0 | 0 | 0 | 0 | 0 | 0 | 0 | 0 | 0 | 0 | 0 | 0
Transportation Equipment_Existing_Fan Equipment Upgrades_TRC | Ach | Transportation Equipment | Motors Fans Blowers | Motors Fans Blowers | TRC | Turnover | ET766 | Fan Equipment Upgrades | Fan Equipment Upgrades | Equip | 15 | Motors Fans Blowers | 76.37% | custom | 2.752% | 1265.9236 | 1364.933 | 1296.9077 | 922.4998 | 471.1562 | 181.9576 | 59.3496 | 18.089 | 5.3858 | 1.5936 | 1265.9236 | 2630.8566 | 3927.7643 | 4850.2641 | 5321.4203 | 5503.378 | 5562.7276 | 5580.8165 | 5586.2023 | 5587.7959 | 0.17047 | 0.35427 | 0.52892 | 0.65314 | 0.71659 | 0.74109 | 0.74908 | 0.75152 | 0.75224 | 0.75246 | 0.16597 | 0.34492 | 0.51495 | 0.63589 | 0.69766 | 0.72152 | 0.7293 | 0.73167 | 0.73238 | 0.73258
Transportation Equipment_Existing_Fan Equipment Upgrades_TRC | Ach | Transportation Equipment | Motors Fans Blowers | Motors Fans Blowers | TRC | New | EN765 | Fan Equipment Upgrades | Fan Equipment Upgrades | Equip | 15 | Motors Fans Blowers | 76.37% | custom | 2.752% | 8.3024 | 0 | 0 | 0 | 3.0882 | 0 | 0 | 0 | 0.015528 | 0 | 8.3024 | 8.3024 | 8.3024 | 8.3024 | 11.3905 | 11.3905 | 11.3905 | 11.3905 | 11.4061 | 11.4061 | 0.001118 | 0.001118 | 0.001118 | 0.001118 | 0.0015339 | 0.0015339 | 0.0015339 | 0.0015339 | 0.001536 | 0.001536 | 0.0010885 | 0.0010885 | 0.0010885 | 0.0010885 | 0.0014934 | 0.0014934 | 0.0014934 | 0.0014934 | 0.0014954 | 0.0014954
Transportation Equipment_Existing_Fan Equipment Upgrades_TRC | Ach | Transportation Equipment | Motors Fans Blowers | Motors Fans Blowers | TRC | Existing | EE764 | Fan Equipment Upgrades | Fan Equipment Upgrades | Equip | 15 | Motors Fans Blowers | 76.37% | custom | 2.752% | 0 | 0 | 0 | 0 | 0 | 0 | 0 | 0 | 0 | 0 | 0 | 0 | 0 | 0 | 0 | 0 | 0 | 0 | 0 | 0 | 0 | 0 | 0 | 0 | 0 | 0 | 0 | 0 | 0 | 0 | 0 | 0 | 0 | 0 | 0 | 0 | 0 | 0 | 0 | 0
Transportation Equipment_Existing_Efficient Lighting - Other Interior Lighting_TRC | Ach | Transportation Equipment | Industrial Lighting | Industrial Lighting | TRC | Turnover | ET761 | Efficient Lighting - Other Interior Lighting | Efficient Lighting - Other Interior Lighting | Equip | 14.4667 | Industrial Lighting | 77.99% | prescriptive_light | 38.99% | 33448.5584 | 34232.693 | 32348.8052 | 24702.6298 | 14815.9083 | 7192.1592 | 3018.5138 | 1178.8154 | 446.4088 | 164.3948 | 33448.5584 | 67681.2515 | 100030.0566 | 124732.6864 | 139548.5947 | 146740.7539 | 149759.2677 | 150938.0831 | 151384.4919 | 151548.8867 | 4.7744 | 9.6606 | 14.278 | 17.804 | 19.9188 | 20.9454 | 21.3762 | 21.5445 | 21.6082 | 21.6317 | 4.6408 | 9.3904 | 13.8786 | 17.306 | 19.3616 | 20.3595 | 20.7783 | 20.9418 | 21.0038 | 21.0266
Transportation Equipment_Existing_Efficient Lighting - High Bay_TRC | Ach | Transportation Equipment | Industrial Lighting | Industrial Lighting | TRC | Turnover | ET758 | Efficient Lighting - High Bay | Efficient Lighting - High Bay | Equip | 13.6667 | Industrial Lighting | 20% | prescriptive_light | 48.41% | 9902.3647 | 10220.1036 | 9616.1625 | 7217.6384 | 4238.9969 | 2026.3669 | 843.6077 | 328.2988 | 124.1521 | 45.696 | 9902.3647 | 20122.4684 | 29738.6309 | 36956.2693 | 41195.2662 | 43221.6332 | 44065.2409 | 44393.5397 | 44517.6918 | 44563.3877 | 1.4134 | 2.8722 | 4.2448 | 5.275 | 5.8801 | 6.1693 | 6.2898 | 6.3366 | 6.3543 | 6.3609 | 1.3739 | 2.7919 | 4.1261 | 5.1275 | 5.7156 | 5.9968 | 6.1138 | 6.1594 | 6.1766 | 6.1829
Transportation Equipment_Existing_Efficient Lighting - Other Interior Lighting_TRC | Ach | Transportation Equipment | Industrial Lighting | Industrial Lighting | TRC | New | EN760 | Efficient Lighting - Other Interior Lighting | Efficient Lighting - Other Interior Lighting | Equip | 14.4667 | Industrial Lighting | 77.99% | prescriptive_light | 38.99% | 227.418 | 0 | 0 | 0 | 100.6733 | 0 | 0 | 0 | 1.3343 | 0 | 227.418 | 227.418 | 227.418 | 227.418 | 328.0913 | 328.0913 | 328.0913 | 328.0913 | 329.4256 | 329.4256 | 0.032461 | 0.032461 | 0.032461 | 0.032461 | 0.046831 | 0.046831 | 0.046831 | 0.046831 | 0.047021 | 0.047021 | 0.031553 | 0.031553 | 0.031553 | 0.031553 | 0.045521 | 0.045521 | 0.045521 | 0.045521 | 0.045706 | 0.045706
Transportation Equipment_Existing_Efficient Lighting - High Bay_TRC | Ach | Transportation Equipment | Industrial Lighting | Industrial Lighting | TRC | New | EN757 | Efficient Lighting - High Bay | Efficient Lighting - High Bay | Equip | 13.6667 | Industrial Lighting | 20% | prescriptive_light | 48.41% | 67.3265 | 0 | 0 | 0 | 28.8038 | 0 | 0 | 0 | 0.37107 | 0 | 67.3265 | 67.3265 | 67.3265 | 67.3265 | 96.1303 | 96.1303 | 96.1303 | 96.1303 | 96.5014 | 96.5014 | 0.00961 | 0.00961 | 0.00961 | 0.00961 | 0.013721 | 0.013721 | 0.013721 | 0.013721 | 0.013774 | 0.013774 | 0.0093412 | 0.0093412 | 0.0093412 | 0.0093412 | 0.013338 | 0.013338 | 0.013338 | 0.013338 | 0.013389 | 0.013389
Transportation Equipment_Existing_Efficient Lighting - Other Interior Lighting_TRC | Ach | Transportation Equipment | Industrial Lighting | Industrial Lighting | TRC | Existing | EE759 | Efficient Lighting - Other Interior Lighting | Efficient Lighting - Other Interior Lighting | Equip | 14.4667 | Industrial Lighting | 77.99% | prescriptive_light | 38.99% | 0 | 0 | 0 | 0 | 0 | 0 | 0 | 0 | 0 | 0 | 0 | 0 | 0 | 0 | 0 | 0 | 0 | 0 | 0 | 0 | 0 | 0 | 0 | 0 | 0 | 0 | 0 | 0 | 0 | 0 | 0 | 0 | 0 | 0 | 0 | 0 | 0 | 0 | 0 | 0
Transportation Equipment_Existing_Efficient Lighting - High Bay_TRC | Ach | Transportation Equipment | Industrial Lighting | Industrial Lighting | TRC | Existing | EE756 | Efficient Lighting - High Bay | Efficient Lighting - High Bay | Equip | 13.6667 | Industrial Lighting | 20% | prescriptive_light | 48.41% | 0 | 0 | 0 | 0 | 0 | 0 | 0 | 0 | 0 | 0 | 0 | 0 | 0 | 0 | 0 | 0 | 0 | 0 | 0 | 0 | 0 | 0 | 0 | 0 | 0 | 0 | 0 | 0 | 0 | 0 | 0 | 0 | 0 | 0 | 0 | 0 | 0 | 0 | 0 | 0
Transportation Equipment_Existing_HVAC Recommissioning_TRC | Ach | Transportation Equipment | HVAC | HVAC | TRC | New | NN755 | HVAC Recommissioning | HVAC Recommissioning | NonEquip | 10 | HVAC | 48.92% | custom | 12.44% | 40.8955 | 0 | 0 | 0 | 15.2115 | 0 | 0 | 0 | 0.076485 | 0 | 40.8955 | 40.8955 | 40.8955 | 40.8955 | 56.1069 | 56.1069 | 56.1069 | 56.1069 | 56.1834 | 56.1834 | 0.0058257 | 0.0058257 | 0.0058257 | 0.0058257 | 0.0079926 | 0.0079926 | 0.0079926 | 0.0079926 | 0.0080035 | 0.0080035 | 0.0056844 | 0.0056844 | 0.0056844 | 0.0056844 | 0.0077987 | 0.0077987 | 0.0077987 | 0.0077987 | 0.0078094 | 0.0078094
Transportation Equipment_Existing_HVAC Recommissioning_TRC | Ach | Transportation Equipment | HVAC | HVAC | TRC | Existing | NE754 | HVAC Recommissioning | HVAC Recommissioning | NonEquip | 10 | HVAC | 48.92% | custom_existing | 12.44% | 6300.7081 | 6214.8157 | 6211.7401 | 6211.7559 | 6210.3269 | 6214.8784 | 6211.8032 | 6211.819 | 6212.1192 | 6213.2096 | 6300.7081 | 12515.5238 | 18727.2639 | 24939.0198 | 31149.3467 | 37364.2252 | 43576.0284 | 49787.8474 | 55999.9666 | 62213.1762 | 0.89756 | 1.7829 | 2.6678 | 3.5527 | 4.4373 | 5.3227 | 6.2076 | 7.0925 | 7.9774 | 8.8625 | 0.87578 | 1.7396 | 2.603 | 3.4665 | 4.3297 | 5.1935 | 6.057 | 6.9204 | 7.7839 | 8.6475
Water and Wastewater_Existing_Process Heat System Optimization_TRC | Ach | Water and Wastewater | Process Heating | Process Heating | TRC | New | NN957 | Process Heat System Optimization | Process Heat System Optimization | NonEquip | 2 | Process Heating | 16.02% | custom | 9.204% | 29.9177 | 0 | 0 | 0 | 11.1348 | 0 | 0 | 0 | 0.056009 | 0 | 29.9177 | 29.9177 | 29.9177 | 29.9177 | 41.0525 | 41.0525 | 41.0525 | 41.0525 | 41.1085 | 41.1085 | 0.0041188 | 0.0041188 | 0.0041188 | 0.0041188 | 0.0056518 | 0.0056518 | 0.0056518 | 0.0056518 | 0.0056595 | 0.0056595 | 0.0040173 | 0.0040173 | 0.0040173 | 0.0040173 | 0.0055124 | 0.0055124 | 0.0055124 | 0.0055124 | 0.00552 | 0.00552
Water and Wastewater_Existing_Process Heat Improved Controls_TRC | Ach | Water and Wastewater | Process Heating | Process Heating | TRC | New | NN955 | Process Heat Improved Controls | Process Heat Improved Controls | NonEquip | 15 | Process Heating | 23.16% | custom | 1.21% | 6.4723 | 0 | 0 | 0 | 2.4075 | 0 | 0 | 0 | 0.012105 | 0 | 6.4723 | 6.4723 | 6.4723 | 6.4723 | 8.8798 | 8.8798 | 8.8798 | 8.8798 | 8.8919 | 8.8919 | 0.00089106 | 0.00089106 | 0.00089106 | 0.00089106 | 0.0012225 | 0.0012225 | 0.0012225 | 0.0012225 | 0.0012242 | 0.0012242 | 0.00086909 | 0.00086909 | 0.00086909 | 0.00086909 | 0.0011924 | 0.0011924 | 0.0011924 | 0.0011924 | 0.001194 | 0.001194
Water and Wastewater_Existing_Process Heat System Optimization_TRC | Ach | Water and Wastewater | Process Heating | Process Heating | TRC | Existing | NE956 | Process Heat System Optimization | Process Heat System Optimization | NonEquip | 2 | Process Heating | 16.02% | custom_existing | 9.204% | 4463.742 | 4432.2244 | 4213.9882 | 2997.5282 | 1531.9188 | 590.9241 | 192.8648 | 58.7844 | 17.5075 | 5.1778 | 4463.742 | 8895.9664 | 13109.9546 | 16107.4828 | 17639.4016 | 18230.3257 | 18423.1905 | 18481.9749 | 18499.4824 | 18504.6601 | 0.61453 | 1.2247 | 1.8049 | 2.2176 | 2.4285 | 2.5098 | 2.5364 | 2.5445 | 2.5469 | 2.5476 | 0.59938 | 1.1945 | 1.7604 | 2.1629 | 2.3686 | 2.4479 | 2.4738 | 2.4817 | 2.4841 | 2.4848
Water and Wastewater_Existing_Process Heat Improved Controls_TRC | Ach | Water and Wastewater | Process Heating | Process Heating | TRC | Existing | NE954 | Process Heat Improved Controls | Process Heat Improved Controls | NonEquip | 15 | Process Heating | 23.16% | custom_existing | 1.21% | 964.8061 | 983.5911 | 983.1043 | 983.1068 | 982.8807 | 983.601 | 983.1143 | 983.1168 | 983.1643 | 983.3369 | 964.8061 | 1948.3972 | 2931.5016 | 3914.6084 | 4897.4891 | 5881.0901 | 6864.2045 | 7847.3213 | 8830.4856 | 9813.8226 | 0.13283 | 0.26824 | 0.40359 | 0.53893 | 0.67425 | 0.80966 | 0.94501 | 1.0804 | 1.2157 | 1.3511 | 0.12955 | 0.26163 | 0.39364 | 0.52564 | 0.65762 | 0.7897 | 0.92171 | 1.0537 | 1.1857 | 1.3178
Water and Wastewater_Existing_Process Refrig Equipment Upgrade_TRC | Ach | Water and Wastewater | Process Cooling | Process Cooling | TRC | Turnover | ET949 | Process Refrig Equipment Upgrade | Process Refrig Equipment Upgrade | Equip | 10 | Process Cooling | 22.05% | custom | 31.43% | 8944.2002 | 9643.7371 | 9163.1143 | 6517.7893 | 3328.8861 | 1285.5953 | 419.326 | 127.805 | 38.0524 | 11.2594 | 8944.2002 | 18587.9373 | 27751.0516 | 34268.8409 | 37597.727 | 38883.3223 | 39302.6483 | 39430.4533 | 39468.5057 | 39479.7651 | 1.2314 | 2.559 | 3.8205 | 4.7179 | 5.1762 | 5.3532 | 5.4109 | 5.4285 | 5.4337 | 5.4353 | 1.201 | 2.4959 | 3.7263 | 4.6015 | 5.0485 | 5.2212 | 5.2775 | 5.2946 | 5.2997 | 5.3013
Water and Wastewater_Existing_Process Refrig Equipment Upgrade_TRC | Ach | Water and Wastewater | Process Cooling | Process Cooling | TRC | New | EN948 | Process Refrig Equipment Upgrade | Process Refrig Equipment Upgrade | Equip | 10 | Process Cooling | 22.05% | custom | 31.43% | 69.9607 | 0 | 0 | 0 | 26.0226 | 0 | 0 | 0 | 0.13084 | 0 | 69.9607 | 69.9607 | 69.9607 | 69.9607 | 95.9832 | 95.9832 | 95.9832 | 95.9832 | 96.1141 | 96.1141 | 0.0096316 | 0.0096316 | 0.0096316 | 0.0096316 | 0.013214 | 0.013214 | 0.013214 | 0.013214 | 0.013232 | 0.013232 | 0.0093942 | 0.0093942 | 0.0093942 | 0.0093942 | 0.012888 | 0.012888 | 0.012888 | 0.012888 | 0.012906 | 0.012906
Water and Wastewater_Existing_Process Refrig Equipment Upgrade_TRC | Ach | Water and Wastewater | Process Cooling | Process Cooling | TRC | Existing | EE947 | Process Refrig Equipment Upgrade | Process Refrig Equipment Upgrade | Equip | 10 | Process Cooling | 22.05% | custom | 31.43% | 0 | 0 | 0 | 0 | 0 | 0 | 0 | 0 | 0 | 0 | 0 | 0 | 0 | 0 | 0 | 0 | 0 | 0 | 0 | 0 | 0 | 0 | 0 | 0 | 0 | 0 | 0 | 0 | 0 | 0 | 0 | 0 | 0 | 0 | 0 | 0 | 0 | 0 | 0 | 0
Water and Wastewater_Existing_Motor Optimization_TRC | Ach | Water and Wastewater | Motors Pumps | Motors Pumps | TRC | New | NN931 | Motor Optimization | Motor Optimization | NonEquip | 10 | Motors Pumps | 66.73% | custom | 3.467% | 106.4599 | 0 | 0 | 0 | 39.6968 | 0 | 0 | 0 | 0.19993 | 0 | 106.4599 | 106.4599 | 106.4599 | 106.4599 | 146.1567 | 146.1567 | 146.1567 | 146.1567 | 146.3566 | 146.3566 | 0.014336 | 0.014336 | 0.014336 | 0.014336 | 0.019682 | 0.019682 | 0.019682 | 0.019682 | 0.019709 | 0.019709 | 0.013957 | 0.013957 | 0.013957 | 0.013957 | 0.019162 | 0.019162 | 0.019162 | 0.019162 | 0.019188 | 0.019188
Water and Wastewater_Existing_Motor Optimization_TRC | Ach | Water and Wastewater | Motors Pumps | Motors Pumps | TRC | Existing | NE930 | Motor Optimization | Motor Optimization | NonEquip | 10 | Motors Pumps | 66.73% | custom_existing | 3.467% | 16122.4241 | 16246.1353 | 16238.0956 | 16238.1368 | 16234.4012 | 16246.2994 | 16238.2605 | 16238.3017 | 16239.0866 | 16241.9369 | 16122.4241 | 32368.5594 | 48606.655 | 64844.7918 | 81079.1929 | 97325.4923 | 113563.7528 | 129802.0545 | 146041.141 | 162283.078 | 2.1711 | 4.3588 | 6.5454 | 8.7321 | 10.9182 | 13.106 | 15.2926 | 17.4793 | 19.6661 | 21.8532 | 2.1137 | 4.2437 | 6.3725 | 8.5014 | 10.6298 | 12.7598 | 14.8887 | 17.0176 | 19.1466 | 21.276
Water and Wastewater_Existing_Motor Equipment Upgrades_TRC | Ach | Water and Wastewater | Motors Pumps | Motors Pumps | TRC | Turnover | ET927 | Motor Equipment Upgrades | Motor Equipment Upgrades | Equip | 10 | Motors Pumps | 54.51% | custom | 2.132% | 6413.7551 | 6915.3827 | 6570.7351 | 4673.8113 | 2387.0955 | 921.8816 | 300.6925 | 91.6471 | 27.2868 | 8.074 | 6413.7551 | 13329.1378 | 19899.8729 | 24573.6842 | 26960.7797 | 27882.6613 | 28183.3538 | 28275.0009 | 28302.2877 | 28310.3617 | 0.86368 | 1.7949 | 2.6797 | 3.3091 | 3.6306 | 3.7547 | 3.7952 | 3.8075 | 3.8112 | 3.8123 | 0.84087 | 1.7475 | 2.609 | 3.2217 | 3.5347 | 3.6555 | 3.695 | 3.707 | 3.7106 | 3.7116
Water and Wastewater_Existing_Motor Equipment Upgrades_TRC | Ach | Water and Wastewater | Motors Pumps | Motors Pumps | TRC | New | EN926 | Motor Equipment Upgrades | Motor Equipment Upgrades | Equip | 10 | Motors Pumps | 54.51% | custom | 2.132% | 41.6778 | 0 | 0 | 0 | 15.5025 | 0 | 0 | 0 | 0.077948 | 0 | 41.6778 | 41.6778 | 41.6778 | 41.6778 | 57.1803 | 57.1803 | 57.1803 | 57.1803 | 57.2583 | 57.2583 | 0.0056124 | 0.0056124 | 0.0056124 | 0.0056124 | 0.0077 | 0.0077 | 0.0077 | 0.0077 | 0.0077105 | 0.0077105 | 0.0054641 | 0.0054641 | 0.0054641 | 0.0054641 | 0.0074966 | 0.0074966 | 0.0074966 | 0.0074966 | 0.0075068 | 0.0075068
Water and Wastewater_Existing_Motor Equipment Upgrades_TRC | Ach | Water and Wastewater | Motors Pumps | Motors Pumps | TRC | Existing | EE925 | Motor Equipment Upgrades | Motor Equipment Upgrades | Equip | 10 | Motors Pumps | 54.51% | custom | 2.132% | 0 | 0 | 0 | 0 | 0 | 0 | 0 | 0 | 0 | 0 | 0 | 0 | 0 | 0 | 0 | 0 | 0 | 0 | 0 | 0 | 0 | 0 | 0 | 0 | 0 | 0 | 0 | 0 | 0 | 0 | 0 | 0 | 0 | 0 | 0 | 0 | 0 | 0 | 0 | 0
Water and Wastewater_Existing_Fan Equipment Upgrades_TRC | Ach | Water and Wastewater | Motors Fans Blowers | Motors Fans Blowers | TRC | Turnover | ET918 | Fan Equipment Upgrades | Fan Equipment Upgrades | Equip | 15 | Motors Fans Blowers | 63.42% | custom | 3.425% | 5878.1248 | 6337.8602 | 6021.995 | 4283.4885 | 2187.7426 | 844.8927 | 275.5809 | 83.9934 | 25.008 | 7.3997 | 5878.1248 | 12215.985 | 18237.98 | 22521.4684 | 24709.2111 | 25554.1038 | 25829.6846 | 25913.6781 | 25938.6861 | 25946.0858 | 0.79155 | 1.645 | 2.4559 | 3.0328 | 3.3274 | 3.4411 | 3.4783 | 3.4896 | 3.4929 | 3.4939 | 0.77065 | 1.6016 | 2.3911 | 2.9527 | 3.2395 | 3.3503 | 3.3864 | 3.3974 | 3.4007 | 3.4016
Water and Wastewater_Existing_Fan Equipment Upgrades_TRC | Ach | Water and Wastewater | Motors Fans Blowers | Motors Fans Blowers | TRC | New | EN917 | Fan Equipment Upgrades | Fan Equipment Upgrades | Equip | 15 | Motors Fans Blowers | 63.42% | custom | 3.425% | 38.5509 | 0 | 0 | 0 | 14.3394 | 0 | 0 | 0 | 0.0721 | 0 | 38.5509 | 38.5509 | 38.5509 | 38.5509 | 52.8903 | 52.8903 | 52.8903 | 52.8903 | 52.9624 | 52.9624 | 0.0051913 | 0.0051913 | 0.0051913 | 0.0051913 | 0.0071223 | 0.0071223 | 0.0071223 | 0.0071223 | 0.007132 | 0.007132 | 0.0050542 | 0.0050542 | 0.0050542 | 0.0050542 | 0.0069341 | 0.0069341 | 0.0069341 | 0.0069341 | 0.0069436 | 0.0069436
Water and Wastewater_Existing_Fan Equipment Upgrades_TRC | Ach | Water and Wastewater | Motors Fans Blowers | Motors Fans Blowers | TRC | Existing | EE916 | Fan Equipment Upgrades | Fan Equipment Upgrades | Equip | 15 | Motors Fans Blowers | 63.42% | custom | 3.425% | 0 | 0 | 0 | 0 | 0 | 0 | 0 | 0 | 0 | 0 | 0 | 0 | 0 | 0 | 0 | 0 | 0 | 0 | 0 | 0 | 0 | 0 | 0 | 0 | 0 | 0 | 0 | 0 | 0 | 0 | 0 | 0 | 0 | 0 | 0 | 0 | 0 | 0 | 0 | 0
Water and Wastewater_Existing_Efficient Lighting - Other Interior Lighting_TRC | Ach | Water and Wastewater | Industrial Lighting | Industrial Lighting | TRC | Turnover | ET913 | Efficient Lighting - Other Interior Lighting | Efficient Lighting - Other Interior Lighting | Equip | 14.4667 | Industrial Lighting | 62.16% | prescriptive_light | 38.99% | 54046.8042 | 55035.0954 | 52141.5806 | 40225.9916 | 24419.1959 | 11956.1446 | 5040.2354 | 1972.1129 | 747.3858 | 275.3121 | 54046.8042 | 109081.8995 | 161223.4801 | 201449.4718 | 225868.6677 | 237824.8123 | 242865.0477 | 244837.1606 | 245584.5463 | 245859.8584 | 7.7145 | 15.5701 | 23.0126 | 28.7543 | 32.2399 | 33.9465 | 34.6659 | 34.9474 | 35.0541 | 35.0934 | 7.4987 | 15.1345 | 22.3689 | 27.95 | 31.338 | 32.9969 | 33.6962 | 33.9698 | 34.0735 | 34.1117
Water and Wastewater_Existing_Efficient Lighting - High Bay_TRC | Ach | Water and Wastewater | Industrial Lighting | Industrial Lighting | TRC | Turnover | ET910 | Efficient Lighting - High Bay | Efficient Lighting - High Bay | Equip | 13.6667 | Industrial Lighting | 30.8% | prescriptive_light | 48.41% | 32050.4166 | 33078.824 | 31124.0823 | 23360.9168 | 13720.1186 | 6558.6258 | 2730.4569 | 1062.5858 | 401.836 | 147.9015 | 32050.4166 | 65129.2406 | 96253.3229 | 119614.2397 | 133334.3582 | 139892.9841 | 142623.4409 | 143686.0267 | 144087.8627 | 144235.7642 | 4.5748 | 9.2964 | 13.7389 | 17.0734 | 19.0318 | 19.9679 | 20.3577 | 20.5093 | 20.5667 | 20.5878 | 4.4468 | 9.0363 | 13.3546 | 16.5958 | 18.4994 | 19.4094 | 19.7882 | 19.9356 | 19.9914 | 20.0119
Water and Wastewater_Existing_Efficient Lighting - Other Interior Lighting_TRC | Ach | Water and Wastewater | Industrial Lighting | Industrial Lighting | TRC | New | EN912 | Efficient Lighting - Other Interior Lighting | Efficient Lighting - Other Interior Lighting | Equip | 14.4667 | Industrial Lighting | 62.16% | prescriptive_light | 38.99% | 367.4662 | 0 | 0 | 0 | 165.9272 | 0 | 0 | 0 | 2.2338 | 0 | 367.4662 | 367.4662 | 367.4662 | 367.4662 | 533.3934 | 533.3934 | 533.3934 | 533.3934 | 535.6273 | 535.6273 | 0.052451 | 0.052451 | 0.052451 | 0.052451 | 0.076135 | 0.076135 | 0.076135 | 0.076135 | 0.076454 | 0.076454 | 0.050984 | 0.050984 | 0.050984 | 0.050984 | 0.074005 | 0.074005 | 0.074005 | 0.074005 | 0.074315 | 0.074315
Water and Wastewater_Existing_Efficient Lighting - High Bay_TRC | Ach | Water and Wastewater | Industrial Lighting | Industrial Lighting | TRC | New | EN909 | Efficient Lighting - High Bay | Efficient Lighting - High Bay | Equip | 13.6667 | Industrial Lighting | 30.8% | prescriptive_light | 48.41% | 217.912 | 0 | 0 | 0 | 93.2275 | 0 | 0 | 0 | 1.201 | 0 | 217.912 | 217.912 | 217.912 | 217.912 | 311.1395 | 311.1395 | 311.1395 | 311.1395 | 312.3405 | 312.3405 | 0.031104 | 0.031104 | 0.031104 | 0.031104 | 0.044411 | 0.044411 | 0.044411 | 0.044411 | 0.044583 | 0.044583 | 0.030234 | 0.030234 | 0.030234 | 0.030234 | 0.043169 | 0.043169 | 0.043169 | 0.043169 | 0.043336 | 0.043336
Water and Wastewater_Existing_Efficient Lighting - Other Interior Lighting_TRC | Ach | Water and Wastewater | Industrial Lighting | Industrial Lighting | TRC | Existing | EE911 | Efficient Lighting - Other Interior Lighting | Efficient Lighting - Other Interior Lighting | Equip | 14.4667 | Industrial Lighting | 62.16% | prescriptive_light | 38.99% | 0 | 0 | 0 | 0 | 0 | 0 | 0 | 0 | 0 | 0 | 0 | 0 | 0 | 0 | 0 | 0 | 0 | 0 | 0 | 0 | 0 | 0 | 0 | 0 | 0 | 0 | 0 | 0 | 0 | 0 | 0 | 0 | 0 | 0 | 0 | 0 | 0 | 0 | 0 | 0
Water and Wastewater_Existing_Efficient Lighting - High Bay_TRC | Ach | Water and Wastewater | Industrial Lighting | Industrial Lighting | TRC | Existing | EE908 | Efficient Lighting - High Bay | Efficient Lighting - High Bay | Equip | 13.6667 | Industrial Lighting | 30.8% | prescriptive_light | 48.41% | 0 | 0 | 0 | 0 | 0 | 0 | 0 | 0 | 0 | 0 | 0 | 0 | 0 | 0 | 0 | 0 | 0 | 0 | 0 | 0 | 0 | 0 | 0 | 0 | 0 | 0 | 0 | 0 | 0 | 0 | 0 | 0 | 0 | 0 | 0 | 0 | 0 | 0 | 0 | 0
Water and Wastewater_Existing_HVAC Recommissioning_TRC | Ach | Water and Wastewater | HVAC | HVAC | TRC | New | NN907 | HVAC Recommissioning | HVAC Recommissioning | NonEquip | 10 | HVAC | 35.73% | custom | 18.86% | 91.8559 | 0 | 0 | 0 | 34.1667 | 0 | 0 | 0 | 0.17179 | 0 | 91.8559 | 91.8559 | 91.8559 | 91.8559 | 126.0226 | 126.0226 | 126.0226 | 126.0226 | 126.1944 | 126.1944 | 0.013085 | 0.013085 | 0.013085 | 0.013085 | 0.017952 | 0.017952 | 0.017952 | 0.017952 | 0.017977 | 0.017977 | 0.012768 | 0.012768 | 0.012768 | 0.012768 | 0.017517 | 0.017517 | 0.017517 | 0.017517 | 0.017541 | 0.017541
Water and Wastewater_Existing_HVAC Recommissioning_TRC | Ach | Water and Wastewater | HVAC | HVAC | TRC | Existing | NE906 | HVAC Recommissioning | HVAC Recommissioning | NonEquip | 10 | HVAC | 35.73% | custom_existing | 18.86% | 14152.1067 | 13959.1825 | 13952.2746 | 13952.31 | 13949.1002 | 13959.3235 | 13952.4162 | 13952.4516 | 13953.1261 | 13955.5752 | 14152.1067 | 28111.2893 | 42063.5638 | 56015.8738 | 69964.974 | 83924.2975 | 97876.7138 | 111829.1654 | 125782.2915 | 139737.8666 | 2.016 | 4.0046 | 5.9921 | 7.9797 | 9.9668 | 11.9553 | 13.9429 | 15.9305 | 17.9181 | 19.9062 | 1.9671 | 3.9074 | 5.8467 | 7.7861 | 9.725 | 11.6653 | 13.6046 | 15.544 | 17.4834 | 19.4232
Other_Existing_Motor Optimization_TRC | Ach | Other | Motors Pumps | Motors Pumps | TRC | New | NN854 | Motor Optimization | Motor Optimization | NonEquip | 10 | Motors Pumps | 66.73% | custom | 3.467% | 1143.7736 | 0 | 0 | 0 | 426.4912 | 0 | 0 | 0 | 2.148 | 0 | 1143.7736 | 1143.7736 | 1143.7736 | 1143.7736 | 1570.2648 | 1570.2648 | 1570.2648 | 1570.2648 | 1572.4128 | 1572.4128 | 0.15402 | 0.15402 | 0.15402 | 0.15402 | 0.21145 | 0.21145 | 0.21145 | 0.21145 | 0.21174 | 0.21174 | 0.14995 | 0.14995 | 0.14995 | 0.14995 | 0.20587 | 0.20587 | 0.20587 | 0.20587 | 0.20615 | 0.20615
Other_Existing_Motor Optimization_TRC | Ach | Other | Motors Pumps | Motors Pumps | TRC | Existing | NE853 | Motor Optimization | Motor Optimization | NonEquip | 10 | Motors Pumps | 66.73% | custom_existing | 3.467% | 173214.6214 | 174543.7385 | 174457.3621 | 174457.805 | 174417.6704 | 174545.5015 | 174459.1336 | 174459.5763 | 174468.0091 | 174498.6327 | 173214.6214 | 347758.3599 | 522215.722 | 696673.527 | 871091.1973 | 1045636.6988 | 1220095.8324 | 1394555.4087 | 1569023.4179 | 1743522.0506 | 23.3253 | 46.8295 | 70.3221 | 93.8148 | 117.3021 | 140.8066 | 164.2994 | 187.7923 | 211.2864 | 234.7846 | 22.7092 | 45.5926 | 68.4648 | 91.337 | 114.2039 | 137.0876 | 159.9599 | 182.8323 | 205.7059 | 228.5834
Other_Existing_Motor Equipment Upgrades_TRC | Ach | Other | Motors Pumps | Motors Pumps | TRC | Turnover | ET850 | Motor Equipment Upgrades | Motor Equipment Upgrades | Equip | 10 | Motors Pumps | 54.51% | custom | 2.132% | 68907.5135 | 74296.8548 | 70594.0615 | 50214.065 | 25646.2577 | 9904.4268 | 3230.5527 | 984.6299 | 293.1614 | 86.7444 | 68907.5135 | 143204.3683 | 213798.4298 | 264012.4948 | 289658.7525 | 299563.1793 | 302793.732 | 303778.3619 | 304071.5233 | 304158.2677 | 9.2792 | 19.2841 | 28.7903 | 35.5522 | 39.0058 | 40.3395 | 40.7745 | 40.9071 | 40.9466 | 40.9583 | 9.0341 | 18.7747 | 28.0299 | 34.6132 | 37.9755 | 39.274 | 39.6976 | 39.8267 | 39.8651 | 39.8765
Other_Existing_Motor Equipment Upgrades_TRC | Ach | Other | Motors Pumps | Motors Pumps | TRC | New | EN849 | Motor Equipment Upgrades | Motor Equipment Upgrades | Equip | 10 | Motors Pumps | 54.51% | custom | 2.132% | 447.7745 | 0 | 0 | 0 | 166.5542 | 0 | 0 | 0 | 0.83745 | 0 | 447.7745 | 447.7745 | 447.7745 | 447.7745 | 614.3286 | 614.3286 | 614.3286 | 614.3286 | 615.1661 | 615.1661 | 0.060298 | 0.060298 | 0.060298 | 0.060298 | 0.082726 | 0.082726 | 0.082726 | 0.082726 | 0.082839 | 0.082839 | 0.058705 | 0.058705 | 0.058705 | 0.058705 | 0.080541 | 0.080541 | 0.080541 | 0.080541 | 0.080651 | 0.080651
Other_Existing_Motor Equipment Upgrades_TRC | Ach | Other | Motors Pumps | Motors Pumps | TRC | Existing | EE848 | Motor Equipment Upgrades | Motor Equipment Upgrades | Equip | 10 | Motors Pumps | 54.51% | custom | 2.132% | 0 | 0 | 0 | 0 | 0 | 0 | 0 | 0 | 0 | 0 | 0 | 0 | 0 | 0 | 0 | 0 | 0 | 0 | 0 | 0 | 0 | 0 | 0 | 0 | 0 | 0 | 0 | 0 | 0 | 0 | 0 | 0 | 0 | 0 | 0 | 0 | 0 | 0 | 0 | 0
Other_Existing_Fan Equipment Upgrades_TRC | Ach | Other | Motors Fans Blowers | Motors Fans Blowers | TRC | Turnover | ET841 | Fan Equipment Upgrades | Fan Equipment Upgrades | Equip | 15 | Motors Fans Blowers | 63.42% | custom | 3.425% | 63152.8581 | 68092.1207 | 64698.5578 | 46020.5507 | 23504.4684 | 9077.2809 | 2960.7604 | 902.4007 | 268.6787 | 79.5002 | 63152.8581 | 131244.9788 | 195943.5366 | 241964.0873 | 265468.5557 | 274545.8367 | 277506.5971 | 278408.9978 | 278677.6765 | 278757.1767 | 8.5042 | 17.6736 | 26.386 | 32.5831 | 35.7483 | 36.9706 | 37.3693 | 37.4909 | 37.527 | 37.5377 | 8.2796 | 17.2068 | 25.6891 | 31.7226 | 34.8041 | 35.9942 | 36.3823 | 36.5006 | 36.5359 | 36.5463
Other_Existing_Fan Equipment Upgrades_TRC | Ach | Other | Motors Fans Blowers | Motors Fans Blowers | TRC | New | EN840 | Fan Equipment Upgrades | Fan Equipment Upgrades | Equip | 15 | Motors Fans Blowers | 63.42% | custom | 3.425% | 414.1794 | 0 | 0 | 0 | 154.0582 | 0 | 0 | 0 | 0.77462 | 0 | 414.1794 | 414.1794 | 414.1794 | 414.1794 | 568.2375 | 568.2375 | 568.2375 | 568.2375 | 569.0122 | 569.0122 | 0.055774 | 0.055774 | 0.055774 | 0.055774 | 0.076519 | 0.076519 | 0.076519 | 0.076519 | 0.076624 | 0.076624 | 0.054301 | 0.054301 | 0.054301 | 0.054301 | 0.074498 | 0.074498 | 0.074498 | 0.074498 | 0.0746 | 0.0746
Other_Existing_Fan Equipment Upgrades_TRC | Ach | Other | Motors Fans Blowers | Motors Fans Blowers | TRC | Existing | EE839 | Fan Equipment Upgrades | Fan Equipment Upgrades | Equip | 15 | Motors Fans Blowers | 63.42% | custom | 3.425% | 0 | 0 | 0 | 0 | 0 | 0 | 0 | 0 | 0 | 0 | 0 | 0 | 0 | 0 | 0 | 0 | 0 | 0 | 0 | 0 | 0 | 0 | 0 | 0 | 0 | 0 | 0 | 0 | 0 | 0 | 0 | 0 | 0 | 0 | 0 | 0 | 0 | 0 | 0 | 0
Other_Existing_Efficient Lighting - Other Interior Lighting_TRC | Ach | Other | Industrial Lighting | Industrial Lighting | TRC | Turnover | ET836 | Efficient Lighting - Other Interior Lighting | Efficient Lighting - Other Interior Lighting | Equip | 14.4667 | Industrial Lighting | 62.16% | prescriptive_light | 38.99% | 913814.4944 | 930524.3604 | 881601.287 | 680134.4647 | 412875.7574 | 202152.53 | 85219.4732 | 33344.1612 | 12636.6761 | 4654.9311 | 913814.4944 | 1844338.8548 | 2725940.1418 | 3406074.6065 | 3818950.3639 | 4021102.8938 | 4106322.367 | 4139666.5282 | 4152303.2043 | 4156958.1354 | 130.4354 | 263.2559 | 389.0932 | 486.1737 | 545.1065 | 573.9612 | 586.1252 | 590.8846 | 592.6884 | 593.3528 | 126.7867 | 255.8918 | 378.2091 | 472.574 | 529.8582 | 557.9057 | 569.7295 | 574.3558 | 576.1091 | 576.7549
Other_Existing_Efficient Lighting - High Bay_TRC | Ach | Other | Industrial Lighting | Industrial Lighting | TRC | Turnover | ET833 | Efficient Lighting - High Bay | Efficient Lighting - High Bay | Equip | 13.6667 | Industrial Lighting | 30.8% | prescriptive_light | 48.41% | 541903.1838 | 559291.3272 | 526240.8752 | 394982.547 | 231977.5133 | 110892.1687 | 46166.1165 | 17966.0266 | 6794.1766 | 2500.695 | 541903.1838 | 1101194.511 | 1627435.3862 | 2022417.9332 | 2254395.4465 | 2365287.6152 | 2411453.7317 | 2429419.7584 | 2436213.9349 | 2438714.63 | 77.3498 | 157.1815 | 232.2957 | 288.6744 | 321.7862 | 337.6147 | 344.2043 | 346.7687 | 347.7385 | 348.0954 | 75.1861 | 152.7846 | 225.7976 | 280.5993 | 312.7849 | 328.1705 | 334.5758 | 337.0685 | 338.0112 | 338.3581
Other_Existing_Efficient Lighting - Other Interior Lighting_TRC | Ach | Other | Industrial Lighting | Industrial Lighting | TRC | New | EN835 | Efficient Lighting - Other Interior Lighting | Efficient Lighting - Other Interior Lighting | Equip | 14.4667 | Industrial Lighting | 62.16% | prescriptive_light | 38.99% | 6213.0588 | 0 | 0 | 0 | 2805.4697 | 0 | 0 | 0 | 37.7693 | 0 | 6213.0588 | 6213.0588 | 6213.0588 | 6213.0588 | 9018.5285 | 9018.5285 | 9018.5285 | 9018.5285 | 9056.2978 | 9056.2978 | 0.88683 | 0.88683 | 0.88683 | 0.88683 | 1.2873 | 1.2873 | 1.2873 | 1.2873 | 1.2927 | 1.2927 | 0.86203 | 0.86203 | 0.86203 | 0.86203 | 1.2513 | 1.2513 | 1.2513 | 1.2513 | 1.2565 | 1.2565
Other_Existing_Efficient Lighting - High Bay_TRC | Ach | Other | Industrial Lighting | Industrial Lighting | TRC | New | EN832 | Efficient Lighting - High Bay | Efficient Lighting - High Bay | Equip | 13.6667 | Industrial Lighting | 30.8% | prescriptive_light | 48.41% | 3684.42 | 0 | 0 | 0 | 1576.2753 | 0 | 0 | 0 | 20.3069 | 0 | 3684.42 | 3684.42 | 3684.42 | 3684.42 | 5260.6953 | 5260.6953 | 5260.6953 | 5260.6953 | 5281.0022 | 5281.0022 | 0.5259 | 0.5259 | 0.5259 | 0.5259 | 0.7509 | 0.7509 | 0.7509 | 0.7509 | 0.7538 | 0.7538 | 0.51119 | 0.51119 | 0.51119 | 0.51119 | 0.72989 | 0.72989 | 0.72989 | 0.72989 | 0.73271 | 0.73271
Other_Existing_Efficient Lighting - Other Interior Lighting_TRC | Ach | Other | Industrial Lighting | Industrial Lighting | TRC | Existing | EE834 | Efficient Lighting - Other Interior Lighting | Efficient Lighting - Other Interior Lighting | Equip | 14.4667 | Industrial Lighting | 62.16% | prescriptive_light | 38.99% | 0 | 0 | 0 | 0 | 0 | 0 | 0 | 0 | 0 | 0 | 0 | 0 | 0 | 0 | 0 | 0 | 0 | 0 | 0 | 0 | 0 | 0 | 0 | 0 | 0 | 0 | 0 | 0 | 0 | 0 | 0 | 0 | 0 | 0 | 0 | 0 | 0 | 0 | 0 | 0
Other_Existing_Efficient Lighting - High Bay_TRC | Ach | Other | Industrial Lighting | Industrial Lighting | TRC | Existing | EE831 | Efficient Lighting - High Bay | Efficient Lighting - High Bay | Equip | 13.6667 | Industrial Lighting | 30.8% | prescriptive_light | 48.41% | 0 | 0 | 0 | 0 | 0 | 0 | 0 | 0 | 0 | 0 | 0 | 0 | 0 | 0 | 0 | 0 | 0 | 0 | 0 | 0 | 0 | 0 | 0 | 0 | 0 | 0 | 0 | 0 | 0 | 0 | 0 | 0 | 0 | 0 | 0 | 0 | 0 | 0 | 0 | 0
Other_Existing_HVAC Recommissioning_TRC | Ach | Other | HVAC | HVAC | TRC | New | NN830 | HVAC Recommissioning | HVAC Recommissioning | NonEquip | 10 | HVAC | 35.73% | custom | 18.86% | 1766.5685 | 0 | 0 | 0 | 657.0928 | 0 | 0 | 0 | 3.3039 | 0 | 1766.5685 | 1766.5685 | 1766.5685 | 1766.5685 | 2423.6613 | 2423.6613 | 2423.6613 | 2423.6613 | 2426.9652 | 2426.9652 | 0.25165 | 0.25165 | 0.25165 | 0.25165 | 0.34526 | 0.34526 | 0.34526 | 0.34526 | 0.34573 | 0.34573 | 0.24555 | 0.24555 | 0.24555 | 0.24555 | 0.33688 | 0.33688 | 0.33688 | 0.33688 | 0.33734 | 0.33734
Other_Existing_HVAC Recommissioning_TRC | Ach | Other | HVAC | HVAC | TRC | Existing | NE829 | HVAC Recommissioning | HVAC Recommissioning | NonEquip | 10 | HVAC | 35.73% | custom_existing | 18.86% | 272172.7597 | 268462.4492 | 268329.5953 | 268330.2766 | 268268.5462 | 268465.1609 | 268332.32 | 268333.001 | 268345.9712 | 268393.0729 | 272172.7597 | 540635.2089 | 808964.8043 | 1077295.0808 | 1345563.627 | 1614028.7879 | 1882361.1079 | 2150694.1089 | 2419040.0802 | 2687433.153 | 38.772 | 77.0155 | 115.24 | 153.4646 | 191.6805 | 229.9243 | 268.1493 | 306.3743 | 344.6011 | 382.8347 | 37.8313 | 75.147 | 112.4441 | 149.7414 | 187.03 | 224.346 | 261.6436 | 298.9412 | 336.2406 | 373.5466

## Gulf_Ach_IND_RIM
| Scenario | Segment | EndUse | EquipType | CE Test | Vintage | Measure Code | Name | Description | Type | Measure Life | Competition Group | Applicability | Adoption Curve | Energy Savings % | 2020 | 2021 | 2022 | 2023 | 2024 | 2025 | 2026 | 2027 | 2028 | 2029 | Cumulative2020 | Cumulative2021 | Cumulative2022 | Cumulative2023 | Cumulative2024 | Cumulative2025 | Cumulative2026 | Cumulative2027 | Cumulative2028 | Cumulative2029 | CumulativeSD2020 | CumulativeSD2021 | CumulativeSD2022 | CumulativeSD2023 | CumulativeSD2024 | CumulativeSD2025 | CumulativeSD2026 | CumulativeSD2027 | CumulativeSD2028 | CumulativeSD2029 | CumulativeWD2020 | CumulativeWD2021 | CumulativeWD2022 | CumulativeWD2023 | CumulativeWD2024 | CumulativeWD2025 | CumulativeWD2026 | CumulativeWD2027 | CumulativeWD2028 | CumulativeWD2029
Construction_Existing_Process Heat Improved Controls_RIM | Ach | Construction | Process Heating | Process Heating | RIM | New | NN225 | Process Heat Improved Controls | Process Heat Improved Controls | NonEquip | 15 | Process Heating | 23.16% | custom | 1.21% | 1.3869 | 0 | 0 | 0 | 0.51588 | 0 | 0 | 0 | 0.0025939 | 0 | 1.3869 | 1.3869 | 1.3869 | 1.3869 | 1.9028 | 1.9028 | 1.9028 | 1.9028 | 1.9054 | 1.9054 | 0.00019094 | 0.00019094 | 0.00019094 | 0.00019094 | 0.00026196 | 0.00026196 | 0.00026196 | 0.00026196 | 0.00026232 | 0.00026232 | 0.00018623 | 0.00018623 | 0.00018623 | 0.00018623 | 0.00025551 | 0.00025551 | 0.00025551 | 0.00025551 | 0.00025585 | 0.00025585
Construction_Existing_Process Heat Improved Controls_RIM | Ach | Construction | Process Heating | Process Heating | RIM | Existing | NE224 | Process Heat Improved Controls | Process Heat Improved Controls | NonEquip | 15 | Process Heating | 23.16% | custom_existing | 1.21% | 206.7442 | 210.7695 | 210.6652 | 210.6658 | 210.6173 | 210.7716 | 210.6674 | 210.6679 | 210.6781 | 210.7151 | 206.7442 | 417.5137 | 628.1789 | 838.8447 | 1049.462 | 1260.2336 | 1470.901 | 1681.5689 | 1892.2469 | 2102.962 | 0.028463 | 0.05748 | 0.086483 | 0.11549 | 0.14448 | 0.1735 | 0.2025 | 0.23151 | 0.26051 | 0.28952 | 0.027761 | 0.056063 | 0.08435 | 0.11264 | 0.14092 | 0.16922 | 0.19751 | 0.2258 | 0.25409 | 0.28238
Electrical and Electronic Equip._Existing_Process Heat Improved Controls_RIM | Ach | Electrical and Electronic Equip. | Process Heating | Process Heating | RIM | New | NN292 | Process Heat Improved Controls | Process Heat Improved Controls | NonEquip | 15 | Process Heating | 36.07% | custom | 2.283% | 6.865 | 0 | 0 | 0 | 2.5535 | 0 | 0 | 0 | 0.012839 | 0 | 6.865 | 6.865 | 6.865 | 6.865 | 9.4186 | 9.4186 | 9.4186 | 9.4186 | 9.4314 | 9.4314 | 0.00094513 | 0.00094513 | 0.00094513 | 0.00094513 | 0.0012967 | 0.0012967 | 0.0012967 | 0.0012967 | 0.0012984 | 0.0012984 | 0.00092182 | 0.00092182 | 0.00092182 | 0.00092182 | 0.0012647 | 0.0012647 | 0.0012647 | 0.0012647 | 0.0012664 | 0.0012664
Electrical and Electronic Equip._Existing_Process Heat Improved Controls_RIM | Ach | Electrical and Electronic Equip. | Process Heating | Process Heating | RIM | Existing | NE291 | Process Heat Improved Controls | Process Heat Improved Controls | NonEquip | 15 | Process Heating | 36.07% | custom_existing | 2.283% | 1023.344 | 1043.2687 | 1042.7524 | 1042.7551 | 1042.5152 | 1043.2792 | 1042.763 | 1042.7656 | 1042.816 | 1042.9991 | 1023.344 | 2066.6127 | 3109.3651 | 4152.1202 | 5194.6353 | 6237.9145 | 7280.6775 | 8323.4432 | 9366.2592 | 10409.2583 | 0.14089 | 0.28452 | 0.42807 | 0.57163 | 0.71516 | 0.85879 | 1.0023 | 1.1459 | 1.2895 | 1.4331 | 0.13741 | 0.2775 | 0.41752 | 0.55754 | 0.69752 | 0.83761 | 0.97763 | 1.1177 | 1.2577 | 1.3977
Lumber/Furniture/Pulp/Paper_Existing_Process Heat Improved Controls_RIM | Ach | Lumber/Furniture/Pulp/Paper | Process Heating | Process Heating | RIM | New | NN363 | Process Heat Improved Controls | Process Heat Improved Controls | NonEquip | 15 | Process Heating | 17.47% | custom | 2.283% | 16.9023 | 0 | 0 | 0 | 6.287 | 0 | 0 | 0 | 0.031611 | 0 | 16.9023 | 16.9023 | 16.9023 | 16.9023 | 23.1892 | 23.1892 | 23.1892 | 23.1892 | 23.2208 | 23.2208 | 0.002327 | 0.002327 | 0.002327 | 0.002327 | 0.0031925 | 0.0031925 | 0.0031925 | 0.0031925 | 0.0031969 | 0.0031969 | 0.0022696 | 0.0022696 | 0.0022696 | 0.0022696 | 0.0031138 | 0.0031138 | 0.0031138 | 0.0031138 | 0.003118 | 0.003118
Lumber/Furniture/Pulp/Paper_Existing_Process Heat Improved Controls_RIM | Ach | Lumber/Furniture/Pulp/Paper | Process Heating | Process Heating | RIM | Existing | NE362 | Process Heat Improved Controls | Process Heat Improved Controls | NonEquip | 15 | Process Heating | 17.47% | custom_existing | 2.283% | 2519.5523 | 2568.6084 | 2567.3373 | 2567.3438 | 2566.7532 | 2568.6343 | 2567.3633 | 2567.3698 | 2567.4939 | 2567.9446 | 2519.5523 | 5088.1606 | 7655.4979 | 10222.8417 | 12789.5948 | 15358.2292 | 17925.5925 | 20492.9623 | 23060.4563 | 25628.4009 | 0.34687 | 0.7005 | 1.0539 | 1.4074 | 1.7608 | 2.1144 | 2.4679 | 2.8213 | 3.1748 | 3.5283 | 0.33832 | 0.68323 | 1.028 | 1.3727 | 1.7174 | 2.0623 | 2.407 | 2.7517 | 3.0965 | 3.4413
Lumber/Furniture/Pulp/Paper_Existing_Process Refrig Controls_RIM | Ach | Lumber/Furniture/Pulp/Paper | Process Cooling | Process Cooling | RIM | New | NN356 | Process Refrig Controls | Process Refrig Controls | NonEquip | 15 | Process Cooling | 33.05% | custom | 6% | 56.9745 | 0 | 0 | 0 | 21.1922 | 0 | 0 | 0 | 0.10656 | 0 | 56.9745 | 56.9745 | 56.9745 | 56.9745 | 78.1667 | 78.1667 | 78.1667 | 78.1667 | 78.2732 | 78.2732 | 0.0078438 | 0.0078438 | 0.0078438 | 0.0078438 | 0.010761 | 0.010761 | 0.010761 | 0.010761 | 0.010776 | 0.010776 | 0.0076504 | 0.0076504 | 0.0076504 | 0.0076504 | 0.010496 | 0.010496 | 0.010496 | 0.010496 | 0.01051 | 0.01051
Lumber/Furniture/Pulp/Paper_Existing_Process Refrig Controls_RIM | Ach | Lumber/Furniture/Pulp/Paper | Process Cooling | Process Cooling | RIM | Existing | NE355 | Process Refrig Controls | Process Refrig Controls | NonEquip | 15 | Process Cooling | 33.05% | custom_existing | 6% | 8740.7572 | 8658.3115 | 8654.0268 | 8654.0488 | 8652.0579 | 8658.399 | 8654.1147 | 8654.1366 | 8654.5549 | 8656.074 | 8740.7572 | 17399.0687 | 26053.0955 | 34707.1443 | 43359.2022 | 52017.6012 | 60671.7159 | 69325.8525 | 77980.4074 | 86636.4815 | 1.2034 | 2.3954 | 3.5868 | 4.7782 | 5.9694 | 7.1614 | 8.3528 | 9.5442 | 10.7357 | 11.9274 | 1.1737 | 2.3363 | 3.4983 | 4.6604 | 5.8222 | 6.9848 | 8.1469 | 9.3089 | 10.471 | 11.6333
Lumber/Furniture/Pulp/Paper_Existing_Lighting Controls_RIM | Ach | Lumber/Furniture/Pulp/Paper | Industrial Lighting | Industrial Lighting | RIM | New | NN325 | Lighting Controls | Lighting Controls | NonEquip | 10 | Industrial Lighting | 30% | prescriptive_lightnonequip | 19.92% | 125.5711 | 0 | 0 | 0 | 419.2083 | 0 | 0 | 0 | 60.966 | 0 | 125.5711 | 125.5711 | 125.5711 | 125.5711 | 544.7794 | 544.7794 | 544.7794 | 544.7794 | 605.7454 | 605.7454 | 0.017924 | 0.017924 | 0.017924 | 0.017924 | 0.07776 | 0.07776 | 0.07776 | 0.07776 | 0.086462 | 0.086462 | 0.017422 | 0.017422 | 0.017422 | 0.017422 | 0.075585 | 0.075585 | 0.075585 | 0.075585 | 0.084044 | 0.084044
Lumber/Furniture/Pulp/Paper_Existing_Lighting Controls_RIM | Ach | Lumber/Furniture/Pulp/Paper | Industrial Lighting | Industrial Lighting | RIM | Existing | NE324 | Lighting Controls | Lighting Controls | NonEquip | 10 | Industrial Lighting | 30% | prescriptive_lightnonequip_existing | 19.92% | 23778.7846 | 23853.5442 | 23841.7398 | 23841.8004 | 23836.3155 | 23853.7852 | 23841.9819 | 23842.0424 | 23843.1949 | 23847.38 | 23778.7846 | 47632.3288 | 71474.0687 | 95315.869 | 119152.1845 | 143005.9696 | 166847.9516 | 190689.994 | 214533.1889 | 238380.5688 | 3.3941 | 6.7989 | 10.202 | 13.6051 | 17.0075 | 20.4123 | 23.8154 | 27.2186 | 30.6219 | 34.0258 | 3.2992 | 6.6087 | 9.9166 | 13.2245 | 16.5317 | 19.8413 | 23.1492 | 26.4572 | 29.7653 | 33.074
Metal Products and Machinery_Existing_Process Heat Improved Controls_RIM | Ach | Metal Products and Machinery | Process Heating | Process Heating | RIM | New | NN446 | Process Heat Improved Controls | Process Heat Improved Controls | NonEquip | 15 | Process Heating | 7.401% | custom | 2.685% | 3.9153 | 0 | 0 | 0 | 1.4563 | 0 | 0 | 0 | 0.0073225 | 0 | 3.9153 | 3.9153 | 3.9153 | 3.9153 | 5.3716 | 5.3716 | 5.3716 | 5.3716 | 5.3789 | 5.3789 | 0.00053902 | 0.00053902 | 0.00053902 | 0.00053902 | 0.00073952 | 0.00073952 | 0.00073952 | 0.00073952 | 0.00074053 | 0.00074053 | 0.00052573 | 0.00052573 | 0.00052573 | 0.00052573 | 0.00072128 | 0.00072128 | 0.00072128 | 0.00072128 | 0.00072227 | 0.00072227
Metal Products and Machinery_Existing_Process Heat Improved Controls_RIM | Ach | Metal Products and Machinery | Process Heating | Process Heating | RIM | Existing | NE445 | Process Heat Improved Controls | Process Heat Improved Controls | NonEquip | 15 | Process Heating | 7.401% | custom_existing | 2.685% | 583.6321 | 594.9955 | 594.7011 | 594.7026 | 594.5658 | 595.0015 | 594.7071 | 594.7086 | 594.7374 | 594.8418 | 583.6321 | 1178.6276 | 1773.3287 | 2368.0313 | 2962.597 | 3557.5986 | 4152.3057 | 4747.0143 | 5341.7517 | 5936.5934 | 0.08035 | 0.16226 | 0.24414 | 0.32601 | 0.40787 | 0.48978 | 0.57166 | 0.65353 | 0.73541 | 0.8173 | 0.078369 | 0.15826 | 0.23812 | 0.31797 | 0.39781 | 0.47771 | 0.55756 | 0.63742 | 0.71728 | 0.79715
Metal Products and Machinery_Existing_Process Refrig Controls_RIM | Ach | Metal Products and Machinery | Process Cooling | Process Cooling | RIM | New | NN434 | Process Refrig Controls | Process Refrig Controls | NonEquip | 15 | Process Cooling | 17.9% | custom | 5.13% | 3.93 | 0 | 0 | 0 | 1.4618 | 0 | 0 | 0 | 0.00735 | 0 | 3.93 | 3.93 | 3.93 | 3.93 | 5.3918 | 5.3918 | 5.3918 | 5.3918 | 5.3991 | 5.3991 | 0.00054105 | 0.00054105 | 0.00054105 | 0.00054105 | 0.00074229 | 0.00074229 | 0.00074229 | 0.00074229 | 0.00074331 | 0.00074331 | 0.00052771 | 0.00052771 | 0.00052771 | 0.00052771 | 0.00072399 | 0.00072399 | 0.00072399 | 0.00072399 | 0.00072498 | 0.00072498
Metal Products and Machinery_Existing_Process Refrig Controls_RIM | Ach | Metal Products and Machinery | Process Cooling | Process Cooling | RIM | Existing | NE433 | Process Refrig Controls | Process Refrig Controls | NonEquip | 15 | Process Cooling | 17.9% | custom_existing | 5.13% | 602.917 | 597.2301 | 596.9346 | 596.9361 | 596.7988 | 597.2361 | 596.9406 | 596.9421 | 596.971 | 597.0758 | 602.917 | 1200.1471 | 1797.0817 | 2394.0178 | 2990.8165 | 3588.0527 | 4184.9933 | 4781.9355 | 5378.9064 | 5975.9822 | 0.083005 | 0.16523 | 0.24741 | 0.32959 | 0.41175 | 0.49398 | 0.57616 | 0.65834 | 0.74053 | 0.82273 | 0.080958 | 0.16115 | 0.24131 | 0.32146 | 0.4016 | 0.4818 | 0.56195 | 0.64211 | 0.72227 | 0.80244
Metal Products and Machinery_Existing_Lighting Controls_RIM | Ach | Metal Products and Machinery | Industrial Lighting | Industrial Lighting | RIM | New | NN403 | Lighting Controls | Lighting Controls | NonEquip | 10 | Industrial Lighting | 30% | prescriptive_lightnonequip | 19.49% | 17.5995 | 0 | 0 | 0 | 58.7545 | 0 | 0 | 0 | 8.5447 | 0 | 17.5995 | 17.5995 | 17.5995 | 17.5995 | 76.354 | 76.354 | 76.354 | 76.354 | 84.8987 | 84.8987 | 0.0025121 | 0.0025121 | 0.0025121 | 0.0025121 | 0.010899 | 0.010899 | 0.010899 | 0.010899 | 0.012118 | 0.012118 | 0.0024418 | 0.0024418 | 0.0024418 | 0.0024418 | 0.010594 | 0.010594 | 0.010594 | 0.010594 | 0.011779 | 0.011779
Metal Products and Machinery_Existing_Lighting Controls_RIM | Ach | Metal Products and Machinery | Industrial Lighting | Industrial Lighting | RIM | Existing | NE402 | Lighting Controls | Lighting Controls | NonEquip | 10 | Industrial Lighting | 30% | prescriptive_lightnonequip_existing | 19.49% | 3332.7335 | 3343.2115 | 3341.557 | 3341.5655 | 3340.7968 | 3343.2453 | 3341.591 | 3341.5995 | 3341.761 | 3342.3475 | 3332.7335 | 6675.945 | 10017.5021 | 13359.0676 | 16699.8644 | 20043.1097 | 23384.7006 | 26726.3001 | 30068.0611 | 33410.4086 | 0.47571 | 0.95291 | 1.4299 | 1.9068 | 2.3837 | 2.8609 | 3.3379 | 3.8148 | 4.2918 | 4.7689 | 0.4624 | 0.92625 | 1.3899 | 1.8535 | 2.317 | 2.7809 | 3.2445 | 3.7081 | 4.1718 | 4.6355
Miscellaneous Manufacturing_Existing_Process Heat Improved Controls_RIM | Ach | Miscellaneous Manufacturing | Process Heating | Process Heating | RIM | New | NN519 | Process Heat Improved Controls | Process Heat Improved Controls | NonEquip | 15 | Process Heating | 36.23% | custom | 2.283% | 9.0622 | 0 | 0 | 0 | 3.3708 | 0 | 0 | 0 | 0.016948 | 0 | 9.0622 | 9.0622 | 9.0622 | 9.0622 | 12.4329 | 12.4329 | 12.4329 | 12.4329 | 12.4499 | 12.4499 | 0.0012476 | 0.0012476 | 0.0012476 | 0.0012476 | 0.0017117 | 0.0017117 | 0.0017117 | 0.0017117 | 0.001714 | 0.001714 | 0.0012168 | 0.0012168 | 0.0012168 | 0.0012168 | 0.0016695 | 0.0016695 | 0.0016695 | 0.0016695 | 0.0016717 | 0.0016717
Miscellaneous Manufacturing_Existing_Process Heat Improved Controls_RIM | Ach | Miscellaneous Manufacturing | Process Heating | Process Heating | RIM | Existing | NE518 | Process Heat Improved Controls | Process Heat Improved Controls | NonEquip | 15 | Process Heating | 36.23% | custom_existing | 2.283% | 1350.8609 | 1377.1624 | 1376.4809 | 1376.4844 | 1376.1677 | 1377.1763 | 1376.4949 | 1376.4984 | 1376.5649 | 1376.8065 | 1350.8609 | 2728.0233 | 4104.5042 | 5480.9886 | 6857.1564 | 8234.3327 | 9610.8276 | 10987.326 | 12363.8909 | 13740.6974 | 0.18598 | 0.37557 | 0.56508 | 0.75458 | 0.94404 | 1.1336 | 1.3231 | 1.5126 | 1.7022 | 1.8917 | 0.18139 | 0.36631 | 0.55114 | 0.73597 | 0.92076 | 1.1057 | 1.2905 | 1.4754 | 1.6602 | 1.8451
Primary Resources Industries_Existing_Process Other Systems Optimization_RIM | Ach | Primary Resources Industries | Process Specific | Process Specific | RIM | New | NN600 | Process Other Systems Optimization | Process Other Systems Optimization | NonEquip | 5.3333 | Process Specific | 0.2023% | custom | 14.46% | 0.17339 | 0 | 0 | 0 | 0.064496 | 0 | 0 | 0 | 0.00032429 | 0 | 0.17339 | 0.17339 | 0.17339 | 0.17339 | 0.23789 | 0.23789 | 0.23789 | 0.23789 | 0.23821 | 0.23821 | 2.3871e-05 | 2.3871e-05 | 2.3871e-05 | 2.3871e-05 | 3.2751e-05 | 3.2751e-05 | 3.2751e-05 | 3.2751e-05 | 3.2795e-05 | 3.2795e-05 | 2.3283e-05 | 2.3283e-05 | 2.3283e-05 | 2.3283e-05 | 3.1943e-05 | 3.1943e-05 | 3.1943e-05 | 3.1943e-05 | 3.1987e-05 | 3.1987e-05
Primary Resources Industries_Existing_Process Other Systems Optimization_RIM | Ach | Primary Resources Industries | Process Specific | Process Specific | RIM | Existing | NE599 | Process Other Systems Optimization | Process Other Systems Optimization | NonEquip | 5.3333 | Process Specific | 0.2023% | custom_existing | 14.46% | 25.2603 | 26.3504 | 26.3373 | 26.3374 | 26.3313 | 26.3506 | 26.3376 | 26.3376 | 26.3389 | 26.3435 | 25.2603 | 51.6106 | 77.9479 | 104.2853 | 130.6166 | 156.9672 | 183.3048 | 209.6425 | 235.9814 | 262.3249 | 0.0034776 | 0.0071053 | 0.010731 | 0.014357 | 0.017982 | 0.02161 | 0.025236 | 0.028862 | 0.032488 | 0.036115 | 0.0033919 | 0.0069302 | 0.010467 | 0.014003 | 0.017539 | 0.021077 | 0.024614 | 0.02815 | 0.031687 | 0.035224
Primary Resources Industries_Existing_Process Heat Improved Controls_RIM | Ach | Primary Resources Industries | Process Heating | Process Heating | RIM | New | NN594 | Process Heat Improved Controls | Process Heat Improved Controls | NonEquip | 15 | Process Heating | 11.38% | custom | 2.283% | 2.9915 | 0 | 0 | 0 | 1.1127 | 0 | 0 | 0 | 0.0055948 | 0 | 2.9915 | 2.9915 | 2.9915 | 2.9915 | 4.1042 | 4.1042 | 4.1042 | 4.1042 | 4.1098 | 4.1098 | 0.00041185 | 0.00041185 | 0.00041185 | 0.00041185 | 0.00056504 | 0.00056504 | 0.00056504 | 0.00056504 | 0.00056581 | 0.00056581 | 0.00040169 | 0.00040169 | 0.00040169 | 0.00040169 | 0.0005511 | 0.0005511 | 0.0005511 | 0.0005511 | 0.00055186 | 0.00055186
Primary Resources Industries_Existing_Process Heat Improved Controls_RIM | Ach | Primary Resources Industries | Process Heating | Process Heating | RIM | Existing | NE593 | Process Heat Improved Controls | Process Heat Improved Controls | NonEquip | 15 | Process Heating | 11.38% | custom_existing | 2.283% | 445.9301 | 454.6124 | 454.3875 | 454.3886 | 454.2841 | 454.617 | 454.3921 | 454.3932 | 454.4152 | 454.495 | 445.9301 | 900.5426 | 1354.93 | 1809.3187 | 2263.6028 | 2718.2198 | 3172.6119 | 3627.0051 | 4081.4203 | 4535.9153 | 0.061392 | 0.12398 | 0.18654 | 0.24909 | 0.31164 | 0.37422 | 0.43678 | 0.49934 | 0.5619 | 0.62447 | 0.059878 | 0.12092 | 0.18194 | 0.24295 | 0.30395 | 0.365 | 0.42601 | 0.48703 | 0.54804 | 0.60907
Stone/Clay/Glass/Concrete_Existing_Process Heat Improved Controls_RIM | Ach | Stone/Clay/Glass/Concrete | Process Heating | Process Heating | RIM | New | NN668 | Process Heat Improved Controls | Process Heat Improved Controls | NonEquip | 15 | Process Heating | 36.23% | custom | 2.283% | 0.50612 | 0 | 0 | 0 | 0.18825 | 0 | 0 | 0 | 0.00094656 | 0 | 0.50612 | 0.50612 | 0.50612 | 0.50612 | 0.69437 | 0.69437 | 0.69437 | 0.69437 | 0.69532 | 0.69532 | 6.9678e-05 | 6.9678e-05 | 6.9678e-05 | 6.9678e-05 | 9.5595e-05 | 9.5595e-05 | 9.5595e-05 | 9.5595e-05 | 9.5726e-05 | 9.5726e-05 | 6.796e-05 | 6.796e-05 | 6.796e-05 | 6.796e-05 | 9.3238e-05 | 9.3238e-05 | 9.3238e-05 | 9.3238e-05 | 9.3365e-05 | 9.3365e-05
Stone/Clay/Glass/Concrete_Existing_Process Heat Improved Controls_RIM | Ach | Stone/Clay/Glass/Concrete | Process Heating | Process Heating | RIM | Existing | NE667 | Process Heat Improved Controls | Process Heat Improved Controls | NonEquip | 15 | Process Heating | 36.23% | custom_existing | 2.283% | 75.4445 | 76.9135 | 76.8754 | 76.8756 | 76.8579 | 76.9142 | 76.8762 | 76.8764 | 76.8801 | 76.8936 | 75.4445 | 152.358 | 229.2334 | 306.109 | 382.9669 | 459.8811 | 536.7573 | 613.6337 | 690.5138 | 767.4074 | 0.010387 | 0.020975 | 0.031559 | 0.042143 | 0.052724 | 0.063313 | 0.073897 | 0.08448 | 0.095065 | 0.10565 | 0.010131 | 0.020458 | 0.030781 | 0.041104 | 0.051424 | 0.061752 | 0.072075 | 0.082397 | 0.092721 | 0.10305
Textiles and Leather_Existing_Process Heat System Optimization_RIM | Ach | Textiles and Leather | Process Heating | Process Heating | RIM | New | NN730 | Process Heat System Optimization | Process Heat System Optimization | NonEquip | 2 | Process Heating | 24.47% | custom | 8.837% | 2.0333 | 0 | 0 | 0 | 0.75632 | 0 | 0 | 0 | 0.0038028 | 0 | 2.0333 | 2.0333 | 2.0333 | 2.0333 | 2.7896 | 2.7896 | 2.7896 | 2.7896 | 2.7935 | 2.7935 | 0.00027993 | 0.00027993 | 0.00027993 | 0.00027993 | 0.00038406 | 0.00038406 | 0.00038406 | 0.00038406 | 0.00038458 | 0.00038458 | 0.00027303 | 0.00027303 | 0.00027303 | 0.00027303 | 0.00037459 | 0.00037459 | 0.00037459 | 0.00037459 | 0.0003751 | 0.0003751
Textiles and Leather_Existing_Process Heat System Optimization_RIM | Ach | Textiles and Leather | Process Heating | Process Heating | RIM | Existing | NE729 | Process Heat System Optimization | Process Heat System Optimization | NonEquip | 2 | Process Heating | 24.47% | custom_existing | 8.837% | 303.1003 | 309.0017 | 308.8488 | 308.8496 | 308.7786 | 309.0049 | 308.852 | 308.8528 | 308.8677 | 308.9219 | 303.1003 | 612.1021 | 920.9509 | 1229.8005 | 1538.5791 | 1847.5839 | 2156.4359 | 2465.2887 | 2774.1563 | 3083.0782 | 0.041728 | 0.084269 | 0.12679 | 0.16931 | 0.21182 | 0.25436 | 0.29688 | 0.3394 | 0.38192 | 0.42445 | 0.0407 | 0.082192 | 0.12366 | 0.16513 | 0.2066 | 0.24809 | 0.28956 | 0.33103 | 0.37251 | 0.41399
Textiles and Leather_Existing_Building Envelope Improvements_RIM | Ach | Textiles and Leather | HVAC | HVAC | RIM | New | NN688 | Building Envelope Improvements | Building Envelope Improvements | NonEquip | 15 | HVAC | 19.11% | custom | 7.051% | 4.048 | 0 | 0 | 0 | 1.5057 | 0 | 0 | 0 | 0.0075707 | 0 | 4.048 | 4.048 | 4.048 | 4.048 | 5.5537 | 5.5537 | 5.5537 | 5.5537 | 5.5612 | 5.5612 | 0.00057665 | 0.00057665 | 0.00057665 | 0.00057665 | 0.00079114 | 0.00079114 | 0.00079114 | 0.00079114 | 0.00079222 | 0.00079222 | 0.00056266 | 0.00056266 | 0.00056266 | 0.00056266 | 0.00077195 | 0.00077195 | 0.00077195 | 0.00077195 | 0.000773 | 0.000773
Textiles and Leather_Existing_Building Envelope Improvements_RIM | Ach | Textiles and Leather | HVAC | HVAC | RIM | Existing | NE687 | Building Envelope Improvements | Building Envelope Improvements | NonEquip | 15 | HVAC | 19.11% | custom_existing | 7.051% | 623.6662 | 615.1642 | 614.8598 | 614.8614 | 614.7199 | 615.1704 | 614.866 | 614.8676 | 614.8973 | 615.0053 | 623.6662 | 1238.8304 | 1853.6902 | 2468.5515 | 3083.2715 | 3698.4419 | 4313.3079 | 4928.1755 | 5543.0729 | 6158.0781 | 0.088844 | 0.17648 | 0.26406 | 0.35165 | 0.43922 | 0.52686 | 0.61445 | 0.70204 | 0.78963 | 0.87724 | 0.086688 | 0.17219 | 0.25766 | 0.34312 | 0.42857 | 0.51407 | 0.59954 | 0.685 | 0.77047 | 0.85596
Transportation Equipment_Existing_Process Heat Improved Controls_RIM | Ach | Transportation Equipment | Process Heating | Process Heating | RIM | New | NN801 | Process Heat Improved Controls | Process Heat Improved Controls | NonEquip | 15 | Process Heating | 8.411% | custom | 2.283% | 0.91695 | 0 | 0 | 0 | 0.34107 | 0 | 0 | 0 | 0.0017149 | 0 | 0.91695 | 0.91695 | 0.91695 | 0.91695 | 1.258 | 1.258 | 1.258 | 1.258 | 1.2597 | 1.2597 | 0.00012624 | 0.00012624 | 0.00012624 | 0.00012624 | 0.00017319 | 0.00017319 | 0.00017319 | 0.00017319 | 0.00017343 | 0.00017343 | 0.00012313 | 0.00012313 | 0.00012313 | 0.00012313 | 0.00016892 | 0.00016892 | 0.00016892 | 0.00016892 | 0.00016915 | 0.00016915
Transportation Equipment_Existing_Process Heat Improved Controls_RIM | Ach | Transportation Equipment | Process Heating | Process Heating | RIM | Existing | NE800 | Process Heat Improved Controls | Process Heat Improved Controls | NonEquip | 15 | Process Heating | 8.411% | custom_existing | 2.283% | 136.6858 | 139.3471 | 139.2782 | 139.2785 | 139.2465 | 139.3485 | 139.2796 | 139.2799 | 139.2867 | 139.3111 | 136.6858 | 276.0329 | 415.3111 | 554.5896 | 693.8361 | 833.1846 | 972.4642 | 1111.7441 | 1251.0308 | 1390.3419 | 0.018818 | 0.038002 | 0.057177 | 0.076352 | 0.095522 | 0.11471 | 0.13388 | 0.15306 | 0.17223 | 0.19141 | 0.018354 | 0.037065 | 0.055767 | 0.074469 | 0.093167 | 0.11188 | 0.13058 | 0.14928 | 0.16799 | 0.18669
Water and Wastewater_Existing_Process Heat Improved Controls_RIM | Ach | Water and Wastewater | Process Heating | Process Heating | RIM | New | NN955 | Process Heat Improved Controls | Process Heat Improved Controls | NonEquip | 15 | Process Heating | 23.16% | custom | 1.21% | 6.4723 | 0 | 0 | 0 | 2.4075 | 0 | 0 | 0 | 0.012105 | 0 | 6.4723 | 6.4723 | 6.4723 | 6.4723 | 8.8798 | 8.8798 | 8.8798 | 8.8798 | 8.8919 | 8.8919 | 0.00089106 | 0.00089106 | 0.00089106 | 0.00089106 | 0.0012225 | 0.0012225 | 0.0012225 | 0.0012225 | 0.0012242 | 0.0012242 | 0.00086909 | 0.00086909 | 0.00086909 | 0.00086909 | 0.0011924 | 0.0011924 | 0.0011924 | 0.0011924 | 0.001194 | 0.001194
Water and Wastewater_Existing_Process Heat Improved Controls_RIM | Ach | Water and Wastewater | Process Heating | Process Heating | RIM | Existing | NE954 | Process Heat Improved Controls | Process Heat Improved Controls | NonEquip | 15 | Process Heating | 23.16% | custom_existing | 1.21% | 964.8061 | 983.5911 | 983.1043 | 983.1068 | 982.8807 | 983.601 | 983.1143 | 983.1168 | 983.1643 | 983.3369 | 964.8061 | 1948.3972 | 2931.5016 | 3914.6084 | 4897.4891 | 5881.0901 | 6864.2045 | 7847.3213 | 8830.4856 | 9813.8226 | 0.13283 | 0.26824 | 0.40359 | 0.53893 | 0.67425 | 0.80966 | 0.94501 | 1.0804 | 1.2157 | 1.3511 | 0.12955 | 0.26163 | 0.39364 | 0.52564 | 0.65762 | 0.7897 | 0.92171 | 1.0537 | 1.1857 | 1.3178

## PerCustomerTemplate-RES
|  | Note: will need separate sheets for Residential, Commercial and Industrial | [12 empty] | Projected Participation-RIM | [9 empty] | Annual Incremental Savings (kWH)-RIM | [10 empty] | Projected Participation-TRC | [9 empty] | Annual Incremental Savings (kWH)-TRC
Segment | Vintage | (1) Measure | (2) Summer Peak Per Cust (kW) | (3) Winter Peak Per Cust (kW) | Blank Column | (4) Annual energy Per Cust (kWh) | (5 ) service Life(Yrs) | Blank Column | (7) Measure incremental cost | Units | Program Admin Cost | Max Incentive-RIM | Max Incentive-TRC | Segment_Measure_Scenario_Vintage | 2020 | 2021 | 2022 | 2023 | 2024 | 2025 | 2026 | 2027 | 2028 | 2029 | 2020 | 2021 | 2022 | 2023 | 2024 | 2025 | 2026 | 2027 | 2028 | 2029 | Segment_Measure_Scenario_Vintage | 2020 | 2021 | 2022 | 2023 | 2024 | 2025 | 2026 | 2027 | 2028 | 2029 | 2020 | 2021 | 2022 | 2023 | 2024 | 2025 | 2026 | 2027 | 2028 | 2029 | RIM Incentive % | TRC Incentive %
Single Family | Turnover | Energy Star Clothes Dryer | 0.022953 | 0.013331 |  | 145.9522 | 11 |  | 249 | Per Unit | 16.8491 | FAIL | FAIL | Single Family_Turnover_Energy Star Clothes Dryer_RIM | 0 | 0 | 0 | 0 | 0 | 0 | 0 | 0 | 0 | 0 | 0 | 0 | 0 | 0 | 0 | 0 | 0 | 0 | 0 | 0 | Single Family_Turnover_Energy Star Clothes Dryer_TRC | 0 | 0 | 0 | 0 | 0 | 0 | 0 | 0 | 0 | 0 | 0 | 0 | 0 | 0 | 0 | 0 | 0 | 0 | 0 | 0
Multi-Family | Turnover | Energy Star Clothes Dryer | 0.022953 | 0.013331 |  | 145.9522 | 11 |  | 249 | Per Unit | 16.8491 | FAIL | FAIL | Multi-Family_Turnover_Energy Star Clothes Dryer_RIM | 0 | 0 | 0 | 0 | 0 | 0 | 0 | 0 | 0 | 0 | 0 | 0 | 0 | 0 | 0 | 0 | 0 | 0 | 0 | 0 | Multi-Family_Turnover_Energy Star Clothes Dryer_TRC | 0 | 0 | 0 | 0 | 0 | 0 | 0 | 0 | 0 | 0 | 0 | 0 | 0 | 0 | 0 | 0 | 0 | 0 | 0 | 0
Manufactured Home | Turnover | Energy Star Clothes Dryer | 0.022953 | 0.013331 |  | 145.9522 | 11 |  | 249 | Per Unit | 16.8491 | FAIL | FAIL | Manufactured Home_Turnover_Energy Star Clothes Dryer_RIM | 0 | 0 | 0 | 0 | 0 | 0 | 0 | 0 | 0 | 0 | 0 | 0 | 0 | 0 | 0 | 0 | 0 | 0 | 0 | 0 | Manufactured Home_Turnover_Energy Star Clothes Dryer_TRC | 0 | 0 | 0 | 0 | 0 | 0 | 0 | 0 | 0 | 0 | 0 | 0 | 0 | 0 | 0 | 0 | 0 | 0 | 0 | 0
Single Family | New | Energy Star Clothes Dryer | 0.022953 | 0.013331 |  | 145.9522 | 11 |  | 249 | Per Unit | 16.8491 | FAIL | FAIL | Single Family_New_Energy Star Clothes Dryer_RIM | 0 | 0 | 0 | 0 | 0 | 0 | 0 | 0 | 0 | 0 | 0 | 0 | 0 | 0 | 0 | 0 | 0 | 0 | 0 | 0 | Single Family_New_Energy Star Clothes Dryer_TRC | 0 | 0 | 0 | 0 | 0 | 0 | 0 | 0 | 0 | 0 | 0 | 0 | 0 | 0 | 0 | 0 | 0 | 0 | 0 | 0
Multi-Family | New | Energy Star Clothes Dryer | 0.022953 | 0.013331 |  | 145.9522 | 11 |  | 249 | Per Unit | 16.8491 | FAIL | FAIL | Multi-Family_New_Energy Star Clothes Dryer_RIM | 0 | 0 | 0 | 0 | 0 | 0 | 0 | 0 | 0 | 0 | 0 | 0 | 0 | 0 | 0 | 0 | 0 | 0 | 0 | 0 | Multi-Family_New_Energy Star Clothes Dryer_TRC | 0 | 0 | 0 | 0 | 0 | 0 | 0 | 0 | 0 | 0 | 0 | 0 | 0 | 0 | 0 | 0 | 0 | 0 | 0 | 0
Manufactured Home | New | Energy Star Clothes Dryer | 0.022953 | 0.013331 |  | 145.9522 | 11 |  | 249 | Per Unit | 16.8491 | FAIL | FAIL | Manufactured Home_New_Energy Star Clothes Dryer_RIM | 0 | 0 | 0 | 0 | 0 | 0 | 0 | 0 | 0 | 0 | 0 | 0 | 0 | 0 | 0 | 0 | 0 | 0 | 0 | 0 | Manufactured Home_New_Energy Star Clothes Dryer_TRC | 0 | 0 | 0 | 0 | 0 | 0 | 0 | 0 | 0 | 0 | 0 | 0 | 0 | 0 | 0 | 0 | 0 | 0 | 0 | 0
Single Family | Turnover | Energy Star Clothes Washer | 0.085635 | 0.049737 |  | 544.539 | 11 |  | 58.34 | Per Unit | 62.8629 | FAIL | FAIL | Single Family_Turnover_Energy Star Clothes Washer_RIM | 0 | 0 | 0 | 0 | 0 | 0 | 0 | 0 | 0 | 0 | 0 | 0 | 0 | 0 | 0 | 0 | 0 | 0 | 0 | 0 | Single Family_Turnover_Energy Star Clothes Washer_TRC | 0 | 0 | 0 | 0 | 0 | 0 | 0 | 0 | 0 | 0 | 0 | 0 | 0 | 0 | 0 | 0 | 0 | 0 | 0 | 0
Multi-Family | Turnover | Energy Star Clothes Washer | 0.085635 | 0.049737 |  | 544.539 | 11 |  | 58.34 | Per Unit | 62.8629 | FAIL | FAIL | Multi-Family_Turnover_Energy Star Clothes Washer_RIM | 0 | 0 | 0 | 0 | 0 | 0 | 0 | 0 | 0 | 0 | 0 | 0 | 0 | 0 | 0 | 0 | 0 | 0 | 0 | 0 | Multi-Family_Turnover_Energy Star Clothes Washer_TRC | 0 | 0 | 0 | 0 | 0 | 0 | 0 | 0 | 0 | 0 | 0 | 0 | 0 | 0 | 0 | 0 | 0 | 0 | 0 | 0
Manufactured Home | Turnover | Energy Star Clothes Washer | 0.085635 | 0.049737 |  | 544.539 | 11 |  | 58.34 | Per Unit | 62.8629 | FAIL | FAIL | Manufactured Home_Turnover_Energy Star Clothes Washer_RIM | 0 | 0 | 0 | 0 | 0 | 0 | 0 | 0 | 0 | 0 | 0 | 0 | 0 | 0 | 0 | 0 | 0 | 0 | 0 | 0 | Manufactured Home_Turnover_Energy Star Clothes Washer_TRC | 0 | 0 | 0 | 0 | 0 | 0 | 0 | 0 | 0 | 0 | 0 | 0 | 0 | 0 | 0 | 0 | 0 | 0 | 0 | 0
Single Family | New | Energy Star Clothes Washer | 0.085635 | 0.049737 |  | 544.539 | 11 |  | 58.34 | Per Unit | 62.8629 | FAIL | FAIL | Single Family_New_Energy Star Clothes Washer_RIM | 0 | 0 | 0 | 0 | 0 | 0 | 0 | 0 | 0 | 0 | 0 | 0 | 0 | 0 | 0 | 0 | 0 | 0 | 0 | 0 | Single Family_New_Energy Star Clothes Washer_TRC | 0 | 0 | 0 | 0 | 0 | 0 | 0 | 0 | 0 | 0 | 0 | 0 | 0 | 0 | 0 | 0 | 0 | 0 | 0 | 0
Multi-Family | New | Energy Star Clothes Washer | 0.085635 | 0.049737 |  | 544.539 | 11 |  | 58.34 | Per Unit | 62.8629 | FAIL | FAIL | Multi-Family_New_Energy Star Clothes Washer_RIM | 0 | 0 | 0 | 0 | 0 | 0 | 0 | 0 | 0 | 0 | 0 | 0 | 0 | 0 | 0 | 0 | 0 | 0 | 0 | 0 | Multi-Family_New_Energy Star Clothes Washer_TRC | 0 | 0 | 0 | 0 | 0 | 0 | 0 | 0 | 0 | 0 | 0 | 0 | 0 | 0 | 0 | 0 | 0 | 0 | 0 | 0
Manufactured Home | New | Energy Star Clothes Washer | 0.085635 | 0.049737 |  | 544.539 | 11 |  | 58.34 | Per Unit | 62.8629 | FAIL | FAIL | Manufactured Home_New_Energy Star Clothes Washer_RIM | 0 | 0 | 0 | 0 | 0 | 0 | 0 | 0 | 0 | 0 | 0 | 0 | 0 | 0 | 0 | 0 | 0 | 0 | 0 | 0 | Manufactured Home_New_Energy Star Clothes Washer_TRC | 0 | 0 | 0 | 0 | 0 | 0 | 0 | 0 | 0 | 0 | 0 | 0 | 0 | 0 | 0 | 0 | 0 | 0 | 0 | 0
Single Family | Turnover | Energy Star Dishwasher | 0.0044126 | 0.0047969 |  | 40.303 | 10 |  | 0 | Per Unit | 4.6527 | FAIL | FAIL | Single Family_Turnover_Energy Star Dishwasher_RIM | 0 | 0 | 0 | 0 | 0 | 0 | 0 | 0 | 0 | 0 | 0 | 0 | 0 | 0 | 0 | 0 | 0 | 0 | 0 | 0 | Single Family_Turnover_Energy Star Dishwasher_TRC | 0 | 0 | 0 | 0 | 0 | 0 | 0 | 0 | 0 | 0 | 0 | 0 | 0 | 0 | 0 | 0 | 0 | 0 | 0 | 0
Multi-Family | Turnover | Energy Star Dishwasher | 0.0044126 | 0.0047969 |  | 40.303 | 10 |  | 0 | Per Unit | 4.6527 | FAIL | FAIL | Multi-Family_Turnover_Energy Star Dishwasher_RIM | 0 | 0 | 0 | 0 | 0 | 0 | 0 | 0 | 0 | 0 | 0 | 0 | 0 | 0 | 0 | 0 | 0 | 0 | 0 | 0 | Multi-Family_Turnover_Energy Star Dishwasher_TRC | 0 | 0 | 0 | 0 | 0 | 0 | 0 | 0 | 0 | 0 | 0 | 0 | 0 | 0 | 0 | 0 | 0 | 0 | 0 | 0
Manufactured Home | Turnover | Energy Star Dishwasher | 0.0044126 | 0.0047969 |  | 40.303 | 10 |  | 0 | Per Unit | 4.6527 | FAIL | FAIL | Manufactured Home_Turnover_Energy Star Dishwasher_RIM | 0 | 0 | 0 | 0 | 0 | 0 | 0 | 0 | 0 | 0 | 0 | 0 | 0 | 0 | 0 | 0 | 0 | 0 | 0 | 0 | Manufactured Home_Turnover_Energy Star Dishwasher_TRC | 0 | 0 | 0 | 0 | 0 | 0 | 0 | 0 | 0 | 0 | 0 | 0 | 0 | 0 | 0 | 0 | 0 | 0 | 0 | 0
Single Family | New | Energy Star Dishwasher | 0.0044126 | 0.0047969 |  | 40.303 | 10 |  | 0 | Per Unit | 4.6527 | FAIL | FAIL | Single Family_New_Energy Star Dishwasher_RIM | 0 | 0 | 0 | 0 | 0 | 0 | 0 | 0 | 0 | 0 | 0 | 0 | 0 | 0 | 0 | 0 | 0 | 0 | 0 | 0 | Single Family_New_Energy Star Dishwasher_TRC | 0 | 0 | 0 | 0 | 0 | 0 | 0 | 0 | 0 | 0 | 0 | 0 | 0 | 0 | 0 | 0 | 0 | 0 | 0 | 0
Multi-Family | New | Energy Star Dishwasher | 0.0044126 | 0.0047969 |  | 40.303 | 10 |  | 0 | Per Unit | 4.6527 | FAIL | FAIL | Multi-Family_New_Energy Star Dishwasher_RIM | 0 | 0 | 0 | 0 | 0 | 0 | 0 | 0 | 0 | 0 | 0 | 0 | 0 | 0 | 0 | 0 | 0 | 0 | 0 | 0 | Multi-Family_New_Energy Star Dishwasher_TRC | 0 | 0 | 0 | 0 | 0 | 0 | 0 | 0 | 0 | 0 | 0 | 0 | 0 | 0 | 0 | 0 | 0 | 0 | 0 | 0
Manufactured Home | New | Energy Star Dishwasher | 0.0044126 | 0.0047969 |  | 40.303 | 10 |  | 0 | Per Unit | 4.6527 | FAIL | FAIL | Manufactured Home_New_Energy Star Dishwasher_RIM | 0 | 0 | 0 | 0 | 0 | 0 | 0 | 0 | 0 | 0 | 0 | 0 | 0 | 0 | 0 | 0 | 0 | 0 | 0 | 0 | Manufactured Home_New_Energy Star Dishwasher_TRC | 0 | 0 | 0 | 0 | 0 | 0 | 0 | 0 | 0 | 0 | 0 | 0 | 0 | 0 | 0 | 0 | 0 | 0 | 0 | 0
Single Family | Turnover | Energy Star Freezer | 0.0085251 | 0.0058997 |  | 65.6 | 11 |  | 90 | Per Unit | 7.573 | FAIL | FAIL | Single Family_Turnover_Energy Star Freezer_RIM | 0 | 0 | 0 | 0 | 0 | 0 | 0 | 0 | 0 | 0 | 0 | 0 | 0 | 0 | 0 | 0 | 0 | 0 | 0 | 0 | Single Family_Turnover_Energy Star Freezer_TRC | 0 | 0 | 0 | 0 | 0 | 0 | 0 | 0 | 0 | 0 | 0 | 0 | 0 | 0 | 0 | 0 | 0 | 0 | 0 | 0
Multi-Family | Turnover | Energy Star Freezer | 0.0085251 | 0.0058997 |  | 65.6 | 11 |  | 90 | Per Unit | 7.573 | FAIL | FAIL | Multi-Family_Turnover_Energy Star Freezer_RIM | 0 | 0 | 0 | 0 | 0 | 0 | 0 | 0 | 0 | 0 | 0 | 0 | 0 | 0 | 0 | 0 | 0 | 0 | 0 | 0 | Multi-Family_Turnover_Energy Star Freezer_TRC | 0 | 0 | 0 | 0 | 0 | 0 | 0 | 0 | 0 | 0 | 0 | 0 | 0 | 0 | 0 | 0 | 0 | 0 | 0 | 0
Manufactured Home | Turnover | Energy Star Freezer | 0.0085251 | 0.0058997 |  | 65.6 | 11 |  | 90 | Per Unit | 7.573 | FAIL | FAIL | Manufactured Home_Turnover_Energy Star Freezer_RIM | 0 | 0 | 0 | 0 | 0 | 0 | 0 | 0 | 0 | 0 | 0 | 0 | 0 | 0 | 0 | 0 | 0 | 0 | 0 | 0 | Manufactured Home_Turnover_Energy Star Freezer_TRC | 0 | 0 | 0 | 0 | 0 | 0 | 0 | 0 | 0 | 0 | 0 | 0 | 0 | 0 | 0 | 0 | 0 | 0 | 0 | 0
Single Family | New | Energy Star Freezer | 0.0085251 | 0.0058997 |  | 65.6 | 11 |  | 90 | Per Unit | 7.573 | FAIL | FAIL | Single Family_New_Energy Star Freezer_RIM | 0 | 0 | 0 | 0 | 0 | 0 | 0 | 0 | 0 | 0 | 0 | 0 | 0 | 0 | 0 | 0 | 0 | 0 | 0 | 0 | Single Family_New_Energy Star Freezer_TRC | 0 | 0 | 0 | 0 | 0 | 0 | 0 | 0 | 0 | 0 | 0 | 0 | 0 | 0 | 0 | 0 | 0 | 0 | 0 | 0
Multi-Family | New | Energy Star Freezer | 0.0085251 | 0.0058997 |  | 65.6 | 11 |  | 90 | Per Unit | 7.573 | FAIL | FAIL | Multi-Family_New_Energy Star Freezer_RIM | 0 | 0 | 0 | 0 | 0 | 0 | 0 | 0 | 0 | 0 | 0 | 0 | 0 | 0 | 0 | 0 | 0 | 0 | 0 | 0 | Multi-Family_New_Energy Star Freezer_TRC | 0 | 0 | 0 | 0 | 0 | 0 | 0 | 0 | 0 | 0 | 0 | 0 | 0 | 0 | 0 | 0 | 0 | 0 | 0 | 0
Manufactured Home | New | Energy Star Freezer | 0.0085251 | 0.0058997 |  | 65.6 | 11 |  | 90 | Per Unit | 7.573 | FAIL | FAIL | Manufactured Home_New_Energy Star Freezer_RIM | 0 | 0 | 0 | 0 | 0 | 0 | 0 | 0 | 0 | 0 | 0 | 0 | 0 | 0 | 0 | 0 | 0 | 0 | 0 | 0 | Manufactured Home_New_Energy Star Freezer_TRC | 0 | 0 | 0 | 0 | 0 | 0 | 0 | 0 | 0 | 0 | 0 | 0 | 0 | 0 | 0 | 0 | 0 | 0 | 0 | 0
Single Family | Turnover | Energy Star Refrigerator | 0.013935 | 0.0046429 |  | 133.5 | 14 |  | 122 | Per Unit | 15.4116 | FAIL | FAIL | Single Family_Turnover_Energy Star Refrigerator_RIM | 0 | 0 | 0 | 0 | 0 | 0 | 0 | 0 | 0 | 0 | 0 | 0 | 0 | 0 | 0 | 0 | 0 | 0 | 0 | 0 | Single Family_Turnover_Energy Star Refrigerator_TRC | 0 | 0 | 0 | 0 | 0 | 0 | 0 | 0 | 0 | 0 | 0 | 0 | 0 | 0 | 0 | 0 | 0 | 0 | 0 | 0
Multi-Family | Turnover | Energy Star Refrigerator | 0.013935 | 0.0046429 |  | 133.5 | 14 |  | 122 | Per Unit | 15.4116 | FAIL | FAIL | Multi-Family_Turnover_Energy Star Refrigerator_RIM | 0 | 0 | 0 | 0 | 0 | 0 | 0 | 0 | 0 | 0 | 0 | 0 | 0 | 0 | 0 | 0 | 0 | 0 | 0 | 0 | Multi-Family_Turnover_Energy Star Refrigerator_TRC | 0 | 0 | 0 | 0 | 0 | 0 | 0 | 0 | 0 | 0 | 0 | 0 | 0 | 0 | 0 | 0 | 0 | 0 | 0 | 0
Manufactured Home | Turnover | Energy Star Refrigerator | 0.013935 | 0.0046429 |  | 133.5 | 14 |  | 122 | Per Unit | 15.4116 | FAIL | FAIL | Manufactured Home_Turnover_Energy Star Refrigerator_RIM | 0 | 0 | 0 | 0 | 0 | 0 | 0 | 0 | 0 | 0 | 0 | 0 | 0 | 0 | 0 | 0 | 0 | 0 | 0 | 0 | Manufactured Home_Turnover_Energy Star Refrigerator_TRC | 0 | 0 | 0 | 0 | 0 | 0 | 0 | 0 | 0 | 0 | 0 | 0 | 0 | 0 | 0 | 0 | 0 | 0 | 0 | 0
Single Family | New | Energy Star Refrigerator | 0.013935 | 0.0046429 |  | 133.5 | 14 |  | 122 | Per Unit | 15.4116 | FAIL | FAIL | Single Family_New_Energy Star Refrigerator_RIM | 0 | 0 | 0 | 0 | 0 | 0 | 0 | 0 | 0 | 0 | 0 | 0 | 0 | 0 | 0 | 0 | 0 | 0 | 0 | 0 | Single Family_New_Energy Star Refrigerator_TRC | 0 | 0 | 0 | 0 | 0 | 0 | 0 | 0 | 0 | 0 | 0 | 0 | 0 | 0 | 0 | 0 | 0 | 0 | 0 | 0
Multi-Family | New | Energy Star Refrigerator | 0.013935 | 0.0046429 |  | 133.5 | 14 |  | 122 | Per Unit | 15.4116 | FAIL | FAIL | Multi-Family_New_Energy Star Refrigerator_RIM | 0 | 0 | 0 | 0 | 0 | 0 | 0 | 0 | 0 | 0 | 0 | 0 | 0 | 0 | 0 | 0 | 0 | 0 | 0 | 0 | Multi-Family_New_Energy Star Refrigerator_TRC | 0 | 0 | 0 | 0 | 0 | 0 | 0 | 0 | 0 | 0 | 0 | 0 | 0 | 0 | 0 | 0 | 0 | 0 | 0 | 0
Manufactured Home | New | Energy Star Refrigerator | 0.013935 | 0.0046429 |  | 133.5 | 14 |  | 122 | Per Unit | 15.4116 | FAIL | FAIL | Manufactured Home_New_Energy Star Refrigerator_RIM | 0 | 0 | 0 | 0 | 0 | 0 | 0 | 0 | 0 | 0 | 0 | 0 | 0 | 0 | 0 | 0 | 0 | 0 | 0 | 0 | Manufactured Home_New_Energy Star Refrigerator_TRC | 0 | 0 | 0 | 0 | 0 | 0 | 0 | 0 | 0 | 0 | 0 | 0 | 0 | 0 | 0 | 0 | 0 | 0 | 0 | 0
Single Family | Turnover | Heat Pump Clothes Dryer | 0.033979 | 0.019735 |  | 216.0685 | 12 |  | 850 | Per Unit | 24.9435 | FAIL | FAIL | Single Family_Turnover_Heat Pump Clothes Dryer_RIM | 0 | 0 | 0 | 0 | 0 | 0 | 0 | 0 | 0 | 0 | 0 | 0 | 0 | 0 | 0 | 0 | 0 | 0 | 0 | 0 | Single Family_Turnover_Heat Pump Clothes Dryer_TRC | 0 | 0 | 0 | 0 | 0 | 0 | 0 | 0 | 0 | 0 | 0 | 0 | 0 | 0 | 0 | 0 | 0 | 0 | 0 | 0
Multi-Family | Turnover | Heat Pump Clothes Dryer | 0.033979 | 0.019735 |  | 216.0685 | 12 |  | 850 | Per Unit | 24.9435 | FAIL | FAIL | Multi-Family_Turnover_Heat Pump Clothes Dryer_RIM | 0 | 0 | 0 | 0 | 0 | 0 | 0 | 0 | 0 | 0 | 0 | 0 | 0 | 0 | 0 | 0 | 0 | 0 | 0 | 0 | Multi-Family_Turnover_Heat Pump Clothes Dryer_TRC | 0 | 0 | 0 | 0 | 0 | 0 | 0 | 0 | 0 | 0 | 0 | 0 | 0 | 0 | 0 | 0 | 0 | 0 | 0 | 0
Manufactured Home | Turnover | Heat Pump Clothes Dryer | 0.033979 | 0.019735 |  | 216.0685 | 12 |  | 850 | Per Unit | 24.9435 | FAIL | FAIL | Manufactured Home_Turnover_Heat Pump Clothes Dryer_RIM | 0 | 0 | 0 | 0 | 0 | 0 | 0 | 0 | 0 | 0 | 0 | 0 | 0 | 0 | 0 | 0 | 0 | 0 | 0 | 0 | Manufactured Home_Turnover_Heat Pump Clothes Dryer_TRC | 0 | 0 | 0 | 0 | 0 | 0 | 0 | 0 | 0 | 0 | 0 | 0 | 0 | 0 | 0 | 0 | 0 | 0 | 0 | 0
Single Family | New | Heat Pump Clothes Dryer | 0.033979 | 0.019735 |  | 216.0685 | 12 |  | 850 | Per Unit | 24.9435 | FAIL | FAIL | Single Family_New_Heat Pump Clothes Dryer_RIM | 0 | 0 | 0 | 0 | 0 | 0 | 0 | 0 | 0 | 0 | 0 | 0 | 0 | 0 | 0 | 0 | 0 | 0 | 0 | 0 | Single Family_New_Heat Pump Clothes Dryer_TRC | 0 | 0 | 0 | 0 | 0 | 0 | 0 | 0 | 0 | 0 | 0 | 0 | 0 | 0 | 0 | 0 | 0 | 0 | 0 | 0
Multi-Family | New | Heat Pump Clothes Dryer | 0.033979 | 0.019735 |  | 216.0685 | 12 |  | 850 | Per Unit | 24.9435 | FAIL | FAIL | Multi-Family_New_Heat Pump Clothes Dryer_RIM | 0 | 0 | 0 | 0 | 0 | 0 | 0 | 0 | 0 | 0 | 0 | 0 | 0 | 0 | 0 | 0 | 0 | 0 | 0 | 0 | Multi-Family_New_Heat Pump Clothes Dryer_TRC | 0 | 0 | 0 | 0 | 0 | 0 | 0 | 0 | 0 | 0 | 0 | 0 | 0 | 0 | 0 | 0 | 0 | 0 | 0 | 0
Manufactured Home | New | Heat Pump Clothes Dryer | 0.033979 | 0.019735 |  | 216.0685 | 12 |  | 850 | Per Unit | 24.9435 | FAIL | FAIL | Manufactured Home_New_Heat Pump Clothes Dryer_RIM | 0 | 0 | 0 | 0 | 0 | 0 | 0 | 0 | 0 | 0 | 0 | 0 | 0 | 0 | 0 | 0 | 0 | 0 | 0 | 0 | Manufactured Home_New_Heat Pump Clothes Dryer_TRC | 0 | 0 | 0 | 0 | 0 | 0 | 0 | 0 | 0 | 0 | 0 | 0 | 0 | 0 | 0 | 0 | 0 | 0 | 0 | 0
Single Family | Turnover | High Efficiency Convection Oven | 0.020919 | 0.0068781 |  | 84.3 | 12 |  | 652.5 | Per Unit | 9.7318 | FAIL | FAIL | Single Family_Turnover_High Efficiency Convection Oven_RIM | 0 | 0 | 0 | 0 | 0 | 0 | 0 | 0 | 0 | 0 | 0 | 0 | 0 | 0 | 0 | 0 | 0 | 0 | 0 | 0 | Single Family_Turnover_High Efficiency Convection Oven_TRC | 0 | 0 | 0 | 0 | 0 | 0 | 0 | 0 | 0 | 0 | 0 | 0 | 0 | 0 | 0 | 0 | 0 | 0 | 0 | 0
Multi-Family | Turnover | High Efficiency Convection Oven | 0.020919 | 0.0068781 |  | 84.3 | 12 |  | 652.5 | Per Unit | 9.7318 | FAIL | FAIL | Multi-Family_Turnover_High Efficiency Convection Oven_RIM | 0 | 0 | 0 | 0 | 0 | 0 | 0 | 0 | 0 | 0 | 0 | 0 | 0 | 0 | 0 | 0 | 0 | 0 | 0 | 0 | Multi-Family_Turnover_High Efficiency Convection Oven_TRC | 0 | 0 | 0 | 0 | 0 | 0 | 0 | 0 | 0 | 0 | 0 | 0 | 0 | 0 | 0 | 0 | 0 | 0 | 0 | 0
Manufactured Home | Turnover | High Efficiency Convection Oven | 0.020919 | 0.0068781 |  | 84.3 | 12 |  | 652.5 | Per Unit | 9.7318 | FAIL | FAIL | Manufactured Home_Turnover_High Efficiency Convection Oven_RIM | 0 | 0 | 0 | 0 | 0 | 0 | 0 | 0 | 0 | 0 | 0 | 0 | 0 | 0 | 0 | 0 | 0 | 0 | 0 | 0 | Manufactured Home_Turnover_High Efficiency Convection Oven_TRC | 0 | 0 | 0 | 0 | 0 | 0 | 0 | 0 | 0 | 0 | 0 | 0 | 0 | 0 | 0 | 0 | 0 | 0 | 0 | 0
Single Family | New | High Efficiency Convection Oven | 0.020919 | 0.0068781 |  | 84.3 | 12 |  | 652.5 | Per Unit | 9.7318 | FAIL | FAIL | Single Family_New_High Efficiency Convection Oven_RIM | 0 | 0 | 0 | 0 | 0 | 0 | 0 | 0 | 0 | 0 | 0 | 0 | 0 | 0 | 0 | 0 | 0 | 0 | 0 | 0 | Single Family_New_High Efficiency Convection Oven_TRC | 0 | 0 | 0 | 0 | 0 | 0 | 0 | 0 | 0 | 0 | 0 | 0 | 0 | 0 | 0 | 0 | 0 | 0 | 0 | 0
Multi-Family | New | High Efficiency Convection Oven | 0.020919 | 0.0068781 |  | 84.3 | 12 |  | 652.5 | Per Unit | 9.7318 | FAIL | FAIL | Multi-Family_New_High Efficiency Convection Oven_RIM | 0 | 0 | 0 | 0 | 0 | 0 | 0 | 0 | 0 | 0 | 0 | 0 | 0 | 0 | 0 | 0 | 0 | 0 | 0 | 0 | Multi-Family_New_High Efficiency Convection Oven_TRC | 0 | 0 | 0 | 0 | 0 | 0 | 0 | 0 | 0 | 0 | 0 | 0 | 0 | 0 | 0 | 0 | 0 | 0 | 0 | 0
Manufactured Home | New | High Efficiency Convection Oven | 0.020919 | 0.0068781 |  | 84.3 | 12 |  | 652.5 | Per Unit | 9.7318 | FAIL | FAIL | Manufactured Home_New_High Efficiency Convection Oven_RIM | 0 | 0 | 0 | 0 | 0 | 0 | 0 | 0 | 0 | 0 | 0 | 0 | 0 | 0 | 0 | 0 | 0 | 0 | 0 | 0 | Manufactured Home_New_High Efficiency Convection Oven_TRC | 0 | 0 | 0 | 0 | 0 | 0 | 0 | 0 | 0 | 0 | 0 | 0 | 0 | 0 | 0 | 0 | 0 | 0 | 0 | 0
Single Family | Turnover | High Efficiency Induction Cooktop | 0.12662 | 0.03038 |  | 533.952 | 10 |  | 226.5 | Per Unit | 61.6407 | FAIL | 117.1418 | Single Family_Turnover_High Efficiency Induction Cooktop_RIM | 0 | 0 | 0 | 0 | 0 | 0 | 0 | 0 | 0 | 0 | 0 | 0 | 0 | 0 | 0 | 0 | 0 | 0 | 0 | 0 | Single Family_Turnover_High Efficiency Induction Cooktop_TRC | 61.4672 | 86.9067 | 132.4281 | 198.9888 | 294.361 | 424.8636 | 590.5396 | 775.5811 | 940.2806 | 1018.5652 | 32820.5149 | 46404.0267 | 70710.2252 | 106250.4433 | 157174.6278 | 226856.7949 | 315319.7963 | 414123.0565 | 502064.696 | 543864.9489 |  | 51.72%
Multi-Family | Turnover | High Efficiency Induction Cooktop | 0.12662 | 0.03038 |  | 533.952 | 10 |  | 226.5 | Per Unit | 61.6407 | FAIL | 117.1418 | Multi-Family_Turnover_High Efficiency Induction Cooktop_RIM | 0 | 0 | 0 | 0 | 0 | 0 | 0 | 0 | 0 | 0 | 0 | 0 | 0 | 0 | 0 | 0 | 0 | 0 | 0 | 0 | Multi-Family_Turnover_High Efficiency Induction Cooktop_TRC | 13.1079 | 18.5329 | 28.2403 | 42.4344 | 62.7725 | 90.6023 | 125.9327 | 165.3928 | 200.515 | 217.2092 | 6998.9815 | 9895.6681 | 15078.9699 | 22657.9286 | 33517.5213 | 48377.2576 | 67242.0106 | 88311.8259 | 107065.3984 | 115979.3108 |  | 51.72%
Manufactured Home | Turnover | High Efficiency Induction Cooktop | 0.12662 | 0.03038 |  | 533.952 | 10 |  | 226.5 | Per Unit | 61.6407 | FAIL | 117.1418 | Manufactured Home_Turnover_High Efficiency Induction Cooktop_RIM | 0 | 0 | 0 | 0 | 0 | 0 | 0 | 0 | 0 | 0 | 0 | 0 | 0 | 0 | 0 | 0 | 0 | 0 | 0 | 0 | Manufactured Home_Turnover_High Efficiency Induction Cooktop_TRC | 4.3176 | 6.1045 | 9.302 | 13.9774 | 20.6765 | 29.8433 | 41.4808 | 54.4785 | 66.0473 | 71.5462 | 2305.3826 | 3259.5173 | 4966.8363 | 7463.2567 | 11040.2795 | 15934.9028 | 22148.7318 | 29088.8825 | 35266.0899 | 38202.2284 |  | 51.72%
Single Family | New | High Efficiency Induction Cooktop | 0.12662 | 0.03038 |  | 533.952 | 10 |  | 226.5 | Per Unit | 61.6407 | FAIL | 117.1418 | Single Family_New_High Efficiency Induction Cooktop_RIM | 0 | 0 | 0 | 0 | 0 | 0 | 0 | 0 | 0 | 0 | 0 | 0 | 0 | 0 | 0 | 0 | 0 | 0 | 0 | 0 | Single Family_New_High Efficiency Induction Cooktop_TRC | 10.5607 | 12.8832 | 16.7215 | 23.5427 | 34.1281 | 47.7941 | 63.8884 | 81.786 | 97.571 | 105.7205 | 5638.8881 | 6879.024 | 8928.5009 | 12570.6776 | 18222.7599 | 25519.7688 | 34113.3423 | 43669.8018 | 52098.2504 | 56449.6465 |  | 51.72%
Multi-Family | New | High Efficiency Induction Cooktop | 0.12662 | 0.03038 |  | 533.952 | 10 |  | 226.5 | Per Unit | 61.6407 | FAIL | 117.1418 | Multi-Family_New_High Efficiency Induction Cooktop_RIM | 0 | 0 | 0 | 0 | 0 | 0 | 0 | 0 | 0 | 0 | 0 | 0 | 0 | 0 | 0 | 0 | 0 | 0 | 0 | 0 | Multi-Family_New_High Efficiency Induction Cooktop_TRC | 2.2521 | 2.7474 | 3.5659 | 5.0205 | 7.2778 | 10.1921 | 13.6242 | 17.4409 | 20.807 | 22.5449 | 1202.494 | 1466.9533 | 1904.0046 | 2680.6995 | 3886.0072 | 5442.0959 | 7274.6772 | 9312.5941 | 11109.9625 | 12037.8986 |  | 51.72%
Manufactured Home | New | High Efficiency Induction Cooktop | 0.12662 | 0.03038 |  | 533.952 | 10 |  | 226.5 | Per Unit | 61.6407 | FAIL | 117.1418 | Manufactured Home_New_High Efficiency Induction Cooktop_RIM | 0 | 0 | 0 | 0 | 0 | 0 | 0 | 0 | 0 | 0 | 0 | 0 | 0 | 0 | 0 | 0 | 0 | 0 | 0 | 0 | Manufactured Home_New_High Efficiency Induction Cooktop_TRC | 0.7418 | 0.90495 | 1.1746 | 1.6537 | 2.3972 | 3.3572 | 4.4877 | 5.7448 | 6.8536 | 7.426 | 396.0875 | 483.1972 | 627.1569 | 882.9911 | 1280.0053 | 1792.5627 | 2396.1936 | 3067.4596 | 3659.4917 | 3965.143 |  | 51.72%
Single Family | Turnover | Heat Pump Water Heater | 0.10489 | 0.39178 |  | 1559.9186 | 10 |  | 1006 | Per Unit | 237.7976 | FAIL | 686.5146 | Single Family_Turnover_Heat Pump Water Heater_RIM | 0 | 0 | 0 | 0 | 0 | 0 | 0 | 0 | 0 | 0 | 0 | 0 | 0 | 0 | 0 | 0 | 0 | 0 | 0 | 0 | Single Family_Turnover_Heat Pump Water Heater_TRC | 241.4045 | 340.8715 | 518.7431 | 778.4592 | 1150.0656 | 1657.7804 | 2301.2379 | 3018.3857 | 3654.6017 | 3953.7253 | 376571.3601 | 531731.7765 | 809196.9128 | 1214333.0006 | 1794008.6684 | 2586002.4886 | 3589743.6312 | 4708435.8432 | 5700881.0581 | 6167489.4645 |  | 68.24%
Multi-Family | Turnover | Heat Pump Water Heater | 0.082447 | 0.30796 |  | 1226.1991 | 10 |  | 1006 | Per Unit | 186.9246 | FAIL | FAIL | Multi-Family_Turnover_Heat Pump Water Heater_RIM | 0 | 0 | 0 | 0 | 0 | 0 | 0 | 0 | 0 | 0 | 0 | 0 | 0 | 0 | 0 | 0 | 0 | 0 | 0 | 0 | Multi-Family_Turnover_Heat Pump Water Heater_TRC | 0 | 0 | 0 | 0 | 0 | 0 | 0 | 0 | 0 | 0 | 0 | 0 | 0 | 0 | 0 | 0 | 0 | 0 | 0 | 0
Manufactured Home | Turnover | Heat Pump Water Heater | 0.081789 | 0.30551 |  | 1216.4239 | 10 |  | 1006 | Per Unit | 185.4345 | FAIL | FAIL | Manufactured Home_Turnover_Heat Pump Water Heater_RIM | 0 | 0 | 0 | 0 | 0 | 0 | 0 | 0 | 0 | 0 | 0 | 0 | 0 | 0 | 0 | 0 | 0 | 0 | 0 | 0 | Manufactured Home_Turnover_Heat Pump Water Heater_TRC | 0 | 0 | 0 | 0 | 0 | 0 | 0 | 0 | 0 | 0 | 0 | 0 | 0 | 0 | 0 | 0 | 0 | 0 | 0 | 0
Single Family | New | Heat Pump Water Heater | 0.10489 | 0.39178 |  | 1559.9186 | 10 |  | 1006 | Per Unit | 237.7976 | FAIL | 686.5146 | Single Family_New_Heat Pump Water Heater_RIM | 0 | 0 | 0 | 0 | 0 | 0 | 0 | 0 | 0 | 0 | 0 | 0 | 0 | 0 | 0 | 0 | 0 | 0 | 0 | 0 | Single Family_New_Heat Pump Water Heater_TRC | 38.8669 | 47.3485 | 61.3682 | 86.2808 | 124.907 | 174.7014 | 233.2331 | 298.183 | 355.2729 | 384.4526 | 60629.2407 | 73859.8628 | 95729.3977 | 134590.9476 | 194844.8007 | 272519.9775 | 363824.6402 | 465141.1423 | 554196.8263 | 599714.6856 |  | 68.24%
Multi-Family | New | Heat Pump Water Heater | 0.082447 | 0.30796 |  | 1226.1991 | 10 |  | 1006 | Per Unit | 186.9246 | FAIL | FAIL | Multi-Family_New_Heat Pump Water Heater_RIM | 0 | 0 | 0 | 0 | 0 | 0 | 0 | 0 | 0 | 0 | 0 | 0 | 0 | 0 | 0 | 0 | 0 | 0 | 0 | 0 | Multi-Family_New_Heat Pump Water Heater_TRC | 0 | 0 | 0 | 0 | 0 | 0 | 0 | 0 | 0 | 0 | 0 | 0 | 0 | 0 | 0 | 0 | 0 | 0 | 0 | 0
Manufactured Home | New | Heat Pump Water Heater | 0.081789 | 0.30551 |  | 1216.4239 | 10 |  | 1006 | Per Unit | 185.4345 | FAIL | FAIL | Manufactured Home_New_Heat Pump Water Heater_RIM | 0 | 0 | 0 | 0 | 0 | 0 | 0 | 0 | 0 | 0 | 0 | 0 | 0 | 0 | 0 | 0 | 0 | 0 | 0 | 0 | Manufactured Home_New_Heat Pump Water Heater_TRC | 0 | 0 | 0 | 0 | 0 | 0 | 0 | 0 | 0 | 0 | 0 | 0 | 0 | 0 | 0 | 0 | 0 | 0 | 0 | 0
Single Family | Turnover | Instantaneous Hot Water System | -0.0034743 | 0.041304 |  | 149.9719 | 20 |  | 2380.91 | Per Home | 22.8621 | FAIL | FAIL | Single Family_Turnover_Instantaneous Hot Water System_RIM | 0 | 0 | 0 | 0 | 0 | 0 | 0 | 0 | 0 | 0 | 0 | 0 | 0 | 0 | 0 | 0 | 0 | 0 | 0 | 0 | Single Family_Turnover_Instantaneous Hot Water System_TRC | 0 | 0 | 0 | 0 | 0 | 0 | 0 | 0 | 0 | 0 | 0 | 0 | 0 | 0 | 0 | 0 | 0 | 0 | 0 | 0
Multi-Family | Turnover | Instantaneous Hot Water System | -0.002731 | 0.032468 |  | 117.8878 | 20 |  | 2380.91 | Per Home | 17.9711 | FAIL | FAIL | Multi-Family_Turnover_Instantaneous Hot Water System_RIM | 0 | 0 | 0 | 0 | 0 | 0 | 0 | 0 | 0 | 0 | 0 | 0 | 0 | 0 | 0 | 0 | 0 | 0 | 0 | 0 | Multi-Family_Turnover_Instantaneous Hot Water System_TRC | 0 | 0 | 0 | 0 | 0 | 0 | 0 | 0 | 0 | 0 | 0 | 0 | 0 | 0 | 0 | 0 | 0 | 0 | 0 | 0
Manufactured Home | Turnover | Instantaneous Hot Water System | -0.0027093 | 0.032209 |  | 116.948 | 20 |  | 2380.91 | Per Home | 17.8278 | FAIL | FAIL | Manufactured Home_Turnover_Instantaneous Hot Water System_RIM | 0 | 0 | 0 | 0 | 0 | 0 | 0 | 0 | 0 | 0 | 0 | 0 | 0 | 0 | 0 | 0 | 0 | 0 | 0 | 0 | Manufactured Home_Turnover_Instantaneous Hot Water System_TRC | 0 | 0 | 0 | 0 | 0 | 0 | 0 | 0 | 0 | 0 | 0 | 0 | 0 | 0 | 0 | 0 | 0 | 0 | 0 | 0
Single Family | New | Instantaneous Hot Water System | -0.0034743 | 0.041304 |  | 149.9719 | 20 |  | 2380.91 | Per Home | 22.8621 | FAIL | FAIL | Single Family_New_Instantaneous Hot Water System_RIM | 0 | 0 | 0 | 0 | 0 | 0 | 0 | 0 | 0 | 0 | 0 | 0 | 0 | 0 | 0 | 0 | 0 | 0 | 0 | 0 | Single Family_New_Instantaneous Hot Water System_TRC | 0 | 0 | 0 | 0 | 0 | 0 | 0 | 0 | 0 | 0 | 0 | 0 | 0 | 0 | 0 | 0 | 0 | 0 | 0 | 0
Multi-Family | New | Instantaneous Hot Water System | -0.002731 | 0.032468 |  | 117.8878 | 20 |  | 2380.91 | Per Home | 17.9711 | FAIL | FAIL | Multi-Family_New_Instantaneous Hot Water System_RIM | 0 | 0 | 0 | 0 | 0 | 0 | 0 | 0 | 0 | 0 | 0 | 0 | 0 | 0 | 0 | 0 | 0 | 0 | 0 | 0 | Multi-Family_New_Instantaneous Hot Water System_TRC | 0 | 0 | 0 | 0 | 0 | 0 | 0 | 0 | 0 | 0 | 0 | 0 | 0 | 0 | 0 | 0 | 0 | 0 | 0 | 0
Manufactured Home | New | Instantaneous Hot Water System | -0.0027093 | 0.032209 |  | 116.948 | 20 |  | 2380.91 | Per Home | 17.8278 | FAIL | FAIL | Manufactured Home_New_Instantaneous Hot Water System_RIM | 0 | 0 | 0 | 0 | 0 | 0 | 0 | 0 | 0 | 0 | 0 | 0 | 0 | 0 | 0 | 0 | 0 | 0 | 0 | 0 | Manufactured Home_New_Instantaneous Hot Water System_TRC | 0 | 0 | 0 | 0 | 0 | 0 | 0 | 0 | 0 | 0 | 0 | 0 | 0 | 0 | 0 | 0 | 0 | 0 | 0 | 0
Single Family | Turnover | Solar Water Heater | 0.14299 | 0.020075 |  | 1913.1534 | 15 |  | 6767 | Per 50-gallon | 291.6456 | FAIL | FAIL | Single Family_Turnover_Solar Water Heater_RIM | 0 | 0 | 0 | 0 | 0 | 0 | 0 | 0 | 0 | 0 | 0 | 0 | 0 | 0 | 0 | 0 | 0 | 0 | 0 | 0 | Single Family_Turnover_Solar Water Heater_TRC | 0 | 0 | 0 | 0 | 0 | 0 | 0 | 0 | 0 | 0 | 0 | 0 | 0 | 0 | 0 | 0 | 0 | 0 | 0 | 0
Multi-Family | Turnover | Solar Water Heater | 0.1124 | 0.015781 |  | 1503.865 | 15 |  | 6767 | Per 50-gallon | 229.2527 | FAIL | FAIL | Multi-Family_Turnover_Solar Water Heater_RIM | 0 | 0 | 0 | 0 | 0 | 0 | 0 | 0 | 0 | 0 | 0 | 0 | 0 | 0 | 0 | 0 | 0 | 0 | 0 | 0 | Multi-Family_Turnover_Solar Water Heater_TRC | 0 | 0 | 0 | 0 | 0 | 0 | 0 | 0 | 0 | 0 | 0 | 0 | 0 | 0 | 0 | 0 | 0 | 0 | 0 | 0
Manufactured Home | Turnover | Solar Water Heater | 0.11151 | 0.015655 |  | 1491.8763 | 15 |  | 6767 | Per 50-gallon | 227.4251 | FAIL | FAIL | Manufactured Home_Turnover_Solar Water Heater_RIM | 0 | 0 | 0 | 0 | 0 | 0 | 0 | 0 | 0 | 0 | 0 | 0 | 0 | 0 | 0 | 0 | 0 | 0 | 0 | 0 | Manufactured Home_Turnover_Solar Water Heater_TRC | 0 | 0 | 0 | 0 | 0 | 0 | 0 | 0 | 0 | 0 | 0 | 0 | 0 | 0 | 0 | 0 | 0 | 0 | 0 | 0
Single Family | New | Solar Water Heater | 0.14299 | 0.020075 |  | 1913.1534 | 15 |  | 6767 | Per 50-gallon | 291.6456 | FAIL | FAIL | Single Family_New_Solar Water Heater_RIM | 0 | 0 | 0 | 0 | 0 | 0 | 0 | 0 | 0 | 0 | 0 | 0 | 0 | 0 | 0 | 0 | 0 | 0 | 0 | 0 | Single Family_New_Solar Water Heater_TRC | 0 | 0 | 0 | 0 | 0 | 0 | 0 | 0 | 0 | 0 | 0 | 0 | 0 | 0 | 0 | 0 | 0 | 0 | 0 | 0
Multi-Family | New | Solar Water Heater | 0.1124 | 0.015781 |  | 1503.865 | 15 |  | 6767 | Per 50-gallon | 229.2527 | FAIL | FAIL | Multi-Family_New_Solar Water Heater_RIM | 0 | 0 | 0 | 0 | 0 | 0 | 0 | 0 | 0 | 0 | 0 | 0 | 0 | 0 | 0 | 0 | 0 | 0 | 0 | 0 | Multi-Family_New_Solar Water Heater_TRC | 0 | 0 | 0 | 0 | 0 | 0 | 0 | 0 | 0 | 0 | 0 | 0 | 0 | 0 | 0 | 0 | 0 | 0 | 0 | 0
Manufactured Home | New | Solar Water Heater | 0.11151 | 0.015655 |  | 1491.8763 | 15 |  | 6767 | Per 50-gallon | 227.4251 | FAIL | FAIL | Manufactured Home_New_Solar Water Heater_RIM | 0 | 0 | 0 | 0 | 0 | 0 | 0 | 0 | 0 | 0 | 0 | 0 | 0 | 0 | 0 | 0 | 0 | 0 | 0 | 0 | Manufactured Home_New_Solar Water Heater_TRC | 0 | 0 | 0 | 0 | 0 | 0 | 0 | 0 | 0 | 0 | 0 | 0 | 0 | 0 | 0 | 0 | 0 | 0 | 0 | 0
Single Family | Turnover | Energy Star Air Purifier | 0.085069 | 0.061385 |  | 641.9636 | 9 |  | 0 | Per Unit | 74.1098 | FAIL | FAIL | Single Family_Turnover_Energy Star Air Purifier_RIM | 0 | 0 | 0 | 0 | 0 | 0 | 0 | 0 | 0 | 0 | 0 | 0 | 0 | 0 | 0 | 0 | 0 | 0 | 0 | 0 | Single Family_Turnover_Energy Star Air Purifier_TRC | 0 | 0 | 0 | 0 | 0 | 0 | 0 | 0 | 0 | 0 | 0 | 0 | 0 | 0 | 0 | 0 | 0 | 0 | 0 | 0
Multi-Family | Turnover | Energy Star Air Purifier | 0.085069 | 0.061385 |  | 641.9636 | 9 |  | 0 | Per Unit | 74.1098 | FAIL | FAIL | Multi-Family_Turnover_Energy Star Air Purifier_RIM | 0 | 0 | 0 | 0 | 0 | 0 | 0 | 0 | 0 | 0 | 0 | 0 | 0 | 0 | 0 | 0 | 0 | 0 | 0 | 0 | Multi-Family_Turnover_Energy Star Air Purifier_TRC | 0 | 0 | 0 | 0 | 0 | 0 | 0 | 0 | 0 | 0 | 0 | 0 | 0 | 0 | 0 | 0 | 0 | 0 | 0 | 0
Manufactured Home | Turnover | Energy Star Air Purifier | 0.085069 | 0.061385 |  | 641.9636 | 9 |  | 0 | Per Unit | 74.1098 | FAIL | FAIL | Manufactured Home_Turnover_Energy Star Air Purifier_RIM | 0 | 0 | 0 | 0 | 0 | 0 | 0 | 0 | 0 | 0 | 0 | 0 | 0 | 0 | 0 | 0 | 0 | 0 | 0 | 0 | Manufactured Home_Turnover_Energy Star Air Purifier_TRC | 0 | 0 | 0 | 0 | 0 | 0 | 0 | 0 | 0 | 0 | 0 | 0 | 0 | 0 | 0 | 0 | 0 | 0 | 0 | 0
Single Family | New | Energy Star Air Purifier | 0.085069 | 0.061385 |  | 641.9636 | 9 |  | 0 | Per Unit | 74.1098 | FAIL | FAIL | Single Family_New_Energy Star Air Purifier_RIM | 0 | 0 | 0 | 0 | 0 | 0 | 0 | 0 | 0 | 0 | 0 | 0 | 0 | 0 | 0 | 0 | 0 | 0 | 0 | 0 | Single Family_New_Energy Star Air Purifier_TRC | 0 | 0 | 0 | 0 | 0 | 0 | 0 | 0 | 0 | 0 | 0 | 0 | 0 | 0 | 0 | 0 | 0 | 0 | 0 | 0
Multi-Family | New | Energy Star Air Purifier | 0.085069 | 0.061385 |  | 641.9636 | 9 |  | 0 | Per Unit | 74.1098 | FAIL | FAIL | Multi-Family_New_Energy Star Air Purifier_RIM | 0 | 0 | 0 | 0 | 0 | 0 | 0 | 0 | 0 | 0 | 0 | 0 | 0 | 0 | 0 | 0 | 0 | 0 | 0 | 0 | Multi-Family_New_Energy Star Air Purifier_TRC | 0 | 0 | 0 | 0 | 0 | 0 | 0 | 0 | 0 | 0 | 0 | 0 | 0 | 0 | 0 | 0 | 0 | 0 | 0 | 0
Manufactured Home | New | Energy Star Air Purifier | 0.085069 | 0.061385 |  | 641.9636 | 9 |  | 0 | Per Unit | 74.1098 | FAIL | FAIL | Manufactured Home_New_Energy Star Air Purifier_RIM | 0 | 0 | 0 | 0 | 0 | 0 | 0 | 0 | 0 | 0 | 0 | 0 | 0 | 0 | 0 | 0 | 0 | 0 | 0 | 0 | Manufactured Home_New_Energy Star Air Purifier_TRC | 0 | 0 | 0 | 0 | 0 | 0 | 0 | 0 | 0 | 0 | 0 | 0 | 0 | 0 | 0 | 0 | 0 | 0 | 0 | 0
Single Family | Turnover | Energy Star Audio-Video Equipment | 0 | 0 |  | 80.2955 | 5 |  | 134.84 | Per Unit | 9.2695 | FAIL | FAIL | Single Family_Turnover_Energy Star Audio-Video Equipment_RIM | 0 | 0 | 0 | 0 | 0 | 0 | 0 | 0 | 0 | 0 | 0 | 0 | 0 | 0 | 0 | 0 | 0 | 0 | 0 | 0 | Single Family_Turnover_Energy Star Audio-Video Equipment_TRC | 0 | 0 | 0 | 0 | 0 | 0 | 0 | 0 | 0 | 0 | 0 | 0 | 0 | 0 | 0 | 0 | 0 | 0 | 0 | 0
Multi-Family | Turnover | Energy Star Audio-Video Equipment | 0 | 0 |  | 80.2955 | 5 |  | 134.84 | Per Unit | 9.2695 | FAIL | FAIL | Multi-Family_Turnover_Energy Star Audio-Video Equipment_RIM | 0 | 0 | 0 | 0 | 0 | 0 | 0 | 0 | 0 | 0 | 0 | 0 | 0 | 0 | 0 | 0 | 0 | 0 | 0 | 0 | Multi-Family_Turnover_Energy Star Audio-Video Equipment_TRC | 0 | 0 | 0 | 0 | 0 | 0 | 0 | 0 | 0 | 0 | 0 | 0 | 0 | 0 | 0 | 0 | 0 | 0 | 0 | 0
Manufactured Home | Turnover | Energy Star Audio-Video Equipment | 0 | 0 |  | 80.2955 | 5 |  | 134.84 | Per Unit | 9.2695 | FAIL | FAIL | Manufactured Home_Turnover_Energy Star Audio-Video Equipment_RIM | 0 | 0 | 0 | 0 | 0 | 0 | 0 | 0 | 0 | 0 | 0 | 0 | 0 | 0 | 0 | 0 | 0 | 0 | 0 | 0 | Manufactured Home_Turnover_Energy Star Audio-Video Equipment_TRC | 0 | 0 | 0 | 0 | 0 | 0 | 0 | 0 | 0 | 0 | 0 | 0 | 0 | 0 | 0 | 0 | 0 | 0 | 0 | 0
Single Family | New | Energy Star Audio-Video Equipment | 0 | 0 |  | 80.2955 | 5 |  | 134.84 | Per Unit | 9.2695 | FAIL | FAIL | Single Family_New_Energy Star Audio-Video Equipment_RIM | 0 | 0 | 0 | 0 | 0 | 0 | 0 | 0 | 0 | 0 | 0 | 0 | 0 | 0 | 0 | 0 | 0 | 0 | 0 | 0 | Single Family_New_Energy Star Audio-Video Equipment_TRC | 0 | 0 | 0 | 0 | 0 | 0 | 0 | 0 | 0 | 0 | 0 | 0 | 0 | 0 | 0 | 0 | 0 | 0 | 0 | 0
Multi-Family | New | Energy Star Audio-Video Equipment | 0 | 0 |  | 80.2955 | 5 |  | 134.84 | Per Unit | 9.2695 | FAIL | FAIL | Multi-Family_New_Energy Star Audio-Video Equipment_RIM | 0 | 0 | 0 | 0 | 0 | 0 | 0 | 0 | 0 | 0 | 0 | 0 | 0 | 0 | 0 | 0 | 0 | 0 | 0 | 0 | Multi-Family_New_Energy Star Audio-Video Equipment_TRC | 0 | 0 | 0 | 0 | 0 | 0 | 0 | 0 | 0 | 0 | 0 | 0 | 0 | 0 | 0 | 0 | 0 | 0 | 0 | 0
Manufactured Home | New | Energy Star Audio-Video Equipment | 0 | 0 |  | 80.2955 | 5 |  | 134.84 | Per Unit | 9.2695 | FAIL | FAIL | Manufactured Home_New_Energy Star Audio-Video Equipment_RIM | 0 | 0 | 0 | 0 | 0 | 0 | 0 | 0 | 0 | 0 | 0 | 0 | 0 | 0 | 0 | 0 | 0 | 0 | 0 | 0 | Manufactured Home_New_Energy Star Audio-Video Equipment_TRC | 0 | 0 | 0 | 0 | 0 | 0 | 0 | 0 | 0 | 0 | 0 | 0 | 0 | 0 | 0 | 0 | 0 | 0 | 0 | 0
Single Family | Turnover | Energy Star Imaging Equipment | 0.011573 | 0.0067571 |  | 127.645 | 5 |  | 0 | Per Unit | 14.7356 | FAIL | FAIL | Single Family_Turnover_Energy Star Imaging Equipment_RIM | 0 | 0 | 0 | 0 | 0 | 0 | 0 | 0 | 0 | 0 | 0 | 0 | 0 | 0 | 0 | 0 | 0 | 0 | 0 | 0 | Single Family_Turnover_Energy Star Imaging Equipment_TRC | 0 | 0 | 0 | 0 | 0 | 0 | 0 | 0 | 0 | 0 | 0 | 0 | 0 | 0 | 0 | 0 | 0 | 0 | 0 | 0
Multi-Family | Turnover | Energy Star Imaging Equipment | 0.011573 | 0.0067571 |  | 127.645 | 5 |  | 0 | Per Unit | 14.7356 | FAIL | FAIL | Multi-Family_Turnover_Energy Star Imaging Equipment_RIM | 0 | 0 | 0 | 0 | 0 | 0 | 0 | 0 | 0 | 0 | 0 | 0 | 0 | 0 | 0 | 0 | 0 | 0 | 0 | 0 | Multi-Family_Turnover_Energy Star Imaging Equipment_TRC | 0 | 0 | 0 | 0 | 0 | 0 | 0 | 0 | 0 | 0 | 0 | 0 | 0 | 0 | 0 | 0 | 0 | 0 | 0 | 0
Manufactured Home | Turnover | Energy Star Imaging Equipment | 0.011573 | 0.0067571 |  | 127.645 | 5 |  | 0 | Per Unit | 14.7356 | FAIL | FAIL | Manufactured Home_Turnover_Energy Star Imaging Equipment_RIM | 0 | 0 | 0 | 0 | 0 | 0 | 0 | 0 | 0 | 0 | 0 | 0 | 0 | 0 | 0 | 0 | 0 | 0 | 0 | 0 | Manufactured Home_Turnover_Energy Star Imaging Equipment_TRC | 0 | 0 | 0 | 0 | 0 | 0 | 0 | 0 | 0 | 0 | 0 | 0 | 0 | 0 | 0 | 0 | 0 | 0 | 0 | 0
Single Family | New | Energy Star Imaging Equipment | 0.011573 | 0.0067571 |  | 127.645 | 5 |  | 0 | Per Unit | 14.7356 | FAIL | FAIL | Single Family_New_Energy Star Imaging Equipment_RIM | 0 | 0 | 0 | 0 | 0 | 0 | 0 | 0 | 0 | 0 | 0 | 0 | 0 | 0 | 0 | 0 | 0 | 0 | 0 | 0 | Single Family_New_Energy Star Imaging Equipment_TRC | 0 | 0 | 0 | 0 | 0 | 0 | 0 | 0 | 0 | 0 | 0 | 0 | 0 | 0 | 0 | 0 | 0 | 0 | 0 | 0
Multi-Family | New | Energy Star Imaging Equipment | 0.011573 | 0.0067571 |  | 127.645 | 5 |  | 0 | Per Unit | 14.7356 | FAIL | FAIL | Multi-Family_New_Energy Star Imaging Equipment_RIM | 0 | 0 | 0 | 0 | 0 | 0 | 0 | 0 | 0 | 0 | 0 | 0 | 0 | 0 | 0 | 0 | 0 | 0 | 0 | 0 | Multi-Family_New_Energy Star Imaging Equipment_TRC | 0 | 0 | 0 | 0 | 0 | 0 | 0 | 0 | 0 | 0 | 0 | 0 | 0 | 0 | 0 | 0 | 0 | 0 | 0 | 0
Manufactured Home | New | Energy Star Imaging Equipment | 0.011573 | 0.0067571 |  | 127.645 | 5 |  | 0 | Per Unit | 14.7356 | FAIL | FAIL | Manufactured Home_New_Energy Star Imaging Equipment_RIM | 0 | 0 | 0 | 0 | 0 | 0 | 0 | 0 | 0 | 0 | 0 | 0 | 0 | 0 | 0 | 0 | 0 | 0 | 0 | 0 | Manufactured Home_New_Energy Star Imaging Equipment_TRC | 0 | 0 | 0 | 0 | 0 | 0 | 0 | 0 | 0 | 0 | 0 | 0 | 0 | 0 | 0 | 0 | 0 | 0 | 0 | 0
Single Family | Turnover | Energy Star Personal Computer | 0.018954 | 0.0040635 |  | 119.5512 | 4 |  | 29.75 | Per Unit | 13.8013 | FAIL | 5.2648 | Single Family_Turnover_Energy Star Personal Computer_RIM | 0 | 0 | 0 | 0 | 0 | 0 | 0 | 0 | 0 | 0 | 0 | 0 | 0 | 0 | 0 | 0 | 0 | 0 | 0 | 0 | Single Family_Turnover_Energy Star Personal Computer_TRC | 936.9963 | 1146.0593 | 1485.045 | 1788.7387 | 1913.9008 | 1844.21 | 1779.5777 | 1786.9522 | 1785.0108 | 1745.9772 | 112019.0384 | 137012.7762 | 177538.9266 | 213845.8686 | 228809.1442 | 220477.5274 | 212750.6562 | 213632.295 | 213400.1899 | 208733.6847 |  | 17.7%
Multi-Family | Turnover | Energy Star Personal Computer | 0.018954 | 0.0040635 |  | 119.5512 | 4 |  | 29.75 | Per Unit | 13.8013 | FAIL | 5.2648 | Multi-Family_Turnover_Energy Star Personal Computer_RIM | 0 | 0 | 0 | 0 | 0 | 0 | 0 | 0 | 0 | 0 | 0 | 0 | 0 | 0 | 0 | 0 | 0 | 0 | 0 | 0 | Multi-Family_Turnover_Energy Star Personal Computer_TRC | 148.5395 | 181.6817 | 235.4202 | 283.5639 | 303.4056 | 292.3577 | 282.1117 | 283.2807 | 282.973 | 276.7851 | 17758.0775 | 21720.2677 | 28144.7695 | 33900.4116 | 36272.4995 | 34951.7107 | 33726.7905 | 33866.5544 | 33829.7594 | 33089.9908 |  | 17.7%
Manufactured Home | Turnover | Energy Star Personal Computer | 0.018954 | 0.0040635 |  | 119.5512 | 4 |  | 29.75 | Per Unit | 13.8013 | FAIL | 5.2648 | Manufactured Home_Turnover_Energy Star Personal Computer_RIM | 0 | 0 | 0 | 0 | 0 | 0 | 0 | 0 | 0 | 0 | 0 | 0 | 0 | 0 | 0 | 0 | 0 | 0 | 0 | 0 | Manufactured Home_Turnover_Energy Star Personal Computer_TRC | 53.7062 | 65.6892 | 85.1189 | 102.5259 | 109.6998 | 105.7054 | 102.0008 | 102.4235 | 102.3122 | 100.0749 | 6420.6419 | 7853.2184 | 10176.0726 | 12257.0927 | 13114.749 | 12637.2023 | 12194.318 | 12244.8513 | 12231.5476 | 11964.0756 |  | 17.7%
Single Family | New | Energy Star Personal Computer | 0.018954 | 0.0040635 |  | 119.5512 | 4 |  | 29.75 | Per Unit | 13.8013 | FAIL | 5.2648 | Single Family_New_Energy Star Personal Computer_RIM | 0 | 0 | 0 | 0 | 0 | 0 | 0 | 0 | 0 | 0 | 0 | 0 | 0 | 0 | 0 | 0 | 0 | 0 | 0 | 0 | Single Family_New_Energy Star Personal Computer_TRC | 50.3079 | 53.0919 | 58.5984 | 66.134 | 69.3428 | 64.8314 | 60.1645 | 58.8864 | 57.8834 | 56.6316 | 6014.3674 | 6347.2009 | 7005.5129 | 7906.4007 | 8290.0111 | 7750.6709 | 7192.7334 | 7039.9364 | 6920.0348 | 6770.3749 |  | 17.7%
Multi-Family | New | Energy Star Personal Computer | 0.018954 | 0.0040635 |  | 119.5512 | 4 |  | 29.75 | Per Unit | 13.8013 | FAIL | 5.2648 | Multi-Family_New_Energy Star Personal Computer_RIM | 0 | 0 | 0 | 0 | 0 | 0 | 0 | 0 | 0 | 0 | 0 | 0 | 0 | 0 | 0 | 0 | 0 | 0 | 0 | 0 | Multi-Family_New_Energy Star Personal Computer_TRC | 7.9752 | 8.4165 | 9.2895 | 10.484 | 10.9927 | 10.2775 | 9.5377 | 9.3351 | 9.1761 | 8.9777 | 953.4415 | 1006.2047 | 1110.5652 | 1253.3805 | 1314.1932 | 1228.693 | 1140.2447 | 1116.0222 | 1097.0145 | 1073.2894 |  | 17.7%
Manufactured Home | New | Energy Star Personal Computer | 0.018954 | 0.0040635 |  | 119.5512 | 4 |  | 29.75 | Per Unit | 13.8013 | FAIL | 5.2648 | Manufactured Home_New_Energy Star Personal Computer_RIM | 0 | 0 | 0 | 0 | 0 | 0 | 0 | 0 | 0 | 0 | 0 | 0 | 0 | 0 | 0 | 0 | 0 | 0 | 0 | 0 | Manufactured Home_New_Energy Star Personal Computer_TRC | 2.8835 | 3.0431 | 3.3587 | 3.7906 | 3.9745 | 3.716 | 3.4485 | 3.3752 | 3.3177 | 3.246 | 344.728 | 363.8052 | 401.5379 | 453.1745 | 475.162 | 444.2484 | 412.2689 | 403.511 | 396.6385 | 388.0604 |  | 17.7%
Single Family | Turnover | Energy Star TV | 0.0076643 | 0.0045849 |  | 38.325 | 6 |  | 93.3333 | Per Unit | 4.4243 | FAIL | FAIL | Single Family_Turnover_Energy Star TV_RIM | 0 | 0 | 0 | 0 | 0 | 0 | 0 | 0 | 0 | 0 | 0 | 0 | 0 | 0 | 0 | 0 | 0 | 0 | 0 | 0 | Single Family_Turnover_Energy Star TV_TRC | 0 | 0 | 0 | 0 | 0 | 0 | 0 | 0 | 0 | 0 | 0 | 0 | 0 | 0 | 0 | 0 | 0 | 0 | 0 | 0
Multi-Family | Turnover | Energy Star TV | 0.0076643 | 0.0045849 |  | 38.325 | 6 |  | 93.3333 | Per Unit | 4.4243 | FAIL | FAIL | Multi-Family_Turnover_Energy Star TV_RIM | 0 | 0 | 0 | 0 | 0 | 0 | 0 | 0 | 0 | 0 | 0 | 0 | 0 | 0 | 0 | 0 | 0 | 0 | 0 | 0 | Multi-Family_Turnover_Energy Star TV_TRC | 0 | 0 | 0 | 0 | 0 | 0 | 0 | 0 | 0 | 0 | 0 | 0 | 0 | 0 | 0 | 0 | 0 | 0 | 0 | 0
Manufactured Home | Turnover | Energy Star TV | 0.0076643 | 0.0045849 |  | 38.325 | 6 |  | 93.3333 | Per Unit | 4.4243 | FAIL | FAIL | Manufactured Home_Turnover_Energy Star TV_RIM | 0 | 0 | 0 | 0 | 0 | 0 | 0 | 0 | 0 | 0 | 0 | 0 | 0 | 0 | 0 | 0 | 0 | 0 | 0 | 0 | Manufactured Home_Turnover_Energy Star TV_TRC | 0 | 0 | 0 | 0 | 0 | 0 | 0 | 0 | 0 | 0 | 0 | 0 | 0 | 0 | 0 | 0 | 0 | 0 | 0 | 0
Single Family | New | Energy Star TV | 0.0076643 | 0.0045849 |  | 38.325 | 6 |  | 93.3333 | Per Unit | 4.4243 | FAIL | FAIL | Single Family_New_Energy Star TV_RIM | 0 | 0 | 0 | 0 | 0 | 0 | 0 | 0 | 0 | 0 | 0 | 0 | 0 | 0 | 0 | 0 | 0 | 0 | 0 | 0 | Single Family_New_Energy Star TV_TRC | 0 | 0 | 0 | 0 | 0 | 0 | 0 | 0 | 0 | 0 | 0 | 0 | 0 | 0 | 0 | 0 | 0 | 0 | 0 | 0
Multi-Family | New | Energy Star TV | 0.0076643 | 0.0045849 |  | 38.325 | 6 |  | 93.3333 | Per Unit | 4.4243 | FAIL | FAIL | Multi-Family_New_Energy Star TV_RIM | 0 | 0 | 0 | 0 | 0 | 0 | 0 | 0 | 0 | 0 | 0 | 0 | 0 | 0 | 0 | 0 | 0 | 0 | 0 | 0 | Multi-Family_New_Energy Star TV_TRC | 0 | 0 | 0 | 0 | 0 | 0 | 0 | 0 | 0 | 0 | 0 | 0 | 0 | 0 | 0 | 0 | 0 | 0 | 0 | 0
Manufactured Home | New | Energy Star TV | 0.0076643 | 0.0045849 |  | 38.325 | 6 |  | 93.3333 | Per Unit | 4.4243 | FAIL | FAIL | Manufactured Home_New_Energy Star TV_RIM | 0 | 0 | 0 | 0 | 0 | 0 | 0 | 0 | 0 | 0 | 0 | 0 | 0 | 0 | 0 | 0 | 0 | 0 | 0 | 0 | Manufactured Home_New_Energy Star TV_TRC | 0 | 0 | 0 | 0 | 0 | 0 | 0 | 0 | 0 | 0 | 0 | 0 | 0 | 0 | 0 | 0 | 0 | 0 | 0 | 0
Single Family | Turnover | 14 SEER ASHP from base electric resistance heating | 0 | 1.5463 |  | 5482.4104 | 15 |  | 469.29 | Per 3 Ton | 1085.7389 | FAIL | FAIL | Single Family_Turnover_14 SEER ASHP from base electric resistance heating_RIM | 0 | 0 | 0 | 0 | 0 | 0 | 0 | 0 | 0 | 0 | 0 | 0 | 0 | 0 | 0 | 0 | 0 | 0 | 0 | 0 | Single Family_Turnover_14 SEER ASHP from base electric resistance heating_TRC | 0 | 0 | 0 | 0 | 0 | 0 | 0 | 0 | 0 | 0 | 0 | 0 | 0 | 0 | 0 | 0 | 0 | 0 | 0 | 0
Multi-Family | Turnover | 14 SEER ASHP from base electric resistance heating | 0 | 1.0309 |  | 3654.9403 | 15 |  | 312.86 | Per 2 Ton | 723.8259 | FAIL | FAIL | Multi-Family_Turnover_14 SEER ASHP from base electric resistance heating_RIM | 0 | 0 | 0 | 0 | 0 | 0 | 0 | 0 | 0 | 0 | 0 | 0 | 0 | 0 | 0 | 0 | 0 | 0 | 0 | 0 | Multi-Family_Turnover_14 SEER ASHP from base electric resistance heating_TRC | 0 | 0 | 0 | 0 | 0 | 0 | 0 | 0 | 0 | 0 | 0 | 0 | 0 | 0 | 0 | 0 | 0 | 0 | 0 | 0
Manufactured Home | Turnover | 14 SEER ASHP from base electric resistance heating | 0 | 1.5463 |  | 5482.4104 | 15 |  | 469.29 | Per 3 Ton | 1085.7389 | FAIL | FAIL | Manufactured Home_Turnover_14 SEER ASHP from base electric resistance heating_RIM | 0 | 0 | 0 | 0 | 0 | 0 | 0 | 0 | 0 | 0 | 0 | 0 | 0 | 0 | 0 | 0 | 0 | 0 | 0 | 0 | Manufactured Home_Turnover_14 SEER ASHP from base electric resistance heating_TRC | 0 | 0 | 0 | 0 | 0 | 0 | 0 | 0 | 0 | 0 | 0 | 0 | 0 | 0 | 0 | 0 | 0 | 0 | 0 | 0
Single Family | New | 14 SEER ASHP from base electric resistance heating | 0 | 1.5463 |  | 5482.4104 | 15 |  | 469.29 | Per 3 Ton | 1085.7389 | FAIL | FAIL | Single Family_New_14 SEER ASHP from base electric resistance heating_RIM | 0 | 0 | 0 | 0 | 0 | 0 | 0 | 0 | 0 | 0 | 0 | 0 | 0 | 0 | 0 | 0 | 0 | 0 | 0 | 0 | Single Family_New_14 SEER ASHP from base electric resistance heating_TRC | 0 | 0 | 0 | 0 | 0 | 0 | 0 | 0 | 0 | 0 | 0 | 0 | 0 | 0 | 0 | 0 | 0 | 0 | 0 | 0
Multi-Family | New | 14 SEER ASHP from base electric resistance heating | 0 | 1.0309 |  | 3654.9403 | 15 |  | 312.86 | Per 2 Ton | 723.8259 | FAIL | FAIL | Multi-Family_New_14 SEER ASHP from base electric resistance heating_RIM | 0 | 0 | 0 | 0 | 0 | 0 | 0 | 0 | 0 | 0 | 0 | 0 | 0 | 0 | 0 | 0 | 0 | 0 | 0 | 0 | Multi-Family_New_14 SEER ASHP from base electric resistance heating_TRC | 0 | 0 | 0 | 0 | 0 | 0 | 0 | 0 | 0 | 0 | 0 | 0 | 0 | 0 | 0 | 0 | 0 | 0 | 0 | 0
Manufactured Home | New | 14 SEER ASHP from base electric resistance heating | 0 | 1.5463 |  | 5482.4104 | 15 |  | 469.29 | Per 3 Ton | 1085.7389 | FAIL | FAIL | Manufactured Home_New_14 SEER ASHP from base electric resistance heating_RIM | 0 | 0 | 0 | 0 | 0 | 0 | 0 | 0 | 0 | 0 | 0 | 0 | 0 | 0 | 0 | 0 | 0 | 0 | 0 | 0 | Manufactured Home_New_14 SEER ASHP from base electric resistance heating_TRC | 0 | 0 | 0 | 0 | 0 | 0 | 0 | 0 | 0 | 0 | 0 | 0 | 0 | 0 | 0 | 0 | 0 | 0 | 0 | 0
Single Family | Turnover | 15 SEER Air Source Heat Pump | 0.1045 | 0.11103 |  | 393.6521 | 15 |  | 474 | Per 3 Ton | 77.959 | FAIL | FAIL | Single Family_Turnover_15 SEER Air Source Heat Pump_RIM | 0 | 0 | 0 | 0 | 0 | 0 | 0 | 0 | 0 | 0 | 0 | 0 | 0 | 0 | 0 | 0 | 0 | 0 | 0 | 0 | Single Family_Turnover_15 SEER Air Source Heat Pump_TRC | 0 | 0 | 0 | 0 | 0 | 0 | 0 | 0 | 0 | 0 | 0 | 0 | 0 | 0 | 0 | 0 | 0 | 0 | 0 | 0
Multi-Family | Turnover | 15 SEER Air Source Heat Pump | 0.069666 | 0.074019 |  | 262.4347 | 15 |  | 447 | Per 2 Ton | 51.9727 | FAIL | FAIL | Multi-Family_Turnover_15 SEER Air Source Heat Pump_RIM | 0 | 0 | 0 | 0 | 0 | 0 | 0 | 0 | 0 | 0 | 0 | 0 | 0 | 0 | 0 | 0 | 0 | 0 | 0 | 0 | Multi-Family_Turnover_15 SEER Air Source Heat Pump_TRC | 0 | 0 | 0 | 0 | 0 | 0 | 0 | 0 | 0 | 0 | 0 | 0 | 0 | 0 | 0 | 0 | 0 | 0 | 0 | 0
Manufactured Home | Turnover | 15 SEER Air Source Heat Pump | 0.1045 | 0.11103 |  | 393.6521 | 15 |  | 474 | Per 3 Ton | 77.959 | FAIL | FAIL | Manufactured Home_Turnover_15 SEER Air Source Heat Pump_RIM | 0 | 0 | 0 | 0 | 0 | 0 | 0 | 0 | 0 | 0 | 0 | 0 | 0 | 0 | 0 | 0 | 0 | 0 | 0 | 0 | Manufactured Home_Turnover_15 SEER Air Source Heat Pump_TRC | 0 | 0 | 0 | 0 | 0 | 0 | 0 | 0 | 0 | 0 | 0 | 0 | 0 | 0 | 0 | 0 | 0 | 0 | 0 | 0
Single Family | New | 15 SEER Air Source Heat Pump | 0.1045 | 0.11103 |  | 393.6521 | 15 |  | 474 | Per 3 Ton | 77.959 | FAIL | FAIL | Single Family_New_15 SEER Air Source Heat Pump_RIM | 0 | 0 | 0 | 0 | 0 | 0 | 0 | 0 | 0 | 0 | 0 | 0 | 0 | 0 | 0 | 0 | 0 | 0 | 0 | 0 | Single Family_New_15 SEER Air Source Heat Pump_TRC | 0 | 0 | 0 | 0 | 0 | 0 | 0 | 0 | 0 | 0 | 0 | 0 | 0 | 0 | 0 | 0 | 0 | 0 | 0 | 0
Multi-Family | New | 15 SEER Air Source Heat Pump | 0.069666 | 0.074019 |  | 262.4347 | 15 |  | 447 | Per 2 Ton | 51.9727 | FAIL | FAIL | Multi-Family_New_15 SEER Air Source Heat Pump_RIM | 0 | 0 | 0 | 0 | 0 | 0 | 0 | 0 | 0 | 0 | 0 | 0 | 0 | 0 | 0 | 0 | 0 | 0 | 0 | 0 | Multi-Family_New_15 SEER Air Source Heat Pump_TRC | 0 | 0 | 0 | 0 | 0 | 0 | 0 | 0 | 0 | 0 | 0 | 0 | 0 | 0 | 0 | 0 | 0 | 0 | 0 | 0
Manufactured Home | New | 15 SEER Air Source Heat Pump | 0.1045 | 0.11103 |  | 393.6521 | 15 |  | 474 | Per 3 Ton | 77.959 | FAIL | FAIL | Manufactured Home_New_15 SEER Air Source Heat Pump_RIM | 0 | 0 | 0 | 0 | 0 | 0 | 0 | 0 | 0 | 0 | 0 | 0 | 0 | 0 | 0 | 0 | 0 | 0 | 0 | 0 | Manufactured Home_New_15 SEER Air Source Heat Pump_TRC | 0 | 0 | 0 | 0 | 0 | 0 | 0 | 0 | 0 | 0 | 0 | 0 | 0 | 0 | 0 | 0 | 0 | 0 | 0 | 0
Single Family | Turnover | 15 SEER Central AC | 0.15798 | 0 |  | 255.9017 | 15 |  | 371 | Per 3 Ton | 50.6789 | FAIL | FAIL | Single Family_Turnover_15 SEER Central AC_RIM | 0 | 0 | 0 | 0 | 0 | 0 | 0 | 0 | 0 | 0 | 0 | 0 | 0 | 0 | 0 | 0 | 0 | 0 | 0 | 0 | Single Family_Turnover_15 SEER Central AC_TRC | 0 | 0 | 0 | 0 | 0 | 0 | 0 | 0 | 0 | 0 | 0 | 0 | 0 | 0 | 0 | 0 | 0 | 0 | 0 | 0
Multi-Family | Turnover | 15 SEER Central AC | 0.10532 | 0 |  | 170.6011 | 15 |  | 332 | Per 2 Ton | 33.7859 | FAIL | FAIL | Multi-Family_Turnover_15 SEER Central AC_RIM | 0 | 0 | 0 | 0 | 0 | 0 | 0 | 0 | 0 | 0 | 0 | 0 | 0 | 0 | 0 | 0 | 0 | 0 | 0 | 0 | Multi-Family_Turnover_15 SEER Central AC_TRC | 0 | 0 | 0 | 0 | 0 | 0 | 0 | 0 | 0 | 0 | 0 | 0 | 0 | 0 | 0 | 0 | 0 | 0 | 0 | 0
Manufactured Home | Turnover | 15 SEER Central AC | 0.15798 | 0 |  | 255.9017 | 15 |  | 371 | Per 3 Ton | 50.6789 | FAIL | FAIL | Manufactured Home_Turnover_15 SEER Central AC_RIM | 0 | 0 | 0 | 0 | 0 | 0 | 0 | 0 | 0 | 0 | 0 | 0 | 0 | 0 | 0 | 0 | 0 | 0 | 0 | 0 | Manufactured Home_Turnover_15 SEER Central AC_TRC | 0 | 0 | 0 | 0 | 0 | 0 | 0 | 0 | 0 | 0 | 0 | 0 | 0 | 0 | 0 | 0 | 0 | 0 | 0 | 0
Single Family | New | 15 SEER Central AC | 0.15798 | 0 |  | 255.9017 | 15 |  | 371 | Per 3 Ton | 50.6789 | FAIL | FAIL | Single Family_New_15 SEER Central AC_RIM | 0 | 0 | 0 | 0 | 0 | 0 | 0 | 0 | 0 | 0 | 0 | 0 | 0 | 0 | 0 | 0 | 0 | 0 | 0 | 0 | Single Family_New_15 SEER Central AC_TRC | 0 | 0 | 0 | 0 | 0 | 0 | 0 | 0 | 0 | 0 | 0 | 0 | 0 | 0 | 0 | 0 | 0 | 0 | 0 | 0
Multi-Family | New | 15 SEER Central AC | 0.10532 | 0 |  | 170.6011 | 15 |  | 332 | Per 2 Ton | 33.7859 | FAIL | FAIL | Multi-Family_New_15 SEER Central AC_RIM | 0 | 0 | 0 | 0 | 0 | 0 | 0 | 0 | 0 | 0 | 0 | 0 | 0 | 0 | 0 | 0 | 0 | 0 | 0 | 0 | Multi-Family_New_15 SEER Central AC_TRC | 0 | 0 | 0 | 0 | 0 | 0 | 0 | 0 | 0 | 0 | 0 | 0 | 0 | 0 | 0 | 0 | 0 | 0 | 0 | 0
Manufactured Home | New | 15 SEER Central AC | 0.15798 | 0 |  | 255.9017 | 15 |  | 371 | Per 3 Ton | 50.6789 | FAIL | FAIL | Manufactured Home_New_15 SEER Central AC_RIM | 0 | 0 | 0 | 0 | 0 | 0 | 0 | 0 | 0 | 0 | 0 | 0 | 0 | 0 | 0 | 0 | 0 | 0 | 0 | 0 | Manufactured Home_New_15 SEER Central AC_TRC | 0 | 0 | 0 | 0 | 0 | 0 | 0 | 0 | 0 | 0 | 0 | 0 | 0 | 0 | 0 | 0 | 0 | 0 | 0 | 0
Single Family | Turnover | 16 SEER Air Source Heat Pump | 0.21947 | 0.23318 |  | 826.7425 | 15 |  | 1385 | Per 3 Ton | 163.7284 | FAIL | FAIL | Single Family_Turnover_16 SEER Air Source Heat Pump_RIM | 0 | 0 | 0 | 0 | 0 | 0 | 0 | 0 | 0 | 0 | 0 | 0 | 0 | 0 | 0 | 0 | 0 | 0 | 0 | 0 | Single Family_Turnover_16 SEER Air Source Heat Pump_TRC | 0 | 0 | 0 | 0 | 0 | 0 | 0 | 0 | 0 | 0 | 0 | 0 | 0 | 0 | 0 | 0 | 0 | 0 | 0 | 0
Multi-Family | Turnover | 16 SEER Air Source Heat Pump | 0.14631 | 0.15545 |  | 551.1617 | 15 |  | 1148 | Per 2 Ton | 109.1523 | FAIL | FAIL | Multi-Family_Turnover_16 SEER Air Source Heat Pump_RIM | 0 | 0 | 0 | 0 | 0 | 0 | 0 | 0 | 0 | 0 | 0 | 0 | 0 | 0 | 0 | 0 | 0 | 0 | 0 | 0 | Multi-Family_Turnover_16 SEER Air Source Heat Pump_TRC | 0 | 0 | 0 | 0 | 0 | 0 | 0 | 0 | 0 | 0 | 0 | 0 | 0 | 0 | 0 | 0 | 0 | 0 | 0 | 0
Manufactured Home | Turnover | 16 SEER Air Source Heat Pump | 0.21947 | 0.23318 |  | 826.7425 | 15 |  | 1385 | Per 3 Ton | 163.7284 | FAIL | FAIL | Manufactured Home_Turnover_16 SEER Air Source Heat Pump_RIM | 0 | 0 | 0 | 0 | 0 | 0 | 0 | 0 | 0 | 0 | 0 | 0 | 0 | 0 | 0 | 0 | 0 | 0 | 0 | 0 | Manufactured Home_Turnover_16 SEER Air Source Heat Pump_TRC | 0 | 0 | 0 | 0 | 0 | 0 | 0 | 0 | 0 | 0 | 0 | 0 | 0 | 0 | 0 | 0 | 0 | 0 | 0 | 0
Single Family | New | 16 SEER Air Source Heat Pump | 0.21947 | 0.23318 |  | 826.7425 | 15 |  | 1385 | Per 3 Ton | 163.7284 | FAIL | FAIL | Single Family_New_16 SEER Air Source Heat Pump_RIM | 0 | 0 | 0 | 0 | 0 | 0 | 0 | 0 | 0 | 0 | 0 | 0 | 0 | 0 | 0 | 0 | 0 | 0 | 0 | 0 | Single Family_New_16 SEER Air Source Heat Pump_TRC | 0 | 0 | 0 | 0 | 0 | 0 | 0 | 0 | 0 | 0 | 0 | 0 | 0 | 0 | 0 | 0 | 0 | 0 | 0 | 0
Multi-Family | New | 16 SEER Air Source Heat Pump | 0.14631 | 0.15545 |  | 551.1617 | 15 |  | 1148 | Per 2 Ton | 109.1523 | FAIL | FAIL | Multi-Family_New_16 SEER Air Source Heat Pump_RIM | 0 | 0 | 0 | 0 | 0 | 0 | 0 | 0 | 0 | 0 | 0 | 0 | 0 | 0 | 0 | 0 | 0 | 0 | 0 | 0 | Multi-Family_New_16 SEER Air Source Heat Pump_TRC | 0 | 0 | 0 | 0 | 0 | 0 | 0 | 0 | 0 | 0 | 0 | 0 | 0 | 0 | 0 | 0 | 0 | 0 | 0 | 0
Manufactured Home | New | 16 SEER Air Source Heat Pump | 0.21947 | 0.23318 |  | 826.7425 | 15 |  | 1385 | Per 3 Ton | 163.7284 | FAIL | FAIL | Manufactured Home_New_16 SEER Air Source Heat Pump_RIM | 0 | 0 | 0 | 0 | 0 | 0 | 0 | 0 | 0 | 0 | 0 | 0 | 0 | 0 | 0 | 0 | 0 | 0 | 0 | 0 | Manufactured Home_New_16 SEER Air Source Heat Pump_TRC | 0 | 0 | 0 | 0 | 0 | 0 | 0 | 0 | 0 | 0 | 0 | 0 | 0 | 0 | 0 | 0 | 0 | 0 | 0 | 0
Single Family | Turnover | 16 SEER Central AC | 0.29621 | 0 |  | 479.8157 | 15 |  | 726 | Per 3 Ton | 95.0229 | FAIL | FAIL | Single Family_Turnover_16 SEER Central AC_RIM | 0 | 0 | 0 | 0 | 0 | 0 | 0 | 0 | 0 | 0 | 0 | 0 | 0 | 0 | 0 | 0 | 0 | 0 | 0 | 0 | Single Family_Turnover_16 SEER Central AC_TRC | 0 | 0 | 0 | 0 | 0 | 0 | 0 | 0 | 0 | 0 | 0 | 0 | 0 | 0 | 0 | 0 | 0 | 0 | 0 | 0
Multi-Family | Turnover | 16 SEER Central AC | 0.19747 | 0 |  | 319.8771 | 15 |  | 649 | Per 2 Ton | 63.3486 | FAIL | FAIL | Multi-Family_Turnover_16 SEER Central AC_RIM | 0 | 0 | 0 | 0 | 0 | 0 | 0 | 0 | 0 | 0 | 0 | 0 | 0 | 0 | 0 | 0 | 0 | 0 | 0 | 0 | Multi-Family_Turnover_16 SEER Central AC_TRC | 0 | 0 | 0 | 0 | 0 | 0 | 0 | 0 | 0 | 0 | 0 | 0 | 0 | 0 | 0 | 0 | 0 | 0 | 0 | 0
Manufactured Home | Turnover | 16 SEER Central AC | 0.29621 | 0 |  | 479.8157 | 15 |  | 726 | Per 3 Ton | 95.0229 | FAIL | FAIL | Manufactured Home_Turnover_16 SEER Central AC_RIM | 0 | 0 | 0 | 0 | 0 | 0 | 0 | 0 | 0 | 0 | 0 | 0 | 0 | 0 | 0 | 0 | 0 | 0 | 0 | 0 | Manufactured Home_Turnover_16 SEER Central AC_TRC | 0 | 0 | 0 | 0 | 0 | 0 | 0 | 0 | 0 | 0 | 0 | 0 | 0 | 0 | 0 | 0 | 0 | 0 | 0 | 0
Single Family | New | 16 SEER Central AC | 0.29621 | 0 |  | 479.8157 | 15 |  | 726 | Per 3 Ton | 95.0229 | FAIL | FAIL | Single Family_New_16 SEER Central AC_RIM | 0 | 0 | 0 | 0 | 0 | 0 | 0 | 0 | 0 | 0 | 0 | 0 | 0 | 0 | 0 | 0 | 0 | 0 | 0 | 0 | Single Family_New_16 SEER Central AC_TRC | 0 | 0 | 0 | 0 | 0 | 0 | 0 | 0 | 0 | 0 | 0 | 0 | 0 | 0 | 0 | 0 | 0 | 0 | 0 | 0
Multi-Family | New | 16 SEER Central AC | 0.19747 | 0 |  | 319.8771 | 15 |  | 649 | Per 2 Ton | 63.3486 | FAIL | FAIL | Multi-Family_New_16 SEER Central AC_RIM | 0 | 0 | 0 | 0 | 0 | 0 | 0 | 0 | 0 | 0 | 0 | 0 | 0 | 0 | 0 | 0 | 0 | 0 | 0 | 0 | Multi-Family_New_16 SEER Central AC_TRC | 0 | 0 | 0 | 0 | 0 | 0 | 0 | 0 | 0 | 0 | 0 | 0 | 0 | 0 | 0 | 0 | 0 | 0 | 0 | 0
Manufactured Home | New | 16 SEER Central AC | 0.29621 | 0 |  | 479.8157 | 15 |  | 726 | Per 3 Ton | 95.0229 | FAIL | FAIL | Manufactured Home_New_16 SEER Central AC_RIM | 0 | 0 | 0 | 0 | 0 | 0 | 0 | 0 | 0 | 0 | 0 | 0 | 0 | 0 | 0 | 0 | 0 | 0 | 0 | 0 | Manufactured Home_New_16 SEER Central AC_TRC | 0 | 0 | 0 | 0 | 0 | 0 | 0 | 0 | 0 | 0 | 0 | 0 | 0 | 0 | 0 | 0 | 0 | 0 | 0 | 0
Single Family | Turnover | 17 SEER Air Source Heat Pump | 0.3216 | 0.34169 |  | 1211.4716 | 15 |  | 2250 | Per 3 Ton | 239.9203 | FAIL | FAIL | Single Family_Turnover_17 SEER Air Source Heat Pump_RIM | 0 | 0 | 0 | 0 | 0 | 0 | 0 | 0 | 0 | 0 | 0 | 0 | 0 | 0 | 0 | 0 | 0 | 0 | 0 | 0 | Single Family_Turnover_17 SEER Air Source Heat Pump_TRC | 0 | 0 | 0 | 0 | 0 | 0 | 0 | 0 | 0 | 0 | 0 | 0 | 0 | 0 | 0 | 0 | 0 | 0 | 0 | 0
Multi-Family | Turnover | 17 SEER Air Source Heat Pump | 0.2144 | 0.22779 |  | 807.6477 | 15 |  | 1837 | Per 2 Ton | 159.9469 | FAIL | FAIL | Multi-Family_Turnover_17 SEER Air Source Heat Pump_RIM | 0 | 0 | 0 | 0 | 0 | 0 | 0 | 0 | 0 | 0 | 0 | 0 | 0 | 0 | 0 | 0 | 0 | 0 | 0 | 0 | Multi-Family_Turnover_17 SEER Air Source Heat Pump_TRC | 0 | 0 | 0 | 0 | 0 | 0 | 0 | 0 | 0 | 0 | 0 | 0 | 0 | 0 | 0 | 0 | 0 | 0 | 0 | 0
Manufactured Home | Turnover | 17 SEER Air Source Heat Pump | 0.3216 | 0.34169 |  | 1211.4716 | 15 |  | 2250 | Per 3 Ton | 239.9203 | FAIL | FAIL | Manufactured Home_Turnover_17 SEER Air Source Heat Pump_RIM | 0 | 0 | 0 | 0 | 0 | 0 | 0 | 0 | 0 | 0 | 0 | 0 | 0 | 0 | 0 | 0 | 0 | 0 | 0 | 0 | Manufactured Home_Turnover_17 SEER Air Source Heat Pump_TRC | 0 | 0 | 0 | 0 | 0 | 0 | 0 | 0 | 0 | 0 | 0 | 0 | 0 | 0 | 0 | 0 | 0 | 0 | 0 | 0
Single Family | New | 17 SEER Air Source Heat Pump | 0.3216 | 0.34169 |  | 1211.4716 | 15 |  | 2250 | Per 3 Ton | 239.9203 | FAIL | FAIL | Single Family_New_17 SEER Air Source Heat Pump_RIM | 0 | 0 | 0 | 0 | 0 | 0 | 0 | 0 | 0 | 0 | 0 | 0 | 0 | 0 | 0 | 0 | 0 | 0 | 0 | 0 | Single Family_New_17 SEER Air Source Heat Pump_TRC | 0 | 0 | 0 | 0 | 0 | 0 | 0 | 0 | 0 | 0 | 0 | 0 | 0 | 0 | 0 | 0 | 0 | 0 | 0 | 0
Multi-Family | New | 17 SEER Air Source Heat Pump | 0.2144 | 0.22779 |  | 807.6477 | 15 |  | 1837 | Per 2 Ton | 159.9469 | FAIL | FAIL | Multi-Family_New_17 SEER Air Source Heat Pump_RIM | 0 | 0 | 0 | 0 | 0 | 0 | 0 | 0 | 0 | 0 | 0 | 0 | 0 | 0 | 0 | 0 | 0 | 0 | 0 | 0 | Multi-Family_New_17 SEER Air Source Heat Pump_TRC | 0 | 0 | 0 | 0 | 0 | 0 | 0 | 0 | 0 | 0 | 0 | 0 | 0 | 0 | 0 | 0 | 0 | 0 | 0 | 0
Manufactured Home | New | 17 SEER Air Source Heat Pump | 0.3216 | 0.34169 |  | 1211.4716 | 15 |  | 2250 | Per 3 Ton | 239.9203 | FAIL | FAIL | Manufactured Home_New_17 SEER Air Source Heat Pump_RIM | 0 | 0 | 0 | 0 | 0 | 0 | 0 | 0 | 0 | 0 | 0 | 0 | 0 | 0 | 0 | 0 | 0 | 0 | 0 | 0 | Manufactured Home_New_17 SEER Air Source Heat Pump_TRC | 0 | 0 | 0 | 0 | 0 | 0 | 0 | 0 | 0 | 0 | 0 | 0 | 0 | 0 | 0 | 0 | 0 | 0 | 0 | 0
Single Family | Turnover | 17 SEER Central AC | 0.41818 | 0 |  | 677.3869 | 15 |  | 2350 | Per 3 Ton | 134.15 | FAIL | FAIL | Single Family_Turnover_17 SEER Central AC_RIM | 0 | 0 | 0 | 0 | 0 | 0 | 0 | 0 | 0 | 0 | 0 | 0 | 0 | 0 | 0 | 0 | 0 | 0 | 0 | 0 | Single Family_Turnover_17 SEER Central AC_TRC | 0 | 0 | 0 | 0 | 0 | 0 | 0 | 0 | 0 | 0 | 0 | 0 | 0 | 0 | 0 | 0 | 0 | 0 | 0 | 0
Multi-Family | Turnover | 17 SEER Central AC | 0.27879 | 0 |  | 451.5913 | 15 |  | 1565 | Per 2 Ton | 89.4333 | FAIL | FAIL | Multi-Family_Turnover_17 SEER Central AC_RIM | 0 | 0 | 0 | 0 | 0 | 0 | 0 | 0 | 0 | 0 | 0 | 0 | 0 | 0 | 0 | 0 | 0 | 0 | 0 | 0 | Multi-Family_Turnover_17 SEER Central AC_TRC | 0 | 0 | 0 | 0 | 0 | 0 | 0 | 0 | 0 | 0 | 0 | 0 | 0 | 0 | 0 | 0 | 0 | 0 | 0 | 0
Manufactured Home | Turnover | 17 SEER Central AC | 0.41818 | 0 |  | 677.3869 | 15 |  | 2350 | Per 3 Ton | 134.15 | FAIL | FAIL | Manufactured Home_Turnover_17 SEER Central AC_RIM | 0 | 0 | 0 | 0 | 0 | 0 | 0 | 0 | 0 | 0 | 0 | 0 | 0 | 0 | 0 | 0 | 0 | 0 | 0 | 0 | Manufactured Home_Turnover_17 SEER Central AC_TRC | 0 | 0 | 0 | 0 | 0 | 0 | 0 | 0 | 0 | 0 | 0 | 0 | 0 | 0 | 0 | 0 | 0 | 0 | 0 | 0
Single Family | New | 17 SEER Central AC | 0.41818 | 0 |  | 677.3869 | 15 |  | 2350 | Per 3 Ton | 134.15 | FAIL | FAIL | Single Family_New_17 SEER Central AC_RIM | 0 | 0 | 0 | 0 | 0 | 0 | 0 | 0 | 0 | 0 | 0 | 0 | 0 | 0 | 0 | 0 | 0 | 0 | 0 | 0 | Single Family_New_17 SEER Central AC_TRC | 0 | 0 | 0 | 0 | 0 | 0 | 0 | 0 | 0 | 0 | 0 | 0 | 0 | 0 | 0 | 0 | 0 | 0 | 0 | 0
Multi-Family | New | 17 SEER Central AC | 0.27879 | 0 |  | 451.5913 | 15 |  | 1565 | Per 2 Ton | 89.4333 | FAIL | FAIL | Multi-Family_New_17 SEER Central AC_RIM | 0 | 0 | 0 | 0 | 0 | 0 | 0 | 0 | 0 | 0 | 0 | 0 | 0 | 0 | 0 | 0 | 0 | 0 | 0 | 0 | Multi-Family_New_17 SEER Central AC_TRC | 0 | 0 | 0 | 0 | 0 | 0 | 0 | 0 | 0 | 0 | 0 | 0 | 0 | 0 | 0 | 0 | 0 | 0 | 0 | 0
Manufactured Home | New | 17 SEER Central AC | 0.41818 | 0 |  | 677.3869 | 15 |  | 2350 | Per 3 Ton | 134.15 | FAIL | FAIL | Manufactured Home_New_17 SEER Central AC_RIM | 0 | 0 | 0 | 0 | 0 | 0 | 0 | 0 | 0 | 0 | 0 | 0 | 0 | 0 | 0 | 0 | 0 | 0 | 0 | 0 | Manufactured Home_New_17 SEER Central AC_TRC | 0 | 0 | 0 | 0 | 0 | 0 | 0 | 0 | 0 | 0 | 0 | 0 | 0 | 0 | 0 | 0 | 0 | 0 | 0 | 0
Single Family | Turnover | 18 SEER Air Source Heat Pump | 0.36822 | 0.39122 |  | 1387.0904 | 15 |  | 3013 | Per 3 Ton | 274.7 | FAIL | FAIL | Single Family_Turnover_18 SEER Air Source Heat Pump_RIM | 0 | 0 | 0 | 0 | 0 | 0 | 0 | 0 | 0 | 0 | 0 | 0 | 0 | 0 | 0 | 0 | 0 | 0 | 0 | 0 | Single Family_Turnover_18 SEER Air Source Heat Pump_TRC | 0 | 0 | 0 | 0 | 0 | 0 | 0 | 0 | 0 | 0 | 0 | 0 | 0 | 0 | 0 | 0 | 0 | 0 | 0 | 0
Multi-Family | Turnover | 18 SEER Air Source Heat Pump | 0.24548 | 0.26082 |  | 924.727 | 15 |  | 2733 | Per 2 Ton | 183.1333 | FAIL | FAIL | Multi-Family_Turnover_18 SEER Air Source Heat Pump_RIM | 0 | 0 | 0 | 0 | 0 | 0 | 0 | 0 | 0 | 0 | 0 | 0 | 0 | 0 | 0 | 0 | 0 | 0 | 0 | 0 | Multi-Family_Turnover_18 SEER Air Source Heat Pump_TRC | 0 | 0 | 0 | 0 | 0 | 0 | 0 | 0 | 0 | 0 | 0 | 0 | 0 | 0 | 0 | 0 | 0 | 0 | 0 | 0
Manufactured Home | Turnover | 18 SEER Air Source Heat Pump | 0.36822 | 0.39122 |  | 1387.0904 | 15 |  | 3013 | Per 3 Ton | 274.7 | FAIL | FAIL | Manufactured Home_Turnover_18 SEER Air Source Heat Pump_RIM | 0 | 0 | 0 | 0 | 0 | 0 | 0 | 0 | 0 | 0 | 0 | 0 | 0 | 0 | 0 | 0 | 0 | 0 | 0 | 0 | Manufactured Home_Turnover_18 SEER Air Source Heat Pump_TRC | 0 | 0 | 0 | 0 | 0 | 0 | 0 | 0 | 0 | 0 | 0 | 0 | 0 | 0 | 0 | 0 | 0 | 0 | 0 | 0
Single Family | New | 18 SEER Air Source Heat Pump | 0.36822 | 0.39122 |  | 1387.0904 | 15 |  | 3013 | Per 3 Ton | 274.7 | FAIL | FAIL | Single Family_New_18 SEER Air Source Heat Pump_RIM | 0 | 0 | 0 | 0 | 0 | 0 | 0 | 0 | 0 | 0 | 0 | 0 | 0 | 0 | 0 | 0 | 0 | 0 | 0 | 0 | Single Family_New_18 SEER Air Source Heat Pump_TRC | 0 | 0 | 0 | 0 | 0 | 0 | 0 | 0 | 0 | 0 | 0 | 0 | 0 | 0 | 0 | 0 | 0 | 0 | 0 | 0
Multi-Family | New | 18 SEER Air Source Heat Pump | 0.24548 | 0.26082 |  | 924.727 | 15 |  | 2733 | Per 2 Ton | 183.1333 | FAIL | FAIL | Multi-Family_New_18 SEER Air Source Heat Pump_RIM | 0 | 0 | 0 | 0 | 0 | 0 | 0 | 0 | 0 | 0 | 0 | 0 | 0 | 0 | 0 | 0 | 0 | 0 | 0 | 0 | Multi-Family_New_18 SEER Air Source Heat Pump_TRC | 0 | 0 | 0 | 0 | 0 | 0 | 0 | 0 | 0 | 0 | 0 | 0 | 0 | 0 | 0 | 0 | 0 | 0 | 0 | 0
Manufactured Home | New | 18 SEER Air Source Heat Pump | 0.36822 | 0.39122 |  | 1387.0904 | 15 |  | 3013 | Per 3 Ton | 274.7 | FAIL | FAIL | Manufactured Home_New_18 SEER Air Source Heat Pump_RIM | 0 | 0 | 0 | 0 | 0 | 0 | 0 | 0 | 0 | 0 | 0 | 0 | 0 | 0 | 0 | 0 | 0 | 0 | 0 | 0 | Manufactured Home_New_18 SEER Air Source Heat Pump_TRC | 0 | 0 | 0 | 0 | 0 | 0 | 0 | 0 | 0 | 0 | 0 | 0 | 0 | 0 | 0 | 0 | 0 | 0 | 0 | 0
Single Family | Turnover | 18 SEER Central AC | 0.5266 | 0 |  | 853.0057 | 15 |  | 3333 | Per 3 Ton | 168.9296 | FAIL | FAIL | Single Family_Turnover_18 SEER Central AC_RIM | 0 | 0 | 0 | 0 | 0 | 0 | 0 | 0 | 0 | 0 | 0 | 0 | 0 | 0 | 0 | 0 | 0 | 0 | 0 | 0 | Single Family_Turnover_18 SEER Central AC_TRC | 0 | 0 | 0 | 0 | 0 | 0 | 0 | 0 | 0 | 0 | 0 | 0 | 0 | 0 | 0 | 0 | 0 | 0 | 0 | 0
Multi-Family | Turnover | 18 SEER Central AC | 0.35106 | 0 |  | 568.6705 | 15 |  | 2426 | Per 2 Ton | 112.6197 | FAIL | FAIL | Multi-Family_Turnover_18 SEER Central AC_RIM | 0 | 0 | 0 | 0 | 0 | 0 | 0 | 0 | 0 | 0 | 0 | 0 | 0 | 0 | 0 | 0 | 0 | 0 | 0 | 0 | Multi-Family_Turnover_18 SEER Central AC_TRC | 0 | 0 | 0 | 0 | 0 | 0 | 0 | 0 | 0 | 0 | 0 | 0 | 0 | 0 | 0 | 0 | 0 | 0 | 0 | 0
Manufactured Home | Turnover | 18 SEER Central AC | 0.5266 | 0 |  | 853.0057 | 15 |  | 3333 | Per 3 Ton | 168.9296 | FAIL | FAIL | Manufactured Home_Turnover_18 SEER Central AC_RIM | 0 | 0 | 0 | 0 | 0 | 0 | 0 | 0 | 0 | 0 | 0 | 0 | 0 | 0 | 0 | 0 | 0 | 0 | 0 | 0 | Manufactured Home_Turnover_18 SEER Central AC_TRC | 0 | 0 | 0 | 0 | 0 | 0 | 0 | 0 | 0 | 0 | 0 | 0 | 0 | 0 | 0 | 0 | 0 | 0 | 0 | 0
Single Family | New | 18 SEER Central AC | 0.5266 | 0 |  | 853.0057 | 15 |  | 3333 | Per 3 Ton | 168.9296 | FAIL | FAIL | Single Family_New_18 SEER Central AC_RIM | 0 | 0 | 0 | 0 | 0 | 0 | 0 | 0 | 0 | 0 | 0 | 0 | 0 | 0 | 0 | 0 | 0 | 0 | 0 | 0 | Single Family_New_18 SEER Central AC_TRC | 0 | 0 | 0 | 0 | 0 | 0 | 0 | 0 | 0 | 0 | 0 | 0 | 0 | 0 | 0 | 0 | 0 | 0 | 0 | 0
Multi-Family | New | 18 SEER Central AC | 0.35106 | 0 |  | 568.6705 | 15 |  | 2426 | Per 2 Ton | 112.6197 | FAIL | FAIL | Multi-Family_New_18 SEER Central AC_RIM | 0 | 0 | 0 | 0 | 0 | 0 | 0 | 0 | 0 | 0 | 0 | 0 | 0 | 0 | 0 | 0 | 0 | 0 | 0 | 0 | Multi-Family_New_18 SEER Central AC_TRC | 0 | 0 | 0 | 0 | 0 | 0 | 0 | 0 | 0 | 0 | 0 | 0 | 0 | 0 | 0 | 0 | 0 | 0 | 0 | 0
Manufactured Home | New | 18 SEER Central AC | 0.5266 | 0 |  | 853.0057 | 15 |  | 3333 | Per 3 Ton | 168.9296 | FAIL | FAIL | Manufactured Home_New_18 SEER Central AC_RIM | 0 | 0 | 0 | 0 | 0 | 0 | 0 | 0 | 0 | 0 | 0 | 0 | 0 | 0 | 0 | 0 | 0 | 0 | 0 | 0 | Manufactured Home_New_18 SEER Central AC_TRC | 0 | 0 | 0 | 0 | 0 | 0 | 0 | 0 | 0 | 0 | 0 | 0 | 0 | 0 | 0 | 0 | 0 | 0 | 0 | 0
Single Family | Turnover | 21 SEER Air Source Heat Pump | 0.54544 | 0.54465 |  | 1982.0354 | 15 |  | 4740 | Per 3 Ton | 392.5231 | FAIL | FAIL | Single Family_Turnover_21 SEER Air Source Heat Pump_RIM | 0 | 0 | 0 | 0 | 0 | 0 | 0 | 0 | 0 | 0 | 0 | 0 | 0 | 0 | 0 | 0 | 0 | 0 | 0 | 0 | Single Family_Turnover_21 SEER Air Source Heat Pump_TRC | 0 | 0 | 0 | 0 | 0 | 0 | 0 | 0 | 0 | 0 | 0 | 0 | 0 | 0 | 0 | 0 | 0 | 0 | 0 | 0
Multi-Family | Turnover | 21 SEER Air Source Heat Pump | 0.36362 | 0.3631 |  | 1321.3569 | 15 |  | 4539 | Per 2 Ton | 261.6821 | FAIL | FAIL | Multi-Family_Turnover_21 SEER Air Source Heat Pump_RIM | 0 | 0 | 0 | 0 | 0 | 0 | 0 | 0 | 0 | 0 | 0 | 0 | 0 | 0 | 0 | 0 | 0 | 0 | 0 | 0 | Multi-Family_Turnover_21 SEER Air Source Heat Pump_TRC | 0 | 0 | 0 | 0 | 0 | 0 | 0 | 0 | 0 | 0 | 0 | 0 | 0 | 0 | 0 | 0 | 0 | 0 | 0 | 0
Manufactured Home | Turnover | 21 SEER Air Source Heat Pump | 0.54544 | 0.54465 |  | 1982.0354 | 15 |  | 4740 | Per 3 Ton | 392.5231 | FAIL | FAIL | Manufactured Home_Turnover_21 SEER Air Source Heat Pump_RIM | 0 | 0 | 0 | 0 | 0 | 0 | 0 | 0 | 0 | 0 | 0 | 0 | 0 | 0 | 0 | 0 | 0 | 0 | 0 | 0 | Manufactured Home_Turnover_21 SEER Air Source Heat Pump_TRC | 0 | 0 | 0 | 0 | 0 | 0 | 0 | 0 | 0 | 0 | 0 | 0 | 0 | 0 | 0 | 0 | 0 | 0 | 0 | 0
Single Family | New | 21 SEER Air Source Heat Pump | 0.54544 | 0.54465 |  | 1982.0354 | 15 |  | 4740 | Per 3 Ton | 392.5231 | FAIL | FAIL | Single Family_New_21 SEER Air Source Heat Pump_RIM | 0 | 0 | 0 | 0 | 0 | 0 | 0 | 0 | 0 | 0 | 0 | 0 | 0 | 0 | 0 | 0 | 0 | 0 | 0 | 0 | Single Family_New_21 SEER Air Source Heat Pump_TRC | 0 | 0 | 0 | 0 | 0 | 0 | 0 | 0 | 0 | 0 | 0 | 0 | 0 | 0 | 0 | 0 | 0 | 0 | 0 | 0
Multi-Family | New | 21 SEER Air Source Heat Pump | 0.36362 | 0.3631 |  | 1321.3569 | 15 |  | 4539 | Per 2 Ton | 261.6821 | FAIL | FAIL | Multi-Family_New_21 SEER Air Source Heat Pump_RIM | 0 | 0 | 0 | 0 | 0 | 0 | 0 | 0 | 0 | 0 | 0 | 0 | 0 | 0 | 0 | 0 | 0 | 0 | 0 | 0 | Multi-Family_New_21 SEER Air Source Heat Pump_TRC | 0 | 0 | 0 | 0 | 0 | 0 | 0 | 0 | 0 | 0 | 0 | 0 | 0 | 0 | 0 | 0 | 0 | 0 | 0 | 0
Manufactured Home | New | 21 SEER Air Source Heat Pump | 0.54544 | 0.54465 |  | 1982.0354 | 15 |  | 4740 | Per 3 Ton | 392.5231 | FAIL | FAIL | Manufactured Home_New_21 SEER Air Source Heat Pump_RIM | 0 | 0 | 0 | 0 | 0 | 0 | 0 | 0 | 0 | 0 | 0 | 0 | 0 | 0 | 0 | 0 | 0 | 0 | 0 | 0 | Manufactured Home_New_21 SEER Air Source Heat Pump_TRC | 0 | 0 | 0 | 0 | 0 | 0 | 0 | 0 | 0 | 0 | 0 | 0 | 0 | 0 | 0 | 0 | 0 | 0 | 0 | 0
Single Family | Turnover | 21 SEER ASHP from base electric resistance heating | 0.54544 | 2.0512 |  | 7464.4458 | 15 |  | 5209.29 | Per 3 Ton | 1478.262 | FAIL | 3680.504 | Single Family_Turnover_21 SEER ASHP from base electric resistance heating_RIM | 0 | 0 | 0 | 0 | 0 | 0 | 0 | 0 | 0 | 0 | 0 | 0 | 0 | 0 | 0 | 0 | 0 | 0 | 0 | 0 | Single Family_Turnover_21 SEER ASHP from base electric resistance heating_TRC | 75.1163 | 73.9633 | 78.5799 | 82.7322 | 86.4425 | 89.719 | 92.3241 | 94.255 | 95.4436 | 95.66 | 560701.503 | 552095.1566 | 586555.3833 | 617549.9554 | 645245.5352 | 669702.6995 | 689147.9772 | 703561.2448 | 712433.3692 | 714049.2443 |  | 70.65%
Multi-Family | Turnover | 21 SEER ASHP from base electric resistance heating | 0.36362 | 1.3674 |  | 4976.2972 | 15 |  | 4851.86 | Per 2 Ton | 985.508 | FAIL | FAIL | Multi-Family_Turnover_21 SEER ASHP from base electric resistance heating_RIM | 0 | 0 | 0 | 0 | 0 | 0 | 0 | 0 | 0 | 0 | 0 | 0 | 0 | 0 | 0 | 0 | 0 | 0 | 0 | 0 | Multi-Family_Turnover_21 SEER ASHP from base electric resistance heating_TRC | 0 | 0 | 0 | 0 | 0 | 0 | 0 | 0 | 0 | 0 | 0 | 0 | 0 | 0 | 0 | 0 | 0 | 0 | 0 | 0
Manufactured Home | Turnover | 21 SEER ASHP from base electric resistance heating | 0.54544 | 2.0512 |  | 7464.4458 | 15 |  | 5209.29 | Per 3 Ton | 1478.262 | FAIL | 3680.504 | Manufactured Home_Turnover_21 SEER ASHP from base electric resistance heating_RIM | 0 | 0 | 0 | 0 | 0 | 0 | 0 | 0 | 0 | 0 | 0 | 0 | 0 | 0 | 0 | 0 | 0 | 0 | 0 | 0 | Manufactured Home_Turnover_21 SEER ASHP from base electric resistance heating_TRC | 3.0158 | 2.9696 | 3.1551 | 3.3219 | 3.471 | 3.6026 | 3.7073 | 3.785 | 3.8328 | 3.8416 | 22511.5707 | 22166.6546 | 23550.8931 | 24796.0548 | 25908.8203 | 26891.6106 | 27673.2002 | 28252.7639 | 28609.8392 | 28675.5303 |  | 70.65%
Single Family | New | 21 SEER ASHP from base electric resistance heating | 0.54544 | 2.0512 |  | 7464.4458 | 15 |  | 5209.29 | Per 3 Ton | 1478.262 | FAIL | 3680.504 | Single Family_New_21 SEER ASHP from base electric resistance heating_RIM | 0 | 0 | 0 | 0 | 0 | 0 | 0 | 0 | 0 | 0 | 0 | 0 | 0 | 0 | 0 | 0 | 0 | 0 | 0 | 0 | Single Family_New_21 SEER ASHP from base electric resistance heating_TRC | 13.7123 | 11.6497 | 10.5423 | 10.4 | 10.6485 | 10.7235 | 10.6125 | 10.5605 | 10.523 | 10.5494 | 102354.9259 | 86958.8987 | 78692.6718 | 77629.89 | 79485.0879 | 80045.3175 | 79216.2828 | 78828.3902 | 78548.274 | 78745.7745 |  | 70.65%
Multi-Family | New | 21 SEER ASHP from base electric resistance heating | 0.36362 | 1.3674 |  | 4976.2972 | 15 |  | 4851.86 | Per 2 Ton | 985.508 | FAIL | FAIL | Multi-Family_New_21 SEER ASHP from base electric resistance heating_RIM | 0 | 0 | 0 | 0 | 0 | 0 | 0 | 0 | 0 | 0 | 0 | 0 | 0 | 0 | 0 | 0 | 0 | 0 | 0 | 0 | Multi-Family_New_21 SEER ASHP from base electric resistance heating_TRC | 0 | 0 | 0 | 0 | 0 | 0 | 0 | 0 | 0 | 0 | 0 | 0 | 0 | 0 | 0 | 0 | 0 | 0 | 0 | 0
Manufactured Home | New | 21 SEER ASHP from base electric resistance heating | 0.54544 | 2.0512 |  | 7464.4458 | 15 |  | 13839.956 | Per 2 Ton | 1478.262 | FAIL | FAIL | Manufactured Home_New_21 SEER ASHP from base electric resistance heating_RIM | 0 | 0 | 0 | 0 | 0 | 0 | 0 | 0 | 0 | 0 | 0 | 0 | 0 | 0 | 0 | 0 | 0 | 0 | 0 | 0 | Manufactured Home_New_21 SEER ASHP from base electric resistance heating_TRC | 0 | 0 | 0 | 0 | 0 | 0 | 0 | 0 | 0 | 0 | 0 | 0 | 0 | 0 | 0 | 0 | 0 | 0 | 0 | 0
Single Family | Turnover | 21 SEER Central AC | 0.78989 | 0 |  | 1279.5086 | 15 |  | 5194 | Per 3 Ton | 253.3944 | FAIL | FAIL | Single Family_Turnover_21 SEER Central AC_RIM | 0 | 0 | 0 | 0 | 0 | 0 | 0 | 0 | 0 | 0 | 0 | 0 | 0 | 0 | 0 | 0 | 0 | 0 | 0 | 0 | Single Family_Turnover_21 SEER Central AC_TRC | 0 | 0 | 0 | 0 | 0 | 0 | 0 | 0 | 0 | 0 | 0 | 0 | 0 | 0 | 0 | 0 | 0 | 0 | 0 | 0
Multi-Family | Turnover | 21 SEER Central AC | 0.5266 | 0 |  | 853.0057 | 15 |  | 4217 | Per 2 Ton | 168.9296 | FAIL | FAIL | Multi-Family_Turnover_21 SEER Central AC_RIM | 0 | 0 | 0 | 0 | 0 | 0 | 0 | 0 | 0 | 0 | 0 | 0 | 0 | 0 | 0 | 0 | 0 | 0 | 0 | 0 | Multi-Family_Turnover_21 SEER Central AC_TRC | 0 | 0 | 0 | 0 | 0 | 0 | 0 | 0 | 0 | 0 | 0 | 0 | 0 | 0 | 0 | 0 | 0 | 0 | 0 | 0
Manufactured Home | Turnover | 21 SEER Central AC | 0.78989 | 0 |  | 1279.5086 | 15 |  | 5194 | Per 3 Ton | 253.3944 | FAIL | FAIL | Manufactured Home_Turnover_21 SEER Central AC_RIM | 0 | 0 | 0 | 0 | 0 | 0 | 0 | 0 | 0 | 0 | 0 | 0 | 0 | 0 | 0 | 0 | 0 | 0 | 0 | 0 | Manufactured Home_Turnover_21 SEER Central AC_TRC | 0 | 0 | 0 | 0 | 0 | 0 | 0 | 0 | 0 | 0 | 0 | 0 | 0 | 0 | 0 | 0 | 0 | 0 | 0 | 0
Single Family | New | 21 SEER Central AC | 0.78989 | 0 |  | 1279.5086 | 15 |  | 5194 | Per 3 Ton | 253.3944 | FAIL | FAIL | Single Family_New_21 SEER Central AC_RIM | 0 | 0 | 0 | 0 | 0 | 0 | 0 | 0 | 0 | 0 | 0 | 0 | 0 | 0 | 0 | 0 | 0 | 0 | 0 | 0 | Single Family_New_21 SEER Central AC_TRC | 0 | 0 | 0 | 0 | 0 | 0 | 0 | 0 | 0 | 0 | 0 | 0 | 0 | 0 | 0 | 0 | 0 | 0 | 0 | 0
Multi-Family | New | 21 SEER Central AC | 0.5266 | 0 |  | 853.0057 | 15 |  | 4217 | Per 2 Ton | 168.9296 | FAIL | FAIL | Multi-Family_New_21 SEER Central AC_RIM | 0 | 0 | 0 | 0 | 0 | 0 | 0 | 0 | 0 | 0 | 0 | 0 | 0 | 0 | 0 | 0 | 0 | 0 | 0 | 0 | Multi-Family_New_21 SEER Central AC_TRC | 0 | 0 | 0 | 0 | 0 | 0 | 0 | 0 | 0 | 0 | 0 | 0 | 0 | 0 | 0 | 0 | 0 | 0 | 0 | 0
Manufactured Home | New | 21 SEER Central AC | 0.78989 | 0 |  | 1279.5086 | 15 |  | 5194 | Per 3 Ton | 253.3944 | FAIL | FAIL | Manufactured Home_New_21 SEER Central AC_RIM | 0 | 0 | 0 | 0 | 0 | 0 | 0 | 0 | 0 | 0 | 0 | 0 | 0 | 0 | 0 | 0 | 0 | 0 | 0 | 0 | Manufactured Home_New_21 SEER Central AC_TRC | 0 | 0 | 0 | 0 | 0 | 0 | 0 | 0 | 0 | 0 | 0 | 0 | 0 | 0 | 0 | 0 | 0 | 0 | 0 | 0
Single Family | Turnover | Energy Star Room AC | 0.093 | 0 |  | 150.6455 | 9 |  | 18.67 | Per Ton | 29.8339 | FAIL | FAIL | Single Family_Turnover_Energy Star Room AC_RIM | 0 | 0 | 0 | 0 | 0 | 0 | 0 | 0 | 0 | 0 | 0 | 0 | 0 | 0 | 0 | 0 | 0 | 0 | 0 | 0 | Single Family_Turnover_Energy Star Room AC_TRC | 0 | 0 | 0 | 0 | 0 | 0 | 0 | 0 | 0 | 0 | 0 | 0 | 0 | 0 | 0 | 0 | 0 | 0 | 0 | 0
Multi-Family | Turnover | Energy Star Room AC | 0.093 | 0 |  | 150.6455 | 9 |  | 18.67 | Per Ton | 29.8339 | FAIL | FAIL | Multi-Family_Turnover_Energy Star Room AC_RIM | 0 | 0 | 0 | 0 | 0 | 0 | 0 | 0 | 0 | 0 | 0 | 0 | 0 | 0 | 0 | 0 | 0 | 0 | 0 | 0 | Multi-Family_Turnover_Energy Star Room AC_TRC | 0 | 0 | 0 | 0 | 0 | 0 | 0 | 0 | 0 | 0 | 0 | 0 | 0 | 0 | 0 | 0 | 0 | 0 | 0 | 0
Manufactured Home | Turnover | Energy Star Room AC | 0.093 | 0 |  | 150.6455 | 9 |  | 18.67 | Per Ton | 29.8339 | FAIL | FAIL | Manufactured Home_Turnover_Energy Star Room AC_RIM | 0 | 0 | 0 | 0 | 0 | 0 | 0 | 0 | 0 | 0 | 0 | 0 | 0 | 0 | 0 | 0 | 0 | 0 | 0 | 0 | Manufactured Home_Turnover_Energy Star Room AC_TRC | 0 | 0 | 0 | 0 | 0 | 0 | 0 | 0 | 0 | 0 | 0 | 0 | 0 | 0 | 0 | 0 | 0 | 0 | 0 | 0
Single Family | New | Energy Star Room AC | 0.093 | 0 |  | 150.6455 | 9 |  | 18.67 | Per Ton | 29.8339 | FAIL | FAIL | Single Family_New_Energy Star Room AC_RIM | 0 | 0 | 0 | 0 | 0 | 0 | 0 | 0 | 0 | 0 | 0 | 0 | 0 | 0 | 0 | 0 | 0 | 0 | 0 | 0 | Single Family_New_Energy Star Room AC_TRC | 0 | 0 | 0 | 0 | 0 | 0 | 0 | 0 | 0 | 0 | 0 | 0 | 0 | 0 | 0 | 0 | 0 | 0 | 0 | 0
Multi-Family | New | Energy Star Room AC | 0.093 | 0 |  | 150.6455 | 9 |  | 18.67 | Per Ton | 29.8339 | FAIL | FAIL | Multi-Family_New_Energy Star Room AC_RIM | 0 | 0 | 0 | 0 | 0 | 0 | 0 | 0 | 0 | 0 | 0 | 0 | 0 | 0 | 0 | 0 | 0 | 0 | 0 | 0 | Multi-Family_New_Energy Star Room AC_TRC | 0 | 0 | 0 | 0 | 0 | 0 | 0 | 0 | 0 | 0 | 0 | 0 | 0 | 0 | 0 | 0 | 0 | 0 | 0 | 0
Manufactured Home | New | Energy Star Room AC | 0.093 | 0 |  | 150.6455 | 9 |  | 18.67 | Per Ton | 29.8339 | FAIL | FAIL | Manufactured Home_New_Energy Star Room AC_RIM | 0 | 0 | 0 | 0 | 0 | 0 | 0 | 0 | 0 | 0 | 0 | 0 | 0 | 0 | 0 | 0 | 0 | 0 | 0 | 0 | Manufactured Home_New_Energy Star Room AC_TRC | 0 | 0 | 0 | 0 | 0 | 0 | 0 | 0 | 0 | 0 | 0 | 0 | 0 | 0 | 0 | 0 | 0 | 0 | 0 | 0
Single Family | Turnover | Ground Source Heat Pump | 0.39241 | 1.2172 |  | 2068.1269 | 22 |  | 14639.526 | Per 3 Ton | 409.5727 | FAIL | FAIL | Single Family_Turnover_Ground Source Heat Pump_RIM | 0 | 0 | 0 | 0 | 0 | 0 | 0 | 0 | 0 | 0 | 0 | 0 | 0 | 0 | 0 | 0 | 0 | 0 | 0 | 0 | Single Family_Turnover_Ground Source Heat Pump_TRC | 0 | 0 | 0 | 0 | 0 | 0 | 0 | 0 | 0 | 0 | 0 | 0 | 0 | 0 | 0 | 0 | 0 | 0 | 0 | 0
Multi-Family | Turnover | Ground Source Heat Pump | 0.39241 | 1.2172 |  | 2068.1269 | 22 |  | 13839.956 | Per 2 Ton | 409.5727 | FAIL | FAIL | Multi-Family_Turnover_Ground Source Heat Pump_RIM | 0 | 0 | 0 | 0 | 0 | 0 | 0 | 0 | 0 | 0 | 0 | 0 | 0 | 0 | 0 | 0 | 0 | 0 | 0 | 0 | Multi-Family_Turnover_Ground Source Heat Pump_TRC | 0 | 0 | 0 | 0 | 0 | 0 | 0 | 0 | 0 | 0 | 0 | 0 | 0 | 0 | 0 | 0 | 0 | 0 | 0 | 0
Manufactured Home | Turnover | Ground Source Heat Pump | 0.39241 | 1.2172 |  | 2068.1269 | 22 |  | 14639.526 | Per 3 Ton | 409.5727 | FAIL | FAIL | Manufactured Home_Turnover_Ground Source Heat Pump_RIM | 0 | 0 | 0 | 0 | 0 | 0 | 0 | 0 | 0 | 0 | 0 | 0 | 0 | 0 | 0 | 0 | 0 | 0 | 0 | 0 | Manufactured Home_Turnover_Ground Source Heat Pump_TRC | 0 | 0 | 0 | 0 | 0 | 0 | 0 | 0 | 0 | 0 | 0 | 0 | 0 | 0 | 0 | 0 | 0 | 0 | 0 | 0
Single Family | New | Ground Source Heat Pump | 0.39241 | 1.2172 |  | 2068.1269 | 22 |  | 14639.526 | Per 3 Ton | 409.5727 | FAIL | FAIL | Single Family_New_Ground Source Heat Pump_RIM | 0 | 0 | 0 | 0 | 0 | 0 | 0 | 0 | 0 | 0 | 0 | 0 | 0 | 0 | 0 | 0 | 0 | 0 | 0 | 0 | Single Family_New_Ground Source Heat Pump_TRC | 0 | 0 | 0 | 0 | 0 | 0 | 0 | 0 | 0 | 0 | 0 | 0 | 0 | 0 | 0 | 0 | 0 | 0 | 0 | 0
Multi-Family | New | Ground Source Heat Pump | 0.39241 | 1.2172 |  | 2068.1269 | 22 |  | 13839.956 | Per 2 Ton | 409.5727 | FAIL | FAIL | Multi-Family_New_Ground Source Heat Pump_RIM | 0 | 0 | 0 | 0 | 0 | 0 | 0 | 0 | 0 | 0 | 0 | 0 | 0 | 0 | 0 | 0 | 0 | 0 | 0 | 0 | Multi-Family_New_Ground Source Heat Pump_TRC | 0 | 0 | 0 | 0 | 0 | 0 | 0 | 0 | 0 | 0 | 0 | 0 | 0 | 0 | 0 | 0 | 0 | 0 | 0 | 0
Manufactured Home | New | Ground Source Heat Pump | 0.39241 | 1.2172 |  | 2068.1269 | 22 |  | 14639.526 | Per 3 Ton | 409.5727 | FAIL | FAIL | Manufactured Home_New_Ground Source Heat Pump_RIM | 0 | 0 | 0 | 0 | 0 | 0 | 0 | 0 | 0 | 0 | 0 | 0 | 0 | 0 | 0 | 0 | 0 | 0 | 0 | 0 | Manufactured Home_New_Ground Source Heat Pump_TRC | 0 | 0 | 0 | 0 | 0 | 0 | 0 | 0 | 0 | 0 | 0 | 0 | 0 | 0 | 0 | 0 | 0 | 0 | 0 | 0
Single Family | Turnover | Variable Refrigerant Flow (VRF) HVAC Systems | 0.093523 | 0.19093 |  | 1708.5902 | 13 |  | 3207.372 | Per 3 Ton | 338.3699 | FAIL | FAIL | Single Family_Turnover_Variable Refrigerant Flow (VRF) HVAC Systems_RIM | 0 | 0 | 0 | 0 | 0 | 0 | 0 | 0 | 0 | 0 | 0 | 0 | 0 | 0 | 0 | 0 | 0 | 0 | 0 | 0 | Single Family_Turnover_Variable Refrigerant Flow (VRF) HVAC Systems_TRC | 0 | 0 | 0 | 0 | 0 | 0 | 0 | 0 | 0 | 0 | 0 | 0 | 0 | 0 | 0 | 0 | 0 | 0 | 0 | 0
Multi-Family | Turnover | Variable Refrigerant Flow (VRF) HVAC Systems | 0.062348 | 0.12728 |  | 1139.0602 | 13 |  | 2645.892 | Per 2 Ton | 225.58 | FAIL | FAIL | Multi-Family_Turnover_Variable Refrigerant Flow (VRF) HVAC Systems_RIM | 0 | 0 | 0 | 0 | 0 | 0 | 0 | 0 | 0 | 0 | 0 | 0 | 0 | 0 | 0 | 0 | 0 | 0 | 0 | 0 | Multi-Family_Turnover_Variable Refrigerant Flow (VRF) HVAC Systems_TRC | 0 | 0 | 0 | 0 | 0 | 0 | 0 | 0 | 0 | 0 | 0 | 0 | 0 | 0 | 0 | 0 | 0 | 0 | 0 | 0
Manufactured Home | Turnover | Variable Refrigerant Flow (VRF) HVAC Systems | 0.093523 | 0.19093 |  | 1708.5902 | 13 |  | 3207.372 | Per 3 Ton | 338.3699 | FAIL | FAIL | Manufactured Home_Turnover_Variable Refrigerant Flow (VRF) HVAC Systems_RIM | 0 | 0 | 0 | 0 | 0 | 0 | 0 | 0 | 0 | 0 | 0 | 0 | 0 | 0 | 0 | 0 | 0 | 0 | 0 | 0 | Manufactured Home_Turnover_Variable Refrigerant Flow (VRF) HVAC Systems_TRC | 0 | 0 | 0 | 0 | 0 | 0 | 0 | 0 | 0 | 0 | 0 | 0 | 0 | 0 | 0 | 0 | 0 | 0 | 0 | 0
Single Family | New | Variable Refrigerant Flow (VRF) HVAC Systems | 0.093523 | 0.19093 |  | 1708.5902 | 13 |  | 2526.732 | Per 3 Ton | 338.3699 | FAIL | FAIL | Single Family_New_Variable Refrigerant Flow (VRF) HVAC Systems_RIM | 0 | 0 | 0 | 0 | 0 | 0 | 0 | 0 | 0 | 0 | 0 | 0 | 0 | 0 | 0 | 0 | 0 | 0 | 0 | 0 | Single Family_New_Variable Refrigerant Flow (VRF) HVAC Systems_TRC | 0 | 0 | 0 | 0 | 0 | 0 | 0 | 0 | 0 | 0 | 0 | 0 | 0 | 0 | 0 | 0 | 0 | 0 | 0 | 0
Multi-Family | New | Variable Refrigerant Flow (VRF) HVAC Systems | 0.062348 | 0.12728 |  | 1139.0602 | 13 |  | 1965.252 | Per 2 Ton | 225.58 | FAIL | FAIL | Multi-Family_New_Variable Refrigerant Flow (VRF) HVAC Systems_RIM | 0 | 0 | 0 | 0 | 0 | 0 | 0 | 0 | 0 | 0 | 0 | 0 | 0 | 0 | 0 | 0 | 0 | 0 | 0 | 0 | Multi-Family_New_Variable Refrigerant Flow (VRF) HVAC Systems_TRC | 0 | 0 | 0 | 0 | 0 | 0 | 0 | 0 | 0 | 0 | 0 | 0 | 0 | 0 | 0 | 0 | 0 | 0 | 0 | 0
Manufactured Home | New | Variable Refrigerant Flow (VRF) HVAC Systems | 0.093523 | 0.19093 |  | 1708.5902 | 13 |  | 2526.732 | Per 3 Ton | 338.3699 | FAIL | FAIL | Manufactured Home_New_Variable Refrigerant Flow (VRF) HVAC Systems_RIM | 0 | 0 | 0 | 0 | 0 | 0 | 0 | 0 | 0 | 0 | 0 | 0 | 0 | 0 | 0 | 0 | 0 | 0 | 0 | 0 | Manufactured Home_New_Variable Refrigerant Flow (VRF) HVAC Systems_TRC | 0 | 0 | 0 | 0 | 0 | 0 | 0 | 0 | 0 | 0 | 0 | 0 | 0 | 0 | 0 | 0 | 0 | 0 | 0 | 0
Single Family | Turnover | CFL - 15W Flood (Exterior) | 0 | 0 |  | 47.45 | 7.8 |  | 3.92 | Per Unit | 2.4243 | FAIL | FAIL | Single Family_Turnover_CFL - 15W Flood (Exterior)_RIM | 0 | 0 | 0 | 0 | 0 | 0 | 0 | 0 | 0 | 0 | 0 | 0 | 0 | 0 | 0 | 0 | 0 | 0 | 0 | 0 | Single Family_Turnover_CFL - 15W Flood (Exterior)_TRC | 0 | 0 | 0 | 0 | 0 | 0 | 0 | 0 | 0 | 0 | 0 | 0 | 0 | 0 | 0 | 0 | 0 | 0 | 0 | 0
Multi-Family | Turnover | CFL - 15W Flood (Exterior) | 0 | 0 |  | 47.45 | 7.8 |  | 3.92 | Per Unit | 2.4243 | FAIL | FAIL | Multi-Family_Turnover_CFL - 15W Flood (Exterior)_RIM | 0 | 0 | 0 | 0 | 0 | 0 | 0 | 0 | 0 | 0 | 0 | 0 | 0 | 0 | 0 | 0 | 0 | 0 | 0 | 0 | Multi-Family_Turnover_CFL - 15W Flood (Exterior)_TRC | 0 | 0 | 0 | 0 | 0 | 0 | 0 | 0 | 0 | 0 | 0 | 0 | 0 | 0 | 0 | 0 | 0 | 0 | 0 | 0
Manufactured Home | Turnover | CFL - 15W Flood (Exterior) | 0 | 0 |  | 47.45 | 7.8 |  | 3.92 | Per Unit | 2.4243 | FAIL | FAIL | Manufactured Home_Turnover_CFL - 15W Flood (Exterior)_RIM | 0 | 0 | 0 | 0 | 0 | 0 | 0 | 0 | 0 | 0 | 0 | 0 | 0 | 0 | 0 | 0 | 0 | 0 | 0 | 0 | Manufactured Home_Turnover_CFL - 15W Flood (Exterior)_TRC | 0 | 0 | 0 | 0 | 0 | 0 | 0 | 0 | 0 | 0 | 0 | 0 | 0 | 0 | 0 | 0 | 0 | 0 | 0 | 0
Single Family | New | CFL - 15W Flood (Exterior) | 0 | 0 |  | 47.45 | 7.8 |  | 3.92 | Per Unit | 2.4243 | FAIL | FAIL | Single Family_New_CFL - 15W Flood (Exterior)_RIM | 0 | 0 | 0 | 0 | 0 | 0 | 0 | 0 | 0 | 0 | 0 | 0 | 0 | 0 | 0 | 0 | 0 | 0 | 0 | 0 | Single Family_New_CFL - 15W Flood (Exterior)_TRC | 0 | 0 | 0 | 0 | 0 | 0 | 0 | 0 | 0 | 0 | 0 | 0 | 0 | 0 | 0 | 0 | 0 | 0 | 0 | 0
Multi-Family | New | CFL - 15W Flood (Exterior) | 0 | 0 |  | 47.45 | 7.8 |  | 3.92 | Per Unit | 2.4243 | FAIL | FAIL | Multi-Family_New_CFL - 15W Flood (Exterior)_RIM | 0 | 0 | 0 | 0 | 0 | 0 | 0 | 0 | 0 | 0 | 0 | 0 | 0 | 0 | 0 | 0 | 0 | 0 | 0 | 0 | Multi-Family_New_CFL - 15W Flood (Exterior)_TRC | 0 | 0 | 0 | 0 | 0 | 0 | 0 | 0 | 0 | 0 | 0 | 0 | 0 | 0 | 0 | 0 | 0 | 0 | 0 | 0
Manufactured Home | New | CFL - 15W Flood (Exterior) | 0 | 0 |  | 47.45 | 7.8 |  | 3.92 | Per Unit | 2.4243 | FAIL | FAIL | Manufactured Home_New_CFL - 15W Flood (Exterior)_RIM | 0 | 0 | 0 | 0 | 0 | 0 | 0 | 0 | 0 | 0 | 0 | 0 | 0 | 0 | 0 | 0 | 0 | 0 | 0 | 0 | Manufactured Home_New_CFL - 15W Flood (Exterior)_TRC | 0 | 0 | 0 | 0 | 0 | 0 | 0 | 0 | 0 | 0 | 0 | 0 | 0 | 0 | 0 | 0 | 0 | 0 | 0 | 0
Single Family | Turnover | CFL - 15W Flood | 0.00041875 | 0.00043966 |  | 4.7606 | 7.8 |  | 3.92 | Per Unit | 0.24323 | FAIL | FAIL | Single Family_Turnover_CFL - 15W Flood_RIM | 0 | 0 | 0 | 0 | 0 | 0 | 0 | 0 | 0 | 0 | 0 | 0 | 0 | 0 | 0 | 0 | 0 | 0 | 0 | 0 | Single Family_Turnover_CFL - 15W Flood_TRC | 0 | 0 | 0 | 0 | 0 | 0 | 0 | 0 | 0 | 0 | 0 | 0 | 0 | 0 | 0 | 0 | 0 | 0 | 0 | 0
Multi-Family | Turnover | CFL - 15W Flood | 0.00041875 | 0.00043966 |  | 4.7606 | 7.8 |  | 3.92 | Per Unit | 0.24323 | FAIL | FAIL | Multi-Family_Turnover_CFL - 15W Flood_RIM | 0 | 0 | 0 | 0 | 0 | 0 | 0 | 0 | 0 | 0 | 0 | 0 | 0 | 0 | 0 | 0 | 0 | 0 | 0 | 0 | Multi-Family_Turnover_CFL - 15W Flood_TRC | 0 | 0 | 0 | 0 | 0 | 0 | 0 | 0 | 0 | 0 | 0 | 0 | 0 | 0 | 0 | 0 | 0 | 0 | 0 | 0
Manufactured Home | Turnover | CFL - 15W Flood | 0.00041875 | 0.00043966 |  | 4.7606 | 7.8 |  | 3.92 | Per Unit | 0.24323 | FAIL | FAIL | Manufactured Home_Turnover_CFL - 15W Flood_RIM | 0 | 0 | 0 | 0 | 0 | 0 | 0 | 0 | 0 | 0 | 0 | 0 | 0 | 0 | 0 | 0 | 0 | 0 | 0 | 0 | Manufactured Home_Turnover_CFL - 15W Flood_TRC | 0 | 0 | 0 | 0 | 0 | 0 | 0 | 0 | 0 | 0 | 0 | 0 | 0 | 0 | 0 | 0 | 0 | 0 | 0 | 0
Single Family | New | CFL - 15W Flood | 0.00041875 | 0.00043966 |  | 4.7606 | 7.8 |  | 3.92 | Per Unit | 0.24323 | FAIL | FAIL | Single Family_New_CFL - 15W Flood_RIM | 0 | 0 | 0 | 0 | 0 | 0 | 0 | 0 | 0 | 0 | 0 | 0 | 0 | 0 | 0 | 0 | 0 | 0 | 0 | 0 | Single Family_New_CFL - 15W Flood_TRC | 0 | 0 | 0 | 0 | 0 | 0 | 0 | 0 | 0 | 0 | 0 | 0 | 0 | 0 | 0 | 0 | 0 | 0 | 0 | 0
Multi-Family | New | CFL - 15W Flood | 0.00041875 | 0.00043966 |  | 4.7606 | 7.8 |  | 3.92 | Per Unit | 0.24323 | FAIL | FAIL | Multi-Family_New_CFL - 15W Flood_RIM | 0 | 0 | 0 | 0 | 0 | 0 | 0 | 0 | 0 | 0 | 0 | 0 | 0 | 0 | 0 | 0 | 0 | 0 | 0 | 0 | Multi-Family_New_CFL - 15W Flood_TRC | 0 | 0 | 0 | 0 | 0 | 0 | 0 | 0 | 0 | 0 | 0 | 0 | 0 | 0 | 0 | 0 | 0 | 0 | 0 | 0
Manufactured Home | New | CFL - 15W Flood | 0.00041875 | 0.00043966 |  | 4.7606 | 7.8 |  | 3.92 | Per Unit | 0.24323 | FAIL | FAIL | Manufactured Home_New_CFL - 15W Flood_RIM | 0 | 0 | 0 | 0 | 0 | 0 | 0 | 0 | 0 | 0 | 0 | 0 | 0 | 0 | 0 | 0 | 0 | 0 | 0 | 0 | Manufactured Home_New_CFL - 15W Flood_TRC | 0 | 0 | 0 | 0 | 0 | 0 | 0 | 0 | 0 | 0 | 0 | 0 | 0 | 0 | 0 | 0 | 0 | 0 | 0 | 0
Single Family | Turnover | CFL-13W | 0.00046528 | 0.00048851 |  | 5.2896 | 7.8 |  | 1.32 | Per Unit | 0.27025 | FAIL | 0.23665 | Single Family_Turnover_CFL-13W_RIM | 0 | 0 | 0 | 0 | 0 | 0 | 0 | 0 | 0 | 0 | 0 | 0 | 0 | 0 | 0 | 0 | 0 | 0 | 0 | 0 | Single Family_Turnover_CFL-13W_TRC | 83662.5547 | 91350.53 | 106011.6162 | 119636.2496 | 131016.1452 | 138658.2089 | 141087.7936 | 137531.4074 | 128245.6153 | 114182.4177 | 442540.2543 | 483206.4584 | 560757.5304 | 632826.1968 | 693021.1301 | 733444.481 | 746295.9774 | 727484.168 | 678366.1747 | 603977.6857 |  | 17.93%
Multi-Family | Turnover | CFL-13W | 0.00046528 | 0.00048851 |  | 5.2896 | 7.8 |  | 1.32 | Per Unit | 0.27025 | FAIL | 0.23665 | Multi-Family_Turnover_CFL-13W_RIM | 0 | 0 | 0 | 0 | 0 | 0 | 0 | 0 | 0 | 0 | 0 | 0 | 0 | 0 | 0 | 0 | 0 | 0 | 0 | 0 | Multi-Family_Turnover_CFL-13W_TRC | 16173.7535 | 17660.0029 | 20494.3031 | 23128.2349 | 25328.211 | 26805.5847 | 27275.2752 | 26587.75 | 24792.6086 | 22073.893 | 85552.4557 | 93414.099 | 108406.3727 | 122338.7808 | 133975.7433 | 141790.4379 | 144274.9058 | 140638.1824 | 131142.6283 | 116761.7492 |  | 17.93%
Manufactured Home | Turnover | CFL-13W | 0.00046528 | 0.00048851 |  | 5.2896 | 7.8 |  | 1.32 | Per Unit | 0.27025 | FAIL | 0.23665 | Manufactured Home_Turnover_CFL-13W_RIM | 0 | 0 | 0 | 0 | 0 | 0 | 0 | 0 | 0 | 0 | 0 | 0 | 0 | 0 | 0 | 0 | 0 | 0 | 0 | 0 | Manufactured Home_Turnover_CFL-13W_TRC | 5898.8656 | 6440.9281 | 7474.6495 | 8435.2929 | 9237.6647 | 9776.4901 | 9947.7948 | 9697.0417 | 9042.3206 | 8050.755 | 31202.5551 | 34069.8411 | 39537.7993 | 44619.2049 | 48863.4193 | 51713.5822 | 52619.7134 | 51293.3335 | 47830.1301 | 42585.1588 |  | 17.93%
Single Family | New | CFL-13W | 0.00046528 | 0.00048851 |  | 5.2896 | 7.8 |  | 1.32 | Per Unit | 0.27025 | FAIL | 0.23665 | Single Family_New_CFL-13W_RIM | 0 | 0 | 0 | 0 | 0 | 0 | 0 | 0 | 0 | 0 | 0 | 0 | 0 | 0 | 0 | 0 | 0 | 0 | 0 | 0 | Single Family_New_CFL-13W_TRC | 8983.7825 | 8463.7386 | 8366.23 | 8846.485 | 9493.7228 | 9748.7862 | 9539.8708 | 9064.2884 | 8317.3695 | 7407.1205 | 47520.4875 | 44769.671 | 44253.8907 | 46794.2406 | 50217.8605 | 51567.0403 | 50461.9644 | 47946.3304 | 43995.4391 | 39180.5987 |  | 17.93%
Multi-Family | New | CFL-13W | 0.00046528 | 0.00048851 |  | 5.2896 | 7.8 |  | 1.32 | Per Unit | 0.27025 | FAIL | 0.23665 | Multi-Family_New_CFL-13W_RIM | 0 | 0 | 0 | 0 | 0 | 0 | 0 | 0 | 0 | 0 | 0 | 0 | 0 | 0 | 0 | 0 | 0 | 0 | 0 | 0 | Multi-Family_New_CFL-13W_TRC | 1736.7565 | 1636.2209 | 1617.3704 | 1710.2139 | 1835.3388 | 1884.648 | 1844.2602 | 1752.32 | 1607.9247 | 1431.9541 | 9186.7223 | 8654.9308 | 8555.2195 | 9046.3233 | 9708.1819 | 9969.0071 | 9755.3724 | 9269.0467 | 8505.2553 | 7574.4441 |  | 17.93%
Manufactured Home | New | CFL-13W | 0.00046528 | 0.00048851 |  | 5.2896 | 7.8 |  | 1.32 | Per Unit | 0.27025 | FAIL | 0.23665 | Manufactured Home_New_CFL-13W_RIM | 0 | 0 | 0 | 0 | 0 | 0 | 0 | 0 | 0 | 0 | 0 | 0 | 0 | 0 | 0 | 0 | 0 | 0 | 0 | 0 | Manufactured Home_New_CFL-13W_TRC | 633.4271 | 596.7599 | 589.8848 | 623.7465 | 669.3818 | 687.3658 | 672.6356 | 639.1033 | 586.4397 | 522.26 | 3350.5667 | 3156.6126 | 3120.246 | 3299.3606 | 3540.7526 | 3635.8804 | 3557.9638 | 3380.5919 | 3102.0231 | 2762.5392 |  | 17.93%
Single Family | Turnover | CFL-23W | 0.00065139 | 0.00068392 |  | 7.4054 | 7.8 |  | 0.85 | Per Unit | 0.37836 | FAIL | FAIL | Single Family_Turnover_CFL-23W_RIM | 0 | 0 | 0 | 0 | 0 | 0 | 0 | 0 | 0 | 0 | 0 | 0 | 0 | 0 | 0 | 0 | 0 | 0 | 0 | 0 | Single Family_Turnover_CFL-23W_TRC | 0 | 0 | 0 | 0 | 0 | 0 | 0 | 0 | 0 | 0 | 0 | 0 | 0 | 0 | 0 | 0 | 0 | 0 | 0 | 0
Multi-Family | Turnover | CFL-23W | 0.00065139 | 0.00068392 |  | 7.4054 | 7.8 |  | 0.85 | Per Unit | 0.37836 | FAIL | FAIL | Multi-Family_Turnover_CFL-23W_RIM | 0 | 0 | 0 | 0 | 0 | 0 | 0 | 0 | 0 | 0 | 0 | 0 | 0 | 0 | 0 | 0 | 0 | 0 | 0 | 0 | Multi-Family_Turnover_CFL-23W_TRC | 0 | 0 | 0 | 0 | 0 | 0 | 0 | 0 | 0 | 0 | 0 | 0 | 0 | 0 | 0 | 0 | 0 | 0 | 0 | 0
Manufactured Home | Turnover | CFL-23W | 0.00065139 | 0.00068392 |  | 7.4054 | 7.8 |  | 0.85 | Per Unit | 0.37836 | FAIL | FAIL | Manufactured Home_Turnover_CFL-23W_RIM | 0 | 0 | 0 | 0 | 0 | 0 | 0 | 0 | 0 | 0 | 0 | 0 | 0 | 0 | 0 | 0 | 0 | 0 | 0 | 0 | Manufactured Home_Turnover_CFL-23W_TRC | 0 | 0 | 0 | 0 | 0 | 0 | 0 | 0 | 0 | 0 | 0 | 0 | 0 | 0 | 0 | 0 | 0 | 0 | 0 | 0
Single Family | New | CFL-23W | 0.00065139 | 0.00068392 |  | 7.4054 | 7.8 |  | 0.85 | Per Unit | 0.37836 | FAIL | FAIL | Single Family_New_CFL-23W_RIM | 0 | 0 | 0 | 0 | 0 | 0 | 0 | 0 | 0 | 0 | 0 | 0 | 0 | 0 | 0 | 0 | 0 | 0 | 0 | 0 | Single Family_New_CFL-23W_TRC | 0 | 0 | 0 | 0 | 0 | 0 | 0 | 0 | 0 | 0 | 0 | 0 | 0 | 0 | 0 | 0 | 0 | 0 | 0 | 0
Multi-Family | New | CFL-23W | 0.00065139 | 0.00068392 |  | 7.4054 | 7.8 |  | 0.85 | Per Unit | 0.37836 | FAIL | FAIL | Multi-Family_New_CFL-23W_RIM | 0 | 0 | 0 | 0 | 0 | 0 | 0 | 0 | 0 | 0 | 0 | 0 | 0 | 0 | 0 | 0 | 0 | 0 | 0 | 0 | Multi-Family_New_CFL-23W_TRC | 0 | 0 | 0 | 0 | 0 | 0 | 0 | 0 | 0 | 0 | 0 | 0 | 0 | 0 | 0 | 0 | 0 | 0 | 0 | 0
Manufactured Home | New | CFL-23W | 0.00065139 | 0.00068392 |  | 7.4054 | 7.8 |  | 0.85 | Per Unit | 0.37836 | FAIL | FAIL | Manufactured Home_New_CFL-23W_RIM | 0 | 0 | 0 | 0 | 0 | 0 | 0 | 0 | 0 | 0 | 0 | 0 | 0 | 0 | 0 | 0 | 0 | 0 | 0 | 0 | Manufactured Home_New_CFL-23W_TRC | 0 | 0 | 0 | 0 | 0 | 0 | 0 | 0 | 0 | 0 | 0 | 0 | 0 | 0 | 0 | 0 | 0 | 0 | 0 | 0
Single Family | Turnover | LED - 14W | 0.0014889 | 0.0015632 |  | 16.9267 | 10 |  | 1.88 | Per Unit | 0.86482 | FAIL | FAIL | Single Family_Turnover_LED - 14W_RIM | 0 | 0 | 0 | 0 | 0 | 0 | 0 | 0 | 0 | 0 | 0 | 0 | 0 | 0 | 0 | 0 | 0 | 0 | 0 | 0 | Single Family_Turnover_LED - 14W_TRC | 0 | 0 | 0 | 0 | 0 | 0 | 0 | 0 | 0 | 0 | 0 | 0 | 0 | 0 | 0 | 0 | 0 | 0 | 0 | 0
Multi-Family | Turnover | LED - 14W | 0.0014889 | 0.0015632 |  | 16.9267 | 10 |  | 1.88 | Per Unit | 0.86482 | FAIL | FAIL | Multi-Family_Turnover_LED - 14W_RIM | 0 | 0 | 0 | 0 | 0 | 0 | 0 | 0 | 0 | 0 | 0 | 0 | 0 | 0 | 0 | 0 | 0 | 0 | 0 | 0 | Multi-Family_Turnover_LED - 14W_TRC | 0 | 0 | 0 | 0 | 0 | 0 | 0 | 0 | 0 | 0 | 0 | 0 | 0 | 0 | 0 | 0 | 0 | 0 | 0 | 0
Manufactured Home | Turnover | LED - 14W | 0.0014889 | 0.0015632 |  | 16.9267 | 10 |  | 1.88 | Per Unit | 0.86482 | FAIL | FAIL | Manufactured Home_Turnover_LED - 14W_RIM | 0 | 0 | 0 | 0 | 0 | 0 | 0 | 0 | 0 | 0 | 0 | 0 | 0 | 0 | 0 | 0 | 0 | 0 | 0 | 0 | Manufactured Home_Turnover_LED - 14W_TRC | 0 | 0 | 0 | 0 | 0 | 0 | 0 | 0 | 0 | 0 | 0 | 0 | 0 | 0 | 0 | 0 | 0 | 0 | 0 | 0
Single Family | New | LED - 14W | 0.0014889 | 0.0015632 |  | 16.9267 | 10 |  | 1.88 | Per Unit | 0.86482 | FAIL | FAIL | Single Family_New_LED - 14W_RIM | 0 | 0 | 0 | 0 | 0 | 0 | 0 | 0 | 0 | 0 | 0 | 0 | 0 | 0 | 0 | 0 | 0 | 0 | 0 | 0 | Single Family_New_LED - 14W_TRC | 0 | 0 | 0 | 0 | 0 | 0 | 0 | 0 | 0 | 0 | 0 | 0 | 0 | 0 | 0 | 0 | 0 | 0 | 0 | 0
Multi-Family | New | LED - 14W | 0.0014889 | 0.0015632 |  | 16.9267 | 10 |  | 1.88 | Per Unit | 0.86482 | FAIL | FAIL | Multi-Family_New_LED - 14W_RIM | 0 | 0 | 0 | 0 | 0 | 0 | 0 | 0 | 0 | 0 | 0 | 0 | 0 | 0 | 0 | 0 | 0 | 0 | 0 | 0 | Multi-Family_New_LED - 14W_TRC | 0 | 0 | 0 | 0 | 0 | 0 | 0 | 0 | 0 | 0 | 0 | 0 | 0 | 0 | 0 | 0 | 0 | 0 | 0 | 0
Manufactured Home | New | LED - 14W | 0.0014889 | 0.0015632 |  | 16.9267 | 10 |  | 1.88 | Per Unit | 0.86482 | FAIL | FAIL | Manufactured Home_New_LED - 14W_RIM | 0 | 0 | 0 | 0 | 0 | 0 | 0 | 0 | 0 | 0 | 0 | 0 | 0 | 0 | 0 | 0 | 0 | 0 | 0 | 0 | Manufactured Home_New_LED - 14W_TRC | 0 | 0 | 0 | 0 | 0 | 0 | 0 | 0 | 0 | 0 | 0 | 0 | 0 | 0 | 0 | 0 | 0 | 0 | 0 | 0
Single Family | Turnover | LED - 9W Flood (Exterior) | 0 | 0 |  | 53.144 | 10 |  | 3.14 | Per Unit | 2.7152 | FAIL | FAIL | Single Family_Turnover_LED - 9W Flood (Exterior)_RIM | 0 | 0 | 0 | 0 | 0 | 0 | 0 | 0 | 0 | 0 | 0 | 0 | 0 | 0 | 0 | 0 | 0 | 0 | 0 | 0 | Single Family_Turnover_LED - 9W Flood (Exterior)_TRC | 0 | 0 | 0 | 0 | 0 | 0 | 0 | 0 | 0 | 0 | 0 | 0 | 0 | 0 | 0 | 0 | 0 | 0 | 0 | 0
Multi-Family | Turnover | LED - 9W Flood (Exterior) | 0 | 0 |  | 53.144 | 10 |  | 3.14 | Per Unit | 2.7152 | FAIL | FAIL | Multi-Family_Turnover_LED - 9W Flood (Exterior)_RIM | 0 | 0 | 0 | 0 | 0 | 0 | 0 | 0 | 0 | 0 | 0 | 0 | 0 | 0 | 0 | 0 | 0 | 0 | 0 | 0 | Multi-Family_Turnover_LED - 9W Flood (Exterior)_TRC | 0 | 0 | 0 | 0 | 0 | 0 | 0 | 0 | 0 | 0 | 0 | 0 | 0 | 0 | 0 | 0 | 0 | 0 | 0 | 0
Manufactured Home | Turnover | LED - 9W Flood (Exterior) | 0 | 0 |  | 53.144 | 10 |  | 3.14 | Per Unit | 2.7152 | FAIL | FAIL | Manufactured Home_Turnover_LED - 9W Flood (Exterior)_RIM | 0 | 0 | 0 | 0 | 0 | 0 | 0 | 0 | 0 | 0 | 0 | 0 | 0 | 0 | 0 | 0 | 0 | 0 | 0 | 0 | Manufactured Home_Turnover_LED - 9W Flood (Exterior)_TRC | 0 | 0 | 0 | 0 | 0 | 0 | 0 | 0 | 0 | 0 | 0 | 0 | 0 | 0 | 0 | 0 | 0 | 0 | 0 | 0
Single Family | New | LED - 9W Flood (Exterior) | 0 | 0 |  | 53.144 | 10 |  | 3.14 | Per Unit | 2.7152 | FAIL | FAIL | Single Family_New_LED - 9W Flood (Exterior)_RIM | 0 | 0 | 0 | 0 | 0 | 0 | 0 | 0 | 0 | 0 | 0 | 0 | 0 | 0 | 0 | 0 | 0 | 0 | 0 | 0 | Single Family_New_LED - 9W Flood (Exterior)_TRC | 0 | 0 | 0 | 0 | 0 | 0 | 0 | 0 | 0 | 0 | 0 | 0 | 0 | 0 | 0 | 0 | 0 | 0 | 0 | 0
Multi-Family | New | LED - 9W Flood (Exterior) | 0 | 0 |  | 53.144 | 10 |  | 3.14 | Per Unit | 2.7152 | FAIL | FAIL | Multi-Family_New_LED - 9W Flood (Exterior)_RIM | 0 | 0 | 0 | 0 | 0 | 0 | 0 | 0 | 0 | 0 | 0 | 0 | 0 | 0 | 0 | 0 | 0 | 0 | 0 | 0 | Multi-Family_New_LED - 9W Flood (Exterior)_TRC | 0 | 0 | 0 | 0 | 0 | 0 | 0 | 0 | 0 | 0 | 0 | 0 | 0 | 0 | 0 | 0 | 0 | 0 | 0 | 0
Manufactured Home | New | LED - 9W Flood (Exterior) | 0 | 0 |  | 53.144 | 10 |  | 3.14 | Per Unit | 2.7152 | FAIL | FAIL | Manufactured Home_New_LED - 9W Flood (Exterior)_RIM | 0 | 0 | 0 | 0 | 0 | 0 | 0 | 0 | 0 | 0 | 0 | 0 | 0 | 0 | 0 | 0 | 0 | 0 | 0 | 0 | Manufactured Home_New_LED - 9W Flood (Exterior)_TRC | 0 | 0 | 0 | 0 | 0 | 0 | 0 | 0 | 0 | 0 | 0 | 0 | 0 | 0 | 0 | 0 | 0 | 0 | 0 | 0
Single Family | Turnover | LED - 9W Flood | 0.00097708 | 0.0010259 |  | 11.1081 | 10 |  | 3.14 | Per Unit | 0.56754 | FAIL | 0.86495 | Single Family_Turnover_LED - 9W Flood_RIM | 0 | 0 | 0 | 0 | 0 | 0 | 0 | 0 | 0 | 0 | 0 | 0 | 0 | 0 | 0 | 0 | 0 | 0 | 0 | 0 | Single Family_Turnover_LED - 9W Flood_TRC | 76764.3764 | 82936.2215 | 95183.4327 | 106261.2843 | 115283.9475 | 121206.1096 | 123008.0306 | 120158.1488 | 112799.3799 | 101479.1492 | 852708.6726 | 921266.3305 | 1057309.944 | 1180364.16 | 1280589.0757 | 1346373.2219 | 1366389.1949 | 1334732.3376 | 1252990.1758 | 1127243.5813 |  | 27.55%
Multi-Family | Turnover | LED - 9W Flood | 0.00097708 | 0.0010259 |  | 11.1081 | 10 |  | 3.14 | Per Unit | 0.56754 | FAIL | 0.86495 | Multi-Family_Turnover_LED - 9W Flood_RIM | 0 | 0 | 0 | 0 | 0 | 0 | 0 | 0 | 0 | 0 | 0 | 0 | 0 | 0 | 0 | 0 | 0 | 0 | 0 | 0 | Multi-Family_Turnover_LED - 9W Flood_TRC | 14840.1888 | 16033.3379 | 18400.9846 | 20542.5692 | 22286.8422 | 23431.7222 | 23780.0719 | 23229.1291 | 21806.5223 | 19618.0807 | 164846.746 | 178100.4013 | 204400.529 | 228189.5296 | 247565.1402 | 260282.6166 | 264152.1305 | 258032.1857 | 242229.6851 | 217920.1905 |  | 27.55%
Manufactured Home | Turnover | LED - 9W Flood | 0.00097708 | 0.0010259 |  | 11.1081 | 10 |  | 3.14 | Per Unit | 0.56754 | FAIL | 0.86495 | Manufactured Home_Turnover_LED - 9W Flood_RIM | 0 | 0 | 0 | 0 | 0 | 0 | 0 | 0 | 0 | 0 | 0 | 0 | 0 | 0 | 0 | 0 | 0 | 0 | 0 | 0 | Manufactured Home_Turnover_LED - 9W Flood_TRC | 5412.49 | 5847.6534 | 6711.1777 | 7492.2531 | 8128.4215 | 8545.9803 | 8673.0299 | 8472.0909 | 7953.24 | 7155.0751 | 60122.6422 | 64956.4942 | 74548.6348 | 83224.9211 | 90291.5629 | 94929.8606 | 96341.1435 | 94109.087 | 88345.6242 | 79479.5041 |  | 27.55%
Single Family | New | LED - 9W Flood | 0.00097708 | 0.0010259 |  | 11.1081 | 10 |  | 3.14 | Per Unit | 0.56754 | FAIL | 0.86495 | Single Family_New_LED - 9W Flood_RIM | 0 | 0 | 0 | 0 | 0 | 0 | 0 | 0 | 0 | 0 | 0 | 0 | 0 | 0 | 0 | 0 | 0 | 0 | 0 | 0 | Single Family_New_LED - 9W Flood_TRC | 8243.0481 | 7684.1426 | 7511.6909 | 7857.4751 | 8353.7326 | 8521.7634 | 8317.3795 | 7919.2683 | 7315.6039 | 6583.0475 | 91564.8496 | 85356.4554 | 83440.8388 | 87281.8552 | 92794.3474 | 94660.8556 | 92390.5327 | 87968.2616 | 81262.6794 | 73125.3479 |  | 27.55%
Multi-Family | New | LED - 9W Flood | 0.00097708 | 0.0010259 |  | 11.1081 | 10 |  | 3.14 | Per Unit | 0.56754 | FAIL | 0.86495 | Multi-Family_New_LED - 9W Flood_RIM | 0 | 0 | 0 | 0 | 0 | 0 | 0 | 0 | 0 | 0 | 0 | 0 | 0 | 0 | 0 | 0 | 0 | 0 | 0 | 0 | Multi-Family_New_LED - 9W Flood_TRC | 1593.5567 | 1485.5084 | 1452.1698 | 1519.0173 | 1614.9544 | 1647.4383 | 1607.9266 | 1530.9632 | 1414.262 | 1272.6433 | 17701.4354 | 16501.2206 | 16130.8911 | 16873.4414 | 17939.1236 | 18299.9593 | 17861.0576 | 17006.1384 | 15709.8065 | 14136.687 |  | 27.55%
Manufactured Home | New | LED - 9W Flood | 0.00097708 | 0.0010259 |  | 11.1081 | 10 |  | 3.14 | Per Unit | 0.56754 | FAIL | 0.86495 | Manufactured Home_New_LED - 9W Flood_RIM | 0 | 0 | 0 | 0 | 0 | 0 | 0 | 0 | 0 | 0 | 0 | 0 | 0 | 0 | 0 | 0 | 0 | 0 | 0 | 0 | Manufactured Home_New_LED - 9W Flood_TRC | 581.1995 | 541.7923 | 529.6331 | 554.0136 | 589.0036 | 600.8511 | 586.4404 | 558.3705 | 515.8074 | 464.1564 | 6456.0393 | 6018.2988 | 5883.2329 | 6154.0546 | 6542.7285 | 6674.332 | 6514.2564 | 6202.4517 | 5729.6556 | 5155.9099 |  | 27.55%
Single Family | Turnover | LED - 9W | 0.0008375 | 0.00087932 |  | 9.5213 | 10 |  | 1.2 | Per Unit | 0.48646 | FAIL | FAIL | Single Family_Turnover_LED - 9W_RIM | 0 | 0 | 0 | 0 | 0 | 0 | 0 | 0 | 0 | 0 | 0 | 0 | 0 | 0 | 0 | 0 | 0 | 0 | 0 | 0 | Single Family_Turnover_LED - 9W_TRC | 0 | 0 | 0 | 0 | 0 | 0 | 0 | 0 | 0 | 0 | 0 | 0 | 0 | 0 | 0 | 0 | 0 | 0 | 0 | 0
Multi-Family | Turnover | LED - 9W | 0.0008375 | 0.00087932 |  | 9.5213 | 10 |  | 1.2 | Per Unit | 0.48646 | FAIL | FAIL | Multi-Family_Turnover_LED - 9W_RIM | 0 | 0 | 0 | 0 | 0 | 0 | 0 | 0 | 0 | 0 | 0 | 0 | 0 | 0 | 0 | 0 | 0 | 0 | 0 | 0 | Multi-Family_Turnover_LED - 9W_TRC | 0 | 0 | 0 | 0 | 0 | 0 | 0 | 0 | 0 | 0 | 0 | 0 | 0 | 0 | 0 | 0 | 0 | 0 | 0 | 0
Manufactured Home | Turnover | LED - 9W | 0.0008375 | 0.00087932 |  | 9.5213 | 10 |  | 1.2 | Per Unit | 0.48646 | FAIL | FAIL | Manufactured Home_Turnover_LED - 9W_RIM | 0 | 0 | 0 | 0 | 0 | 0 | 0 | 0 | 0 | 0 | 0 | 0 | 0 | 0 | 0 | 0 | 0 | 0 | 0 | 0 | Manufactured Home_Turnover_LED - 9W_TRC | 0 | 0 | 0 | 0 | 0 | 0 | 0 | 0 | 0 | 0 | 0 | 0 | 0 | 0 | 0 | 0 | 0 | 0 | 0 | 0
Single Family | New | LED - 9W | 0.0008375 | 0.00087932 |  | 9.5213 | 10 |  | 1.2 | Per Unit | 0.48646 | FAIL | FAIL | Single Family_New_LED - 9W_RIM | 0 | 0 | 0 | 0 | 0 | 0 | 0 | 0 | 0 | 0 | 0 | 0 | 0 | 0 | 0 | 0 | 0 | 0 | 0 | 0 | Single Family_New_LED - 9W_TRC | 0 | 0 | 0 | 0 | 0 | 0 | 0 | 0 | 0 | 0 | 0 | 0 | 0 | 0 | 0 | 0 | 0 | 0 | 0 | 0
Multi-Family | New | LED - 9W | 0.0008375 | 0.00087932 |  | 9.5213 | 10 |  | 1.2 | Per Unit | 0.48646 | FAIL | FAIL | Multi-Family_New_LED - 9W_RIM | 0 | 0 | 0 | 0 | 0 | 0 | 0 | 0 | 0 | 0 | 0 | 0 | 0 | 0 | 0 | 0 | 0 | 0 | 0 | 0 | Multi-Family_New_LED - 9W_TRC | 0 | 0 | 0 | 0 | 0 | 0 | 0 | 0 | 0 | 0 | 0 | 0 | 0 | 0 | 0 | 0 | 0 | 0 | 0 | 0
Manufactured Home | New | LED - 9W | 0.0008375 | 0.00087932 |  | 9.5213 | 10 |  | 1.2 | Per Unit | 0.48646 | FAIL | FAIL | Manufactured Home_New_LED - 9W_RIM | 0 | 0 | 0 | 0 | 0 | 0 | 0 | 0 | 0 | 0 | 0 | 0 | 0 | 0 | 0 | 0 | 0 | 0 | 0 | 0 | Manufactured Home_New_LED - 9W_TRC | 0 | 0 | 0 | 0 | 0 | 0 | 0 | 0 | 0 | 0 | 0 | 0 | 0 | 0 | 0 | 0 | 0 | 0 | 0 | 0
Single Family | Turnover | LED Specialty Lamps-5W Chandelier | 0.00065139 | 0.00068392 |  | 7.4054 | 10 |  | 1.97 | Per Unit | 0.37836 | FAIL | 0.4533 | Single Family_Turnover_LED Specialty Lamps-5W Chandelier_RIM | 0 | 0 | 0 | 0 | 0 | 0 | 0 | 0 | 0 | 0 | 0 | 0 | 0 | 0 | 0 | 0 | 0 | 0 | 0 | 0 | Single Family_Turnover_LED Specialty Lamps-5W Chandelier_TRC | 4105.5441 | 4527.6824 | 5306.9332 | 6048.9256 | 6690.6076 | 7151.7383 | 7349.8886 | 7236.3321 | 6815.2911 | 6128.6724 | 30403.2781 | 33529.3897 | 39300.0695 | 44794.8348 | 49546.7592 | 52961.6257 | 54429.0119 | 53588.0782 | 50470.0932 | 45385.3932 |  | 23.01%
Multi-Family | Turnover | LED Specialty Lamps-5W Chandelier | 0.00065139 | 0.00068392 |  | 7.4054 | 10 |  | 1.97 | Per Unit | 0.37836 | FAIL | 0.4533 | Multi-Family_Turnover_LED Specialty Lamps-5W Chandelier_RIM | 0 | 0 | 0 | 0 | 0 | 0 | 0 | 0 | 0 | 0 | 0 | 0 | 0 | 0 | 0 | 0 | 0 | 0 | 0 | 0 | Multi-Family_Turnover_LED Specialty Lamps-5W Chandelier_TRC | 804.0509 | 886.7246 | 1039.3371 | 1184.6527 | 1310.323 | 1400.6332 | 1439.44 | 1417.2005 | 1334.7417 | 1200.2707 | 5954.3345 | 6566.5683 | 7696.7279 | 8772.851 | 9703.4924 | 10372.2774 | 10659.6579 | 10494.9651 | 9884.3228 | 8888.509 |  | 23.01%
Manufactured Home | Turnover | LED Specialty Lamps-5W Chandelier | 0.00065139 | 0.00068392 |  | 7.4054 | 10 |  | 1.97 | Per Unit | 0.37836 | FAIL | 0.4533 | Manufactured Home_Turnover_LED Specialty Lamps-5W Chandelier_RIM | 0 | 0 | 0 | 0 | 0 | 0 | 0 | 0 | 0 | 0 | 0 | 0 | 0 | 0 | 0 | 0 | 0 | 0 | 0 | 0 | Manufactured Home_Turnover_LED Specialty Lamps-5W Chandelier_TRC | 290.6741 | 320.5617 | 375.7329 | 428.2663 | 473.6976 | 506.3458 | 520.375 | 512.3351 | 482.5253 | 433.9124 | 2152.5639 | 2373.8938 | 2782.4602 | 3171.4917 | 3507.9298 | 3749.7037 | 3853.5952 | 3794.0567 | 3573.3022 | 3213.3035 |  | 23.01%
Single Family | New | LED Specialty Lamps-5W Chandelier | 0.00065139 | 0.00068392 |  | 7.4054 | 10 |  | 1.97 | Per Unit | 0.37836 | FAIL | 0.4533 | Single Family_New_LED Specialty Lamps-5W Chandelier_RIM | 0 | 0 | 0 | 0 | 0 | 0 | 0 | 0 | 0 | 0 | 0 | 0 | 0 | 0 | 0 | 0 | 0 | 0 | 0 | 0 | Single Family_New_LED Specialty Lamps-5W Chandelier_TRC | 573.1155 | 545.3439 | 544.4567 | 581.473 | 630.2613 | 653.6721 | 646.0664 | 620.0028 | 574.6074 | 516.8445 | 4244.1612 | 4038.5008 | 4031.9303 | 4306.0518 | 4667.3496 | 4840.7162 | 4784.3931 | 4591.3813 | 4255.2093 | 3827.4509 |  | 23.01%
Multi-Family | New | LED Specialty Lamps-5W Chandelier | 0.00065139 | 0.00068392 |  | 7.4054 | 10 |  | 1.97 | Per Unit | 0.37836 | FAIL | 0.4533 | Multi-Family_New_LED Specialty Lamps-5W Chandelier_RIM | 0 | 0 | 0 | 0 | 0 | 0 | 0 | 0 | 0 | 0 | 0 | 0 | 0 | 0 | 0 | 0 | 0 | 0 | 0 | 0 | Multi-Family_New_LED Specialty Lamps-5W Chandelier_TRC | 112.2419 | 106.803 | 106.6292 | 113.8787 | 123.4336 | 128.0185 | 126.529 | 121.4245 | 112.5341 | 101.2215 | 831.1984 | 790.9208 | 789.634 | 843.3193 | 914.0778 | 948.0308 | 937.0002 | 899.1997 | 833.3621 | 749.5877 |  | 23.01%
Manufactured Home | New | LED Specialty Lamps-5W Chandelier | 0.00065139 | 0.00068392 |  | 7.4054 | 10 |  | 1.97 | Per Unit | 0.37836 | FAIL | 0.4533 | Manufactured Home_New_LED Specialty Lamps-5W Chandelier_RIM | 0 | 0 | 0 | 0 | 0 | 0 | 0 | 0 | 0 | 0 | 0 | 0 | 0 | 0 | 0 | 0 | 0 | 0 | 0 | 0 | Manufactured Home_New_LED Specialty Lamps-5W Chandelier_TRC | 40.5768 | 38.6106 | 38.5477 | 41.1685 | 44.6227 | 46.2802 | 45.7418 | 43.8964 | 40.6824 | 36.5928 | 300.4883 | 285.9274 | 285.4622 | 304.8701 | 330.4502 | 342.7246 | 338.7369 | 325.0716 | 301.2705 | 270.985 |  | 23.01%
Single Family | Turnover | Linear LED | 0 | 8.6271e-10 |  | 14.8108 | 15 |  | 2.15 | Per Unit | 0.75671 | FAIL | FAIL | Single Family_Turnover_Linear LED_RIM | 0 | 0 | 0 | 0 | 0 | 0 | 0 | 0 | 0 | 0 | 0 | 0 | 0 | 0 | 0 | 0 | 0 | 0 | 0 | 0 | Single Family_Turnover_Linear LED_TRC | 0 | 0 | 0 | 0 | 0 | 0 | 0 | 0 | 0 | 0 | 0 | 0 | 0 | 0 | 0 | 0 | 0 | 0 | 0 | 0
Multi-Family | Turnover | Linear LED | 0 | 8.6271e-10 |  | 14.8108 | 15 |  | 2.15 | Per Unit | 0.75671 | FAIL | FAIL | Multi-Family_Turnover_Linear LED_RIM | 0 | 0 | 0 | 0 | 0 | 0 | 0 | 0 | 0 | 0 | 0 | 0 | 0 | 0 | 0 | 0 | 0 | 0 | 0 | 0 | Multi-Family_Turnover_Linear LED_TRC | 0 | 0 | 0 | 0 | 0 | 0 | 0 | 0 | 0 | 0 | 0 | 0 | 0 | 0 | 0 | 0 | 0 | 0 | 0 | 0
Manufactured Home | Turnover | Linear LED | 0 | 8.6271e-10 |  | 14.8108 | 15 |  | 2.15 | Per Unit | 0.75671 | FAIL | FAIL | Manufactured Home_Turnover_Linear LED_RIM | 0 | 0 | 0 | 0 | 0 | 0 | 0 | 0 | 0 | 0 | 0 | 0 | 0 | 0 | 0 | 0 | 0 | 0 | 0 | 0 | Manufactured Home_Turnover_Linear LED_TRC | 0 | 0 | 0 | 0 | 0 | 0 | 0 | 0 | 0 | 0 | 0 | 0 | 0 | 0 | 0 | 0 | 0 | 0 | 0 | 0
Single Family | New | Linear LED | 0 | 8.6271e-10 |  | 14.8108 | 15 |  | 2.15 | Per Unit | 0.75671 | FAIL | FAIL | Single Family_New_Linear LED_RIM | 0 | 0 | 0 | 0 | 0 | 0 | 0 | 0 | 0 | 0 | 0 | 0 | 0 | 0 | 0 | 0 | 0 | 0 | 0 | 0 | Single Family_New_Linear LED_TRC | 0 | 0 | 0 | 0 | 0 | 0 | 0 | 0 | 0 | 0 | 0 | 0 | 0 | 0 | 0 | 0 | 0 | 0 | 0 | 0
Multi-Family | New | Linear LED | 0 | 8.6271e-10 |  | 14.8108 | 15 |  | 2.15 | Per Unit | 0.75671 | FAIL | FAIL | Multi-Family_New_Linear LED_RIM | 0 | 0 | 0 | 0 | 0 | 0 | 0 | 0 | 0 | 0 | 0 | 0 | 0 | 0 | 0 | 0 | 0 | 0 | 0 | 0 | Multi-Family_New_Linear LED_TRC | 0 | 0 | 0 | 0 | 0 | 0 | 0 | 0 | 0 | 0 | 0 | 0 | 0 | 0 | 0 | 0 | 0 | 0 | 0 | 0
Manufactured Home | New | Linear LED | 0 | 8.6271e-10 |  | 14.8108 | 15 |  | 2.15 | Per Unit | 0.75671 | FAIL | FAIL | Manufactured Home_New_Linear LED_RIM | 0 | 0 | 0 | 0 | 0 | 0 | 0 | 0 | 0 | 0 | 0 | 0 | 0 | 0 | 0 | 0 | 0 | 0 | 0 | 0 | Manufactured Home_New_Linear LED_TRC | 0 | 0 | 0 | 0 | 0 | 0 | 0 | 0 | 0 | 0 | 0 | 0 | 0 | 0 | 0 | 0 | 0 | 0 | 0 | 0
Single Family | Turnover | Low Wattage T8 Fixture | 0 | 1.191e-09 |  | 6.3475 | 15 |  | 0.44 | Per Unit | 0.32431 | FAIL | FAIL | Single Family_Turnover_Low Wattage T8 Fixture_RIM | 0 | 0 | 0 | 0 | 0 | 0 | 0 | 0 | 0 | 0 | 0 | 0 | 0 | 0 | 0 | 0 | 0 | 0 | 0 | 0 | Single Family_Turnover_Low Wattage T8 Fixture_TRC | 0 | 0 | 0 | 0 | 0 | 0 | 0 | 0 | 0 | 0 | 0 | 0 | 0 | 0 | 0 | 0 | 0 | 0 | 0 | 0
Multi-Family | Turnover | Low Wattage T8 Fixture | 0 | 1.191e-09 |  | 6.3475 | 15 |  | 0.44 | Per Unit | 0.32431 | FAIL | FAIL | Multi-Family_Turnover_Low Wattage T8 Fixture_RIM | 0 | 0 | 0 | 0 | 0 | 0 | 0 | 0 | 0 | 0 | 0 | 0 | 0 | 0 | 0 | 0 | 0 | 0 | 0 | 0 | Multi-Family_Turnover_Low Wattage T8 Fixture_TRC | 0 | 0 | 0 | 0 | 0 | 0 | 0 | 0 | 0 | 0 | 0 | 0 | 0 | 0 | 0 | 0 | 0 | 0 | 0 | 0
Manufactured Home | Turnover | Low Wattage T8 Fixture | 0 | 1.191e-09 |  | 6.3475 | 15 |  | 0.44 | Per Unit | 0.32431 | FAIL | FAIL | Manufactured Home_Turnover_Low Wattage T8 Fixture_RIM | 0 | 0 | 0 | 0 | 0 | 0 | 0 | 0 | 0 | 0 | 0 | 0 | 0 | 0 | 0 | 0 | 0 | 0 | 0 | 0 | Manufactured Home_Turnover_Low Wattage T8 Fixture_TRC | 0 | 0 | 0 | 0 | 0 | 0 | 0 | 0 | 0 | 0 | 0 | 0 | 0 | 0 | 0 | 0 | 0 | 0 | 0 | 0
Single Family | New | Low Wattage T8 Fixture | 0 | 1.191e-09 |  | 6.3475 | 15 |  | 0.44 | Per Unit | 0.32431 | FAIL | FAIL | Single Family_New_Low Wattage T8 Fixture_RIM | 0 | 0 | 0 | 0 | 0 | 0 | 0 | 0 | 0 | 0 | 0 | 0 | 0 | 0 | 0 | 0 | 0 | 0 | 0 | 0 | Single Family_New_Low Wattage T8 Fixture_TRC | 0 | 0 | 0 | 0 | 0 | 0 | 0 | 0 | 0 | 0 | 0 | 0 | 0 | 0 | 0 | 0 | 0 | 0 | 0 | 0
Multi-Family | New | Low Wattage T8 Fixture | 0 | 1.191e-09 |  | 6.3475 | 15 |  | 0.44 | Per Unit | 0.32431 | FAIL | FAIL | Multi-Family_New_Low Wattage T8 Fixture_RIM | 0 | 0 | 0 | 0 | 0 | 0 | 0 | 0 | 0 | 0 | 0 | 0 | 0 | 0 | 0 | 0 | 0 | 0 | 0 | 0 | Multi-Family_New_Low Wattage T8 Fixture_TRC | 0 | 0 | 0 | 0 | 0 | 0 | 0 | 0 | 0 | 0 | 0 | 0 | 0 | 0 | 0 | 0 | 0 | 0 | 0 | 0
Manufactured Home | New | Low Wattage T8 Fixture | 0 | 1.191e-09 |  | 6.3475 | 15 |  | 0.44 | Per Unit | 0.32431 | FAIL | FAIL | Manufactured Home_New_Low Wattage T8 Fixture_RIM | 0 | 0 | 0 | 0 | 0 | 0 | 0 | 0 | 0 | 0 | 0 | 0 | 0 | 0 | 0 | 0 | 0 | 0 | 0 | 0 | Manufactured Home_New_Low Wattage T8 Fixture_TRC | 0 | 0 | 0 | 0 | 0 | 0 | 0 | 0 | 0 | 0 | 0 | 0 | 0 | 0 | 0 | 0 | 0 | 0 | 0 | 0
Single Family | Turnover | Energy Star Bathroom Ventilating Fan | 0.00020675 | 0.00082699 |  | 5.9063 | 10 |  | 12.1 | Per Unit | 0.68184 | FAIL | FAIL | Single Family_Turnover_Energy Star Bathroom Ventilating Fan_RIM | 0 | 0 | 0 | 0 | 0 | 0 | 0 | 0 | 0 | 0 | 0 | 0 | 0 | 0 | 0 | 0 | 0 | 0 | 0 | 0 | Single Family_Turnover_Energy Star Bathroom Ventilating Fan_TRC | 0 | 0 | 0 | 0 | 0 | 0 | 0 | 0 | 0 | 0 | 0 | 0 | 0 | 0 | 0 | 0 | 0 | 0 | 0 | 0
Multi-Family | Turnover | Energy Star Bathroom Ventilating Fan | 0.00020675 | 0.00082699 |  | 5.9063 | 10 |  | 12.1 | Per Unit | 0.68184 | FAIL | FAIL | Multi-Family_Turnover_Energy Star Bathroom Ventilating Fan_RIM | 0 | 0 | 0 | 0 | 0 | 0 | 0 | 0 | 0 | 0 | 0 | 0 | 0 | 0 | 0 | 0 | 0 | 0 | 0 | 0 | Multi-Family_Turnover_Energy Star Bathroom Ventilating Fan_TRC | 0 | 0 | 0 | 0 | 0 | 0 | 0 | 0 | 0 | 0 | 0 | 0 | 0 | 0 | 0 | 0 | 0 | 0 | 0 | 0
Manufactured Home | Turnover | Energy Star Bathroom Ventilating Fan | 0.00020675 | 0.00082699 |  | 5.9063 | 10 |  | 12.1 | Per Unit | 0.68184 | FAIL | FAIL | Manufactured Home_Turnover_Energy Star Bathroom Ventilating Fan_RIM | 0 | 0 | 0 | 0 | 0 | 0 | 0 | 0 | 0 | 0 | 0 | 0 | 0 | 0 | 0 | 0 | 0 | 0 | 0 | 0 | Manufactured Home_Turnover_Energy Star Bathroom Ventilating Fan_TRC | 0 | 0 | 0 | 0 | 0 | 0 | 0 | 0 | 0 | 0 | 0 | 0 | 0 | 0 | 0 | 0 | 0 | 0 | 0 | 0
Single Family | New | Energy Star Bathroom Ventilating Fan | 0.00020675 | 0.00082699 |  | 5.9063 | 10 |  | 12.1 | Per Unit | 0.68184 | FAIL | FAIL | Single Family_New_Energy Star Bathroom Ventilating Fan_RIM | 0 | 0 | 0 | 0 | 0 | 0 | 0 | 0 | 0 | 0 | 0 | 0 | 0 | 0 | 0 | 0 | 0 | 0 | 0 | 0 | Single Family_New_Energy Star Bathroom Ventilating Fan_TRC | 0 | 0 | 0 | 0 | 0 | 0 | 0 | 0 | 0 | 0 | 0 | 0 | 0 | 0 | 0 | 0 | 0 | 0 | 0 | 0
Multi-Family | New | Energy Star Bathroom Ventilating Fan | 0.00020675 | 0.00082699 |  | 5.9063 | 10 |  | 12.1 | Per Unit | 0.68184 | FAIL | FAIL | Multi-Family_New_Energy Star Bathroom Ventilating Fan_RIM | 0 | 0 | 0 | 0 | 0 | 0 | 0 | 0 | 0 | 0 | 0 | 0 | 0 | 0 | 0 | 0 | 0 | 0 | 0 | 0 | Multi-Family_New_Energy Star Bathroom Ventilating Fan_TRC | 0 | 0 | 0 | 0 | 0 | 0 | 0 | 0 | 0 | 0 | 0 | 0 | 0 | 0 | 0 | 0 | 0 | 0 | 0 | 0
Manufactured Home | New | Energy Star Bathroom Ventilating Fan | 0.00020675 | 0.00082699 |  | 5.9063 | 10 |  | 12.1 | Per Unit | 0.68184 | FAIL | FAIL | Manufactured Home_New_Energy Star Bathroom Ventilating Fan_RIM | 0 | 0 | 0 | 0 | 0 | 0 | 0 | 0 | 0 | 0 | 0 | 0 | 0 | 0 | 0 | 0 | 0 | 0 | 0 | 0 | Manufactured Home_New_Energy Star Bathroom Ventilating Fan_TRC | 0 | 0 | 0 | 0 | 0 | 0 | 0 | 0 | 0 | 0 | 0 | 0 | 0 | 0 | 0 | 0 | 0 | 0 | 0 | 0
Single Family | Turnover | Energy Star Ceiling Fan | 0 | 2.4186e-06 |  | 21.4818 | 20 |  | 45 | Per Unit | 2.4799 | FAIL | FAIL | Single Family_Turnover_Energy Star Ceiling Fan_RIM | 0 | 0 | 0 | 0 | 0 | 0 | 0 | 0 | 0 | 0 | 0 | 0 | 0 | 0 | 0 | 0 | 0 | 0 | 0 | 0 | Single Family_Turnover_Energy Star Ceiling Fan_TRC | 0 | 0 | 0 | 0 | 0 | 0 | 0 | 0 | 0 | 0 | 0 | 0 | 0 | 0 | 0 | 0 | 0 | 0 | 0 | 0
Multi-Family | Turnover | Energy Star Ceiling Fan | 0 | 2.4186e-06 |  | 21.4818 | 20 |  | 45 | Per Unit | 2.4799 | FAIL | FAIL | Multi-Family_Turnover_Energy Star Ceiling Fan_RIM | 0 | 0 | 0 | 0 | 0 | 0 | 0 | 0 | 0 | 0 | 0 | 0 | 0 | 0 | 0 | 0 | 0 | 0 | 0 | 0 | Multi-Family_Turnover_Energy Star Ceiling Fan_TRC | 0 | 0 | 0 | 0 | 0 | 0 | 0 | 0 | 0 | 0 | 0 | 0 | 0 | 0 | 0 | 0 | 0 | 0 | 0 | 0
Manufactured Home | Turnover | Energy Star Ceiling Fan | 0 | 2.4186e-06 |  | 21.4818 | 20 |  | 45 | Per Unit | 2.4799 | FAIL | FAIL | Manufactured Home_Turnover_Energy Star Ceiling Fan_RIM | 0 | 0 | 0 | 0 | 0 | 0 | 0 | 0 | 0 | 0 | 0 | 0 | 0 | 0 | 0 | 0 | 0 | 0 | 0 | 0 | Manufactured Home_Turnover_Energy Star Ceiling Fan_TRC | 0 | 0 | 0 | 0 | 0 | 0 | 0 | 0 | 0 | 0 | 0 | 0 | 0 | 0 | 0 | 0 | 0 | 0 | 0 | 0
Single Family | New | Energy Star Ceiling Fan | 0 | 4.4863e-06 |  | 21.4818 | 20 |  | 45 | Per Unit | 2.4799 | FAIL | FAIL | Single Family_New_Energy Star Ceiling Fan_RIM | 0 | 0 | 0 | 0 | 0 | 0 | 0 | 0 | 0 | 0 | 0 | 0 | 0 | 0 | 0 | 0 | 0 | 0 | 0 | 0 | Single Family_New_Energy Star Ceiling Fan_TRC | 0 | 0 | 0 | 0 | 0 | 0 | 0 | 0 | 0 | 0 | 0 | 0 | 0 | 0 | 0 | 0 | 0 | 0 | 0 | 0
Multi-Family | New | Energy Star Ceiling Fan | 0 | 4.4863e-06 |  | 21.4818 | 20 |  | 45 | Per Unit | 2.4799 | FAIL | FAIL | Multi-Family_New_Energy Star Ceiling Fan_RIM | 0 | 0 | 0 | 0 | 0 | 0 | 0 | 0 | 0 | 0 | 0 | 0 | 0 | 0 | 0 | 0 | 0 | 0 | 0 | 0 | Multi-Family_New_Energy Star Ceiling Fan_TRC | 0 | 0 | 0 | 0 | 0 | 0 | 0 | 0 | 0 | 0 | 0 | 0 | 0 | 0 | 0 | 0 | 0 | 0 | 0 | 0
Manufactured Home | New | Energy Star Ceiling Fan | 0 | 4.4863e-06 |  | 21.4818 | 20 |  | 45 | Per Unit | 2.4799 | FAIL | FAIL | Manufactured Home_New_Energy Star Ceiling Fan_RIM | 0 | 0 | 0 | 0 | 0 | 0 | 0 | 0 | 0 | 0 | 0 | 0 | 0 | 0 | 0 | 0 | 0 | 0 | 0 | 0 | Manufactured Home_New_Energy Star Ceiling Fan_TRC | 0 | 0 | 0 | 0 | 0 | 0 | 0 | 0 | 0 | 0 | 0 | 0 | 0 | 0 | 0 | 0 | 0 | 0 | 0 | 0
Single Family | Turnover | Energy Star Dehumidifier | 0.035168 | 0.0066615 |  | 214.4267 | 12 |  | 20 | Per Unit | 24.7539 | FAIL | FAIL | Single Family_Turnover_Energy Star Dehumidifier_RIM | 0 | 0 | 0 | 0 | 0 | 0 | 0 | 0 | 0 | 0 | 0 | 0 | 0 | 0 | 0 | 0 | 0 | 0 | 0 | 0 | Single Family_Turnover_Energy Star Dehumidifier_TRC | 0 | 0 | 0 | 0 | 0 | 0 | 0 | 0 | 0 | 0 | 0 | 0 | 0 | 0 | 0 | 0 | 0 | 0 | 0 | 0
Multi-Family | Turnover | Energy Star Dehumidifier | 0.035168 | 0.0066615 |  | 214.4267 | 12 |  | 20 | Per Unit | 24.7539 | FAIL | FAIL | Multi-Family_Turnover_Energy Star Dehumidifier_RIM | 0 | 0 | 0 | 0 | 0 | 0 | 0 | 0 | 0 | 0 | 0 | 0 | 0 | 0 | 0 | 0 | 0 | 0 | 0 | 0 | Multi-Family_Turnover_Energy Star Dehumidifier_TRC | 0 | 0 | 0 | 0 | 0 | 0 | 0 | 0 | 0 | 0 | 0 | 0 | 0 | 0 | 0 | 0 | 0 | 0 | 0 | 0
Manufactured Home | Turnover | Energy Star Dehumidifier | 0.035168 | 0.0066615 |  | 214.4267 | 12 |  | 20 | Per Unit | 24.7539 | FAIL | FAIL | Manufactured Home_Turnover_Energy Star Dehumidifier_RIM | 0 | 0 | 0 | 0 | 0 | 0 | 0 | 0 | 0 | 0 | 0 | 0 | 0 | 0 | 0 | 0 | 0 | 0 | 0 | 0 | Manufactured Home_Turnover_Energy Star Dehumidifier_TRC | 0 | 0 | 0 | 0 | 0 | 0 | 0 | 0 | 0 | 0 | 0 | 0 | 0 | 0 | 0 | 0 | 0 | 0 | 0 | 0
Single Family | New | Energy Star Dehumidifier | 0.035168 | 0.0066615 |  | 214.4267 | 12 |  | 20 | Per Unit | 24.7539 | FAIL | FAIL | Single Family_New_Energy Star Dehumidifier_RIM | 0 | 0 | 0 | 0 | 0 | 0 | 0 | 0 | 0 | 0 | 0 | 0 | 0 | 0 | 0 | 0 | 0 | 0 | 0 | 0 | Single Family_New_Energy Star Dehumidifier_TRC | 0 | 0 | 0 | 0 | 0 | 0 | 0 | 0 | 0 | 0 | 0 | 0 | 0 | 0 | 0 | 0 | 0 | 0 | 0 | 0
Multi-Family | New | Energy Star Dehumidifier | 0.035168 | 0.0066615 |  | 214.4267 | 12 |  | 20 | Per Unit | 24.7539 | FAIL | FAIL | Multi-Family_New_Energy Star Dehumidifier_RIM | 0 | 0 | 0 | 0 | 0 | 0 | 0 | 0 | 0 | 0 | 0 | 0 | 0 | 0 | 0 | 0 | 0 | 0 | 0 | 0 | Multi-Family_New_Energy Star Dehumidifier_TRC | 0 | 0 | 0 | 0 | 0 | 0 | 0 | 0 | 0 | 0 | 0 | 0 | 0 | 0 | 0 | 0 | 0 | 0 | 0 | 0
Manufactured Home | New | Energy Star Dehumidifier | 0.035168 | 0.0066615 |  | 214.4267 | 12 |  | 20 | Per Unit | 24.7539 | FAIL | FAIL | Manufactured Home_New_Energy Star Dehumidifier_RIM | 0 | 0 | 0 | 0 | 0 | 0 | 0 | 0 | 0 | 0 | 0 | 0 | 0 | 0 | 0 | 0 | 0 | 0 | 0 | 0 | Manufactured Home_New_Energy Star Dehumidifier_TRC | 0 | 0 | 0 | 0 | 0 | 0 | 0 | 0 | 0 | 0 | 0 | 0 | 0 | 0 | 0 | 0 | 0 | 0 | 0 | 0
Single Family | Turnover | Heat Pump Pool Heater | 0 | 0 |  | 9411.7647 | 15 |  | 906.95 | Per Unit | 1086.516 | FAIL | FAIL | Single Family_Turnover_Heat Pump Pool Heater_RIM | 0 | 0 | 0 | 0 | 0 | 0 | 0 | 0 | 0 | 0 | 0 | 0 | 0 | 0 | 0 | 0 | 0 | 0 | 0 | 0 | Single Family_Turnover_Heat Pump Pool Heater_TRC | 0 | 0 | 0 | 0 | 0 | 0 | 0 | 0 | 0 | 0 | 0 | 0 | 0 | 0 | 0 | 0 | 0 | 0 | 0 | 0
Multi-Family | Turnover | Heat Pump Pool Heater | 0 | 0 |  | 9411.7647 | 15 |  | 906.95 | Per Unit | 1086.516 | FAIL | FAIL | Multi-Family_Turnover_Heat Pump Pool Heater_RIM | 0 | 0 | 0 | 0 | 0 | 0 | 0 | 0 | 0 | 0 | 0 | 0 | 0 | 0 | 0 | 0 | 0 | 0 | 0 | 0 | Multi-Family_Turnover_Heat Pump Pool Heater_TRC | 0 | 0 | 0 | 0 | 0 | 0 | 0 | 0 | 0 | 0 | 0 | 0 | 0 | 0 | 0 | 0 | 0 | 0 | 0 | 0
Manufactured Home | Turnover | Heat Pump Pool Heater | 0 | 0 |  | 9411.7647 | 15 |  | 906.95 | Per Unit | 1086.516 | FAIL | FAIL | Manufactured Home_Turnover_Heat Pump Pool Heater_RIM | 0 | 0 | 0 | 0 | 0 | 0 | 0 | 0 | 0 | 0 | 0 | 0 | 0 | 0 | 0 | 0 | 0 | 0 | 0 | 0 | Manufactured Home_Turnover_Heat Pump Pool Heater_TRC | 0 | 0 | 0 | 0 | 0 | 0 | 0 | 0 | 0 | 0 | 0 | 0 | 0 | 0 | 0 | 0 | 0 | 0 | 0 | 0
Single Family | New | Heat Pump Pool Heater | 0 | 0 |  | 9411.7647 | 15 |  | 906.95 | Per Unit | 1086.516 | FAIL | FAIL | Single Family_New_Heat Pump Pool Heater_RIM | 0 | 0 | 0 | 0 | 0 | 0 | 0 | 0 | 0 | 0 | 0 | 0 | 0 | 0 | 0 | 0 | 0 | 0 | 0 | 0 | Single Family_New_Heat Pump Pool Heater_TRC | 0 | 0 | 0 | 0 | 0 | 0 | 0 | 0 | 0 | 0 | 0 | 0 | 0 | 0 | 0 | 0 | 0 | 0 | 0 | 0
Multi-Family | New | Heat Pump Pool Heater | 0 | 0 |  | 9411.7647 | 15 |  | 906.95 | Per Unit | 1086.516 | FAIL | FAIL | Multi-Family_New_Heat Pump Pool Heater_RIM | 0 | 0 | 0 | 0 | 0 | 0 | 0 | 0 | 0 | 0 | 0 | 0 | 0 | 0 | 0 | 0 | 0 | 0 | 0 | 0 | Multi-Family_New_Heat Pump Pool Heater_TRC | 0 | 0 | 0 | 0 | 0 | 0 | 0 | 0 | 0 | 0 | 0 | 0 | 0 | 0 | 0 | 0 | 0 | 0 | 0 | 0
Manufactured Home | New | Heat Pump Pool Heater | 0 | 0 |  | 9411.7647 | 15 |  | 906.95 | Per Unit | 1086.516 | FAIL | FAIL | Manufactured Home_New_Heat Pump Pool Heater_RIM | 0 | 0 | 0 | 0 | 0 | 0 | 0 | 0 | 0 | 0 | 0 | 0 | 0 | 0 | 0 | 0 | 0 | 0 | 0 | 0 | Manufactured Home_New_Heat Pump Pool Heater_TRC | 0 | 0 | 0 | 0 | 0 | 0 | 0 | 0 | 0 | 0 | 0 | 0 | 0 | 0 | 0 | 0 | 0 | 0 | 0 | 0
Single Family | Turnover | Solar Pool Heater | 0 | 0 |  | 10130.719 | 15 |  | 3477 | Per Unit | 1169.5137 | FAIL | FAIL | Single Family_Turnover_Solar Pool Heater_RIM | 0 | 0 | 0 | 0 | 0 | 0 | 0 | 0 | 0 | 0 | 0 | 0 | 0 | 0 | 0 | 0 | 0 | 0 | 0 | 0 | Single Family_Turnover_Solar Pool Heater_TRC | 0 | 0 | 0 | 0 | 0 | 0 | 0 | 0 | 0 | 0 | 0 | 0 | 0 | 0 | 0 | 0 | 0 | 0 | 0 | 0
Multi-Family | Turnover | Solar Pool Heater | 0 | 0 |  | 10130.719 | 15 |  | 3477 | Per Unit | 1169.5137 | FAIL | FAIL | Multi-Family_Turnover_Solar Pool Heater_RIM | 0 | 0 | 0 | 0 | 0 | 0 | 0 | 0 | 0 | 0 | 0 | 0 | 0 | 0 | 0 | 0 | 0 | 0 | 0 | 0 | Multi-Family_Turnover_Solar Pool Heater_TRC | 0 | 0 | 0 | 0 | 0 | 0 | 0 | 0 | 0 | 0 | 0 | 0 | 0 | 0 | 0 | 0 | 0 | 0 | 0 | 0
Manufactured Home | Turnover | Solar Pool Heater | 0 | 0 |  | 10130.719 | 15 |  | 3477 | Per Unit | 1169.5137 | FAIL | FAIL | Manufactured Home_Turnover_Solar Pool Heater_RIM | 0 | 0 | 0 | 0 | 0 | 0 | 0 | 0 | 0 | 0 | 0 | 0 | 0 | 0 | 0 | 0 | 0 | 0 | 0 | 0 | Manufactured Home_Turnover_Solar Pool Heater_TRC | 0 | 0 | 0 | 0 | 0 | 0 | 0 | 0 | 0 | 0 | 0 | 0 | 0 | 0 | 0 | 0 | 0 | 0 | 0 | 0
Single Family | New | Solar Pool Heater | 0 | 0 |  | 10130.719 | 15 |  | 3477 | Per Unit | 1169.5137 | FAIL | FAIL | Single Family_New_Solar Pool Heater_RIM | 0 | 0 | 0 | 0 | 0 | 0 | 0 | 0 | 0 | 0 | 0 | 0 | 0 | 0 | 0 | 0 | 0 | 0 | 0 | 0 | Single Family_New_Solar Pool Heater_TRC | 0 | 0 | 0 | 0 | 0 | 0 | 0 | 0 | 0 | 0 | 0 | 0 | 0 | 0 | 0 | 0 | 0 | 0 | 0 | 0
Multi-Family | New | Solar Pool Heater | 0 | 0 |  | 10130.719 | 15 |  | 3477 | Per Unit | 1169.5137 | FAIL | FAIL | Multi-Family_New_Solar Pool Heater_RIM | 0 | 0 | 0 | 0 | 0 | 0 | 0 | 0 | 0 | 0 | 0 | 0 | 0 | 0 | 0 | 0 | 0 | 0 | 0 | 0 | Multi-Family_New_Solar Pool Heater_TRC | 0 | 0 | 0 | 0 | 0 | 0 | 0 | 0 | 0 | 0 | 0 | 0 | 0 | 0 | 0 | 0 | 0 | 0 | 0 | 0
Manufactured Home | New | Solar Pool Heater | 0 | 0 |  | 10130.719 | 15 |  | 3477 | Per Unit | 1169.5137 | FAIL | FAIL | Manufactured Home_New_Solar Pool Heater_RIM | 0 | 0 | 0 | 0 | 0 | 0 | 0 | 0 | 0 | 0 | 0 | 0 | 0 | 0 | 0 | 0 | 0 | 0 | 0 | 0 | Manufactured Home_New_Solar Pool Heater_TRC | 0 | 0 | 0 | 0 | 0 | 0 | 0 | 0 | 0 | 0 | 0 | 0 | 0 | 0 | 0 | 0 | 0 | 0 | 0 | 0
Single Family | Turnover | Solar Powered Pool Pumps | 0.98883 | 0 |  | 1819.4417 | 10 |  | 2259.01 | Per Unit | 210.0406 | FAIL | FAIL | Single Family_Turnover_Solar Powered Pool Pumps_RIM | 0 | 0 | 0 | 0 | 0 | 0 | 0 | 0 | 0 | 0 | 0 | 0 | 0 | 0 | 0 | 0 | 0 | 0 | 0 | 0 | Single Family_Turnover_Solar Powered Pool Pumps_TRC | 0 | 0 | 0 | 0 | 0 | 0 | 0 | 0 | 0 | 0 | 0 | 0 | 0 | 0 | 0 | 0 | 0 | 0 | 0 | 0
Multi-Family | Turnover | Solar Powered Pool Pumps | 0.98883 | 0 |  | 1819.4417 | 10 |  | 2259.01 | Per Unit | 210.0406 | FAIL | FAIL | Multi-Family_Turnover_Solar Powered Pool Pumps_RIM | 0 | 0 | 0 | 0 | 0 | 0 | 0 | 0 | 0 | 0 | 0 | 0 | 0 | 0 | 0 | 0 | 0 | 0 | 0 | 0 | Multi-Family_Turnover_Solar Powered Pool Pumps_TRC | 0 | 0 | 0 | 0 | 0 | 0 | 0 | 0 | 0 | 0 | 0 | 0 | 0 | 0 | 0 | 0 | 0 | 0 | 0 | 0
Manufactured Home | Turnover | Solar Powered Pool Pumps | 0.98883 | 0 |  | 1819.4417 | 10 |  | 2259.01 | Per Unit | 210.0406 | FAIL | FAIL | Manufactured Home_Turnover_Solar Powered Pool Pumps_RIM | 0 | 0 | 0 | 0 | 0 | 0 | 0 | 0 | 0 | 0 | 0 | 0 | 0 | 0 | 0 | 0 | 0 | 0 | 0 | 0 | Manufactured Home_Turnover_Solar Powered Pool Pumps_TRC | 0 | 0 | 0 | 0 | 0 | 0 | 0 | 0 | 0 | 0 | 0 | 0 | 0 | 0 | 0 | 0 | 0 | 0 | 0 | 0
Single Family | New | Solar Powered Pool Pumps | 0.98883 | 0 |  | 1819.4417 | 10 |  | 2259.01 | Per Unit | 210.0406 | FAIL | FAIL | Single Family_New_Solar Powered Pool Pumps_RIM | 0 | 0 | 0 | 0 | 0 | 0 | 0 | 0 | 0 | 0 | 0 | 0 | 0 | 0 | 0 | 0 | 0 | 0 | 0 | 0 | Single Family_New_Solar Powered Pool Pumps_TRC | 0 | 0 | 0 | 0 | 0 | 0 | 0 | 0 | 0 | 0 | 0 | 0 | 0 | 0 | 0 | 0 | 0 | 0 | 0 | 0
Multi-Family | New | Solar Powered Pool Pumps | 0.98883 | 0 |  | 1819.4417 | 10 |  | 2259.01 | Per Unit | 210.0406 | FAIL | FAIL | Multi-Family_New_Solar Powered Pool Pumps_RIM | 0 | 0 | 0 | 0 | 0 | 0 | 0 | 0 | 0 | 0 | 0 | 0 | 0 | 0 | 0 | 0 | 0 | 0 | 0 | 0 | Multi-Family_New_Solar Powered Pool Pumps_TRC | 0 | 0 | 0 | 0 | 0 | 0 | 0 | 0 | 0 | 0 | 0 | 0 | 0 | 0 | 0 | 0 | 0 | 0 | 0 | 0
Manufactured Home | New | Solar Powered Pool Pumps | 0.98883 | 0 |  | 1819.4417 | 10 |  | 2259.01 | Per Unit | 210.0406 | FAIL | FAIL | Manufactured Home_New_Solar Powered Pool Pumps_RIM | 0 | 0 | 0 | 0 | 0 | 0 | 0 | 0 | 0 | 0 | 0 | 0 | 0 | 0 | 0 | 0 | 0 | 0 | 0 | 0 | Manufactured Home_New_Solar Powered Pool Pumps_TRC | 0 | 0 | 0 | 0 | 0 | 0 | 0 | 0 | 0 | 0 | 0 | 0 | 0 | 0 | 0 | 0 | 0 | 0 | 0 | 0
Single Family | Turnover | Two Speed Pool Pump | 0.47376 | 0 |  | 871.725 | 10 |  | 359.01 | Per Hp | 100.634 | FAIL | 180.4728 | Single Family_Turnover_Two Speed Pool Pump_RIM | 0 | 0 | 0 | 0 | 0 | 0 | 0 | 0 | 0 | 0 | 0 | 0 | 0 | 0 | 0 | 0 | 0 | 0 | 0 | 0 | Single Family_Turnover_Two Speed Pool Pump_TRC | 0 | 0 | 0 | 0 | 0 | 0 | 0 | 0 | 0 | 0 | 0 | 0 | 0 | 0 | 0 | 0 | 0 | 0 | 0 | 0 |  | 50.27%
Multi-Family | Turnover | Two Speed Pool Pump | 0.47376 | 0 |  | 871.725 | 10 |  | 359.01 | Per Hp | 100.634 | FAIL | 180.4728 | Multi-Family_Turnover_Two Speed Pool Pump_RIM | 0 | 0 | 0 | 0 | 0 | 0 | 0 | 0 | 0 | 0 | 0 | 0 | 0 | 0 | 0 | 0 | 0 | 0 | 0 | 0 | Multi-Family_Turnover_Two Speed Pool Pump_TRC | 0 | 0 | 0 | 0 | 0 | 0 | 0 | 0 | 0 | 0 | 0 | 0 | 0 | 0 | 0 | 0 | 0 | 0 | 0 | 0 |  | 50.27%
Manufactured Home | Turnover | Two Speed Pool Pump | 0.47376 | 0 |  | 871.725 | 10 |  | 359.01 | Per Hp | 100.634 | FAIL | 180.4728 | Manufactured Home_Turnover_Two Speed Pool Pump_RIM | 0 | 0 | 0 | 0 | 0 | 0 | 0 | 0 | 0 | 0 | 0 | 0 | 0 | 0 | 0 | 0 | 0 | 0 | 0 | 0 | Manufactured Home_Turnover_Two Speed Pool Pump_TRC | 0 | 0 | 0 | 0 | 0 | 0 | 0 | 0 | 0 | 0 | 0 | 0 | 0 | 0 | 0 | 0 | 0 | 0 | 0 | 0 |  | 50.27%
Single Family | New | Two Speed Pool Pump | 0.47376 | 0 |  | 871.725 | 10 |  | 359.01 | Per Hp | 100.634 | FAIL | 180.4728 | Single Family_New_Two Speed Pool Pump_RIM | 0 | 0 | 0 | 0 | 0 | 0 | 0 | 0 | 0 | 0 | 0 | 0 | 0 | 0 | 0 | 0 | 0 | 0 | 0 | 0 | Single Family_New_Two Speed Pool Pump_TRC | 0 | 0 | 0 | 0 | 0 | 0 | 0 | 0 | 0 | 0 | 0 | 0 | 0 | 0 | 0 | 0 | 0 | 0 | 0 | 0 |  | 50.27%
Multi-Family | New | Two Speed Pool Pump | 0.47376 | 0 |  | 871.725 | 10 |  | 359.01 | Per Hp | 100.634 | FAIL | 180.4728 | Multi-Family_New_Two Speed Pool Pump_RIM | 0 | 0 | 0 | 0 | 0 | 0 | 0 | 0 | 0 | 0 | 0 | 0 | 0 | 0 | 0 | 0 | 0 | 0 | 0 | 0 | Multi-Family_New_Two Speed Pool Pump_TRC | 0 | 0 | 0 | 0 | 0 | 0 | 0 | 0 | 0 | 0 | 0 | 0 | 0 | 0 | 0 | 0 | 0 | 0 | 0 | 0 |  | 50.27%
Manufactured Home | New | Two Speed Pool Pump | 0.47376 | 0 |  | 871.725 | 10 |  | 359.01 | Per Hp | 100.634 | FAIL | 180.4728 | Manufactured Home_New_Two Speed Pool Pump_RIM | 0 | 0 | 0 | 0 | 0 | 0 | 0 | 0 | 0 | 0 | 0 | 0 | 0 | 0 | 0 | 0 | 0 | 0 | 0 | 0 | Manufactured Home_New_Two Speed Pool Pump_TRC | 0 | 0 | 0 | 0 | 0 | 0 | 0 | 0 | 0 | 0 | 0 | 0 | 0 | 0 | 0 | 0 | 0 | 0 | 0 | 0 |  | 50.27%
Single Family | Turnover | Variable Speed Pool Pump | 1.432 | 0 |  | 2634.8667 | 10 |  | 1085.01 | Per Hp | 304.1751 | FAIL | 545.3655 | Single Family_Turnover_Variable Speed Pool Pump_RIM | 0 | 0 | 0 | 0 | 0 | 0 | 0 | 0 | 0 | 0 | 0 | 0 | 0 | 0 | 0 | 0 | 0 | 0 | 0 | 0 | Single Family_Turnover_Variable Speed Pool Pump_TRC | 61.5017 | 75.2164 | 97.4545 | 117.3724 | 125.5726 | 120.9881 | 116.7363 | 117.2083 | 117.0693 | 114.4979 | 162048.6905 | 198185.2837 | 256779.6348 | 309260.5345 | 330867.1612 | 318787.489 | 307584.5368 | 308828.3398 | 308462.0164 | 301686.6427 |  | 50.26%
Multi-Family | Turnover | Variable Speed Pool Pump | 1.432 | 0 |  | 2634.8667 | 10 |  | 1085.01 | Per Hp | 304.1751 | FAIL | 545.3655 | Multi-Family_Turnover_Variable Speed Pool Pump_RIM | 0 | 0 | 0 | 0 | 0 | 0 | 0 | 0 | 0 | 0 | 0 | 0 | 0 | 0 | 0 | 0 | 0 | 0 | 0 | 0 | Multi-Family_Turnover_Variable Speed Pool Pump_TRC | 0 | 0 | 0 | 0 | 0 | 0 | 0 | 0 | 0 | 0 | 0 | 0 | 0 | 0 | 0 | 0 | 0 | 0 | 0 | 0 |  | 50.26%
Manufactured Home | Turnover | Variable Speed Pool Pump | 1.432 | 0 |  | 2634.8667 | 10 |  | 1085.01 | Per Hp | 304.1751 | FAIL | 545.3655 | Manufactured Home_Turnover_Variable Speed Pool Pump_RIM | 0 | 0 | 0 | 0 | 0 | 0 | 0 | 0 | 0 | 0 | 0 | 0 | 0 | 0 | 0 | 0 | 0 | 0 | 0 | 0 | Manufactured Home_Turnover_Variable Speed Pool Pump_TRC | 0 | 0 | 0 | 0 | 0 | 0 | 0 | 0 | 0 | 0 | 0 | 0 | 0 | 0 | 0 | 0 | 0 | 0 | 0 | 0 |  | 50.26%
Single Family | New | Variable Speed Pool Pump | 1.432 | 0 |  | 2634.8667 | 10 |  | 1085.01 | Per Hp | 304.1751 | FAIL | 545.3655 | Single Family_New_Variable Speed Pool Pump_RIM | 0 | 0 | 0 | 0 | 0 | 0 | 0 | 0 | 0 | 0 | 0 | 0 | 0 | 0 | 0 | 0 | 0 | 0 | 0 | 0 | Single Family_New_Variable Speed Pool Pump_TRC | 8.5854 | 9.0596 | 9.9982 | 11.2828 | 11.8291 | 11.0584 | 10.2613 | 10.0423 | 9.8703 | 9.6559 | 22621.2701 | 23870.7425 | 26343.9124 | 29728.6925 | 31167.9865 | 29137.3185 | 27037.1495 | 26460.1515 | 26006.8958 | 25441.9039 |  | 50.26%
Multi-Family | New | Variable Speed Pool Pump | 1.432 | 0 |  | 2634.8667 | 10 |  | 1085.01 | Per Hp | 304.1751 | FAIL | 545.3655 | Multi-Family_New_Variable Speed Pool Pump_RIM | 0 | 0 | 0 | 0 | 0 | 0 | 0 | 0 | 0 | 0 | 0 | 0 | 0 | 0 | 0 | 0 | 0 | 0 | 0 | 0 | Multi-Family_New_Variable Speed Pool Pump_TRC | 0 | 0 | 0 | 0 | 0 | 0 | 0 | 0 | 0 | 0 | 0 | 0 | 0 | 0 | 0 | 0 | 0 | 0 | 0 | 0 |  | 50.26%
Manufactured Home | New | Variable Speed Pool Pump | 1.432 | 0 |  | 2634.8667 | 10 |  | 1085.01 | Per Hp | 304.1751 | FAIL | 545.3655 | Manufactured Home_New_Variable Speed Pool Pump_RIM | 0 | 0 | 0 | 0 | 0 | 0 | 0 | 0 | 0 | 0 | 0 | 0 | 0 | 0 | 0 | 0 | 0 | 0 | 0 | 0 | Manufactured Home_New_Variable Speed Pool Pump_TRC | 0 | 0 | 0 | 0 | 0 | 0 | 0 | 0 | 0 | 0 | 0 | 0 | 0 | 0 | 0 | 0 | 0 | 0 | 0 | 0 |  | 50.26%
Single Family | Existing | Removal of 2nd Refrigerator-Freezer | 0.10987 | 0.036607 |  | 1052.5805 | 5 |  | 50 | Per Unit | 249.1732 | FAIL | FAIL | Single Family_Existing_Removal of 2nd Refrigerator-Freezer_RIM | 0 | 0 | 0 | 0 | 0 | 0 | 0 | 0 | 0 | 0 | 0 | 0 | 0 | 0 | 0 | 0 | 0 | 0 | 0 | 0 | Single Family_Existing_Removal of 2nd Refrigerator-Freezer_TRC | 0 | 0 | 0 | 0 | 0 | 0 | 0 | 0 | 0 | 0 | 0 | 0 | 0 | 0 | 0 | 0 | 0 | 0 | 0 | 0
Multi-Family | Existing | Removal of 2nd Refrigerator-Freezer | 0.10987 | 0.036607 |  | 1052.5805 | 5 |  | 50 | Per Unit | 249.1732 | FAIL | FAIL | Multi-Family_Existing_Removal of 2nd Refrigerator-Freezer_RIM | 0 | 0 | 0 | 0 | 0 | 0 | 0 | 0 | 0 | 0 | 0 | 0 | 0 | 0 | 0 | 0 | 0 | 0 | 0 | 0 | Multi-Family_Existing_Removal of 2nd Refrigerator-Freezer_TRC | 0 | 0 | 0 | 0 | 0 | 0 | 0 | 0 | 0 | 0 | 0 | 0 | 0 | 0 | 0 | 0 | 0 | 0 | 0 | 0
Manufactured Home | Existing | Removal of 2nd Refrigerator-Freezer | 0.10987 | 0.036607 |  | 1052.5805 | 5 |  | 50 | Per Unit | 249.1732 | FAIL | FAIL | Manufactured Home_Existing_Removal of 2nd Refrigerator-Freezer_RIM | 0 | 0 | 0 | 0 | 0 | 0 | 0 | 0 | 0 | 0 | 0 | 0 | 0 | 0 | 0 | 0 | 0 | 0 | 0 | 0 | Manufactured Home_Existing_Removal of 2nd Refrigerator-Freezer_TRC | 0 | 0 | 0 | 0 | 0 | 0 | 0 | 0 | 0 | 0 | 0 | 0 | 0 | 0 | 0 | 0 | 0 | 0 | 0 | 0
Single Family | New | Removal of 2nd Refrigerator-Freezer | 0.10987 | 0.036607 |  | 1052.5805 | 5 |  | 50 | Per Unit | 249.1732 | FAIL | FAIL | Single Family_New_Removal of 2nd Refrigerator-Freezer_RIM | 0 | 0 | 0 | 0 | 0 | 0 | 0 | 0 | 0 | 0 | 0 | 0 | 0 | 0 | 0 | 0 | 0 | 0 | 0 | 0 | Single Family_New_Removal of 2nd Refrigerator-Freezer_TRC | 0 | 0 | 0 | 0 | 0 | 0 | 0 | 0 | 0 | 0 | 0 | 0 | 0 | 0 | 0 | 0 | 0 | 0 | 0 | 0
Multi-Family | New | Removal of 2nd Refrigerator-Freezer | 0.10987 | 0.036607 |  | 1052.5805 | 5 |  | 50 | Per Unit | 249.1732 | FAIL | FAIL | Multi-Family_New_Removal of 2nd Refrigerator-Freezer_RIM | 0 | 0 | 0 | 0 | 0 | 0 | 0 | 0 | 0 | 0 | 0 | 0 | 0 | 0 | 0 | 0 | 0 | 0 | 0 | 0 | Multi-Family_New_Removal of 2nd Refrigerator-Freezer_TRC | 0 | 0 | 0 | 0 | 0 | 0 | 0 | 0 | 0 | 0 | 0 | 0 | 0 | 0 | 0 | 0 | 0 | 0 | 0 | 0
Manufactured Home | New | Removal of 2nd Refrigerator-Freezer | 0.10987 | 0.036607 |  | 1052.5805 | 5 |  | 50 | Per Unit | 249.1732 | FAIL | FAIL | Manufactured Home_New_Removal of 2nd Refrigerator-Freezer_RIM | 0 | 0 | 0 | 0 | 0 | 0 | 0 | 0 | 0 | 0 | 0 | 0 | 0 | 0 | 0 | 0 | 0 | 0 | 0 | 0 | Manufactured Home_New_Removal of 2nd Refrigerator-Freezer_TRC | 0 | 0 | 0 | 0 | 0 | 0 | 0 | 0 | 0 | 0 | 0 | 0 | 0 | 0 | 0 | 0 | 0 | 0 | 0 | 0
Single Family | Existing | Drain Water Heat Recovery | 0.021393 | 0.046051 |  | 237.513 | 15 |  | 1025 | Per Unit | 36.207 | FAIL | FAIL | Single Family_Existing_Drain Water Heat Recovery_RIM | 0 | 0 | 0 | 0 | 0 | 0 | 0 | 0 | 0 | 0 | 0 | 0 | 0 | 0 | 0 | 0 | 0 | 0 | 0 | 0 | Single Family_Existing_Drain Water Heat Recovery_TRC | 0 | 0 | 0 | 0 | 0 | 0 | 0 | 0 | 0 | 0 | 0 | 0 | 0 | 0 | 0 | 0 | 0 | 0 | 0 | 0
Multi-Family | Existing | Drain Water Heat Recovery | 0.018324 | 0.039445 |  | 203.442 | 15 |  | 1025 | Per Unit | 31.0132 | FAIL | FAIL | Multi-Family_Existing_Drain Water Heat Recovery_RIM | 0 | 0 | 0 | 0 | 0 | 0 | 0 | 0 | 0 | 0 | 0 | 0 | 0 | 0 | 0 | 0 | 0 | 0 | 0 | 0 | Multi-Family_Existing_Drain Water Heat Recovery_TRC | 0 | 0 | 0 | 0 | 0 | 0 | 0 | 0 | 0 | 0 | 0 | 0 | 0 | 0 | 0 | 0 | 0 | 0 | 0 | 0
Manufactured Home | Existing | Drain Water Heat Recovery | 0.027132 | 0.058404 |  | 301.227 | 15 |  | 1025 | Per Unit | 45.9197 | FAIL | FAIL | Manufactured Home_Existing_Drain Water Heat Recovery_RIM | 0 | 0 | 0 | 0 | 0 | 0 | 0 | 0 | 0 | 0 | 0 | 0 | 0 | 0 | 0 | 0 | 0 | 0 | 0 | 0 | Manufactured Home_Existing_Drain Water Heat Recovery_TRC | 0 | 0 | 0 | 0 | 0 | 0 | 0 | 0 | 0 | 0 | 0 | 0 | 0 | 0 | 0 | 0 | 0 | 0 | 0 | 0
Single Family | New | Drain Water Heat Recovery | 0.021393 | 0.046051 |  | 237.513 | 15 |  | 815 | Per Unit | 36.207 | FAIL | FAIL | Single Family_New_Drain Water Heat Recovery_RIM | 0 | 0 | 0 | 0 | 0 | 0 | 0 | 0 | 0 | 0 | 0 | 0 | 0 | 0 | 0 | 0 | 0 | 0 | 0 | 0 | Single Family_New_Drain Water Heat Recovery_TRC | 0 | 0 | 0 | 0 | 0 | 0 | 0 | 0 | 0 | 0 | 0 | 0 | 0 | 0 | 0 | 0 | 0 | 0 | 0 | 0
Multi-Family | New | Drain Water Heat Recovery | 0.018324 | 0.039445 |  | 203.442 | 15 |  | 815 | Per Unit | 31.0132 | FAIL | FAIL | Multi-Family_New_Drain Water Heat Recovery_RIM | 0 | 0 | 0 | 0 | 0 | 0 | 0 | 0 | 0 | 0 | 0 | 0 | 0 | 0 | 0 | 0 | 0 | 0 | 0 | 0 | Multi-Family_New_Drain Water Heat Recovery_TRC | 0 | 0 | 0 | 0 | 0 | 0 | 0 | 0 | 0 | 0 | 0 | 0 | 0 | 0 | 0 | 0 | 0 | 0 | 0 | 0
Manufactured Home | New | Drain Water Heat Recovery | 0.027132 | 0.058404 |  | 301.227 | 15 |  | 815 | Per Unit | 45.9197 | FAIL | FAIL | Manufactured Home_New_Drain Water Heat Recovery_RIM | 0 | 0 | 0 | 0 | 0 | 0 | 0 | 0 | 0 | 0 | 0 | 0 | 0 | 0 | 0 | 0 | 0 | 0 | 0 | 0 | Manufactured Home_New_Drain Water Heat Recovery_TRC | 0 | 0 | 0 | 0 | 0 | 0 | 0 | 0 | 0 | 0 | 0 | 0 | 0 | 0 | 0 | 0 | 0 | 0 | 0 | 0
Single Family | Existing | Faucet Aerator | 0.0062696 | 0.013496 |  | 69.6077 | 10 |  | 3 | Per Home | 10.6112 | FAIL | FAIL | Single Family_Existing_Faucet Aerator_RIM | 0 | 0 | 0 | 0 | 0 | 0 | 0 | 0 | 0 | 0 | 0 | 0 | 0 | 0 | 0 | 0 | 0 | 0 | 0 | 0 | Single Family_Existing_Faucet Aerator_TRC | 0 | 0 | 0 | 0 | 0 | 0 | 0 | 0 | 0 | 0 | 0 | 0 | 0 | 0 | 0 | 0 | 0 | 0 | 0 | 0
Multi-Family | Existing | Faucet Aerator | 0.0049283 | 0.010609 |  | 54.7162 | 10 |  | 3 | Per Home | 8.3411 | FAIL | FAIL | Multi-Family_Existing_Faucet Aerator_RIM | 0 | 0 | 0 | 0 | 0 | 0 | 0 | 0 | 0 | 0 | 0 | 0 | 0 | 0 | 0 | 0 | 0 | 0 | 0 | 0 | Multi-Family_Existing_Faucet Aerator_TRC | 0 | 0 | 0 | 0 | 0 | 0 | 0 | 0 | 0 | 0 | 0 | 0 | 0 | 0 | 0 | 0 | 0 | 0 | 0 | 0
Manufactured Home | Existing | Faucet Aerator | 0.004889 | 0.010524 |  | 54.28 | 10 |  | 3 | Per Home | 8.2746 | FAIL | FAIL | Manufactured Home_Existing_Faucet Aerator_RIM | 0 | 0 | 0 | 0 | 0 | 0 | 0 | 0 | 0 | 0 | 0 | 0 | 0 | 0 | 0 | 0 | 0 | 0 | 0 | 0 | Manufactured Home_Existing_Faucet Aerator_TRC | 0 | 0 | 0 | 0 | 0 | 0 | 0 | 0 | 0 | 0 | 0 | 0 | 0 | 0 | 0 | 0 | 0 | 0 | 0 | 0
Single Family | New | Faucet Aerator | 0.0026123 | 0.0056233 |  | 29.0032 | 10 |  | 3 | Per Home | 4.4213 | FAIL | FAIL | Single Family_New_Faucet Aerator_RIM | 0 | 0 | 0 | 0 | 0 | 0 | 0 | 0 | 0 | 0 | 0 | 0 | 0 | 0 | 0 | 0 | 0 | 0 | 0 | 0 | Single Family_New_Faucet Aerator_TRC | 0 | 0 | 0 | 0 | 0 | 0 | 0 | 0 | 0 | 0 | 0 | 0 | 0 | 0 | 0 | 0 | 0 | 0 | 0 | 0
Multi-Family | New | Faucet Aerator | 0.0020535 | 0.0044203 |  | 22.7984 | 10 |  | 3 | Per Home | 3.4754 | FAIL | FAIL | Multi-Family_New_Faucet Aerator_RIM | 0 | 0 | 0 | 0 | 0 | 0 | 0 | 0 | 0 | 0 | 0 | 0 | 0 | 0 | 0 | 0 | 0 | 0 | 0 | 0 | Multi-Family_New_Faucet Aerator_TRC | 0 | 0 | 0 | 0 | 0 | 0 | 0 | 0 | 0 | 0 | 0 | 0 | 0 | 0 | 0 | 0 | 0 | 0 | 0 | 0
Manufactured Home | New | Faucet Aerator | 0.0020371 | 0.0043851 |  | 22.6167 | 10 |  | 3 | Per Home | 3.4477 | FAIL | FAIL | Manufactured Home_New_Faucet Aerator_RIM | 0 | 0 | 0 | 0 | 0 | 0 | 0 | 0 | 0 | 0 | 0 | 0 | 0 | 0 | 0 | 0 | 0 | 0 | 0 | 0 | Manufactured Home_New_Faucet Aerator_TRC | 0 | 0 | 0 | 0 | 0 | 0 | 0 | 0 | 0 | 0 | 0 | 0 | 0 | 0 | 0 | 0 | 0 | 0 | 0 | 0
Single Family | Existing | Heat Trap | 0.011912 | 0.025641 |  | 132.247 | 10 |  | 116.77 | Per Unit | 20.16 | FAIL | FAIL | Single Family_Existing_Heat Trap_RIM | 0 | 0 | 0 | 0 | 0 | 0 | 0 | 0 | 0 | 0 | 0 | 0 | 0 | 0 | 0 | 0 | 0 | 0 | 0 | 0 | Single Family_Existing_Heat Trap_TRC | 0 | 0 | 0 | 0 | 0 | 0 | 0 | 0 | 0 | 0 | 0 | 0 | 0 | 0 | 0 | 0 | 0 | 0 | 0 | 0
Multi-Family | Existing | Heat Trap | 0.0093633 | 0.020155 |  | 103.9549 | 10 |  | 116.77 | Per Unit | 15.8471 | FAIL | FAIL | Multi-Family_Existing_Heat Trap_RIM | 0 | 0 | 0 | 0 | 0 | 0 | 0 | 0 | 0 | 0 | 0 | 0 | 0 | 0 | 0 | 0 | 0 | 0 | 0 | 0 | Multi-Family_Existing_Heat Trap_TRC | 0 | 0 | 0 | 0 | 0 | 0 | 0 | 0 | 0 | 0 | 0 | 0 | 0 | 0 | 0 | 0 | 0 | 0 | 0 | 0
Manufactured Home | Existing | Heat Trap | 0.0092887 | 0.019995 |  | 103.1262 | 10 |  | 116.77 | Per Unit | 15.7208 | FAIL | FAIL | Manufactured Home_Existing_Heat Trap_RIM | 0 | 0 | 0 | 0 | 0 | 0 | 0 | 0 | 0 | 0 | 0 | 0 | 0 | 0 | 0 | 0 | 0 | 0 | 0 | 0 | Manufactured Home_Existing_Heat Trap_TRC | 0 | 0 | 0 | 0 | 0 | 0 | 0 | 0 | 0 | 0 | 0 | 0 | 0 | 0 | 0 | 0 | 0 | 0 | 0 | 0
Single Family | New | Heat Trap | 0.011912 | 0.025641 |  | 132.247 | 10 |  | 116.77 | Per Unit | 20.16 | FAIL | FAIL | Single Family_New_Heat Trap_RIM | 0 | 0 | 0 | 0 | 0 | 0 | 0 | 0 | 0 | 0 | 0 | 0 | 0 | 0 | 0 | 0 | 0 | 0 | 0 | 0 | Single Family_New_Heat Trap_TRC | 0 | 0 | 0 | 0 | 0 | 0 | 0 | 0 | 0 | 0 | 0 | 0 | 0 | 0 | 0 | 0 | 0 | 0 | 0 | 0
Multi-Family | New | Heat Trap | 0.0093633 | 0.020155 |  | 103.9549 | 10 |  | 116.77 | Per Unit | 15.8471 | FAIL | FAIL | Multi-Family_New_Heat Trap_RIM | 0 | 0 | 0 | 0 | 0 | 0 | 0 | 0 | 0 | 0 | 0 | 0 | 0 | 0 | 0 | 0 | 0 | 0 | 0 | 0 | Multi-Family_New_Heat Trap_TRC | 0 | 0 | 0 | 0 | 0 | 0 | 0 | 0 | 0 | 0 | 0 | 0 | 0 | 0 | 0 | 0 | 0 | 0 | 0 | 0
Manufactured Home | New | Heat Trap | 0.0092887 | 0.019995 |  | 103.1262 | 10 |  | 116.77 | Per Unit | 15.7208 | FAIL | FAIL | Manufactured Home_New_Heat Trap_RIM | 0 | 0 | 0 | 0 | 0 | 0 | 0 | 0 | 0 | 0 | 0 | 0 | 0 | 0 | 0 | 0 | 0 | 0 | 0 | 0 | Manufactured Home_New_Heat Trap_TRC | 0 | 0 | 0 | 0 | 0 | 0 | 0 | 0 | 0 | 0 | 0 | 0 | 0 | 0 | 0 | 0 | 0 | 0 | 0 | 0
Single Family | Existing | Hot Water Pipe Insulation | 0.01332 | 0.028672 |  | 147.8828 | 13 |  | 18 | Per 6 LF | 22.5436 | FAIL | FAIL | Single Family_Existing_Hot Water Pipe Insulation_RIM | 0 | 0 | 0 | 0 | 0 | 0 | 0 | 0 | 0 | 0 | 0 | 0 | 0 | 0 | 0 | 0 | 0 | 0 | 0 | 0 | Single Family_Existing_Hot Water Pipe Insulation_TRC | 0 | 0 | 0 | 0 | 0 | 0 | 0 | 0 | 0 | 0 | 0 | 0 | 0 | 0 | 0 | 0 | 0 | 0 | 0 | 0
Multi-Family | Existing | Hot Water Pipe Insulation | 0.011413 | 0.024567 |  | 126.7083 | 13 |  | 18 | Per 6 LF | 19.3157 | FAIL | FAIL | Multi-Family_Existing_Hot Water Pipe Insulation_RIM | 0 | 0 | 0 | 0 | 0 | 0 | 0 | 0 | 0 | 0 | 0 | 0 | 0 | 0 | 0 | 0 | 0 | 0 | 0 | 0 | Multi-Family_Existing_Hot Water Pipe Insulation_TRC | 0 | 0 | 0 | 0 | 0 | 0 | 0 | 0 | 0 | 0 | 0 | 0 | 0 | 0 | 0 | 0 | 0 | 0 | 0 | 0
Manufactured Home | Existing | Hot Water Pipe Insulation | 0.016888 | 0.036353 |  | 187.4977 | 13 |  | 18 | Per 6 LF | 28.5826 | FAIL | FAIL | Manufactured Home_Existing_Hot Water Pipe Insulation_RIM | 0 | 0 | 0 | 0 | 0 | 0 | 0 | 0 | 0 | 0 | 0 | 0 | 0 | 0 | 0 | 0 | 0 | 0 | 0 | 0 | Manufactured Home_Existing_Hot Water Pipe Insulation_TRC | 0 | 0 | 0 | 0 | 0 | 0 | 0 | 0 | 0 | 0 | 0 | 0 | 0 | 0 | 0 | 0 | 0 | 0 | 0 | 0
Single Family | New | Hot Water Pipe Insulation | 0.01332 | 0.028672 |  | 147.8828 | 13 |  | 18 | Per 6 LF | 22.5436 | FAIL | FAIL | Single Family_New_Hot Water Pipe Insulation_RIM | 0 | 0 | 0 | 0 | 0 | 0 | 0 | 0 | 0 | 0 | 0 | 0 | 0 | 0 | 0 | 0 | 0 | 0 | 0 | 0 | Single Family_New_Hot Water Pipe Insulation_TRC | 0 | 0 | 0 | 0 | 0 | 0 | 0 | 0 | 0 | 0 | 0 | 0 | 0 | 0 | 0 | 0 | 0 | 0 | 0 | 0
Multi-Family | New | Hot Water Pipe Insulation | 0.011413 | 0.024567 |  | 126.7083 | 13 |  | 18 | Per 6 LF | 19.3157 | FAIL | FAIL | Multi-Family_New_Hot Water Pipe Insulation_RIM | 0 | 0 | 0 | 0 | 0 | 0 | 0 | 0 | 0 | 0 | 0 | 0 | 0 | 0 | 0 | 0 | 0 | 0 | 0 | 0 | Multi-Family_New_Hot Water Pipe Insulation_TRC | 0 | 0 | 0 | 0 | 0 | 0 | 0 | 0 | 0 | 0 | 0 | 0 | 0 | 0 | 0 | 0 | 0 | 0 | 0 | 0
Manufactured Home | New | Hot Water Pipe Insulation | 0.016888 | 0.036353 |  | 187.4977 | 13 |  | 18 | Per 6 LF | 28.5826 | FAIL | FAIL | Manufactured Home_New_Hot Water Pipe Insulation_RIM | 0 | 0 | 0 | 0 | 0 | 0 | 0 | 0 | 0 | 0 | 0 | 0 | 0 | 0 | 0 | 0 | 0 | 0 | 0 | 0 | Manufactured Home_New_Hot Water Pipe Insulation_TRC | 0 | 0 | 0 | 0 | 0 | 0 | 0 | 0 | 0 | 0 | 0 | 0 | 0 | 0 | 0 | 0 | 0 | 0 | 0 | 0
Single Family | Existing | Low Flow Showerhead | 0.026571 | 0.057197 |  | 295.0025 | 9 |  | 7 | Per Unit | 44.9709 | FAIL | FAIL | Single Family_Existing_Low Flow Showerhead_RIM | 0 | 0 | 0 | 0 | 0 | 0 | 0 | 0 | 0 | 0 | 0 | 0 | 0 | 0 | 0 | 0 | 0 | 0 | 0 | 0 | Single Family_Existing_Low Flow Showerhead_TRC | 0 | 0 | 0 | 0 | 0 | 0 | 0 | 0 | 0 | 0 | 0 | 0 | 0 | 0 | 0 | 0 | 0 | 0 | 0 | 0
Multi-Family | Existing | Low Flow Showerhead | 0.020887 | 0.044961 |  | 231.8914 | 9 |  | 7 | Per Unit | 35.3501 | FAIL | FAIL | Multi-Family_Existing_Low Flow Showerhead_RIM | 0 | 0 | 0 | 0 | 0 | 0 | 0 | 0 | 0 | 0 | 0 | 0 | 0 | 0 | 0 | 0 | 0 | 0 | 0 | 0 | Multi-Family_Existing_Low Flow Showerhead_TRC | 0 | 0 | 0 | 0 | 0 | 0 | 0 | 0 | 0 | 0 | 0 | 0 | 0 | 0 | 0 | 0 | 0 | 0 | 0 | 0
Manufactured Home | Existing | Low Flow Showerhead | 0.02072 | 0.044602 |  | 230.0428 | 9 |  | 7 | Per Unit | 35.0683 | FAIL | FAIL | Manufactured Home_Existing_Low Flow Showerhead_RIM | 0 | 0 | 0 | 0 | 0 | 0 | 0 | 0 | 0 | 0 | 0 | 0 | 0 | 0 | 0 | 0 | 0 | 0 | 0 | 0 | Manufactured Home_Existing_Low Flow Showerhead_TRC | 0 | 0 | 0 | 0 | 0 | 0 | 0 | 0 | 0 | 0 | 0 | 0 | 0 | 0 | 0 | 0 | 0 | 0 | 0 | 0
Single Family | New | Low Flow Showerhead | 0.026571 | 0.057197 |  | 295.0025 | 9 |  | 7 | Per Unit | 44.9709 | FAIL | FAIL | Single Family_New_Low Flow Showerhead_RIM | 0 | 0 | 0 | 0 | 0 | 0 | 0 | 0 | 0 | 0 | 0 | 0 | 0 | 0 | 0 | 0 | 0 | 0 | 0 | 0 | Single Family_New_Low Flow Showerhead_TRC | 0 | 0 | 0 | 0 | 0 | 0 | 0 | 0 | 0 | 0 | 0 | 0 | 0 | 0 | 0 | 0 | 0 | 0 | 0 | 0
Multi-Family | New | Low Flow Showerhead | 0.020887 | 0.044961 |  | 231.8914 | 9 |  | 7 | Per Unit | 35.3501 | FAIL | FAIL | Multi-Family_New_Low Flow Showerhead_RIM | 0 | 0 | 0 | 0 | 0 | 0 | 0 | 0 | 0 | 0 | 0 | 0 | 0 | 0 | 0 | 0 | 0 | 0 | 0 | 0 | Multi-Family_New_Low Flow Showerhead_TRC | 0 | 0 | 0 | 0 | 0 | 0 | 0 | 0 | 0 | 0 | 0 | 0 | 0 | 0 | 0 | 0 | 0 | 0 | 0 | 0
Manufactured Home | New | Low Flow Showerhead | 0.02072 | 0.044602 |  | 230.0428 | 9 |  | 7 | Per Unit | 35.0683 | FAIL | FAIL | Manufactured Home_New_Low Flow Showerhead_RIM | 0 | 0 | 0 | 0 | 0 | 0 | 0 | 0 | 0 | 0 | 0 | 0 | 0 | 0 | 0 | 0 | 0 | 0 | 0 | 0 | Manufactured Home_New_Low Flow Showerhead_TRC | 0 | 0 | 0 | 0 | 0 | 0 | 0 | 0 | 0 | 0 | 0 | 0 | 0 | 0 | 0 | 0 | 0 | 0 | 0 | 0
Single Family | Existing | Thermostatic Shower Restriction Valve | 0.0083443 | 0.017962 |  | 92.6413 | 10 |  | 29.95 | Per Unit | 14.1225 | FAIL | 10.9762 | Single Family_Existing_Thermostatic Shower Restriction Valve_RIM | 0 | 0 | 0 | 0 | 0 | 0 | 0 | 0 | 0 | 0 | 0 | 0 | 0 | 0 | 0 | 0 | 0 | 0 | 0 | 0 | Single Family_Existing_Thermostatic Shower Restriction Valve_TRC | 16.9339 | 16.9247 | 16.9673 | 16.9886 | 17.0251 | 17.0822 | 17.1486 | 17.2267 | 17.3266 | 17.42 | 1568.7757 | 1567.9275 | 1571.8753 | 1573.8416 | 1577.2281 | 1582.5178 | 1588.6707 | 1595.901 | 1605.1559 | 1613.8156 |  | 36.65%
Multi-Family | Existing | Thermostatic Shower Restriction Valve | 0.0065592 | 0.014119 |  | 72.8222 | 10 |  | 29.95 | Per Unit | 11.1012 | FAIL | 15.0354 | Multi-Family_Existing_Thermostatic Shower Restriction Valve_RIM | 0 | 0 | 0 | 0 | 0 | 0 | 0 | 0 | 0 | 0 | 0 | 0 | 0 | 0 | 0 | 0 | 0 | 0 | 0 | 0 | Multi-Family_Existing_Thermostatic Shower Restriction Valve_TRC | 69.3083 | 69.2848 | 69.4593 | 69.5462 | 69.6958 | 69.9296 | 70.2014 | 70.5209 | 70.9299 | 71.3126 | 5047.1832 | 5045.4713 | 5058.175 | 5064.5024 | 5075.3999 | 5092.4216 | 5112.2212 | 5135.4877 | 5165.2694 | 5193.1358 |  | 50.2%
Manufactured Home | Existing | Thermostatic Shower Restriction Valve | 0.0065069 | 0.014007 |  | 72.2416 | 10 |  | 29.95 | Per Unit | 11.0127 | FAIL | 15.1543 | Manufactured Home_Existing_Thermostatic Shower Restriction Valve_RIM | 0 | 0 | 0 | 0 | 0 | 0 | 0 | 0 | 0 | 0 | 0 | 0 | 0 | 0 | 0 | 0 | 0 | 0 | 0 | 0 | Manufactured Home_Existing_Thermostatic Shower Restriction Valve_TRC | 17.087 | 17.0838 | 17.1268 | 17.1482 | 17.1851 | 17.2427 | 17.3098 | 17.3886 | 17.4894 | 17.5838 | 1234.3916 | 1234.1591 | 1237.2665 | 1238.8142 | 1241.4798 | 1245.6435 | 1250.4866 | 1256.1777 | 1263.4626 | 1270.2789 |  | 50.6%
Single Family | New | Thermostatic Shower Restriction Valve | 0.0083443 | 0.017962 |  | 92.6413 | 10 |  | 29.95 | Per Unit | 14.1225 | FAIL | 10.9762 | Single Family_New_Thermostatic Shower Restriction Valve_RIM | 0 | 0 | 0 | 0 | 0 | 0 | 0 | 0 | 0 | 0 | 0 | 0 | 0 | 0 | 0 | 0 | 0 | 0 | 0 | 0 | Single Family_New_Thermostatic Shower Restriction Valve_TRC | 21.2049 | 22.3069 | 24.5418 | 27.6094 | 28.8565 | 26.8929 | 24.8773 | 24.2711 | 23.7815 | 23.1929 | 1964.4449 | 2066.5353 | 2273.585 | 2557.7656 | 2673.3 | 2491.3949 | 2304.6655 | 2248.5024 | 2203.1475 | 2148.6154 |  | 36.65%
Multi-Family | New | Thermostatic Shower Restriction Valve | 0.0065592 | 0.014119 |  | 72.8222 | 10 |  | 29.95 | Per Unit | 11.1012 | FAIL | 15.0354 | Multi-Family_New_Thermostatic Shower Restriction Valve_RIM | 0 | 0 | 0 | 0 | 0 | 0 | 0 | 0 | 0 | 0 | 0 | 0 | 0 | 0 | 0 | 0 | 0 | 0 | 0 | 0 | Multi-Family_New_Thermostatic Shower Restriction Valve_TRC | 6.6774 | 7.0244 | 7.7282 | 8.6942 | 9.0869 | 8.4686 | 7.8339 | 7.643 | 7.4888 | 7.3034 | 486.2642 | 511.5348 | 562.7864 | 633.1304 | 661.7289 | 616.7014 | 570.4799 | 556.5776 | 545.3508 | 531.8524 |  | 50.2%
Manufactured Home | New | Thermostatic Shower Restriction Valve | 0.0065069 | 0.014007 |  | 72.2416 | 10 |  | 29.95 | Per Unit | 11.0127 | FAIL | 15.1543 | Manufactured Home_New_Thermostatic Shower Restriction Valve_RIM | 0 | 0 | 0 | 0 | 0 | 0 | 0 | 0 | 0 | 0 | 0 | 0 | 0 | 0 | 0 | 0 | 0 | 0 | 0 | 0 | Manufactured Home_New_Thermostatic Shower Restriction Valve_TRC | 1.6465 | 1.732 | 1.9056 | 2.1438 | 2.2406 | 2.0881 | 1.9316 | 1.8845 | 1.8465 | 1.8008 | 118.9438 | 125.1252 | 137.6617 | 154.8683 | 161.8637 | 150.8497 | 139.5435 | 136.143 | 133.3968 | 130.095 |  | 50.6%
Single Family | Existing | Water Heater Blanket | 0.023774 | 0.051176 |  | 263.9459 | 7 |  | 167.92 | Per Unit | 40.2365 | FAIL | 113.8615 | Single Family_Existing_Water Heater Blanket_RIM | 0 | 0 | 0 | 0 | 0 | 0 | 0 | 0 | 0 | 0 | 0 | 0 | 0 | 0 | 0 | 0 | 0 | 0 | 0 | 0 | Single Family_Existing_Water Heater Blanket_TRC | 7.0347 | 10.3935 | 15.3231 | 22.0928 | 31.673 | 44.1207 | 60.3985 | 79.6532 | 99.2051 | 115.4722 | 1856.7828 | 2743.3253 | 4044.4597 | 5831.3073 | 8359.959 | 11645.4706 | 15941.9302 | 21024.1436 | 26184.7777 | 30478.4161 |  | 67.81%
Multi-Family | Existing | Water Heater Blanket | 0.023774 | 0.051176 |  | 263.9459 | 7 |  | 167.92 | Per Unit | 40.2365 | FAIL | 113.8615 | Multi-Family_Existing_Water Heater Blanket_RIM | 0 | 0 | 0 | 0 | 0 | 0 | 0 | 0 | 0 | 0 | 0 | 0 | 0 | 0 | 0 | 0 | 0 | 0 | 0 | 0 | Multi-Family_Existing_Water Heater Blanket_TRC | 1.589 | 2.3482 | 3.4619 | 4.9914 | 7.1559 | 9.9682 | 13.6458 | 17.996 | 22.4134 | 26.0886 | 419.4174 | 619.7981 | 913.7627 | 1317.4643 | 1888.7612 | 2631.0552 | 3601.7521 | 4749.974 | 5915.9134 | 6885.9729 |  | 67.81%
Manufactured Home | Existing | Water Heater Blanket | 0.023774 | 0.051176 |  | 263.9459 | 7 |  | 167.92 | Per Unit | 40.2365 | FAIL | 113.8615 | Manufactured Home_Existing_Water Heater Blanket_RIM | 0 | 0 | 0 | 0 | 0 | 0 | 0 | 0 | 0 | 0 | 0 | 0 | 0 | 0 | 0 | 0 | 0 | 0 | 0 | 0 | Manufactured Home_Existing_Water Heater Blanket_TRC | 0.39109 | 0.57803 | 0.85218 | 1.2287 | 1.7615 | 2.4537 | 3.359 | 4.4298 | 5.5172 | 6.4219 | 103.2269 | 152.5676 | 224.929 | 324.3029 | 464.9315 | 647.6523 | 886.596 | 1169.2387 | 1456.2427 | 1695.0295 |  | 67.81%
Single Family | New | Water Heater Blanket | 0.022742 | 0.048955 |  | 252.4943 | 7 |  | 167.92 | Per Unit | 38.4908 | FAIL | FAIL | Single Family_New_Water Heater Blanket_RIM | 0 | 0 | 0 | 0 | 0 | 0 | 0 | 0 | 0 | 0 | 0 | 0 | 0 | 0 | 0 | 0 | 0 | 0 | 0 | 0 | Single Family_New_Water Heater Blanket_TRC | 0 | 0 | 0 | 0 | 0 | 0 | 0 | 0 | 0 | 0 | 0 | 0 | 0 | 0 | 0 | 0 | 0 | 0 | 0 | 0
Multi-Family | New | Water Heater Blanket | 0.022742 | 0.048955 |  | 252.4943 | 7 |  | 167.92 | Per Unit | 38.4908 | FAIL | FAIL | Multi-Family_New_Water Heater Blanket_RIM | 0 | 0 | 0 | 0 | 0 | 0 | 0 | 0 | 0 | 0 | 0 | 0 | 0 | 0 | 0 | 0 | 0 | 0 | 0 | 0 | Multi-Family_New_Water Heater Blanket_TRC | 0 | 0 | 0 | 0 | 0 | 0 | 0 | 0 | 0 | 0 | 0 | 0 | 0 | 0 | 0 | 0 | 0 | 0 | 0 | 0
Manufactured Home | New | Water Heater Blanket | 0.022742 | 0.048955 |  | 252.4943 | 7 |  | 167.92 | Per Unit | 38.4908 | FAIL | FAIL | Manufactured Home_New_Water Heater Blanket_RIM | 0 | 0 | 0 | 0 | 0 | 0 | 0 | 0 | 0 | 0 | 0 | 0 | 0 | 0 | 0 | 0 | 0 | 0 | 0 | 0 | Manufactured Home_New_Water Heater Blanket_TRC | 0 | 0 | 0 | 0 | 0 | 0 | 0 | 0 | 0 | 0 | 0 | 0 | 0 | 0 | 0 | 0 | 0 | 0 | 0 | 0
Single Family | Existing | Water Heater Thermostat Setback | 0.003295 | 0.0070929 |  | 36.5826 | 4 |  | 1.65 | Per Unit | 5.5767 | FAIL | FAIL | Single Family_Existing_Water Heater Thermostat Setback_RIM | 0 | 0 | 0 | 0 | 0 | 0 | 0 | 0 | 0 | 0 | 0 | 0 | 0 | 0 | 0 | 0 | 0 | 0 | 0 | 0 | Single Family_Existing_Water Heater Thermostat Setback_TRC | 0 | 0 | 0 | 0 | 0 | 0 | 0 | 0 | 0 | 0 | 0 | 0 | 0 | 0 | 0 | 0 | 0 | 0 | 0 | 0
Multi-Family | Existing | Water Heater Thermostat Setback | 0.003295 | 0.0070929 |  | 36.5826 | 4 |  | 1.65 | Per Unit | 5.5767 | FAIL | FAIL | Multi-Family_Existing_Water Heater Thermostat Setback_RIM | 0 | 0 | 0 | 0 | 0 | 0 | 0 | 0 | 0 | 0 | 0 | 0 | 0 | 0 | 0 | 0 | 0 | 0 | 0 | 0 | Multi-Family_Existing_Water Heater Thermostat Setback_TRC | 0 | 0 | 0 | 0 | 0 | 0 | 0 | 0 | 0 | 0 | 0 | 0 | 0 | 0 | 0 | 0 | 0 | 0 | 0 | 0
Manufactured Home | Existing | Water Heater Thermostat Setback | 0.003295 | 0.0070929 |  | 36.5826 | 4 |  | 1.65 | Per Unit | 5.5767 | FAIL | FAIL | Manufactured Home_Existing_Water Heater Thermostat Setback_RIM | 0 | 0 | 0 | 0 | 0 | 0 | 0 | 0 | 0 | 0 | 0 | 0 | 0 | 0 | 0 | 0 | 0 | 0 | 0 | 0 | Manufactured Home_Existing_Water Heater Thermostat Setback_TRC | 0 | 0 | 0 | 0 | 0 | 0 | 0 | 0 | 0 | 0 | 0 | 0 | 0 | 0 | 0 | 0 | 0 | 0 | 0 | 0
Single Family | New | Water Heater Thermostat Setback | 0.003295 | 0.0070929 |  | 36.5826 | 4 |  | 1.65 | Per Unit | 5.5767 | FAIL | FAIL | Single Family_New_Water Heater Thermostat Setback_RIM | 0 | 0 | 0 | 0 | 0 | 0 | 0 | 0 | 0 | 0 | 0 | 0 | 0 | 0 | 0 | 0 | 0 | 0 | 0 | 0 | Single Family_New_Water Heater Thermostat Setback_TRC | 0 | 0 | 0 | 0 | 0 | 0 | 0 | 0 | 0 | 0 | 0 | 0 | 0 | 0 | 0 | 0 | 0 | 0 | 0 | 0
Multi-Family | New | Water Heater Thermostat Setback | 0.003295 | 0.0070929 |  | 36.5826 | 4 |  | 1.65 | Per Unit | 5.5767 | FAIL | FAIL | Multi-Family_New_Water Heater Thermostat Setback_RIM | 0 | 0 | 0 | 0 | 0 | 0 | 0 | 0 | 0 | 0 | 0 | 0 | 0 | 0 | 0 | 0 | 0 | 0 | 0 | 0 | Multi-Family_New_Water Heater Thermostat Setback_TRC | 0 | 0 | 0 | 0 | 0 | 0 | 0 | 0 | 0 | 0 | 0 | 0 | 0 | 0 | 0 | 0 | 0 | 0 | 0 | 0
Manufactured Home | New | Water Heater Thermostat Setback | 0.003295 | 0.0070929 |  | 36.5826 | 4 |  | 1.65 | Per Unit | 5.5767 | FAIL | FAIL | Manufactured Home_New_Water Heater Thermostat Setback_RIM | 0 | 0 | 0 | 0 | 0 | 0 | 0 | 0 | 0 | 0 | 0 | 0 | 0 | 0 | 0 | 0 | 0 | 0 | 0 | 0 | Manufactured Home_New_Water Heater Thermostat Setback_TRC | 0 | 0 | 0 | 0 | 0 | 0 | 0 | 0 | 0 | 0 | 0 | 0 | 0 | 0 | 0 | 0 | 0 | 0 | 0 | 0
Single Family | Existing | Water Heater Timeclock | 0 | 0 |  | 96.55 | 7 |  | 143.33 | Per Unit | 14.7183 | FAIL | FAIL | Single Family_Existing_Water Heater Timeclock_RIM | 0 | 0 | 0 | 0 | 0 | 0 | 0 | 0 | 0 | 0 | 0 | 0 | 0 | 0 | 0 | 0 | 0 | 0 | 0 | 0 | Single Family_Existing_Water Heater Timeclock_TRC | 0 | 0 | 0 | 0 | 0 | 0 | 0 | 0 | 0 | 0 | 0 | 0 | 0 | 0 | 0 | 0 | 0 | 0 | 0 | 0
Multi-Family | Existing | Water Heater Timeclock | 0 | 0 |  | 82.7 | 7 |  | 143.33 | Per Unit | 12.607 | FAIL | FAIL | Multi-Family_Existing_Water Heater Timeclock_RIM | 0 | 0 | 0 | 0 | 0 | 0 | 0 | 0 | 0 | 0 | 0 | 0 | 0 | 0 | 0 | 0 | 0 | 0 | 0 | 0 | Multi-Family_Existing_Water Heater Timeclock_TRC | 0 | 0 | 0 | 0 | 0 | 0 | 0 | 0 | 0 | 0 | 0 | 0 | 0 | 0 | 0 | 0 | 0 | 0 | 0 | 0
Manufactured Home | Existing | Water Heater Timeclock | 0 | 0 |  | 122.45 | 7 |  | 143.33 | Per Unit | 18.6666 | FAIL | FAIL | Manufactured Home_Existing_Water Heater Timeclock_RIM | 0 | 0 | 0 | 0 | 0 | 0 | 0 | 0 | 0 | 0 | 0 | 0 | 0 | 0 | 0 | 0 | 0 | 0 | 0 | 0 | Manufactured Home_Existing_Water Heater Timeclock_TRC | 0 | 0 | 0 | 0 | 0 | 0 | 0 | 0 | 0 | 0 | 0 | 0 | 0 | 0 | 0 | 0 | 0 | 0 | 0 | 0
Single Family | New | Water Heater Timeclock | 0 | 0 |  | 96.55 | 7 |  | 143.33 | Per Unit | 14.7183 | FAIL | FAIL | Single Family_New_Water Heater Timeclock_RIM | 0 | 0 | 0 | 0 | 0 | 0 | 0 | 0 | 0 | 0 | 0 | 0 | 0 | 0 | 0 | 0 | 0 | 0 | 0 | 0 | Single Family_New_Water Heater Timeclock_TRC | 0 | 0 | 0 | 0 | 0 | 0 | 0 | 0 | 0 | 0 | 0 | 0 | 0 | 0 | 0 | 0 | 0 | 0 | 0 | 0
Multi-Family | New | Water Heater Timeclock | 0 | 0 |  | 82.7 | 7 |  | 143.33 | Per Unit | 12.607 | FAIL | FAIL | Multi-Family_New_Water Heater Timeclock_RIM | 0 | 0 | 0 | 0 | 0 | 0 | 0 | 0 | 0 | 0 | 0 | 0 | 0 | 0 | 0 | 0 | 0 | 0 | 0 | 0 | Multi-Family_New_Water Heater Timeclock_TRC | 0 | 0 | 0 | 0 | 0 | 0 | 0 | 0 | 0 | 0 | 0 | 0 | 0 | 0 | 0 | 0 | 0 | 0 | 0 | 0
Manufactured Home | New | Water Heater Timeclock | 0 | 0 |  | 122.45 | 7 |  | 143.33 | Per Unit | 18.6666 | FAIL | FAIL | Manufactured Home_New_Water Heater Timeclock_RIM | 0 | 0 | 0 | 0 | 0 | 0 | 0 | 0 | 0 | 0 | 0 | 0 | 0 | 0 | 0 | 0 | 0 | 0 | 0 | 0 | Manufactured Home_New_Water Heater Timeclock_TRC | 0 | 0 | 0 | 0 | 0 | 0 | 0 | 0 | 0 | 0 | 0 | 0 | 0 | 0 | 0 | 0 | 0 | 0 | 0 | 0
Single Family | Existing | Smart Power Strip | 0.0059262 | 0.0046242 |  | 53.801 | 5 |  | 10 | Per Unit | 6.2109 | FAIL | FAIL | Single Family_Existing_Smart Power Strip_RIM | 0 | 0 | 0 | 0 | 0 | 0 | 0 | 0 | 0 | 0 | 0 | 0 | 0 | 0 | 0 | 0 | 0 | 0 | 0 | 0 | Single Family_Existing_Smart Power Strip_TRC | 0 | 0 | 0 | 0 | 0 | 0 | 0 | 0 | 0 | 0 | 0 | 0 | 0 | 0 | 0 | 0 | 0 | 0 | 0 | 0
Multi-Family | Existing | Smart Power Strip | 0.0059262 | 0.0046242 |  | 53.801 | 5 |  | 10 | Per Unit | 6.2109 | FAIL | FAIL | Multi-Family_Existing_Smart Power Strip_RIM | 0 | 0 | 0 | 0 | 0 | 0 | 0 | 0 | 0 | 0 | 0 | 0 | 0 | 0 | 0 | 0 | 0 | 0 | 0 | 0 | Multi-Family_Existing_Smart Power Strip_TRC | 0 | 0 | 0 | 0 | 0 | 0 | 0 | 0 | 0 | 0 | 0 | 0 | 0 | 0 | 0 | 0 | 0 | 0 | 0 | 0
Manufactured Home | Existing | Smart Power Strip | 0.0059262 | 0.0046242 |  | 53.801 | 5 |  | 10 | Per Unit | 6.2109 | FAIL | FAIL | Manufactured Home_Existing_Smart Power Strip_RIM | 0 | 0 | 0 | 0 | 0 | 0 | 0 | 0 | 0 | 0 | 0 | 0 | 0 | 0 | 0 | 0 | 0 | 0 | 0 | 0 | Manufactured Home_Existing_Smart Power Strip_TRC | 0 | 0 | 0 | 0 | 0 | 0 | 0 | 0 | 0 | 0 | 0 | 0 | 0 | 0 | 0 | 0 | 0 | 0 | 0 | 0
Single Family | New | Smart Power Strip | 0.0059262 | 0.0046242 |  | 53.801 | 5 |  | 10 | Per Unit | 6.2109 | FAIL | FAIL | Single Family_New_Smart Power Strip_RIM | 0 | 0 | 0 | 0 | 0 | 0 | 0 | 0 | 0 | 0 | 0 | 0 | 0 | 0 | 0 | 0 | 0 | 0 | 0 | 0 | Single Family_New_Smart Power Strip_TRC | 0 | 0 | 0 | 0 | 0 | 0 | 0 | 0 | 0 | 0 | 0 | 0 | 0 | 0 | 0 | 0 | 0 | 0 | 0 | 0
Multi-Family | New | Smart Power Strip | 0.0059262 | 0.0046242 |  | 53.801 | 5 |  | 10 | Per Unit | 6.2109 | FAIL | FAIL | Multi-Family_New_Smart Power Strip_RIM | 0 | 0 | 0 | 0 | 0 | 0 | 0 | 0 | 0 | 0 | 0 | 0 | 0 | 0 | 0 | 0 | 0 | 0 | 0 | 0 | Multi-Family_New_Smart Power Strip_TRC | 0 | 0 | 0 | 0 | 0 | 0 | 0 | 0 | 0 | 0 | 0 | 0 | 0 | 0 | 0 | 0 | 0 | 0 | 0 | 0
Manufactured Home | New | Smart Power Strip | 0.0059262 | 0.0046242 |  | 53.801 | 5 |  | 10 | Per Unit | 6.2109 | FAIL | FAIL | Manufactured Home_New_Smart Power Strip_RIM | 0 | 0 | 0 | 0 | 0 | 0 | 0 | 0 | 0 | 0 | 0 | 0 | 0 | 0 | 0 | 0 | 0 | 0 | 0 | 0 | Manufactured Home_New_Smart Power Strip_TRC | 0 | 0 | 0 | 0 | 0 | 0 | 0 | 0 | 0 | 0 | 0 | 0 | 0 | 0 | 0 | 0 | 0 | 0 | 0 | 0
Single Family | Existing | Air Sealing-Infiltration Control | 0.20819 | 0.23002 |  | 595.5471 | 11 |  | 578.496 | Per Home | 117.9424 | FAIL | 456.5226 | Single Family_Existing_Air Sealing-Infiltration Control_RIM | 0 | 0 | 0 | 0 | 0 | 0 | 0 | 0 | 0 | 0 | 0 | 0 | 0 | 0 | 0 | 0 | 0 | 0 | 0 | 0 | Single Family_Existing_Air Sealing-Infiltration Control_TRC | 191.0929 | 270.0048 | 379.432 | 523.9384 | 709.0231 | 932.7614 | 1178.2795 | 1410.7628 | 1574.7034 | 1608.2204 | 113804.8432 | 160800.564 | 225969.6544 | 312029.9913 | 422256.6357 | 555503.3265 | 701720.9223 | 840175.7189 | 937810.0161 | 957770.9875 |  | 78.92%
Multi-Family | Existing | Air Sealing-Infiltration Control | 0.10084 | 0.1994 |  | 387.27 | 11 |  | 343.22 | Per Home | 76.6951 | FAIL | 263.9036 | Multi-Family_Existing_Air Sealing-Infiltration Control_RIM | 0 | 0 | 0 | 0 | 0 | 0 | 0 | 0 | 0 | 0 | 0 | 0 | 0 | 0 | 0 | 0 | 0 | 0 | 0 | 0 | Multi-Family_Existing_Air Sealing-Infiltration Control_TRC | 140.7323 | 199.1735 | 279.8918 | 386.4905 | 523.0342 | 688.115 | 869.2949 | 1040.8867 | 1161.9112 | 1186.6704 | 54501.4144 | 77133.9214 | 108393.7021 | 149676.1581 | 202555.4406 | 266486.3054 | 336651.8249 | 403104.1861 | 449973.3338 | 459561.8267 |  | 76.89%
Manufactured Home | Existing | Air Sealing-Infiltration Control | 0.13851 | 0.31897 |  | 582.57 | 11 |  | 362.084 | Per Home | 115.3724 | FAIL | 242.7684 | Manufactured Home_Existing_Air Sealing-Infiltration Control_RIM | 0 | 0 | 0 | 0 | 0 | 0 | 0 | 0 | 0 | 0 | 0 | 0 | 0 | 0 | 0 | 0 | 0 | 0 | 0 | 0 | Manufactured Home_Existing_Air Sealing-Infiltration Control_TRC | 32.7236 | 46.4269 | 65.2381 | 90.0749 | 121.8783 | 160.3122 | 202.4732 | 242.382 | 270.5169 | 276.2685 | 19063.8056 | 27046.9374 | 38005.7689 | 52474.9364 | 71002.6534 | 93393.1017 | 117954.7831 | 141204.4638 | 157595.0267 | 160945.7169 |  | 67.05%
Single Family | New | Air Sealing-Infiltration Control | 0 | 0 |  | 0 | 11 |  | 578.496 | Per Home | 0 | FAIL | FAIL | Single Family_New_Air Sealing-Infiltration Control_RIM | 0 | 0 | 0 | 0 | 0 | 0 | 0 | 0 | 0 | 0 | 0 | 0 | 0 | 0 | 0 | 0 | 0 | 0 | 0 | 0 | Single Family_New_Air Sealing-Infiltration Control_TRC | 0 | 0 | 0 | 0 | 0 | 0 | 0 | 0 | 0 | 0 | 0 | 0 | 0 | 0 | 0 | 0 | 0 | 0 | 0 | 0
Multi-Family | New | Air Sealing-Infiltration Control | 0 | 0 |  | 0 | 11 |  | 343.22 | Per Home | 0 | FAIL | FAIL | Multi-Family_New_Air Sealing-Infiltration Control_RIM | 0 | 0 | 0 | 0 | 0 | 0 | 0 | 0 | 0 | 0 | 0 | 0 | 0 | 0 | 0 | 0 | 0 | 0 | 0 | 0 | Multi-Family_New_Air Sealing-Infiltration Control_TRC | 0 | 0 | 0 | 0 | 0 | 0 | 0 | 0 | 0 | 0 | 0 | 0 | 0 | 0 | 0 | 0 | 0 | 0 | 0 | 0
Manufactured Home | New | Air Sealing-Infiltration Control | 0 | 0 |  | 0 | 11 |  | 362.084 | Per Home | 0 | FAIL | FAIL | Manufactured Home_New_Air Sealing-Infiltration Control_RIM | 0 | 0 | 0 | 0 | 0 | 0 | 0 | 0 | 0 | 0 | 0 | 0 | 0 | 0 | 0 | 0 | 0 | 0 | 0 | 0 | Manufactured Home_New_Air Sealing-Infiltration Control_TRC | 0 | 0 | 0 | 0 | 0 | 0 | 0 | 0 | 0 | 0 | 0 | 0 | 0 | 0 | 0 | 0 | 0 | 0 | 0 | 0
Single Family | Existing | Ceiling Insulation(R12 to R38) | 0.2849 | 0.39813 |  | 843 | 20 |  | 842.0071 | Per Home | 166.9481 | FAIL | 669.353 | Single Family_Existing_Ceiling Insulation(R12 to R38)_RIM | 0 | 0 | 0 | 0 | 0 | 0 | 0 | 0 | 0 | 0 | 0 | 0 | 0 | 0 | 0 | 0 | 0 | 0 | 0 | 0 | Single Family_Existing_Ceiling Insulation(R12 to R38)_TRC | 117.714 | 166.3401 | 233.7628 | 322.8065 | 436.8666 | 574.7657 | 726.1115 | 869.4438 | 970.5287 | 991.1941 | 99232.8978 | 140224.745 | 197062.0101 | 272125.8831 | 368278.5774 | 484527.5266 | 612112.0248 | 732941.0926 | 818155.6866 | 835576.6569 |  | 79.49%
Multi-Family | Existing | Ceiling Insulation(R12 to R38) | 0.17642 | 0.24653 |  | 522 | 20 |  | 699.3845 | Per Home | 103.3771 | FAIL | FAIL | Multi-Family_Existing_Ceiling Insulation(R12 to R38)_RIM | 0 | 0 | 0 | 0 | 0 | 0 | 0 | 0 | 0 | 0 | 0 | 0 | 0 | 0 | 0 | 0 | 0 | 0 | 0 | 0 | Multi-Family_Existing_Ceiling Insulation(R12 to R38)_TRC | 0 | 0 | 0 | 0 | 0 | 0 | 0 | 0 | 0 | 0 | 0 | 0 | 0 | 0 | 0 | 0 | 0 | 0 | 0 | 0
Manufactured Home | Existing | Ceiling Insulation(R12 to R38) | 0.1748 | 0.24426 |  | 517.2 | 20 |  | 737.8239 | Per Home | 102.4265 | FAIL | FAIL | Manufactured Home_Existing_Ceiling Insulation(R12 to R38)_RIM | 0 | 0 | 0 | 0 | 0 | 0 | 0 | 0 | 0 | 0 | 0 | 0 | 0 | 0 | 0 | 0 | 0 | 0 | 0 | 0 | Manufactured Home_Existing_Ceiling Insulation(R12 to R38)_TRC | 0 | 0 | 0 | 0 | 0 | 0 | 0 | 0 | 0 | 0 | 0 | 0 | 0 | 0 | 0 | 0 | 0 | 0 | 0 | 0
Single Family | New | Ceiling Insulation(R12 to R38) | 0.2849 | 0.39813 |  | 843 | 20 |  | 842.0071 | Per Home | 166.9481 | FAIL | 669.353 | Single Family_New_Ceiling Insulation(R12 to R38)_RIM | 0 | 0 | 0 | 0 | 0 | 0 | 0 | 0 | 0 | 0 | 0 | 0 | 0 | 0 | 0 | 0 | 0 | 0 | 0 | 0 | Single Family_New_Ceiling Insulation(R12 to R38)_TRC | 0 | 0 | 0 | 0 | 0 | 0 | 0 | 0 | 0 | 0 | 0 | 0 | 0 | 0 | 0 | 0 | 0 | 0 | 0 | 0 |  | 79.49%
Multi-Family | New | Ceiling Insulation(R12 to R38) | 0.17642 | 0.24653 |  | 522 | 20 |  | 699.3845 | Per Home | 103.3771 | FAIL | FAIL | Multi-Family_New_Ceiling Insulation(R12 to R38)_RIM | 0 | 0 | 0 | 0 | 0 | 0 | 0 | 0 | 0 | 0 | 0 | 0 | 0 | 0 | 0 | 0 | 0 | 0 | 0 | 0 | Multi-Family_New_Ceiling Insulation(R12 to R38)_TRC | 0 | 0 | 0 | 0 | 0 | 0 | 0 | 0 | 0 | 0 | 0 | 0 | 0 | 0 | 0 | 0 | 0 | 0 | 0 | 0
Manufactured Home | New | Ceiling Insulation(R12 to R38) | 0.1748 | 0.24426 |  | 517.2 | 20 |  | 737.8239 | Per Home | 102.4265 | FAIL | FAIL | Manufactured Home_New_Ceiling Insulation(R12 to R38)_RIM | 0 | 0 | 0 | 0 | 0 | 0 | 0 | 0 | 0 | 0 | 0 | 0 | 0 | 0 | 0 | 0 | 0 | 0 | 0 | 0 | Manufactured Home_New_Ceiling Insulation(R12 to R38)_TRC | 0 | 0 | 0 | 0 | 0 | 0 | 0 | 0 | 0 | 0 | 0 | 0 | 0 | 0 | 0 | 0 | 0 | 0 | 0 | 0
Single Family | Existing | Ceiling Insulation(R19 to R38) | 0.14644 | 0.20845 |  | 426 | 20 |  | 721.5516 | Per Home | 84.3652 | FAIL | FAIL | Single Family_Existing_Ceiling Insulation(R19 to R38)_RIM | 0 | 0 | 0 | 0 | 0 | 0 | 0 | 0 | 0 | 0 | 0 | 0 | 0 | 0 | 0 | 0 | 0 | 0 | 0 | 0 | Single Family_Existing_Ceiling Insulation(R19 to R38)_TRC | 0 | 0 | 0 | 0 | 0 | 0 | 0 | 0 | 0 | 0 | 0 | 0 | 0 | 0 | 0 | 0 | 0 | 0 | 0 | 0
Multi-Family | Existing | Ceiling Insulation(R19 to R38) | 0.091093 | 0.12967 |  | 265 | 20 |  | 599.3323 | Per Home | 52.4807 | FAIL | FAIL | Multi-Family_Existing_Ceiling Insulation(R19 to R38)_RIM | 0 | 0 | 0 | 0 | 0 | 0 | 0 | 0 | 0 | 0 | 0 | 0 | 0 | 0 | 0 | 0 | 0 | 0 | 0 | 0 | Multi-Family_Existing_Ceiling Insulation(R19 to R38)_TRC | 0 | 0 | 0 | 0 | 0 | 0 | 0 | 0 | 0 | 0 | 0 | 0 | 0 | 0 | 0 | 0 | 0 | 0 | 0 | 0
Manufactured Home | Existing | Ceiling Insulation(R19 to R38) | 0.087453 | 0.12449 |  | 254.41 | 20 |  | 632.2727 | Per Home | 50.3835 | FAIL | FAIL | Manufactured Home_Existing_Ceiling Insulation(R19 to R38)_RIM | 0 | 0 | 0 | 0 | 0 | 0 | 0 | 0 | 0 | 0 | 0 | 0 | 0 | 0 | 0 | 0 | 0 | 0 | 0 | 0 | Manufactured Home_Existing_Ceiling Insulation(R19 to R38)_TRC | 0 | 0 | 0 | 0 | 0 | 0 | 0 | 0 | 0 | 0 | 0 | 0 | 0 | 0 | 0 | 0 | 0 | 0 | 0 | 0
Single Family | New | Ceiling Insulation(R19 to R38) | 0.14644 | 0.20845 |  | 426 | 20 |  | 721.5516 | Per Home | 84.3652 | FAIL | FAIL | Single Family_New_Ceiling Insulation(R19 to R38)_RIM | 0 | 0 | 0 | 0 | 0 | 0 | 0 | 0 | 0 | 0 | 0 | 0 | 0 | 0 | 0 | 0 | 0 | 0 | 0 | 0 | Single Family_New_Ceiling Insulation(R19 to R38)_TRC | 0 | 0 | 0 | 0 | 0 | 0 | 0 | 0 | 0 | 0 | 0 | 0 | 0 | 0 | 0 | 0 | 0 | 0 | 0 | 0
Multi-Family | New | Ceiling Insulation(R19 to R38) | 0.091093 | 0.12967 |  | 265 | 20 |  | 599.3323 | Per Home | 52.4807 | FAIL | FAIL | Multi-Family_New_Ceiling Insulation(R19 to R38)_RIM | 0 | 0 | 0 | 0 | 0 | 0 | 0 | 0 | 0 | 0 | 0 | 0 | 0 | 0 | 0 | 0 | 0 | 0 | 0 | 0 | Multi-Family_New_Ceiling Insulation(R19 to R38)_TRC | 0 | 0 | 0 | 0 | 0 | 0 | 0 | 0 | 0 | 0 | 0 | 0 | 0 | 0 | 0 | 0 | 0 | 0 | 0 | 0
Manufactured Home | New | Ceiling Insulation(R19 to R38) | 0.087453 | 0.12449 |  | 254.41 | 20 |  | 632.2727 | Per Home | 50.3835 | FAIL | FAIL | Manufactured Home_New_Ceiling Insulation(R19 to R38)_RIM | 0 | 0 | 0 | 0 | 0 | 0 | 0 | 0 | 0 | 0 | 0 | 0 | 0 | 0 | 0 | 0 | 0 | 0 | 0 | 0 | Manufactured Home_New_Ceiling Insulation(R19 to R38)_TRC | 0 | 0 | 0 | 0 | 0 | 0 | 0 | 0 | 0 | 0 | 0 | 0 | 0 | 0 | 0 | 0 | 0 | 0 | 0 | 0
Single Family | Existing | Ceiling Insulation(R2 to R38) | 0.81093 | 1.4913 |  | 3236 | 20 |  | 1014.0863 | Per Home | 640.8588 | FAIL | 351.3242 | Single Family_Existing_Ceiling Insulation(R2 to R38)_RIM | 0 | 0 | 0 | 0 | 0 | 0 | 0 | 0 | 0 | 0 | 0 | 0 | 0 | 0 | 0 | 0 | 0 | 0 | 0 | 0 | Single Family_Existing_Ceiling Insulation(R2 to R38)_TRC | 78.8894 | 78.7367 | 78.935 | 79.0337 | 79.2038 | 79.4694 | 79.7784 | 80.1415 | 80.6062 | 81.0411 | 255286.2366 | 254792.0147 | 255433.5395 | 255753.0654 | 256303.3815 | 257162.9636 | 258162.8272 | 259337.7651 | 260841.7135 | 262248.9425 |  | 34.64%
Multi-Family | Existing | Ceiling Insulation(R2 to R38) | 0.48841 | 0.89818 |  | 1949 | 20 |  | 842.3162 | Per Home | 385.9808 | FAIL | 443.1434 | Multi-Family_Existing_Ceiling Insulation(R2 to R38)_RIM | 0 | 0 | 0 | 0 | 0 | 0 | 0 | 0 | 0 | 0 | 0 | 0 | 0 | 0 | 0 | 0 | 0 | 0 | 0 | 0 | Multi-Family_Existing_Ceiling Insulation(R2 to R38)_TRC | 35.2095 | 35.2011 | 35.2898 | 35.3339 | 35.4099 | 35.5287 | 35.6668 | 35.8292 | 36.0369 | 36.2314 | 68623.2863 | 68607.003 | 68779.7442 | 68865.7819 | 69013.9637 | 69245.4206 | 69514.6505 | 69831.0221 | 70235.9854 | 70614.9052 |  | 52.61%
Manufactured Home | Existing | Ceiling Insulation(R2 to R38) | 0.5031 | 0.92519 |  | 2007.61 | 20 |  | 888.6115 | Per Home | 397.5879 | FAIL | 477.4348 | Manufactured Home_Existing_Ceiling Insulation(R2 to R38)_RIM | 0 | 0 | 0 | 0 | 0 | 0 | 0 | 0 | 0 | 0 | 0 | 0 | 0 | 0 | 0 | 0 | 0 | 0 | 0 | 0 | Manufactured Home_Existing_Ceiling Insulation(R2 to R38)_TRC | 10.1474 | 14.4104 | 20.2513 | 27.9651 | 37.8459 | 49.7918 | 62.9027 | 75.3194 | 84.0761 | 85.8659 | 20372.0923 | 28930.3961 | 40656.7914 | 56143.0696 | 75979.8278 | 99962.6146 | 126284.1567 | 151211.9826 | 168791.9848 | 172385.2308 |  | 53.73%
Single Family | New | Ceiling Insulation(R2 to R38) | 0.81093 | 1.4913 |  | 3236 | 20 |  | 1014.0863 | Per Home | 640.8588 | FAIL | 351.3242 | Single Family_New_Ceiling Insulation(R2 to R38)_RIM | 0 | 0 | 0 | 0 | 0 | 0 | 0 | 0 | 0 | 0 | 0 | 0 | 0 | 0 | 0 | 0 | 0 | 0 | 0 | 0 | Single Family_New_Ceiling Insulation(R2 to R38)_TRC | 0 | 0 | 0 | 0 | 0 | 0 | 0 | 0 | 0 | 0 | 0 | 0 | 0 | 0 | 0 | 0 | 0 | 0 | 0 | 0 |  | 34.64%
Multi-Family | New | Ceiling Insulation(R2 to R38) | 0.48841 | 0.89818 |  | 1949 | 20 |  | 842.3162 | Per Home | 385.9808 | FAIL | 443.1434 | Multi-Family_New_Ceiling Insulation(R2 to R38)_RIM | 0 | 0 | 0 | 0 | 0 | 0 | 0 | 0 | 0 | 0 | 0 | 0 | 0 | 0 | 0 | 0 | 0 | 0 | 0 | 0 | Multi-Family_New_Ceiling Insulation(R2 to R38)_TRC | 0 | 0 | 0 | 0 | 0 | 0 | 0 | 0 | 0 | 0 | 0 | 0 | 0 | 0 | 0 | 0 | 0 | 0 | 0 | 0 |  | 52.61%
Manufactured Home | New | Ceiling Insulation(R2 to R38) | 0.5031 | 0.92519 |  | 2007.61 | 20 |  | 888.6115 | Per Home | 397.5879 | FAIL | 477.4348 | Manufactured Home_New_Ceiling Insulation(R2 to R38)_RIM | 0 | 0 | 0 | 0 | 0 | 0 | 0 | 0 | 0 | 0 | 0 | 0 | 0 | 0 | 0 | 0 | 0 | 0 | 0 | 0 | Manufactured Home_New_Ceiling Insulation(R2 to R38)_TRC | 0 | 0 | 0 | 0 | 0 | 0 | 0 | 0 | 0 | 0 | 0 | 0 | 0 | 0 | 0 | 0 | 0 | 0 | 0 | 0 |  | 53.73%
Single Family | Existing | Ceiling Insulation(R30 to R38) | 0.042129 | 0.061582 |  | 123 | 20 |  | 532.2645 | Per Home | 24.359 | FAIL | FAIL | Single Family_Existing_Ceiling Insulation(R30 to R38)_RIM | 0 | 0 | 0 | 0 | 0 | 0 | 0 | 0 | 0 | 0 | 0 | 0 | 0 | 0 | 0 | 0 | 0 | 0 | 0 | 0 | Single Family_Existing_Ceiling Insulation(R30 to R38)_TRC | 0 | 0 | 0 | 0 | 0 | 0 | 0 | 0 | 0 | 0 | 0 | 0 | 0 | 0 | 0 | 0 | 0 | 0 | 0 | 0
Multi-Family | Existing | Ceiling Insulation(R30 to R38) | 0.025689 | 0.03755 |  | 75 | 20 |  | 442.1074 | Per Home | 14.853 | FAIL | FAIL | Multi-Family_Existing_Ceiling Insulation(R30 to R38)_RIM | 0 | 0 | 0 | 0 | 0 | 0 | 0 | 0 | 0 | 0 | 0 | 0 | 0 | 0 | 0 | 0 | 0 | 0 | 0 | 0 | Multi-Family_Existing_Ceiling Insulation(R30 to R38)_TRC | 0 | 0 | 0 | 0 | 0 | 0 | 0 | 0 | 0 | 0 | 0 | 0 | 0 | 0 | 0 | 0 | 0 | 0 | 0 | 0
Manufactured Home | Existing | Ceiling Insulation(R30 to R38) | 0.024558 | 0.035898 |  | 71.7 | 20 |  | 466.4064 | Per Home | 14.1995 | FAIL | FAIL | Manufactured Home_Existing_Ceiling Insulation(R30 to R38)_RIM | 0 | 0 | 0 | 0 | 0 | 0 | 0 | 0 | 0 | 0 | 0 | 0 | 0 | 0 | 0 | 0 | 0 | 0 | 0 | 0 | Manufactured Home_Existing_Ceiling Insulation(R30 to R38)_TRC | 0 | 0 | 0 | 0 | 0 | 0 | 0 | 0 | 0 | 0 | 0 | 0 | 0 | 0 | 0 | 0 | 0 | 0 | 0 | 0
Single Family | New | Ceiling Insulation(R30 to R38) | 0.042129 | 0.061582 |  | 123 | 20 |  | 532.2645 | Per Home | 24.359 | FAIL | FAIL | Single Family_New_Ceiling Insulation(R30 to R38)_RIM | 0 | 0 | 0 | 0 | 0 | 0 | 0 | 0 | 0 | 0 | 0 | 0 | 0 | 0 | 0 | 0 | 0 | 0 | 0 | 0 | Single Family_New_Ceiling Insulation(R30 to R38)_TRC | 0 | 0 | 0 | 0 | 0 | 0 | 0 | 0 | 0 | 0 | 0 | 0 | 0 | 0 | 0 | 0 | 0 | 0 | 0 | 0
Multi-Family | New | Ceiling Insulation(R30 to R38) | 0.025689 | 0.03755 |  | 75 | 20 |  | 442.1074 | Per Home | 14.853 | FAIL | FAIL | Multi-Family_New_Ceiling Insulation(R30 to R38)_RIM | 0 | 0 | 0 | 0 | 0 | 0 | 0 | 0 | 0 | 0 | 0 | 0 | 0 | 0 | 0 | 0 | 0 | 0 | 0 | 0 | Multi-Family_New_Ceiling Insulation(R30 to R38)_TRC | 0 | 0 | 0 | 0 | 0 | 0 | 0 | 0 | 0 | 0 | 0 | 0 | 0 | 0 | 0 | 0 | 0 | 0 | 0 | 0
Manufactured Home | New | Ceiling Insulation(R30 to R38) | 0.024558 | 0.035898 |  | 71.7 | 20 |  | 466.4064 | Per Home | 14.1995 | FAIL | FAIL | Manufactured Home_New_Ceiling Insulation(R30 to R38)_RIM | 0 | 0 | 0 | 0 | 0 | 0 | 0 | 0 | 0 | 0 | 0 | 0 | 0 | 0 | 0 | 0 | 0 | 0 | 0 | 0 | Manufactured Home_New_Ceiling Insulation(R30 to R38)_TRC | 0 | 0 | 0 | 0 | 0 | 0 | 0 | 0 | 0 | 0 | 0 | 0 | 0 | 0 | 0 | 0 | 0 | 0 | 0 | 0
Single Family | Existing | Central AC Tune Up | 0.11566 | 0 |  | 187.352 | 2 |  | 175 | Per Visit | 37.1033 | FAIL | FAIL | Single Family_Existing_Central AC Tune Up_RIM | 0 | 0 | 0 | 0 | 0 | 0 | 0 | 0 | 0 | 0 | 0 | 0 | 0 | 0 | 0 | 0 | 0 | 0 | 0 | 0 | Single Family_Existing_Central AC Tune Up_TRC | 0 | 0 | 0 | 0 | 0 | 0 | 0 | 0 | 0 | 0 | 0 | 0 | 0 | 0 | 0 | 0 | 0 | 0 | 0 | 0
Multi-Family | Existing | Central AC Tune Up | 0.056024 | 0 |  | 90.75 | 2 |  | 175 | Per Visit | 17.9722 | FAIL | FAIL | Multi-Family_Existing_Central AC Tune Up_RIM | 0 | 0 | 0 | 0 | 0 | 0 | 0 | 0 | 0 | 0 | 0 | 0 | 0 | 0 | 0 | 0 | 0 | 0 | 0 | 0 | Multi-Family_Existing_Central AC Tune Up_TRC | 0 | 0 | 0 | 0 | 0 | 0 | 0 | 0 | 0 | 0 | 0 | 0 | 0 | 0 | 0 | 0 | 0 | 0 | 0 | 0
Manufactured Home | Existing | Central AC Tune Up | 0.076952 | 0 |  | 124.65 | 2 |  | 175 | Per Visit | 24.6857 | FAIL | FAIL | Manufactured Home_Existing_Central AC Tune Up_RIM | 0 | 0 | 0 | 0 | 0 | 0 | 0 | 0 | 0 | 0 | 0 | 0 | 0 | 0 | 0 | 0 | 0 | 0 | 0 | 0 | Manufactured Home_Existing_Central AC Tune Up_TRC | 0 | 0 | 0 | 0 | 0 | 0 | 0 | 0 | 0 | 0 | 0 | 0 | 0 | 0 | 0 | 0 | 0 | 0 | 0 | 0
Single Family | New | Central AC Tune Up | 0 | 0 |  | 0 | 2 |  | 175 | Per Visit | 0 | FAIL | FAIL | Single Family_New_Central AC Tune Up_RIM | 0 | 0 | 0 | 0 | 0 | 0 | 0 | 0 | 0 | 0 | 0 | 0 | 0 | 0 | 0 | 0 | 0 | 0 | 0 | 0 | Single Family_New_Central AC Tune Up_TRC | 0 | 0 | 0 | 0 | 0 | 0 | 0 | 0 | 0 | 0 | 0 | 0 | 0 | 0 | 0 | 0 | 0 | 0 | 0 | 0
Multi-Family | New | Central AC Tune Up | 0 | 0 |  | 0 | 2 |  | 175 | Per Visit | 0 | FAIL | FAIL | Multi-Family_New_Central AC Tune Up_RIM | 0 | 0 | 0 | 0 | 0 | 0 | 0 | 0 | 0 | 0 | 0 | 0 | 0 | 0 | 0 | 0 | 0 | 0 | 0 | 0 | Multi-Family_New_Central AC Tune Up_TRC | 0 | 0 | 0 | 0 | 0 | 0 | 0 | 0 | 0 | 0 | 0 | 0 | 0 | 0 | 0 | 0 | 0 | 0 | 0 | 0
Manufactured Home | New | Central AC Tune Up | 0 | 0 |  | 0 | 2 |  | 175 | Per Visit | 0 | FAIL | FAIL | Manufactured Home_New_Central AC Tune Up_RIM | 0 | 0 | 0 | 0 | 0 | 0 | 0 | 0 | 0 | 0 | 0 | 0 | 0 | 0 | 0 | 0 | 0 | 0 | 0 | 0 | Manufactured Home_New_Central AC Tune Up_TRC | 0 | 0 | 0 | 0 | 0 | 0 | 0 | 0 | 0 | 0 | 0 | 0 | 0 | 0 | 0 | 0 | 0 | 0 | 0 | 0
Single Family | Existing | Duct Insulation | 0.047311 | 0.052273 |  | 135.3381 | 15 |  | 1515.9757 | Per Home | 26.8024 | FAIL | FAIL | Single Family_Existing_Duct Insulation_RIM | 0 | 0 | 0 | 0 | 0 | 0 | 0 | 0 | 0 | 0 | 0 | 0 | 0 | 0 | 0 | 0 | 0 | 0 | 0 | 0 | Single Family_Existing_Duct Insulation_TRC | 0 | 0 | 0 | 0 | 0 | 0 | 0 | 0 | 0 | 0 | 0 | 0 | 0 | 0 | 0 | 0 | 0 | 0 | 0 | 0
Multi-Family | Existing | Duct Insulation | 0.022916 | 0.045313 |  | 88.0071 | 15 |  | 1259.2375 | Per Home | 17.429 | FAIL | FAIL | Multi-Family_Existing_Duct Insulation_RIM | 0 | 0 | 0 | 0 | 0 | 0 | 0 | 0 | 0 | 0 | 0 | 0 | 0 | 0 | 0 | 0 | 0 | 0 | 0 | 0 | Multi-Family_Existing_Duct Insulation_TRC | 0 | 0 | 0 | 0 | 0 | 0 | 0 | 0 | 0 | 0 | 0 | 0 | 0 | 0 | 0 | 0 | 0 | 0 | 0 | 0
Manufactured Home | Existing | Duct Insulation | 0.031477 | 0.072486 |  | 132.389 | 15 |  | 1328.4475 | Per Home | 26.2184 | FAIL | FAIL | Manufactured Home_Existing_Duct Insulation_RIM | 0 | 0 | 0 | 0 | 0 | 0 | 0 | 0 | 0 | 0 | 0 | 0 | 0 | 0 | 0 | 0 | 0 | 0 | 0 | 0 | Manufactured Home_Existing_Duct Insulation_TRC | 0 | 0 | 0 | 0 | 0 | 0 | 0 | 0 | 0 | 0 | 0 | 0 | 0 | 0 | 0 | 0 | 0 | 0 | 0 | 0
Single Family | New | Duct Insulation | 0 | 0 |  | 0 | 15 |  | 1515.9757 | Per Home | 0 | FAIL | FAIL | Single Family_New_Duct Insulation_RIM | 0 | 0 | 0 | 0 | 0 | 0 | 0 | 0 | 0 | 0 | 0 | 0 | 0 | 0 | 0 | 0 | 0 | 0 | 0 | 0 | Single Family_New_Duct Insulation_TRC | 0 | 0 | 0 | 0 | 0 | 0 | 0 | 0 | 0 | 0 | 0 | 0 | 0 | 0 | 0 | 0 | 0 | 0 | 0 | 0
Multi-Family | New | Duct Insulation | 0 | 0 |  | 0 | 15 |  | 1259.2375 | Per Home | 0 | FAIL | FAIL | Multi-Family_New_Duct Insulation_RIM | 0 | 0 | 0 | 0 | 0 | 0 | 0 | 0 | 0 | 0 | 0 | 0 | 0 | 0 | 0 | 0 | 0 | 0 | 0 | 0 | Multi-Family_New_Duct Insulation_TRC | 0 | 0 | 0 | 0 | 0 | 0 | 0 | 0 | 0 | 0 | 0 | 0 | 0 | 0 | 0 | 0 | 0 | 0 | 0 | 0
Manufactured Home | New | Duct Insulation | 0 | 0 |  | 0 | 15 |  | 1328.4475 | Per Home | 0 | FAIL | FAIL | Manufactured Home_New_Duct Insulation_RIM | 0 | 0 | 0 | 0 | 0 | 0 | 0 | 0 | 0 | 0 | 0 | 0 | 0 | 0 | 0 | 0 | 0 | 0 | 0 | 0 | Manufactured Home_New_Duct Insulation_TRC | 0 | 0 | 0 | 0 | 0 | 0 | 0 | 0 | 0 | 0 | 0 | 0 | 0 | 0 | 0 | 0 | 0 | 0 | 0 | 0
Single Family | Existing | Duct Repair | 0.27758 | 0.3067 |  | 794.0628 | 11 |  | 275 | Per Home | 157.2565 | FAIL | 112.3688 | Single Family_Existing_Duct Repair_RIM | 0 | 0 | 0 | 0 | 0 | 0 | 0 | 0 | 0 | 0 | 0 | 0 | 0 | 0 | 0 | 0 | 0 | 0 | 0 | 0 | Single Family_Existing_Duct Repair_TRC | 378.5442 | 399.0158 | 419.3057 | 436.5528 | 451.0913 | 462.5741 | 470.2847 | 473.9717 | 473.7366 | 468.7776 | 300587.8458 | 316843.6175 | 332955.0908 | 346650.3073 | 358194.8257 | 367312.8613 | 373435.5967 | 376363.3142 | 376176.5833 | 372238.8279 |  | 40.86%
Multi-Family | Existing | Duct Repair | 0.13446 | 0.26586 |  | 516.36 | 11 |  | 275 | Per Home | 102.2602 | FAIL | 169.2448 | Multi-Family_Existing_Duct Repair_RIM | 0 | 0 | 0 | 0 | 0 | 0 | 0 | 0 | 0 | 0 | 0 | 0 | 0 | 0 | 0 | 0 | 0 | 0 | 0 | 0 | Multi-Family_Existing_Duct Repair_TRC | 567.0974 | 598.7565 | 629.2033 | 655.0838 | 676.9001 | 694.131 | 705.7015 | 711.2341 | 710.8812 | 703.4399 | 292826.424 | 309173.9218 | 324895.3915 | 338259.0939 | 349524.1592 | 358421.4786 | 364396.0035 | 367252.8511 | 367070.6402 | 363228.2043 |  | 61.54%
Manufactured Home | Existing | Duct Repair | 0.18468 | 0.4253 |  | 776.76 | 11 |  | 275 | Per Home | 153.8299 | FAIL | 115.9125 | Manufactured Home_Existing_Duct Repair_RIM | 0 | 0 | 0 | 0 | 0 | 0 | 0 | 0 | 0 | 0 | 0 | 0 | 0 | 0 | 0 | 0 | 0 | 0 | 0 | 0 | Manufactured Home_Existing_Duct Repair_TRC | 126.2048 | 126.4781 | 126.7966 | 126.9552 | 127.2284 | 127.6551 | 128.1514 | 128.7346 | 129.4812 | 130.1797 | 98030.8339 | 98243.1458 | 98490.506 | 98613.7094 | 98825.9012 | 99157.3404 | 99542.8695 | 99995.9041 | 100575.7991 | 101118.4009 |  | 42.15%
Single Family | New | Duct Repair | 0 | 0 |  | 0 | 11 |  | 275 | Per Home | 0 | FAIL | FAIL | Single Family_New_Duct Repair_RIM | 0 | 0 | 0 | 0 | 0 | 0 | 0 | 0 | 0 | 0 | 0 | 0 | 0 | 0 | 0 | 0 | 0 | 0 | 0 | 0 | Single Family_New_Duct Repair_TRC | 0 | 0 | 0 | 0 | 0 | 0 | 0 | 0 | 0 | 0 | 0 | 0 | 0 | 0 | 0 | 0 | 0 | 0 | 0 | 0
Multi-Family | New | Duct Repair | 0 | 0 |  | 0 | 11 |  | 275 | Per Home | 0 | FAIL | FAIL | Multi-Family_New_Duct Repair_RIM | 0 | 0 | 0 | 0 | 0 | 0 | 0 | 0 | 0 | 0 | 0 | 0 | 0 | 0 | 0 | 0 | 0 | 0 | 0 | 0 | Multi-Family_New_Duct Repair_TRC | 0 | 0 | 0 | 0 | 0 | 0 | 0 | 0 | 0 | 0 | 0 | 0 | 0 | 0 | 0 | 0 | 0 | 0 | 0 | 0
Manufactured Home | New | Duct Repair | 0 | 0 |  | 0 | 11 |  | 275 | Per Home | 0 | FAIL | FAIL | Manufactured Home_New_Duct Repair_RIM | 0 | 0 | 0 | 0 | 0 | 0 | 0 | 0 | 0 | 0 | 0 | 0 | 0 | 0 | 0 | 0 | 0 | 0 | 0 | 0 | Manufactured Home_New_Duct Repair_TRC | 0 | 0 | 0 | 0 | 0 | 0 | 0 | 0 | 0 | 0 | 0 | 0 | 0 | 0 | 0 | 0 | 0 | 0 | 0 | 0
Single Family | Existing | Energy Star Certified Roof Products | 0.28915 | 0.31948 |  | 827.1487 | 20 |  | 0 | Per Home | 163.8089 | FAIL | FAIL | Single Family_Existing_Energy Star Certified Roof Products_RIM | 0 | 0 | 0 | 0 | 0 | 0 | 0 | 0 | 0 | 0 | 0 | 0 | 0 | 0 | 0 | 0 | 0 | 0 | 0 | 0 | Single Family_Existing_Energy Star Certified Roof Products_TRC | 0 | 0 | 0 | 0 | 0 | 0 | 0 | 0 | 0 | 0 | 0 | 0 | 0 | 0 | 0 | 0 | 0 | 0 | 0 | 0
Multi-Family | Existing | Energy Star Certified Roof Products | 0.14006 | 0.27694 |  | 537.875 | 20 |  | 0 | Per Home | 106.521 | FAIL | FAIL | Multi-Family_Existing_Energy Star Certified Roof Products_RIM | 0 | 0 | 0 | 0 | 0 | 0 | 0 | 0 | 0 | 0 | 0 | 0 | 0 | 0 | 0 | 0 | 0 | 0 | 0 | 0 | Multi-Family_Existing_Energy Star Certified Roof Products_TRC | 0 | 0 | 0 | 0 | 0 | 0 | 0 | 0 | 0 | 0 | 0 | 0 | 0 | 0 | 0 | 0 | 0 | 0 | 0 | 0
Manufactured Home | Existing | Energy Star Certified Roof Products | 0.19238 | 0.44302 |  | 809.125 | 20 |  | 0 | Per Home | 160.2395 | FAIL | FAIL | Manufactured Home_Existing_Energy Star Certified Roof Products_RIM | 0 | 0 | 0 | 0 | 0 | 0 | 0 | 0 | 0 | 0 | 0 | 0 | 0 | 0 | 0 | 0 | 0 | 0 | 0 | 0 | Manufactured Home_Existing_Energy Star Certified Roof Products_TRC | 0 | 0 | 0 | 0 | 0 | 0 | 0 | 0 | 0 | 0 | 0 | 0 | 0 | 0 | 0 | 0 | 0 | 0 | 0 | 0
Single Family | New | Energy Star Certified Roof Products | 0.28915 | 0.31948 |  | 827.1487 | 20 |  | 0 | Per Home | 163.8089 | FAIL | FAIL | Single Family_New_Energy Star Certified Roof Products_RIM | 0 | 0 | 0 | 0 | 0 | 0 | 0 | 0 | 0 | 0 | 0 | 0 | 0 | 0 | 0 | 0 | 0 | 0 | 0 | 0 | Single Family_New_Energy Star Certified Roof Products_TRC | 0 | 0 | 0 | 0 | 0 | 0 | 0 | 0 | 0 | 0 | 0 | 0 | 0 | 0 | 0 | 0 | 0 | 0 | 0 | 0
Multi-Family | New | Energy Star Certified Roof Products | 0.14006 | 0.27694 |  | 537.875 | 20 |  | 0 | Per Home | 106.521 | FAIL | FAIL | Multi-Family_New_Energy Star Certified Roof Products_RIM | 0 | 0 | 0 | 0 | 0 | 0 | 0 | 0 | 0 | 0 | 0 | 0 | 0 | 0 | 0 | 0 | 0 | 0 | 0 | 0 | Multi-Family_New_Energy Star Certified Roof Products_TRC | 0 | 0 | 0 | 0 | 0 | 0 | 0 | 0 | 0 | 0 | 0 | 0 | 0 | 0 | 0 | 0 | 0 | 0 | 0 | 0
Manufactured Home | New | Energy Star Certified Roof Products | 0.19238 | 0.44302 |  | 809.125 | 20 |  | 0 | Per Home | 160.2395 | FAIL | FAIL | Manufactured Home_New_Energy Star Certified Roof Products_RIM | 0 | 0 | 0 | 0 | 0 | 0 | 0 | 0 | 0 | 0 | 0 | 0 | 0 | 0 | 0 | 0 | 0 | 0 | 0 | 0 | Manufactured Home_New_Energy Star Certified Roof Products_TRC | 0 | 0 | 0 | 0 | 0 | 0 | 0 | 0 | 0 | 0 | 0 | 0 | 0 | 0 | 0 | 0 | 0 | 0 | 0 | 0
Single Family | Existing | Energy Star Door | 0.015627 | 0.063313 |  | 108.9604 | 20 |  | 278.02 | Per Unit | 21.5786 | FAIL | FAIL | Single Family_Existing_Energy Star Door_RIM | 0 | 0 | 0 | 0 | 0 | 0 | 0 | 0 | 0 | 0 | 0 | 0 | 0 | 0 | 0 | 0 | 0 | 0 | 0 | 0 | Single Family_Existing_Energy Star Door_TRC | 0 | 0 | 0 | 0 | 0 | 0 | 0 | 0 | 0 | 0 | 0 | 0 | 0 | 0 | 0 | 0 | 0 | 0 | 0 | 0
Multi-Family | Existing | Energy Star Door | 0.015627 | 0.063313 |  | 108.9604 | 20 |  | 278.02 | Per Unit | 21.5786 | FAIL | FAIL | Multi-Family_Existing_Energy Star Door_RIM | 0 | 0 | 0 | 0 | 0 | 0 | 0 | 0 | 0 | 0 | 0 | 0 | 0 | 0 | 0 | 0 | 0 | 0 | 0 | 0 | Multi-Family_Existing_Energy Star Door_TRC | 0 | 0 | 0 | 0 | 0 | 0 | 0 | 0 | 0 | 0 | 0 | 0 | 0 | 0 | 0 | 0 | 0 | 0 | 0 | 0
Manufactured Home | Existing | Energy Star Door | 0.015627 | 0.063313 |  | 108.9604 | 20 |  | 278.02 | Per Unit | 21.5786 | FAIL | FAIL | Manufactured Home_Existing_Energy Star Door_RIM | 0 | 0 | 0 | 0 | 0 | 0 | 0 | 0 | 0 | 0 | 0 | 0 | 0 | 0 | 0 | 0 | 0 | 0 | 0 | 0 | Manufactured Home_Existing_Energy Star Door_TRC | 0 | 0 | 0 | 0 | 0 | 0 | 0 | 0 | 0 | 0 | 0 | 0 | 0 | 0 | 0 | 0 | 0 | 0 | 0 | 0
Single Family | New | Energy Star Door | 0.01109 | 0.044932 |  | 77.3267 | 20 |  | 278.02 | Per Unit | 15.3138 | FAIL | FAIL | Single Family_New_Energy Star Door_RIM | 0 | 0 | 0 | 0 | 0 | 0 | 0 | 0 | 0 | 0 | 0 | 0 | 0 | 0 | 0 | 0 | 0 | 0 | 0 | 0 | Single Family_New_Energy Star Door_TRC | 0 | 0 | 0 | 0 | 0 | 0 | 0 | 0 | 0 | 0 | 0 | 0 | 0 | 0 | 0 | 0 | 0 | 0 | 0 | 0
Multi-Family | New | Energy Star Door | 0.01109 | 0.044932 |  | 77.3267 | 20 |  | 278.02 | Per Unit | 15.3138 | FAIL | FAIL | Multi-Family_New_Energy Star Door_RIM | 0 | 0 | 0 | 0 | 0 | 0 | 0 | 0 | 0 | 0 | 0 | 0 | 0 | 0 | 0 | 0 | 0 | 0 | 0 | 0 | Multi-Family_New_Energy Star Door_TRC | 0 | 0 | 0 | 0 | 0 | 0 | 0 | 0 | 0 | 0 | 0 | 0 | 0 | 0 | 0 | 0 | 0 | 0 | 0 | 0
Manufactured Home | New | Energy Star Door | 0.01109 | 0.044932 |  | 77.3267 | 20 |  | 278.02 | Per Unit | 15.3138 | FAIL | FAIL | Manufactured Home_New_Energy Star Door_RIM | 0 | 0 | 0 | 0 | 0 | 0 | 0 | 0 | 0 | 0 | 0 | 0 | 0 | 0 | 0 | 0 | 0 | 0 | 0 | 0 | Manufactured Home_New_Energy Star Door_TRC | 0 | 0 | 0 | 0 | 0 | 0 | 0 | 0 | 0 | 0 | 0 | 0 | 0 | 0 | 0 | 0 | 0 | 0 | 0 | 0
Single Family | Existing | Energy Star Windows | 0.04998 | 0.12762 |  | 396.8827 | 20 |  | 360 | Per 100 SF | 78.5988 | FAIL | FAIL | Single Family_Existing_Energy Star Windows_RIM | 0 | 0 | 0 | 0 | 0 | 0 | 0 | 0 | 0 | 0 | 0 | 0 | 0 | 0 | 0 | 0 | 0 | 0 | 0 | 0 | Single Family_Existing_Energy Star Windows_TRC | 0 | 0 | 0 | 0 | 0 | 0 | 0 | 0 | 0 | 0 | 0 | 0 | 0 | 0 | 0 | 0 | 0 | 0 | 0 | 0
Multi-Family | Existing | Energy Star Windows | 0.04998 | 0.12762 |  | 396.8827 | 20 |  | 360 | Per 100 SF | 78.5988 | FAIL | FAIL | Multi-Family_Existing_Energy Star Windows_RIM | 0 | 0 | 0 | 0 | 0 | 0 | 0 | 0 | 0 | 0 | 0 | 0 | 0 | 0 | 0 | 0 | 0 | 0 | 0 | 0 | Multi-Family_Existing_Energy Star Windows_TRC | 0 | 0 | 0 | 0 | 0 | 0 | 0 | 0 | 0 | 0 | 0 | 0 | 0 | 0 | 0 | 0 | 0 | 0 | 0 | 0
Manufactured Home | Existing | Energy Star Windows | 0.04998 | 0.12762 |  | 396.8827 | 20 |  | 360 | Per 100 SF | 78.5988 | FAIL | FAIL | Manufactured Home_Existing_Energy Star Windows_RIM | 0 | 0 | 0 | 0 | 0 | 0 | 0 | 0 | 0 | 0 | 0 | 0 | 0 | 0 | 0 | 0 | 0 | 0 | 0 | 0 | Manufactured Home_Existing_Energy Star Windows_TRC | 0 | 0 | 0 | 0 | 0 | 0 | 0 | 0 | 0 | 0 | 0 | 0 | 0 | 0 | 0 | 0 | 0 | 0 | 0 | 0
Single Family | New | Energy Star Windows | 0 | 0.02749 |  | 135.7757 | 20 |  | 360 | Per 100 SF | 26.8891 | FAIL | FAIL | Single Family_New_Energy Star Windows_RIM | 0 | 0 | 0 | 0 | 0 | 0 | 0 | 0 | 0 | 0 | 0 | 0 | 0 | 0 | 0 | 0 | 0 | 0 | 0 | 0 | Single Family_New_Energy Star Windows_TRC | 0 | 0 | 0 | 0 | 0 | 0 | 0 | 0 | 0 | 0 | 0 | 0 | 0 | 0 | 0 | 0 | 0 | 0 | 0 | 0
Multi-Family | New | Energy Star Windows | 0 | 0.02749 |  | 135.7757 | 20 |  | 360 | Per 100 SF | 26.8891 | FAIL | FAIL | Multi-Family_New_Energy Star Windows_RIM | 0 | 0 | 0 | 0 | 0 | 0 | 0 | 0 | 0 | 0 | 0 | 0 | 0 | 0 | 0 | 0 | 0 | 0 | 0 | 0 | Multi-Family_New_Energy Star Windows_TRC | 0 | 0 | 0 | 0 | 0 | 0 | 0 | 0 | 0 | 0 | 0 | 0 | 0 | 0 | 0 | 0 | 0 | 0 | 0 | 0
Manufactured Home | New | Energy Star Windows | 0 | 0.02749 |  | 135.7757 | 20 |  | 360 | Per 100 SF | 26.8891 | FAIL | FAIL | Manufactured Home_New_Energy Star Windows_RIM | 0 | 0 | 0 | 0 | 0 | 0 | 0 | 0 | 0 | 0 | 0 | 0 | 0 | 0 | 0 | 0 | 0 | 0 | 0 | 0 | Manufactured Home_New_Energy Star Windows_TRC | 0 | 0 | 0 | 0 | 0 | 0 | 0 | 0 | 0 | 0 | 0 | 0 | 0 | 0 | 0 | 0 | 0 | 0 | 0 | 0
Single Family | Existing | Floor Insulation | 0 | 0.04491 |  | 73 | 20 |  | 2201.3816 | Per Home | 14.457 | FAIL | FAIL | Single Family_Existing_Floor Insulation_RIM | 0 | 0 | 0 | 0 | 0 | 0 | 0 | 0 | 0 | 0 | 0 | 0 | 0 | 0 | 0 | 0 | 0 | 0 | 0 | 0 | Single Family_Existing_Floor Insulation_TRC | 0 | 0 | 0 | 0 | 0 | 0 | 0 | 0 | 0 | 0 | 0 | 0 | 0 | 0 | 0 | 0 | 0 | 0 | 0 | 0
Multi-Family | Existing | Floor Insulation | 0 | 0.018456 |  | 30 | 20 |  | 1828.5027 | Per Home | 5.9412 | FAIL | FAIL | Multi-Family_Existing_Floor Insulation_RIM | 0 | 0 | 0 | 0 | 0 | 0 | 0 | 0 | 0 | 0 | 0 | 0 | 0 | 0 | 0 | 0 | 0 | 0 | 0 | 0 | Multi-Family_Existing_Floor Insulation_TRC | 0 | 0 | 0 | 0 | 0 | 0 | 0 | 0 | 0 | 0 | 0 | 0 | 0 | 0 | 0 | 0 | 0 | 0 | 0 | 0
Manufactured Home | Existing | Floor Insulation | 0 | 0.036297 |  | 59 | 20 |  | 1929.0005 | Per Home | 11.6844 | FAIL | FAIL | Manufactured Home_Existing_Floor Insulation_RIM | 0 | 0 | 0 | 0 | 0 | 0 | 0 | 0 | 0 | 0 | 0 | 0 | 0 | 0 | 0 | 0 | 0 | 0 | 0 | 0 | Manufactured Home_Existing_Floor Insulation_TRC | 0 | 0 | 0 | 0 | 0 | 0 | 0 | 0 | 0 | 0 | 0 | 0 | 0 | 0 | 0 | 0 | 0 | 0 | 0 | 0
Single Family | New | Floor Insulation | 0 | 0 |  | 0 | 20 |  | 2201.3816 | Per Home | 0 | FAIL | FAIL | Single Family_New_Floor Insulation_RIM | 0 | 0 | 0 | 0 | 0 | 0 | 0 | 0 | 0 | 0 | 0 | 0 | 0 | 0 | 0 | 0 | 0 | 0 | 0 | 0 | Single Family_New_Floor Insulation_TRC | 0 | 0 | 0 | 0 | 0 | 0 | 0 | 0 | 0 | 0 | 0 | 0 | 0 | 0 | 0 | 0 | 0 | 0 | 0 | 0
Multi-Family | New | Floor Insulation | 0 | 0 |  | 0 | 20 |  | 1828.5027 | Per Home | 0 | FAIL | FAIL | Multi-Family_New_Floor Insulation_RIM | 0 | 0 | 0 | 0 | 0 | 0 | 0 | 0 | 0 | 0 | 0 | 0 | 0 | 0 | 0 | 0 | 0 | 0 | 0 | 0 | Multi-Family_New_Floor Insulation_TRC | 0 | 0 | 0 | 0 | 0 | 0 | 0 | 0 | 0 | 0 | 0 | 0 | 0 | 0 | 0 | 0 | 0 | 0 | 0 | 0
Manufactured Home | New | Floor Insulation | 0 | 0 |  | 0 | 20 |  | 1929.0005 | Per Home | 0 | FAIL | FAIL | Manufactured Home_New_Floor Insulation_RIM | 0 | 0 | 0 | 0 | 0 | 0 | 0 | 0 | 0 | 0 | 0 | 0 | 0 | 0 | 0 | 0 | 0 | 0 | 0 | 0 | Manufactured Home_New_Floor Insulation_TRC | 0 | 0 | 0 | 0 | 0 | 0 | 0 | 0 | 0 | 0 | 0 | 0 | 0 | 0 | 0 | 0 | 0 | 0 | 0 | 0
Single Family | Existing | Green Roof | 0.33897 | 0.37453 |  | 969.6678 | 20 |  | 26072.6495 | Per Home | 192.0334 | FAIL | FAIL | Single Family_Existing_Green Roof_RIM | 0 | 0 | 0 | 0 | 0 | 0 | 0 | 0 | 0 | 0 | 0 | 0 | 0 | 0 | 0 | 0 | 0 | 0 | 0 | 0 | Single Family_Existing_Green Roof_TRC | 0 | 0 | 0 | 0 | 0 | 0 | 0 | 0 | 0 | 0 | 0 | 0 | 0 | 0 | 0 | 0 | 0 | 0 | 0 | 0
Multi-Family | Existing | Green Roof | 0.16419 | 0.32466 |  | 630.5517 | 20 |  | 21656.3583 | Per Home | 124.8747 | FAIL | FAIL | Multi-Family_Existing_Green Roof_RIM | 0 | 0 | 0 | 0 | 0 | 0 | 0 | 0 | 0 | 0 | 0 | 0 | 0 | 0 | 0 | 0 | 0 | 0 | 0 | 0 | Multi-Family_Existing_Green Roof_TRC | 0 | 0 | 0 | 0 | 0 | 0 | 0 | 0 | 0 | 0 | 0 | 0 | 0 | 0 | 0 | 0 | 0 | 0 | 0 | 0
Manufactured Home | Existing | Green Roof | 0.22553 | 0.51935 |  | 948.5385 | 20 |  | 22846.6314 | Per Home | 187.849 | FAIL | FAIL | Manufactured Home_Existing_Green Roof_RIM | 0 | 0 | 0 | 0 | 0 | 0 | 0 | 0 | 0 | 0 | 0 | 0 | 0 | 0 | 0 | 0 | 0 | 0 | 0 | 0 | Manufactured Home_Existing_Green Roof_TRC | 0 | 0 | 0 | 0 | 0 | 0 | 0 | 0 | 0 | 0 | 0 | 0 | 0 | 0 | 0 | 0 | 0 | 0 | 0 | 0
Single Family | New | Green Roof | 0.33897 | 0.37453 |  | 969.6678 | 20 |  | 26072.6495 | Per Home | 192.0334 | FAIL | FAIL | Single Family_New_Green Roof_RIM | 0 | 0 | 0 | 0 | 0 | 0 | 0 | 0 | 0 | 0 | 0 | 0 | 0 | 0 | 0 | 0 | 0 | 0 | 0 | 0 | Single Family_New_Green Roof_TRC | 0 | 0 | 0 | 0 | 0 | 0 | 0 | 0 | 0 | 0 | 0 | 0 | 0 | 0 | 0 | 0 | 0 | 0 | 0 | 0
Multi-Family | New | Green Roof | 0.16419 | 0.32466 |  | 630.5517 | 20 |  | 21656.3583 | Per Home | 124.8747 | FAIL | FAIL | Multi-Family_New_Green Roof_RIM | 0 | 0 | 0 | 0 | 0 | 0 | 0 | 0 | 0 | 0 | 0 | 0 | 0 | 0 | 0 | 0 | 0 | 0 | 0 | 0 | Multi-Family_New_Green Roof_TRC | 0 | 0 | 0 | 0 | 0 | 0 | 0 | 0 | 0 | 0 | 0 | 0 | 0 | 0 | 0 | 0 | 0 | 0 | 0 | 0
Manufactured Home | New | Green Roof | 0.22553 | 0.51935 |  | 948.5385 | 20 |  | 22846.6314 | Per Home | 187.849 | FAIL | FAIL | Manufactured Home_New_Green Roof_RIM | 0 | 0 | 0 | 0 | 0 | 0 | 0 | 0 | 0 | 0 | 0 | 0 | 0 | 0 | 0 | 0 | 0 | 0 | 0 | 0 | Manufactured Home_New_Green Roof_TRC | 0 | 0 | 0 | 0 | 0 | 0 | 0 | 0 | 0 | 0 | 0 | 0 | 0 | 0 | 0 | 0 | 0 | 0 | 0 | 0
Single Family | Existing | Heat Pump Tune Up | 0.11566 | 0.12779 |  | 330.8595 | 2 |  | 175 | Per Visit | 65.5236 | FAIL | 107.237 | Single Family_Existing_Heat Pump Tune Up_RIM | 0 | 0 | 0 | 0 | 0 | 0 | 0 | 0 | 0 | 0 | 0 | 0 | 0 | 0 | 0 | 0 | 0 | 0 | 0 | 0 | Single Family_Existing_Heat Pump Tune Up_TRC | 308.6829 | 315.0097 | 269.2514 | 185.0922 | 103.4499 | 49.4067 | 21.467 | 8.9032 | 3.6208 | 1.4592 | 102130.6797 | 104223.9453 | 89084.3915 | 61239.5117 | 34227.3663 | 16346.6841 | 7102.552 | 2945.7003 | 1197.9844 | 482.8035 |  | 61.28%
Multi-Family | Existing | Heat Pump Tune Up | 0.056024 | 0.11078 |  | 215.15 | 2 |  | 175 | Per Visit | 42.6084 | FAIL | 130.9353 | Multi-Family_Existing_Heat Pump Tune Up_RIM | 0 | 0 | 0 | 0 | 0 | 0 | 0 | 0 | 0 | 0 | 0 | 0 | 0 | 0 | 0 | 0 | 0 | 0 | 0 | 0 | Multi-Family_Existing_Heat Pump Tune Up_TRC | 64.6444 | 65.9663 | 56.3817 | 38.7572 | 21.6611 | 10.3449 | 4.4948 | 1.8641 | 0.75813 | 0.30554 | 13908.2394 | 14192.6476 | 12130.5188 | 8338.6118 | 4660.3954 | 2225.7154 | 967.0499 | 401.0713 | 163.1124 | 65.7375 |  | 74.82%
Manufactured Home | Existing | Heat Pump Tune Up | 0.076952 | 0.17721 |  | 323.65 | 2 |  | 175 | Per Visit | 64.0958 | FAIL | 108.7136 | Manufactured Home_Existing_Heat Pump Tune Up_RIM | 0 | 0 | 0 | 0 | 0 | 0 | 0 | 0 | 0 | 0 | 0 | 0 | 0 | 0 | 0 | 0 | 0 | 0 | 0 | 0 | Manufactured Home_Existing_Heat Pump Tune Up_TRC | 18.9176 | 19.3041 | 16.4984 | 11.3401 | 6.337 | 3.0259 | 1.3144 | 0.54502 | 0.22162 | 0.089314 | 6122.6735 | 6247.7591 | 5339.7063 | 3670.21 | 2050.9665 | 979.319 | 425.4113 | 176.396 | 71.7275 | 28.9063 |  | 62.12%
Single Family | New | Heat Pump Tune Up | 0 | 0 |  | 0 | 2 |  | 175 | Per Visit | 0 | FAIL | FAIL | Single Family_New_Heat Pump Tune Up_RIM | 0 | 0 | 0 | 0 | 0 | 0 | 0 | 0 | 0 | 0 | 0 | 0 | 0 | 0 | 0 | 0 | 0 | 0 | 0 | 0 | Single Family_New_Heat Pump Tune Up_TRC | 0 | 0 | 0 | 0 | 0 | 0 | 0 | 0 | 0 | 0 | 0 | 0 | 0 | 0 | 0 | 0 | 0 | 0 | 0 | 0
Multi-Family | New | Heat Pump Tune Up | 0 | 0 |  | 0 | 2 |  | 175 | Per Visit | 0 | FAIL | FAIL | Multi-Family_New_Heat Pump Tune Up_RIM | 0 | 0 | 0 | 0 | 0 | 0 | 0 | 0 | 0 | 0 | 0 | 0 | 0 | 0 | 0 | 0 | 0 | 0 | 0 | 0 | Multi-Family_New_Heat Pump Tune Up_TRC | 0 | 0 | 0 | 0 | 0 | 0 | 0 | 0 | 0 | 0 | 0 | 0 | 0 | 0 | 0 | 0 | 0 | 0 | 0 | 0
Manufactured Home | New | Heat Pump Tune Up | 0 | 0 |  | 0 | 2 |  | 175 | Per Visit | 0 | FAIL | FAIL | Manufactured Home_New_Heat Pump Tune Up_RIM | 0 | 0 | 0 | 0 | 0 | 0 | 0 | 0 | 0 | 0 | 0 | 0 | 0 | 0 | 0 | 0 | 0 | 0 | 0 | 0 | Manufactured Home_New_Heat Pump Tune Up_TRC | 0 | 0 | 0 | 0 | 0 | 0 | 0 | 0 | 0 | 0 | 0 | 0 | 0 | 0 | 0 | 0 | 0 | 0 | 0 | 0
Single Family | Existing | Home Energy Management System | 0.10672 | 0.057972 |  | 697.3117 | 11 |  | 481.26 | Per Unit | 138.0959 | FAIL | FAIL | Single Family_Existing_Home Energy Management System_RIM | 0 | 0 | 0 | 0 | 0 | 0 | 0 | 0 | 0 | 0 | 0 | 0 | 0 | 0 | 0 | 0 | 0 | 0 | 0 | 0 | Single Family_Existing_Home Energy Management System_TRC | 0 | 0 | 0 | 0 | 0 | 0 | 0 | 0 | 0 | 0 | 0 | 0 | 0 | 0 | 0 | 0 | 0 | 0 | 0 | 0
Multi-Family | Existing | Home Energy Management System | 0.076897 | 0.04177 |  | 502.428 | 11 |  | 481.26 | Per Unit | 99.5011 | FAIL | FAIL | Multi-Family_Existing_Home Energy Management System_RIM | 0 | 0 | 0 | 0 | 0 | 0 | 0 | 0 | 0 | 0 | 0 | 0 | 0 | 0 | 0 | 0 | 0 | 0 | 0 | 0 | Multi-Family_Existing_Home Energy Management System_TRC | 0 | 0 | 0 | 0 | 0 | 0 | 0 | 0 | 0 | 0 | 0 | 0 | 0 | 0 | 0 | 0 | 0 | 0 | 0 | 0
Manufactured Home | Existing | Home Energy Management System | 0.11854 | 0.064389 |  | 774.5016 | 11 |  | 481.26 | Per Unit | 153.3826 | FAIL | FAIL | Manufactured Home_Existing_Home Energy Management System_RIM | 0 | 0 | 0 | 0 | 0 | 0 | 0 | 0 | 0 | 0 | 0 | 0 | 0 | 0 | 0 | 0 | 0 | 0 | 0 | 0 | Manufactured Home_Existing_Home Energy Management System_TRC | 0 | 0 | 0 | 0 | 0 | 0 | 0 | 0 | 0 | 0 | 0 | 0 | 0 | 0 | 0 | 0 | 0 | 0 | 0 | 0
Single Family | New | Home Energy Management System | 0.10627 | 0.067088 |  | 697.3117 | 11 |  | 481.26 | Per Unit | 138.0959 | FAIL | FAIL | Single Family_New_Home Energy Management System_RIM | 0 | 0 | 0 | 0 | 0 | 0 | 0 | 0 | 0 | 0 | 0 | 0 | 0 | 0 | 0 | 0 | 0 | 0 | 0 | 0 | Single Family_New_Home Energy Management System_TRC | 0 | 0 | 0 | 0 | 0 | 0 | 0 | 0 | 0 | 0 | 0 | 0 | 0 | 0 | 0 | 0 | 0 | 0 | 0 | 0
Multi-Family | New | Home Energy Management System | 0.076568 | 0.048338 |  | 502.428 | 11 |  | 481.26 | Per Unit | 99.5011 | FAIL | FAIL | Multi-Family_New_Home Energy Management System_RIM | 0 | 0 | 0 | 0 | 0 | 0 | 0 | 0 | 0 | 0 | 0 | 0 | 0 | 0 | 0 | 0 | 0 | 0 | 0 | 0 | Multi-Family_New_Home Energy Management System_TRC | 0 | 0 | 0 | 0 | 0 | 0 | 0 | 0 | 0 | 0 | 0 | 0 | 0 | 0 | 0 | 0 | 0 | 0 | 0 | 0
Manufactured Home | New | Home Energy Management System | 0.11803 | 0.074515 |  | 774.5016 | 11 |  | 481.26 | Per Unit | 153.3826 | FAIL | FAIL | Manufactured Home_New_Home Energy Management System_RIM | 0 | 0 | 0 | 0 | 0 | 0 | 0 | 0 | 0 | 0 | 0 | 0 | 0 | 0 | 0 | 0 | 0 | 0 | 0 | 0 | Manufactured Home_New_Home Energy Management System_TRC | 0 | 0 | 0 | 0 | 0 | 0 | 0 | 0 | 0 | 0 | 0 | 0 | 0 | 0 | 0 | 0 | 0 | 0 | 0 | 0
Single Family | Existing | HVAC ECM Motor | 0.0082352 | 0.016593 |  | 48.0178 | 15 |  | 287 | Per Unit | 9.5095 | FAIL | FAIL | Single Family_Existing_HVAC ECM Motor_RIM | 0 | 0 | 0 | 0 | 0 | 0 | 0 | 0 | 0 | 0 | 0 | 0 | 0 | 0 | 0 | 0 | 0 | 0 | 0 | 0 | Single Family_Existing_HVAC ECM Motor_TRC | 0 | 0 | 0 | 0 | 0 | 0 | 0 | 0 | 0 | 0 | 0 | 0 | 0 | 0 | 0 | 0 | 0 | 0 | 0 | 0
Multi-Family | Existing | HVAC ECM Motor | 0.0082352 | 0.016593 |  | 48.0178 | 15 |  | 287 | Per Unit | 9.5095 | FAIL | FAIL | Multi-Family_Existing_HVAC ECM Motor_RIM | 0 | 0 | 0 | 0 | 0 | 0 | 0 | 0 | 0 | 0 | 0 | 0 | 0 | 0 | 0 | 0 | 0 | 0 | 0 | 0 | Multi-Family_Existing_HVAC ECM Motor_TRC | 0 | 0 | 0 | 0 | 0 | 0 | 0 | 0 | 0 | 0 | 0 | 0 | 0 | 0 | 0 | 0 | 0 | 0 | 0 | 0
Manufactured Home | Existing | HVAC ECM Motor | 0.0082352 | 0.016593 |  | 48.0178 | 15 |  | 287 | Per Unit | 9.5095 | FAIL | FAIL | Manufactured Home_Existing_HVAC ECM Motor_RIM | 0 | 0 | 0 | 0 | 0 | 0 | 0 | 0 | 0 | 0 | 0 | 0 | 0 | 0 | 0 | 0 | 0 | 0 | 0 | 0 | Manufactured Home_Existing_HVAC ECM Motor_TRC | 0 | 0 | 0 | 0 | 0 | 0 | 0 | 0 | 0 | 0 | 0 | 0 | 0 | 0 | 0 | 0 | 0 | 0 | 0 | 0
Single Family | New | HVAC ECM Motor | 0.0082352 | 0.016593 |  | 48.0178 | 15 |  | 287 | Per Unit | 9.5095 | FAIL | FAIL | Single Family_New_HVAC ECM Motor_RIM | 0 | 0 | 0 | 0 | 0 | 0 | 0 | 0 | 0 | 0 | 0 | 0 | 0 | 0 | 0 | 0 | 0 | 0 | 0 | 0 | Single Family_New_HVAC ECM Motor_TRC | 0 | 0 | 0 | 0 | 0 | 0 | 0 | 0 | 0 | 0 | 0 | 0 | 0 | 0 | 0 | 0 | 0 | 0 | 0 | 0
Multi-Family | New | HVAC ECM Motor | 0.0082352 | 0.016593 |  | 48.0178 | 15 |  | 287 | Per Unit | 9.5095 | FAIL | FAIL | Multi-Family_New_HVAC ECM Motor_RIM | 0 | 0 | 0 | 0 | 0 | 0 | 0 | 0 | 0 | 0 | 0 | 0 | 0 | 0 | 0 | 0 | 0 | 0 | 0 | 0 | Multi-Family_New_HVAC ECM Motor_TRC | 0 | 0 | 0 | 0 | 0 | 0 | 0 | 0 | 0 | 0 | 0 | 0 | 0 | 0 | 0 | 0 | 0 | 0 | 0 | 0
Manufactured Home | New | HVAC ECM Motor | 0.0082352 | 0.016593 |  | 48.0178 | 15 |  | 287 | Per Unit | 9.5095 | FAIL | FAIL | Manufactured Home_New_HVAC ECM Motor_RIM | 0 | 0 | 0 | 0 | 0 | 0 | 0 | 0 | 0 | 0 | 0 | 0 | 0 | 0 | 0 | 0 | 0 | 0 | 0 | 0 | Manufactured Home_New_HVAC ECM Motor_TRC | 0 | 0 | 0 | 0 | 0 | 0 | 0 | 0 | 0 | 0 | 0 | 0 | 0 | 0 | 0 | 0 | 0 | 0 | 0 | 0
Single Family | Existing | Programmable Thermostat | 0 | 0 |  | 113.8157 | 11 |  | 174.99 | Per Unit | 22.5401 | FAIL | FAIL | Single Family_Existing_Programmable Thermostat_RIM | 0 | 0 | 0 | 0 | 0 | 0 | 0 | 0 | 0 | 0 | 0 | 0 | 0 | 0 | 0 | 0 | 0 | 0 | 0 | 0 | Single Family_Existing_Programmable Thermostat_TRC | 0 | 0 | 0 | 0 | 0 | 0 | 0 | 0 | 0 | 0 | 0 | 0 | 0 | 0 | 0 | 0 | 0 | 0 | 0 | 0
Multi-Family | Existing | Programmable Thermostat | 0 | 0 |  | 74.0116 | 11 |  | 174.99 | Per Unit | 14.6573 | FAIL | FAIL | Multi-Family_Existing_Programmable Thermostat_RIM | 0 | 0 | 0 | 0 | 0 | 0 | 0 | 0 | 0 | 0 | 0 | 0 | 0 | 0 | 0 | 0 | 0 | 0 | 0 | 0 | Multi-Family_Existing_Programmable Thermostat_TRC | 0 | 0 | 0 | 0 | 0 | 0 | 0 | 0 | 0 | 0 | 0 | 0 | 0 | 0 | 0 | 0 | 0 | 0 | 0 | 0
Manufactured Home | Existing | Programmable Thermostat | 0 | 0 |  | 111.3356 | 11 |  | 174.99 | Per Unit | 22.0489 | FAIL | FAIL | Manufactured Home_Existing_Programmable Thermostat_RIM | 0 | 0 | 0 | 0 | 0 | 0 | 0 | 0 | 0 | 0 | 0 | 0 | 0 | 0 | 0 | 0 | 0 | 0 | 0 | 0 | Manufactured Home_Existing_Programmable Thermostat_TRC | 0 | 0 | 0 | 0 | 0 | 0 | 0 | 0 | 0 | 0 | 0 | 0 | 0 | 0 | 0 | 0 | 0 | 0 | 0 | 0
Single Family | New | Programmable Thermostat | 0 | 0 |  | 113.8157 | 11 |  | 33 | Per Unit | 22.5401 | FAIL | FAIL | Single Family_New_Programmable Thermostat_RIM | 0 | 0 | 0 | 0 | 0 | 0 | 0 | 0 | 0 | 0 | 0 | 0 | 0 | 0 | 0 | 0 | 0 | 0 | 0 | 0 | Single Family_New_Programmable Thermostat_TRC | 0 | 0 | 0 | 0 | 0 | 0 | 0 | 0 | 0 | 0 | 0 | 0 | 0 | 0 | 0 | 0 | 0 | 0 | 0 | 0
Multi-Family | New | Programmable Thermostat | 0 | 0 |  | 74.0116 | 11 |  | 33 | Per Unit | 14.6573 | FAIL | FAIL | Multi-Family_New_Programmable Thermostat_RIM | 0 | 0 | 0 | 0 | 0 | 0 | 0 | 0 | 0 | 0 | 0 | 0 | 0 | 0 | 0 | 0 | 0 | 0 | 0 | 0 | Multi-Family_New_Programmable Thermostat_TRC | 0 | 0 | 0 | 0 | 0 | 0 | 0 | 0 | 0 | 0 | 0 | 0 | 0 | 0 | 0 | 0 | 0 | 0 | 0 | 0
Manufactured Home | New | Programmable Thermostat | 0 | 0 |  | 111.3356 | 11 |  | 33 | Per Unit | 22.0489 | FAIL | FAIL | Manufactured Home_New_Programmable Thermostat_RIM | 0 | 0 | 0 | 0 | 0 | 0 | 0 | 0 | 0 | 0 | 0 | 0 | 0 | 0 | 0 | 0 | 0 | 0 | 0 | 0 | Manufactured Home_New_Programmable Thermostat_TRC | 0 | 0 | 0 | 0 | 0 | 0 | 0 | 0 | 0 | 0 | 0 | 0 | 0 | 0 | 0 | 0 | 0 | 0 | 0 | 0
Single Family | Existing | Radiant Barrier | 0.22755 | 0.31839 |  | 661.719 | 20 |  | 1413.5714 | Per Home | 131.0471 | FAIL | FAIL | Single Family_Existing_Radiant Barrier_RIM | 0 | 0 | 0 | 0 | 0 | 0 | 0 | 0 | 0 | 0 | 0 | 0 | 0 | 0 | 0 | 0 | 0 | 0 | 0 | 0 | Single Family_Existing_Radiant Barrier_TRC | 0 | 0 | 0 | 0 | 0 | 0 | 0 | 0 | 0 | 0 | 0 | 0 | 0 | 0 | 0 | 0 | 0 | 0 | 0 | 0
Multi-Family | Existing | Radiant Barrier | 0.14797 | 0.20704 |  | 430.3 | 20 |  | 1155 | Per Home | 85.2168 | FAIL | FAIL | Multi-Family_Existing_Radiant Barrier_RIM | 0 | 0 | 0 | 0 | 0 | 0 | 0 | 0 | 0 | 0 | 0 | 0 | 0 | 0 | 0 | 0 | 0 | 0 | 0 | 0 | Multi-Family_Existing_Radiant Barrier_TRC | 0 | 0 | 0 | 0 | 0 | 0 | 0 | 0 | 0 | 0 | 0 | 0 | 0 | 0 | 0 | 0 | 0 | 0 | 0 | 0
Manufactured Home | Existing | Radiant Barrier | 0.22259 | 0.31145 |  | 647.3 | 20 |  | 1191 | Per Home | 128.1916 | FAIL | FAIL | Manufactured Home_Existing_Radiant Barrier_RIM | 0 | 0 | 0 | 0 | 0 | 0 | 0 | 0 | 0 | 0 | 0 | 0 | 0 | 0 | 0 | 0 | 0 | 0 | 0 | 0 | Manufactured Home_Existing_Radiant Barrier_TRC | 0 | 0 | 0 | 0 | 0 | 0 | 0 | 0 | 0 | 0 | 0 | 0 | 0 | 0 | 0 | 0 | 0 | 0 | 0 | 0
Single Family | New | Radiant Barrier | 0.22755 | 0.31839 |  | 661.719 | 20 |  | 1413.5714 | Per Home | 131.0471 | FAIL | FAIL | Single Family_New_Radiant Barrier_RIM | 0 | 0 | 0 | 0 | 0 | 0 | 0 | 0 | 0 | 0 | 0 | 0 | 0 | 0 | 0 | 0 | 0 | 0 | 0 | 0 | Single Family_New_Radiant Barrier_TRC | 0 | 0 | 0 | 0 | 0 | 0 | 0 | 0 | 0 | 0 | 0 | 0 | 0 | 0 | 0 | 0 | 0 | 0 | 0 | 0
Multi-Family | New | Radiant Barrier | 0.14797 | 0.20704 |  | 430.3 | 20 |  | 1155 | Per Home | 85.2168 | FAIL | FAIL | Multi-Family_New_Radiant Barrier_RIM | 0 | 0 | 0 | 0 | 0 | 0 | 0 | 0 | 0 | 0 | 0 | 0 | 0 | 0 | 0 | 0 | 0 | 0 | 0 | 0 | Multi-Family_New_Radiant Barrier_TRC | 0 | 0 | 0 | 0 | 0 | 0 | 0 | 0 | 0 | 0 | 0 | 0 | 0 | 0 | 0 | 0 | 0 | 0 | 0 | 0
Manufactured Home | New | Radiant Barrier | 0.22259 | 0.31145 |  | 647.3 | 20 |  | 1191 | Per Home | 128.1916 | FAIL | FAIL | Manufactured Home_New_Radiant Barrier_RIM | 0 | 0 | 0 | 0 | 0 | 0 | 0 | 0 | 0 | 0 | 0 | 0 | 0 | 0 | 0 | 0 | 0 | 0 | 0 | 0 | Manufactured Home_New_Radiant Barrier_TRC | 0 | 0 | 0 | 0 | 0 | 0 | 0 | 0 | 0 | 0 | 0 | 0 | 0 | 0 | 0 | 0 | 0 | 0 | 0 | 0
Single Family | Existing | Sealed crawlspace | 0.016469 | 0.10118 |  | 162.06 | 11 |  | 5500 | Per Home | 32.0944 | FAIL | FAIL | Single Family_Existing_Sealed crawlspace_RIM | 0 | 0 | 0 | 0 | 0 | 0 | 0 | 0 | 0 | 0 | 0 | 0 | 0 | 0 | 0 | 0 | 0 | 0 | 0 | 0 | Single Family_Existing_Sealed crawlspace_TRC | 0 | 0 | 0 | 0 | 0 | 0 | 0 | 0 | 0 | 0 | 0 | 0 | 0 | 0 | 0 | 0 | 0 | 0 | 0 | 0
Multi-Family | Existing | Sealed crawlspace | 0.0067683 | 0.041583 |  | 66.6 | 11 |  | 4568.3877 | Per Home | 13.1895 | FAIL | FAIL | Multi-Family_Existing_Sealed crawlspace_RIM | 0 | 0 | 0 | 0 | 0 | 0 | 0 | 0 | 0 | 0 | 0 | 0 | 0 | 0 | 0 | 0 | 0 | 0 | 0 | 0 | Multi-Family_Existing_Sealed crawlspace_TRC | 0 | 0 | 0 | 0 | 0 | 0 | 0 | 0 | 0 | 0 | 0 | 0 | 0 | 0 | 0 | 0 | 0 | 0 | 0 | 0
Manufactured Home | Existing | Sealed crawlspace | 0.013311 | 0.081779 |  | 130.98 | 11 |  | 4819.4746 | Per Home | 25.9393 | FAIL | FAIL | Manufactured Home_Existing_Sealed crawlspace_RIM | 0 | 0 | 0 | 0 | 0 | 0 | 0 | 0 | 0 | 0 | 0 | 0 | 0 | 0 | 0 | 0 | 0 | 0 | 0 | 0 | Manufactured Home_Existing_Sealed crawlspace_TRC | 0 | 0 | 0 | 0 | 0 | 0 | 0 | 0 | 0 | 0 | 0 | 0 | 0 | 0 | 0 | 0 | 0 | 0 | 0 | 0
Single Family | New | Sealed crawlspace | 0 | 0 |  | 0 | 11 |  | 5500 | Per Home | 0 | FAIL | FAIL | Single Family_New_Sealed crawlspace_RIM | 0 | 0 | 0 | 0 | 0 | 0 | 0 | 0 | 0 | 0 | 0 | 0 | 0 | 0 | 0 | 0 | 0 | 0 | 0 | 0 | Single Family_New_Sealed crawlspace_TRC | 0 | 0 | 0 | 0 | 0 | 0 | 0 | 0 | 0 | 0 | 0 | 0 | 0 | 0 | 0 | 0 | 0 | 0 | 0 | 0
Multi-Family | New | Sealed crawlspace | 0 | 0 |  | 0 | 11 |  | 4568.3877 | Per Home | 0 | FAIL | FAIL | Multi-Family_New_Sealed crawlspace_RIM | 0 | 0 | 0 | 0 | 0 | 0 | 0 | 0 | 0 | 0 | 0 | 0 | 0 | 0 | 0 | 0 | 0 | 0 | 0 | 0 | Multi-Family_New_Sealed crawlspace_TRC | 0 | 0 | 0 | 0 | 0 | 0 | 0 | 0 | 0 | 0 | 0 | 0 | 0 | 0 | 0 | 0 | 0 | 0 | 0 | 0
Manufactured Home | New | Sealed crawlspace | 0 | 0 |  | 0 | 11 |  | 4819.4746 | Per Home | 0 | FAIL | FAIL | Manufactured Home_New_Sealed crawlspace_RIM | 0 | 0 | 0 | 0 | 0 | 0 | 0 | 0 | 0 | 0 | 0 | 0 | 0 | 0 | 0 | 0 | 0 | 0 | 0 | 0 | Manufactured Home_New_Sealed crawlspace_TRC | 0 | 0 | 0 | 0 | 0 | 0 | 0 | 0 | 0 | 0 | 0 | 0 | 0 | 0 | 0 | 0 | 0 | 0 | 0 | 0
Single Family | Existing | Smart Thermostat | 0 | 0 |  | 264.6876 | 11 |  | 274 | Per Unit | 52.4188 | FAIL | FAIL | Single Family_Existing_Smart Thermostat_RIM | 0 | 0 | 0 | 0 | 0 | 0 | 0 | 0 | 0 | 0 | 0 | 0 | 0 | 0 | 0 | 0 | 0 | 0 | 0 | 0 | Single Family_Existing_Smart Thermostat_TRC | 0 | 0 | 0 | 0 | 0 | 0 | 0 | 0 | 0 | 0 | 0 | 0 | 0 | 0 | 0 | 0 | 0 | 0 | 0 | 0
Multi-Family | Existing | Smart Thermostat | 0 | 0 |  | 172.12 | 11 |  | 274 | Per Unit | 34.0867 | FAIL | FAIL | Multi-Family_Existing_Smart Thermostat_RIM | 0 | 0 | 0 | 0 | 0 | 0 | 0 | 0 | 0 | 0 | 0 | 0 | 0 | 0 | 0 | 0 | 0 | 0 | 0 | 0 | Multi-Family_Existing_Smart Thermostat_TRC | 0 | 0 | 0 | 0 | 0 | 0 | 0 | 0 | 0 | 0 | 0 | 0 | 0 | 0 | 0 | 0 | 0 | 0 | 0 | 0
Manufactured Home | Existing | Smart Thermostat | 0 | 0 |  | 258.92 | 11 |  | 274 | Per Unit | 51.2766 | FAIL | FAIL | Manufactured Home_Existing_Smart Thermostat_RIM | 0 | 0 | 0 | 0 | 0 | 0 | 0 | 0 | 0 | 0 | 0 | 0 | 0 | 0 | 0 | 0 | 0 | 0 | 0 | 0 | Manufactured Home_Existing_Smart Thermostat_TRC | 0 | 0 | 0 | 0 | 0 | 0 | 0 | 0 | 0 | 0 | 0 | 0 | 0 | 0 | 0 | 0 | 0 | 0 | 0 | 0
Single Family | New | Smart Thermostat | 0 | 0 |  | 264.6876 | 11 |  | 132.01 | Per Unit | 52.4188 | FAIL | FAIL | Single Family_New_Smart Thermostat_RIM | 0 | 0 | 0 | 0 | 0 | 0 | 0 | 0 | 0 | 0 | 0 | 0 | 0 | 0 | 0 | 0 | 0 | 0 | 0 | 0 | Single Family_New_Smart Thermostat_TRC | 0 | 0 | 0 | 0 | 0 | 0 | 0 | 0 | 0 | 0 | 0 | 0 | 0 | 0 | 0 | 0 | 0 | 0 | 0 | 0
Multi-Family | New | Smart Thermostat | 0 | 0 |  | 172.12 | 11 |  | 132.01 | Per Unit | 34.0867 | FAIL | FAIL | Multi-Family_New_Smart Thermostat_RIM | 0 | 0 | 0 | 0 | 0 | 0 | 0 | 0 | 0 | 0 | 0 | 0 | 0 | 0 | 0 | 0 | 0 | 0 | 0 | 0 | Multi-Family_New_Smart Thermostat_TRC | 0 | 0 | 0 | 0 | 0 | 0 | 0 | 0 | 0 | 0 | 0 | 0 | 0 | 0 | 0 | 0 | 0 | 0 | 0 | 0
Manufactured Home | New | Smart Thermostat | 0 | 0 |  | 258.92 | 11 |  | 132.01 | Per Unit | 51.2766 | FAIL | FAIL | Manufactured Home_New_Smart Thermostat_RIM | 0 | 0 | 0 | 0 | 0 | 0 | 0 | 0 | 0 | 0 | 0 | 0 | 0 | 0 | 0 | 0 | 0 | 0 | 0 | 0 | Manufactured Home_New_Smart Thermostat_TRC | 0 | 0 | 0 | 0 | 0 | 0 | 0 | 0 | 0 | 0 | 0 | 0 | 0 | 0 | 0 | 0 | 0 | 0 | 0 | 0
Single Family | Existing | Spray Foam Insulation(Base R12) | 0.31324 | 0.57605 |  | 1250 | 20 |  | 5204.5714 | Per Home | 247.5505 | FAIL | FAIL | Single Family_Existing_Spray Foam Insulation(Base R12)_RIM | 0 | 0 | 0 | 0 | 0 | 0 | 0 | 0 | 0 | 0 | 0 | 0 | 0 | 0 | 0 | 0 | 0 | 0 | 0 | 0 | Single Family_Existing_Spray Foam Insulation(Base R12)_TRC | 0 | 0 | 0 | 0 | 0 | 0 | 0 | 0 | 0 | 0 | 0 | 0 | 0 | 0 | 0 | 0 | 0 | 0 | 0 | 0
Multi-Family | Existing | Spray Foam Insulation(Base R12) | 0.209 | 0.38434 |  | 834 | 20 |  | 4323 | Per Home | 165.1657 | FAIL | FAIL | Multi-Family_Existing_Spray Foam Insulation(Base R12)_RIM | 0 | 0 | 0 | 0 | 0 | 0 | 0 | 0 | 0 | 0 | 0 | 0 | 0 | 0 | 0 | 0 | 0 | 0 | 0 | 0 | Multi-Family_Existing_Spray Foam Insulation(Base R12)_TRC | 0 | 0 | 0 | 0 | 0 | 0 | 0 | 0 | 0 | 0 | 0 | 0 | 0 | 0 | 0 | 0 | 0 | 0 | 0 | 0
Manufactured Home | Existing | Spray Foam Insulation(Base R12) | 0.2595 | 0.47723 |  | 1035.55 | 20 |  | 4560.6 | Per Home | 205.0808 | FAIL | FAIL | Manufactured Home_Existing_Spray Foam Insulation(Base R12)_RIM | 0 | 0 | 0 | 0 | 0 | 0 | 0 | 0 | 0 | 0 | 0 | 0 | 0 | 0 | 0 | 0 | 0 | 0 | 0 | 0 | Manufactured Home_Existing_Spray Foam Insulation(Base R12)_TRC | 0 | 0 | 0 | 0 | 0 | 0 | 0 | 0 | 0 | 0 | 0 | 0 | 0 | 0 | 0 | 0 | 0 | 0 | 0 | 0
Single Family | New | Spray Foam Insulation(Base R12) | 0.31324 | 0.57605 |  | 1250 | 20 |  | 5204.5714 | Per Home | 247.5505 | FAIL | FAIL | Single Family_New_Spray Foam Insulation(Base R12)_RIM | 0 | 0 | 0 | 0 | 0 | 0 | 0 | 0 | 0 | 0 | 0 | 0 | 0 | 0 | 0 | 0 | 0 | 0 | 0 | 0 | Single Family_New_Spray Foam Insulation(Base R12)_TRC | 0 | 0 | 0 | 0 | 0 | 0 | 0 | 0 | 0 | 0 | 0 | 0 | 0 | 0 | 0 | 0 | 0 | 0 | 0 | 0
Multi-Family | New | Spray Foam Insulation(Base R12) | 0.209 | 0.38434 |  | 834 | 20 |  | 4323 | Per Home | 165.1657 | FAIL | FAIL | Multi-Family_New_Spray Foam Insulation(Base R12)_RIM | 0 | 0 | 0 | 0 | 0 | 0 | 0 | 0 | 0 | 0 | 0 | 0 | 0 | 0 | 0 | 0 | 0 | 0 | 0 | 0 | Multi-Family_New_Spray Foam Insulation(Base R12)_TRC | 0 | 0 | 0 | 0 | 0 | 0 | 0 | 0 | 0 | 0 | 0 | 0 | 0 | 0 | 0 | 0 | 0 | 0 | 0 | 0
Manufactured Home | New | Spray Foam Insulation(Base R12) | 0.2595 | 0.47723 |  | 1035.55 | 20 |  | 4560.6 | Per Home | 205.0808 | FAIL | FAIL | Manufactured Home_New_Spray Foam Insulation(Base R12)_RIM | 0 | 0 | 0 | 0 | 0 | 0 | 0 | 0 | 0 | 0 | 0 | 0 | 0 | 0 | 0 | 0 | 0 | 0 | 0 | 0 | Manufactured Home_New_Spray Foam Insulation(Base R12)_TRC | 0 | 0 | 0 | 0 | 0 | 0 | 0 | 0 | 0 | 0 | 0 | 0 | 0 | 0 | 0 | 0 | 0 | 0 | 0 | 0
Single Family | Existing | Spray Foam Insulation(Base R19) | 0.3025 | 0.4306 |  | 880 | 20 |  | 5204.5714 | Per Home | 174.2756 | FAIL | FAIL | Single Family_Existing_Spray Foam Insulation(Base R19)_RIM | 0 | 0 | 0 | 0 | 0 | 0 | 0 | 0 | 0 | 0 | 0 | 0 | 0 | 0 | 0 | 0 | 0 | 0 | 0 | 0 | Single Family_Existing_Spray Foam Insulation(Base R19)_TRC | 0 | 0 | 0 | 0 | 0 | 0 | 0 | 0 | 0 | 0 | 0 | 0 | 0 | 0 | 0 | 0 | 0 | 0 | 0 | 0
Multi-Family | Existing | Spray Foam Insulation(Base R19) | 0.20728 | 0.29506 |  | 603 | 20 |  | 4323 | Per Home | 119.4184 | FAIL | FAIL | Multi-Family_Existing_Spray Foam Insulation(Base R19)_RIM | 0 | 0 | 0 | 0 | 0 | 0 | 0 | 0 | 0 | 0 | 0 | 0 | 0 | 0 | 0 | 0 | 0 | 0 | 0 | 0 | Multi-Family_Existing_Spray Foam Insulation(Base R19)_TRC | 0 | 0 | 0 | 0 | 0 | 0 | 0 | 0 | 0 | 0 | 0 | 0 | 0 | 0 | 0 | 0 | 0 | 0 | 0 | 0
Manufactured Home | Existing | Spray Foam Insulation(Base R19) | 0.27376 | 0.3897 |  | 796.41 | 20 |  | 4560.6 | Per Home | 157.7214 | FAIL | FAIL | Manufactured Home_Existing_Spray Foam Insulation(Base R19)_RIM | 0 | 0 | 0 | 0 | 0 | 0 | 0 | 0 | 0 | 0 | 0 | 0 | 0 | 0 | 0 | 0 | 0 | 0 | 0 | 0 | Manufactured Home_Existing_Spray Foam Insulation(Base R19)_TRC | 0 | 0 | 0 | 0 | 0 | 0 | 0 | 0 | 0 | 0 | 0 | 0 | 0 | 0 | 0 | 0 | 0 | 0 | 0 | 0
Single Family | New | Spray Foam Insulation(Base R19) | 0.3025 | 0.4306 |  | 880 | 20 |  | 5204.5714 | Per Home | 174.2756 | FAIL | FAIL | Single Family_New_Spray Foam Insulation(Base R19)_RIM | 0 | 0 | 0 | 0 | 0 | 0 | 0 | 0 | 0 | 0 | 0 | 0 | 0 | 0 | 0 | 0 | 0 | 0 | 0 | 0 | Single Family_New_Spray Foam Insulation(Base R19)_TRC | 0 | 0 | 0 | 0 | 0 | 0 | 0 | 0 | 0 | 0 | 0 | 0 | 0 | 0 | 0 | 0 | 0 | 0 | 0 | 0
Multi-Family | New | Spray Foam Insulation(Base R19) | 0.20728 | 0.29506 |  | 603 | 20 |  | 4323 | Per Home | 119.4184 | FAIL | FAIL | Multi-Family_New_Spray Foam Insulation(Base R19)_RIM | 0 | 0 | 0 | 0 | 0 | 0 | 0 | 0 | 0 | 0 | 0 | 0 | 0 | 0 | 0 | 0 | 0 | 0 | 0 | 0 | Multi-Family_New_Spray Foam Insulation(Base R19)_TRC | 0 | 0 | 0 | 0 | 0 | 0 | 0 | 0 | 0 | 0 | 0 | 0 | 0 | 0 | 0 | 0 | 0 | 0 | 0 | 0
Manufactured Home | New | Spray Foam Insulation(Base R19) | 0.27376 | 0.3897 |  | 796.41 | 20 |  | 4560.6 | Per Home | 157.7214 | FAIL | FAIL | Manufactured Home_New_Spray Foam Insulation(Base R19)_RIM | 0 | 0 | 0 | 0 | 0 | 0 | 0 | 0 | 0 | 0 | 0 | 0 | 0 | 0 | 0 | 0 | 0 | 0 | 0 | 0 | Manufactured Home_New_Spray Foam Insulation(Base R19)_TRC | 0 | 0 | 0 | 0 | 0 | 0 | 0 | 0 | 0 | 0 | 0 | 0 | 0 | 0 | 0 | 0 | 0 | 0 | 0 | 0
Single Family | Existing | Spray Foam Insulation(Base R2) | 1.1778 | 1.6459 |  | 3485 | 20 |  | 5204.5714 | Per Home | 690.1709 | FAIL | FAIL | Single Family_Existing_Spray Foam Insulation(Base R2)_RIM | 0 | 0 | 0 | 0 | 0 | 0 | 0 | 0 | 0 | 0 | 0 | 0 | 0 | 0 | 0 | 0 | 0 | 0 | 0 | 0 | Single Family_Existing_Spray Foam Insulation(Base R2)_TRC | 0 | 0 | 0 | 0 | 0 | 0 | 0 | 0 | 0 | 0 | 0 | 0 | 0 | 0 | 0 | 0 | 0 | 0 | 0 | 0
Multi-Family | Existing | Spray Foam Insulation(Base R2) | 0.72865 | 1.0182 |  | 2156 | 20 |  | 4323 | Per Home | 426.9751 | FAIL | FAIL | Multi-Family_Existing_Spray Foam Insulation(Base R2)_RIM | 0 | 0 | 0 | 0 | 0 | 0 | 0 | 0 | 0 | 0 | 0 | 0 | 0 | 0 | 0 | 0 | 0 | 0 | 0 | 0 | Multi-Family_Existing_Spray Foam Insulation(Base R2)_TRC | 0 | 0 | 0 | 0 | 0 | 0 | 0 | 0 | 0 | 0 | 0 | 0 | 0 | 0 | 0 | 0 | 0 | 0 | 0 | 0
Manufactured Home | Existing | Spray Foam Insulation(Base R2) | 0.82602 | 1.1543 |  | 2444.11 | 20 |  | 4560.6 | Per Home | 484.0326 | FAIL | FAIL | Manufactured Home_Existing_Spray Foam Insulation(Base R2)_RIM | 0 | 0 | 0 | 0 | 0 | 0 | 0 | 0 | 0 | 0 | 0 | 0 | 0 | 0 | 0 | 0 | 0 | 0 | 0 | 0 | Manufactured Home_Existing_Spray Foam Insulation(Base R2)_TRC | 0 | 0 | 0 | 0 | 0 | 0 | 0 | 0 | 0 | 0 | 0 | 0 | 0 | 0 | 0 | 0 | 0 | 0 | 0 | 0
Single Family | New | Spray Foam Insulation(Base R2) | 1.1778 | 1.6459 |  | 3485 | 20 |  | 5204.5714 | Per Home | 690.1709 | FAIL | FAIL | Single Family_New_Spray Foam Insulation(Base R2)_RIM | 0 | 0 | 0 | 0 | 0 | 0 | 0 | 0 | 0 | 0 | 0 | 0 | 0 | 0 | 0 | 0 | 0 | 0 | 0 | 0 | Single Family_New_Spray Foam Insulation(Base R2)_TRC | 0 | 0 | 0 | 0 | 0 | 0 | 0 | 0 | 0 | 0 | 0 | 0 | 0 | 0 | 0 | 0 | 0 | 0 | 0 | 0
Multi-Family | New | Spray Foam Insulation(Base R2) | 0.72865 | 1.0182 |  | 2156 | 20 |  | 4323 | Per Home | 426.9751 | FAIL | FAIL | Multi-Family_New_Spray Foam Insulation(Base R2)_RIM | 0 | 0 | 0 | 0 | 0 | 0 | 0 | 0 | 0 | 0 | 0 | 0 | 0 | 0 | 0 | 0 | 0 | 0 | 0 | 0 | Multi-Family_New_Spray Foam Insulation(Base R2)_TRC | 0 | 0 | 0 | 0 | 0 | 0 | 0 | 0 | 0 | 0 | 0 | 0 | 0 | 0 | 0 | 0 | 0 | 0 | 0 | 0
Manufactured Home | New | Spray Foam Insulation(Base R2) | 0.82602 | 1.1543 |  | 2444.11 | 20 |  | 4560.6 | Per Home | 484.0326 | FAIL | FAIL | Manufactured Home_New_Spray Foam Insulation(Base R2)_RIM | 0 | 0 | 0 | 0 | 0 | 0 | 0 | 0 | 0 | 0 | 0 | 0 | 0 | 0 | 0 | 0 | 0 | 0 | 0 | 0 | Manufactured Home_New_Spray Foam Insulation(Base R2)_TRC | 0 | 0 | 0 | 0 | 0 | 0 | 0 | 0 | 0 | 0 | 0 | 0 | 0 | 0 | 0 | 0 | 0 | 0 | 0 | 0
Single Family | Existing | Spray Foam Insulation(Base R30) | 0.21168 | 0.30941 |  | 618 | 20 |  | 5204.5714 | Per Home | 122.389 | FAIL | FAIL | Single Family_Existing_Spray Foam Insulation(Base R30)_RIM | 0 | 0 | 0 | 0 | 0 | 0 | 0 | 0 | 0 | 0 | 0 | 0 | 0 | 0 | 0 | 0 | 0 | 0 | 0 | 0 | Single Family_Existing_Spray Foam Insulation(Base R30)_TRC | 0 | 0 | 0 | 0 | 0 | 0 | 0 | 0 | 0 | 0 | 0 | 0 | 0 | 0 | 0 | 0 | 0 | 0 | 0 | 0
Multi-Family | Existing | Spray Foam Insulation(Base R30) | 0.14694 | 0.21479 |  | 429 | 20 |  | 4323 | Per Home | 84.9593 | FAIL | FAIL | Multi-Family_Existing_Spray Foam Insulation(Base R30)_RIM | 0 | 0 | 0 | 0 | 0 | 0 | 0 | 0 | 0 | 0 | 0 | 0 | 0 | 0 | 0 | 0 | 0 | 0 | 0 | 0 | Multi-Family_Existing_Spray Foam Insulation(Base R30)_TRC | 0 | 0 | 0 | 0 | 0 | 0 | 0 | 0 | 0 | 0 | 0 | 0 | 0 | 0 | 0 | 0 | 0 | 0 | 0 | 0
Manufactured Home | Existing | Spray Foam Insulation(Base R30) | 0.21764 | 0.31813 |  | 635.42 | 20 |  | 4560.6 | Per Home | 125.8388 | FAIL | FAIL | Manufactured Home_Existing_Spray Foam Insulation(Base R30)_RIM | 0 | 0 | 0 | 0 | 0 | 0 | 0 | 0 | 0 | 0 | 0 | 0 | 0 | 0 | 0 | 0 | 0 | 0 | 0 | 0 | Manufactured Home_Existing_Spray Foam Insulation(Base R30)_TRC | 0 | 0 | 0 | 0 | 0 | 0 | 0 | 0 | 0 | 0 | 0 | 0 | 0 | 0 | 0 | 0 | 0 | 0 | 0 | 0
Single Family | New | Spray Foam Insulation(Base R30) | 0.21168 | 0.30941 |  | 618 | 20 |  | 4293.7327 | Per Home | 122.389 | FAIL | FAIL | Single Family_New_Spray Foam Insulation(Base R30)_RIM | 0 | 0 | 0 | 0 | 0 | 0 | 0 | 0 | 0 | 0 | 0 | 0 | 0 | 0 | 0 | 0 | 0 | 0 | 0 | 0 | Single Family_New_Spray Foam Insulation(Base R30)_TRC | 0 | 0 | 0 | 0 | 0 | 0 | 0 | 0 | 0 | 0 | 0 | 0 | 0 | 0 | 0 | 0 | 0 | 0 | 0 | 0
Multi-Family | New | Spray Foam Insulation(Base R30) | 0.14694 | 0.21479 |  | 429 | 20 |  | 3566.4428 | Per Home | 84.9593 | FAIL | FAIL | Multi-Family_New_Spray Foam Insulation(Base R30)_RIM | 0 | 0 | 0 | 0 | 0 | 0 | 0 | 0 | 0 | 0 | 0 | 0 | 0 | 0 | 0 | 0 | 0 | 0 | 0 | 0 | Multi-Family_New_Spray Foam Insulation(Base R30)_TRC | 0 | 0 | 0 | 0 | 0 | 0 | 0 | 0 | 0 | 0 | 0 | 0 | 0 | 0 | 0 | 0 | 0 | 0 | 0 | 0
Manufactured Home | New | Spray Foam Insulation(Base R30) | 0.21764 | 0.31813 |  | 635.42 | 20 |  | 3762.4611 | Per Home | 125.8388 | FAIL | FAIL | Manufactured Home_New_Spray Foam Insulation(Base R30)_RIM | 0 | 0 | 0 | 0 | 0 | 0 | 0 | 0 | 0 | 0 | 0 | 0 | 0 | 0 | 0 | 0 | 0 | 0 | 0 | 0 | Manufactured Home_New_Spray Foam Insulation(Base R30)_TRC | 0 | 0 | 0 | 0 | 0 | 0 | 0 | 0 | 0 | 0 | 0 | 0 | 0 | 0 | 0 | 0 | 0 | 0 | 0 | 0
Single Family | Existing | Storm Door | 0.015737 | 0.054441 |  | 93.7294 | 20 |  | 329.0418 | Per 21 SF | 18.5622 | FAIL | FAIL | Single Family_Existing_Storm Door_RIM | 0 | 0 | 0 | 0 | 0 | 0 | 0 | 0 | 0 | 0 | 0 | 0 | 0 | 0 | 0 | 0 | 0 | 0 | 0 | 0 | Single Family_Existing_Storm Door_TRC | 0 | 0 | 0 | 0 | 0 | 0 | 0 | 0 | 0 | 0 | 0 | 0 | 0 | 0 | 0 | 0 | 0 | 0 | 0 | 0
Multi-Family | Existing | Storm Door | 0.015737 | 0.054441 |  | 93.7294 | 20 |  | 329.0418 | Per 21 SF | 18.5622 | FAIL | FAIL | Multi-Family_Existing_Storm Door_RIM | 0 | 0 | 0 | 0 | 0 | 0 | 0 | 0 | 0 | 0 | 0 | 0 | 0 | 0 | 0 | 0 | 0 | 0 | 0 | 0 | Multi-Family_Existing_Storm Door_TRC | 0 | 0 | 0 | 0 | 0 | 0 | 0 | 0 | 0 | 0 | 0 | 0 | 0 | 0 | 0 | 0 | 0 | 0 | 0 | 0
Manufactured Home | Existing | Storm Door | 0.015737 | 0.054441 |  | 93.7294 | 20 |  | 329.0418 | Per 21 SF | 18.5622 | FAIL | FAIL | Manufactured Home_Existing_Storm Door_RIM | 0 | 0 | 0 | 0 | 0 | 0 | 0 | 0 | 0 | 0 | 0 | 0 | 0 | 0 | 0 | 0 | 0 | 0 | 0 | 0 | Manufactured Home_Existing_Storm Door_TRC | 0 | 0 | 0 | 0 | 0 | 0 | 0 | 0 | 0 | 0 | 0 | 0 | 0 | 0 | 0 | 0 | 0 | 0 | 0 | 0
Single Family | New | Storm Door | 0.010426 | 0.036067 |  | 62.0957 | 20 |  | 329.0418 | Per 21 SF | 12.2975 | FAIL | FAIL | Single Family_New_Storm Door_RIM | 0 | 0 | 0 | 0 | 0 | 0 | 0 | 0 | 0 | 0 | 0 | 0 | 0 | 0 | 0 | 0 | 0 | 0 | 0 | 0 | Single Family_New_Storm Door_TRC | 0 | 0 | 0 | 0 | 0 | 0 | 0 | 0 | 0 | 0 | 0 | 0 | 0 | 0 | 0 | 0 | 0 | 0 | 0 | 0
Multi-Family | New | Storm Door | 0.010426 | 0.036067 |  | 62.0957 | 20 |  | 329.0418 | Per 21 SF | 12.2975 | FAIL | FAIL | Multi-Family_New_Storm Door_RIM | 0 | 0 | 0 | 0 | 0 | 0 | 0 | 0 | 0 | 0 | 0 | 0 | 0 | 0 | 0 | 0 | 0 | 0 | 0 | 0 | Multi-Family_New_Storm Door_TRC | 0 | 0 | 0 | 0 | 0 | 0 | 0 | 0 | 0 | 0 | 0 | 0 | 0 | 0 | 0 | 0 | 0 | 0 | 0 | 0
Manufactured Home | New | Storm Door | 0.010426 | 0.036067 |  | 62.0957 | 20 |  | 329.0418 | Per 21 SF | 12.2975 | FAIL | FAIL | Manufactured Home_New_Storm Door_RIM | 0 | 0 | 0 | 0 | 0 | 0 | 0 | 0 | 0 | 0 | 0 | 0 | 0 | 0 | 0 | 0 | 0 | 0 | 0 | 0 | Manufactured Home_New_Storm Door_TRC | 0 | 0 | 0 | 0 | 0 | 0 | 0 | 0 | 0 | 0 | 0 | 0 | 0 | 0 | 0 | 0 | 0 | 0 | 0 | 0
Single Family | Existing | Wall Insulation | 0.15001 | 0.77472 |  | 1113 | 20 |  | 1886.262 | Per Home | 220.419 | FAIL | FAIL | Single Family_Existing_Wall Insulation_RIM | 0 | 0 | 0 | 0 | 0 | 0 | 0 | 0 | 0 | 0 | 0 | 0 | 0 | 0 | 0 | 0 | 0 | 0 | 0 | 0 | Single Family_Existing_Wall Insulation_TRC | 0 | 0 | 0 | 0 | 0 | 0 | 0 | 0 | 0 | 0 | 0 | 0 | 0 | 0 | 0 | 0 | 0 | 0 | 0 | 0
Multi-Family | Existing | Wall Insulation | 0.034571 | 0.29831 |  | 391 | 20 |  | 1227.9314 | Per Home | 77.4338 | FAIL | FAIL | Multi-Family_Existing_Wall Insulation_RIM | 0 | 0 | 0 | 0 | 0 | 0 | 0 | 0 | 0 | 0 | 0 | 0 | 0 | 0 | 0 | 0 | 0 | 0 | 0 | 0 | Multi-Family_Existing_Wall Insulation_TRC | 0 | 0 | 0 | 0 | 0 | 0 | 0 | 0 | 0 | 0 | 0 | 0 | 0 | 0 | 0 | 0 | 0 | 0 | 0 | 0
Manufactured Home | Existing | Wall Insulation | 0.10063 | 0.61978 |  | 859 | 20 |  | 1261.2248 | Per Home | 170.1167 | FAIL | FAIL | Manufactured Home_Existing_Wall Insulation_RIM | 0 | 0 | 0 | 0 | 0 | 0 | 0 | 0 | 0 | 0 | 0 | 0 | 0 | 0 | 0 | 0 | 0 | 0 | 0 | 0 | Manufactured Home_Existing_Wall Insulation_TRC | 0 | 0 | 0 | 0 | 0 | 0 | 0 | 0 | 0 | 0 | 0 | 0 | 0 | 0 | 0 | 0 | 0 | 0 | 0 | 0
Single Family | New | Wall Insulation | 0 | 0 |  | 0 | 20 |  | 1886.262 | Per Home | 0 | FAIL | FAIL | Single Family_New_Wall Insulation_RIM | 0 | 0 | 0 | 0 | 0 | 0 | 0 | 0 | 0 | 0 | 0 | 0 | 0 | 0 | 0 | 0 | 0 | 0 | 0 | 0 | Single Family_New_Wall Insulation_TRC | 0 | 0 | 0 | 0 | 0 | 0 | 0 | 0 | 0 | 0 | 0 | 0 | 0 | 0 | 0 | 0 | 0 | 0 | 0 | 0
Multi-Family | New | Wall Insulation | 0 | 0 |  | 0 | 20 |  | 1227.9314 | Per Home | 0 | FAIL | FAIL | Multi-Family_New_Wall Insulation_RIM | 0 | 0 | 0 | 0 | 0 | 0 | 0 | 0 | 0 | 0 | 0 | 0 | 0 | 0 | 0 | 0 | 0 | 0 | 0 | 0 | Multi-Family_New_Wall Insulation_TRC | 0 | 0 | 0 | 0 | 0 | 0 | 0 | 0 | 0 | 0 | 0 | 0 | 0 | 0 | 0 | 0 | 0 | 0 | 0 | 0
Manufactured Home | New | Wall Insulation | 0 | 0 |  | 0 | 20 |  | 1261.2248 | Per Home | 0 | FAIL | FAIL | Manufactured Home_New_Wall Insulation_RIM | 0 | 0 | 0 | 0 | 0 | 0 | 0 | 0 | 0 | 0 | 0 | 0 | 0 | 0 | 0 | 0 | 0 | 0 | 0 | 0 | Manufactured Home_New_Wall Insulation_TRC | 0 | 0 | 0 | 0 | 0 | 0 | 0 | 0 | 0 | 0 | 0 | 0 | 0 | 0 | 0 | 0 | 0 | 0 | 0 | 0
Single Family | Existing | Window Sun Protection | 0.13817 | -0.063238 |  | 91.8622 | 10 |  | 1099.584 | Per Home | 18.1924 | FAIL | FAIL | Single Family_Existing_Window Sun Protection_RIM | 0 | 0 | 0 | 0 | 0 | 0 | 0 | 0 | 0 | 0 | 0 | 0 | 0 | 0 | 0 | 0 | 0 | 0 | 0 | 0 | Single Family_Existing_Window Sun Protection_TRC | 0 | 0 | 0 | 0 | 0 | 0 | 0 | 0 | 0 | 0 | 0 | 0 | 0 | 0 | 0 | 0 | 0 | 0 | 0 | 0
Multi-Family | Existing | Window Sun Protection | 0.11514 | -0.052699 |  | 76.5518 | 10 |  | 652.38 | Per Home | 15.1603 | FAIL | FAIL | Multi-Family_Existing_Window Sun Protection_RIM | 0 | 0 | 0 | 0 | 0 | 0 | 0 | 0 | 0 | 0 | 0 | 0 | 0 | 0 | 0 | 0 | 0 | 0 | 0 | 0 | Multi-Family_Existing_Window Sun Protection_TRC | 0 | 0 | 0 | 0 | 0 | 0 | 0 | 0 | 0 | 0 | 0 | 0 | 0 | 0 | 0 | 0 | 0 | 0 | 0 | 0
Manufactured Home | Existing | Window Sun Protection | 0.092115 | -0.042159 |  | 61.2414 | 10 |  | 688.236 | Per Home | 12.1283 | FAIL | FAIL | Manufactured Home_Existing_Window Sun Protection_RIM | 0 | 0 | 0 | 0 | 0 | 0 | 0 | 0 | 0 | 0 | 0 | 0 | 0 | 0 | 0 | 0 | 0 | 0 | 0 | 0 | Manufactured Home_Existing_Window Sun Protection_TRC | 0 | 0 | 0 | 0 | 0 | 0 | 0 | 0 | 0 | 0 | 0 | 0 | 0 | 0 | 0 | 0 | 0 | 0 | 0 | 0
Single Family | New | Window Sun Protection | 0.13817 | -0.063238 |  | 91.8622 | 10 |  | 1099.584 | Per Home | 18.1924 | FAIL | FAIL | Single Family_New_Window Sun Protection_RIM | 0 | 0 | 0 | 0 | 0 | 0 | 0 | 0 | 0 | 0 | 0 | 0 | 0 | 0 | 0 | 0 | 0 | 0 | 0 | 0 | Single Family_New_Window Sun Protection_TRC | 0 | 0 | 0 | 0 | 0 | 0 | 0 | 0 | 0 | 0 | 0 | 0 | 0 | 0 | 0 | 0 | 0 | 0 | 0 | 0
Multi-Family | New | Window Sun Protection | 0.11514 | -0.052699 |  | 76.5518 | 10 |  | 652.38 | Per Home | 15.1603 | FAIL | FAIL | Multi-Family_New_Window Sun Protection_RIM | 0 | 0 | 0 | 0 | 0 | 0 | 0 | 0 | 0 | 0 | 0 | 0 | 0 | 0 | 0 | 0 | 0 | 0 | 0 | 0 | Multi-Family_New_Window Sun Protection_TRC | 0 | 0 | 0 | 0 | 0 | 0 | 0 | 0 | 0 | 0 | 0 | 0 | 0 | 0 | 0 | 0 | 0 | 0 | 0 | 0
Manufactured Home | New | Window Sun Protection | 0.092115 | -0.042159 |  | 61.2414 | 10 |  | 688.236 | Per Home | 12.1283 | FAIL | FAIL | Manufactured Home_New_Window Sun Protection_RIM | 0 | 0 | 0 | 0 | 0 | 0 | 0 | 0 | 0 | 0 | 0 | 0 | 0 | 0 | 0 | 0 | 0 | 0 | 0 | 0 | Manufactured Home_New_Window Sun Protection_TRC | 0 | 0 | 0 | 0 | 0 | 0 | 0 | 0 | 0 | 0 | 0 | 0 | 0 | 0 | 0 | 0 | 0 | 0 | 0 | 0
Single Family | Existing | Exterior Lighting Controls | 0 | 0 |  | 56.94 | 10 |  | 52.3496 | Per Control | 2.9092 | FAIL | FAIL | Single Family_Existing_Exterior Lighting Controls_RIM | 0 | 0 | 0 | 0 | 0 | 0 | 0 | 0 | 0 | 0 | 0 | 0 | 0 | 0 | 0 | 0 | 0 | 0 | 0 | 0 | Single Family_Existing_Exterior Lighting Controls_TRC | 0 | 0 | 0 | 0 | 0 | 0 | 0 | 0 | 0 | 0 | 0 | 0 | 0 | 0 | 0 | 0 | 0 | 0 | 0 | 0
Multi-Family | Existing | Exterior Lighting Controls | 0 | 0 |  | 56.94 | 10 |  | 52.3496 | Per Control | 2.9092 | FAIL | FAIL | Multi-Family_Existing_Exterior Lighting Controls_RIM | 0 | 0 | 0 | 0 | 0 | 0 | 0 | 0 | 0 | 0 | 0 | 0 | 0 | 0 | 0 | 0 | 0 | 0 | 0 | 0 | Multi-Family_Existing_Exterior Lighting Controls_TRC | 0 | 0 | 0 | 0 | 0 | 0 | 0 | 0 | 0 | 0 | 0 | 0 | 0 | 0 | 0 | 0 | 0 | 0 | 0 | 0
Manufactured Home | Existing | Exterior Lighting Controls | 0 | 0 |  | 56.94 | 10 |  | 52.3496 | Per Control | 2.9092 | FAIL | FAIL | Manufactured Home_Existing_Exterior Lighting Controls_RIM | 0 | 0 | 0 | 0 | 0 | 0 | 0 | 0 | 0 | 0 | 0 | 0 | 0 | 0 | 0 | 0 | 0 | 0 | 0 | 0 | Manufactured Home_Existing_Exterior Lighting Controls_TRC | 0 | 0 | 0 | 0 | 0 | 0 | 0 | 0 | 0 | 0 | 0 | 0 | 0 | 0 | 0 | 0 | 0 | 0 | 0 | 0
Single Family | New | Exterior Lighting Controls | 0 | 0 |  | 56.94 | 10 |  | 52.3496 | Per Control | 2.9092 | FAIL | FAIL | Single Family_New_Exterior Lighting Controls_RIM | 0 | 0 | 0 | 0 | 0 | 0 | 0 | 0 | 0 | 0 | 0 | 0 | 0 | 0 | 0 | 0 | 0 | 0 | 0 | 0 | Single Family_New_Exterior Lighting Controls_TRC | 0 | 0 | 0 | 0 | 0 | 0 | 0 | 0 | 0 | 0 | 0 | 0 | 0 | 0 | 0 | 0 | 0 | 0 | 0 | 0
Multi-Family | New | Exterior Lighting Controls | 0 | 0 |  | 56.94 | 10 |  | 52.3496 | Per Control | 2.9092 | FAIL | FAIL | Multi-Family_New_Exterior Lighting Controls_RIM | 0 | 0 | 0 | 0 | 0 | 0 | 0 | 0 | 0 | 0 | 0 | 0 | 0 | 0 | 0 | 0 | 0 | 0 | 0 | 0 | Multi-Family_New_Exterior Lighting Controls_TRC | 0 | 0 | 0 | 0 | 0 | 0 | 0 | 0 | 0 | 0 | 0 | 0 | 0 | 0 | 0 | 0 | 0 | 0 | 0 | 0
Manufactured Home | New | Exterior Lighting Controls | 0 | 0 |  | 56.94 | 10 |  | 52.3496 | Per Control | 2.9092 | FAIL | FAIL | Manufactured Home_New_Exterior Lighting Controls_RIM | 0 | 0 | 0 | 0 | 0 | 0 | 0 | 0 | 0 | 0 | 0 | 0 | 0 | 0 | 0 | 0 | 0 | 0 | 0 | 0 | Manufactured Home_New_Exterior Lighting Controls_TRC | 0 | 0 | 0 | 0 | 0 | 0 | 0 | 0 | 0 | 0 | 0 | 0 | 0 | 0 | 0 | 0 | 0 | 0 | 0 | 0
Single Family | Existing | Interior Lighting Controls | 0.0049193 | 0.0037144 |  | 36.2714 | 8 |  | 63.5396 | Per Control | 1.8532 | FAIL | FAIL | Single Family_Existing_Interior Lighting Controls_RIM | 0 | 0 | 0 | 0 | 0 | 0 | 0 | 0 | 0 | 0 | 0 | 0 | 0 | 0 | 0 | 0 | 0 | 0 | 0 | 0 | Single Family_Existing_Interior Lighting Controls_TRC | 0 | 0 | 0 | 0 | 0 | 0 | 0 | 0 | 0 | 0 | 0 | 0 | 0 | 0 | 0 | 0 | 0 | 0 | 0 | 0
Multi-Family | Existing | Interior Lighting Controls | 0.0049193 | 0.0037144 |  | 36.2714 | 8 |  | 63.5396 | Per Control | 1.8532 | FAIL | FAIL | Multi-Family_Existing_Interior Lighting Controls_RIM | 0 | 0 | 0 | 0 | 0 | 0 | 0 | 0 | 0 | 0 | 0 | 0 | 0 | 0 | 0 | 0 | 0 | 0 | 0 | 0 | Multi-Family_Existing_Interior Lighting Controls_TRC | 0 | 0 | 0 | 0 | 0 | 0 | 0 | 0 | 0 | 0 | 0 | 0 | 0 | 0 | 0 | 0 | 0 | 0 | 0 | 0
Manufactured Home | Existing | Interior Lighting Controls | 0.0049193 | 0.0037144 |  | 36.2714 | 8 |  | 63.5396 | Per Control | 1.8532 | FAIL | FAIL | Manufactured Home_Existing_Interior Lighting Controls_RIM | 0 | 0 | 0 | 0 | 0 | 0 | 0 | 0 | 0 | 0 | 0 | 0 | 0 | 0 | 0 | 0 | 0 | 0 | 0 | 0 | Manufactured Home_Existing_Interior Lighting Controls_TRC | 0 | 0 | 0 | 0 | 0 | 0 | 0 | 0 | 0 | 0 | 0 | 0 | 0 | 0 | 0 | 0 | 0 | 0 | 0 | 0
Single Family | New | Interior Lighting Controls | 0.0049193 | 0.0037144 |  | 36.2714 | 8 |  | 63.5396 | Per Control | 1.8532 | FAIL | FAIL | Single Family_New_Interior Lighting Controls_RIM | 0 | 0 | 0 | 0 | 0 | 0 | 0 | 0 | 0 | 0 | 0 | 0 | 0 | 0 | 0 | 0 | 0 | 0 | 0 | 0 | Single Family_New_Interior Lighting Controls_TRC | 0 | 0 | 0 | 0 | 0 | 0 | 0 | 0 | 0 | 0 | 0 | 0 | 0 | 0 | 0 | 0 | 0 | 0 | 0 | 0
Multi-Family | New | Interior Lighting Controls | 0.0049193 | 0.0037144 |  | 36.2714 | 8 |  | 63.5396 | Per Control | 1.8532 | FAIL | FAIL | Multi-Family_New_Interior Lighting Controls_RIM | 0 | 0 | 0 | 0 | 0 | 0 | 0 | 0 | 0 | 0 | 0 | 0 | 0 | 0 | 0 | 0 | 0 | 0 | 0 | 0 | Multi-Family_New_Interior Lighting Controls_TRC | 0 | 0 | 0 | 0 | 0 | 0 | 0 | 0 | 0 | 0 | 0 | 0 | 0 | 0 | 0 | 0 | 0 | 0 | 0 | 0
Manufactured Home | New | Interior Lighting Controls | 0.0049193 | 0.0037144 |  | 36.2714 | 8 |  | 63.5396 | Per Control | 1.8532 | FAIL | FAIL | Manufactured Home_New_Interior Lighting Controls_RIM | 0 | 0 | 0 | 0 | 0 | 0 | 0 | 0 | 0 | 0 | 0 | 0 | 0 | 0 | 0 | 0 | 0 | 0 | 0 | 0 | Manufactured Home_New_Interior Lighting Controls_TRC | 0 | 0 | 0 | 0 | 0 | 0 | 0 | 0 | 0 | 0 | 0 | 0 | 0 | 0 | 0 | 0 | 0 | 0 | 0 | 0
Single Family | Existing | Solar Attic Fan | 0.077312 | 0 |  | 224.8224 | 15 |  | 575 | Per Unit | 44.5239 | FAIL | FAIL | Single Family_Existing_Solar Attic Fan_RIM | 0 | 0 | 0 | 0 | 0 | 0 | 0 | 0 | 0 | 0 | 0 | 0 | 0 | 0 | 0 | 0 | 0 | 0 | 0 | 0 | Single Family_Existing_Solar Attic Fan_TRC | 0 | 0 | 0 | 0 | 0 | 0 | 0 | 0 | 0 | 0 | 0 | 0 | 0 | 0 | 0 | 0 | 0 | 0 | 0 | 0
Multi-Family | Existing | Solar Attic Fan | 0.037449 | 0 |  | 108.9 | 15 |  | 575 | Per Unit | 21.5666 | FAIL | FAIL | Multi-Family_Existing_Solar Attic Fan_RIM | 0 | 0 | 0 | 0 | 0 | 0 | 0 | 0 | 0 | 0 | 0 | 0 | 0 | 0 | 0 | 0 | 0 | 0 | 0 | 0 | Multi-Family_Existing_Solar Attic Fan_TRC | 0 | 0 | 0 | 0 | 0 | 0 | 0 | 0 | 0 | 0 | 0 | 0 | 0 | 0 | 0 | 0 | 0 | 0 | 0 | 0
Manufactured Home | Existing | Solar Attic Fan | 0.051438 | 0 |  | 149.58 | 15 |  | 575 | Per Unit | 29.6229 | FAIL | FAIL | Manufactured Home_Existing_Solar Attic Fan_RIM | 0 | 0 | 0 | 0 | 0 | 0 | 0 | 0 | 0 | 0 | 0 | 0 | 0 | 0 | 0 | 0 | 0 | 0 | 0 | 0 | Manufactured Home_Existing_Solar Attic Fan_TRC | 0 | 0 | 0 | 0 | 0 | 0 | 0 | 0 | 0 | 0 | 0 | 0 | 0 | 0 | 0 | 0 | 0 | 0 | 0 | 0
Single Family | New | Solar Attic Fan | 0.077312 | 0 |  | 224.8224 | 15 |  | 575 | Per Unit | 44.5239 | FAIL | FAIL | Single Family_New_Solar Attic Fan_RIM | 0 | 0 | 0 | 0 | 0 | 0 | 0 | 0 | 0 | 0 | 0 | 0 | 0 | 0 | 0 | 0 | 0 | 0 | 0 | 0 | Single Family_New_Solar Attic Fan_TRC | 0 | 0 | 0 | 0 | 0 | 0 | 0 | 0 | 0 | 0 | 0 | 0 | 0 | 0 | 0 | 0 | 0 | 0 | 0 | 0
Multi-Family | New | Solar Attic Fan | 0.037449 | 0 |  | 108.9 | 15 |  | 575 | Per Unit | 21.5666 | FAIL | FAIL | Multi-Family_New_Solar Attic Fan_RIM | 0 | 0 | 0 | 0 | 0 | 0 | 0 | 0 | 0 | 0 | 0 | 0 | 0 | 0 | 0 | 0 | 0 | 0 | 0 | 0 | Multi-Family_New_Solar Attic Fan_TRC | 0 | 0 | 0 | 0 | 0 | 0 | 0 | 0 | 0 | 0 | 0 | 0 | 0 | 0 | 0 | 0 | 0 | 0 | 0 | 0
Manufactured Home | New | Solar Attic Fan | 0.051438 | 0 |  | 149.58 | 15 |  | 575 | Per Unit | 29.6229 | FAIL | FAIL | Manufactured Home_New_Solar Attic Fan_RIM | 0 | 0 | 0 | 0 | 0 | 0 | 0 | 0 | 0 | 0 | 0 | 0 | 0 | 0 | 0 | 0 | 0 | 0 | 0 | 0 | Manufactured Home_New_Solar Attic Fan_TRC | 0 | 0 | 0 | 0 | 0 | 0 | 0 | 0 | 0 | 0 | 0 | 0 | 0 | 0 | 0 | 0 | 0 | 0 | 0 | 0

## PerCustomerTemplate-COM
|  | Note: will need separate sheets for Residential, Commercial and Industrial | [14 empty] | Projected Participation-RIM | [9 empty] | Annual Incremental Savings (kWH)-RIM | [10 empty] | Projected Participation-TRC | [9 empty] | Annual Incremental Savings (kWH)-TRC
Segment | Vintage | (1) Measure | (2) Summer Peak Per Cust (kW) | (3) Winter Peak Per Cust (kW) | Blank Column | (4) Annual energy Per Cust (kWh) | (5 ) service Life(Yrs) | Blank Column | (7) Measure incremental cost | Per Unit Cost | Units | # Units | Program Admin Cost | Max Incentive-RIM | Max Incentive-TRC | Segment_Measure_Scenario_Vintage | 2020 | 2021 | 2022 | 2023 | 2024 | 2025 | 2026 | 2027 | 2028 | 2029 | 2020 | 2021 | 2022 | 2023 | 2024 | 2025 | 2026 | 2027 | 2028 | 2029 | Segment_Measure_Scenario_Vintage | 2020 | 2021 | 2022 | 2023 | 2024 | 2025 | 2026 | 2027 | 2028 | 2029 | 2020 | 2021 | 2022 | 2023 | 2024 | 2025 | 2026 | 2027 | 2028 | 2029 | RIM Incentive % | TRC Incentive %
Assembly | Turnover | Efficient Exhaust Hood | 1.7635 | 0.69217 |  | 8066.5 | 15 |  | 1988 | 1988 | unit | 0 | 179.439 | FAIL | 422.3625 | Assembly_Turnover_Efficient Exhaust Hood_RIM | 0 | 0 | 0 | 0 | 0 | 0 | 0 | 0 | 0 | 0 | 0 | 0 | 0 | 0 | 0 | 0 | 0 | 0 | 0 | 0 | Assembly_Turnover_Efficient Exhaust Hood_TRC | 0 | 0 | 0 | 0 | 0 | 0 | 0 | 0 | 0 | 0 | 0 | 0 | 0 | 0 | 0 | 0 | 0 | 0 | 0 | 0 |  | 21.25%
College and University | Turnover | Efficient Exhaust Hood | 1.7635 | 0.69217 |  | 8066.5 | 15 |  | 1988 | 1988 | unit | 0 | 179.439 | FAIL | 422.3625 | College and University_Turnover_Efficient Exhaust Hood_RIM | 0 | 0 | 0 | 0 | 0 | 0 | 0 | 0 | 0 | 0 | 0 | 0 | 0 | 0 | 0 | 0 | 0 | 0 | 0 | 0 | College and University_Turnover_Efficient Exhaust Hood_TRC | 0.003554 | 0.0053431 | 0.0086508 | 0.013866 | 0.021761 | 0.033003 | 0.047428 | 0.06265 | 0.073085 | 0.071507 | 28.6683 | 43.1 | 69.7817 | 111.8486 | 175.5372 | 266.2212 | 382.5753 | 505.3698 | 589.5437 | 576.8148 |  | 21.25%
Grocery | Turnover | Efficient Exhaust Hood | 1.7635 | 0.69217 |  | 8066.5 | 15 |  | 1988 | 1988 | unit | 0 | 179.439 | FAIL | 422.3625 | Grocery_Turnover_Efficient Exhaust Hood_RIM | 0 | 0 | 0 | 0 | 0 | 0 | 0 | 0 | 0 | 0 | 0 | 0 | 0 | 0 | 0 | 0 | 0 | 0 | 0 | 0 | Grocery_Turnover_Efficient Exhaust Hood_TRC | 0 | 0 | 0 | 0 | 0 | 0 | 0 | 0 | 0 | 0 | 0 | 0 | 0 | 0 | 0 | 0 | 0 | 0 | 0 | 0 |  | 21.25%
Healthcare | Turnover | Efficient Exhaust Hood | 1.7635 | 0.69217 |  | 8066.5 | 15 |  | 1988 | 1988 | unit | 0 | 179.439 | FAIL | 422.3625 | Healthcare_Turnover_Efficient Exhaust Hood_RIM | 0 | 0 | 0 | 0 | 0 | 0 | 0 | 0 | 0 | 0 | 0 | 0 | 0 | 0 | 0 | 0 | 0 | 0 | 0 | 0 | Healthcare_Turnover_Efficient Exhaust Hood_TRC | 0.025729 | 0.038756 | 0.062857 | 0.1009 | 0.15856 | 0.24074 | 0.34639 | 0.45812 | 0.53493 | 0.52394 | 207.5431 | 312.6253 | 507.033 | 813.9198 | 1279.0445 | 1941.9286 | 2794.1484 | 3695.4146 | 4315.0158 | 4226.3688 |  | 21.25%
Hospitals | Turnover | Efficient Exhaust Hood | 1.7635 | 0.69217 |  | 8066.5 | 15 |  | 1988 | 1988 | unit | 0 | 179.439 | FAIL | 422.3625 | Hospitals_Turnover_Efficient Exhaust Hood_RIM | 0 | 0 | 0 | 0 | 0 | 0 | 0 | 0 | 0 | 0 | 0 | 0 | 0 | 0 | 0 | 0 | 0 | 0 | 0 | 0 | Hospitals_Turnover_Efficient Exhaust Hood_TRC | 0.085731 | 0.12914 | 0.20944 | 0.33621 | 0.52834 | 0.80216 | 1.1542 | 1.5265 | 1.7824 | 1.7458 | 691.5468 | 1041.6873 | 1689.4662 | 2712.0321 | 4261.8571 | 6470.6287 | 9310.2791 | 12313.355 | 14377.9055 | 14082.5279 |  | 21.25%
Institutional | Turnover | Efficient Exhaust Hood | 1.7635 | 0.69217 |  | 8066.5 | 15 |  | 1988 | 1988 | unit | 0 | 179.439 | FAIL | 422.3625 | Institutional_Turnover_Efficient Exhaust Hood_RIM | 0 | 0 | 0 | 0 | 0 | 0 | 0 | 0 | 0 | 0 | 0 | 0 | 0 | 0 | 0 | 0 | 0 | 0 | 0 | 0 | Institutional_Turnover_Efficient Exhaust Hood_TRC | 0 | 0 | 0 | 0 | 0 | 0 | 0 | 0 | 0 | 0 | 0 | 0 | 0 | 0 | 0 | 0 | 0 | 0 | 0 | 0 |  | 21.25%
Lodging/Hospitality | Turnover | Efficient Exhaust Hood | 1.7635 | 0.69217 |  | 8066.5 | 15 |  | 1988 | 1988 | unit | 0 | 179.439 | FAIL | 422.3625 | Lodging/Hospitality_Turnover_Efficient Exhaust Hood_RIM | 0 | 0 | 0 | 0 | 0 | 0 | 0 | 0 | 0 | 0 | 0 | 0 | 0 | 0 | 0 | 0 | 0 | 0 | 0 | 0 | Lodging/Hospitality_Turnover_Efficient Exhaust Hood_TRC | 0.19504 | 0.29788 | 0.48829 | 0.79007 | 1.2481 | 1.8996 | 2.7384 | 3.6267 | 4.2385 | 4.1534 | 1573.2899 | 2402.8803 | 3938.7718 | 6373.0671 | 10067.3973 | 15323.1649 | 22089.5804 | 29254.8309 | 34189.9842 | 33503.5042 |  | 21.25%
Miscellaneous | Turnover | Efficient Exhaust Hood | 1.7635 | 0.69217 |  | 8066.5 | 15 |  | 1988 | 1988 | unit | 0 | 179.439 | FAIL | 422.3625 | Miscellaneous_Turnover_Efficient Exhaust Hood_RIM | 0 | 0 | 0 | 0 | 0 | 0 | 0 | 0 | 0 | 0 | 0 | 0 | 0 | 0 | 0 | 0 | 0 | 0 | 0 | 0 | Miscellaneous_Turnover_Efficient Exhaust Hood_TRC | 0 | 0 | 0 | 0 | 0 | 0 | 0 | 0 | 0 | 0 | 0 | 0 | 0 | 0 | 0 | 0 | 0 | 0 | 0 | 0 |  | 21.25%
Offices | Turnover | Efficient Exhaust Hood | 1.7635 | 0.69217 |  | 8066.5 | 15 |  | 1988 | 1988 | unit | 0 | 179.439 | FAIL | 422.3625 | Offices_Turnover_Efficient Exhaust Hood_RIM | 0 | 0 | 0 | 0 | 0 | 0 | 0 | 0 | 0 | 0 | 0 | 0 | 0 | 0 | 0 | 0 | 0 | 0 | 0 | 0 | Offices_Turnover_Efficient Exhaust Hood_TRC | 0 | 0 | 0 | 0 | 0 | 0 | 0 | 0 | 0 | 0 | 0 | 0 | 0 | 0 | 0 | 0 | 0 | 0 | 0 | 0 |  | 21.25%
Restaurants | Turnover | Efficient Exhaust Hood | 1.7635 | 0.69217 |  | 8066.5 | 15 |  | 1988 | 1988 | unit | 0 | 179.439 | FAIL | 422.3625 | Restaurants_Turnover_Efficient Exhaust Hood_RIM | 0 | 0 | 0 | 0 | 0 | 0 | 0 | 0 | 0 | 0 | 0 | 0 | 0 | 0 | 0 | 0 | 0 | 0 | 0 | 0 | Restaurants_Turnover_Efficient Exhaust Hood_TRC | 1.1913 | 1.798 | 2.9274 | 4.7272 | 7.4882 | 11.4837 | 16.6812 | 22.2613 | 26.223 | 25.9019 | 9609.7653 | 14503.458 | 23613.8425 | 38131.9078 | 60403.3576 | 92633.3343 | 134559.0084 | 179571.104 | 211527.5647 | 208937.4942 |  | 21.25%
Retail | Turnover | Efficient Exhaust Hood | 1.7635 | 0.69217 |  | 8066.5 | 15 |  | 1988 | 1988 | unit | 0 | 179.439 | FAIL | 422.3625 | Retail_Turnover_Efficient Exhaust Hood_RIM | 0 | 0 | 0 | 0 | 0 | 0 | 0 | 0 | 0 | 0 | 0 | 0 | 0 | 0 | 0 | 0 | 0 | 0 | 0 | 0 | Retail_Turnover_Efficient Exhaust Hood_TRC | 0 | 0 | 0 | 0 | 0 | 0 | 0 | 0 | 0 | 0 | 0 | 0 | 0 | 0 | 0 | 0 | 0 | 0 | 0 | 0 |  | 21.25%
Schools K-12 | Turnover | Efficient Exhaust Hood | 1.7635 | 0.69217 |  | 8066.5 | 15 |  | 1988 | 1988 | unit | 0 | 179.439 | FAIL | 422.3625 | Schools K-12_Turnover_Efficient Exhaust Hood_RIM | 0 | 0 | 0 | 0 | 0 | 0 | 0 | 0 | 0 | 0 | 0 | 0 | 0 | 0 | 0 | 0 | 0 | 0 | 0 | 0 | Schools K-12_Turnover_Efficient Exhaust Hood_TRC | 0.062436 | 0.093867 | 0.15198 | 0.24359 | 0.3823 | 0.5798 | 0.83321 | 1.1006 | 1.284 | 1.2562 | 503.6438 | 757.1776 | 1225.9211 | 1964.9502 | 3083.8289 | 4676.9592 | 6721.0623 | 8878.31 | 10357.0713 | 10133.4512 |  | 21.25%
Warehouse | Turnover | Efficient Exhaust Hood | 1.7635 | 0.69217 |  | 8066.5 | 15 |  | 1988 | 1988 | unit | 0 | 179.439 | FAIL | 422.3625 | Warehouse_Turnover_Efficient Exhaust Hood_RIM | 0 | 0 | 0 | 0 | 0 | 0 | 0 | 0 | 0 | 0 | 0 | 0 | 0 | 0 | 0 | 0 | 0 | 0 | 0 | 0 | Warehouse_Turnover_Efficient Exhaust Hood_TRC | 0 | 0 | 0 | 0 | 0 | 0 | 0 | 0 | 0 | 0 | 0 | 0 | 0 | 0 | 0 | 0 | 0 | 0 | 0 | 0 |  | 21.25%
Assembly | New | Efficient Exhaust Hood | 1.7635 | 0.69217 |  | 8066.5 | 15 |  | 1988 | 1988 | unit | 0 | 179.439 | FAIL | 422.3625 | Assembly_New_Efficient Exhaust Hood_RIM | 0 | 0 | 0 | 0 | 0 | 0 | 0 | 0 | 0 | 0 | 0 | 0 | 0 | 0 | 0 | 0 | 0 | 0 | 0 | 0 | Assembly_New_Efficient Exhaust Hood_TRC | 0 | 0 | 0 | 0 | 0 | 0 | 0 | 0 | 0 | 0 | 0 | 0 | 0 | 0 | 0 | 0 | 0 | 0 | 0 | 0 |  | 21.25%
College and University | New | Efficient Exhaust Hood | 1.7635 | 0.69217 |  | 8066.5 | 15 |  | 1988 | 1988 | unit | 0 | 179.439 | FAIL | 422.3625 | College and University_New_Efficient Exhaust Hood_RIM | 0 | 0 | 0 | 0 | 0 | 0 | 0 | 0 | 0 | 0 | 0 | 0 | 0 | 0 | 0 | 0 | 0 | 0 | 0 | 0 | College and University_New_Efficient Exhaust Hood_TRC | 0.00031795 | 0.00048329 | 0.00079631 | 0.0012985 | 0.0020727 | 0.0029466 | 0.0040876 | 0.0053801 | 0.0059463 | 0.0056081 | 2.5647 | 3.8985 | 6.4234 | 10.4745 | 16.7196 | 23.7688 | 32.9727 | 43.3982 | 47.966 | 45.238 |  | 21.25%
Grocery | New | Efficient Exhaust Hood | 1.7635 | 0.69217 |  | 8066.5 | 15 |  | 1988 | 1988 | unit | 0 | 179.439 | FAIL | 422.3625 | Grocery_New_Efficient Exhaust Hood_RIM | 0 | 0 | 0 | 0 | 0 | 0 | 0 | 0 | 0 | 0 | 0 | 0 | 0 | 0 | 0 | 0 | 0 | 0 | 0 | 0 | Grocery_New_Efficient Exhaust Hood_TRC | 0 | 0 | 0 | 0 | 0 | 0 | 0 | 0 | 0 | 0 | 0 | 0 | 0 | 0 | 0 | 0 | 0 | 0 | 0 | 0 |  | 21.25%
Healthcare | New | Efficient Exhaust Hood | 1.7635 | 0.69217 |  | 8066.5 | 15 |  | 1988 | 1988 | unit | 0 | 179.439 | FAIL | 422.3625 | Healthcare_New_Efficient Exhaust Hood_RIM | 0 | 0 | 0 | 0 | 0 | 0 | 0 | 0 | 0 | 0 | 0 | 0 | 0 | 0 | 0 | 0 | 0 | 0 | 0 | 0 | Healthcare_New_Efficient Exhaust Hood_TRC | 0.0027725 | 0.004113 | 0.0066118 | 0.010519 | 0.016382 | 0.023888 | 0.0331 | 0.042246 | 0.047689 | 0.045221 | 22.3647 | 33.1776 | 53.3338 | 84.8535 | 132.145 | 192.6946 | 267.0017 | 340.7794 | 384.6803 | 364.7738 |  | 21.25%
Hospitals | New | Efficient Exhaust Hood | 1.7635 | 0.69217 |  | 8066.5 | 15 |  | 1988 | 1988 | unit | 0 | 179.439 | FAIL | 422.3625 | Hospitals_New_Efficient Exhaust Hood_RIM | 0 | 0 | 0 | 0 | 0 | 0 | 0 | 0 | 0 | 0 | 0 | 0 | 0 | 0 | 0 | 0 | 0 | 0 | 0 | 0 | Hospitals_New_Efficient Exhaust Hood_TRC | 0.0092383 | 0.013705 | 0.022031 | 0.035051 | 0.054586 | 0.079597 | 0.11029 | 0.14077 | 0.1589 | 0.15068 | 74.5204 | 110.5498 | 177.7115 | 282.7372 | 440.3155 | 642.0705 | 889.6666 | 1135.4985 | 1281.7791 | 1215.4495 |  | 21.25%
Institutional | New | Efficient Exhaust Hood | 1.7635 | 0.69217 |  | 8066.5 | 15 |  | 1988 | 1988 | unit | 0 | 179.439 | FAIL | 422.3625 | Institutional_New_Efficient Exhaust Hood_RIM | 0 | 0 | 0 | 0 | 0 | 0 | 0 | 0 | 0 | 0 | 0 | 0 | 0 | 0 | 0 | 0 | 0 | 0 | 0 | 0 | Institutional_New_Efficient Exhaust Hood_TRC | 0 | 0 | 0 | 0 | 0 | 0 | 0 | 0 | 0 | 0 | 0 | 0 | 0 | 0 | 0 | 0 | 0 | 0 | 0 | 0 |  | 21.25%
Lodging/Hospitality | New | Efficient Exhaust Hood | 1.7635 | 0.69217 |  | 8066.5 | 15 |  | 1988 | 1988 | unit | 0 | 179.439 | FAIL | 422.3625 | Lodging/Hospitality_New_Efficient Exhaust Hood_RIM | 0 | 0 | 0 | 0 | 0 | 0 | 0 | 0 | 0 | 0 | 0 | 0 | 0 | 0 | 0 | 0 | 0 | 0 | 0 | 0 | Lodging/Hospitality_New_Efficient Exhaust Hood_TRC | 0.056079 | 0.073453 | 0.10379 | 0.14107 | 0.1804 | 0.25293 | 0.33724 | 0.41279 | 0.44864 | 0.41189 | 452.3651 | 592.5052 | 837.2607 | 1137.9464 | 1455.1672 | 2040.2885 | 2720.3171 | 3329.8103 | 3618.9403 | 3322.5005 |  | 21.25%
Miscellaneous | New | Efficient Exhaust Hood | 1.7635 | 0.69217 |  | 8066.5 | 15 |  | 1988 | 1988 | unit | 0 | 179.439 | FAIL | 422.3625 | Miscellaneous_New_Efficient Exhaust Hood_RIM | 0 | 0 | 0 | 0 | 0 | 0 | 0 | 0 | 0 | 0 | 0 | 0 | 0 | 0 | 0 | 0 | 0 | 0 | 0 | 0 | Miscellaneous_New_Efficient Exhaust Hood_TRC | 0 | 0 | 0 | 0 | 0 | 0 | 0 | 0 | 0 | 0 | 0 | 0 | 0 | 0 | 0 | 0 | 0 | 0 | 0 | 0 |  | 21.25%
Offices | New | Efficient Exhaust Hood | 1.7635 | 0.69217 |  | 8066.5 | 15 |  | 1988 | 1988 | unit | 0 | 179.439 | FAIL | 422.3625 | Offices_New_Efficient Exhaust Hood_RIM | 0 | 0 | 0 | 0 | 0 | 0 | 0 | 0 | 0 | 0 | 0 | 0 | 0 | 0 | 0 | 0 | 0 | 0 | 0 | 0 | Offices_New_Efficient Exhaust Hood_TRC | 0 | 0 | 0 | 0 | 0 | 0 | 0 | 0 | 0 | 0 | 0 | 0 | 0 | 0 | 0 | 0 | 0 | 0 | 0 | 0 |  | 21.25%
Restaurants | New | Efficient Exhaust Hood | 1.7635 | 0.69217 |  | 8066.5 | 15 |  | 1988 | 1988 | unit | 0 | 179.439 | FAIL | 422.3625 | Restaurants_New_Efficient Exhaust Hood_RIM | 0 | 0 | 0 | 0 | 0 | 0 | 0 | 0 | 0 | 0 | 0 | 0 | 0 | 0 | 0 | 0 | 0 | 0 | 0 | 0 | Restaurants_New_Efficient Exhaust Hood_TRC | 0.17949 | 0.31024 | 0.57575 | 1.0438 | 1.8341 | 2.691 | 3.7441 | 4.8595 | 5.5348 | 5.4012 | 1447.8869 | 2502.5643 | 4644.2731 | 8419.7676 | 14794.6918 | 21707.1429 | 30201.4974 | 39199.4945 | 44646.0988 | 43568.4373 |  | 21.25%
Retail | New | Efficient Exhaust Hood | 1.7635 | 0.69217 |  | 8066.5 | 15 |  | 1988 | 1988 | unit | 0 | 179.439 | FAIL | 422.3625 | Retail_New_Efficient Exhaust Hood_RIM | 0 | 0 | 0 | 0 | 0 | 0 | 0 | 0 | 0 | 0 | 0 | 0 | 0 | 0 | 0 | 0 | 0 | 0 | 0 | 0 | Retail_New_Efficient Exhaust Hood_TRC | 0 | 0 | 0 | 0 | 0 | 0 | 0 | 0 | 0 | 0 | 0 | 0 | 0 | 0 | 0 | 0 | 0 | 0 | 0 | 0 |  | 21.25%
Schools K-12 | New | Efficient Exhaust Hood | 1.7635 | 0.69217 |  | 8066.5 | 15 |  | 1988 | 1988 | unit | 0 | 179.439 | FAIL | 422.3625 | Schools K-12_New_Efficient Exhaust Hood_RIM | 0 | 0 | 0 | 0 | 0 | 0 | 0 | 0 | 0 | 0 | 0 | 0 | 0 | 0 | 0 | 0 | 0 | 0 | 0 | 0 | Schools K-12_New_Efficient Exhaust Hood_TRC | 0.0055857 | 0.0084904 | 0.01399 | 0.022812 | 0.036413 | 0.051766 | 0.071811 | 0.094517 | 0.10446 | 0.098523 | 45.057 | 68.4879 | 112.8467 | 184.0157 | 293.7285 | 417.5682 | 579.2626 | 762.418 | 842.6636 | 794.7387 |  | 21.25%
Warehouse | New | Efficient Exhaust Hood | 1.7635 | 0.69217 |  | 8066.5 | 15 |  | 1988 | 1988 | unit | 0 | 179.439 | FAIL | 422.3625 | Warehouse_New_Efficient Exhaust Hood_RIM | 0 | 0 | 0 | 0 | 0 | 0 | 0 | 0 | 0 | 0 | 0 | 0 | 0 | 0 | 0 | 0 | 0 | 0 | 0 | 0 | Warehouse_New_Efficient Exhaust Hood_TRC | 0 | 0 | 0 | 0 | 0 | 0 | 0 | 0 | 0 | 0 | 0 | 0 | 0 | 0 | 0 | 0 | 0 | 0 | 0 | 0 |  | 21.25%
Assembly | Turnover | Energy Star Commercial Oven | 1.0341 | 0.54113 |  | 6368 | 12 |  | 1191 | 1191 | unit | 0 | 141.6559 | FAIL | FAIL | Assembly_Turnover_Energy Star Commercial Oven_RIM | 0 | 0 | 0 | 0 | 0 | 0 | 0 | 0 | 0 | 0 | 0 | 0 | 0 | 0 | 0 | 0 | 0 | 0 | 0 | 0 | Assembly_Turnover_Energy Star Commercial Oven_TRC | 0 | 0 | 0 | 0 | 0 | 0 | 0 | 0 | 0 | 0 | 0 | 0 | 0 | 0 | 0 | 0 | 0 | 0 | 0 | 0
College and University | Turnover | Energy Star Commercial Oven | 1.0341 | 0.54113 |  | 6368 | 12 |  | 1191 | 1191 | unit | 0 | 141.6559 | FAIL | FAIL | College and University_Turnover_Energy Star Commercial Oven_RIM | 0 | 0 | 0 | 0 | 0 | 0 | 0 | 0 | 0 | 0 | 0 | 0 | 0 | 0 | 0 | 0 | 0 | 0 | 0 | 0 | College and University_Turnover_Energy Star Commercial Oven_TRC | 0 | 0 | 0 | 0 | 0 | 0 | 0 | 0 | 0 | 0 | 0 | 0 | 0 | 0 | 0 | 0 | 0 | 0 | 0 | 0
Grocery | Turnover | Energy Star Commercial Oven | 1.0341 | 0.54113 |  | 6368 | 12 |  | 1191 | 1191 | unit | 0 | 141.6559 | FAIL | FAIL | Grocery_Turnover_Energy Star Commercial Oven_RIM | 0 | 0 | 0 | 0 | 0 | 0 | 0 | 0 | 0 | 0 | 0 | 0 | 0 | 0 | 0 | 0 | 0 | 0 | 0 | 0 | Grocery_Turnover_Energy Star Commercial Oven_TRC | 0 | 0 | 0 | 0 | 0 | 0 | 0 | 0 | 0 | 0 | 0 | 0 | 0 | 0 | 0 | 0 | 0 | 0 | 0 | 0
Healthcare | Turnover | Energy Star Commercial Oven | 1.0341 | 0.54113 |  | 6368 | 12 |  | 1191 | 1191 | unit | 0 | 141.6559 | FAIL | FAIL | Healthcare_Turnover_Energy Star Commercial Oven_RIM | 0 | 0 | 0 | 0 | 0 | 0 | 0 | 0 | 0 | 0 | 0 | 0 | 0 | 0 | 0 | 0 | 0 | 0 | 0 | 0 | Healthcare_Turnover_Energy Star Commercial Oven_TRC | 0 | 0 | 0 | 0 | 0 | 0 | 0 | 0 | 0 | 0 | 0 | 0 | 0 | 0 | 0 | 0 | 0 | 0 | 0 | 0
Hospitals | Turnover | Energy Star Commercial Oven | 1.0341 | 0.54113 |  | 6368 | 12 |  | 1191 | 1191 | unit | 0 | 141.6559 | FAIL | FAIL | Hospitals_Turnover_Energy Star Commercial Oven_RIM | 0 | 0 | 0 | 0 | 0 | 0 | 0 | 0 | 0 | 0 | 0 | 0 | 0 | 0 | 0 | 0 | 0 | 0 | 0 | 0 | Hospitals_Turnover_Energy Star Commercial Oven_TRC | 0 | 0 | 0 | 0 | 0 | 0 | 0 | 0 | 0 | 0 | 0 | 0 | 0 | 0 | 0 | 0 | 0 | 0 | 0 | 0
Institutional | Turnover | Energy Star Commercial Oven | 1.0341 | 0.54113 |  | 6368 | 12 |  | 1191 | 1191 | unit | 0 | 141.6559 | FAIL | FAIL | Institutional_Turnover_Energy Star Commercial Oven_RIM | 0 | 0 | 0 | 0 | 0 | 0 | 0 | 0 | 0 | 0 | 0 | 0 | 0 | 0 | 0 | 0 | 0 | 0 | 0 | 0 | Institutional_Turnover_Energy Star Commercial Oven_TRC | 0 | 0 | 0 | 0 | 0 | 0 | 0 | 0 | 0 | 0 | 0 | 0 | 0 | 0 | 0 | 0 | 0 | 0 | 0 | 0
Lodging/Hospitality | Turnover | Energy Star Commercial Oven | 1.0341 | 0.54113 |  | 6368 | 12 |  | 1191 | 1191 | unit | 0 | 141.6559 | FAIL | FAIL | Lodging/Hospitality_Turnover_Energy Star Commercial Oven_RIM | 0 | 0 | 0 | 0 | 0 | 0 | 0 | 0 | 0 | 0 | 0 | 0 | 0 | 0 | 0 | 0 | 0 | 0 | 0 | 0 | Lodging/Hospitality_Turnover_Energy Star Commercial Oven_TRC | 0 | 0 | 0 | 0 | 0 | 0 | 0 | 0 | 0 | 0 | 0 | 0 | 0 | 0 | 0 | 0 | 0 | 0 | 0 | 0
Miscellaneous | Turnover | Energy Star Commercial Oven | 1.0341 | 0.54113 |  | 6368 | 12 |  | 1191 | 1191 | unit | 0 | 141.6559 | FAIL | FAIL | Miscellaneous_Turnover_Energy Star Commercial Oven_RIM | 0 | 0 | 0 | 0 | 0 | 0 | 0 | 0 | 0 | 0 | 0 | 0 | 0 | 0 | 0 | 0 | 0 | 0 | 0 | 0 | Miscellaneous_Turnover_Energy Star Commercial Oven_TRC | 0 | 0 | 0 | 0 | 0 | 0 | 0 | 0 | 0 | 0 | 0 | 0 | 0 | 0 | 0 | 0 | 0 | 0 | 0 | 0
Offices | Turnover | Energy Star Commercial Oven | 1.0341 | 0.54113 |  | 6368 | 12 |  | 1191 | 1191 | unit | 0 | 141.6559 | FAIL | FAIL | Offices_Turnover_Energy Star Commercial Oven_RIM | 0 | 0 | 0 | 0 | 0 | 0 | 0 | 0 | 0 | 0 | 0 | 0 | 0 | 0 | 0 | 0 | 0 | 0 | 0 | 0 | Offices_Turnover_Energy Star Commercial Oven_TRC | 0 | 0 | 0 | 0 | 0 | 0 | 0 | 0 | 0 | 0 | 0 | 0 | 0 | 0 | 0 | 0 | 0 | 0 | 0 | 0
Restaurants | Turnover | Energy Star Commercial Oven | 1.0341 | 0.54113 |  | 6368 | 12 |  | 1191 | 1191 | unit | 0 | 141.6559 | FAIL | FAIL | Restaurants_Turnover_Energy Star Commercial Oven_RIM | 0 | 0 | 0 | 0 | 0 | 0 | 0 | 0 | 0 | 0 | 0 | 0 | 0 | 0 | 0 | 0 | 0 | 0 | 0 | 0 | Restaurants_Turnover_Energy Star Commercial Oven_TRC | 0 | 0 | 0 | 0 | 0 | 0 | 0 | 0 | 0 | 0 | 0 | 0 | 0 | 0 | 0 | 0 | 0 | 0 | 0 | 0
Retail | Turnover | Energy Star Commercial Oven | 1.0341 | 0.54113 |  | 6368 | 12 |  | 1191 | 1191 | unit | 0 | 141.6559 | FAIL | FAIL | Retail_Turnover_Energy Star Commercial Oven_RIM | 0 | 0 | 0 | 0 | 0 | 0 | 0 | 0 | 0 | 0 | 0 | 0 | 0 | 0 | 0 | 0 | 0 | 0 | 0 | 0 | Retail_Turnover_Energy Star Commercial Oven_TRC | 0 | 0 | 0 | 0 | 0 | 0 | 0 | 0 | 0 | 0 | 0 | 0 | 0 | 0 | 0 | 0 | 0 | 0 | 0 | 0
Schools K-12 | Turnover | Energy Star Commercial Oven | 1.0341 | 0.54113 |  | 6368 | 12 |  | 1191 | 1191 | unit | 0 | 141.6559 | FAIL | FAIL | Schools K-12_Turnover_Energy Star Commercial Oven_RIM | 0 | 0 | 0 | 0 | 0 | 0 | 0 | 0 | 0 | 0 | 0 | 0 | 0 | 0 | 0 | 0 | 0 | 0 | 0 | 0 | Schools K-12_Turnover_Energy Star Commercial Oven_TRC | 0 | 0 | 0 | 0 | 0 | 0 | 0 | 0 | 0 | 0 | 0 | 0 | 0 | 0 | 0 | 0 | 0 | 0 | 0 | 0
Warehouse | Turnover | Energy Star Commercial Oven | 1.0341 | 0.54113 |  | 6368 | 12 |  | 1191 | 1191 | unit | 0 | 141.6559 | FAIL | FAIL | Warehouse_Turnover_Energy Star Commercial Oven_RIM | 0 | 0 | 0 | 0 | 0 | 0 | 0 | 0 | 0 | 0 | 0 | 0 | 0 | 0 | 0 | 0 | 0 | 0 | 0 | 0 | Warehouse_Turnover_Energy Star Commercial Oven_TRC | 0 | 0 | 0 | 0 | 0 | 0 | 0 | 0 | 0 | 0 | 0 | 0 | 0 | 0 | 0 | 0 | 0 | 0 | 0 | 0
Assembly | New | Energy Star Commercial Oven | 1.0341 | 0.54113 |  | 6368 | 12 |  | 1191 | 1191 | unit | 0 | 141.6559 | FAIL | FAIL | Assembly_New_Energy Star Commercial Oven_RIM | 0 | 0 | 0 | 0 | 0 | 0 | 0 | 0 | 0 | 0 | 0 | 0 | 0 | 0 | 0 | 0 | 0 | 0 | 0 | 0 | Assembly_New_Energy Star Commercial Oven_TRC | 0 | 0 | 0 | 0 | 0 | 0 | 0 | 0 | 0 | 0 | 0 | 0 | 0 | 0 | 0 | 0 | 0 | 0 | 0 | 0
College and University | New | Energy Star Commercial Oven | 1.0341 | 0.54113 |  | 6368 | 12 |  | 1191 | 1191 | unit | 0 | 141.6559 | FAIL | FAIL | College and University_New_Energy Star Commercial Oven_RIM | 0 | 0 | 0 | 0 | 0 | 0 | 0 | 0 | 0 | 0 | 0 | 0 | 0 | 0 | 0 | 0 | 0 | 0 | 0 | 0 | College and University_New_Energy Star Commercial Oven_TRC | 0 | 0 | 0 | 0 | 0 | 0 | 0 | 0 | 0 | 0 | 0 | 0 | 0 | 0 | 0 | 0 | 0 | 0 | 0 | 0
Grocery | New | Energy Star Commercial Oven | 1.0341 | 0.54113 |  | 6368 | 12 |  | 1191 | 1191 | unit | 0 | 141.6559 | FAIL | FAIL | Grocery_New_Energy Star Commercial Oven_RIM | 0 | 0 | 0 | 0 | 0 | 0 | 0 | 0 | 0 | 0 | 0 | 0 | 0 | 0 | 0 | 0 | 0 | 0 | 0 | 0 | Grocery_New_Energy Star Commercial Oven_TRC | 0 | 0 | 0 | 0 | 0 | 0 | 0 | 0 | 0 | 0 | 0 | 0 | 0 | 0 | 0 | 0 | 0 | 0 | 0 | 0
Healthcare | New | Energy Star Commercial Oven | 1.0341 | 0.54113 |  | 6368 | 12 |  | 1191 | 1191 | unit | 0 | 141.6559 | FAIL | FAIL | Healthcare_New_Energy Star Commercial Oven_RIM | 0 | 0 | 0 | 0 | 0 | 0 | 0 | 0 | 0 | 0 | 0 | 0 | 0 | 0 | 0 | 0 | 0 | 0 | 0 | 0 | Healthcare_New_Energy Star Commercial Oven_TRC | 0 | 0 | 0 | 0 | 0 | 0 | 0 | 0 | 0 | 0 | 0 | 0 | 0 | 0 | 0 | 0 | 0 | 0 | 0 | 0
Hospitals | New | Energy Star Commercial Oven | 1.0341 | 0.54113 |  | 6368 | 12 |  | 1191 | 1191 | unit | 0 | 141.6559 | FAIL | FAIL | Hospitals_New_Energy Star Commercial Oven_RIM | 0 | 0 | 0 | 0 | 0 | 0 | 0 | 0 | 0 | 0 | 0 | 0 | 0 | 0 | 0 | 0 | 0 | 0 | 0 | 0 | Hospitals_New_Energy Star Commercial Oven_TRC | 0 | 0 | 0 | 0 | 0 | 0 | 0 | 0 | 0 | 0 | 0 | 0 | 0 | 0 | 0 | 0 | 0 | 0 | 0 | 0
Institutional | New | Energy Star Commercial Oven | 1.0341 | 0.54113 |  | 6368 | 12 |  | 1191 | 1191 | unit | 0 | 141.6559 | FAIL | FAIL | Institutional_New_Energy Star Commercial Oven_RIM | 0 | 0 | 0 | 0 | 0 | 0 | 0 | 0 | 0 | 0 | 0 | 0 | 0 | 0 | 0 | 0 | 0 | 0 | 0 | 0 | Institutional_New_Energy Star Commercial Oven_TRC | 0 | 0 | 0 | 0 | 0 | 0 | 0 | 0 | 0 | 0 | 0 | 0 | 0 | 0 | 0 | 0 | 0 | 0 | 0 | 0
Lodging/Hospitality | New | Energy Star Commercial Oven | 1.0341 | 0.54113 |  | 6368 | 12 |  | 1191 | 1191 | unit | 0 | 141.6559 | FAIL | FAIL | Lodging/Hospitality_New_Energy Star Commercial Oven_RIM | 0 | 0 | 0 | 0 | 0 | 0 | 0 | 0 | 0 | 0 | 0 | 0 | 0 | 0 | 0 | 0 | 0 | 0 | 0 | 0 | Lodging/Hospitality_New_Energy Star Commercial Oven_TRC | 0 | 0 | 0 | 0 | 0 | 0 | 0 | 0 | 0 | 0 | 0 | 0 | 0 | 0 | 0 | 0 | 0 | 0 | 0 | 0
Miscellaneous | New | Energy Star Commercial Oven | 1.0341 | 0.54113 |  | 6368 | 12 |  | 1191 | 1191 | unit | 0 | 141.6559 | FAIL | FAIL | Miscellaneous_New_Energy Star Commercial Oven_RIM | 0 | 0 | 0 | 0 | 0 | 0 | 0 | 0 | 0 | 0 | 0 | 0 | 0 | 0 | 0 | 0 | 0 | 0 | 0 | 0 | Miscellaneous_New_Energy Star Commercial Oven_TRC | 0 | 0 | 0 | 0 | 0 | 0 | 0 | 0 | 0 | 0 | 0 | 0 | 0 | 0 | 0 | 0 | 0 | 0 | 0 | 0
Offices | New | Energy Star Commercial Oven | 1.0341 | 0.54113 |  | 6368 | 12 |  | 1191 | 1191 | unit | 0 | 141.6559 | FAIL | FAIL | Offices_New_Energy Star Commercial Oven_RIM | 0 | 0 | 0 | 0 | 0 | 0 | 0 | 0 | 0 | 0 | 0 | 0 | 0 | 0 | 0 | 0 | 0 | 0 | 0 | 0 | Offices_New_Energy Star Commercial Oven_TRC | 0 | 0 | 0 | 0 | 0 | 0 | 0 | 0 | 0 | 0 | 0 | 0 | 0 | 0 | 0 | 0 | 0 | 0 | 0 | 0
Restaurants | New | Energy Star Commercial Oven | 1.0341 | 0.54113 |  | 6368 | 12 |  | 1191 | 1191 | unit | 0 | 141.6559 | FAIL | FAIL | Restaurants_New_Energy Star Commercial Oven_RIM | 0 | 0 | 0 | 0 | 0 | 0 | 0 | 0 | 0 | 0 | 0 | 0 | 0 | 0 | 0 | 0 | 0 | 0 | 0 | 0 | Restaurants_New_Energy Star Commercial Oven_TRC | 0 | 0 | 0 | 0 | 0 | 0 | 0 | 0 | 0 | 0 | 0 | 0 | 0 | 0 | 0 | 0 | 0 | 0 | 0 | 0
Retail | New | Energy Star Commercial Oven | 1.0341 | 0.54113 |  | 6368 | 12 |  | 1191 | 1191 | unit | 0 | 141.6559 | FAIL | FAIL | Retail_New_Energy Star Commercial Oven_RIM | 0 | 0 | 0 | 0 | 0 | 0 | 0 | 0 | 0 | 0 | 0 | 0 | 0 | 0 | 0 | 0 | 0 | 0 | 0 | 0 | Retail_New_Energy Star Commercial Oven_TRC | 0 | 0 | 0 | 0 | 0 | 0 | 0 | 0 | 0 | 0 | 0 | 0 | 0 | 0 | 0 | 0 | 0 | 0 | 0 | 0
Schools K-12 | New | Energy Star Commercial Oven | 1.0341 | 0.54113 |  | 6368 | 12 |  | 1191 | 1191 | unit | 0 | 141.6559 | FAIL | FAIL | Schools K-12_New_Energy Star Commercial Oven_RIM | 0 | 0 | 0 | 0 | 0 | 0 | 0 | 0 | 0 | 0 | 0 | 0 | 0 | 0 | 0 | 0 | 0 | 0 | 0 | 0 | Schools K-12_New_Energy Star Commercial Oven_TRC | 0 | 0 | 0 | 0 | 0 | 0 | 0 | 0 | 0 | 0 | 0 | 0 | 0 | 0 | 0 | 0 | 0 | 0 | 0 | 0
Warehouse | New | Energy Star Commercial Oven | 1.0341 | 0.54113 |  | 6368 | 12 |  | 1191 | 1191 | unit | 0 | 141.6559 | FAIL | FAIL | Warehouse_New_Energy Star Commercial Oven_RIM | 0 | 0 | 0 | 0 | 0 | 0 | 0 | 0 | 0 | 0 | 0 | 0 | 0 | 0 | 0 | 0 | 0 | 0 | 0 | 0 | Warehouse_New_Energy Star Commercial Oven_TRC | 0 | 0 | 0 | 0 | 0 | 0 | 0 | 0 | 0 | 0 | 0 | 0 | 0 | 0 | 0 | 0 | 0 | 0 | 0 | 0
Assembly | Turnover | Energy Star Fryer | 0.14651 | 0.045305 |  | 903.8223 | 12 |  | 2175 | 2175 | unit | 0 | 20.1055 | FAIL | FAIL | Assembly_Turnover_Energy Star Fryer_RIM | 0 | 0 | 0 | 0 | 0 | 0 | 0 | 0 | 0 | 0 | 0 | 0 | 0 | 0 | 0 | 0 | 0 | 0 | 0 | 0 | Assembly_Turnover_Energy Star Fryer_TRC | 0 | 0 | 0 | 0 | 0 | 0 | 0 | 0 | 0 | 0 | 0 | 0 | 0 | 0 | 0 | 0 | 0 | 0 | 0 | 0
College and University | Turnover | Energy Star Fryer | 0.14651 | 0.045305 |  | 903.8223 | 12 |  | 2175 | 2175 | unit | 0 | 20.1055 | FAIL | FAIL | College and University_Turnover_Energy Star Fryer_RIM | 0 | 0 | 0 | 0 | 0 | 0 | 0 | 0 | 0 | 0 | 0 | 0 | 0 | 0 | 0 | 0 | 0 | 0 | 0 | 0 | College and University_Turnover_Energy Star Fryer_TRC | 0 | 0 | 0 | 0 | 0 | 0 | 0 | 0 | 0 | 0 | 0 | 0 | 0 | 0 | 0 | 0 | 0 | 0 | 0 | 0
Grocery | Turnover | Energy Star Fryer | 0.14651 | 0.045305 |  | 903.8223 | 12 |  | 2175 | 2175 | unit | 0 | 20.1055 | FAIL | FAIL | Grocery_Turnover_Energy Star Fryer_RIM | 0 | 0 | 0 | 0 | 0 | 0 | 0 | 0 | 0 | 0 | 0 | 0 | 0 | 0 | 0 | 0 | 0 | 0 | 0 | 0 | Grocery_Turnover_Energy Star Fryer_TRC | 0 | 0 | 0 | 0 | 0 | 0 | 0 | 0 | 0 | 0 | 0 | 0 | 0 | 0 | 0 | 0 | 0 | 0 | 0 | 0
Healthcare | Turnover | Energy Star Fryer | 0.14651 | 0.045305 |  | 903.8223 | 12 |  | 2175 | 2175 | unit | 0 | 20.1055 | FAIL | FAIL | Healthcare_Turnover_Energy Star Fryer_RIM | 0 | 0 | 0 | 0 | 0 | 0 | 0 | 0 | 0 | 0 | 0 | 0 | 0 | 0 | 0 | 0 | 0 | 0 | 0 | 0 | Healthcare_Turnover_Energy Star Fryer_TRC | 0 | 0 | 0 | 0 | 0 | 0 | 0 | 0 | 0 | 0 | 0 | 0 | 0 | 0 | 0 | 0 | 0 | 0 | 0 | 0
Hospitals | Turnover | Energy Star Fryer | 0.14651 | 0.045305 |  | 903.8223 | 12 |  | 2175 | 2175 | unit | 0 | 20.1055 | FAIL | FAIL | Hospitals_Turnover_Energy Star Fryer_RIM | 0 | 0 | 0 | 0 | 0 | 0 | 0 | 0 | 0 | 0 | 0 | 0 | 0 | 0 | 0 | 0 | 0 | 0 | 0 | 0 | Hospitals_Turnover_Energy Star Fryer_TRC | 0 | 0 | 0 | 0 | 0 | 0 | 0 | 0 | 0 | 0 | 0 | 0 | 0 | 0 | 0 | 0 | 0 | 0 | 0 | 0
Institutional | Turnover | Energy Star Fryer | 0.14651 | 0.045305 |  | 903.8223 | 12 |  | 2175 | 2175 | unit | 0 | 20.1055 | FAIL | FAIL | Institutional_Turnover_Energy Star Fryer_RIM | 0 | 0 | 0 | 0 | 0 | 0 | 0 | 0 | 0 | 0 | 0 | 0 | 0 | 0 | 0 | 0 | 0 | 0 | 0 | 0 | Institutional_Turnover_Energy Star Fryer_TRC | 0 | 0 | 0 | 0 | 0 | 0 | 0 | 0 | 0 | 0 | 0 | 0 | 0 | 0 | 0 | 0 | 0 | 0 | 0 | 0
Lodging/Hospitality | Turnover | Energy Star Fryer | 0.14651 | 0.045305 |  | 903.8223 | 12 |  | 2175 | 2175 | unit | 0 | 20.1055 | FAIL | FAIL | Lodging/Hospitality_Turnover_Energy Star Fryer_RIM | 0 | 0 | 0 | 0 | 0 | 0 | 0 | 0 | 0 | 0 | 0 | 0 | 0 | 0 | 0 | 0 | 0 | 0 | 0 | 0 | Lodging/Hospitality_Turnover_Energy Star Fryer_TRC | 0 | 0 | 0 | 0 | 0 | 0 | 0 | 0 | 0 | 0 | 0 | 0 | 0 | 0 | 0 | 0 | 0 | 0 | 0 | 0
Miscellaneous | Turnover | Energy Star Fryer | 0.14651 | 0.045305 |  | 903.8223 | 12 |  | 2175 | 2175 | unit | 0 | 20.1055 | FAIL | FAIL | Miscellaneous_Turnover_Energy Star Fryer_RIM | 0 | 0 | 0 | 0 | 0 | 0 | 0 | 0 | 0 | 0 | 0 | 0 | 0 | 0 | 0 | 0 | 0 | 0 | 0 | 0 | Miscellaneous_Turnover_Energy Star Fryer_TRC | 0 | 0 | 0 | 0 | 0 | 0 | 0 | 0 | 0 | 0 | 0 | 0 | 0 | 0 | 0 | 0 | 0 | 0 | 0 | 0
Offices | Turnover | Energy Star Fryer | 0.14651 | 0.045305 |  | 903.8223 | 12 |  | 2175 | 2175 | unit | 0 | 20.1055 | FAIL | FAIL | Offices_Turnover_Energy Star Fryer_RIM | 0 | 0 | 0 | 0 | 0 | 0 | 0 | 0 | 0 | 0 | 0 | 0 | 0 | 0 | 0 | 0 | 0 | 0 | 0 | 0 | Offices_Turnover_Energy Star Fryer_TRC | 0 | 0 | 0 | 0 | 0 | 0 | 0 | 0 | 0 | 0 | 0 | 0 | 0 | 0 | 0 | 0 | 0 | 0 | 0 | 0
Restaurants | Turnover | Energy Star Fryer | 0.14651 | 0.045305 |  | 903.8223 | 12 |  | 2175 | 2175 | unit | 0 | 20.1055 | FAIL | FAIL | Restaurants_Turnover_Energy Star Fryer_RIM | 0 | 0 | 0 | 0 | 0 | 0 | 0 | 0 | 0 | 0 | 0 | 0 | 0 | 0 | 0 | 0 | 0 | 0 | 0 | 0 | Restaurants_Turnover_Energy Star Fryer_TRC | 0 | 0 | 0 | 0 | 0 | 0 | 0 | 0 | 0 | 0 | 0 | 0 | 0 | 0 | 0 | 0 | 0 | 0 | 0 | 0
Retail | Turnover | Energy Star Fryer | 0.14651 | 0.045305 |  | 903.8223 | 12 |  | 2175 | 2175 | unit | 0 | 20.1055 | FAIL | FAIL | Retail_Turnover_Energy Star Fryer_RIM | 0 | 0 | 0 | 0 | 0 | 0 | 0 | 0 | 0 | 0 | 0 | 0 | 0 | 0 | 0 | 0 | 0 | 0 | 0 | 0 | Retail_Turnover_Energy Star Fryer_TRC | 0 | 0 | 0 | 0 | 0 | 0 | 0 | 0 | 0 | 0 | 0 | 0 | 0 | 0 | 0 | 0 | 0 | 0 | 0 | 0
Schools K-12 | Turnover | Energy Star Fryer | 0.14651 | 0.045305 |  | 903.8223 | 12 |  | 2175 | 2175 | unit | 0 | 20.1055 | FAIL | FAIL | Schools K-12_Turnover_Energy Star Fryer_RIM | 0 | 0 | 0 | 0 | 0 | 0 | 0 | 0 | 0 | 0 | 0 | 0 | 0 | 0 | 0 | 0 | 0 | 0 | 0 | 0 | Schools K-12_Turnover_Energy Star Fryer_TRC | 0 | 0 | 0 | 0 | 0 | 0 | 0 | 0 | 0 | 0 | 0 | 0 | 0 | 0 | 0 | 0 | 0 | 0 | 0 | 0
Warehouse | Turnover | Energy Star Fryer | 0.14651 | 0.045305 |  | 903.8223 | 12 |  | 2175 | 2175 | unit | 0 | 20.1055 | FAIL | FAIL | Warehouse_Turnover_Energy Star Fryer_RIM | 0 | 0 | 0 | 0 | 0 | 0 | 0 | 0 | 0 | 0 | 0 | 0 | 0 | 0 | 0 | 0 | 0 | 0 | 0 | 0 | Warehouse_Turnover_Energy Star Fryer_TRC | 0 | 0 | 0 | 0 | 0 | 0 | 0 | 0 | 0 | 0 | 0 | 0 | 0 | 0 | 0 | 0 | 0 | 0 | 0 | 0
Assembly | New | Energy Star Fryer | 0.14651 | 0.045305 |  | 903.8223 | 12 |  | 2175 | 2175 | unit | 0 | 20.1055 | FAIL | FAIL | Assembly_New_Energy Star Fryer_RIM | 0 | 0 | 0 | 0 | 0 | 0 | 0 | 0 | 0 | 0 | 0 | 0 | 0 | 0 | 0 | 0 | 0 | 0 | 0 | 0 | Assembly_New_Energy Star Fryer_TRC | 0 | 0 | 0 | 0 | 0 | 0 | 0 | 0 | 0 | 0 | 0 | 0 | 0 | 0 | 0 | 0 | 0 | 0 | 0 | 0
College and University | New | Energy Star Fryer | 0.14651 | 0.045305 |  | 903.8223 | 12 |  | 2175 | 2175 | unit | 0 | 20.1055 | FAIL | FAIL | College and University_New_Energy Star Fryer_RIM | 0 | 0 | 0 | 0 | 0 | 0 | 0 | 0 | 0 | 0 | 0 | 0 | 0 | 0 | 0 | 0 | 0 | 0 | 0 | 0 | College and University_New_Energy Star Fryer_TRC | 0 | 0 | 0 | 0 | 0 | 0 | 0 | 0 | 0 | 0 | 0 | 0 | 0 | 0 | 0 | 0 | 0 | 0 | 0 | 0
Grocery | New | Energy Star Fryer | 0.14651 | 0.045305 |  | 903.8223 | 12 |  | 2175 | 2175 | unit | 0 | 20.1055 | FAIL | FAIL | Grocery_New_Energy Star Fryer_RIM | 0 | 0 | 0 | 0 | 0 | 0 | 0 | 0 | 0 | 0 | 0 | 0 | 0 | 0 | 0 | 0 | 0 | 0 | 0 | 0 | Grocery_New_Energy Star Fryer_TRC | 0 | 0 | 0 | 0 | 0 | 0 | 0 | 0 | 0 | 0 | 0 | 0 | 0 | 0 | 0 | 0 | 0 | 0 | 0 | 0
Healthcare | New | Energy Star Fryer | 0.14651 | 0.045305 |  | 903.8223 | 12 |  | 2175 | 2175 | unit | 0 | 20.1055 | FAIL | FAIL | Healthcare_New_Energy Star Fryer_RIM | 0 | 0 | 0 | 0 | 0 | 0 | 0 | 0 | 0 | 0 | 0 | 0 | 0 | 0 | 0 | 0 | 0 | 0 | 0 | 0 | Healthcare_New_Energy Star Fryer_TRC | 0 | 0 | 0 | 0 | 0 | 0 | 0 | 0 | 0 | 0 | 0 | 0 | 0 | 0 | 0 | 0 | 0 | 0 | 0 | 0
Hospitals | New | Energy Star Fryer | 0.14651 | 0.045305 |  | 903.8223 | 12 |  | 2175 | 2175 | unit | 0 | 20.1055 | FAIL | FAIL | Hospitals_New_Energy Star Fryer_RIM | 0 | 0 | 0 | 0 | 0 | 0 | 0 | 0 | 0 | 0 | 0 | 0 | 0 | 0 | 0 | 0 | 0 | 0 | 0 | 0 | Hospitals_New_Energy Star Fryer_TRC | 0 | 0 | 0 | 0 | 0 | 0 | 0 | 0 | 0 | 0 | 0 | 0 | 0 | 0 | 0 | 0 | 0 | 0 | 0 | 0
Institutional | New | Energy Star Fryer | 0.14651 | 0.045305 |  | 903.8223 | 12 |  | 2175 | 2175 | unit | 0 | 20.1055 | FAIL | FAIL | Institutional_New_Energy Star Fryer_RIM | 0 | 0 | 0 | 0 | 0 | 0 | 0 | 0 | 0 | 0 | 0 | 0 | 0 | 0 | 0 | 0 | 0 | 0 | 0 | 0 | Institutional_New_Energy Star Fryer_TRC | 0 | 0 | 0 | 0 | 0 | 0 | 0 | 0 | 0 | 0 | 0 | 0 | 0 | 0 | 0 | 0 | 0 | 0 | 0 | 0
Lodging/Hospitality | New | Energy Star Fryer | 0.14651 | 0.045305 |  | 903.8223 | 12 |  | 2175 | 2175 | unit | 0 | 20.1055 | FAIL | FAIL | Lodging/Hospitality_New_Energy Star Fryer_RIM | 0 | 0 | 0 | 0 | 0 | 0 | 0 | 0 | 0 | 0 | 0 | 0 | 0 | 0 | 0 | 0 | 0 | 0 | 0 | 0 | Lodging/Hospitality_New_Energy Star Fryer_TRC | 0 | 0 | 0 | 0 | 0 | 0 | 0 | 0 | 0 | 0 | 0 | 0 | 0 | 0 | 0 | 0 | 0 | 0 | 0 | 0
Miscellaneous | New | Energy Star Fryer | 0.14651 | 0.045305 |  | 903.8223 | 12 |  | 2175 | 2175 | unit | 0 | 20.1055 | FAIL | FAIL | Miscellaneous_New_Energy Star Fryer_RIM | 0 | 0 | 0 | 0 | 0 | 0 | 0 | 0 | 0 | 0 | 0 | 0 | 0 | 0 | 0 | 0 | 0 | 0 | 0 | 0 | Miscellaneous_New_Energy Star Fryer_TRC | 0 | 0 | 0 | 0 | 0 | 0 | 0 | 0 | 0 | 0 | 0 | 0 | 0 | 0 | 0 | 0 | 0 | 0 | 0 | 0
Offices | New | Energy Star Fryer | 0.14651 | 0.045305 |  | 903.8223 | 12 |  | 2175 | 2175 | unit | 0 | 20.1055 | FAIL | FAIL | Offices_New_Energy Star Fryer_RIM | 0 | 0 | 0 | 0 | 0 | 0 | 0 | 0 | 0 | 0 | 0 | 0 | 0 | 0 | 0 | 0 | 0 | 0 | 0 | 0 | Offices_New_Energy Star Fryer_TRC | 0 | 0 | 0 | 0 | 0 | 0 | 0 | 0 | 0 | 0 | 0 | 0 | 0 | 0 | 0 | 0 | 0 | 0 | 0 | 0
Restaurants | New | Energy Star Fryer | 0.14651 | 0.045305 |  | 903.8223 | 12 |  | 2175 | 2175 | unit | 0 | 20.1055 | FAIL | FAIL | Restaurants_New_Energy Star Fryer_RIM | 0 | 0 | 0 | 0 | 0 | 0 | 0 | 0 | 0 | 0 | 0 | 0 | 0 | 0 | 0 | 0 | 0 | 0 | 0 | 0 | Restaurants_New_Energy Star Fryer_TRC | 0 | 0 | 0 | 0 | 0 | 0 | 0 | 0 | 0 | 0 | 0 | 0 | 0 | 0 | 0 | 0 | 0 | 0 | 0 | 0
Retail | New | Energy Star Fryer | 0.14651 | 0.045305 |  | 903.8223 | 12 |  | 2175 | 2175 | unit | 0 | 20.1055 | FAIL | FAIL | Retail_New_Energy Star Fryer_RIM | 0 | 0 | 0 | 0 | 0 | 0 | 0 | 0 | 0 | 0 | 0 | 0 | 0 | 0 | 0 | 0 | 0 | 0 | 0 | 0 | Retail_New_Energy Star Fryer_TRC | 0 | 0 | 0 | 0 | 0 | 0 | 0 | 0 | 0 | 0 | 0 | 0 | 0 | 0 | 0 | 0 | 0 | 0 | 0 | 0
Schools K-12 | New | Energy Star Fryer | 0.14651 | 0.045305 |  | 903.8223 | 12 |  | 2175 | 2175 | unit | 0 | 20.1055 | FAIL | FAIL | Schools K-12_New_Energy Star Fryer_RIM | 0 | 0 | 0 | 0 | 0 | 0 | 0 | 0 | 0 | 0 | 0 | 0 | 0 | 0 | 0 | 0 | 0 | 0 | 0 | 0 | Schools K-12_New_Energy Star Fryer_TRC | 0 | 0 | 0 | 0 | 0 | 0 | 0 | 0 | 0 | 0 | 0 | 0 | 0 | 0 | 0 | 0 | 0 | 0 | 0 | 0
Warehouse | New | Energy Star Fryer | 0.14651 | 0.045305 |  | 903.8223 | 12 |  | 2175 | 2175 | unit | 0 | 20.1055 | FAIL | FAIL | Warehouse_New_Energy Star Fryer_RIM | 0 | 0 | 0 | 0 | 0 | 0 | 0 | 0 | 0 | 0 | 0 | 0 | 0 | 0 | 0 | 0 | 0 | 0 | 0 | 0 | Warehouse_New_Energy Star Fryer_TRC | 0 | 0 | 0 | 0 | 0 | 0 | 0 | 0 | 0 | 0 | 0 | 0 | 0 | 0 | 0 | 0 | 0 | 0 | 0 | 0
Assembly | Turnover | Energy Star Griddle | 0.3156 | 0.080771 |  | 1910 | 12 |  | 0 | 0 | unit | 0 | 42.4879 | FAIL | FAIL | Assembly_Turnover_Energy Star Griddle_RIM | 0 | 0 | 0 | 0 | 0 | 0 | 0 | 0 | 0 | 0 | 0 | 0 | 0 | 0 | 0 | 0 | 0 | 0 | 0 | 0 | Assembly_Turnover_Energy Star Griddle_TRC | 0 | 0 | 0 | 0 | 0 | 0 | 0 | 0 | 0 | 0 | 0 | 0 | 0 | 0 | 0 | 0 | 0 | 0 | 0 | 0
College and University | Turnover | Energy Star Griddle | 0.3156 | 0.080771 |  | 1910 | 12 |  | 0 | 0 | unit | 0 | 42.4879 | FAIL | FAIL | College and University_Turnover_Energy Star Griddle_RIM | 0 | 0 | 0 | 0 | 0 | 0 | 0 | 0 | 0 | 0 | 0 | 0 | 0 | 0 | 0 | 0 | 0 | 0 | 0 | 0 | College and University_Turnover_Energy Star Griddle_TRC | 0 | 0 | 0 | 0 | 0 | 0 | 0 | 0 | 0 | 0 | 0 | 0 | 0 | 0 | 0 | 0 | 0 | 0 | 0 | 0
Grocery | Turnover | Energy Star Griddle | 0.3156 | 0.080771 |  | 1910 | 12 |  | 0 | 0 | unit | 0 | 42.4879 | FAIL | FAIL | Grocery_Turnover_Energy Star Griddle_RIM | 0 | 0 | 0 | 0 | 0 | 0 | 0 | 0 | 0 | 0 | 0 | 0 | 0 | 0 | 0 | 0 | 0 | 0 | 0 | 0 | Grocery_Turnover_Energy Star Griddle_TRC | 0 | 0 | 0 | 0 | 0 | 0 | 0 | 0 | 0 | 0 | 0 | 0 | 0 | 0 | 0 | 0 | 0 | 0 | 0 | 0
Healthcare | Turnover | Energy Star Griddle | 0.3156 | 0.080771 |  | 1910 | 12 |  | 0 | 0 | unit | 0 | 42.4879 | FAIL | FAIL | Healthcare_Turnover_Energy Star Griddle_RIM | 0 | 0 | 0 | 0 | 0 | 0 | 0 | 0 | 0 | 0 | 0 | 0 | 0 | 0 | 0 | 0 | 0 | 0 | 0 | 0 | Healthcare_Turnover_Energy Star Griddle_TRC | 0 | 0 | 0 | 0 | 0 | 0 | 0 | 0 | 0 | 0 | 0 | 0 | 0 | 0 | 0 | 0 | 0 | 0 | 0 | 0
Hospitals | Turnover | Energy Star Griddle | 0.3156 | 0.080771 |  | 1910 | 12 |  | 0 | 0 | unit | 0 | 42.4879 | FAIL | FAIL | Hospitals_Turnover_Energy Star Griddle_RIM | 0 | 0 | 0 | 0 | 0 | 0 | 0 | 0 | 0 | 0 | 0 | 0 | 0 | 0 | 0 | 0 | 0 | 0 | 0 | 0 | Hospitals_Turnover_Energy Star Griddle_TRC | 0 | 0 | 0 | 0 | 0 | 0 | 0 | 0 | 0 | 0 | 0 | 0 | 0 | 0 | 0 | 0 | 0 | 0 | 0 | 0
Institutional | Turnover | Energy Star Griddle | 0.3156 | 0.080771 |  | 1910 | 12 |  | 0 | 0 | unit | 0 | 42.4879 | FAIL | FAIL | Institutional_Turnover_Energy Star Griddle_RIM | 0 | 0 | 0 | 0 | 0 | 0 | 0 | 0 | 0 | 0 | 0 | 0 | 0 | 0 | 0 | 0 | 0 | 0 | 0 | 0 | Institutional_Turnover_Energy Star Griddle_TRC | 0 | 0 | 0 | 0 | 0 | 0 | 0 | 0 | 0 | 0 | 0 | 0 | 0 | 0 | 0 | 0 | 0 | 0 | 0 | 0
Lodging/Hospitality | Turnover | Energy Star Griddle | 0.3156 | 0.080771 |  | 1910 | 12 |  | 0 | 0 | unit | 0 | 42.4879 | FAIL | FAIL | Lodging/Hospitality_Turnover_Energy Star Griddle_RIM | 0 | 0 | 0 | 0 | 0 | 0 | 0 | 0 | 0 | 0 | 0 | 0 | 0 | 0 | 0 | 0 | 0 | 0 | 0 | 0 | Lodging/Hospitality_Turnover_Energy Star Griddle_TRC | 0 | 0 | 0 | 0 | 0 | 0 | 0 | 0 | 0 | 0 | 0 | 0 | 0 | 0 | 0 | 0 | 0 | 0 | 0 | 0
Miscellaneous | Turnover | Energy Star Griddle | 0.3156 | 0.080771 |  | 1910 | 12 |  | 0 | 0 | unit | 0 | 42.4879 | FAIL | FAIL | Miscellaneous_Turnover_Energy Star Griddle_RIM | 0 | 0 | 0 | 0 | 0 | 0 | 0 | 0 | 0 | 0 | 0 | 0 | 0 | 0 | 0 | 0 | 0 | 0 | 0 | 0 | Miscellaneous_Turnover_Energy Star Griddle_TRC | 0 | 0 | 0 | 0 | 0 | 0 | 0 | 0 | 0 | 0 | 0 | 0 | 0 | 0 | 0 | 0 | 0 | 0 | 0 | 0
Offices | Turnover | Energy Star Griddle | 0.3156 | 0.080771 |  | 1910 | 12 |  | 0 | 0 | unit | 0 | 42.4879 | FAIL | FAIL | Offices_Turnover_Energy Star Griddle_RIM | 0 | 0 | 0 | 0 | 0 | 0 | 0 | 0 | 0 | 0 | 0 | 0 | 0 | 0 | 0 | 0 | 0 | 0 | 0 | 0 | Offices_Turnover_Energy Star Griddle_TRC | 0 | 0 | 0 | 0 | 0 | 0 | 0 | 0 | 0 | 0 | 0 | 0 | 0 | 0 | 0 | 0 | 0 | 0 | 0 | 0
Restaurants | Turnover | Energy Star Griddle | 0.3156 | 0.080771 |  | 1910 | 12 |  | 0 | 0 | unit | 0 | 42.4879 | FAIL | FAIL | Restaurants_Turnover_Energy Star Griddle_RIM | 0 | 0 | 0 | 0 | 0 | 0 | 0 | 0 | 0 | 0 | 0 | 0 | 0 | 0 | 0 | 0 | 0 | 0 | 0 | 0 | Restaurants_Turnover_Energy Star Griddle_TRC | 0 | 0 | 0 | 0 | 0 | 0 | 0 | 0 | 0 | 0 | 0 | 0 | 0 | 0 | 0 | 0 | 0 | 0 | 0 | 0
Retail | Turnover | Energy Star Griddle | 0.3156 | 0.080771 |  | 1910 | 12 |  | 0 | 0 | unit | 0 | 42.4879 | FAIL | FAIL | Retail_Turnover_Energy Star Griddle_RIM | 0 | 0 | 0 | 0 | 0 | 0 | 0 | 0 | 0 | 0 | 0 | 0 | 0 | 0 | 0 | 0 | 0 | 0 | 0 | 0 | Retail_Turnover_Energy Star Griddle_TRC | 0 | 0 | 0 | 0 | 0 | 0 | 0 | 0 | 0 | 0 | 0 | 0 | 0 | 0 | 0 | 0 | 0 | 0 | 0 | 0
Schools K-12 | Turnover | Energy Star Griddle | 0.3156 | 0.080771 |  | 1910 | 12 |  | 0 | 0 | unit | 0 | 42.4879 | FAIL | FAIL | Schools K-12_Turnover_Energy Star Griddle_RIM | 0 | 0 | 0 | 0 | 0 | 0 | 0 | 0 | 0 | 0 | 0 | 0 | 0 | 0 | 0 | 0 | 0 | 0 | 0 | 0 | Schools K-12_Turnover_Energy Star Griddle_TRC | 0 | 0 | 0 | 0 | 0 | 0 | 0 | 0 | 0 | 0 | 0 | 0 | 0 | 0 | 0 | 0 | 0 | 0 | 0 | 0
Warehouse | Turnover | Energy Star Griddle | 0.3156 | 0.080771 |  | 1910 | 12 |  | 0 | 0 | unit | 0 | 42.4879 | FAIL | FAIL | Warehouse_Turnover_Energy Star Griddle_RIM | 0 | 0 | 0 | 0 | 0 | 0 | 0 | 0 | 0 | 0 | 0 | 0 | 0 | 0 | 0 | 0 | 0 | 0 | 0 | 0 | Warehouse_Turnover_Energy Star Griddle_TRC | 0 | 0 | 0 | 0 | 0 | 0 | 0 | 0 | 0 | 0 | 0 | 0 | 0 | 0 | 0 | 0 | 0 | 0 | 0 | 0
Assembly | New | Energy Star Griddle | 0.3156 | 0.080771 |  | 1910 | 12 |  | 0 | 0 | unit | 0 | 42.4879 | FAIL | FAIL | Assembly_New_Energy Star Griddle_RIM | 0 | 0 | 0 | 0 | 0 | 0 | 0 | 0 | 0 | 0 | 0 | 0 | 0 | 0 | 0 | 0 | 0 | 0 | 0 | 0 | Assembly_New_Energy Star Griddle_TRC | 0 | 0 | 0 | 0 | 0 | 0 | 0 | 0 | 0 | 0 | 0 | 0 | 0 | 0 | 0 | 0 | 0 | 0 | 0 | 0
College and University | New | Energy Star Griddle | 0.3156 | 0.080771 |  | 1910 | 12 |  | 0 | 0 | unit | 0 | 42.4879 | FAIL | FAIL | College and University_New_Energy Star Griddle_RIM | 0 | 0 | 0 | 0 | 0 | 0 | 0 | 0 | 0 | 0 | 0 | 0 | 0 | 0 | 0 | 0 | 0 | 0 | 0 | 0 | College and University_New_Energy Star Griddle_TRC | 0 | 0 | 0 | 0 | 0 | 0 | 0 | 0 | 0 | 0 | 0 | 0 | 0 | 0 | 0 | 0 | 0 | 0 | 0 | 0
Grocery | New | Energy Star Griddle | 0.3156 | 0.080771 |  | 1910 | 12 |  | 0 | 0 | unit | 0 | 42.4879 | FAIL | FAIL | Grocery_New_Energy Star Griddle_RIM | 0 | 0 | 0 | 0 | 0 | 0 | 0 | 0 | 0 | 0 | 0 | 0 | 0 | 0 | 0 | 0 | 0 | 0 | 0 | 0 | Grocery_New_Energy Star Griddle_TRC | 0 | 0 | 0 | 0 | 0 | 0 | 0 | 0 | 0 | 0 | 0 | 0 | 0 | 0 | 0 | 0 | 0 | 0 | 0 | 0
Healthcare | New | Energy Star Griddle | 0.3156 | 0.080771 |  | 1910 | 12 |  | 0 | 0 | unit | 0 | 42.4879 | FAIL | FAIL | Healthcare_New_Energy Star Griddle_RIM | 0 | 0 | 0 | 0 | 0 | 0 | 0 | 0 | 0 | 0 | 0 | 0 | 0 | 0 | 0 | 0 | 0 | 0 | 0 | 0 | Healthcare_New_Energy Star Griddle_TRC | 0 | 0 | 0 | 0 | 0 | 0 | 0 | 0 | 0 | 0 | 0 | 0 | 0 | 0 | 0 | 0 | 0 | 0 | 0 | 0
Hospitals | New | Energy Star Griddle | 0.3156 | 0.080771 |  | 1910 | 12 |  | 0 | 0 | unit | 0 | 42.4879 | FAIL | FAIL | Hospitals_New_Energy Star Griddle_RIM | 0 | 0 | 0 | 0 | 0 | 0 | 0 | 0 | 0 | 0 | 0 | 0 | 0 | 0 | 0 | 0 | 0 | 0 | 0 | 0 | Hospitals_New_Energy Star Griddle_TRC | 0 | 0 | 0 | 0 | 0 | 0 | 0 | 0 | 0 | 0 | 0 | 0 | 0 | 0 | 0 | 0 | 0 | 0 | 0 | 0
Institutional | New | Energy Star Griddle | 0.3156 | 0.080771 |  | 1910 | 12 |  | 0 | 0 | unit | 0 | 42.4879 | FAIL | FAIL | Institutional_New_Energy Star Griddle_RIM | 0 | 0 | 0 | 0 | 0 | 0 | 0 | 0 | 0 | 0 | 0 | 0 | 0 | 0 | 0 | 0 | 0 | 0 | 0 | 0 | Institutional_New_Energy Star Griddle_TRC | 0 | 0 | 0 | 0 | 0 | 0 | 0 | 0 | 0 | 0 | 0 | 0 | 0 | 0 | 0 | 0 | 0 | 0 | 0 | 0
Lodging/Hospitality | New | Energy Star Griddle | 0.3156 | 0.080771 |  | 1910 | 12 |  | 0 | 0 | unit | 0 | 42.4879 | FAIL | FAIL | Lodging/Hospitality_New_Energy Star Griddle_RIM | 0 | 0 | 0 | 0 | 0 | 0 | 0 | 0 | 0 | 0 | 0 | 0 | 0 | 0 | 0 | 0 | 0 | 0 | 0 | 0 | Lodging/Hospitality_New_Energy Star Griddle_TRC | 0 | 0 | 0 | 0 | 0 | 0 | 0 | 0 | 0 | 0 | 0 | 0 | 0 | 0 | 0 | 0 | 0 | 0 | 0 | 0
Miscellaneous | New | Energy Star Griddle | 0.3156 | 0.080771 |  | 1910 | 12 |  | 0 | 0 | unit | 0 | 42.4879 | FAIL | FAIL | Miscellaneous_New_Energy Star Griddle_RIM | 0 | 0 | 0 | 0 | 0 | 0 | 0 | 0 | 0 | 0 | 0 | 0 | 0 | 0 | 0 | 0 | 0 | 0 | 0 | 0 | Miscellaneous_New_Energy Star Griddle_TRC | 0 | 0 | 0 | 0 | 0 | 0 | 0 | 0 | 0 | 0 | 0 | 0 | 0 | 0 | 0 | 0 | 0 | 0 | 0 | 0
Offices | New | Energy Star Griddle | 0.3156 | 0.080771 |  | 1910 | 12 |  | 0 | 0 | unit | 0 | 42.4879 | FAIL | FAIL | Offices_New_Energy Star Griddle_RIM | 0 | 0 | 0 | 0 | 0 | 0 | 0 | 0 | 0 | 0 | 0 | 0 | 0 | 0 | 0 | 0 | 0 | 0 | 0 | 0 | Offices_New_Energy Star Griddle_TRC | 0 | 0 | 0 | 0 | 0 | 0 | 0 | 0 | 0 | 0 | 0 | 0 | 0 | 0 | 0 | 0 | 0 | 0 | 0 | 0
Restaurants | New | Energy Star Griddle | 0.3156 | 0.080771 |  | 1910 | 12 |  | 0 | 0 | unit | 0 | 42.4879 | FAIL | FAIL | Restaurants_New_Energy Star Griddle_RIM | 0 | 0 | 0 | 0 | 0 | 0 | 0 | 0 | 0 | 0 | 0 | 0 | 0 | 0 | 0 | 0 | 0 | 0 | 0 | 0 | Restaurants_New_Energy Star Griddle_TRC | 0 | 0 | 0 | 0 | 0 | 0 | 0 | 0 | 0 | 0 | 0 | 0 | 0 | 0 | 0 | 0 | 0 | 0 | 0 | 0
Retail | New | Energy Star Griddle | 0.3156 | 0.080771 |  | 1910 | 12 |  | 0 | 0 | unit | 0 | 42.4879 | FAIL | FAIL | Retail_New_Energy Star Griddle_RIM | 0 | 0 | 0 | 0 | 0 | 0 | 0 | 0 | 0 | 0 | 0 | 0 | 0 | 0 | 0 | 0 | 0 | 0 | 0 | 0 | Retail_New_Energy Star Griddle_TRC | 0 | 0 | 0 | 0 | 0 | 0 | 0 | 0 | 0 | 0 | 0 | 0 | 0 | 0 | 0 | 0 | 0 | 0 | 0 | 0
Schools K-12 | New | Energy Star Griddle | 0.3156 | 0.080771 |  | 1910 | 12 |  | 0 | 0 | unit | 0 | 42.4879 | FAIL | FAIL | Schools K-12_New_Energy Star Griddle_RIM | 0 | 0 | 0 | 0 | 0 | 0 | 0 | 0 | 0 | 0 | 0 | 0 | 0 | 0 | 0 | 0 | 0 | 0 | 0 | 0 | Schools K-12_New_Energy Star Griddle_TRC | 0 | 0 | 0 | 0 | 0 | 0 | 0 | 0 | 0 | 0 | 0 | 0 | 0 | 0 | 0 | 0 | 0 | 0 | 0 | 0
Warehouse | New | Energy Star Griddle | 0.3156 | 0.080771 |  | 1910 | 12 |  | 0 | 0 | unit | 0 | 42.4879 | FAIL | FAIL | Warehouse_New_Energy Star Griddle_RIM | 0 | 0 | 0 | 0 | 0 | 0 | 0 | 0 | 0 | 0 | 0 | 0 | 0 | 0 | 0 | 0 | 0 | 0 | 0 | 0 | Warehouse_New_Energy Star Griddle_TRC | 0 | 0 | 0 | 0 | 0 | 0 | 0 | 0 | 0 | 0 | 0 | 0 | 0 | 0 | 0 | 0 | 0 | 0 | 0 | 0
Assembly | Turnover | Energy Star Hot Food Holding Cabinet | 0.31862 | 0.15417 |  | 1730.1 | 12 |  | 811 | 811 | unit | 0 | 38.486 | FAIL | 475.2026 | Assembly_Turnover_Energy Star Hot Food Holding Cabinet_RIM | 0 | 0 | 0 | 0 | 0 | 0 | 0 | 0 | 0 | 0 | 0 | 0 | 0 | 0 | 0 | 0 | 0 | 0 | 0 | 0 | Assembly_Turnover_Energy Star Hot Food Holding Cabinet_TRC | 0 | 0 | 0 | 0 | 0 | 0 | 0 | 0 | 0 | 0 | 0 | 0 | 0 | 0 | 0 | 0 | 0 | 0 | 0 | 0 |  | 58.59%
College and University | Turnover | Energy Star Hot Food Holding Cabinet | 0.31862 | 0.15417 |  | 1730.1 | 12 |  | 811 | 811 | unit | 0 | 38.486 | FAIL | 475.2026 | College and University_Turnover_Energy Star Hot Food Holding Cabinet_RIM | 0 | 0 | 0 | 0 | 0 | 0 | 0 | 0 | 0 | 0 | 0 | 0 | 0 | 0 | 0 | 0 | 0 | 0 | 0 | 0 | College and University_Turnover_Energy Star Hot Food Holding Cabinet_TRC | 0.05919 | 0.088891 | 0.14368 | 0.2297 | 0.35911 | 0.54172 | 0.77323 | 1.0143 | 1.178 | 1.1541 | 102.404 | 153.7901 | 248.5802 | 397.4055 | 621.3037 | 937.2223 | 1337.765 | 1754.8764 | 2038.066 | 1996.6978 |  | 58.59%
Grocery | Turnover | Energy Star Hot Food Holding Cabinet | 0.31862 | 0.15417 |  | 1730.1 | 12 |  | 811 | 811 | unit | 0 | 38.486 | FAIL | 475.2026 | Grocery_Turnover_Energy Star Hot Food Holding Cabinet_RIM | 0 | 0 | 0 | 0 | 0 | 0 | 0 | 0 | 0 | 0 | 0 | 0 | 0 | 0 | 0 | 0 | 0 | 0 | 0 | 0 | Grocery_Turnover_Energy Star Hot Food Holding Cabinet_TRC | 0 | 0 | 0 | 0 | 0 | 0 | 0 | 0 | 0 | 0 | 0 | 0 | 0 | 0 | 0 | 0 | 0 | 0 | 0 | 0 |  | 58.59%
Healthcare | Turnover | Energy Star Hot Food Holding Cabinet | 0.31862 | 0.15417 |  | 1730.1 | 12 |  | 811 | 811 | unit | 0 | 38.486 | FAIL | 475.2026 | Healthcare_Turnover_Energy Star Hot Food Holding Cabinet_RIM | 0 | 0 | 0 | 0 | 0 | 0 | 0 | 0 | 0 | 0 | 0 | 0 | 0 | 0 | 0 | 0 | 0 | 0 | 0 | 0 | Healthcare_Turnover_Energy Star Hot Food Holding Cabinet_TRC | 0.42637 | 0.64156 | 1.0388 | 1.6632 | 2.6036 | 3.9316 | 5.6186 | 7.3791 | 8.5779 | 8.4128 | 737.6666 | 1109.9687 | 1797.184 | 2877.4681 | 4504.406 | 6802.032 | 9720.8187 | 12766.6035 | 14840.5393 | 14554.97 |  | 58.59%
Hospitals | Turnover | Energy Star Hot Food Holding Cabinet | 0.31862 | 0.15417 |  | 1730.1 | 12 |  | 811 | 811 | unit | 0 | 38.486 | FAIL | 475.2026 | Hospitals_Turnover_Energy Star Hot Food Holding Cabinet_RIM | 0 | 0 | 0 | 0 | 0 | 0 | 0 | 0 | 0 | 0 | 0 | 0 | 0 | 0 | 0 | 0 | 0 | 0 | 0 | 0 | Hospitals_Turnover_Energy Star Hot Food Holding Cabinet_TRC | 1.3196 | 1.9855 | 3.2143 | 5.1454 | 8.0523 | 12.1545 | 17.3609 | 22.7879 | 26.4805 | 25.9736 | 2283.0783 | 3435.0711 | 5561.1102 | 8902.1058 | 13931.2566 | 21028.553 | 30036.0639 | 39425.4144 | 45813.8303 | 44936.9884 |  | 58.59%
Institutional | Turnover | Energy Star Hot Food Holding Cabinet | 0.31862 | 0.15417 |  | 1730.1 | 12 |  | 811 | 811 | unit | 0 | 38.486 | FAIL | 475.2026 | Institutional_Turnover_Energy Star Hot Food Holding Cabinet_RIM | 0 | 0 | 0 | 0 | 0 | 0 | 0 | 0 | 0 | 0 | 0 | 0 | 0 | 0 | 0 | 0 | 0 | 0 | 0 | 0 | Institutional_Turnover_Energy Star Hot Food Holding Cabinet_TRC | 0 | 0 | 0 | 0 | 0 | 0 | 0 | 0 | 0 | 0 | 0 | 0 | 0 | 0 | 0 | 0 | 0 | 0 | 0 | 0 |  | 58.59%
Lodging/Hospitality | Turnover | Energy Star Hot Food Holding Cabinet | 0.31862 | 0.15417 |  | 1730.1 | 12 |  | 811 | 811 | unit | 0 | 38.486 | FAIL | 475.2026 | Lodging/Hospitality_Turnover_Energy Star Hot Food Holding Cabinet_RIM | 0 | 0 | 0 | 0 | 0 | 0 | 0 | 0 | 0 | 0 | 0 | 0 | 0 | 0 | 0 | 0 | 0 | 0 | 0 | 0 | Lodging/Hospitality_Turnover_Energy Star Hot Food Holding Cabinet_TRC | 2.5293 | 3.8578 | 6.31 | 10.1759 | 15.9954 | 24.1779 | 34.5514 | 45.3485 | 52.6935 | 51.724 | 4375.992 | 6674.2945 | 10916.925 | 17605.3953 | 27673.6913 | 41830.1959 | 59777.4569 | 78457.4028 | 91165.0176 | 89487.6663 |  | 58.59%
Miscellaneous | Turnover | Energy Star Hot Food Holding Cabinet | 0.31862 | 0.15417 |  | 1730.1 | 12 |  | 811 | 811 | unit | 0 | 38.486 | FAIL | 475.2026 | Miscellaneous_Turnover_Energy Star Hot Food Holding Cabinet_RIM | 0 | 0 | 0 | 0 | 0 | 0 | 0 | 0 | 0 | 0 | 0 | 0 | 0 | 0 | 0 | 0 | 0 | 0 | 0 | 0 | Miscellaneous_Turnover_Energy Star Hot Food Holding Cabinet_TRC | 0 | 0 | 0 | 0 | 0 | 0 | 0 | 0 | 0 | 0 | 0 | 0 | 0 | 0 | 0 | 0 | 0 | 0 | 0 | 0 |  | 58.59%
Offices | Turnover | Energy Star Hot Food Holding Cabinet | 0.31862 | 0.15417 |  | 1730.1 | 12 |  | 811 | 811 | unit | 0 | 38.486 | FAIL | 475.2026 | Offices_Turnover_Energy Star Hot Food Holding Cabinet_RIM | 0 | 0 | 0 | 0 | 0 | 0 | 0 | 0 | 0 | 0 | 0 | 0 | 0 | 0 | 0 | 0 | 0 | 0 | 0 | 0 | Offices_Turnover_Energy Star Hot Food Holding Cabinet_TRC | 0 | 0 | 0 | 0 | 0 | 0 | 0 | 0 | 0 | 0 | 0 | 0 | 0 | 0 | 0 | 0 | 0 | 0 | 0 | 0 |  | 58.59%
Restaurants | Turnover | Energy Star Hot Food Holding Cabinet | 0.31862 | 0.15417 |  | 1730.1 | 12 |  | 811 | 811 | unit | 0 | 38.486 | FAIL | 475.2026 | Restaurants_Turnover_Energy Star Hot Food Holding Cabinet_RIM | 0 | 0 | 0 | 0 | 0 | 0 | 0 | 0 | 0 | 0 | 0 | 0 | 0 | 0 | 0 | 0 | 0 | 0 | 0 | 0 | Restaurants_Turnover_Energy Star Hot Food Holding Cabinet_TRC | 15.4493 | 23.2849 | 37.8299 | 60.8856 | 95.9709 | 146.163 | 210.4706 | 278.3566 | 326.0056 | 322.5657 | 26728.8671 | 40285.1313 | 65449.4755 | 105338.1834 | 166039.3264 | 252876.6443 | 364135.2708 | 481584.8189 | 564022.319 | 558070.8405 |  | 58.59%
Retail | Turnover | Energy Star Hot Food Holding Cabinet | 0.31862 | 0.15417 |  | 1730.1 | 12 |  | 811 | 811 | unit | 0 | 38.486 | FAIL | 475.2026 | Retail_Turnover_Energy Star Hot Food Holding Cabinet_RIM | 0 | 0 | 0 | 0 | 0 | 0 | 0 | 0 | 0 | 0 | 0 | 0 | 0 | 0 | 0 | 0 | 0 | 0 | 0 | 0 | Retail_Turnover_Energy Star Hot Food Holding Cabinet_TRC | 0 | 0 | 0 | 0 | 0 | 0 | 0 | 0 | 0 | 0 | 0 | 0 | 0 | 0 | 0 | 0 | 0 | 0 | 0 | 0 |  | 58.59%
Schools K-12 | Turnover | Energy Star Hot Food Holding Cabinet | 0.31862 | 0.15417 |  | 1730.1 | 12 |  | 811 | 811 | unit | 0 | 38.486 | FAIL | 475.2026 | Schools K-12_Turnover_Energy Star Hot Food Holding Cabinet_RIM | 0 | 0 | 0 | 0 | 0 | 0 | 0 | 0 | 0 | 0 | 0 | 0 | 0 | 0 | 0 | 0 | 0 | 0 | 0 | 0 | Schools K-12_Turnover_Energy Star Hot Food Holding Cabinet_TRC | 1.0398 | 1.5616 | 2.5242 | 4.0354 | 6.3089 | 9.5168 | 13.5841 | 17.8195 | 20.6951 | 20.2751 | 1799.0286 | 2701.7768 | 4367.0439 | 6981.5985 | 10915.03 | 16465.0704 | 23501.7833 | 30829.5733 | 35804.6326 | 35077.8783 |  | 58.59%
Warehouse | Turnover | Energy Star Hot Food Holding Cabinet | 0.31862 | 0.15417 |  | 1730.1 | 12 |  | 811 | 811 | unit | 0 | 38.486 | FAIL | 475.2026 | Warehouse_Turnover_Energy Star Hot Food Holding Cabinet_RIM | 0 | 0 | 0 | 0 | 0 | 0 | 0 | 0 | 0 | 0 | 0 | 0 | 0 | 0 | 0 | 0 | 0 | 0 | 0 | 0 | Warehouse_Turnover_Energy Star Hot Food Holding Cabinet_TRC | 0 | 0 | 0 | 0 | 0 | 0 | 0 | 0 | 0 | 0 | 0 | 0 | 0 | 0 | 0 | 0 | 0 | 0 | 0 | 0 |  | 58.59%
Assembly | New | Energy Star Hot Food Holding Cabinet | 0.31862 | 0.15417 |  | 1730.1 | 12 |  | 811 | 811 | unit | 0 | 38.486 | FAIL | 475.2026 | Assembly_New_Energy Star Hot Food Holding Cabinet_RIM | 0 | 0 | 0 | 0 | 0 | 0 | 0 | 0 | 0 | 0 | 0 | 0 | 0 | 0 | 0 | 0 | 0 | 0 | 0 | 0 | Assembly_New_Energy Star Hot Food Holding Cabinet_TRC | 0 | 0 | 0 | 0 | 0 | 0 | 0 | 0 | 0 | 0 | 0 | 0 | 0 | 0 | 0 | 0 | 0 | 0 | 0 | 0 |  | 58.59%
College and University | New | Energy Star Hot Food Holding Cabinet | 0.31862 | 0.15417 |  | 1730.1 | 12 |  | 811 | 811 | unit | 0 | 38.486 | FAIL | 475.2026 | College and University_New_Energy Star Hot Food Holding Cabinet_RIM | 0 | 0 | 0 | 0 | 0 | 0 | 0 | 0 | 0 | 0 | 0 | 0 | 0 | 0 | 0 | 0 | 0 | 0 | 0 | 0 | College and University_New_Energy Star Hot Food Holding Cabinet_TRC | 0.0052952 | 0.0080403 | 0.013226 | 0.021511 | 0.034205 | 0.048365 | 0.066642 | 0.087104 | 0.095844 | 0.090512 | 9.1613 | 13.9106 | 22.882 | 37.2167 | 59.1779 | 83.6771 | 115.2968 | 150.6987 | 165.8195 | 156.5955 |  | 58.59%
Grocery | New | Energy Star Hot Food Holding Cabinet | 0.31862 | 0.15417 |  | 1730.1 | 12 |  | 811 | 811 | unit | 0 | 38.486 | FAIL | 475.2026 | Grocery_New_Energy Star Hot Food Holding Cabinet_RIM | 0 | 0 | 0 | 0 | 0 | 0 | 0 | 0 | 0 | 0 | 0 | 0 | 0 | 0 | 0 | 0 | 0 | 0 | 0 | 0 | Grocery_New_Energy Star Hot Food Holding Cabinet_TRC | 0 | 0 | 0 | 0 | 0 | 0 | 0 | 0 | 0 | 0 | 0 | 0 | 0 | 0 | 0 | 0 | 0 | 0 | 0 | 0 |  | 58.59%
Healthcare | New | Energy Star Hot Food Holding Cabinet | 0.31862 | 0.15417 |  | 1730.1 | 12 |  | 811 | 811 | unit | 0 | 38.486 | FAIL | 475.2026 | Healthcare_New_Energy Star Hot Food Holding Cabinet_RIM | 0 | 0 | 0 | 0 | 0 | 0 | 0 | 0 | 0 | 0 | 0 | 0 | 0 | 0 | 0 | 0 | 0 | 0 | 0 | 0 | Healthcare_New_Energy Star Hot Food Holding Cabinet_TRC | 0.045945 | 0.068086 | 0.10927 | 0.17339 | 0.26899 | 0.39012 | 0.5369 | 0.68048 | 0.76471 | 0.7261 | 79.4903 | 117.7962 | 189.0421 | 299.9844 | 465.3746 | 674.9551 | 928.8967 | 1177.2956 | 1323.0226 | 1256.2255 |  | 58.59%
Hospitals | New | Energy Star Hot Food Holding Cabinet | 0.31862 | 0.15417 |  | 1730.1 | 12 |  | 811 | 811 | unit | 0 | 38.486 | FAIL | 475.2026 | Hospitals_New_Energy Star Hot Food Holding Cabinet_RIM | 0 | 0 | 0 | 0 | 0 | 0 | 0 | 0 | 0 | 0 | 0 | 0 | 0 | 0 | 0 | 0 | 0 | 0 | 0 | 0 | Hospitals_New_Energy Star Hot Food Holding Cabinet_TRC | 0.1422 | 0.21071 | 0.33811 | 0.53643 | 0.83193 | 1.2061 | 1.659 | 2.1014 | 2.3607 | 2.2418 | 246.0224 | 364.5493 | 584.9618 | 928.0704 | 1439.3135 | 2086.6307 | 2870.1698 | 3635.6865 | 4084.2675 | 3878.4683 |  | 58.59%
Institutional | New | Energy Star Hot Food Holding Cabinet | 0.31862 | 0.15417 |  | 1730.1 | 12 |  | 811 | 811 | unit | 0 | 38.486 | FAIL | 475.2026 | Institutional_New_Energy Star Hot Food Holding Cabinet_RIM | 0 | 0 | 0 | 0 | 0 | 0 | 0 | 0 | 0 | 0 | 0 | 0 | 0 | 0 | 0 | 0 | 0 | 0 | 0 | 0 | Institutional_New_Energy Star Hot Food Holding Cabinet_TRC | 0 | 0 | 0 | 0 | 0 | 0 | 0 | 0 | 0 | 0 | 0 | 0 | 0 | 0 | 0 | 0 | 0 | 0 | 0 | 0 |  | 58.59%
Lodging/Hospitality | New | Energy Star Hot Food Holding Cabinet | 0.31862 | 0.15417 |  | 1730.1 | 12 |  | 811 | 811 | unit | 0 | 38.486 | FAIL | 475.2026 | Lodging/Hospitality_New_Energy Star Hot Food Holding Cabinet_RIM | 0 | 0 | 0 | 0 | 0 | 0 | 0 | 0 | 0 | 0 | 0 | 0 | 0 | 0 | 0 | 0 | 0 | 0 | 0 | 0 | Lodging/Hospitality_New_Energy Star Hot Food Holding Cabinet_TRC | 0.72725 | 0.95125 | 1.3413 | 1.817 | 2.312 | 3.2193 | 4.255 | 5.1616 | 5.5775 | 5.1294 | 1258.2209 | 1645.7558 | 2320.5997 | 3143.5409 | 4000.0257 | 5569.7154 | 7361.5539 | 8930.0898 | 9649.6318 | 8874.3796 |  | 58.59%
Miscellaneous | New | Energy Star Hot Food Holding Cabinet | 0.31862 | 0.15417 |  | 1730.1 | 12 |  | 811 | 811 | unit | 0 | 38.486 | FAIL | 475.2026 | Miscellaneous_New_Energy Star Hot Food Holding Cabinet_RIM | 0 | 0 | 0 | 0 | 0 | 0 | 0 | 0 | 0 | 0 | 0 | 0 | 0 | 0 | 0 | 0 | 0 | 0 | 0 | 0 | Miscellaneous_New_Energy Star Hot Food Holding Cabinet_TRC | 0 | 0 | 0 | 0 | 0 | 0 | 0 | 0 | 0 | 0 | 0 | 0 | 0 | 0 | 0 | 0 | 0 | 0 | 0 | 0 |  | 58.59%
Offices | New | Energy Star Hot Food Holding Cabinet | 0.31862 | 0.15417 |  | 1730.1 | 12 |  | 811 | 811 | unit | 0 | 38.486 | FAIL | 475.2026 | Offices_New_Energy Star Hot Food Holding Cabinet_RIM | 0 | 0 | 0 | 0 | 0 | 0 | 0 | 0 | 0 | 0 | 0 | 0 | 0 | 0 | 0 | 0 | 0 | 0 | 0 | 0 | Offices_New_Energy Star Hot Food Holding Cabinet_TRC | 0 | 0 | 0 | 0 | 0 | 0 | 0 | 0 | 0 | 0 | 0 | 0 | 0 | 0 | 0 | 0 | 0 | 0 | 0 | 0 |  | 58.59%
Restaurants | New | Energy Star Hot Food Holding Cabinet | 0.31862 | 0.15417 |  | 1730.1 | 12 |  | 811 | 811 | unit | 0 | 38.486 | FAIL | 475.2026 | Restaurants_New_Energy Star Hot Food Holding Cabinet_RIM | 0 | 0 | 0 | 0 | 0 | 0 | 0 | 0 | 0 | 0 | 0 | 0 | 0 | 0 | 0 | 0 | 0 | 0 | 0 | 0 | Restaurants_New_Energy Star Hot Food Holding Cabinet_TRC | 2.3277 | 4.0178 | 7.4402 | 13.4439 | 23.5063 | 34.251 | 47.2397 | 60.7639 | 68.8084 | 67.2626 | 4027.1926 | 6951.179 | 12872.3327 | 23259.3404 | 40668.2801 | 59257.6042 | 81729.4253 | 105127.6125 | 119045.4596 | 116371.0446 |  | 58.59%
Retail | New | Energy Star Hot Food Holding Cabinet | 0.31862 | 0.15417 |  | 1730.1 | 12 |  | 811 | 811 | unit | 0 | 38.486 | FAIL | 475.2026 | Retail_New_Energy Star Hot Food Holding Cabinet_RIM | 0 | 0 | 0 | 0 | 0 | 0 | 0 | 0 | 0 | 0 | 0 | 0 | 0 | 0 | 0 | 0 | 0 | 0 | 0 | 0 | Retail_New_Energy Star Hot Food Holding Cabinet_TRC | 0 | 0 | 0 | 0 | 0 | 0 | 0 | 0 | 0 | 0 | 0 | 0 | 0 | 0 | 0 | 0 | 0 | 0 | 0 | 0 |  | 58.59%
Schools K-12 | New | Energy Star Hot Food Holding Cabinet | 0.31862 | 0.15417 |  | 1730.1 | 12 |  | 811 | 811 | unit | 0 | 38.486 | FAIL | 475.2026 | Schools K-12_New_Energy Star Hot Food Holding Cabinet_RIM | 0 | 0 | 0 | 0 | 0 | 0 | 0 | 0 | 0 | 0 | 0 | 0 | 0 | 0 | 0 | 0 | 0 | 0 | 0 | 0 | Schools K-12_New_Energy Star Hot Food Holding Cabinet_TRC | 0.093026 | 0.14125 | 0.23235 | 0.37791 | 0.60091 | 0.84968 | 1.1708 | 1.5302 | 1.6838 | 1.5901 | 160.9447 | 244.3798 | 401.9889 | 653.8201 | 1039.6345 | 1470.034 | 2025.5285 | 2647.4658 | 2913.1075 | 2751.0614 |  | 58.59%
Warehouse | New | Energy Star Hot Food Holding Cabinet | 0.31862 | 0.15417 |  | 1730.1 | 12 |  | 811 | 811 | unit | 0 | 38.486 | FAIL | 475.2026 | Warehouse_New_Energy Star Hot Food Holding Cabinet_RIM | 0 | 0 | 0 | 0 | 0 | 0 | 0 | 0 | 0 | 0 | 0 | 0 | 0 | 0 | 0 | 0 | 0 | 0 | 0 | 0 | Warehouse_New_Energy Star Hot Food Holding Cabinet_TRC | 0 | 0 | 0 | 0 | 0 | 0 | 0 | 0 | 0 | 0 | 0 | 0 | 0 | 0 | 0 | 0 | 0 | 0 | 0 | 0 |  | 58.59%
Assembly | Turnover | Energy Star Steamer | 1.4645 | 0.85037 |  | 9967 | 12 |  | 825.72 | 825.72 | unit | 0 | 221.7156 | FAIL | FAIL | Assembly_Turnover_Energy Star Steamer_RIM | 0 | 0 | 0 | 0 | 0 | 0 | 0 | 0 | 0 | 0 | 0 | 0 | 0 | 0 | 0 | 0 | 0 | 0 | 0 | 0 | Assembly_Turnover_Energy Star Steamer_TRC | 0 | 0 | 0 | 0 | 0 | 0 | 0 | 0 | 0 | 0 | 0 | 0 | 0 | 0 | 0 | 0 | 0 | 0 | 0 | 0
College and University | Turnover | Energy Star Steamer | 1.4645 | 0.85037 |  | 9967 | 12 |  | 825.72 | 825.72 | unit | 0 | 221.7156 | FAIL | FAIL | College and University_Turnover_Energy Star Steamer_RIM | 0 | 0 | 0 | 0 | 0 | 0 | 0 | 0 | 0 | 0 | 0 | 0 | 0 | 0 | 0 | 0 | 0 | 0 | 0 | 0 | College and University_Turnover_Energy Star Steamer_TRC | 0 | 0 | 0 | 0 | 0 | 0 | 0 | 0 | 0 | 0 | 0 | 0 | 0 | 0 | 0 | 0 | 0 | 0 | 0 | 0
Grocery | Turnover | Energy Star Steamer | 1.4645 | 0.85037 |  | 9967 | 12 |  | 825.72 | 825.72 | unit | 0 | 221.7156 | FAIL | FAIL | Grocery_Turnover_Energy Star Steamer_RIM | 0 | 0 | 0 | 0 | 0 | 0 | 0 | 0 | 0 | 0 | 0 | 0 | 0 | 0 | 0 | 0 | 0 | 0 | 0 | 0 | Grocery_Turnover_Energy Star Steamer_TRC | 0 | 0 | 0 | 0 | 0 | 0 | 0 | 0 | 0 | 0 | 0 | 0 | 0 | 0 | 0 | 0 | 0 | 0 | 0 | 0
Healthcare | Turnover | Energy Star Steamer | 1.4645 | 0.85037 |  | 9967 | 12 |  | 825.72 | 825.72 | unit | 0 | 221.7156 | FAIL | FAIL | Healthcare_Turnover_Energy Star Steamer_RIM | 0 | 0 | 0 | 0 | 0 | 0 | 0 | 0 | 0 | 0 | 0 | 0 | 0 | 0 | 0 | 0 | 0 | 0 | 0 | 0 | Healthcare_Turnover_Energy Star Steamer_TRC | 0 | 0 | 0 | 0 | 0 | 0 | 0 | 0 | 0 | 0 | 0 | 0 | 0 | 0 | 0 | 0 | 0 | 0 | 0 | 0
Hospitals | Turnover | Energy Star Steamer | 1.4645 | 0.85037 |  | 9967 | 12 |  | 825.72 | 825.72 | unit | 0 | 221.7156 | FAIL | FAIL | Hospitals_Turnover_Energy Star Steamer_RIM | 0 | 0 | 0 | 0 | 0 | 0 | 0 | 0 | 0 | 0 | 0 | 0 | 0 | 0 | 0 | 0 | 0 | 0 | 0 | 0 | Hospitals_Turnover_Energy Star Steamer_TRC | 0 | 0 | 0 | 0 | 0 | 0 | 0 | 0 | 0 | 0 | 0 | 0 | 0 | 0 | 0 | 0 | 0 | 0 | 0 | 0
Institutional | Turnover | Energy Star Steamer | 1.4645 | 0.85037 |  | 9967 | 12 |  | 825.72 | 825.72 | unit | 0 | 221.7156 | FAIL | FAIL | Institutional_Turnover_Energy Star Steamer_RIM | 0 | 0 | 0 | 0 | 0 | 0 | 0 | 0 | 0 | 0 | 0 | 0 | 0 | 0 | 0 | 0 | 0 | 0 | 0 | 0 | Institutional_Turnover_Energy Star Steamer_TRC | 0 | 0 | 0 | 0 | 0 | 0 | 0 | 0 | 0 | 0 | 0 | 0 | 0 | 0 | 0 | 0 | 0 | 0 | 0 | 0
Lodging/Hospitality | Turnover | Energy Star Steamer | 1.4645 | 0.85037 |  | 9967 | 12 |  | 825.72 | 825.72 | unit | 0 | 221.7156 | FAIL | FAIL | Lodging/Hospitality_Turnover_Energy Star Steamer_RIM | 0 | 0 | 0 | 0 | 0 | 0 | 0 | 0 | 0 | 0 | 0 | 0 | 0 | 0 | 0 | 0 | 0 | 0 | 0 | 0 | Lodging/Hospitality_Turnover_Energy Star Steamer_TRC | 0 | 0 | 0 | 0 | 0 | 0 | 0 | 0 | 0 | 0 | 0 | 0 | 0 | 0 | 0 | 0 | 0 | 0 | 0 | 0
Miscellaneous | Turnover | Energy Star Steamer | 1.4645 | 0.85037 |  | 9967 | 12 |  | 825.72 | 825.72 | unit | 0 | 221.7156 | FAIL | FAIL | Miscellaneous_Turnover_Energy Star Steamer_RIM | 0 | 0 | 0 | 0 | 0 | 0 | 0 | 0 | 0 | 0 | 0 | 0 | 0 | 0 | 0 | 0 | 0 | 0 | 0 | 0 | Miscellaneous_Turnover_Energy Star Steamer_TRC | 0 | 0 | 0 | 0 | 0 | 0 | 0 | 0 | 0 | 0 | 0 | 0 | 0 | 0 | 0 | 0 | 0 | 0 | 0 | 0
Offices | Turnover | Energy Star Steamer | 1.4645 | 0.85037 |  | 9967 | 12 |  | 825.72 | 825.72 | unit | 0 | 221.7156 | FAIL | FAIL | Offices_Turnover_Energy Star Steamer_RIM | 0 | 0 | 0 | 0 | 0 | 0 | 0 | 0 | 0 | 0 | 0 | 0 | 0 | 0 | 0 | 0 | 0 | 0 | 0 | 0 | Offices_Turnover_Energy Star Steamer_TRC | 0 | 0 | 0 | 0 | 0 | 0 | 0 | 0 | 0 | 0 | 0 | 0 | 0 | 0 | 0 | 0 | 0 | 0 | 0 | 0
Restaurants | Turnover | Energy Star Steamer | 1.4645 | 0.85037 |  | 9967 | 12 |  | 825.72 | 825.72 | unit | 0 | 221.7156 | FAIL | FAIL | Restaurants_Turnover_Energy Star Steamer_RIM | 0 | 0 | 0 | 0 | 0 | 0 | 0 | 0 | 0 | 0 | 0 | 0 | 0 | 0 | 0 | 0 | 0 | 0 | 0 | 0 | Restaurants_Turnover_Energy Star Steamer_TRC | 0 | 0 | 0 | 0 | 0 | 0 | 0 | 0 | 0 | 0 | 0 | 0 | 0 | 0 | 0 | 0 | 0 | 0 | 0 | 0
Retail | Turnover | Energy Star Steamer | 1.4645 | 0.85037 |  | 9967 | 12 |  | 825.72 | 825.72 | unit | 0 | 221.7156 | FAIL | FAIL | Retail_Turnover_Energy Star Steamer_RIM | 0 | 0 | 0 | 0 | 0 | 0 | 0 | 0 | 0 | 0 | 0 | 0 | 0 | 0 | 0 | 0 | 0 | 0 | 0 | 0 | Retail_Turnover_Energy Star Steamer_TRC | 0 | 0 | 0 | 0 | 0 | 0 | 0 | 0 | 0 | 0 | 0 | 0 | 0 | 0 | 0 | 0 | 0 | 0 | 0 | 0
Schools K-12 | Turnover | Energy Star Steamer | 1.4645 | 0.85037 |  | 9967 | 12 |  | 825.72 | 825.72 | unit | 0 | 221.7156 | FAIL | FAIL | Schools K-12_Turnover_Energy Star Steamer_RIM | 0 | 0 | 0 | 0 | 0 | 0 | 0 | 0 | 0 | 0 | 0 | 0 | 0 | 0 | 0 | 0 | 0 | 0 | 0 | 0 | Schools K-12_Turnover_Energy Star Steamer_TRC | 0 | 0 | 0 | 0 | 0 | 0 | 0 | 0 | 0 | 0 | 0 | 0 | 0 | 0 | 0 | 0 | 0 | 0 | 0 | 0
Warehouse | Turnover | Energy Star Steamer | 1.4645 | 0.85037 |  | 9967 | 12 |  | 825.72 | 825.72 | unit | 0 | 221.7156 | FAIL | FAIL | Warehouse_Turnover_Energy Star Steamer_RIM | 0 | 0 | 0 | 0 | 0 | 0 | 0 | 0 | 0 | 0 | 0 | 0 | 0 | 0 | 0 | 0 | 0 | 0 | 0 | 0 | Warehouse_Turnover_Energy Star Steamer_TRC | 0 | 0 | 0 | 0 | 0 | 0 | 0 | 0 | 0 | 0 | 0 | 0 | 0 | 0 | 0 | 0 | 0 | 0 | 0 | 0
Assembly | New | Energy Star Steamer | 1.4645 | 0.85037 |  | 9967 | 12 |  | 825.72 | 825.72 | unit | 0 | 221.7156 | FAIL | FAIL | Assembly_New_Energy Star Steamer_RIM | 0 | 0 | 0 | 0 | 0 | 0 | 0 | 0 | 0 | 0 | 0 | 0 | 0 | 0 | 0 | 0 | 0 | 0 | 0 | 0 | Assembly_New_Energy Star Steamer_TRC | 0 | 0 | 0 | 0 | 0 | 0 | 0 | 0 | 0 | 0 | 0 | 0 | 0 | 0 | 0 | 0 | 0 | 0 | 0 | 0
College and University | New | Energy Star Steamer | 1.4645 | 0.85037 |  | 9967 | 12 |  | 825.72 | 825.72 | unit | 0 | 221.7156 | FAIL | FAIL | College and University_New_Energy Star Steamer_RIM | 0 | 0 | 0 | 0 | 0 | 0 | 0 | 0 | 0 | 0 | 0 | 0 | 0 | 0 | 0 | 0 | 0 | 0 | 0 | 0 | College and University_New_Energy Star Steamer_TRC | 0 | 0 | 0 | 0 | 0 | 0 | 0 | 0 | 0 | 0 | 0 | 0 | 0 | 0 | 0 | 0 | 0 | 0 | 0 | 0
Grocery | New | Energy Star Steamer | 1.4645 | 0.85037 |  | 9967 | 12 |  | 825.72 | 825.72 | unit | 0 | 221.7156 | FAIL | FAIL | Grocery_New_Energy Star Steamer_RIM | 0 | 0 | 0 | 0 | 0 | 0 | 0 | 0 | 0 | 0 | 0 | 0 | 0 | 0 | 0 | 0 | 0 | 0 | 0 | 0 | Grocery_New_Energy Star Steamer_TRC | 0 | 0 | 0 | 0 | 0 | 0 | 0 | 0 | 0 | 0 | 0 | 0 | 0 | 0 | 0 | 0 | 0 | 0 | 0 | 0
Healthcare | New | Energy Star Steamer | 1.4645 | 0.85037 |  | 9967 | 12 |  | 825.72 | 825.72 | unit | 0 | 221.7156 | FAIL | FAIL | Healthcare_New_Energy Star Steamer_RIM | 0 | 0 | 0 | 0 | 0 | 0 | 0 | 0 | 0 | 0 | 0 | 0 | 0 | 0 | 0 | 0 | 0 | 0 | 0 | 0 | Healthcare_New_Energy Star Steamer_TRC | 0 | 0 | 0 | 0 | 0 | 0 | 0 | 0 | 0 | 0 | 0 | 0 | 0 | 0 | 0 | 0 | 0 | 0 | 0 | 0
Hospitals | New | Energy Star Steamer | 1.4645 | 0.85037 |  | 9967 | 12 |  | 825.72 | 825.72 | unit | 0 | 221.7156 | FAIL | FAIL | Hospitals_New_Energy Star Steamer_RIM | 0 | 0 | 0 | 0 | 0 | 0 | 0 | 0 | 0 | 0 | 0 | 0 | 0 | 0 | 0 | 0 | 0 | 0 | 0 | 0 | Hospitals_New_Energy Star Steamer_TRC | 0 | 0 | 0 | 0 | 0 | 0 | 0 | 0 | 0 | 0 | 0 | 0 | 0 | 0 | 0 | 0 | 0 | 0 | 0 | 0
Institutional | New | Energy Star Steamer | 1.4645 | 0.85037 |  | 9967 | 12 |  | 825.72 | 825.72 | unit | 0 | 221.7156 | FAIL | FAIL | Institutional_New_Energy Star Steamer_RIM | 0 | 0 | 0 | 0 | 0 | 0 | 0 | 0 | 0 | 0 | 0 | 0 | 0 | 0 | 0 | 0 | 0 | 0 | 0 | 0 | Institutional_New_Energy Star Steamer_TRC | 0 | 0 | 0 | 0 | 0 | 0 | 0 | 0 | 0 | 0 | 0 | 0 | 0 | 0 | 0 | 0 | 0 | 0 | 0 | 0
Lodging/Hospitality | New | Energy Star Steamer | 1.4645 | 0.85037 |  | 9967 | 12 |  | 825.72 | 825.72 | unit | 0 | 221.7156 | FAIL | FAIL | Lodging/Hospitality_New_Energy Star Steamer_RIM | 0 | 0 | 0 | 0 | 0 | 0 | 0 | 0 | 0 | 0 | 0 | 0 | 0 | 0 | 0 | 0 | 0 | 0 | 0 | 0 | Lodging/Hospitality_New_Energy Star Steamer_TRC | 0 | 0 | 0 | 0 | 0 | 0 | 0 | 0 | 0 | 0 | 0 | 0 | 0 | 0 | 0 | 0 | 0 | 0 | 0 | 0
Miscellaneous | New | Energy Star Steamer | 1.4645 | 0.85037 |  | 9967 | 12 |  | 825.72 | 825.72 | unit | 0 | 221.7156 | FAIL | FAIL | Miscellaneous_New_Energy Star Steamer_RIM | 0 | 0 | 0 | 0 | 0 | 0 | 0 | 0 | 0 | 0 | 0 | 0 | 0 | 0 | 0 | 0 | 0 | 0 | 0 | 0 | Miscellaneous_New_Energy Star Steamer_TRC | 0 | 0 | 0 | 0 | 0 | 0 | 0 | 0 | 0 | 0 | 0 | 0 | 0 | 0 | 0 | 0 | 0 | 0 | 0 | 0
Offices | New | Energy Star Steamer | 1.4645 | 0.85037 |  | 9967 | 12 |  | 825.72 | 825.72 | unit | 0 | 221.7156 | FAIL | FAIL | Offices_New_Energy Star Steamer_RIM | 0 | 0 | 0 | 0 | 0 | 0 | 0 | 0 | 0 | 0 | 0 | 0 | 0 | 0 | 0 | 0 | 0 | 0 | 0 | 0 | Offices_New_Energy Star Steamer_TRC | 0 | 0 | 0 | 0 | 0 | 0 | 0 | 0 | 0 | 0 | 0 | 0 | 0 | 0 | 0 | 0 | 0 | 0 | 0 | 0
Restaurants | New | Energy Star Steamer | 1.4645 | 0.85037 |  | 9967 | 12 |  | 825.72 | 825.72 | unit | 0 | 221.7156 | FAIL | FAIL | Restaurants_New_Energy Star Steamer_RIM | 0 | 0 | 0 | 0 | 0 | 0 | 0 | 0 | 0 | 0 | 0 | 0 | 0 | 0 | 0 | 0 | 0 | 0 | 0 | 0 | Restaurants_New_Energy Star Steamer_TRC | 0 | 0 | 0 | 0 | 0 | 0 | 0 | 0 | 0 | 0 | 0 | 0 | 0 | 0 | 0 | 0 | 0 | 0 | 0 | 0
Retail | New | Energy Star Steamer | 1.4645 | 0.85037 |  | 9967 | 12 |  | 825.72 | 825.72 | unit | 0 | 221.7156 | FAIL | FAIL | Retail_New_Energy Star Steamer_RIM | 0 | 0 | 0 | 0 | 0 | 0 | 0 | 0 | 0 | 0 | 0 | 0 | 0 | 0 | 0 | 0 | 0 | 0 | 0 | 0 | Retail_New_Energy Star Steamer_TRC | 0 | 0 | 0 | 0 | 0 | 0 | 0 | 0 | 0 | 0 | 0 | 0 | 0 | 0 | 0 | 0 | 0 | 0 | 0 | 0
Schools K-12 | New | Energy Star Steamer | 1.4645 | 0.85037 |  | 9967 | 12 |  | 825.72 | 825.72 | unit | 0 | 221.7156 | FAIL | FAIL | Schools K-12_New_Energy Star Steamer_RIM | 0 | 0 | 0 | 0 | 0 | 0 | 0 | 0 | 0 | 0 | 0 | 0 | 0 | 0 | 0 | 0 | 0 | 0 | 0 | 0 | Schools K-12_New_Energy Star Steamer_TRC | 0 | 0 | 0 | 0 | 0 | 0 | 0 | 0 | 0 | 0 | 0 | 0 | 0 | 0 | 0 | 0 | 0 | 0 | 0 | 0
Warehouse | New | Energy Star Steamer | 1.4645 | 0.85037 |  | 9967 | 12 |  | 825.72 | 825.72 | unit | 0 | 221.7156 | FAIL | FAIL | Warehouse_New_Energy Star Steamer_RIM | 0 | 0 | 0 | 0 | 0 | 0 | 0 | 0 | 0 | 0 | 0 | 0 | 0 | 0 | 0 | 0 | 0 | 0 | 0 | 0 | Warehouse_New_Energy Star Steamer_TRC | 0 | 0 | 0 | 0 | 0 | 0 | 0 | 0 | 0 | 0 | 0 | 0 | 0 | 0 | 0 | 0 | 0 | 0 | 0 | 0
Assembly | Turnover | Induction Cooktops | 0.4257 | 0.17529 |  | 1974.24 | 10 |  | 2693.65 | 2693.65 | unit | 0 | 43.9169 | FAIL | FAIL | Assembly_Turnover_Induction Cooktops_RIM | 0 | 0 | 0 | 0 | 0 | 0 | 0 | 0 | 0 | 0 | 0 | 0 | 0 | 0 | 0 | 0 | 0 | 0 | 0 | 0 | Assembly_Turnover_Induction Cooktops_TRC | 0 | 0 | 0 | 0 | 0 | 0 | 0 | 0 | 0 | 0 | 0 | 0 | 0 | 0 | 0 | 0 | 0 | 0 | 0 | 0
College and University | Turnover | Induction Cooktops | 0.4257 | 0.17529 |  | 1974.24 | 10 |  | 2693.65 | 2693.65 | unit | 0 | 43.9169 | FAIL | FAIL | College and University_Turnover_Induction Cooktops_RIM | 0 | 0 | 0 | 0 | 0 | 0 | 0 | 0 | 0 | 0 | 0 | 0 | 0 | 0 | 0 | 0 | 0 | 0 | 0 | 0 | College and University_Turnover_Induction Cooktops_TRC | 0 | 0 | 0 | 0 | 0 | 0 | 0 | 0 | 0 | 0 | 0 | 0 | 0 | 0 | 0 | 0 | 0 | 0 | 0 | 0
Grocery | Turnover | Induction Cooktops | 0.4257 | 0.17529 |  | 1974.24 | 10 |  | 2693.65 | 2693.65 | unit | 0 | 43.9169 | FAIL | FAIL | Grocery_Turnover_Induction Cooktops_RIM | 0 | 0 | 0 | 0 | 0 | 0 | 0 | 0 | 0 | 0 | 0 | 0 | 0 | 0 | 0 | 0 | 0 | 0 | 0 | 0 | Grocery_Turnover_Induction Cooktops_TRC | 0 | 0 | 0 | 0 | 0 | 0 | 0 | 0 | 0 | 0 | 0 | 0 | 0 | 0 | 0 | 0 | 0 | 0 | 0 | 0
Healthcare | Turnover | Induction Cooktops | 0.4257 | 0.17529 |  | 1974.24 | 10 |  | 2693.65 | 2693.65 | unit | 0 | 43.9169 | FAIL | FAIL | Healthcare_Turnover_Induction Cooktops_RIM | 0 | 0 | 0 | 0 | 0 | 0 | 0 | 0 | 0 | 0 | 0 | 0 | 0 | 0 | 0 | 0 | 0 | 0 | 0 | 0 | Healthcare_Turnover_Induction Cooktops_TRC | 0 | 0 | 0 | 0 | 0 | 0 | 0 | 0 | 0 | 0 | 0 | 0 | 0 | 0 | 0 | 0 | 0 | 0 | 0 | 0
Hospitals | Turnover | Induction Cooktops | 0.4257 | 0.17529 |  | 1974.24 | 10 |  | 2693.65 | 2693.65 | unit | 0 | 43.9169 | FAIL | FAIL | Hospitals_Turnover_Induction Cooktops_RIM | 0 | 0 | 0 | 0 | 0 | 0 | 0 | 0 | 0 | 0 | 0 | 0 | 0 | 0 | 0 | 0 | 0 | 0 | 0 | 0 | Hospitals_Turnover_Induction Cooktops_TRC | 0 | 0 | 0 | 0 | 0 | 0 | 0 | 0 | 0 | 0 | 0 | 0 | 0 | 0 | 0 | 0 | 0 | 0 | 0 | 0
Institutional | Turnover | Induction Cooktops | 0.4257 | 0.17529 |  | 1974.24 | 10 |  | 2693.65 | 2693.65 | unit | 0 | 43.9169 | FAIL | FAIL | Institutional_Turnover_Induction Cooktops_RIM | 0 | 0 | 0 | 0 | 0 | 0 | 0 | 0 | 0 | 0 | 0 | 0 | 0 | 0 | 0 | 0 | 0 | 0 | 0 | 0 | Institutional_Turnover_Induction Cooktops_TRC | 0 | 0 | 0 | 0 | 0 | 0 | 0 | 0 | 0 | 0 | 0 | 0 | 0 | 0 | 0 | 0 | 0 | 0 | 0 | 0
Lodging/Hospitality | Turnover | Induction Cooktops | 0.4257 | 0.17529 |  | 1974.24 | 10 |  | 2693.65 | 2693.65 | unit | 0 | 43.9169 | FAIL | FAIL | Lodging/Hospitality_Turnover_Induction Cooktops_RIM | 0 | 0 | 0 | 0 | 0 | 0 | 0 | 0 | 0 | 0 | 0 | 0 | 0 | 0 | 0 | 0 | 0 | 0 | 0 | 0 | Lodging/Hospitality_Turnover_Induction Cooktops_TRC | 0 | 0 | 0 | 0 | 0 | 0 | 0 | 0 | 0 | 0 | 0 | 0 | 0 | 0 | 0 | 0 | 0 | 0 | 0 | 0
Miscellaneous | Turnover | Induction Cooktops | 0.4257 | 0.17529 |  | 1974.24 | 10 |  | 2693.65 | 2693.65 | unit | 0 | 43.9169 | FAIL | FAIL | Miscellaneous_Turnover_Induction Cooktops_RIM | 0 | 0 | 0 | 0 | 0 | 0 | 0 | 0 | 0 | 0 | 0 | 0 | 0 | 0 | 0 | 0 | 0 | 0 | 0 | 0 | Miscellaneous_Turnover_Induction Cooktops_TRC | 0 | 0 | 0 | 0 | 0 | 0 | 0 | 0 | 0 | 0 | 0 | 0 | 0 | 0 | 0 | 0 | 0 | 0 | 0 | 0
Offices | Turnover | Induction Cooktops | 0.4257 | 0.17529 |  | 1974.24 | 10 |  | 2693.65 | 2693.65 | unit | 0 | 43.9169 | FAIL | FAIL | Offices_Turnover_Induction Cooktops_RIM | 0 | 0 | 0 | 0 | 0 | 0 | 0 | 0 | 0 | 0 | 0 | 0 | 0 | 0 | 0 | 0 | 0 | 0 | 0 | 0 | Offices_Turnover_Induction Cooktops_TRC | 0 | 0 | 0 | 0 | 0 | 0 | 0 | 0 | 0 | 0 | 0 | 0 | 0 | 0 | 0 | 0 | 0 | 0 | 0 | 0
Restaurants | Turnover | Induction Cooktops | 0.4257 | 0.17529 |  | 1974.24 | 10 |  | 2693.65 | 2693.65 | unit | 0 | 43.9169 | FAIL | FAIL | Restaurants_Turnover_Induction Cooktops_RIM | 0 | 0 | 0 | 0 | 0 | 0 | 0 | 0 | 0 | 0 | 0 | 0 | 0 | 0 | 0 | 0 | 0 | 0 | 0 | 0 | Restaurants_Turnover_Induction Cooktops_TRC | 0 | 0 | 0 | 0 | 0 | 0 | 0 | 0 | 0 | 0 | 0 | 0 | 0 | 0 | 0 | 0 | 0 | 0 | 0 | 0
Retail | Turnover | Induction Cooktops | 0.4257 | 0.17529 |  | 1974.24 | 10 |  | 2693.65 | 2693.65 | unit | 0 | 43.9169 | FAIL | FAIL | Retail_Turnover_Induction Cooktops_RIM | 0 | 0 | 0 | 0 | 0 | 0 | 0 | 0 | 0 | 0 | 0 | 0 | 0 | 0 | 0 | 0 | 0 | 0 | 0 | 0 | Retail_Turnover_Induction Cooktops_TRC | 0 | 0 | 0 | 0 | 0 | 0 | 0 | 0 | 0 | 0 | 0 | 0 | 0 | 0 | 0 | 0 | 0 | 0 | 0 | 0
Schools K-12 | Turnover | Induction Cooktops | 0.4257 | 0.17529 |  | 1974.24 | 10 |  | 2693.65 | 2693.65 | unit | 0 | 43.9169 | FAIL | FAIL | Schools K-12_Turnover_Induction Cooktops_RIM | 0 | 0 | 0 | 0 | 0 | 0 | 0 | 0 | 0 | 0 | 0 | 0 | 0 | 0 | 0 | 0 | 0 | 0 | 0 | 0 | Schools K-12_Turnover_Induction Cooktops_TRC | 0 | 0 | 0 | 0 | 0 | 0 | 0 | 0 | 0 | 0 | 0 | 0 | 0 | 0 | 0 | 0 | 0 | 0 | 0 | 0
Warehouse | Turnover | Induction Cooktops | 0.4257 | 0.17529 |  | 1974.24 | 10 |  | 2693.65 | 2693.65 | unit | 0 | 43.9169 | FAIL | FAIL | Warehouse_Turnover_Induction Cooktops_RIM | 0 | 0 | 0 | 0 | 0 | 0 | 0 | 0 | 0 | 0 | 0 | 0 | 0 | 0 | 0 | 0 | 0 | 0 | 0 | 0 | Warehouse_Turnover_Induction Cooktops_TRC | 0 | 0 | 0 | 0 | 0 | 0 | 0 | 0 | 0 | 0 | 0 | 0 | 0 | 0 | 0 | 0 | 0 | 0 | 0 | 0
Assembly | New | Induction Cooktops | 0.4257 | 0.17529 |  | 1974.24 | 10 |  | 2693.65 | 2693.65 | unit | 0 | 43.9169 | FAIL | FAIL | Assembly_New_Induction Cooktops_RIM | 0 | 0 | 0 | 0 | 0 | 0 | 0 | 0 | 0 | 0 | 0 | 0 | 0 | 0 | 0 | 0 | 0 | 0 | 0 | 0 | Assembly_New_Induction Cooktops_TRC | 0 | 0 | 0 | 0 | 0 | 0 | 0 | 0 | 0 | 0 | 0 | 0 | 0 | 0 | 0 | 0 | 0 | 0 | 0 | 0
College and University | New | Induction Cooktops | 0.4257 | 0.17529 |  | 1974.24 | 10 |  | 2693.65 | 2693.65 | unit | 0 | 43.9169 | FAIL | FAIL | College and University_New_Induction Cooktops_RIM | 0 | 0 | 0 | 0 | 0 | 0 | 0 | 0 | 0 | 0 | 0 | 0 | 0 | 0 | 0 | 0 | 0 | 0 | 0 | 0 | College and University_New_Induction Cooktops_TRC | 0 | 0 | 0 | 0 | 0 | 0 | 0 | 0 | 0 | 0 | 0 | 0 | 0 | 0 | 0 | 0 | 0 | 0 | 0 | 0
Grocery | New | Induction Cooktops | 0.4257 | 0.17529 |  | 1974.24 | 10 |  | 2693.65 | 2693.65 | unit | 0 | 43.9169 | FAIL | FAIL | Grocery_New_Induction Cooktops_RIM | 0 | 0 | 0 | 0 | 0 | 0 | 0 | 0 | 0 | 0 | 0 | 0 | 0 | 0 | 0 | 0 | 0 | 0 | 0 | 0 | Grocery_New_Induction Cooktops_TRC | 0 | 0 | 0 | 0 | 0 | 0 | 0 | 0 | 0 | 0 | 0 | 0 | 0 | 0 | 0 | 0 | 0 | 0 | 0 | 0
Healthcare | New | Induction Cooktops | 0.4257 | 0.17529 |  | 1974.24 | 10 |  | 2693.65 | 2693.65 | unit | 0 | 43.9169 | FAIL | FAIL | Healthcare_New_Induction Cooktops_RIM | 0 | 0 | 0 | 0 | 0 | 0 | 0 | 0 | 0 | 0 | 0 | 0 | 0 | 0 | 0 | 0 | 0 | 0 | 0 | 0 | Healthcare_New_Induction Cooktops_TRC | 0 | 0 | 0 | 0 | 0 | 0 | 0 | 0 | 0 | 0 | 0 | 0 | 0 | 0 | 0 | 0 | 0 | 0 | 0 | 0
Hospitals | New | Induction Cooktops | 0.4257 | 0.17529 |  | 1974.24 | 10 |  | 2693.65 | 2693.65 | unit | 0 | 43.9169 | FAIL | FAIL | Hospitals_New_Induction Cooktops_RIM | 0 | 0 | 0 | 0 | 0 | 0 | 0 | 0 | 0 | 0 | 0 | 0 | 0 | 0 | 0 | 0 | 0 | 0 | 0 | 0 | Hospitals_New_Induction Cooktops_TRC | 0 | 0 | 0 | 0 | 0 | 0 | 0 | 0 | 0 | 0 | 0 | 0 | 0 | 0 | 0 | 0 | 0 | 0 | 0 | 0
Institutional | New | Induction Cooktops | 0.4257 | 0.17529 |  | 1974.24 | 10 |  | 2693.65 | 2693.65 | unit | 0 | 43.9169 | FAIL | FAIL | Institutional_New_Induction Cooktops_RIM | 0 | 0 | 0 | 0 | 0 | 0 | 0 | 0 | 0 | 0 | 0 | 0 | 0 | 0 | 0 | 0 | 0 | 0 | 0 | 0 | Institutional_New_Induction Cooktops_TRC | 0 | 0 | 0 | 0 | 0 | 0 | 0 | 0 | 0 | 0 | 0 | 0 | 0 | 0 | 0 | 0 | 0 | 0 | 0 | 0
Lodging/Hospitality | New | Induction Cooktops | 0.4257 | 0.17529 |  | 1974.24 | 10 |  | 2693.65 | 2693.65 | unit | 0 | 43.9169 | FAIL | FAIL | Lodging/Hospitality_New_Induction Cooktops_RIM | 0 | 0 | 0 | 0 | 0 | 0 | 0 | 0 | 0 | 0 | 0 | 0 | 0 | 0 | 0 | 0 | 0 | 0 | 0 | 0 | Lodging/Hospitality_New_Induction Cooktops_TRC | 0 | 0 | 0 | 0 | 0 | 0 | 0 | 0 | 0 | 0 | 0 | 0 | 0 | 0 | 0 | 0 | 0 | 0 | 0 | 0
Miscellaneous | New | Induction Cooktops | 0.4257 | 0.17529 |  | 1974.24 | 10 |  | 2693.65 | 2693.65 | unit | 0 | 43.9169 | FAIL | FAIL | Miscellaneous_New_Induction Cooktops_RIM | 0 | 0 | 0 | 0 | 0 | 0 | 0 | 0 | 0 | 0 | 0 | 0 | 0 | 0 | 0 | 0 | 0 | 0 | 0 | 0 | Miscellaneous_New_Induction Cooktops_TRC | 0 | 0 | 0 | 0 | 0 | 0 | 0 | 0 | 0 | 0 | 0 | 0 | 0 | 0 | 0 | 0 | 0 | 0 | 0 | 0
Offices | New | Induction Cooktops | 0.4257 | 0.17529 |  | 1974.24 | 10 |  | 2693.65 | 2693.65 | unit | 0 | 43.9169 | FAIL | FAIL | Offices_New_Induction Cooktops_RIM | 0 | 0 | 0 | 0 | 0 | 0 | 0 | 0 | 0 | 0 | 0 | 0 | 0 | 0 | 0 | 0 | 0 | 0 | 0 | 0 | Offices_New_Induction Cooktops_TRC | 0 | 0 | 0 | 0 | 0 | 0 | 0 | 0 | 0 | 0 | 0 | 0 | 0 | 0 | 0 | 0 | 0 | 0 | 0 | 0
Restaurants | New | Induction Cooktops | 0.4257 | 0.17529 |  | 1974.24 | 10 |  | 2693.65 | 2693.65 | unit | 0 | 43.9169 | FAIL | FAIL | Restaurants_New_Induction Cooktops_RIM | 0 | 0 | 0 | 0 | 0 | 0 | 0 | 0 | 0 | 0 | 0 | 0 | 0 | 0 | 0 | 0 | 0 | 0 | 0 | 0 | Restaurants_New_Induction Cooktops_TRC | 0 | 0 | 0 | 0 | 0 | 0 | 0 | 0 | 0 | 0 | 0 | 0 | 0 | 0 | 0 | 0 | 0 | 0 | 0 | 0
Retail | New | Induction Cooktops | 0.4257 | 0.17529 |  | 1974.24 | 10 |  | 2693.65 | 2693.65 | unit | 0 | 43.9169 | FAIL | FAIL | Retail_New_Induction Cooktops_RIM | 0 | 0 | 0 | 0 | 0 | 0 | 0 | 0 | 0 | 0 | 0 | 0 | 0 | 0 | 0 | 0 | 0 | 0 | 0 | 0 | Retail_New_Induction Cooktops_TRC | 0 | 0 | 0 | 0 | 0 | 0 | 0 | 0 | 0 | 0 | 0 | 0 | 0 | 0 | 0 | 0 | 0 | 0 | 0 | 0
Schools K-12 | New | Induction Cooktops | 0.4257 | 0.17529 |  | 1974.24 | 10 |  | 2693.65 | 2693.65 | unit | 0 | 43.9169 | FAIL | FAIL | Schools K-12_New_Induction Cooktops_RIM | 0 | 0 | 0 | 0 | 0 | 0 | 0 | 0 | 0 | 0 | 0 | 0 | 0 | 0 | 0 | 0 | 0 | 0 | 0 | 0 | Schools K-12_New_Induction Cooktops_TRC | 0 | 0 | 0 | 0 | 0 | 0 | 0 | 0 | 0 | 0 | 0 | 0 | 0 | 0 | 0 | 0 | 0 | 0 | 0 | 0
Warehouse | New | Induction Cooktops | 0.4257 | 0.17529 |  | 1974.24 | 10 |  | 2693.65 | 2693.65 | unit | 0 | 43.9169 | FAIL | FAIL | Warehouse_New_Induction Cooktops_RIM | 0 | 0 | 0 | 0 | 0 | 0 | 0 | 0 | 0 | 0 | 0 | 0 | 0 | 0 | 0 | 0 | 0 | 0 | 0 | 0 | Warehouse_New_Induction Cooktops_TRC | 0 | 0 | 0 | 0 | 0 | 0 | 0 | 0 | 0 | 0 | 0 | 0 | 0 | 0 | 0 | 0 | 0 | 0 | 0 | 0
Assembly | Turnover | Energy Star Commercial Dishwasher | 1.3826 | -0.0001471 |  | 19054.1268 | 15 |  | 737.7778 | 737.7778 | unit | 0 | 423.8584 | FAIL | FAIL | Assembly_Turnover_Energy Star Commercial Dishwasher_RIM | 0 | 0 | 0 | 0 | 0 | 0 | 0 | 0 | 0 | 0 | 0 | 0 | 0 | 0 | 0 | 0 | 0 | 0 | 0 | 0 | Assembly_Turnover_Energy Star Commercial Dishwasher_TRC | 0 | 0 | 0 | 0 | 0 | 0 | 0 | 0 | 0 | 0 | 0 | 0 | 0 | 0 | 0 | 0 | 0 | 0 | 0 | 0
College and University | Turnover | Energy Star Commercial Dishwasher | 1.3826 | -0.0001471 |  | 19054.1268 | 15 |  | 737.7778 | 737.7778 | unit | 0 | 423.8584 | FAIL | FAIL | College and University_Turnover_Energy Star Commercial Dishwasher_RIM | 0 | 0 | 0 | 0 | 0 | 0 | 0 | 0 | 0 | 0 | 0 | 0 | 0 | 0 | 0 | 0 | 0 | 0 | 0 | 0 | College and University_Turnover_Energy Star Commercial Dishwasher_TRC | 0 | 0 | 0 | 0 | 0 | 0 | 0 | 0 | 0 | 0 | 0 | 0 | 0 | 0 | 0 | 0 | 0 | 0 | 0 | 0
Grocery | Turnover | Energy Star Commercial Dishwasher | 1.3826 | -0.0001471 |  | 19054.1268 | 15 |  | 737.7778 | 737.7778 | unit | 0 | 423.8584 | FAIL | FAIL | Grocery_Turnover_Energy Star Commercial Dishwasher_RIM | 0 | 0 | 0 | 0 | 0 | 0 | 0 | 0 | 0 | 0 | 0 | 0 | 0 | 0 | 0 | 0 | 0 | 0 | 0 | 0 | Grocery_Turnover_Energy Star Commercial Dishwasher_TRC | 0 | 0 | 0 | 0 | 0 | 0 | 0 | 0 | 0 | 0 | 0 | 0 | 0 | 0 | 0 | 0 | 0 | 0 | 0 | 0
Healthcare | Turnover | Energy Star Commercial Dishwasher | 1.3826 | -0.0001471 |  | 19054.1268 | 15 |  | 737.7778 | 737.7778 | unit | 0 | 423.8584 | FAIL | FAIL | Healthcare_Turnover_Energy Star Commercial Dishwasher_RIM | 0 | 0 | 0 | 0 | 0 | 0 | 0 | 0 | 0 | 0 | 0 | 0 | 0 | 0 | 0 | 0 | 0 | 0 | 0 | 0 | Healthcare_Turnover_Energy Star Commercial Dishwasher_TRC | 0 | 0 | 0 | 0 | 0 | 0 | 0 | 0 | 0 | 0 | 0 | 0 | 0 | 0 | 0 | 0 | 0 | 0 | 0 | 0
Hospitals | Turnover | Energy Star Commercial Dishwasher | 1.3826 | -0.0001471 |  | 19054.1268 | 15 |  | 737.7778 | 737.7778 | unit | 0 | 423.8584 | FAIL | FAIL | Hospitals_Turnover_Energy Star Commercial Dishwasher_RIM | 0 | 0 | 0 | 0 | 0 | 0 | 0 | 0 | 0 | 0 | 0 | 0 | 0 | 0 | 0 | 0 | 0 | 0 | 0 | 0 | Hospitals_Turnover_Energy Star Commercial Dishwasher_TRC | 0 | 0 | 0 | 0 | 0 | 0 | 0 | 0 | 0 | 0 | 0 | 0 | 0 | 0 | 0 | 0 | 0 | 0 | 0 | 0
Institutional | Turnover | Energy Star Commercial Dishwasher | 1.3826 | -0.0001471 |  | 19054.1268 | 15 |  | 737.7778 | 737.7778 | unit | 0 | 423.8584 | FAIL | FAIL | Institutional_Turnover_Energy Star Commercial Dishwasher_RIM | 0 | 0 | 0 | 0 | 0 | 0 | 0 | 0 | 0 | 0 | 0 | 0 | 0 | 0 | 0 | 0 | 0 | 0 | 0 | 0 | Institutional_Turnover_Energy Star Commercial Dishwasher_TRC | 0 | 0 | 0 | 0 | 0 | 0 | 0 | 0 | 0 | 0 | 0 | 0 | 0 | 0 | 0 | 0 | 0 | 0 | 0 | 0
Lodging/Hospitality | Turnover | Energy Star Commercial Dishwasher | 1.3826 | -0.0001471 |  | 19054.1268 | 15 |  | 737.7778 | 737.7778 | unit | 0 | 423.8584 | FAIL | FAIL | Lodging/Hospitality_Turnover_Energy Star Commercial Dishwasher_RIM | 0 | 0 | 0 | 0 | 0 | 0 | 0 | 0 | 0 | 0 | 0 | 0 | 0 | 0 | 0 | 0 | 0 | 0 | 0 | 0 | Lodging/Hospitality_Turnover_Energy Star Commercial Dishwasher_TRC | 0 | 0 | 0 | 0 | 0 | 0 | 0 | 0 | 0 | 0 | 0 | 0 | 0 | 0 | 0 | 0 | 0 | 0 | 0 | 0
Miscellaneous | Turnover | Energy Star Commercial Dishwasher | 1.3826 | -0.0001471 |  | 19054.1268 | 15 |  | 737.7778 | 737.7778 | unit | 0 | 423.8584 | FAIL | FAIL | Miscellaneous_Turnover_Energy Star Commercial Dishwasher_RIM | 0 | 0 | 0 | 0 | 0 | 0 | 0 | 0 | 0 | 0 | 0 | 0 | 0 | 0 | 0 | 0 | 0 | 0 | 0 | 0 | Miscellaneous_Turnover_Energy Star Commercial Dishwasher_TRC | 0 | 0 | 0 | 0 | 0 | 0 | 0 | 0 | 0 | 0 | 0 | 0 | 0 | 0 | 0 | 0 | 0 | 0 | 0 | 0
Offices | Turnover | Energy Star Commercial Dishwasher | 1.3826 | -0.0001471 |  | 19054.1268 | 15 |  | 737.7778 | 737.7778 | unit | 0 | 423.8584 | FAIL | FAIL | Offices_Turnover_Energy Star Commercial Dishwasher_RIM | 0 | 0 | 0 | 0 | 0 | 0 | 0 | 0 | 0 | 0 | 0 | 0 | 0 | 0 | 0 | 0 | 0 | 0 | 0 | 0 | Offices_Turnover_Energy Star Commercial Dishwasher_TRC | 0 | 0 | 0 | 0 | 0 | 0 | 0 | 0 | 0 | 0 | 0 | 0 | 0 | 0 | 0 | 0 | 0 | 0 | 0 | 0
Restaurants | Turnover | Energy Star Commercial Dishwasher | 1.3826 | -0.0001471 |  | 19054.1268 | 15 |  | 737.7778 | 737.7778 | unit | 0 | 423.8584 | FAIL | FAIL | Restaurants_Turnover_Energy Star Commercial Dishwasher_RIM | 0 | 0 | 0 | 0 | 0 | 0 | 0 | 0 | 0 | 0 | 0 | 0 | 0 | 0 | 0 | 0 | 0 | 0 | 0 | 0 | Restaurants_Turnover_Energy Star Commercial Dishwasher_TRC | 0 | 0 | 0 | 0 | 0 | 0 | 0 | 0 | 0 | 0 | 0 | 0 | 0 | 0 | 0 | 0 | 0 | 0 | 0 | 0
Retail | Turnover | Energy Star Commercial Dishwasher | 1.3826 | -0.0001471 |  | 19054.1268 | 15 |  | 737.7778 | 737.7778 | unit | 0 | 423.8584 | FAIL | FAIL | Retail_Turnover_Energy Star Commercial Dishwasher_RIM | 0 | 0 | 0 | 0 | 0 | 0 | 0 | 0 | 0 | 0 | 0 | 0 | 0 | 0 | 0 | 0 | 0 | 0 | 0 | 0 | Retail_Turnover_Energy Star Commercial Dishwasher_TRC | 0 | 0 | 0 | 0 | 0 | 0 | 0 | 0 | 0 | 0 | 0 | 0 | 0 | 0 | 0 | 0 | 0 | 0 | 0 | 0
Schools K-12 | Turnover | Energy Star Commercial Dishwasher | 1.3826 | -0.0001471 |  | 19054.1268 | 15 |  | 737.7778 | 737.7778 | unit | 0 | 423.8584 | FAIL | FAIL | Schools K-12_Turnover_Energy Star Commercial Dishwasher_RIM | 0 | 0 | 0 | 0 | 0 | 0 | 0 | 0 | 0 | 0 | 0 | 0 | 0 | 0 | 0 | 0 | 0 | 0 | 0 | 0 | Schools K-12_Turnover_Energy Star Commercial Dishwasher_TRC | 0 | 0 | 0 | 0 | 0 | 0 | 0 | 0 | 0 | 0 | 0 | 0 | 0 | 0 | 0 | 0 | 0 | 0 | 0 | 0
Warehouse | Turnover | Energy Star Commercial Dishwasher | 1.3826 | -0.0001471 |  | 19054.1268 | 15 |  | 737.7778 | 737.7778 | unit | 0 | 423.8584 | FAIL | FAIL | Warehouse_Turnover_Energy Star Commercial Dishwasher_RIM | 0 | 0 | 0 | 0 | 0 | 0 | 0 | 0 | 0 | 0 | 0 | 0 | 0 | 0 | 0 | 0 | 0 | 0 | 0 | 0 | Warehouse_Turnover_Energy Star Commercial Dishwasher_TRC | 0 | 0 | 0 | 0 | 0 | 0 | 0 | 0 | 0 | 0 | 0 | 0 | 0 | 0 | 0 | 0 | 0 | 0 | 0 | 0
Assembly | New | Energy Star Commercial Dishwasher | 1.3826 | -0.0001471 |  | 19054.1268 | 15 |  | 737.7778 | 737.7778 | unit | 0 | 423.8584 | FAIL | FAIL | Assembly_New_Energy Star Commercial Dishwasher_RIM | 0 | 0 | 0 | 0 | 0 | 0 | 0 | 0 | 0 | 0 | 0 | 0 | 0 | 0 | 0 | 0 | 0 | 0 | 0 | 0 | Assembly_New_Energy Star Commercial Dishwasher_TRC | 0 | 0 | 0 | 0 | 0 | 0 | 0 | 0 | 0 | 0 | 0 | 0 | 0 | 0 | 0 | 0 | 0 | 0 | 0 | 0
College and University | New | Energy Star Commercial Dishwasher | 1.3826 | -0.0001471 |  | 19054.1268 | 15 |  | 737.7778 | 737.7778 | unit | 0 | 423.8584 | FAIL | FAIL | College and University_New_Energy Star Commercial Dishwasher_RIM | 0 | 0 | 0 | 0 | 0 | 0 | 0 | 0 | 0 | 0 | 0 | 0 | 0 | 0 | 0 | 0 | 0 | 0 | 0 | 0 | College and University_New_Energy Star Commercial Dishwasher_TRC | 0 | 0 | 0 | 0 | 0 | 0 | 0 | 0 | 0 | 0 | 0 | 0 | 0 | 0 | 0 | 0 | 0 | 0 | 0 | 0
Grocery | New | Energy Star Commercial Dishwasher | 1.3826 | -0.0001471 |  | 19054.1268 | 15 |  | 737.7778 | 737.7778 | unit | 0 | 423.8584 | FAIL | FAIL | Grocery_New_Energy Star Commercial Dishwasher_RIM | 0 | 0 | 0 | 0 | 0 | 0 | 0 | 0 | 0 | 0 | 0 | 0 | 0 | 0 | 0 | 0 | 0 | 0 | 0 | 0 | Grocery_New_Energy Star Commercial Dishwasher_TRC | 0 | 0 | 0 | 0 | 0 | 0 | 0 | 0 | 0 | 0 | 0 | 0 | 0 | 0 | 0 | 0 | 0 | 0 | 0 | 0
Healthcare | New | Energy Star Commercial Dishwasher | 1.3826 | -0.0001471 |  | 19054.1268 | 15 |  | 737.7778 | 737.7778 | unit | 0 | 423.8584 | FAIL | FAIL | Healthcare_New_Energy Star Commercial Dishwasher_RIM | 0 | 0 | 0 | 0 | 0 | 0 | 0 | 0 | 0 | 0 | 0 | 0 | 0 | 0 | 0 | 0 | 0 | 0 | 0 | 0 | Healthcare_New_Energy Star Commercial Dishwasher_TRC | 0 | 0 | 0 | 0 | 0 | 0 | 0 | 0 | 0 | 0 | 0 | 0 | 0 | 0 | 0 | 0 | 0 | 0 | 0 | 0
Hospitals | New | Energy Star Commercial Dishwasher | 1.3826 | -0.0001471 |  | 19054.1268 | 15 |  | 737.7778 | 737.7778 | unit | 0 | 423.8584 | FAIL | FAIL | Hospitals_New_Energy Star Commercial Dishwasher_RIM | 0 | 0 | 0 | 0 | 0 | 0 | 0 | 0 | 0 | 0 | 0 | 0 | 0 | 0 | 0 | 0 | 0 | 0 | 0 | 0 | Hospitals_New_Energy Star Commercial Dishwasher_TRC | 0 | 0 | 0 | 0 | 0 | 0 | 0 | 0 | 0 | 0 | 0 | 0 | 0 | 0 | 0 | 0 | 0 | 0 | 0 | 0
Institutional | New | Energy Star Commercial Dishwasher | 1.3826 | -0.0001471 |  | 19054.1268 | 15 |  | 737.7778 | 737.7778 | unit | 0 | 423.8584 | FAIL | FAIL | Institutional_New_Energy Star Commercial Dishwasher_RIM | 0 | 0 | 0 | 0 | 0 | 0 | 0 | 0 | 0 | 0 | 0 | 0 | 0 | 0 | 0 | 0 | 0 | 0 | 0 | 0 | Institutional_New_Energy Star Commercial Dishwasher_TRC | 0 | 0 | 0 | 0 | 0 | 0 | 0 | 0 | 0 | 0 | 0 | 0 | 0 | 0 | 0 | 0 | 0 | 0 | 0 | 0
Lodging/Hospitality | New | Energy Star Commercial Dishwasher | 1.3826 | -0.0001471 |  | 19054.1268 | 15 |  | 737.7778 | 737.7778 | unit | 0 | 423.8584 | FAIL | FAIL | Lodging/Hospitality_New_Energy Star Commercial Dishwasher_RIM | 0 | 0 | 0 | 0 | 0 | 0 | 0 | 0 | 0 | 0 | 0 | 0 | 0 | 0 | 0 | 0 | 0 | 0 | 0 | 0 | Lodging/Hospitality_New_Energy Star Commercial Dishwasher_TRC | 0 | 0 | 0 | 0 | 0 | 0 | 0 | 0 | 0 | 0 | 0 | 0 | 0 | 0 | 0 | 0 | 0 | 0 | 0 | 0
Miscellaneous | New | Energy Star Commercial Dishwasher | 1.3826 | -0.0001471 |  | 19054.1268 | 15 |  | 737.7778 | 737.7778 | unit | 0 | 423.8584 | FAIL | FAIL | Miscellaneous_New_Energy Star Commercial Dishwasher_RIM | 0 | 0 | 0 | 0 | 0 | 0 | 0 | 0 | 0 | 0 | 0 | 0 | 0 | 0 | 0 | 0 | 0 | 0 | 0 | 0 | Miscellaneous_New_Energy Star Commercial Dishwasher_TRC | 0 | 0 | 0 | 0 | 0 | 0 | 0 | 0 | 0 | 0 | 0 | 0 | 0 | 0 | 0 | 0 | 0 | 0 | 0 | 0
Offices | New | Energy Star Commercial Dishwasher | 1.3826 | -0.0001471 |  | 19054.1268 | 15 |  | 737.7778 | 737.7778 | unit | 0 | 423.8584 | FAIL | FAIL | Offices_New_Energy Star Commercial Dishwasher_RIM | 0 | 0 | 0 | 0 | 0 | 0 | 0 | 0 | 0 | 0 | 0 | 0 | 0 | 0 | 0 | 0 | 0 | 0 | 0 | 0 | Offices_New_Energy Star Commercial Dishwasher_TRC | 0 | 0 | 0 | 0 | 0 | 0 | 0 | 0 | 0 | 0 | 0 | 0 | 0 | 0 | 0 | 0 | 0 | 0 | 0 | 0
Restaurants | New | Energy Star Commercial Dishwasher | 1.3826 | -0.0001471 |  | 19054.1268 | 15 |  | 737.7778 | 737.7778 | unit | 0 | 423.8584 | FAIL | FAIL | Restaurants_New_Energy Star Commercial Dishwasher_RIM | 0 | 0 | 0 | 0 | 0 | 0 | 0 | 0 | 0 | 0 | 0 | 0 | 0 | 0 | 0 | 0 | 0 | 0 | 0 | 0 | Restaurants_New_Energy Star Commercial Dishwasher_TRC | 0 | 0 | 0 | 0 | 0 | 0 | 0 | 0 | 0 | 0 | 0 | 0 | 0 | 0 | 0 | 0 | 0 | 0 | 0 | 0
Retail | New | Energy Star Commercial Dishwasher | 1.3826 | -0.0001471 |  | 19054.1268 | 15 |  | 737.7778 | 737.7778 | unit | 0 | 423.8584 | FAIL | FAIL | Retail_New_Energy Star Commercial Dishwasher_RIM | 0 | 0 | 0 | 0 | 0 | 0 | 0 | 0 | 0 | 0 | 0 | 0 | 0 | 0 | 0 | 0 | 0 | 0 | 0 | 0 | Retail_New_Energy Star Commercial Dishwasher_TRC | 0 | 0 | 0 | 0 | 0 | 0 | 0 | 0 | 0 | 0 | 0 | 0 | 0 | 0 | 0 | 0 | 0 | 0 | 0 | 0
Schools K-12 | New | Energy Star Commercial Dishwasher | 1.3826 | -0.0001471 |  | 19054.1268 | 15 |  | 737.7778 | 737.7778 | unit | 0 | 423.8584 | FAIL | FAIL | Schools K-12_New_Energy Star Commercial Dishwasher_RIM | 0 | 0 | 0 | 0 | 0 | 0 | 0 | 0 | 0 | 0 | 0 | 0 | 0 | 0 | 0 | 0 | 0 | 0 | 0 | 0 | Schools K-12_New_Energy Star Commercial Dishwasher_TRC | 0 | 0 | 0 | 0 | 0 | 0 | 0 | 0 | 0 | 0 | 0 | 0 | 0 | 0 | 0 | 0 | 0 | 0 | 0 | 0
Warehouse | New | Energy Star Commercial Dishwasher | 1.3826 | -0.0001471 |  | 19054.1268 | 15 |  | 737.7778 | 737.7778 | unit | 0 | 423.8584 | FAIL | FAIL | Warehouse_New_Energy Star Commercial Dishwasher_RIM | 0 | 0 | 0 | 0 | 0 | 0 | 0 | 0 | 0 | 0 | 0 | 0 | 0 | 0 | 0 | 0 | 0 | 0 | 0 | 0 | Warehouse_New_Energy Star Commercial Dishwasher_TRC | 0 | 0 | 0 | 0 | 0 | 0 | 0 | 0 | 0 | 0 | 0 | 0 | 0 | 0 | 0 | 0 | 0 | 0 | 0 | 0
Assembly | Turnover | Heat Pump Water Heater | 0.79397 | 0.52808 |  | 4698.2135 | 10 |  | 1006 | 1006 | unit | 1 | 104.5116 | FAIL | 94.1176 | Assembly_Turnover_Heat Pump Water Heater_RIM | 0 | 0 | 0 | 0 | 0 | 0 | 0 | 0 | 0 | 0 | 0 | 0 | 0 | 0 | 0 | 0 | 0 | 0 | 0 | 0 | Assembly_Turnover_Heat Pump Water Heater_TRC | 0.016437 | 0.024757 | 0.040402 | 0.066067 | 0.10755 | 0.17323 | 0.27354 | 0.41698 | 0.60336 | 0.80429 | 77.2246 | 116.3131 | 189.8174 | 310.3979 | 505.3031 | 813.8531 | 1285.1359 | 1959.0466 | 2834.7189 | 3778.7149 |  | 9.356%
College and University | Turnover | Heat Pump Water Heater | 5.7477 | 31.0919 |  | 108058.9101 | 10 |  | 10060 | 1006 | unit | 10 | 2403.7668 | FAIL | FAIL | College and University_Turnover_Heat Pump Water Heater_RIM | 0 | 0 | 0 | 0 | 0 | 0 | 0 | 0 | 0 | 0 | 0 | 0 | 0 | 0 | 0 | 0 | 0 | 0 | 0 | 0 | College and University_Turnover_Heat Pump Water Heater_TRC | 0 | 0 | 0 | 0 | 0 | 0 | 0 | 0 | 0 | 0 | 0 | 0 | 0 | 0 | 0 | 0 | 0 | 0 | 0 | 0
Grocery | Turnover | Heat Pump Water Heater | 0.65925 | 3.4586 |  | 9396.427 | 10 |  | 1006 | 1006 | unit | 1 | 209.0232 | FAIL | FAIL | Grocery_Turnover_Heat Pump Water Heater_RIM | 0 | 0 | 0 | 0 | 0 | 0 | 0 | 0 | 0 | 0 | 0 | 0 | 0 | 0 | 0 | 0 | 0 | 0 | 0 | 0 | Grocery_Turnover_Heat Pump Water Heater_TRC | 0 | 0 | 0 | 0 | 0 | 0 | 0 | 0 | 0 | 0 | 0 | 0 | 0 | 0 | 0 | 0 | 0 | 0 | 0 | 0
Healthcare | Turnover | Heat Pump Water Heater | 1.0586 | 0.70411 |  | 6264.2846 | 10 |  | 1006 | 1006 | unit | 1 | 139.3488 | FAIL | FAIL | Healthcare_Turnover_Heat Pump Water Heater_RIM | 0 | 0 | 0 | 0 | 0 | 0 | 0 | 0 | 0 | 0 | 0 | 0 | 0 | 0 | 0 | 0 | 0 | 0 | 0 | 0 | Healthcare_Turnover_Heat Pump Water Heater_TRC | 0 | 0 | 0 | 0 | 0 | 0 | 0 | 0 | 0 | 0 | 0 | 0 | 0 | 0 | 0 | 0 | 0 | 0 | 0 | 0
Hospitals | Turnover | Heat Pump Water Heater | 10.0793 | 54.5234 |  | 189494.6105 | 10 |  | 15090 | 1006 | unit | 15 | 4215.3012 | FAIL | FAIL | Hospitals_Turnover_Heat Pump Water Heater_RIM | 0 | 0 | 0 | 0 | 0 | 0 | 0 | 0 | 0 | 0 | 0 | 0 | 0 | 0 | 0 | 0 | 0 | 0 | 0 | 0 | Hospitals_Turnover_Heat Pump Water Heater_TRC | 0 | 0 | 0 | 0 | 0 | 0 | 0 | 0 | 0 | 0 | 0 | 0 | 0 | 0 | 0 | 0 | 0 | 0 | 0 | 0
Institutional | Turnover | Heat Pump Water Heater | 63.5174 | 42.2467 |  | 375857.0786 | 10 |  | 25150 | 1006 | unit | 25 | 8360.9281 | FAIL | FAIL | Institutional_Turnover_Heat Pump Water Heater_RIM | 0 | 0 | 0 | 0 | 0 | 0 | 0 | 0 | 0 | 0 | 0 | 0 | 0 | 0 | 0 | 0 | 0 | 0 | 0 | 0 | Institutional_Turnover_Heat Pump Water Heater_TRC | 0 | 0 | 0 | 0 | 0 | 0 | 0 | 0 | 0 | 0 | 0 | 0 | 0 | 0 | 0 | 0 | 0 | 0 | 0 | 0
Lodging/Hospitality | Turnover | Heat Pump Water Heater | 3.1644 | 16.6011 |  | 45102.8494 | 10 |  | 3018 | 1006 | unit | 3 | 1003.3114 | FAIL | FAIL | Lodging/Hospitality_Turnover_Heat Pump Water Heater_RIM | 0 | 0 | 0 | 0 | 0 | 0 | 0 | 0 | 0 | 0 | 0 | 0 | 0 | 0 | 0 | 0 | 0 | 0 | 0 | 0 | Lodging/Hospitality_Turnover_Heat Pump Water Heater_TRC | 0 | 0 | 0 | 0 | 0 | 0 | 0 | 0 | 0 | 0 | 0 | 0 | 0 | 0 | 0 | 0 | 0 | 0 | 0 | 0
Miscellaneous | Turnover | Heat Pump Water Heater | 47.638 | 31.685 |  | 281892.809 | 10 |  | 20120 | 1006 | unit | 20 | 6270.6961 | FAIL | FAIL | Miscellaneous_Turnover_Heat Pump Water Heater_RIM | 0 | 0 | 0 | 0 | 0 | 0 | 0 | 0 | 0 | 0 | 0 | 0 | 0 | 0 | 0 | 0 | 0 | 0 | 0 | 0 | Miscellaneous_Turnover_Heat Pump Water Heater_TRC | 0 | 0 | 0 | 0 | 0 | 0 | 0 | 0 | 0 | 0 | 0 | 0 | 0 | 0 | 0 | 0 | 0 | 0 | 0 | 0
Offices | Turnover | Heat Pump Water Heater | 6.6164 | 4.4007 |  | 39151.779 | 10 |  | 3018 | 1006 | unit | 3 | 870.93 | FAIL | FAIL | Offices_Turnover_Heat Pump Water Heater_RIM | 0 | 0 | 0 | 0 | 0 | 0 | 0 | 0 | 0 | 0 | 0 | 0 | 0 | 0 | 0 | 0 | 0 | 0 | 0 | 0 | Offices_Turnover_Heat Pump Water Heater_TRC | 0 | 0 | 0 | 0 | 0 | 0 | 0 | 0 | 0 | 0 | 0 | 0 | 0 | 0 | 0 | 0 | 0 | 0 | 0 | 0
Restaurants | Turnover | Heat Pump Water Heater | 1.0987 | 5.7643 |  | 15660.7116 | 10 |  | 2012 | 1006 | unit | 2 | 348.372 | FAIL | FAIL | Restaurants_Turnover_Heat Pump Water Heater_RIM | 0 | 0 | 0 | 0 | 0 | 0 | 0 | 0 | 0 | 0 | 0 | 0 | 0 | 0 | 0 | 0 | 0 | 0 | 0 | 0 | Restaurants_Turnover_Heat Pump Water Heater_TRC | 0 | 0 | 0 | 0 | 0 | 0 | 0 | 0 | 0 | 0 | 0 | 0 | 0 | 0 | 0 | 0 | 0 | 0 | 0 | 0
Retail | Turnover | Heat Pump Water Heater | 1.958 | 10.2719 |  | 27907.3881 | 10 |  | 3018 | 1006 | unit | 3 | 620.7989 | FAIL | FAIL | Retail_Turnover_Heat Pump Water Heater_RIM | 0 | 0 | 0 | 0 | 0 | 0 | 0 | 0 | 0 | 0 | 0 | 0 | 0 | 0 | 0 | 0 | 0 | 0 | 0 | 0 | Retail_Turnover_Heat Pump Water Heater_TRC | 0 | 0 | 0 | 0 | 0 | 0 | 0 | 0 | 0 | 0 | 0 | 0 | 0 | 0 | 0 | 0 | 0 | 0 | 0 | 0
Schools K-12 | Turnover | Heat Pump Water Heater | 0.33083 | 0.22004 |  | 1957.6319 | 10 |  | 1006 | 1006 | unit | 1 | 43.5475 | FAIL | 626.0407 | Schools K-12_Turnover_Heat Pump Water Heater_RIM | 0 | 0 | 0 | 0 | 0 | 0 | 0 | 0 | 0 | 0 | 0 | 0 | 0 | 0 | 0 | 0 | 0 | 0 | 0 | 0 | Schools K-12_Turnover_Heat Pump Water Heater_TRC | 2.1421 | 3.2221 | 5.2346 | 8.4945 | 13.6795 | 21.7269 | 33.8417 | 50.9113 | 72.7333 | 95.745 | 4193.481 | 6307.6353 | 10247.4638 | 16629.0557 | 26779.3495 | 42533.2425 | 66249.6034 | 99665.5346 | 142384.9934 | 187433.4507 |  | 62.23%
Warehouse | Turnover | Heat Pump Water Heater | 1.5879 | 1.0562 |  | 9396.427 | 10 |  | 1006 | 1006 | unit | 1 | 209.0232 | FAIL | FAIL | Warehouse_Turnover_Heat Pump Water Heater_RIM | 0 | 0 | 0 | 0 | 0 | 0 | 0 | 0 | 0 | 0 | 0 | 0 | 0 | 0 | 0 | 0 | 0 | 0 | 0 | 0 | Warehouse_Turnover_Heat Pump Water Heater_TRC | 0 | 0 | 0 | 0 | 0 | 0 | 0 | 0 | 0 | 0 | 0 | 0 | 0 | 0 | 0 | 0 | 0 | 0 | 0 | 0
Assembly | New | Heat Pump Water Heater | 0.79397 | 0.52808 |  | 4698.2135 | 10 |  | 1006 | 1006 | unit | 1 | 104.5116 | FAIL | 94.1176 | Assembly_New_Heat Pump Water Heater_RIM | 0 | 0 | 0 | 0 | 0 | 0 | 0 | 0 | 0 | 0 | 0 | 0 | 0 | 0 | 0 | 0 | 0 | 0 | 0 | 0 | Assembly_New_Heat Pump Water Heater_TRC | 0.0013757 | 0.0028849 | 0.0060575 | 0.012112 | 0.02331 | 0.036193 | 0.055059 | 0.081981 | 0.11499 | 0.15166 | 6.4633 | 13.554 | 28.4594 | 56.9052 | 109.5144 | 170.0412 | 258.6785 | 385.1625 | 540.2284 | 712.5416 |  | 9.356%
College and University | New | Heat Pump Water Heater | 5.7477 | 31.0919 |  | 108058.9101 | 10 |  | 10060 | 1006 | unit | 10 | 2403.7668 | FAIL | FAIL | College and University_New_Heat Pump Water Heater_RIM | 0 | 0 | 0 | 0 | 0 | 0 | 0 | 0 | 0 | 0 | 0 | 0 | 0 | 0 | 0 | 0 | 0 | 0 | 0 | 0 | College and University_New_Heat Pump Water Heater_TRC | 0 | 0 | 0 | 0 | 0 | 0 | 0 | 0 | 0 | 0 | 0 | 0 | 0 | 0 | 0 | 0 | 0 | 0 | 0 | 0
Grocery | New | Heat Pump Water Heater | 0.65925 | 3.4586 |  | 9396.427 | 10 |  | 1006 | 1006 | unit | 1 | 209.0232 | FAIL | FAIL | Grocery_New_Heat Pump Water Heater_RIM | 0 | 0 | 0 | 0 | 0 | 0 | 0 | 0 | 0 | 0 | 0 | 0 | 0 | 0 | 0 | 0 | 0 | 0 | 0 | 0 | Grocery_New_Heat Pump Water Heater_TRC | 0 | 0 | 0 | 0 | 0 | 0 | 0 | 0 | 0 | 0 | 0 | 0 | 0 | 0 | 0 | 0 | 0 | 0 | 0 | 0
Healthcare | New | Heat Pump Water Heater | 1.0586 | 0.70411 |  | 6264.2846 | 10 |  | 1006 | 1006 | unit | 1 | 139.3488 | FAIL | FAIL | Healthcare_New_Heat Pump Water Heater_RIM | 0 | 0 | 0 | 0 | 0 | 0 | 0 | 0 | 0 | 0 | 0 | 0 | 0 | 0 | 0 | 0 | 0 | 0 | 0 | 0 | Healthcare_New_Heat Pump Water Heater_TRC | 0 | 0 | 0 | 0 | 0 | 0 | 0 | 0 | 0 | 0 | 0 | 0 | 0 | 0 | 0 | 0 | 0 | 0 | 0 | 0
Hospitals | New | Heat Pump Water Heater | 10.0793 | 54.5234 |  | 189494.6105 | 10 |  | 15090 | 1006 | unit | 15 | 4215.3012 | FAIL | FAIL | Hospitals_New_Heat Pump Water Heater_RIM | 0 | 0 | 0 | 0 | 0 | 0 | 0 | 0 | 0 | 0 | 0 | 0 | 0 | 0 | 0 | 0 | 0 | 0 | 0 | 0 | Hospitals_New_Heat Pump Water Heater_TRC | 0 | 0 | 0 | 0 | 0 | 0 | 0 | 0 | 0 | 0 | 0 | 0 | 0 | 0 | 0 | 0 | 0 | 0 | 0 | 0
Institutional | New | Heat Pump Water Heater | 63.5174 | 42.2467 |  | 375857.0786 | 10 |  | 25150 | 1006 | unit | 25 | 8360.9281 | FAIL | FAIL | Institutional_New_Heat Pump Water Heater_RIM | 0 | 0 | 0 | 0 | 0 | 0 | 0 | 0 | 0 | 0 | 0 | 0 | 0 | 0 | 0 | 0 | 0 | 0 | 0 | 0 | Institutional_New_Heat Pump Water Heater_TRC | 0 | 0 | 0 | 0 | 0 | 0 | 0 | 0 | 0 | 0 | 0 | 0 | 0 | 0 | 0 | 0 | 0 | 0 | 0 | 0
Lodging/Hospitality | New | Heat Pump Water Heater | 3.1644 | 16.6011 |  | 45102.8494 | 10 |  | 3018 | 1006 | unit | 3 | 1003.3114 | FAIL | FAIL | Lodging/Hospitality_New_Heat Pump Water Heater_RIM | 0 | 0 | 0 | 0 | 0 | 0 | 0 | 0 | 0 | 0 | 0 | 0 | 0 | 0 | 0 | 0 | 0 | 0 | 0 | 0 | Lodging/Hospitality_New_Heat Pump Water Heater_TRC | 0 | 0 | 0 | 0 | 0 | 0 | 0 | 0 | 0 | 0 | 0 | 0 | 0 | 0 | 0 | 0 | 0 | 0 | 0 | 0
Miscellaneous | New | Heat Pump Water Heater | 47.638 | 31.685 |  | 281892.809 | 10 |  | 20120 | 1006 | unit | 20 | 6270.6961 | FAIL | FAIL | Miscellaneous_New_Heat Pump Water Heater_RIM | 0 | 0 | 0 | 0 | 0 | 0 | 0 | 0 | 0 | 0 | 0 | 0 | 0 | 0 | 0 | 0 | 0 | 0 | 0 | 0 | Miscellaneous_New_Heat Pump Water Heater_TRC | 0 | 0 | 0 | 0 | 0 | 0 | 0 | 0 | 0 | 0 | 0 | 0 | 0 | 0 | 0 | 0 | 0 | 0 | 0 | 0
Offices | New | Heat Pump Water Heater | 6.6164 | 4.4007 |  | 39151.779 | 10 |  | 3018 | 1006 | unit | 3 | 870.93 | FAIL | FAIL | Offices_New_Heat Pump Water Heater_RIM | 0 | 0 | 0 | 0 | 0 | 0 | 0 | 0 | 0 | 0 | 0 | 0 | 0 | 0 | 0 | 0 | 0 | 0 | 0 | 0 | Offices_New_Heat Pump Water Heater_TRC | 0 | 0 | 0 | 0 | 0 | 0 | 0 | 0 | 0 | 0 | 0 | 0 | 0 | 0 | 0 | 0 | 0 | 0 | 0 | 0
Restaurants | New | Heat Pump Water Heater | 1.0987 | 5.7643 |  | 15660.7116 | 10 |  | 2012 | 1006 | unit | 2 | 348.372 | FAIL | FAIL | Restaurants_New_Heat Pump Water Heater_RIM | 0 | 0 | 0 | 0 | 0 | 0 | 0 | 0 | 0 | 0 | 0 | 0 | 0 | 0 | 0 | 0 | 0 | 0 | 0 | 0 | Restaurants_New_Heat Pump Water Heater_TRC | 0 | 0 | 0 | 0 | 0 | 0 | 0 | 0 | 0 | 0 | 0 | 0 | 0 | 0 | 0 | 0 | 0 | 0 | 0 | 0
Retail | New | Heat Pump Water Heater | 1.958 | 10.2719 |  | 27907.3881 | 10 |  | 3018 | 1006 | unit | 3 | 620.7989 | FAIL | FAIL | Retail_New_Heat Pump Water Heater_RIM | 0 | 0 | 0 | 0 | 0 | 0 | 0 | 0 | 0 | 0 | 0 | 0 | 0 | 0 | 0 | 0 | 0 | 0 | 0 | 0 | Retail_New_Heat Pump Water Heater_TRC | 0 | 0 | 0 | 0 | 0 | 0 | 0 | 0 | 0 | 0 | 0 | 0 | 0 | 0 | 0 | 0 | 0 | 0 | 0 | 0
Schools K-12 | New | Heat Pump Water Heater | 0.33083 | 0.22004 |  | 1957.6319 | 10 |  | 1006 | 1006 | unit | 1 | 43.5475 | FAIL | 626.0407 | Schools K-12_New_Heat Pump Water Heater_RIM | 0 | 0 | 0 | 0 | 0 | 0 | 0 | 0 | 0 | 0 | 0 | 0 | 0 | 0 | 0 | 0 | 0 | 0 | 0 | 0 | Schools K-12_New_Heat Pump Water Heater_TRC | 0.1597 | 0.24287 | 0.40154 | 0.66292 | 1.0858 | 1.6165 | 2.4306 | 3.6433 | 4.9314 | 6.2575 | 312.6311 | 475.446 | 786.0708 | 1297.7461 | 2125.5657 | 3164.5433 | 4758.1658 | 7132.2508 | 9653.8438 | 12249.9078 |  | 62.23%
Warehouse | New | Heat Pump Water Heater | 1.5879 | 1.0562 |  | 9396.427 | 10 |  | 1006 | 1006 | unit | 1 | 209.0232 | FAIL | FAIL | Warehouse_New_Heat Pump Water Heater_RIM | 0 | 0 | 0 | 0 | 0 | 0 | 0 | 0 | 0 | 0 | 0 | 0 | 0 | 0 | 0 | 0 | 0 | 0 | 0 | 0 | Warehouse_New_Heat Pump Water Heater_TRC | 0 | 0 | 0 | 0 | 0 | 0 | 0 | 0 | 0 | 0 | 0 | 0 | 0 | 0 | 0 | 0 | 0 | 0 | 0 | 0
Assembly | Turnover | Instantaneous Hot Water System | 0.042084 | 0.048493 |  | 379.8836 | 20 |  | 2967 | 2967 | unit | 1 | 8.4505 | FAIL | FAIL | Assembly_Turnover_Instantaneous Hot Water System_RIM | 0 | 0 | 0 | 0 | 0 | 0 | 0 | 0 | 0 | 0 | 0 | 0 | 0 | 0 | 0 | 0 | 0 | 0 | 0 | 0 | Assembly_Turnover_Instantaneous Hot Water System_TRC | 0 | 0 | 0 | 0 | 0 | 0 | 0 | 0 | 0 | 0 | 0 | 0 | 0 | 0 | 0 | 0 | 0 | 0 | 0 | 0
College and University | Turnover | Instantaneous Hot Water System | 0.82565 | 1.9915 |  | 8737.3234 | 20 |  | 29670 | 2967 | unit | 10 | 194.3615 | FAIL | FAIL | College and University_Turnover_Instantaneous Hot Water System_RIM | 0 | 0 | 0 | 0 | 0 | 0 | 0 | 0 | 0 | 0 | 0 | 0 | 0 | 0 | 0 | 0 | 0 | 0 | 0 | 0 | College and University_Turnover_Instantaneous Hot Water System_TRC | 0 | 0 | 0 | 0 | 0 | 0 | 0 | 0 | 0 | 0 | 0 | 0 | 0 | 0 | 0 | 0 | 0 | 0 | 0 | 0
Grocery | Turnover | Instantaneous Hot Water System | 0.084523 | 0.088194 |  | 759.7673 | 20 |  | 2967 | 2967 | unit | 1 | 16.901 | FAIL | FAIL | Grocery_Turnover_Instantaneous Hot Water System_RIM | 0 | 0 | 0 | 0 | 0 | 0 | 0 | 0 | 0 | 0 | 0 | 0 | 0 | 0 | 0 | 0 | 0 | 0 | 0 | 0 | Grocery_Turnover_Instantaneous Hot Water System_TRC | 0 | 0 | 0 | 0 | 0 | 0 | 0 | 0 | 0 | 0 | 0 | 0 | 0 | 0 | 0 | 0 | 0 | 0 | 0 | 0
Healthcare | Turnover | Instantaneous Hot Water System | 0.056112 | 0.064657 |  | 506.5115 | 20 |  | 2967 | 2967 | unit | 1 | 11.2673 | FAIL | FAIL | Healthcare_Turnover_Instantaneous Hot Water System_RIM | 0 | 0 | 0 | 0 | 0 | 0 | 0 | 0 | 0 | 0 | 0 | 0 | 0 | 0 | 0 | 0 | 0 | 0 | 0 | 0 | Healthcare_Turnover_Instantaneous Hot Water System_TRC | 0 | 0 | 0 | 0 | 0 | 0 | 0 | 0 | 0 | 0 | 0 | 0 | 0 | 0 | 0 | 0 | 0 | 0 | 0 | 0
Hospitals | Turnover | Instantaneous Hot Water System | 1.4479 | 3.4923 |  | 15321.9729 | 20 |  | 44505 | 2967 | unit | 15 | 340.8368 | FAIL | FAIL | Hospitals_Turnover_Instantaneous Hot Water System_RIM | 0 | 0 | 0 | 0 | 0 | 0 | 0 | 0 | 0 | 0 | 0 | 0 | 0 | 0 | 0 | 0 | 0 | 0 | 0 | 0 | Hospitals_Turnover_Instantaneous Hot Water System_TRC | 0 | 0 | 0 | 0 | 0 | 0 | 0 | 0 | 0 | 0 | 0 | 0 | 0 | 0 | 0 | 0 | 0 | 0 | 0 | 0
Institutional | Turnover | Instantaneous Hot Water System | 3.3667 | 3.8794 |  | 30390.6901 | 20 |  | 74175 | 2967 | unit | 25 | 676.0399 | FAIL | FAIL | Institutional_Turnover_Instantaneous Hot Water System_RIM | 0 | 0 | 0 | 0 | 0 | 0 | 0 | 0 | 0 | 0 | 0 | 0 | 0 | 0 | 0 | 0 | 0 | 0 | 0 | 0 | Institutional_Turnover_Instantaneous Hot Water System_TRC | 0 | 0 | 0 | 0 | 0 | 0 | 0 | 0 | 0 | 0 | 0 | 0 | 0 | 0 | 0 | 0 | 0 | 0 | 0 | 0
Lodging/Hospitality | Turnover | Instantaneous Hot Water System | 0.40571 | 0.42333 |  | 3646.8828 | 20 |  | 8901 | 2967 | unit | 3 | 81.1248 | FAIL | FAIL | Lodging/Hospitality_Turnover_Instantaneous Hot Water System_RIM | 0 | 0 | 0 | 0 | 0 | 0 | 0 | 0 | 0 | 0 | 0 | 0 | 0 | 0 | 0 | 0 | 0 | 0 | 0 | 0 | Lodging/Hospitality_Turnover_Instantaneous Hot Water System_TRC | 0 | 0 | 0 | 0 | 0 | 0 | 0 | 0 | 0 | 0 | 0 | 0 | 0 | 0 | 0 | 0 | 0 | 0 | 0 | 0
Miscellaneous | Turnover | Instantaneous Hot Water System | 2.525 | 2.9096 |  | 22793.0176 | 20 |  | 59340 | 2967 | unit | 20 | 507.0299 | FAIL | FAIL | Miscellaneous_Turnover_Instantaneous Hot Water System_RIM | 0 | 0 | 0 | 0 | 0 | 0 | 0 | 0 | 0 | 0 | 0 | 0 | 0 | 0 | 0 | 0 | 0 | 0 | 0 | 0 | Miscellaneous_Turnover_Instantaneous Hot Water System_TRC | 0 | 0 | 0 | 0 | 0 | 0 | 0 | 0 | 0 | 0 | 0 | 0 | 0 | 0 | 0 | 0 | 0 | 0 | 0 | 0
Offices | Turnover | Instantaneous Hot Water System | 0.3507 | 0.4041 |  | 3165.6969 | 20 |  | 8901 | 2967 | unit | 3 | 70.4208 | FAIL | FAIL | Offices_Turnover_Instantaneous Hot Water System_RIM | 0 | 0 | 0 | 0 | 0 | 0 | 0 | 0 | 0 | 0 | 0 | 0 | 0 | 0 | 0 | 0 | 0 | 0 | 0 | 0 | Offices_Turnover_Instantaneous Hot Water System_TRC | 0 | 0 | 0 | 0 | 0 | 0 | 0 | 0 | 0 | 0 | 0 | 0 | 0 | 0 | 0 | 0 | 0 | 0 | 0 | 0
Restaurants | Turnover | Instantaneous Hot Water System | 0.14087 | 0.14699 |  | 1266.2788 | 20 |  | 5934 | 2967 | unit | 2 | 28.1683 | FAIL | FAIL | Restaurants_Turnover_Instantaneous Hot Water System_RIM | 0 | 0 | 0 | 0 | 0 | 0 | 0 | 0 | 0 | 0 | 0 | 0 | 0 | 0 | 0 | 0 | 0 | 0 | 0 | 0 | Restaurants_Turnover_Instantaneous Hot Water System_TRC | 0 | 0 | 0 | 0 | 0 | 0 | 0 | 0 | 0 | 0 | 0 | 0 | 0 | 0 | 0 | 0 | 0 | 0 | 0 | 0
Retail | Turnover | Instantaneous Hot Water System | 0.25103 | 0.26194 |  | 2256.5087 | 20 |  | 8901 | 2967 | unit | 3 | 50.196 | FAIL | FAIL | Retail_Turnover_Instantaneous Hot Water System_RIM | 0 | 0 | 0 | 0 | 0 | 0 | 0 | 0 | 0 | 0 | 0 | 0 | 0 | 0 | 0 | 0 | 0 | 0 | 0 | 0 | Retail_Turnover_Instantaneous Hot Water System_TRC | 0 | 0 | 0 | 0 | 0 | 0 | 0 | 0 | 0 | 0 | 0 | 0 | 0 | 0 | 0 | 0 | 0 | 0 | 0 | 0
Schools K-12 | Turnover | Instantaneous Hot Water System | 0.017535 | 0.020206 |  | 158.2883 | 20 |  | 2967 | 2967 | unit | 1 | 3.5211 | FAIL | FAIL | Schools K-12_Turnover_Instantaneous Hot Water System_RIM | 0 | 0 | 0 | 0 | 0 | 0 | 0 | 0 | 0 | 0 | 0 | 0 | 0 | 0 | 0 | 0 | 0 | 0 | 0 | 0 | Schools K-12_Turnover_Instantaneous Hot Water System_TRC | 0 | 0 | 0 | 0 | 0 | 0 | 0 | 0 | 0 | 0 | 0 | 0 | 0 | 0 | 0 | 0 | 0 | 0 | 0 | 0
Warehouse | Turnover | Instantaneous Hot Water System | 0.084168 | 0.096985 |  | 759.7673 | 20 |  | 2967 | 2967 | unit | 1 | 16.901 | FAIL | FAIL | Warehouse_Turnover_Instantaneous Hot Water System_RIM | 0 | 0 | 0 | 0 | 0 | 0 | 0 | 0 | 0 | 0 | 0 | 0 | 0 | 0 | 0 | 0 | 0 | 0 | 0 | 0 | Warehouse_Turnover_Instantaneous Hot Water System_TRC | 0 | 0 | 0 | 0 | 0 | 0 | 0 | 0 | 0 | 0 | 0 | 0 | 0 | 0 | 0 | 0 | 0 | 0 | 0 | 0
Assembly | New | Instantaneous Hot Water System | 0.042084 | 0.048493 |  | 379.8836 | 20 |  | 2967 | 2967 | unit | 1 | 8.4505 | FAIL | FAIL | Assembly_New_Instantaneous Hot Water System_RIM | 0 | 0 | 0 | 0 | 0 | 0 | 0 | 0 | 0 | 0 | 0 | 0 | 0 | 0 | 0 | 0 | 0 | 0 | 0 | 0 | Assembly_New_Instantaneous Hot Water System_TRC | 0 | 0 | 0 | 0 | 0 | 0 | 0 | 0 | 0 | 0 | 0 | 0 | 0 | 0 | 0 | 0 | 0 | 0 | 0 | 0
College and University | New | Instantaneous Hot Water System | 0.82565 | 1.9915 |  | 8737.3234 | 20 |  | 29670 | 2967 | unit | 10 | 194.3615 | FAIL | FAIL | College and University_New_Instantaneous Hot Water System_RIM | 0 | 0 | 0 | 0 | 0 | 0 | 0 | 0 | 0 | 0 | 0 | 0 | 0 | 0 | 0 | 0 | 0 | 0 | 0 | 0 | College and University_New_Instantaneous Hot Water System_TRC | 0 | 0 | 0 | 0 | 0 | 0 | 0 | 0 | 0 | 0 | 0 | 0 | 0 | 0 | 0 | 0 | 0 | 0 | 0 | 0
Grocery | New | Instantaneous Hot Water System | 0.084523 | 0.088194 |  | 759.7673 | 20 |  | 2967 | 2967 | unit | 1 | 16.901 | FAIL | FAIL | Grocery_New_Instantaneous Hot Water System_RIM | 0 | 0 | 0 | 0 | 0 | 0 | 0 | 0 | 0 | 0 | 0 | 0 | 0 | 0 | 0 | 0 | 0 | 0 | 0 | 0 | Grocery_New_Instantaneous Hot Water System_TRC | 0 | 0 | 0 | 0 | 0 | 0 | 0 | 0 | 0 | 0 | 0 | 0 | 0 | 0 | 0 | 0 | 0 | 0 | 0 | 0
Healthcare | New | Instantaneous Hot Water System | 0.056112 | 0.064657 |  | 506.5115 | 20 |  | 2967 | 2967 | unit | 1 | 11.2673 | FAIL | FAIL | Healthcare_New_Instantaneous Hot Water System_RIM | 0 | 0 | 0 | 0 | 0 | 0 | 0 | 0 | 0 | 0 | 0 | 0 | 0 | 0 | 0 | 0 | 0 | 0 | 0 | 0 | Healthcare_New_Instantaneous Hot Water System_TRC | 0 | 0 | 0 | 0 | 0 | 0 | 0 | 0 | 0 | 0 | 0 | 0 | 0 | 0 | 0 | 0 | 0 | 0 | 0 | 0
Hospitals | New | Instantaneous Hot Water System | 1.4479 | 3.4923 |  | 15321.9729 | 20 |  | 44505 | 2967 | unit | 15 | 340.8368 | FAIL | FAIL | Hospitals_New_Instantaneous Hot Water System_RIM | 0 | 0 | 0 | 0 | 0 | 0 | 0 | 0 | 0 | 0 | 0 | 0 | 0 | 0 | 0 | 0 | 0 | 0 | 0 | 0 | Hospitals_New_Instantaneous Hot Water System_TRC | 0 | 0 | 0 | 0 | 0 | 0 | 0 | 0 | 0 | 0 | 0 | 0 | 0 | 0 | 0 | 0 | 0 | 0 | 0 | 0
Institutional | New | Instantaneous Hot Water System | 3.3667 | 3.8794 |  | 30390.6901 | 20 |  | 74175 | 2967 | unit | 25 | 676.0399 | FAIL | FAIL | Institutional_New_Instantaneous Hot Water System_RIM | 0 | 0 | 0 | 0 | 0 | 0 | 0 | 0 | 0 | 0 | 0 | 0 | 0 | 0 | 0 | 0 | 0 | 0 | 0 | 0 | Institutional_New_Instantaneous Hot Water System_TRC | 0 | 0 | 0 | 0 | 0 | 0 | 0 | 0 | 0 | 0 | 0 | 0 | 0 | 0 | 0 | 0 | 0 | 0 | 0 | 0
Lodging/Hospitality | New | Instantaneous Hot Water System | 0.40571 | 0.42333 |  | 3646.8828 | 20 |  | 8901 | 2967 | unit | 3 | 81.1248 | FAIL | FAIL | Lodging/Hospitality_New_Instantaneous Hot Water System_RIM | 0 | 0 | 0 | 0 | 0 | 0 | 0 | 0 | 0 | 0 | 0 | 0 | 0 | 0 | 0 | 0 | 0 | 0 | 0 | 0 | Lodging/Hospitality_New_Instantaneous Hot Water System_TRC | 0 | 0 | 0 | 0 | 0 | 0 | 0 | 0 | 0 | 0 | 0 | 0 | 0 | 0 | 0 | 0 | 0 | 0 | 0 | 0
Miscellaneous | New | Instantaneous Hot Water System | 2.525 | 2.9096 |  | 22793.0176 | 20 |  | 59340 | 2967 | unit | 20 | 507.0299 | FAIL | FAIL | Miscellaneous_New_Instantaneous Hot Water System_RIM | 0 | 0 | 0 | 0 | 0 | 0 | 0 | 0 | 0 | 0 | 0 | 0 | 0 | 0 | 0 | 0 | 0 | 0 | 0 | 0 | Miscellaneous_New_Instantaneous Hot Water System_TRC | 0 | 0 | 0 | 0 | 0 | 0 | 0 | 0 | 0 | 0 | 0 | 0 | 0 | 0 | 0 | 0 | 0 | 0 | 0 | 0
Offices | New | Instantaneous Hot Water System | 0.3507 | 0.4041 |  | 3165.6969 | 20 |  | 8901 | 2967 | unit | 3 | 70.4208 | FAIL | FAIL | Offices_New_Instantaneous Hot Water System_RIM | 0 | 0 | 0 | 0 | 0 | 0 | 0 | 0 | 0 | 0 | 0 | 0 | 0 | 0 | 0 | 0 | 0 | 0 | 0 | 0 | Offices_New_Instantaneous Hot Water System_TRC | 0 | 0 | 0 | 0 | 0 | 0 | 0 | 0 | 0 | 0 | 0 | 0 | 0 | 0 | 0 | 0 | 0 | 0 | 0 | 0
Restaurants | New | Instantaneous Hot Water System | 0.14087 | 0.14699 |  | 1266.2788 | 20 |  | 5934 | 2967 | unit | 2 | 28.1683 | FAIL | FAIL | Restaurants_New_Instantaneous Hot Water System_RIM | 0 | 0 | 0 | 0 | 0 | 0 | 0 | 0 | 0 | 0 | 0 | 0 | 0 | 0 | 0 | 0 | 0 | 0 | 0 | 0 | Restaurants_New_Instantaneous Hot Water System_TRC | 0 | 0 | 0 | 0 | 0 | 0 | 0 | 0 | 0 | 0 | 0 | 0 | 0 | 0 | 0 | 0 | 0 | 0 | 0 | 0
Retail | New | Instantaneous Hot Water System | 0.25103 | 0.26194 |  | 2256.5087 | 20 |  | 8901 | 2967 | unit | 3 | 50.196 | FAIL | FAIL | Retail_New_Instantaneous Hot Water System_RIM | 0 | 0 | 0 | 0 | 0 | 0 | 0 | 0 | 0 | 0 | 0 | 0 | 0 | 0 | 0 | 0 | 0 | 0 | 0 | 0 | Retail_New_Instantaneous Hot Water System_TRC | 0 | 0 | 0 | 0 | 0 | 0 | 0 | 0 | 0 | 0 | 0 | 0 | 0 | 0 | 0 | 0 | 0 | 0 | 0 | 0
Schools K-12 | New | Instantaneous Hot Water System | 0.017535 | 0.020206 |  | 158.2883 | 20 |  | 2967 | 2967 | unit | 1 | 3.5211 | FAIL | FAIL | Schools K-12_New_Instantaneous Hot Water System_RIM | 0 | 0 | 0 | 0 | 0 | 0 | 0 | 0 | 0 | 0 | 0 | 0 | 0 | 0 | 0 | 0 | 0 | 0 | 0 | 0 | Schools K-12_New_Instantaneous Hot Water System_TRC | 0 | 0 | 0 | 0 | 0 | 0 | 0 | 0 | 0 | 0 | 0 | 0 | 0 | 0 | 0 | 0 | 0 | 0 | 0 | 0
Warehouse | New | Instantaneous Hot Water System | 0.084168 | 0.096985 |  | 759.7673 | 20 |  | 2967 | 2967 | unit | 1 | 16.901 | FAIL | FAIL | Warehouse_New_Instantaneous Hot Water System_RIM | 0 | 0 | 0 | 0 | 0 | 0 | 0 | 0 | 0 | 0 | 0 | 0 | 0 | 0 | 0 | 0 | 0 | 0 | 0 | 0 | Warehouse_New_Instantaneous Hot Water System_TRC | 0 | 0 | 0 | 0 | 0 | 0 | 0 | 0 | 0 | 0 | 0 | 0 | 0 | 0 | 0 | 0 | 0 | 0 | 0 | 0
Assembly | Turnover | Solar Water Heater | 0.41215 | 0.057863 |  | 5514.2421 | 15 |  | 6767 | 6767 | unit | 1 | 122.6641 | FAIL | FAIL | Assembly_Turnover_Solar Water Heater_RIM | 0 | 0 | 0 | 0 | 0 | 0 | 0 | 0 | 0 | 0 | 0 | 0 | 0 | 0 | 0 | 0 | 0 | 0 | 0 | 0 | Assembly_Turnover_Solar Water Heater_TRC | 0 | 0 | 0 | 0 | 0 | 0 | 0 | 0 | 0 | 0 | 0 | 0 | 0 | 0 | 0 | 0 | 0 | 0 | 0 | 0
College and University | Turnover | Solar Water Heater | 9.4793 | 1.3308 |  | 126827.5691 | 15 |  | 67670 | 6767 | unit | 10 | 2821.275 | FAIL | 43053.8716 | College and University_Turnover_Solar Water Heater_RIM | 0 | 0 | 0 | 0 | 0 | 0 | 0 | 0 | 0 | 0 | 0 | 0 | 0 | 0 | 0 | 0 | 0 | 0 | 0 | 0 | College and University_Turnover_Solar Water Heater_TRC | 0.0025208 | 0.0037916 | 0.0061599 | 0.009996 | 0.016098 | 0.025568 | 0.039824 | 0.059911 | 0.08559 | 0.11267 | 319.7045 | 480.8844 | 781.2508 | 1267.7736 | 2041.6163 | 3242.6689 | 5050.7677 | 7598.3467 | 10855.2124 | 14289.6374 |  | 63.62%
Grocery | Turnover | Solar Water Heater | 0.82429 | 0.11573 |  | 11028.4843 | 15 |  | 6767 | 6767 | unit | 1 | 245.3283 | FAIL | FAIL | Grocery_Turnover_Solar Water Heater_RIM | 0 | 0 | 0 | 0 | 0 | 0 | 0 | 0 | 0 | 0 | 0 | 0 | 0 | 0 | 0 | 0 | 0 | 0 | 0 | 0 | Grocery_Turnover_Solar Water Heater_TRC | 0 | 0 | 0 | 0 | 0 | 0 | 0 | 0 | 0 | 0 | 0 | 0 | 0 | 0 | 0 | 0 | 0 | 0 | 0 | 0
Healthcare | Turnover | Solar Water Heater | 0.54953 | 0.07715 |  | 7352.3228 | 15 |  | 6767 | 6767 | unit | 1 | 163.5522 | FAIL | FAIL | Healthcare_Turnover_Solar Water Heater_RIM | 0 | 0 | 0 | 0 | 0 | 0 | 0 | 0 | 0 | 0 | 0 | 0 | 0 | 0 | 0 | 0 | 0 | 0 | 0 | 0 | Healthcare_Turnover_Solar Water Heater_TRC | 0 | 0 | 0 | 0 | 0 | 0 | 0 | 0 | 0 | 0 | 0 | 0 | 0 | 0 | 0 | 0 | 0 | 0 | 0 | 0
Hospitals | Turnover | Solar Water Heater | 16.6232 | 2.3338 |  | 222407.7661 | 15 |  | 101505 | 6767 | unit | 15 | 4947.4533 | FAIL | 58337.5864 | Hospitals_Turnover_Solar Water Heater_RIM | 0 | 0 | 0 | 0 | 0 | 0 | 0 | 0 | 0 | 0 | 0 | 0 | 0 | 0 | 0 | 0 | 0 | 0 | 0 | 0 | Hospitals_Turnover_Solar Water Heater_TRC | 0.00035943 | 0.00054169 | 0.00088155 | 0.0014327 | 0.0023102 | 0.0036733 | 0.0057286 | 0.0086285 | 0.012339 | 0.01626 | 79.9402 | 120.4755 | 196.0632 | 318.6424 | 513.8085 | 816.9661 | 1274.0918 | 1919.0388 | 2744.1986 | 3616.2879 |  | 57.47%
Institutional | Turnover | Solar Water Heater | 32.9716 | 4.629 |  | 441139.3708 | 15 |  | 169175 | 6767 | unit | 25 | 9813.1305 | FAIL | 83553.6838 | Institutional_Turnover_Solar Water Heater_RIM | 0 | 0 | 0 | 0 | 0 | 0 | 0 | 0 | 0 | 0 | 0 | 0 | 0 | 0 | 0 | 0 | 0 | 0 | 0 | 0 | Institutional_Turnover_Solar Water Heater_TRC | 0.010575 | 0.015915 | 0.025889 | 0.042101 | 0.068002 | 0.10842 | 0.16959 | 0.25624 | 0.36758 | 0.48594 | 4665.237 | 7020.5441 | 11420.532 | 18572.4016 | 29998.2186 | 47828.0678 | 74813.1427 | 113036.7008 | 162155.6594 | 214366.2035 |  | 49.39%
Lodging/Hospitality | Turnover | Solar Water Heater | 3.9566 | 0.55548 |  | 52936.7245 | 15 |  | 20301 | 6767 | unit | 3 | 1177.5757 | FAIL | 10026.4421 | Lodging/Hospitality_Turnover_Solar Water Heater_RIM | 0 | 0 | 0 | 0 | 0 | 0 | 0 | 0 | 0 | 0 | 0 | 0 | 0 | 0 | 0 | 0 | 0 | 0 | 0 | 0 | Lodging/Hospitality_Turnover_Solar Water Heater_TRC | 0.010225 | 0.015625 | 0.0257 | 0.0421 | 0.068241 | 0.10878 | 0.16996 | 0.25635 | 0.3669 | 0.48372 | 541.2967 | 827.1351 | 1360.4737 | 2228.6404 | 3612.4549 | 5758.2279 | 8997.219 | 13570.247 | 19422.343 | 25606.8064 |  | 49.39%
Miscellaneous | Turnover | Solar Water Heater | 24.7287 | 3.4718 |  | 330854.5281 | 15 |  | 135340 | 6767 | unit | 20 | 7359.8479 | FAIL | 71124.0129 | Miscellaneous_Turnover_Solar Water Heater_RIM | 0 | 0 | 0 | 0 | 0 | 0 | 0 | 0 | 0 | 0 | 0 | 0 | 0 | 0 | 0 | 0 | 0 | 0 | 0 | 0 | Miscellaneous_Turnover_Solar Water Heater_TRC | 6.4747e-05 | 9.3654e-05 | 0.00014616 | 0.00022781 | 0.00035232 | 0.00053733 | 0.00080405 | 0.0011624 | 0.0015958 | 0.0020195 | 21.4218 | 30.9859 | 48.3574 | 75.3712 | 116.5659 | 177.7772 | 266.0244 | 384.5786 | 527.9802 | 668.1527 |  | 52.55%
Offices | Turnover | Solar Water Heater | 3.4345 | 0.48219 |  | 45952.0178 | 15 |  | 20301 | 6767 | unit | 3 | 1022.2011 | FAIL | 11382.1129 | Offices_Turnover_Solar Water Heater_RIM | 0 | 0 | 0 | 0 | 0 | 0 | 0 | 0 | 0 | 0 | 0 | 0 | 0 | 0 | 0 | 0 | 0 | 0 | 0 | 0 | Offices_Turnover_Solar Water Heater_TRC | 0.010159 | 0.015452 | 0.025294 | 0.041221 | 0.066447 | 0.10529 | 0.16362 | 0.24555 | 0.34983 | 0.45925 | 466.845 | 710.0447 | 1162.3106 | 1894.2109 | 3053.3717 | 4838.2317 | 7518.6784 | 11283.5152 | 16075.1855 | 21103.5968 |  | 56.07%
Restaurants | Turnover | Solar Water Heater | 1.3738 | 0.19288 |  | 18380.8071 | 15 |  | 13534 | 6767 | unit | 2 | 408.8804 | FAIL | FAIL | Restaurants_Turnover_Solar Water Heater_RIM | 0 | 0 | 0 | 0 | 0 | 0 | 0 | 0 | 0 | 0 | 0 | 0 | 0 | 0 | 0 | 0 | 0 | 0 | 0 | 0 | Restaurants_Turnover_Solar Water Heater_TRC | 0 | 0 | 0 | 0 | 0 | 0 | 0 | 0 | 0 | 0 | 0 | 0 | 0 | 0 | 0 | 0 | 0 | 0 | 0 | 0
Retail | Turnover | Solar Water Heater | 2.4481 | 0.3437 |  | 32754.5983 | 15 |  | 20301 | 6767 | unit | 3 | 728.6249 | FAIL | FAIL | Retail_Turnover_Solar Water Heater_RIM | 0 | 0 | 0 | 0 | 0 | 0 | 0 | 0 | 0 | 0 | 0 | 0 | 0 | 0 | 0 | 0 | 0 | 0 | 0 | 0 | Retail_Turnover_Solar Water Heater_TRC | 0 | 0 | 0 | 0 | 0 | 0 | 0 | 0 | 0 | 0 | 0 | 0 | 0 | 0 | 0 | 0 | 0 | 0 | 0 | 0
Schools K-12 | Turnover | Solar Water Heater | 0.17173 | 0.02411 |  | 2297.6512 | 15 |  | 6767 | 6767 | unit | 1 | 51.1112 | FAIL | FAIL | Schools K-12_Turnover_Solar Water Heater_RIM | 0 | 0 | 0 | 0 | 0 | 0 | 0 | 0 | 0 | 0 | 0 | 0 | 0 | 0 | 0 | 0 | 0 | 0 | 0 | 0 | Schools K-12_Turnover_Solar Water Heater_TRC | 0 | 0 | 0 | 0 | 0 | 0 | 0 | 0 | 0 | 0 | 0 | 0 | 0 | 0 | 0 | 0 | 0 | 0 | 0 | 0
Warehouse | Turnover | Solar Water Heater | 0.82429 | 0.11573 |  | 11028.4843 | 15 |  | 6767 | 6767 | unit | 1 | 245.3283 | FAIL | FAIL | Warehouse_Turnover_Solar Water Heater_RIM | 0 | 0 | 0 | 0 | 0 | 0 | 0 | 0 | 0 | 0 | 0 | 0 | 0 | 0 | 0 | 0 | 0 | 0 | 0 | 0 | Warehouse_Turnover_Solar Water Heater_TRC | 0 | 0 | 0 | 0 | 0 | 0 | 0 | 0 | 0 | 0 | 0 | 0 | 0 | 0 | 0 | 0 | 0 | 0 | 0 | 0
Assembly | New | Solar Water Heater | 0.41215 | 0.057863 |  | 5514.2421 | 15 |  | 6767 | 6767 | unit | 1 | 122.6641 | FAIL | FAIL | Assembly_New_Solar Water Heater_RIM | 0 | 0 | 0 | 0 | 0 | 0 | 0 | 0 | 0 | 0 | 0 | 0 | 0 | 0 | 0 | 0 | 0 | 0 | 0 | 0 | Assembly_New_Solar Water Heater_TRC | 0 | 0 | 0 | 0 | 0 | 0 | 0 | 0 | 0 | 0 | 0 | 0 | 0 | 0 | 0 | 0 | 0 | 0 | 0 | 0
College and University | New | Solar Water Heater | 9.4793 | 1.3308 |  | 126827.5691 | 15 |  | 67670 | 6767 | unit | 10 | 2821.275 | FAIL | 43053.8716 | College and University_New_Solar Water Heater_RIM | 0 | 0 | 0 | 0 | 0 | 0 | 0 | 0 | 0 | 0 | 0 | 0 | 0 | 0 | 0 | 0 | 0 | 0 | 0 | 0 | College and University_New_Solar Water Heater_TRC | 0.00018793 | 0.0002858 | 0.00047252 | 0.0007801 | 0.0012777 | 0.0019023 | 0.0028602 | 0.0042873 | 0.0058031 | 0.0073637 | 23.8345 | 36.2473 | 59.9288 | 98.9382 | 162.0499 | 241.2599 | 362.7552 | 543.7518 | 735.9942 | 933.9141 |  | 63.62%
Grocery | New | Solar Water Heater | 0.82429 | 0.11573 |  | 11028.4843 | 15 |  | 6767 | 6767 | unit | 1 | 245.3283 | FAIL | FAIL | Grocery_New_Solar Water Heater_RIM | 0 | 0 | 0 | 0 | 0 | 0 | 0 | 0 | 0 | 0 | 0 | 0 | 0 | 0 | 0 | 0 | 0 | 0 | 0 | 0 | Grocery_New_Solar Water Heater_TRC | 0 | 0 | 0 | 0 | 0 | 0 | 0 | 0 | 0 | 0 | 0 | 0 | 0 | 0 | 0 | 0 | 0 | 0 | 0 | 0
Healthcare | New | Solar Water Heater | 0.54953 | 0.07715 |  | 7352.3228 | 15 |  | 6767 | 6767 | unit | 1 | 163.5522 | FAIL | FAIL | Healthcare_New_Solar Water Heater_RIM | 0 | 0 | 0 | 0 | 0 | 0 | 0 | 0 | 0 | 0 | 0 | 0 | 0 | 0 | 0 | 0 | 0 | 0 | 0 | 0 | Healthcare_New_Solar Water Heater_TRC | 0 | 0 | 0 | 0 | 0 | 0 | 0 | 0 | 0 | 0 | 0 | 0 | 0 | 0 | 0 | 0 | 0 | 0 | 0 | 0
Hospitals | New | Solar Water Heater | 16.6232 | 2.3338 |  | 222407.7661 | 15 |  | 101505 | 6767 | unit | 15 | 4947.4533 | FAIL | 58337.5864 | Hospitals_New_Solar Water Heater_RIM | 0 | 0 | 0 | 0 | 0 | 0 | 0 | 0 | 0 | 0 | 0 | 0 | 0 | 0 | 0 | 0 | 0 | 0 | 0 | 0 | Hospitals_New_Solar Water Heater_TRC | 3.2277e-05 | 4.7906e-05 | 7.7274e-05 | 0.00012447 | 0.0001989 | 0.00030374 | 0.00045618 | 0.00066308 | 0.00091665 | 0.0011695 | 7.1786 | 10.6546 | 17.1862 | 27.6828 | 44.2369 | 67.5552 | 101.4575 | 147.4731 | 203.8693 | 260.0986 |  | 57.47%
Institutional | New | Solar Water Heater | 32.9716 | 4.629 |  | 441139.3708 | 15 |  | 169175 | 6767 | unit | 25 | 9813.1305 | FAIL | 83553.6838 | Institutional_New_Solar Water Heater_RIM | 0 | 0 | 0 | 0 | 0 | 0 | 0 | 0 | 0 | 0 | 0 | 0 | 0 | 0 | 0 | 0 | 0 | 0 | 0 | 0 | Institutional_New_Solar Water Heater_TRC | 0.0009389 | 0.0015594 | 0.0027911 | 0.0049524 | 0.008667 | 0.013735 | 0.021202 | 0.031451 | 0.044138 | 0.056939 | 414.1857 | 687.9279 | 1231.2471 | 2184.7178 | 3823.376 | 6059.1589 | 9352.8279 | 13874.0796 | 19470.9828 | 25118.1979 |  | 49.39%
Lodging/Hospitality | New | Solar Water Heater | 3.9566 | 0.55548 |  | 52936.7245 | 15 |  | 20301 | 6767 | unit | 3 | 1177.5757 | FAIL | 10026.4421 | Lodging/Hospitality_New_Solar Water Heater_RIM | 0 | 0 | 0 | 0 | 0 | 0 | 0 | 0 | 0 | 0 | 0 | 0 | 0 | 0 | 0 | 0 | 0 | 0 | 0 | 0 | Lodging/Hospitality_New_Solar Water Heater_TRC | 0.0024501 | 0.0032107 | 0.0045525 | 0.0062643 | 0.0082198 | 0.01207 | 0.017442 | 0.024315 | 0.032363 | 0.039975 | 129.6984 | 169.9633 | 240.9954 | 331.6134 | 435.1278 | 638.9262 | 923.3346 | 1287.1478 | 1713.1796 | 2116.1624 |  | 49.39%
Miscellaneous | New | Solar Water Heater | 24.7287 | 3.4718 |  | 330854.5281 | 15 |  | 135340 | 6767 | unit | 20 | 7359.8479 | FAIL | 71124.0129 | Miscellaneous_New_Solar Water Heater_RIM | 0 | 0 | 0 | 0 | 0 | 0 | 0 | 0 | 0 | 0 | 0 | 0 | 0 | 0 | 0 | 0 | 0 | 0 | 0 | 0 | Miscellaneous_New_Solar Water Heater_TRC | 0 | 0 | 0 | 0 | 0 | 0 | 0 | 0 | 0 | 0 | 0 | 0 | 0 | 0 | 0 | 0 | 0 | 0 | 0 | 0 |  | 52.55%
Offices | New | Solar Water Heater | 3.4345 | 0.48219 |  | 45952.0178 | 15 |  | 20301 | 6767 | unit | 3 | 1022.2011 | FAIL | 11382.1129 | Offices_New_Solar Water Heater_RIM | 0 | 0 | 0 | 0 | 0 | 0 | 0 | 0 | 0 | 0 | 0 | 0 | 0 | 0 | 0 | 0 | 0 | 0 | 0 | 0 | Offices_New_Solar Water Heater_TRC | 0.0019255 | 0.002386 | 0.0030944 | 0.0037204 | 0.0038655 | 0.0056552 | 0.0081441 | 0.011313 | 0.015009 | 0.018489 | 88.4789 | 109.6437 | 142.1929 | 170.9616 | 177.6269 | 259.8691 | 374.24 | 519.8536 | 689.6975 | 849.5913 |  | 56.07%
Restaurants | New | Solar Water Heater | 1.3738 | 0.19288 |  | 18380.8071 | 15 |  | 13534 | 6767 | unit | 2 | 408.8804 | FAIL | FAIL | Restaurants_New_Solar Water Heater_RIM | 0 | 0 | 0 | 0 | 0 | 0 | 0 | 0 | 0 | 0 | 0 | 0 | 0 | 0 | 0 | 0 | 0 | 0 | 0 | 0 | Restaurants_New_Solar Water Heater_TRC | 0 | 0 | 0 | 0 | 0 | 0 | 0 | 0 | 0 | 0 | 0 | 0 | 0 | 0 | 0 | 0 | 0 | 0 | 0 | 0
Retail | New | Solar Water Heater | 2.4481 | 0.3437 |  | 32754.5983 | 15 |  | 20301 | 6767 | unit | 3 | 728.6249 | FAIL | FAIL | Retail_New_Solar Water Heater_RIM | 0 | 0 | 0 | 0 | 0 | 0 | 0 | 0 | 0 | 0 | 0 | 0 | 0 | 0 | 0 | 0 | 0 | 0 | 0 | 0 | Retail_New_Solar Water Heater_TRC | 0 | 0 | 0 | 0 | 0 | 0 | 0 | 0 | 0 | 0 | 0 | 0 | 0 | 0 | 0 | 0 | 0 | 0 | 0 | 0
Schools K-12 | New | Solar Water Heater | 0.17173 | 0.02411 |  | 2297.6512 | 15 |  | 6767 | 6767 | unit | 1 | 51.1112 | FAIL | FAIL | Schools K-12_New_Solar Water Heater_RIM | 0 | 0 | 0 | 0 | 0 | 0 | 0 | 0 | 0 | 0 | 0 | 0 | 0 | 0 | 0 | 0 | 0 | 0 | 0 | 0 | Schools K-12_New_Solar Water Heater_TRC | 0 | 0 | 0 | 0 | 0 | 0 | 0 | 0 | 0 | 0 | 0 | 0 | 0 | 0 | 0 | 0 | 0 | 0 | 0 | 0
Warehouse | New | Solar Water Heater | 0.82429 | 0.11573 |  | 11028.4843 | 15 |  | 6767 | 6767 | unit | 1 | 245.3283 | FAIL | FAIL | Warehouse_New_Solar Water Heater_RIM | 0 | 0 | 0 | 0 | 0 | 0 | 0 | 0 | 0 | 0 | 0 | 0 | 0 | 0 | 0 | 0 | 0 | 0 | 0 | 0 | Warehouse_New_Solar Water Heater_TRC | 0 | 0 | 0 | 0 | 0 | 0 | 0 | 0 | 0 | 0 | 0 | 0 | 0 | 0 | 0 | 0 | 0 | 0 | 0 | 0
Assembly | Turnover | CFL - 15W Flood | 0 | 0 |  | 200.9 | 7.8 |  | 3.92 | 3.92 | bulb | 0 | 4.469 | FAIL | FAIL | Assembly_Turnover_CFL - 15W Flood_RIM | 0 | 0 | 0 | 0 | 0 | 0 | 0 | 0 | 0 | 0 | 0 | 0 | 0 | 0 | 0 | 0 | 0 | 0 | 0 | 0 | Assembly_Turnover_CFL - 15W Flood_TRC | 0 | 0 | 0 | 0 | 0 | 0 | 0 | 0 | 0 | 0 | 0 | 0 | 0 | 0 | 0 | 0 | 0 | 0 | 0 | 0
College and University | Turnover | CFL - 15W Flood | 0 | 0 |  | 200.9 | 7.8 |  | 3.92 | 3.92 | bulb | 0 | 4.469 | FAIL | FAIL | College and University_Turnover_CFL - 15W Flood_RIM | 0 | 0 | 0 | 0 | 0 | 0 | 0 | 0 | 0 | 0 | 0 | 0 | 0 | 0 | 0 | 0 | 0 | 0 | 0 | 0 | College and University_Turnover_CFL - 15W Flood_TRC | 0 | 0 | 0 | 0 | 0 | 0 | 0 | 0 | 0 | 0 | 0 | 0 | 0 | 0 | 0 | 0 | 0 | 0 | 0 | 0
Grocery | Turnover | CFL - 15W Flood | 0 | 0 |  | 200.9 | 7.8 |  | 3.92 | 3.92 | bulb | 0 | 4.469 | FAIL | FAIL | Grocery_Turnover_CFL - 15W Flood_RIM | 0 | 0 | 0 | 0 | 0 | 0 | 0 | 0 | 0 | 0 | 0 | 0 | 0 | 0 | 0 | 0 | 0 | 0 | 0 | 0 | Grocery_Turnover_CFL - 15W Flood_TRC | 0 | 0 | 0 | 0 | 0 | 0 | 0 | 0 | 0 | 0 | 0 | 0 | 0 | 0 | 0 | 0 | 0 | 0 | 0 | 0
Healthcare | Turnover | CFL - 15W Flood | 0 | 0 |  | 200.9 | 7.8 |  | 3.92 | 3.92 | bulb | 0 | 4.469 | FAIL | FAIL | Healthcare_Turnover_CFL - 15W Flood_RIM | 0 | 0 | 0 | 0 | 0 | 0 | 0 | 0 | 0 | 0 | 0 | 0 | 0 | 0 | 0 | 0 | 0 | 0 | 0 | 0 | Healthcare_Turnover_CFL - 15W Flood_TRC | 0 | 0 | 0 | 0 | 0 | 0 | 0 | 0 | 0 | 0 | 0 | 0 | 0 | 0 | 0 | 0 | 0 | 0 | 0 | 0
Hospitals | Turnover | CFL - 15W Flood | 0 | 0 |  | 200.9 | 7.8 |  | 3.92 | 3.92 | bulb | 0 | 4.469 | FAIL | FAIL | Hospitals_Turnover_CFL - 15W Flood_RIM | 0 | 0 | 0 | 0 | 0 | 0 | 0 | 0 | 0 | 0 | 0 | 0 | 0 | 0 | 0 | 0 | 0 | 0 | 0 | 0 | Hospitals_Turnover_CFL - 15W Flood_TRC | 0 | 0 | 0 | 0 | 0 | 0 | 0 | 0 | 0 | 0 | 0 | 0 | 0 | 0 | 0 | 0 | 0 | 0 | 0 | 0
Institutional | Turnover | CFL - 15W Flood | 0 | 0 |  | 200.9 | 7.8 |  | 3.92 | 3.92 | bulb | 0 | 4.469 | FAIL | FAIL | Institutional_Turnover_CFL - 15W Flood_RIM | 0 | 0 | 0 | 0 | 0 | 0 | 0 | 0 | 0 | 0 | 0 | 0 | 0 | 0 | 0 | 0 | 0 | 0 | 0 | 0 | Institutional_Turnover_CFL - 15W Flood_TRC | 0 | 0 | 0 | 0 | 0 | 0 | 0 | 0 | 0 | 0 | 0 | 0 | 0 | 0 | 0 | 0 | 0 | 0 | 0 | 0
Lodging/Hospitality | Turnover | CFL - 15W Flood | 0 | 0 |  | 200.9 | 7.8 |  | 3.92 | 3.92 | bulb | 0 | 4.469 | FAIL | FAIL | Lodging/Hospitality_Turnover_CFL - 15W Flood_RIM | 0 | 0 | 0 | 0 | 0 | 0 | 0 | 0 | 0 | 0 | 0 | 0 | 0 | 0 | 0 | 0 | 0 | 0 | 0 | 0 | Lodging/Hospitality_Turnover_CFL - 15W Flood_TRC | 0 | 0 | 0 | 0 | 0 | 0 | 0 | 0 | 0 | 0 | 0 | 0 | 0 | 0 | 0 | 0 | 0 | 0 | 0 | 0
Miscellaneous | Turnover | CFL - 15W Flood | 0 | 0 |  | 200.9 | 7.8 |  | 3.92 | 3.92 | bulb | 0 | 4.469 | FAIL | FAIL | Miscellaneous_Turnover_CFL - 15W Flood_RIM | 0 | 0 | 0 | 0 | 0 | 0 | 0 | 0 | 0 | 0 | 0 | 0 | 0 | 0 | 0 | 0 | 0 | 0 | 0 | 0 | Miscellaneous_Turnover_CFL - 15W Flood_TRC | 0 | 0 | 0 | 0 | 0 | 0 | 0 | 0 | 0 | 0 | 0 | 0 | 0 | 0 | 0 | 0 | 0 | 0 | 0 | 0
Offices | Turnover | CFL - 15W Flood | 0 | 0 |  | 200.9 | 7.8 |  | 3.92 | 3.92 | bulb | 0 | 4.469 | FAIL | FAIL | Offices_Turnover_CFL - 15W Flood_RIM | 0 | 0 | 0 | 0 | 0 | 0 | 0 | 0 | 0 | 0 | 0 | 0 | 0 | 0 | 0 | 0 | 0 | 0 | 0 | 0 | Offices_Turnover_CFL - 15W Flood_TRC | 0 | 0 | 0 | 0 | 0 | 0 | 0 | 0 | 0 | 0 | 0 | 0 | 0 | 0 | 0 | 0 | 0 | 0 | 0 | 0
Restaurants | Turnover | CFL - 15W Flood | 0 | 0 |  | 200.9 | 7.8 |  | 3.92 | 3.92 | bulb | 0 | 4.469 | FAIL | FAIL | Restaurants_Turnover_CFL - 15W Flood_RIM | 0 | 0 | 0 | 0 | 0 | 0 | 0 | 0 | 0 | 0 | 0 | 0 | 0 | 0 | 0 | 0 | 0 | 0 | 0 | 0 | Restaurants_Turnover_CFL - 15W Flood_TRC | 0 | 0 | 0 | 0 | 0 | 0 | 0 | 0 | 0 | 0 | 0 | 0 | 0 | 0 | 0 | 0 | 0 | 0 | 0 | 0
Retail | Turnover | CFL - 15W Flood | 0 | 0 |  | 200.9 | 7.8 |  | 3.92 | 3.92 | bulb | 0 | 4.469 | FAIL | FAIL | Retail_Turnover_CFL - 15W Flood_RIM | 0 | 0 | 0 | 0 | 0 | 0 | 0 | 0 | 0 | 0 | 0 | 0 | 0 | 0 | 0 | 0 | 0 | 0 | 0 | 0 | Retail_Turnover_CFL - 15W Flood_TRC | 0 | 0 | 0 | 0 | 0 | 0 | 0 | 0 | 0 | 0 | 0 | 0 | 0 | 0 | 0 | 0 | 0 | 0 | 0 | 0
Schools K-12 | Turnover | CFL - 15W Flood | 0 | 0 |  | 200.9 | 7.8 |  | 3.92 | 3.92 | bulb | 0 | 4.469 | FAIL | FAIL | Schools K-12_Turnover_CFL - 15W Flood_RIM | 0 | 0 | 0 | 0 | 0 | 0 | 0 | 0 | 0 | 0 | 0 | 0 | 0 | 0 | 0 | 0 | 0 | 0 | 0 | 0 | Schools K-12_Turnover_CFL - 15W Flood_TRC | 0 | 0 | 0 | 0 | 0 | 0 | 0 | 0 | 0 | 0 | 0 | 0 | 0 | 0 | 0 | 0 | 0 | 0 | 0 | 0
Warehouse | Turnover | CFL - 15W Flood | 0 | 0 |  | 200.9 | 7.8 |  | 3.92 | 3.92 | bulb | 0 | 4.469 | FAIL | FAIL | Warehouse_Turnover_CFL - 15W Flood_RIM | 0 | 0 | 0 | 0 | 0 | 0 | 0 | 0 | 0 | 0 | 0 | 0 | 0 | 0 | 0 | 0 | 0 | 0 | 0 | 0 | Warehouse_Turnover_CFL - 15W Flood_TRC | 0 | 0 | 0 | 0 | 0 | 0 | 0 | 0 | 0 | 0 | 0 | 0 | 0 | 0 | 0 | 0 | 0 | 0 | 0 | 0
Assembly | New | CFL - 15W Flood | 0 | 0 |  | 200.9 | 7.8 |  | 3.92 | 3.92 | bulb | 0 | 4.469 | FAIL | FAIL | Assembly_New_CFL - 15W Flood_RIM | 0 | 0 | 0 | 0 | 0 | 0 | 0 | 0 | 0 | 0 | 0 | 0 | 0 | 0 | 0 | 0 | 0 | 0 | 0 | 0 | Assembly_New_CFL - 15W Flood_TRC | 0 | 0 | 0 | 0 | 0 | 0 | 0 | 0 | 0 | 0 | 0 | 0 | 0 | 0 | 0 | 0 | 0 | 0 | 0 | 0
College and University | New | CFL - 15W Flood | 0 | 0 |  | 200.9 | 7.8 |  | 3.92 | 3.92 | bulb | 0 | 4.469 | FAIL | FAIL | College and University_New_CFL - 15W Flood_RIM | 0 | 0 | 0 | 0 | 0 | 0 | 0 | 0 | 0 | 0 | 0 | 0 | 0 | 0 | 0 | 0 | 0 | 0 | 0 | 0 | College and University_New_CFL - 15W Flood_TRC | 0 | 0 | 0 | 0 | 0 | 0 | 0 | 0 | 0 | 0 | 0 | 0 | 0 | 0 | 0 | 0 | 0 | 0 | 0 | 0
Grocery | New | CFL - 15W Flood | 0 | 0 |  | 200.9 | 7.8 |  | 3.92 | 3.92 | bulb | 0 | 4.469 | FAIL | FAIL | Grocery_New_CFL - 15W Flood_RIM | 0 | 0 | 0 | 0 | 0 | 0 | 0 | 0 | 0 | 0 | 0 | 0 | 0 | 0 | 0 | 0 | 0 | 0 | 0 | 0 | Grocery_New_CFL - 15W Flood_TRC | 0 | 0 | 0 | 0 | 0 | 0 | 0 | 0 | 0 | 0 | 0 | 0 | 0 | 0 | 0 | 0 | 0 | 0 | 0 | 0
Healthcare | New | CFL - 15W Flood | 0 | 0 |  | 200.9 | 7.8 |  | 3.92 | 3.92 | bulb | 0 | 4.469 | FAIL | FAIL | Healthcare_New_CFL - 15W Flood_RIM | 0 | 0 | 0 | 0 | 0 | 0 | 0 | 0 | 0 | 0 | 0 | 0 | 0 | 0 | 0 | 0 | 0 | 0 | 0 | 0 | Healthcare_New_CFL - 15W Flood_TRC | 0 | 0 | 0 | 0 | 0 | 0 | 0 | 0 | 0 | 0 | 0 | 0 | 0 | 0 | 0 | 0 | 0 | 0 | 0 | 0
Hospitals | New | CFL - 15W Flood | 0 | 0 |  | 200.9 | 7.8 |  | 3.92 | 3.92 | bulb | 0 | 4.469 | FAIL | FAIL | Hospitals_New_CFL - 15W Flood_RIM | 0 | 0 | 0 | 0 | 0 | 0 | 0 | 0 | 0 | 0 | 0 | 0 | 0 | 0 | 0 | 0 | 0 | 0 | 0 | 0 | Hospitals_New_CFL - 15W Flood_TRC | 0 | 0 | 0 | 0 | 0 | 0 | 0 | 0 | 0 | 0 | 0 | 0 | 0 | 0 | 0 | 0 | 0 | 0 | 0 | 0
Institutional | New | CFL - 15W Flood | 0 | 0 |  | 200.9 | 7.8 |  | 3.92 | 3.92 | bulb | 0 | 4.469 | FAIL | FAIL | Institutional_New_CFL - 15W Flood_RIM | 0 | 0 | 0 | 0 | 0 | 0 | 0 | 0 | 0 | 0 | 0 | 0 | 0 | 0 | 0 | 0 | 0 | 0 | 0 | 0 | Institutional_New_CFL - 15W Flood_TRC | 0 | 0 | 0 | 0 | 0 | 0 | 0 | 0 | 0 | 0 | 0 | 0 | 0 | 0 | 0 | 0 | 0 | 0 | 0 | 0
Lodging/Hospitality | New | CFL - 15W Flood | 0 | 0 |  | 200.9 | 7.8 |  | 3.92 | 3.92 | bulb | 0 | 4.469 | FAIL | FAIL | Lodging/Hospitality_New_CFL - 15W Flood_RIM | 0 | 0 | 0 | 0 | 0 | 0 | 0 | 0 | 0 | 0 | 0 | 0 | 0 | 0 | 0 | 0 | 0 | 0 | 0 | 0 | Lodging/Hospitality_New_CFL - 15W Flood_TRC | 0 | 0 | 0 | 0 | 0 | 0 | 0 | 0 | 0 | 0 | 0 | 0 | 0 | 0 | 0 | 0 | 0 | 0 | 0 | 0
Miscellaneous | New | CFL - 15W Flood | 0 | 0 |  | 200.9 | 7.8 |  | 3.92 | 3.92 | bulb | 0 | 4.469 | FAIL | FAIL | Miscellaneous_New_CFL - 15W Flood_RIM | 0 | 0 | 0 | 0 | 0 | 0 | 0 | 0 | 0 | 0 | 0 | 0 | 0 | 0 | 0 | 0 | 0 | 0 | 0 | 0 | Miscellaneous_New_CFL - 15W Flood_TRC | 0 | 0 | 0 | 0 | 0 | 0 | 0 | 0 | 0 | 0 | 0 | 0 | 0 | 0 | 0 | 0 | 0 | 0 | 0 | 0
Offices | New | CFL - 15W Flood | 0 | 0 |  | 200.9 | 7.8 |  | 3.92 | 3.92 | bulb | 0 | 4.469 | FAIL | FAIL | Offices_New_CFL - 15W Flood_RIM | 0 | 0 | 0 | 0 | 0 | 0 | 0 | 0 | 0 | 0 | 0 | 0 | 0 | 0 | 0 | 0 | 0 | 0 | 0 | 0 | Offices_New_CFL - 15W Flood_TRC | 0 | 0 | 0 | 0 | 0 | 0 | 0 | 0 | 0 | 0 | 0 | 0 | 0 | 0 | 0 | 0 | 0 | 0 | 0 | 0
Restaurants | New | CFL - 15W Flood | 0 | 0 |  | 200.9 | 7.8 |  | 3.92 | 3.92 | bulb | 0 | 4.469 | FAIL | FAIL | Restaurants_New_CFL - 15W Flood_RIM | 0 | 0 | 0 | 0 | 0 | 0 | 0 | 0 | 0 | 0 | 0 | 0 | 0 | 0 | 0 | 0 | 0 | 0 | 0 | 0 | Restaurants_New_CFL - 15W Flood_TRC | 0 | 0 | 0 | 0 | 0 | 0 | 0 | 0 | 0 | 0 | 0 | 0 | 0 | 0 | 0 | 0 | 0 | 0 | 0 | 0
Retail | New | CFL - 15W Flood | 0 | 0 |  | 200.9 | 7.8 |  | 3.92 | 3.92 | bulb | 0 | 4.469 | FAIL | FAIL | Retail_New_CFL - 15W Flood_RIM | 0 | 0 | 0 | 0 | 0 | 0 | 0 | 0 | 0 | 0 | 0 | 0 | 0 | 0 | 0 | 0 | 0 | 0 | 0 | 0 | Retail_New_CFL - 15W Flood_TRC | 0 | 0 | 0 | 0 | 0 | 0 | 0 | 0 | 0 | 0 | 0 | 0 | 0 | 0 | 0 | 0 | 0 | 0 | 0 | 0
Schools K-12 | New | CFL - 15W Flood | 0 | 0 |  | 200.9 | 7.8 |  | 3.92 | 3.92 | bulb | 0 | 4.469 | FAIL | FAIL | Schools K-12_New_CFL - 15W Flood_RIM | 0 | 0 | 0 | 0 | 0 | 0 | 0 | 0 | 0 | 0 | 0 | 0 | 0 | 0 | 0 | 0 | 0 | 0 | 0 | 0 | Schools K-12_New_CFL - 15W Flood_TRC | 0 | 0 | 0 | 0 | 0 | 0 | 0 | 0 | 0 | 0 | 0 | 0 | 0 | 0 | 0 | 0 | 0 | 0 | 0 | 0
Warehouse | New | CFL - 15W Flood | 0 | 0 |  | 200.9 | 7.8 |  | 3.92 | 3.92 | bulb | 0 | 4.469 | FAIL | FAIL | Warehouse_New_CFL - 15W Flood_RIM | 0 | 0 | 0 | 0 | 0 | 0 | 0 | 0 | 0 | 0 | 0 | 0 | 0 | 0 | 0 | 0 | 0 | 0 | 0 | 0 | Warehouse_New_CFL - 15W Flood_TRC | 0 | 0 | 0 | 0 | 0 | 0 | 0 | 0 | 0 | 0 | 0 | 0 | 0 | 0 | 0 | 0 | 0 | 0 | 0 | 0
Assembly | Turnover | High Efficiency HID Lighting | 0 | 0 |  | 484.169 | 13 |  | 193.44 | 193.44 | fixture | 0 | 10.7703 | FAIL | 99.467 | Assembly_Turnover_High Efficiency HID Lighting_RIM | 0 | 0 | 0 | 0 | 0 | 0 | 0 | 0 | 0 | 0 | 0 | 0 | 0 | 0 | 0 | 0 | 0 | 0 | 0 | 0 | Assembly_Turnover_High Efficiency HID Lighting_TRC | 2.511 | 2.6177 | 2.486 | 1.8917 | 1.1311 | 0.55071 | 0.23417 | 0.092846 | 0.035769 | 0.013379 | 1215.7346 | 1267.4064 | 1203.6355 | 915.9151 | 547.6545 | 266.637 | 113.3798 | 44.953 | 17.3183 | 6.4779 |  | 51.42%
College and University | Turnover | High Efficiency HID Lighting | 0 | 0 |  | 484.169 | 13 |  | 193.44 | 193.44 | fixture | 0 | 10.7703 | FAIL | 99.467 | College and University_Turnover_High Efficiency HID Lighting_RIM | 0 | 0 | 0 | 0 | 0 | 0 | 0 | 0 | 0 | 0 | 0 | 0 | 0 | 0 | 0 | 0 | 0 | 0 | 0 | 0 | College and University_Turnover_High Efficiency HID Lighting_TRC | 7.5213 | 7.8304 | 7.403 | 5.5903 | 3.3066 | 1.5876 | 0.66589 | 0.26055 | 0.099104 | 0.036607 | 3641.5603 | 3791.2595 | 3584.3065 | 2706.6609 | 1600.9745 | 768.6571 | 322.4036 | 126.1505 | 47.9832 | 17.7242 |  | 51.42%
Grocery | Turnover | High Efficiency HID Lighting | 0 | 0 |  | 484.169 | 13 |  | 193.44 | 193.44 | fixture | 0 | 10.7703 | FAIL | 99.467 | Grocery_Turnover_High Efficiency HID Lighting_RIM | 0 | 0 | 0 | 0 | 0 | 0 | 0 | 0 | 0 | 0 | 0 | 0 | 0 | 0 | 0 | 0 | 0 | 0 | 0 | 0 | Grocery_Turnover_High Efficiency HID Lighting_TRC | 8.4031 | 8.7831 | 8.3482 | 6.3477 | 3.7864 | 1.8362 | 0.77807 | 0.30757 | 0.11816 | 0.044085 | 4068.5409 | 4252.4894 | 4041.9206 | 3073.344 | 1833.2707 | 889.0146 | 376.7198 | 148.9152 | 57.2081 | 21.3444 |  | 51.42%
Healthcare | Turnover | High Efficiency HID Lighting | 0 | 0 |  | 484.169 | 13 |  | 193.44 | 193.44 | fixture | 0 | 10.7703 | FAIL | 99.467 | Healthcare_Turnover_High Efficiency HID Lighting_RIM | 0 | 0 | 0 | 0 | 0 | 0 | 0 | 0 | 0 | 0 | 0 | 0 | 0 | 0 | 0 | 0 | 0 | 0 | 0 | 0 | Healthcare_Turnover_High Efficiency HID Lighting_TRC | 8.5908 | 8.9613 | 8.4867 | 6.4184 | 3.8014 | 1.8271 | 0.76731 | 0.3006 | 0.11444 | 0.042319 | 4159.3923 | 4338.7777 | 4109.0024 | 3107.5733 | 1840.5062 | 884.6263 | 371.5086 | 145.5389 | 55.4105 | 20.4896 |  | 51.42%
Hospitals | Turnover | High Efficiency HID Lighting | 0 | 0 |  | 484.169 | 13 |  | 193.44 | 193.44 | fixture | 0 | 10.7703 | FAIL | 99.467 | Hospitals_Turnover_High Efficiency HID Lighting_RIM | 0 | 0 | 0 | 0 | 0 | 0 | 0 | 0 | 0 | 0 | 0 | 0 | 0 | 0 | 0 | 0 | 0 | 0 | 0 | 0 | Hospitals_Turnover_High Efficiency HID Lighting_TRC | 8.0689 | 8.4169 | 7.9711 | 6.0285 | 3.5704 | 1.7161 | 0.7207 | 0.28233 | 0.10749 | 0.039748 | 3906.7114 | 4075.1992 | 3859.3826 | 2918.7899 | 1728.6964 | 830.8857 | 348.9397 | 136.6975 | 52.0443 | 19.2449 |  | 51.42%
Institutional | Turnover | High Efficiency HID Lighting | 0 | 0 |  | 484.169 | 13 |  | 193.44 | 193.44 | fixture | 0 | 10.7703 | FAIL | 99.467 | Institutional_Turnover_High Efficiency HID Lighting_RIM | 0 | 0 | 0 | 0 | 0 | 0 | 0 | 0 | 0 | 0 | 0 | 0 | 0 | 0 | 0 | 0 | 0 | 0 | 0 | 0 | Institutional_Turnover_High Efficiency HID Lighting_TRC | 28.4334 | 29.6162 | 28.0361 | 21.2166 | 12.587 | 6.0664 | 2.5553 | 1.0042 | 0.38353 | 0.14227 | 13766.5665 | 14339.262 | 13574.1979 | 10272.4353 | 6094.2315 | 2937.1499 | 1237.1819 | 486.1859 | 185.6931 | 68.8835 |  | 51.42%
Lodging/Hospitality | Turnover | High Efficiency HID Lighting | 0 | 0 |  | 484.169 | 13 |  | 193.44 | 193.44 | fixture | 0 | 10.7703 | FAIL | 99.467 | Lodging/Hospitality_Turnover_High Efficiency HID Lighting_RIM | 0 | 0 | 0 | 0 | 0 | 0 | 0 | 0 | 0 | 0 | 0 | 0 | 0 | 0 | 0 | 0 | 0 | 0 | 0 | 0 | Lodging/Hospitality_Turnover_High Efficiency HID Lighting_TRC | 6.3685 | 6.7357 | 6.4471 | 4.9147 | 2.926 | 1.4099 | 0.59321 | 0.23271 | 0.088677 | 0.032807 | 3083.4148 | 3261.1974 | 3121.4949 | 2379.5234 | 1416.676 | 682.6164 | 287.216 | 112.6718 | 42.9349 | 15.884 |  | 51.42%
Miscellaneous | Turnover | High Efficiency HID Lighting | 0 | 0 |  | 484.169 | 13 |  | 193.44 | 193.44 | fixture | 0 | 10.7703 | FAIL | 99.467 | Miscellaneous_Turnover_High Efficiency HID Lighting_RIM | 0 | 0 | 0 | 0 | 0 | 0 | 0 | 0 | 0 | 0 | 0 | 0 | 0 | 0 | 0 | 0 | 0 | 0 | 0 | 0 | Miscellaneous_Turnover_High Efficiency HID Lighting_TRC | 42.9447 | 42.9953 | 39.0473 | 28.3212 | 16.0878 | 7.4169 | 2.9887 | 1.1237 | 0.41075 | 0.14586 | 20792.4744 | 20817.0092 | 18905.5147 | 13712.2416 | 7789.2006 | 3591.0154 | 1447.0218 | 544.0839 | 198.8746 | 70.6207 |  | 51.42%
Offices | Turnover | High Efficiency HID Lighting | 0 | 0 |  | 484.169 | 13 |  | 193.44 | 193.44 | fixture | 0 | 10.7703 | FAIL | 99.467 | Offices_Turnover_High Efficiency HID Lighting_RIM | 0 | 0 | 0 | 0 | 0 | 0 | 0 | 0 | 0 | 0 | 0 | 0 | 0 | 0 | 0 | 0 | 0 | 0 | 0 | 0 | Offices_Turnover_High Efficiency HID Lighting_TRC | 41.181 | 43.3525 | 41.2974 | 31.3189 | 18.5428 | 8.8818 | 3.7168 | 1.4508 | 0.55029 | 0.20272 | 19938.5728 | 20989.9397 | 19994.9113 | 15163.6286 | 8977.8558 | 4300.3063 | 1799.5613 | 702.4199 | 266.4337 | 98.1487 |  | 51.42%
Restaurants | Turnover | High Efficiency HID Lighting | 0 | 0 |  | 484.169 | 13 |  | 193.44 | 193.44 | fixture | 0 | 10.7703 | FAIL | 99.467 | Restaurants_Turnover_High Efficiency HID Lighting_RIM | 0 | 0 | 0 | 0 | 0 | 0 | 0 | 0 | 0 | 0 | 0 | 0 | 0 | 0 | 0 | 0 | 0 | 0 | 0 | 0 | Restaurants_Turnover_High Efficiency HID Lighting_TRC | 8.134 | 8.5012 | 8.0823 | 6.1489 | 3.671 | 1.7822 | 0.75561 | 0.29869 | 0.11472 | 0.042781 | 3938.21 | 4116.038 | 3913.1938 | 2977.0964 | 1777.3677 | 862.896 | 365.8447 | 144.6162 | 55.5445 | 20.7132 |  | 51.42%
Retail | Turnover | High Efficiency HID Lighting | 0 | 0 |  | 484.169 | 13 |  | 193.44 | 193.44 | fixture | 0 | 10.7703 | FAIL | 99.467 | Retail_Turnover_High Efficiency HID Lighting_RIM | 0 | 0 | 0 | 0 | 0 | 0 | 0 | 0 | 0 | 0 | 0 | 0 | 0 | 0 | 0 | 0 | 0 | 0 | 0 | 0 | Retail_Turnover_High Efficiency HID Lighting_TRC | 60.0096 | 62.5677 | 59.2655 | 44.86 | 26.6095 | 12.8177 | 5.39 | 2.1127 | 0.80428 | 0.29722 | 29054.7726 | 30293.3358 | 28694.5183 | 21719.8324 | 12883.5146 | 6205.9499 | 2609.6541 | 1022.9128 | 389.407 | 143.9035 |  | 51.42%
Schools K-12 | Turnover | High Efficiency HID Lighting | 0 | 0 |  | 484.169 | 13 |  | 193.44 | 193.44 | fixture | 0 | 10.7703 | FAIL | 99.467 | Schools K-12_Turnover_High Efficiency HID Lighting_RIM | 0 | 0 | 0 | 0 | 0 | 0 | 0 | 0 | 0 | 0 | 0 | 0 | 0 | 0 | 0 | 0 | 0 | 0 | 0 | 0 | Schools K-12_Turnover_High Efficiency HID Lighting_TRC | 16.8485 | 17.5411 | 16.5836 | 12.523 | 7.4073 | 3.5564 | 1.4917 | 0.58366 | 0.222 | 0.082005 | 8157.505 | 8492.8481 | 8029.25 | 6063.225 | 3586.3631 | 1721.8785 | 722.2203 | 282.5912 | 107.4877 | 39.7042 |  | 51.42%
Warehouse | Turnover | High Efficiency HID Lighting | 0 | 0 |  | 484.169 | 13 |  | 193.44 | 193.44 | fixture | 0 | 10.7703 | FAIL | 99.467 | Warehouse_Turnover_High Efficiency HID Lighting_RIM | 0 | 0 | 0 | 0 | 0 | 0 | 0 | 0 | 0 | 0 | 0 | 0 | 0 | 0 | 0 | 0 | 0 | 0 | 0 | 0 | Warehouse_Turnover_High Efficiency HID Lighting_TRC | 8.732 | 9.0745 | 8.567 | 6.4628 | 3.8205 | 1.834 | 0.76884 | 0.30054 | 0.11414 | 0.042087 | 4227.7678 | 4393.5925 | 4147.873 | 3129.0949 | 1849.7555 | 887.9488 | 372.2485 | 145.5138 | 55.2608 | 20.3771 |  | 51.42%
Assembly | New | High Efficiency HID Lighting | 0 | 0 |  | 484.169 | 13 |  | 193.44 | 193.44 | fixture | 0 | 10.7703 | FAIL | 99.467 | Assembly_New_High Efficiency HID Lighting_RIM | 0 | 0 | 0 | 0 | 0 | 0 | 0 | 0 | 0 | 0 | 0 | 0 | 0 | 0 | 0 | 0 | 0 | 0 | 0 | 0 | Assembly_New_High Efficiency HID Lighting_TRC | 5.2614 | 7.3777 | 8.5927 | 7.5532 | 5.0775 | 2.3471 | 1.0011 | 0.4192 | 0.16836 | 0.063585 | 2547.4268 | 3572.0698 | 4160.3044 | 3657.0339 | 2458.357 | 1136.4078 | 484.721 | 202.9638 | 81.5155 | 30.786 |  | 51.42%
College and University | New | High Efficiency HID Lighting | 0 | 0 |  | 484.169 | 13 |  | 193.44 | 193.44 | fixture | 0 | 10.7703 | FAIL | 99.467 | College and University_New_High Efficiency HID Lighting_RIM | 0 | 0 | 0 | 0 | 0 | 0 | 0 | 0 | 0 | 0 | 0 | 0 | 0 | 0 | 0 | 0 | 0 | 0 | 0 | 0 | College and University_New_High Efficiency HID Lighting_TRC | 0.99281 | 1.0362 | 0.98557 | 0.74724 | 0.44447 | 0.19936 | 0.081449 | 0.032331 | 0.011856 | 0.0042685 | 480.69 | 501.6761 | 477.1844 | 361.7907 | 215.1977 | 96.5225 | 39.4351 | 15.6535 | 5.7404 | 2.0667 |  | 51.42%
Grocery | New | High Efficiency HID Lighting | 0 | 0 |  | 484.169 | 13 |  | 193.44 | 193.44 | fixture | 0 | 10.7703 | FAIL | 99.467 | Grocery_New_High Efficiency HID Lighting_RIM | 0 | 0 | 0 | 0 | 0 | 0 | 0 | 0 | 0 | 0 | 0 | 0 | 0 | 0 | 0 | 0 | 0 | 0 | 0 | 0 | Grocery_New_High Efficiency HID Lighting_TRC | 26.4148 | 29.8929 | 30.3623 | 24.1647 | 15.0441 | 7.092 | 3.0819 | 1.2965 | 0.52664 | 0.19728 | 12789.2313 | 14473.2243 | 14700.4786 | 11699.7976 | 7283.8991 | 3433.7459 | 1492.1437 | 627.7469 | 254.9844 | 95.5181 |  | 51.42%
Healthcare | New | High Efficiency HID Lighting | 0 | 0 |  | 484.169 | 13 |  | 193.44 | 193.44 | fixture | 0 | 10.7703 | FAIL | 99.467 | Healthcare_New_High Efficiency HID Lighting_RIM | 0 | 0 | 0 | 0 | 0 | 0 | 0 | 0 | 0 | 0 | 0 | 0 | 0 | 0 | 0 | 0 | 0 | 0 | 0 | 0 | Healthcare_New_High Efficiency HID Lighting_TRC | 1.3659 | 1.3913 | 1.2911 | 0.95506 | 0.55425 | 0.25499 | 0.10406 | 0.040055 | 0.015002 | 0.0054304 | 661.3366 | 673.6153 | 625.1107 | 462.4127 | 268.349 | 123.4605 | 50.3824 | 19.3932 | 7.2635 | 2.6292 |  | 51.42%
Hospitals | New | High Efficiency HID Lighting | 0 | 0 |  | 484.169 | 13 |  | 193.44 | 193.44 | fixture | 0 | 10.7703 | FAIL | 99.467 | Hospitals_New_High Efficiency HID Lighting_RIM | 0 | 0 | 0 | 0 | 0 | 0 | 0 | 0 | 0 | 0 | 0 | 0 | 0 | 0 | 0 | 0 | 0 | 0 | 0 | 0 | Hospitals_New_High Efficiency HID Lighting_TRC | 17.9883 | 17.7544 | 15.7751 | 11.0751 | 6.1331 | 2.7816 | 1.1789 | 0.48767 | 0.19509 | 0.071973 | 8709.3626 | 8596.1492 | 7637.7902 | 5362.2003 | 2969.4705 | 1346.7627 | 570.7847 | 236.1163 | 94.4541 | 34.847 |  | 51.42%
Institutional | New | High Efficiency HID Lighting | 0 | 0 |  | 484.169 | 13 |  | 193.44 | 193.44 | fixture | 0 | 10.7703 | FAIL | 99.467 | Institutional_New_High Efficiency HID Lighting_RIM | 0 | 0 | 0 | 0 | 0 | 0 | 0 | 0 | 0 | 0 | 0 | 0 | 0 | 0 | 0 | 0 | 0 | 0 | 0 | 0 | Institutional_New_High Efficiency HID Lighting_TRC | 4.4788 | 5.1104 | 5.2696 | 4.3011 | 2.7374 | 1.3075 | 0.54778 | 0.21471 | 0.08146 | 0.029775 | 2168.4753 | 2474.2993 | 2551.3673 | 2082.4615 | 1325.3605 | 633.0459 | 265.2203 | 103.9539 | 39.4405 | 14.4159 |  | 51.42%
Lodging/Hospitality | New | High Efficiency HID Lighting | 0 | 0 |  | 484.169 | 13 |  | 193.44 | 193.44 | fixture | 0 | 10.7703 | FAIL | 99.467 | Lodging/Hospitality_New_High Efficiency HID Lighting_RIM | 0 | 0 | 0 | 0 | 0 | 0 | 0 | 0 | 0 | 0 | 0 | 0 | 0 | 0 | 0 | 0 | 0 | 0 | 0 | 0 | Lodging/Hospitality_New_High Efficiency HID Lighting_TRC | 37.8823 | 33.0122 | 25.784 | 15.4639 | 7.0318 | 3.0665 | 1.2505 | 0.49613 | 0.19108 | 0.068254 | 18341.4473 | 15983.4924 | 12483.7897 | 7487.1292 | 3404.5632 | 1484.682 | 605.4775 | 240.2107 | 92.5172 | 33.0466 |  | 51.42%
Miscellaneous | New | High Efficiency HID Lighting | 0 | 0 |  | 484.169 | 13 |  | 193.44 | 193.44 | fixture | 0 | 10.7703 | FAIL | 99.467 | Miscellaneous_New_High Efficiency HID Lighting_RIM | 0 | 0 | 0 | 0 | 0 | 0 | 0 | 0 | 0 | 0 | 0 | 0 | 0 | 0 | 0 | 0 | 0 | 0 | 0 | 0 | Miscellaneous_New_High Efficiency HID Lighting_TRC | 0 | 0 | 0 | 0 | 0 | 0 | 0 | 0 | 0 | 0 | 0 | 0 | 0 | 0 | 0 | 0 | 0 | 0 | 0 | 0 |  | 51.42%
Offices | New | High Efficiency HID Lighting | 0 | 0 |  | 484.169 | 13 |  | 193.44 | 193.44 | fixture | 0 | 10.7703 | FAIL | 99.467 | Offices_New_High Efficiency HID Lighting_RIM | 0 | 0 | 0 | 0 | 0 | 0 | 0 | 0 | 0 | 0 | 0 | 0 | 0 | 0 | 0 | 0 | 0 | 0 | 0 | 0 | Offices_New_High Efficiency HID Lighting_TRC | 193.7611 | 159.6718 | 114.0626 | 59.7736 | 21.5219 | 9.3512 | 3.8003 | 1.5024 | 0.57677 | 0.20545 | 93813.0962 | 77308.1293 | 55225.5842 | 28940.5423 | 10420.2462 | 4527.5397 | 1839.9834 | 727.3942 | 279.2564 | 99.4747 |  | 51.42%
Restaurants | New | High Efficiency HID Lighting | 0 | 0 |  | 484.169 | 13 |  | 193.44 | 193.44 | fixture | 0 | 10.7703 | FAIL | 99.467 | Restaurants_New_High Efficiency HID Lighting_RIM | 0 | 0 | 0 | 0 | 0 | 0 | 0 | 0 | 0 | 0 | 0 | 0 | 0 | 0 | 0 | 0 | 0 | 0 | 0 | 0 | Restaurants_New_High Efficiency HID Lighting_TRC | 25.6205 | 29.9732 | 31.17 | 25.3597 | 16.0917 | 7.3785 | 3.1008 | 1.2743 | 0.50378 | 0.18757 | 12404.6423 | 14512.0754 | 15091.5638 | 12278.3919 | 7791.0985 | 3572.4278 | 1501.3101 | 616.9832 | 243.9138 | 90.8134 |  | 51.42%
Retail | New | High Efficiency HID Lighting | 0 | 0 |  | 484.169 | 13 |  | 193.44 | 193.44 | fixture | 0 | 10.7703 | FAIL | 99.467 | Retail_New_High Efficiency HID Lighting_RIM | 0 | 0 | 0 | 0 | 0 | 0 | 0 | 0 | 0 | 0 | 0 | 0 | 0 | 0 | 0 | 0 | 0 | 0 | 0 | 0 | Retail_New_High Efficiency HID Lighting_TRC | 144.4055 | 152.7091 | 144.8917 | 108.3749 | 63.8158 | 27.0855 | 10.7718 | 4.1645 | 1.569 | 0.55104 | 69916.647 | 73937.0267 | 70152.0707 | 52471.7859 | 30897.622 | 13113.9671 | 5215.3539 | 2016.2999 | 759.6531 | 266.7943 |  | 51.42%
Schools K-12 | New | High Efficiency HID Lighting | 0 | 0 |  | 484.169 | 13 |  | 193.44 | 193.44 | fixture | 0 | 10.7703 | FAIL | 99.467 | Schools K-12_New_High Efficiency HID Lighting_RIM | 0 | 0 | 0 | 0 | 0 | 0 | 0 | 0 | 0 | 0 | 0 | 0 | 0 | 0 | 0 | 0 | 0 | 0 | 0 | 0 | Schools K-12_New_High Efficiency HID Lighting_TRC | 2.2286 | 2.3283 | 2.2178 | 1.6842 | 1.0032 | 0.45016 | 0.18371 | 0.072761 | 0.026625 | 0.0095724 | 1079.002 | 1127.3046 | 1073.7921 | 815.459 | 485.7271 | 217.9539 | 88.9476 | 35.2285 | 12.891 | 4.6347 |  | 51.42%
Warehouse | New | High Efficiency HID Lighting | 0 | 0 |  | 484.169 | 13 |  | 193.44 | 193.44 | fixture | 0 | 10.7703 | FAIL | 99.467 | Warehouse_New_High Efficiency HID Lighting_RIM | 0 | 0 | 0 | 0 | 0 | 0 | 0 | 0 | 0 | 0 | 0 | 0 | 0 | 0 | 0 | 0 | 0 | 0 | 0 | 0 | Warehouse_New_High Efficiency HID Lighting_TRC | 0.90196 | 1.0057 | 1.0207 | 0.82094 | 0.51552 | 0.22065 | 0.084026 | 0.030057 | 0.01055 | 0.0036212 | 436.7023 | 486.9425 | 494.1853 | 397.4754 | 249.5975 | 106.8336 | 40.6826 | 14.5528 | 5.1081 | 1.7533 |  | 51.42%
Assembly | Turnover | LED - 9W Flood | 0 | 0 |  | 225.008 | 15 |  | 3.14 | 3.14 | bulb | 0 | 5.0053 | FAIL | FAIL | Assembly_Turnover_LED - 9W Flood_RIM | 0 | 0 | 0 | 0 | 0 | 0 | 0 | 0 | 0 | 0 | 0 | 0 | 0 | 0 | 0 | 0 | 0 | 0 | 0 | 0 | Assembly_Turnover_LED - 9W Flood_TRC | 0 | 0 | 0 | 0 | 0 | 0 | 0 | 0 | 0 | 0 | 0 | 0 | 0 | 0 | 0 | 0 | 0 | 0 | 0 | 0
College and University | Turnover | LED - 9W Flood | 0 | 0 |  | 225.008 | 15 |  | 3.14 | 3.14 | bulb | 0 | 5.0053 | FAIL | FAIL | College and University_Turnover_LED - 9W Flood_RIM | 0 | 0 | 0 | 0 | 0 | 0 | 0 | 0 | 0 | 0 | 0 | 0 | 0 | 0 | 0 | 0 | 0 | 0 | 0 | 0 | College and University_Turnover_LED - 9W Flood_TRC | 0 | 0 | 0 | 0 | 0 | 0 | 0 | 0 | 0 | 0 | 0 | 0 | 0 | 0 | 0 | 0 | 0 | 0 | 0 | 0
Grocery | Turnover | LED - 9W Flood | 0 | 0 |  | 225.008 | 15 |  | 3.14 | 3.14 | bulb | 0 | 5.0053 | FAIL | FAIL | Grocery_Turnover_LED - 9W Flood_RIM | 0 | 0 | 0 | 0 | 0 | 0 | 0 | 0 | 0 | 0 | 0 | 0 | 0 | 0 | 0 | 0 | 0 | 0 | 0 | 0 | Grocery_Turnover_LED - 9W Flood_TRC | 0 | 0 | 0 | 0 | 0 | 0 | 0 | 0 | 0 | 0 | 0 | 0 | 0 | 0 | 0 | 0 | 0 | 0 | 0 | 0
Healthcare | Turnover | LED - 9W Flood | 0 | 0 |  | 225.008 | 15 |  | 3.14 | 3.14 | bulb | 0 | 5.0053 | FAIL | FAIL | Healthcare_Turnover_LED - 9W Flood_RIM | 0 | 0 | 0 | 0 | 0 | 0 | 0 | 0 | 0 | 0 | 0 | 0 | 0 | 0 | 0 | 0 | 0 | 0 | 0 | 0 | Healthcare_Turnover_LED - 9W Flood_TRC | 0 | 0 | 0 | 0 | 0 | 0 | 0 | 0 | 0 | 0 | 0 | 0 | 0 | 0 | 0 | 0 | 0 | 0 | 0 | 0
Hospitals | Turnover | LED - 9W Flood | 0 | 0 |  | 225.008 | 15 |  | 3.14 | 3.14 | bulb | 0 | 5.0053 | FAIL | FAIL | Hospitals_Turnover_LED - 9W Flood_RIM | 0 | 0 | 0 | 0 | 0 | 0 | 0 | 0 | 0 | 0 | 0 | 0 | 0 | 0 | 0 | 0 | 0 | 0 | 0 | 0 | Hospitals_Turnover_LED - 9W Flood_TRC | 0 | 0 | 0 | 0 | 0 | 0 | 0 | 0 | 0 | 0 | 0 | 0 | 0 | 0 | 0 | 0 | 0 | 0 | 0 | 0
Institutional | Turnover | LED - 9W Flood | 0 | 0 |  | 225.008 | 15 |  | 3.14 | 3.14 | bulb | 0 | 5.0053 | FAIL | FAIL | Institutional_Turnover_LED - 9W Flood_RIM | 0 | 0 | 0 | 0 | 0 | 0 | 0 | 0 | 0 | 0 | 0 | 0 | 0 | 0 | 0 | 0 | 0 | 0 | 0 | 0 | Institutional_Turnover_LED - 9W Flood_TRC | 0 | 0 | 0 | 0 | 0 | 0 | 0 | 0 | 0 | 0 | 0 | 0 | 0 | 0 | 0 | 0 | 0 | 0 | 0 | 0
Lodging/Hospitality | Turnover | LED - 9W Flood | 0 | 0 |  | 225.008 | 15 |  | 3.14 | 3.14 | bulb | 0 | 5.0053 | FAIL | FAIL | Lodging/Hospitality_Turnover_LED - 9W Flood_RIM | 0 | 0 | 0 | 0 | 0 | 0 | 0 | 0 | 0 | 0 | 0 | 0 | 0 | 0 | 0 | 0 | 0 | 0 | 0 | 0 | Lodging/Hospitality_Turnover_LED - 9W Flood_TRC | 0 | 0 | 0 | 0 | 0 | 0 | 0 | 0 | 0 | 0 | 0 | 0 | 0 | 0 | 0 | 0 | 0 | 0 | 0 | 0
Miscellaneous | Turnover | LED - 9W Flood | 0 | 0 |  | 225.008 | 15 |  | 3.14 | 3.14 | bulb | 0 | 5.0053 | FAIL | FAIL | Miscellaneous_Turnover_LED - 9W Flood_RIM | 0 | 0 | 0 | 0 | 0 | 0 | 0 | 0 | 0 | 0 | 0 | 0 | 0 | 0 | 0 | 0 | 0 | 0 | 0 | 0 | Miscellaneous_Turnover_LED - 9W Flood_TRC | 0 | 0 | 0 | 0 | 0 | 0 | 0 | 0 | 0 | 0 | 0 | 0 | 0 | 0 | 0 | 0 | 0 | 0 | 0 | 0
Offices | Turnover | LED - 9W Flood | 0 | 0 |  | 225.008 | 15 |  | 3.14 | 3.14 | bulb | 0 | 5.0053 | FAIL | FAIL | Offices_Turnover_LED - 9W Flood_RIM | 0 | 0 | 0 | 0 | 0 | 0 | 0 | 0 | 0 | 0 | 0 | 0 | 0 | 0 | 0 | 0 | 0 | 0 | 0 | 0 | Offices_Turnover_LED - 9W Flood_TRC | 0 | 0 | 0 | 0 | 0 | 0 | 0 | 0 | 0 | 0 | 0 | 0 | 0 | 0 | 0 | 0 | 0 | 0 | 0 | 0
Restaurants | Turnover | LED - 9W Flood | 0 | 0 |  | 225.008 | 15 |  | 3.14 | 3.14 | bulb | 0 | 5.0053 | FAIL | FAIL | Restaurants_Turnover_LED - 9W Flood_RIM | 0 | 0 | 0 | 0 | 0 | 0 | 0 | 0 | 0 | 0 | 0 | 0 | 0 | 0 | 0 | 0 | 0 | 0 | 0 | 0 | Restaurants_Turnover_LED - 9W Flood_TRC | 0 | 0 | 0 | 0 | 0 | 0 | 0 | 0 | 0 | 0 | 0 | 0 | 0 | 0 | 0 | 0 | 0 | 0 | 0 | 0
Retail | Turnover | LED - 9W Flood | 0 | 0 |  | 225.008 | 15 |  | 3.14 | 3.14 | bulb | 0 | 5.0053 | FAIL | FAIL | Retail_Turnover_LED - 9W Flood_RIM | 0 | 0 | 0 | 0 | 0 | 0 | 0 | 0 | 0 | 0 | 0 | 0 | 0 | 0 | 0 | 0 | 0 | 0 | 0 | 0 | Retail_Turnover_LED - 9W Flood_TRC | 0 | 0 | 0 | 0 | 0 | 0 | 0 | 0 | 0 | 0 | 0 | 0 | 0 | 0 | 0 | 0 | 0 | 0 | 0 | 0
Schools K-12 | Turnover | LED - 9W Flood | 0 | 0 |  | 225.008 | 15 |  | 3.14 | 3.14 | bulb | 0 | 5.0053 | FAIL | FAIL | Schools K-12_Turnover_LED - 9W Flood_RIM | 0 | 0 | 0 | 0 | 0 | 0 | 0 | 0 | 0 | 0 | 0 | 0 | 0 | 0 | 0 | 0 | 0 | 0 | 0 | 0 | Schools K-12_Turnover_LED - 9W Flood_TRC | 0 | 0 | 0 | 0 | 0 | 0 | 0 | 0 | 0 | 0 | 0 | 0 | 0 | 0 | 0 | 0 | 0 | 0 | 0 | 0
Warehouse | Turnover | LED - 9W Flood | 0 | 0 |  | 225.008 | 15 |  | 3.14 | 3.14 | bulb | 0 | 5.0053 | FAIL | FAIL | Warehouse_Turnover_LED - 9W Flood_RIM | 0 | 0 | 0 | 0 | 0 | 0 | 0 | 0 | 0 | 0 | 0 | 0 | 0 | 0 | 0 | 0 | 0 | 0 | 0 | 0 | Warehouse_Turnover_LED - 9W Flood_TRC | 0 | 0 | 0 | 0 | 0 | 0 | 0 | 0 | 0 | 0 | 0 | 0 | 0 | 0 | 0 | 0 | 0 | 0 | 0 | 0
Assembly | New | LED - 9W Flood | 0 | 0 |  | 225.008 | 15 |  | 3.14 | 3.14 | bulb | 0 | 5.0053 | FAIL | FAIL | Assembly_New_LED - 9W Flood_RIM | 0 | 0 | 0 | 0 | 0 | 0 | 0 | 0 | 0 | 0 | 0 | 0 | 0 | 0 | 0 | 0 | 0 | 0 | 0 | 0 | Assembly_New_LED - 9W Flood_TRC | 0 | 0 | 0 | 0 | 0 | 0 | 0 | 0 | 0 | 0 | 0 | 0 | 0 | 0 | 0 | 0 | 0 | 0 | 0 | 0
College and University | New | LED - 9W Flood | 0 | 0 |  | 225.008 | 15 |  | 3.14 | 3.14 | bulb | 0 | 5.0053 | FAIL | FAIL | College and University_New_LED - 9W Flood_RIM | 0 | 0 | 0 | 0 | 0 | 0 | 0 | 0 | 0 | 0 | 0 | 0 | 0 | 0 | 0 | 0 | 0 | 0 | 0 | 0 | College and University_New_LED - 9W Flood_TRC | 0 | 0 | 0 | 0 | 0 | 0 | 0 | 0 | 0 | 0 | 0 | 0 | 0 | 0 | 0 | 0 | 0 | 0 | 0 | 0
Grocery | New | LED - 9W Flood | 0 | 0 |  | 225.008 | 15 |  | 3.14 | 3.14 | bulb | 0 | 5.0053 | FAIL | FAIL | Grocery_New_LED - 9W Flood_RIM | 0 | 0 | 0 | 0 | 0 | 0 | 0 | 0 | 0 | 0 | 0 | 0 | 0 | 0 | 0 | 0 | 0 | 0 | 0 | 0 | Grocery_New_LED - 9W Flood_TRC | 0 | 0 | 0 | 0 | 0 | 0 | 0 | 0 | 0 | 0 | 0 | 0 | 0 | 0 | 0 | 0 | 0 | 0 | 0 | 0
Healthcare | New | LED - 9W Flood | 0 | 0 |  | 225.008 | 15 |  | 3.14 | 3.14 | bulb | 0 | 5.0053 | FAIL | FAIL | Healthcare_New_LED - 9W Flood_RIM | 0 | 0 | 0 | 0 | 0 | 0 | 0 | 0 | 0 | 0 | 0 | 0 | 0 | 0 | 0 | 0 | 0 | 0 | 0 | 0 | Healthcare_New_LED - 9W Flood_TRC | 0 | 0 | 0 | 0 | 0 | 0 | 0 | 0 | 0 | 0 | 0 | 0 | 0 | 0 | 0 | 0 | 0 | 0 | 0 | 0
Hospitals | New | LED - 9W Flood | 0 | 0 |  | 225.008 | 15 |  | 3.14 | 3.14 | bulb | 0 | 5.0053 | FAIL | FAIL | Hospitals_New_LED - 9W Flood_RIM | 0 | 0 | 0 | 0 | 0 | 0 | 0 | 0 | 0 | 0 | 0 | 0 | 0 | 0 | 0 | 0 | 0 | 0 | 0 | 0 | Hospitals_New_LED - 9W Flood_TRC | 0 | 0 | 0 | 0 | 0 | 0 | 0 | 0 | 0 | 0 | 0 | 0 | 0 | 0 | 0 | 0 | 0 | 0 | 0 | 0
Institutional | New | LED - 9W Flood | 0 | 0 |  | 225.008 | 15 |  | 3.14 | 3.14 | bulb | 0 | 5.0053 | FAIL | FAIL | Institutional_New_LED - 9W Flood_RIM | 0 | 0 | 0 | 0 | 0 | 0 | 0 | 0 | 0 | 0 | 0 | 0 | 0 | 0 | 0 | 0 | 0 | 0 | 0 | 0 | Institutional_New_LED - 9W Flood_TRC | 0 | 0 | 0 | 0 | 0 | 0 | 0 | 0 | 0 | 0 | 0 | 0 | 0 | 0 | 0 | 0 | 0 | 0 | 0 | 0
Lodging/Hospitality | New | LED - 9W Flood | 0 | 0 |  | 225.008 | 15 |  | 3.14 | 3.14 | bulb | 0 | 5.0053 | FAIL | FAIL | Lodging/Hospitality_New_LED - 9W Flood_RIM | 0 | 0 | 0 | 0 | 0 | 0 | 0 | 0 | 0 | 0 | 0 | 0 | 0 | 0 | 0 | 0 | 0 | 0 | 0 | 0 | Lodging/Hospitality_New_LED - 9W Flood_TRC | 0 | 0 | 0 | 0 | 0 | 0 | 0 | 0 | 0 | 0 | 0 | 0 | 0 | 0 | 0 | 0 | 0 | 0 | 0 | 0
Miscellaneous | New | LED - 9W Flood | 0 | 0 |  | 225.008 | 15 |  | 3.14 | 3.14 | bulb | 0 | 5.0053 | FAIL | FAIL | Miscellaneous_New_LED - 9W Flood_RIM | 0 | 0 | 0 | 0 | 0 | 0 | 0 | 0 | 0 | 0 | 0 | 0 | 0 | 0 | 0 | 0 | 0 | 0 | 0 | 0 | Miscellaneous_New_LED - 9W Flood_TRC | 0 | 0 | 0 | 0 | 0 | 0 | 0 | 0 | 0 | 0 | 0 | 0 | 0 | 0 | 0 | 0 | 0 | 0 | 0 | 0
Offices | New | LED - 9W Flood | 0 | 0 |  | 225.008 | 15 |  | 3.14 | 3.14 | bulb | 0 | 5.0053 | FAIL | FAIL | Offices_New_LED - 9W Flood_RIM | 0 | 0 | 0 | 0 | 0 | 0 | 0 | 0 | 0 | 0 | 0 | 0 | 0 | 0 | 0 | 0 | 0 | 0 | 0 | 0 | Offices_New_LED - 9W Flood_TRC | 0 | 0 | 0 | 0 | 0 | 0 | 0 | 0 | 0 | 0 | 0 | 0 | 0 | 0 | 0 | 0 | 0 | 0 | 0 | 0
Restaurants | New | LED - 9W Flood | 0 | 0 |  | 225.008 | 15 |  | 3.14 | 3.14 | bulb | 0 | 5.0053 | FAIL | FAIL | Restaurants_New_LED - 9W Flood_RIM | 0 | 0 | 0 | 0 | 0 | 0 | 0 | 0 | 0 | 0 | 0 | 0 | 0 | 0 | 0 | 0 | 0 | 0 | 0 | 0 | Restaurants_New_LED - 9W Flood_TRC | 0 | 0 | 0 | 0 | 0 | 0 | 0 | 0 | 0 | 0 | 0 | 0 | 0 | 0 | 0 | 0 | 0 | 0 | 0 | 0
Retail | New | LED - 9W Flood | 0 | 0 |  | 225.008 | 15 |  | 3.14 | 3.14 | bulb | 0 | 5.0053 | FAIL | FAIL | Retail_New_LED - 9W Flood_RIM | 0 | 0 | 0 | 0 | 0 | 0 | 0 | 0 | 0 | 0 | 0 | 0 | 0 | 0 | 0 | 0 | 0 | 0 | 0 | 0 | Retail_New_LED - 9W Flood_TRC | 0 | 0 | 0 | 0 | 0 | 0 | 0 | 0 | 0 | 0 | 0 | 0 | 0 | 0 | 0 | 0 | 0 | 0 | 0 | 0
Schools K-12 | New | LED - 9W Flood | 0 | 0 |  | 225.008 | 15 |  | 3.14 | 3.14 | bulb | 0 | 5.0053 | FAIL | FAIL | Schools K-12_New_LED - 9W Flood_RIM | 0 | 0 | 0 | 0 | 0 | 0 | 0 | 0 | 0 | 0 | 0 | 0 | 0 | 0 | 0 | 0 | 0 | 0 | 0 | 0 | Schools K-12_New_LED - 9W Flood_TRC | 0 | 0 | 0 | 0 | 0 | 0 | 0 | 0 | 0 | 0 | 0 | 0 | 0 | 0 | 0 | 0 | 0 | 0 | 0 | 0
Warehouse | New | LED - 9W Flood | 0 | 0 |  | 225.008 | 15 |  | 3.14 | 3.14 | bulb | 0 | 5.0053 | FAIL | FAIL | Warehouse_New_LED - 9W Flood_RIM | 0 | 0 | 0 | 0 | 0 | 0 | 0 | 0 | 0 | 0 | 0 | 0 | 0 | 0 | 0 | 0 | 0 | 0 | 0 | 0 | Warehouse_New_LED - 9W Flood_TRC | 0 | 0 | 0 | 0 | 0 | 0 | 0 | 0 | 0 | 0 | 0 | 0 | 0 | 0 | 0 | 0 | 0 | 0 | 0 | 0
Assembly | Turnover | LED Display Lighting (Exterior) | 0 | 0 |  | 377.692 | 15 |  | 35 | 35 | fixture | 0 | 8.4017 | FAIL | FAIL | Assembly_Turnover_LED Display Lighting (Exterior)_RIM | 0 | 0 | 0 | 0 | 0 | 0 | 0 | 0 | 0 | 0 | 0 | 0 | 0 | 0 | 0 | 0 | 0 | 0 | 0 | 0 | Assembly_Turnover_LED Display Lighting (Exterior)_TRC | 0 | 0 | 0 | 0 | 0 | 0 | 0 | 0 | 0 | 0 | 0 | 0 | 0 | 0 | 0 | 0 | 0 | 0 | 0 | 0
College and University | Turnover | LED Display Lighting (Exterior) | 0 | 0 |  | 377.692 | 15 |  | 35 | 35 | fixture | 0 | 8.4017 | FAIL | FAIL | College and University_Turnover_LED Display Lighting (Exterior)_RIM | 0 | 0 | 0 | 0 | 0 | 0 | 0 | 0 | 0 | 0 | 0 | 0 | 0 | 0 | 0 | 0 | 0 | 0 | 0 | 0 | College and University_Turnover_LED Display Lighting (Exterior)_TRC | 0 | 0 | 0 | 0 | 0 | 0 | 0 | 0 | 0 | 0 | 0 | 0 | 0 | 0 | 0 | 0 | 0 | 0 | 0 | 0
Grocery | Turnover | LED Display Lighting (Exterior) | 0 | 0 |  | 377.692 | 15 |  | 35 | 35 | fixture | 0 | 8.4017 | FAIL | FAIL | Grocery_Turnover_LED Display Lighting (Exterior)_RIM | 0 | 0 | 0 | 0 | 0 | 0 | 0 | 0 | 0 | 0 | 0 | 0 | 0 | 0 | 0 | 0 | 0 | 0 | 0 | 0 | Grocery_Turnover_LED Display Lighting (Exterior)_TRC | 0 | 0 | 0 | 0 | 0 | 0 | 0 | 0 | 0 | 0 | 0 | 0 | 0 | 0 | 0 | 0 | 0 | 0 | 0 | 0
Healthcare | Turnover | LED Display Lighting (Exterior) | 0 | 0 |  | 377.692 | 15 |  | 35 | 35 | fixture | 0 | 8.4017 | FAIL | FAIL | Healthcare_Turnover_LED Display Lighting (Exterior)_RIM | 0 | 0 | 0 | 0 | 0 | 0 | 0 | 0 | 0 | 0 | 0 | 0 | 0 | 0 | 0 | 0 | 0 | 0 | 0 | 0 | Healthcare_Turnover_LED Display Lighting (Exterior)_TRC | 0 | 0 | 0 | 0 | 0 | 0 | 0 | 0 | 0 | 0 | 0 | 0 | 0 | 0 | 0 | 0 | 0 | 0 | 0 | 0
Hospitals | Turnover | LED Display Lighting (Exterior) | 0 | 0 |  | 377.692 | 15 |  | 35 | 35 | fixture | 0 | 8.4017 | FAIL | FAIL | Hospitals_Turnover_LED Display Lighting (Exterior)_RIM | 0 | 0 | 0 | 0 | 0 | 0 | 0 | 0 | 0 | 0 | 0 | 0 | 0 | 0 | 0 | 0 | 0 | 0 | 0 | 0 | Hospitals_Turnover_LED Display Lighting (Exterior)_TRC | 0 | 0 | 0 | 0 | 0 | 0 | 0 | 0 | 0 | 0 | 0 | 0 | 0 | 0 | 0 | 0 | 0 | 0 | 0 | 0
Institutional | Turnover | LED Display Lighting (Exterior) | 0 | 0 |  | 377.692 | 15 |  | 35 | 35 | fixture | 0 | 8.4017 | FAIL | FAIL | Institutional_Turnover_LED Display Lighting (Exterior)_RIM | 0 | 0 | 0 | 0 | 0 | 0 | 0 | 0 | 0 | 0 | 0 | 0 | 0 | 0 | 0 | 0 | 0 | 0 | 0 | 0 | Institutional_Turnover_LED Display Lighting (Exterior)_TRC | 0 | 0 | 0 | 0 | 0 | 0 | 0 | 0 | 0 | 0 | 0 | 0 | 0 | 0 | 0 | 0 | 0 | 0 | 0 | 0
Lodging/Hospitality | Turnover | LED Display Lighting (Exterior) | 0 | 0 |  | 377.692 | 15 |  | 35 | 35 | fixture | 0 | 8.4017 | FAIL | FAIL | Lodging/Hospitality_Turnover_LED Display Lighting (Exterior)_RIM | 0 | 0 | 0 | 0 | 0 | 0 | 0 | 0 | 0 | 0 | 0 | 0 | 0 | 0 | 0 | 0 | 0 | 0 | 0 | 0 | Lodging/Hospitality_Turnover_LED Display Lighting (Exterior)_TRC | 0 | 0 | 0 | 0 | 0 | 0 | 0 | 0 | 0 | 0 | 0 | 0 | 0 | 0 | 0 | 0 | 0 | 0 | 0 | 0
Miscellaneous | Turnover | LED Display Lighting (Exterior) | 0 | 0 |  | 377.692 | 15 |  | 35 | 35 | fixture | 0 | 8.4017 | FAIL | FAIL | Miscellaneous_Turnover_LED Display Lighting (Exterior)_RIM | 0 | 0 | 0 | 0 | 0 | 0 | 0 | 0 | 0 | 0 | 0 | 0 | 0 | 0 | 0 | 0 | 0 | 0 | 0 | 0 | Miscellaneous_Turnover_LED Display Lighting (Exterior)_TRC | 0 | 0 | 0 | 0 | 0 | 0 | 0 | 0 | 0 | 0 | 0 | 0 | 0 | 0 | 0 | 0 | 0 | 0 | 0 | 0
Offices | Turnover | LED Display Lighting (Exterior) | 0 | 0 |  | 377.692 | 15 |  | 35 | 35 | fixture | 0 | 8.4017 | FAIL | FAIL | Offices_Turnover_LED Display Lighting (Exterior)_RIM | 0 | 0 | 0 | 0 | 0 | 0 | 0 | 0 | 0 | 0 | 0 | 0 | 0 | 0 | 0 | 0 | 0 | 0 | 0 | 0 | Offices_Turnover_LED Display Lighting (Exterior)_TRC | 0 | 0 | 0 | 0 | 0 | 0 | 0 | 0 | 0 | 0 | 0 | 0 | 0 | 0 | 0 | 0 | 0 | 0 | 0 | 0
Restaurants | Turnover | LED Display Lighting (Exterior) | 0 | 0 |  | 377.692 | 15 |  | 35 | 35 | fixture | 0 | 8.4017 | FAIL | FAIL | Restaurants_Turnover_LED Display Lighting (Exterior)_RIM | 0 | 0 | 0 | 0 | 0 | 0 | 0 | 0 | 0 | 0 | 0 | 0 | 0 | 0 | 0 | 0 | 0 | 0 | 0 | 0 | Restaurants_Turnover_LED Display Lighting (Exterior)_TRC | 0 | 0 | 0 | 0 | 0 | 0 | 0 | 0 | 0 | 0 | 0 | 0 | 0 | 0 | 0 | 0 | 0 | 0 | 0 | 0
Retail | Turnover | LED Display Lighting (Exterior) | 0 | 0 |  | 377.692 | 15 |  | 35 | 35 | fixture | 0 | 8.4017 | FAIL | FAIL | Retail_Turnover_LED Display Lighting (Exterior)_RIM | 0 | 0 | 0 | 0 | 0 | 0 | 0 | 0 | 0 | 0 | 0 | 0 | 0 | 0 | 0 | 0 | 0 | 0 | 0 | 0 | Retail_Turnover_LED Display Lighting (Exterior)_TRC | 0 | 0 | 0 | 0 | 0 | 0 | 0 | 0 | 0 | 0 | 0 | 0 | 0 | 0 | 0 | 0 | 0 | 0 | 0 | 0
Schools K-12 | Turnover | LED Display Lighting (Exterior) | 0 | 0 |  | 377.692 | 15 |  | 35 | 35 | fixture | 0 | 8.4017 | FAIL | FAIL | Schools K-12_Turnover_LED Display Lighting (Exterior)_RIM | 0 | 0 | 0 | 0 | 0 | 0 | 0 | 0 | 0 | 0 | 0 | 0 | 0 | 0 | 0 | 0 | 0 | 0 | 0 | 0 | Schools K-12_Turnover_LED Display Lighting (Exterior)_TRC | 0 | 0 | 0 | 0 | 0 | 0 | 0 | 0 | 0 | 0 | 0 | 0 | 0 | 0 | 0 | 0 | 0 | 0 | 0 | 0
Warehouse | Turnover | LED Display Lighting (Exterior) | 0 | 0 |  | 377.692 | 15 |  | 35 | 35 | fixture | 0 | 8.4017 | FAIL | FAIL | Warehouse_Turnover_LED Display Lighting (Exterior)_RIM | 0 | 0 | 0 | 0 | 0 | 0 | 0 | 0 | 0 | 0 | 0 | 0 | 0 | 0 | 0 | 0 | 0 | 0 | 0 | 0 | Warehouse_Turnover_LED Display Lighting (Exterior)_TRC | 0 | 0 | 0 | 0 | 0 | 0 | 0 | 0 | 0 | 0 | 0 | 0 | 0 | 0 | 0 | 0 | 0 | 0 | 0 | 0
Assembly | New | LED Display Lighting (Exterior) | 0 | 0 |  | 377.692 | 15 |  | 35 | 35 | fixture | 0 | 8.4017 | FAIL | FAIL | Assembly_New_LED Display Lighting (Exterior)_RIM | 0 | 0 | 0 | 0 | 0 | 0 | 0 | 0 | 0 | 0 | 0 | 0 | 0 | 0 | 0 | 0 | 0 | 0 | 0 | 0 | Assembly_New_LED Display Lighting (Exterior)_TRC | 0 | 0 | 0 | 0 | 0 | 0 | 0 | 0 | 0 | 0 | 0 | 0 | 0 | 0 | 0 | 0 | 0 | 0 | 0 | 0
College and University | New | LED Display Lighting (Exterior) | 0 | 0 |  | 377.692 | 15 |  | 35 | 35 | fixture | 0 | 8.4017 | FAIL | FAIL | College and University_New_LED Display Lighting (Exterior)_RIM | 0 | 0 | 0 | 0 | 0 | 0 | 0 | 0 | 0 | 0 | 0 | 0 | 0 | 0 | 0 | 0 | 0 | 0 | 0 | 0 | College and University_New_LED Display Lighting (Exterior)_TRC | 0 | 0 | 0 | 0 | 0 | 0 | 0 | 0 | 0 | 0 | 0 | 0 | 0 | 0 | 0 | 0 | 0 | 0 | 0 | 0
Grocery | New | LED Display Lighting (Exterior) | 0 | 0 |  | 377.692 | 15 |  | 35 | 35 | fixture | 0 | 8.4017 | FAIL | FAIL | Grocery_New_LED Display Lighting (Exterior)_RIM | 0 | 0 | 0 | 0 | 0 | 0 | 0 | 0 | 0 | 0 | 0 | 0 | 0 | 0 | 0 | 0 | 0 | 0 | 0 | 0 | Grocery_New_LED Display Lighting (Exterior)_TRC | 0 | 0 | 0 | 0 | 0 | 0 | 0 | 0 | 0 | 0 | 0 | 0 | 0 | 0 | 0 | 0 | 0 | 0 | 0 | 0
Healthcare | New | LED Display Lighting (Exterior) | 0 | 0 |  | 377.692 | 15 |  | 35 | 35 | fixture | 0 | 8.4017 | FAIL | FAIL | Healthcare_New_LED Display Lighting (Exterior)_RIM | 0 | 0 | 0 | 0 | 0 | 0 | 0 | 0 | 0 | 0 | 0 | 0 | 0 | 0 | 0 | 0 | 0 | 0 | 0 | 0 | Healthcare_New_LED Display Lighting (Exterior)_TRC | 0 | 0 | 0 | 0 | 0 | 0 | 0 | 0 | 0 | 0 | 0 | 0 | 0 | 0 | 0 | 0 | 0 | 0 | 0 | 0
Hospitals | New | LED Display Lighting (Exterior) | 0 | 0 |  | 377.692 | 15 |  | 35 | 35 | fixture | 0 | 8.4017 | FAIL | FAIL | Hospitals_New_LED Display Lighting (Exterior)_RIM | 0 | 0 | 0 | 0 | 0 | 0 | 0 | 0 | 0 | 0 | 0 | 0 | 0 | 0 | 0 | 0 | 0 | 0 | 0 | 0 | Hospitals_New_LED Display Lighting (Exterior)_TRC | 0 | 0 | 0 | 0 | 0 | 0 | 0 | 0 | 0 | 0 | 0 | 0 | 0 | 0 | 0 | 0 | 0 | 0 | 0 | 0
Institutional | New | LED Display Lighting (Exterior) | 0 | 0 |  | 377.692 | 15 |  | 35 | 35 | fixture | 0 | 8.4017 | FAIL | FAIL | Institutional_New_LED Display Lighting (Exterior)_RIM | 0 | 0 | 0 | 0 | 0 | 0 | 0 | 0 | 0 | 0 | 0 | 0 | 0 | 0 | 0 | 0 | 0 | 0 | 0 | 0 | Institutional_New_LED Display Lighting (Exterior)_TRC | 0 | 0 | 0 | 0 | 0 | 0 | 0 | 0 | 0 | 0 | 0 | 0 | 0 | 0 | 0 | 0 | 0 | 0 | 0 | 0
Lodging/Hospitality | New | LED Display Lighting (Exterior) | 0 | 0 |  | 377.692 | 15 |  | 35 | 35 | fixture | 0 | 8.4017 | FAIL | FAIL | Lodging/Hospitality_New_LED Display Lighting (Exterior)_RIM | 0 | 0 | 0 | 0 | 0 | 0 | 0 | 0 | 0 | 0 | 0 | 0 | 0 | 0 | 0 | 0 | 0 | 0 | 0 | 0 | Lodging/Hospitality_New_LED Display Lighting (Exterior)_TRC | 0 | 0 | 0 | 0 | 0 | 0 | 0 | 0 | 0 | 0 | 0 | 0 | 0 | 0 | 0 | 0 | 0 | 0 | 0 | 0
Miscellaneous | New | LED Display Lighting (Exterior) | 0 | 0 |  | 377.692 | 15 |  | 35 | 35 | fixture | 0 | 8.4017 | FAIL | FAIL | Miscellaneous_New_LED Display Lighting (Exterior)_RIM | 0 | 0 | 0 | 0 | 0 | 0 | 0 | 0 | 0 | 0 | 0 | 0 | 0 | 0 | 0 | 0 | 0 | 0 | 0 | 0 | Miscellaneous_New_LED Display Lighting (Exterior)_TRC | 0 | 0 | 0 | 0 | 0 | 0 | 0 | 0 | 0 | 0 | 0 | 0 | 0 | 0 | 0 | 0 | 0 | 0 | 0 | 0
Offices | New | LED Display Lighting (Exterior) | 0 | 0 |  | 377.692 | 15 |  | 35 | 35 | fixture | 0 | 8.4017 | FAIL | FAIL | Offices_New_LED Display Lighting (Exterior)_RIM | 0 | 0 | 0 | 0 | 0 | 0 | 0 | 0 | 0 | 0 | 0 | 0 | 0 | 0 | 0 | 0 | 0 | 0 | 0 | 0 | Offices_New_LED Display Lighting (Exterior)_TRC | 0 | 0 | 0 | 0 | 0 | 0 | 0 | 0 | 0 | 0 | 0 | 0 | 0 | 0 | 0 | 0 | 0 | 0 | 0 | 0
Restaurants | New | LED Display Lighting (Exterior) | 0 | 0 |  | 377.692 | 15 |  | 35 | 35 | fixture | 0 | 8.4017 | FAIL | FAIL | Restaurants_New_LED Display Lighting (Exterior)_RIM | 0 | 0 | 0 | 0 | 0 | 0 | 0 | 0 | 0 | 0 | 0 | 0 | 0 | 0 | 0 | 0 | 0 | 0 | 0 | 0 | Restaurants_New_LED Display Lighting (Exterior)_TRC | 0 | 0 | 0 | 0 | 0 | 0 | 0 | 0 | 0 | 0 | 0 | 0 | 0 | 0 | 0 | 0 | 0 | 0 | 0 | 0
Retail | New | LED Display Lighting (Exterior) | 0 | 0 |  | 377.692 | 15 |  | 35 | 35 | fixture | 0 | 8.4017 | FAIL | FAIL | Retail_New_LED Display Lighting (Exterior)_RIM | 0 | 0 | 0 | 0 | 0 | 0 | 0 | 0 | 0 | 0 | 0 | 0 | 0 | 0 | 0 | 0 | 0 | 0 | 0 | 0 | Retail_New_LED Display Lighting (Exterior)_TRC | 0 | 0 | 0 | 0 | 0 | 0 | 0 | 0 | 0 | 0 | 0 | 0 | 0 | 0 | 0 | 0 | 0 | 0 | 0 | 0
Schools K-12 | New | LED Display Lighting (Exterior) | 0 | 0 |  | 377.692 | 15 |  | 35 | 35 | fixture | 0 | 8.4017 | FAIL | FAIL | Schools K-12_New_LED Display Lighting (Exterior)_RIM | 0 | 0 | 0 | 0 | 0 | 0 | 0 | 0 | 0 | 0 | 0 | 0 | 0 | 0 | 0 | 0 | 0 | 0 | 0 | 0 | Schools K-12_New_LED Display Lighting (Exterior)_TRC | 0 | 0 | 0 | 0 | 0 | 0 | 0 | 0 | 0 | 0 | 0 | 0 | 0 | 0 | 0 | 0 | 0 | 0 | 0 | 0
Warehouse | New | LED Display Lighting (Exterior) | 0 | 0 |  | 377.692 | 15 |  | 35 | 35 | fixture | 0 | 8.4017 | FAIL | FAIL | Warehouse_New_LED Display Lighting (Exterior)_RIM | 0 | 0 | 0 | 0 | 0 | 0 | 0 | 0 | 0 | 0 | 0 | 0 | 0 | 0 | 0 | 0 | 0 | 0 | 0 | 0 | Warehouse_New_LED Display Lighting (Exterior)_TRC | 0 | 0 | 0 | 0 | 0 | 0 | 0 | 0 | 0 | 0 | 0 | 0 | 0 | 0 | 0 | 0 | 0 | 0 | 0 | 0
Assembly | Turnover | LED Exterior Lighting | 0 | 0 |  | 763.42 | 13 |  | 287 | 287 | fixture | 0 | 16.9823 | FAIL | 138.8268 | Assembly_Turnover_LED Exterior Lighting_RIM | 0 | 0 | 0 | 0 | 0 | 0 | 0 | 0 | 0 | 0 | 0 | 0 | 0 | 0 | 0 | 0 | 0 | 0 | 0 | 0 | Assembly_Turnover_LED Exterior Lighting_TRC | 0 | 0 | 0 | 0 | 0 | 0 | 0 | 0 | 0 | 0 | 0 | 0 | 0 | 0 | 0 | 0 | 0 | 0 | 0 | 0 |  | 48.37%
College and University | Turnover | LED Exterior Lighting | 0 | 0 |  | 763.42 | 13 |  | 287 | 287 | fixture | 0 | 16.9823 | FAIL | 138.8268 | College and University_Turnover_LED Exterior Lighting_RIM | 0 | 0 | 0 | 0 | 0 | 0 | 0 | 0 | 0 | 0 | 0 | 0 | 0 | 0 | 0 | 0 | 0 | 0 | 0 | 0 | College and University_Turnover_LED Exterior Lighting_TRC | 0.083609 | 0.087046 | 0.082294 | 0.062144 | 0.036758 | 0.017648 | 0.0074022 | 0.0028964 | 0.0011017 | 0.00040694 | 63.8285 | 66.4523 | 62.8249 | 47.4417 | 28.0615 | 13.4729 | 5.651 | 2.2111 | 0.84104 | 0.31067 |  | 48.37%
Grocery | Turnover | LED Exterior Lighting | 0 | 0 |  | 763.42 | 13 |  | 287 | 287 | fixture | 0 | 16.9823 | FAIL | 138.8268 | Grocery_Turnover_LED Exterior Lighting_RIM | 0 | 0 | 0 | 0 | 0 | 0 | 0 | 0 | 0 | 0 | 0 | 0 | 0 | 0 | 0 | 0 | 0 | 0 | 0 | 0 | Grocery_Turnover_LED Exterior Lighting_TRC | 0.075654 | 0.079075 | 0.075159 | 0.057148 | 0.034089 | 0.016531 | 0.0070051 | 0.0027691 | 0.0010638 | 0.0003969 | 57.7558 | 60.3671 | 57.3779 | 43.6283 | 26.0246 | 12.6202 | 5.3478 | 2.114 | 0.81211 | 0.303 |  | 48.37%
Healthcare | Turnover | LED Exterior Lighting | 0 | 0 |  | 763.42 | 13 |  | 287 | 287 | fixture | 0 | 16.9823 | FAIL | 138.8268 | Healthcare_Turnover_LED Exterior Lighting_RIM | 0 | 0 | 0 | 0 | 0 | 0 | 0 | 0 | 0 | 0 | 0 | 0 | 0 | 0 | 0 | 0 | 0 | 0 | 0 | 0 | Healthcare_Turnover_LED Exterior Lighting_TRC | 0.086816 | 0.09056 | 0.085764 | 0.064862 | 0.038416 | 0.018464 | 0.0077542 | 0.0030377 | 0.0011565 | 0.00042767 | 66.2772 | 69.1356 | 65.4743 | 49.5171 | 29.3273 | 14.0959 | 5.9197 | 2.3191 | 0.88293 | 0.32649 |  | 48.37%
Hospitals | Turnover | LED Exterior Lighting | 0 | 0 |  | 763.42 | 13 |  | 287 | 287 | fixture | 0 | 16.9823 | FAIL | 138.8268 | Hospitals_Turnover_LED Exterior Lighting_RIM | 0 | 0 | 0 | 0 | 0 | 0 | 0 | 0 | 0 | 0 | 0 | 0 | 0 | 0 | 0 | 0 | 0 | 0 | 0 | 0 | Hospitals_Turnover_LED Exterior Lighting_TRC | 0.04843 | 0.050519 | 0.047843 | 0.036183 | 0.02143 | 0.0103 | 0.0043257 | 0.0016946 | 0.00064517 | 0.00023857 | 36.9723 | 38.5669 | 36.5244 | 27.6229 | 16.36 | 7.8633 | 3.3023 | 1.2937 | 0.49254 | 0.18213 |  | 48.37%
Institutional | Turnover | LED Exterior Lighting | 0 | 0 |  | 763.42 | 13 |  | 287 | 287 | fixture | 0 | 16.9823 | FAIL | 138.8268 | Institutional_Turnover_LED Exterior Lighting_RIM | 0 | 0 | 0 | 0 | 0 | 0 | 0 | 0 | 0 | 0 | 0 | 0 | 0 | 0 | 0 | 0 | 0 | 0 | 0 | 0 | Institutional_Turnover_LED Exterior Lighting_TRC | 0 | 0 | 0 | 0 | 0 | 0 | 0 | 0 | 0 | 0 | 0 | 0 | 0 | 0 | 0 | 0 | 0 | 0 | 0 | 0 |  | 48.37%
Lodging/Hospitality | Turnover | LED Exterior Lighting | 0 | 0 |  | 763.42 | 13 |  | 287 | 287 | fixture | 0 | 16.9823 | FAIL | 138.8268 | Lodging/Hospitality_Turnover_LED Exterior Lighting_RIM | 0 | 0 | 0 | 0 | 0 | 0 | 0 | 0 | 0 | 0 | 0 | 0 | 0 | 0 | 0 | 0 | 0 | 0 | 0 | 0 | Lodging/Hospitality_Turnover_LED Exterior Lighting_TRC | 0 | 0 | 0 | 0 | 0 | 0 | 0 | 0 | 0 | 0 | 0 | 0 | 0 | 0 | 0 | 0 | 0 | 0 | 0 | 0 |  | 48.37%
Miscellaneous | Turnover | LED Exterior Lighting | 0 | 0 |  | 763.42 | 13 |  | 287 | 287 | fixture | 0 | 16.9823 | FAIL | 138.8268 | Miscellaneous_Turnover_LED Exterior Lighting_RIM | 0 | 0 | 0 | 0 | 0 | 0 | 0 | 0 | 0 | 0 | 0 | 0 | 0 | 0 | 0 | 0 | 0 | 0 | 0 | 0 | Miscellaneous_Turnover_LED Exterior Lighting_TRC | 0.34099 | 0.34139 | 0.31004 | 0.22488 | 0.12774 | 0.058891 | 0.023731 | 0.0089228 | 0.0032615 | 0.0011582 | 260.3185 | 260.6256 | 236.694 | 171.6751 | 97.5195 | 44.9589 | 18.1165 | 6.8118 | 2.4899 | 0.88416 |  | 48.37%
Offices | Turnover | LED Exterior Lighting | 0 | 0 |  | 763.42 | 13 |  | 287 | 287 | fixture | 0 | 16.9823 | FAIL | 138.8268 | Offices_Turnover_LED Exterior Lighting_RIM | 0 | 0 | 0 | 0 | 0 | 0 | 0 | 0 | 0 | 0 | 0 | 0 | 0 | 0 | 0 | 0 | 0 | 0 | 0 | 0 | Offices_Turnover_LED Exterior Lighting_TRC | 0.37076 | 0.39031 | 0.3718 | 0.28197 | 0.16694 | 0.079964 | 0.033463 | 0.013061 | 0.0049543 | 0.0018251 | 283.0421 | 297.967 | 283.8419 | 215.2584 | 127.447 | 61.0459 | 25.546 | 9.9713 | 3.7822 | 1.3933 |  | 48.37%
Restaurants | Turnover | LED Exterior Lighting | 0 | 0 |  | 763.42 | 13 |  | 287 | 287 | fixture | 0 | 16.9823 | FAIL | 138.8268 | Restaurants_Turnover_LED Exterior Lighting_RIM | 0 | 0 | 0 | 0 | 0 | 0 | 0 | 0 | 0 | 0 | 0 | 0 | 0 | 0 | 0 | 0 | 0 | 0 | 0 | 0 | Restaurants_Turnover_LED Exterior Lighting_TRC | 0.058584 | 0.06123 | 0.058212 | 0.044287 | 0.02644 | 0.012836 | 0.0054423 | 0.0021513 | 0.00082627 | 0.00030813 | 44.7245 | 46.744 | 44.4404 | 33.8096 | 20.1848 | 9.7995 | 4.1547 | 1.6423 | 0.63079 | 0.23523 |  | 48.37%
Retail | Turnover | LED Exterior Lighting | 0 | 0 |  | 763.42 | 13 |  | 287 | 287 | fixture | 0 | 16.9823 | FAIL | 138.8268 | Retail_Turnover_LED Exterior Lighting_RIM | 0 | 0 | 0 | 0 | 0 | 0 | 0 | 0 | 0 | 0 | 0 | 0 | 0 | 0 | 0 | 0 | 0 | 0 | 0 | 0 | Retail_Turnover_LED Exterior Lighting_TRC | 0 | 0 | 0 | 0 | 0 | 0 | 0 | 0 | 0 | 0 | 0 | 0 | 0 | 0 | 0 | 0 | 0 | 0 | 0 | 0 |  | 48.37%
Schools K-12 | Turnover | LED Exterior Lighting | 0 | 0 |  | 763.42 | 13 |  | 287 | 287 | fixture | 0 | 16.9823 | FAIL | 138.8268 | Schools K-12_Turnover_LED Exterior Lighting_RIM | 0 | 0 | 0 | 0 | 0 | 0 | 0 | 0 | 0 | 0 | 0 | 0 | 0 | 0 | 0 | 0 | 0 | 0 | 0 | 0 | Schools K-12_Turnover_LED Exterior Lighting_TRC | 0.18729 | 0.19499 | 0.18435 | 0.13921 | 0.082341 | 0.039534 | 0.016582 | 0.0064882 | 0.0024679 | 0.00091159 | 142.9829 | 148.8607 | 140.7349 | 106.2749 | 62.861 | 30.1807 | 12.6589 | 4.9532 | 1.884 | 0.69593 |  | 48.37%
Warehouse | Turnover | LED Exterior Lighting | 0 | 0 |  | 763.42 | 13 |  | 287 | 287 | fixture | 0 | 16.9823 | FAIL | 138.8268 | Warehouse_Turnover_LED Exterior Lighting_RIM | 0 | 0 | 0 | 0 | 0 | 0 | 0 | 0 | 0 | 0 | 0 | 0 | 0 | 0 | 0 | 0 | 0 | 0 | 0 | 0 | Warehouse_Turnover_LED Exterior Lighting_TRC | 0.086185 | 0.089566 | 0.084556 | 0.063788 | 0.037708 | 0.018101 | 0.0075885 | 0.0029664 | 0.0011265 | 0.0004154 | 65.7955 | 68.3761 | 64.5521 | 48.6971 | 28.7872 | 13.8189 | 5.7932 | 2.2646 | 0.86001 | 0.31712 |  | 48.37%
Assembly | New | LED Exterior Lighting | 0 | 0 |  | 763.42 | 13 |  | 287 | 287 | fixture | 0 | 16.9823 | FAIL | 138.8268 | Assembly_New_LED Exterior Lighting_RIM | 0 | 0 | 0 | 0 | 0 | 0 | 0 | 0 | 0 | 0 | 0 | 0 | 0 | 0 | 0 | 0 | 0 | 0 | 0 | 0 | Assembly_New_LED Exterior Lighting_TRC | 0 | 0 | 0 | 0 | 0 | 0 | 0 | 0 | 0 | 0 | 0 | 0 | 0 | 0 | 0 | 0 | 0 | 0 | 0 | 0 |  | 48.37%
College and University | New | LED Exterior Lighting | 0 | 0 |  | 763.42 | 13 |  | 287 | 287 | fixture | 0 | 16.9823 | FAIL | 138.8268 | College and University_New_LED Exterior Lighting_RIM | 0 | 0 | 0 | 0 | 0 | 0 | 0 | 0 | 0 | 0 | 0 | 0 | 0 | 0 | 0 | 0 | 0 | 0 | 0 | 0 | College and University_New_LED Exterior Lighting_TRC | 0.0083492 | 0.0087886 | 0.0084557 | 0.0064962 | 0.003908 | 0.0017588 | 0.00071213 | 0.00027763 | 0.00010005 | 3.5625e-05 | 6.374 | 6.7094 | 6.4553 | 4.9593 | 2.9835 | 1.3427 | 0.54365 | 0.21195 | 0.076382 | 0.027197 |  | 48.37%
Grocery | New | LED Exterior Lighting | 0 | 0 |  | 763.42 | 13 |  | 287 | 287 | fixture | 0 | 16.9823 | FAIL | 138.8268 | Grocery_New_LED Exterior Lighting_RIM | 0 | 0 | 0 | 0 | 0 | 0 | 0 | 0 | 0 | 0 | 0 | 0 | 0 | 0 | 0 | 0 | 0 | 0 | 0 | 0 | Grocery_New_LED Exterior Lighting_TRC | 0.013784 | 0.016147 | 0.017206 | 0.014495 | 0.0094894 | 0.0045421 | 0.0018957 | 0.00073759 | 0.00027857 | 0.00010226 | 10.5229 | 12.327 | 13.1355 | 11.0661 | 7.2444 | 3.4675 | 1.4472 | 0.56309 | 0.21267 | 0.078071 |  | 48.37%
Healthcare | New | LED Exterior Lighting | 0 | 0 |  | 763.42 | 13 |  | 287 | 287 | fixture | 0 | 16.9823 | FAIL | 138.8268 | Healthcare_New_LED Exterior Lighting_RIM | 0 | 0 | 0 | 0 | 0 | 0 | 0 | 0 | 0 | 0 | 0 | 0 | 0 | 0 | 0 | 0 | 0 | 0 | 0 | 0 | Healthcare_New_LED Exterior Lighting_TRC | 0.010443 | 0.010728 | 0.01007 | 0.0075481 | 0.0044303 | 0.0020451 | 0.0008271 | 0.00031269 | 0.00011509 | 4.1202e-05 | 7.9721 | 8.1899 | 7.6876 | 5.7624 | 3.3821 | 1.5613 | 0.63143 | 0.23871 | 0.087862 | 0.031454 |  | 48.37%
Hospitals | New | LED Exterior Lighting | 0 | 0 |  | 763.42 | 13 |  | 287 | 287 | fixture | 0 | 16.9823 | FAIL | 138.8268 | Hospitals_New_LED Exterior Lighting_RIM | 0 | 0 | 0 | 0 | 0 | 0 | 0 | 0 | 0 | 0 | 0 | 0 | 0 | 0 | 0 | 0 | 0 | 0 | 0 | 0 | Hospitals_New_LED Exterior Lighting_TRC | 0.0063108 | 0.0064832 | 0.0060856 | 0.0045615 | 0.0026773 | 0.0012359 | 0.00049984 | 0.00018897 | 6.9552e-05 | 2.49e-05 | 4.8178 | 4.9494 | 4.6459 | 3.4824 | 2.0439 | 0.94354 | 0.38159 | 0.14426 | 0.053098 | 0.019009 |  | 48.37%
Institutional | New | LED Exterior Lighting | 0 | 0 |  | 763.42 | 13 |  | 287 | 287 | fixture | 0 | 16.9823 | FAIL | 138.8268 | Institutional_New_LED Exterior Lighting_RIM | 0 | 0 | 0 | 0 | 0 | 0 | 0 | 0 | 0 | 0 | 0 | 0 | 0 | 0 | 0 | 0 | 0 | 0 | 0 | 0 | Institutional_New_LED Exterior Lighting_TRC | 0 | 0 | 0 | 0 | 0 | 0 | 0 | 0 | 0 | 0 | 0 | 0 | 0 | 0 | 0 | 0 | 0 | 0 | 0 | 0 |  | 48.37%
Lodging/Hospitality | New | LED Exterior Lighting | 0 | 0 |  | 763.42 | 13 |  | 287 | 287 | fixture | 0 | 16.9823 | FAIL | 138.8268 | Lodging/Hospitality_New_LED Exterior Lighting_RIM | 0 | 0 | 0 | 0 | 0 | 0 | 0 | 0 | 0 | 0 | 0 | 0 | 0 | 0 | 0 | 0 | 0 | 0 | 0 | 0 | Lodging/Hospitality_New_LED Exterior Lighting_TRC | 0 | 0 | 0 | 0 | 0 | 0 | 0 | 0 | 0 | 0 | 0 | 0 | 0 | 0 | 0 | 0 | 0 | 0 | 0 | 0 |  | 48.37%
Miscellaneous | New | LED Exterior Lighting | 0 | 0 |  | 763.42 | 13 |  | 287 | 287 | fixture | 0 | 16.9823 | FAIL | 138.8268 | Miscellaneous_New_LED Exterior Lighting_RIM | 0 | 0 | 0 | 0 | 0 | 0 | 0 | 0 | 0 | 0 | 0 | 0 | 0 | 0 | 0 | 0 | 0 | 0 | 0 | 0 | Miscellaneous_New_LED Exterior Lighting_TRC | 0 | 0 | 0 | 0 | 0 | 0 | 0 | 0 | 0 | 0 | 0 | 0 | 0 | 0 | 0 | 0 | 0 | 0 | 0 | 0 |  | 48.37%
Offices | New | LED Exterior Lighting | 0 | 0 |  | 763.42 | 13 |  | 287 | 287 | fixture | 0 | 16.9823 | FAIL | 138.8268 | Offices_New_LED Exterior Lighting_RIM | 0 | 0 | 0 | 0 | 0 | 0 | 0 | 0 | 0 | 0 | 0 | 0 | 0 | 0 | 0 | 0 | 0 | 0 | 0 | 0 | Offices_New_LED Exterior Lighting_TRC | 0.10197 | 0.087459 | 0.066004 | 0.036929 | 0.014093 | 0.0062325 | 0.002417 | 0.00087323 | 0.00030845 | 0.00010662 | 77.8426 | 66.7676 | 50.3885 | 28.1923 | 10.7587 | 4.758 | 1.8452 | 0.66664 | 0.23548 | 0.081394 |  | 48.37%
Restaurants | New | LED Exterior Lighting | 0 | 0 |  | 763.42 | 13 |  | 287 | 287 | fixture | 0 | 16.9823 | FAIL | 138.8268 | Restaurants_New_LED Exterior Lighting_RIM | 0 | 0 | 0 | 0 | 0 | 0 | 0 | 0 | 0 | 0 | 0 | 0 | 0 | 0 | 0 | 0 | 0 | 0 | 0 | 0 | Restaurants_New_LED Exterior Lighting_TRC | 0.010674 | 0.012776 | 0.013845 | 0.011825 | 0.0078311 | 0.0036374 | 0.0014771 | 0.00056789 | 0.00021089 | 7.7697e-05 | 8.1487 | 9.7534 | 10.5693 | 9.0275 | 5.9784 | 2.7769 | 1.1277 | 0.43354 | 0.161 | 0.059316 |  | 48.37%
Retail | New | LED Exterior Lighting | 0 | 0 |  | 763.42 | 13 |  | 287 | 287 | fixture | 0 | 16.9823 | FAIL | 138.8268 | Retail_New_LED Exterior Lighting_RIM | 0 | 0 | 0 | 0 | 0 | 0 | 0 | 0 | 0 | 0 | 0 | 0 | 0 | 0 | 0 | 0 | 0 | 0 | 0 | 0 | Retail_New_LED Exterior Lighting_TRC | 0 | 0 | 0 | 0 | 0 | 0 | 0 | 0 | 0 | 0 | 0 | 0 | 0 | 0 | 0 | 0 | 0 | 0 | 0 | 0 |  | 48.37%
Schools K-12 | New | LED Exterior Lighting | 0 | 0 |  | 763.42 | 13 |  | 287 | 287 | fixture | 0 | 16.9823 | FAIL | 138.8268 | Schools K-12_New_LED Exterior Lighting_RIM | 0 | 0 | 0 | 0 | 0 | 0 | 0 | 0 | 0 | 0 | 0 | 0 | 0 | 0 | 0 | 0 | 0 | 0 | 0 | 0 | Schools K-12_New_LED Exterior Lighting_TRC | 0.018703 | 0.019687 | 0.018942 | 0.014552 | 0.0087545 | 0.0039399 | 0.0015952 | 0.00062193 | 0.00022413 | 7.9804e-05 | 14.2784 | 15.0298 | 14.4605 | 11.1094 | 6.6833 | 3.0078 | 1.2178 | 0.47479 | 0.1711 | 0.060924 |  | 48.37%
Warehouse | New | LED Exterior Lighting | 0 | 0 |  | 763.42 | 13 |  | 287 | 287 | fixture | 0 | 16.9823 | FAIL | 138.8268 | Warehouse_New_LED Exterior Lighting_RIM | 0 | 0 | 0 | 0 | 0 | 0 | 0 | 0 | 0 | 0 | 0 | 0 | 0 | 0 | 0 | 0 | 0 | 0 | 0 | 0 | Warehouse_New_LED Exterior Lighting_TRC | 0.0067348 | 0.0075741 | 0.0077752 | 0.0063368 | 0.0040246 | 0.0017284 | 0.00065229 | 0.00022917 | 7.905e-05 | 2.6834e-05 | 5.1415 | 5.7822 | 5.9358 | 4.8376 | 3.0724 | 1.3195 | 0.49797 | 0.17496 | 0.060349 | 0.020486 |  | 48.37%
Assembly | Turnover | LED Parking Lighting | 0 | 0 |  | 3375.12 | 18 |  | 161.85 | 161.85 | fixture | 0 | 75.0794 | FAIL | FAIL | Assembly_Turnover_LED Parking Lighting_RIM | 0 | 0 | 0 | 0 | 0 | 0 | 0 | 0 | 0 | 0 | 0 | 0 | 0 | 0 | 0 | 0 | 0 | 0 | 0 | 0 | Assembly_Turnover_LED Parking Lighting_TRC | 0 | 0 | 0 | 0 | 0 | 0 | 0 | 0 | 0 | 0 | 0 | 0 | 0 | 0 | 0 | 0 | 0 | 0 | 0 | 0
College and University | Turnover | LED Parking Lighting | 0 | 0 |  | 3375.12 | 18 |  | 161.85 | 161.85 | fixture | 0 | 75.0794 | FAIL | FAIL | College and University_Turnover_LED Parking Lighting_RIM | 0 | 0 | 0 | 0 | 0 | 0 | 0 | 0 | 0 | 0 | 0 | 0 | 0 | 0 | 0 | 0 | 0 | 0 | 0 | 0 | College and University_Turnover_LED Parking Lighting_TRC | 0 | 0 | 0 | 0 | 0 | 0 | 0 | 0 | 0 | 0 | 0 | 0 | 0 | 0 | 0 | 0 | 0 | 0 | 0 | 0
Grocery | Turnover | LED Parking Lighting | 0 | 0 |  | 3375.12 | 18 |  | 161.85 | 161.85 | fixture | 0 | 75.0794 | FAIL | FAIL | Grocery_Turnover_LED Parking Lighting_RIM | 0 | 0 | 0 | 0 | 0 | 0 | 0 | 0 | 0 | 0 | 0 | 0 | 0 | 0 | 0 | 0 | 0 | 0 | 0 | 0 | Grocery_Turnover_LED Parking Lighting_TRC | 0 | 0 | 0 | 0 | 0 | 0 | 0 | 0 | 0 | 0 | 0 | 0 | 0 | 0 | 0 | 0 | 0 | 0 | 0 | 0
Healthcare | Turnover | LED Parking Lighting | 0 | 0 |  | 3375.12 | 18 |  | 161.85 | 161.85 | fixture | 0 | 75.0794 | FAIL | FAIL | Healthcare_Turnover_LED Parking Lighting_RIM | 0 | 0 | 0 | 0 | 0 | 0 | 0 | 0 | 0 | 0 | 0 | 0 | 0 | 0 | 0 | 0 | 0 | 0 | 0 | 0 | Healthcare_Turnover_LED Parking Lighting_TRC | 0 | 0 | 0 | 0 | 0 | 0 | 0 | 0 | 0 | 0 | 0 | 0 | 0 | 0 | 0 | 0 | 0 | 0 | 0 | 0
Hospitals | Turnover | LED Parking Lighting | 0 | 0 |  | 3375.12 | 18 |  | 161.85 | 161.85 | fixture | 0 | 75.0794 | FAIL | FAIL | Hospitals_Turnover_LED Parking Lighting_RIM | 0 | 0 | 0 | 0 | 0 | 0 | 0 | 0 | 0 | 0 | 0 | 0 | 0 | 0 | 0 | 0 | 0 | 0 | 0 | 0 | Hospitals_Turnover_LED Parking Lighting_TRC | 0 | 0 | 0 | 0 | 0 | 0 | 0 | 0 | 0 | 0 | 0 | 0 | 0 | 0 | 0 | 0 | 0 | 0 | 0 | 0
Institutional | Turnover | LED Parking Lighting | 0 | 0 |  | 3375.12 | 18 |  | 161.85 | 161.85 | fixture | 0 | 75.0794 | FAIL | FAIL | Institutional_Turnover_LED Parking Lighting_RIM | 0 | 0 | 0 | 0 | 0 | 0 | 0 | 0 | 0 | 0 | 0 | 0 | 0 | 0 | 0 | 0 | 0 | 0 | 0 | 0 | Institutional_Turnover_LED Parking Lighting_TRC | 0 | 0 | 0 | 0 | 0 | 0 | 0 | 0 | 0 | 0 | 0 | 0 | 0 | 0 | 0 | 0 | 0 | 0 | 0 | 0
Lodging/Hospitality | Turnover | LED Parking Lighting | 0 | 0 |  | 3375.12 | 18 |  | 161.85 | 161.85 | fixture | 0 | 75.0794 | FAIL | FAIL | Lodging/Hospitality_Turnover_LED Parking Lighting_RIM | 0 | 0 | 0 | 0 | 0 | 0 | 0 | 0 | 0 | 0 | 0 | 0 | 0 | 0 | 0 | 0 | 0 | 0 | 0 | 0 | Lodging/Hospitality_Turnover_LED Parking Lighting_TRC | 0 | 0 | 0 | 0 | 0 | 0 | 0 | 0 | 0 | 0 | 0 | 0 | 0 | 0 | 0 | 0 | 0 | 0 | 0 | 0
Miscellaneous | Turnover | LED Parking Lighting | 0 | 0 |  | 3375.12 | 18 |  | 161.85 | 161.85 | fixture | 0 | 75.0794 | FAIL | FAIL | Miscellaneous_Turnover_LED Parking Lighting_RIM | 0 | 0 | 0 | 0 | 0 | 0 | 0 | 0 | 0 | 0 | 0 | 0 | 0 | 0 | 0 | 0 | 0 | 0 | 0 | 0 | Miscellaneous_Turnover_LED Parking Lighting_TRC | 0 | 0 | 0 | 0 | 0 | 0 | 0 | 0 | 0 | 0 | 0 | 0 | 0 | 0 | 0 | 0 | 0 | 0 | 0 | 0
Offices | Turnover | LED Parking Lighting | 0 | 0 |  | 3375.12 | 18 |  | 161.85 | 161.85 | fixture | 0 | 75.0794 | FAIL | FAIL | Offices_Turnover_LED Parking Lighting_RIM | 0 | 0 | 0 | 0 | 0 | 0 | 0 | 0 | 0 | 0 | 0 | 0 | 0 | 0 | 0 | 0 | 0 | 0 | 0 | 0 | Offices_Turnover_LED Parking Lighting_TRC | 0 | 0 | 0 | 0 | 0 | 0 | 0 | 0 | 0 | 0 | 0 | 0 | 0 | 0 | 0 | 0 | 0 | 0 | 0 | 0
Restaurants | Turnover | LED Parking Lighting | 0 | 0 |  | 3375.12 | 18 |  | 161.85 | 161.85 | fixture | 0 | 75.0794 | FAIL | FAIL | Restaurants_Turnover_LED Parking Lighting_RIM | 0 | 0 | 0 | 0 | 0 | 0 | 0 | 0 | 0 | 0 | 0 | 0 | 0 | 0 | 0 | 0 | 0 | 0 | 0 | 0 | Restaurants_Turnover_LED Parking Lighting_TRC | 0 | 0 | 0 | 0 | 0 | 0 | 0 | 0 | 0 | 0 | 0 | 0 | 0 | 0 | 0 | 0 | 0 | 0 | 0 | 0
Retail | Turnover | LED Parking Lighting | 0 | 0 |  | 3375.12 | 18 |  | 161.85 | 161.85 | fixture | 0 | 75.0794 | FAIL | FAIL | Retail_Turnover_LED Parking Lighting_RIM | 0 | 0 | 0 | 0 | 0 | 0 | 0 | 0 | 0 | 0 | 0 | 0 | 0 | 0 | 0 | 0 | 0 | 0 | 0 | 0 | Retail_Turnover_LED Parking Lighting_TRC | 0 | 0 | 0 | 0 | 0 | 0 | 0 | 0 | 0 | 0 | 0 | 0 | 0 | 0 | 0 | 0 | 0 | 0 | 0 | 0
Schools K-12 | Turnover | LED Parking Lighting | 0 | 0 |  | 3375.12 | 18 |  | 161.85 | 161.85 | fixture | 0 | 75.0794 | FAIL | FAIL | Schools K-12_Turnover_LED Parking Lighting_RIM | 0 | 0 | 0 | 0 | 0 | 0 | 0 | 0 | 0 | 0 | 0 | 0 | 0 | 0 | 0 | 0 | 0 | 0 | 0 | 0 | Schools K-12_Turnover_LED Parking Lighting_TRC | 0 | 0 | 0 | 0 | 0 | 0 | 0 | 0 | 0 | 0 | 0 | 0 | 0 | 0 | 0 | 0 | 0 | 0 | 0 | 0
Warehouse | Turnover | LED Parking Lighting | 0 | 0 |  | 3375.12 | 18 |  | 161.85 | 161.85 | fixture | 0 | 75.0794 | FAIL | FAIL | Warehouse_Turnover_LED Parking Lighting_RIM | 0 | 0 | 0 | 0 | 0 | 0 | 0 | 0 | 0 | 0 | 0 | 0 | 0 | 0 | 0 | 0 | 0 | 0 | 0 | 0 | Warehouse_Turnover_LED Parking Lighting_TRC | 0 | 0 | 0 | 0 | 0 | 0 | 0 | 0 | 0 | 0 | 0 | 0 | 0 | 0 | 0 | 0 | 0 | 0 | 0 | 0
Assembly | New | LED Parking Lighting | 0 | 0 |  | 3375.12 | 18 |  | 161.85 | 161.85 | fixture | 0 | 75.0794 | FAIL | FAIL | Assembly_New_LED Parking Lighting_RIM | 0 | 0 | 0 | 0 | 0 | 0 | 0 | 0 | 0 | 0 | 0 | 0 | 0 | 0 | 0 | 0 | 0 | 0 | 0 | 0 | Assembly_New_LED Parking Lighting_TRC | 0 | 0 | 0 | 0 | 0 | 0 | 0 | 0 | 0 | 0 | 0 | 0 | 0 | 0 | 0 | 0 | 0 | 0 | 0 | 0
College and University | New | LED Parking Lighting | 0 | 0 |  | 3375.12 | 18 |  | 161.85 | 161.85 | fixture | 0 | 75.0794 | FAIL | FAIL | College and University_New_LED Parking Lighting_RIM | 0 | 0 | 0 | 0 | 0 | 0 | 0 | 0 | 0 | 0 | 0 | 0 | 0 | 0 | 0 | 0 | 0 | 0 | 0 | 0 | College and University_New_LED Parking Lighting_TRC | 0 | 0 | 0 | 0 | 0 | 0 | 0 | 0 | 0 | 0 | 0 | 0 | 0 | 0 | 0 | 0 | 0 | 0 | 0 | 0
Grocery | New | LED Parking Lighting | 0 | 0 |  | 3375.12 | 18 |  | 161.85 | 161.85 | fixture | 0 | 75.0794 | FAIL | FAIL | Grocery_New_LED Parking Lighting_RIM | 0 | 0 | 0 | 0 | 0 | 0 | 0 | 0 | 0 | 0 | 0 | 0 | 0 | 0 | 0 | 0 | 0 | 0 | 0 | 0 | Grocery_New_LED Parking Lighting_TRC | 0 | 0 | 0 | 0 | 0 | 0 | 0 | 0 | 0 | 0 | 0 | 0 | 0 | 0 | 0 | 0 | 0 | 0 | 0 | 0
Healthcare | New | LED Parking Lighting | 0 | 0 |  | 3375.12 | 18 |  | 161.85 | 161.85 | fixture | 0 | 75.0794 | FAIL | FAIL | Healthcare_New_LED Parking Lighting_RIM | 0 | 0 | 0 | 0 | 0 | 0 | 0 | 0 | 0 | 0 | 0 | 0 | 0 | 0 | 0 | 0 | 0 | 0 | 0 | 0 | Healthcare_New_LED Parking Lighting_TRC | 0 | 0 | 0 | 0 | 0 | 0 | 0 | 0 | 0 | 0 | 0 | 0 | 0 | 0 | 0 | 0 | 0 | 0 | 0 | 0
Hospitals | New | LED Parking Lighting | 0 | 0 |  | 3375.12 | 18 |  | 161.85 | 161.85 | fixture | 0 | 75.0794 | FAIL | FAIL | Hospitals_New_LED Parking Lighting_RIM | 0 | 0 | 0 | 0 | 0 | 0 | 0 | 0 | 0 | 0 | 0 | 0 | 0 | 0 | 0 | 0 | 0 | 0 | 0 | 0 | Hospitals_New_LED Parking Lighting_TRC | 0 | 0 | 0 | 0 | 0 | 0 | 0 | 0 | 0 | 0 | 0 | 0 | 0 | 0 | 0 | 0 | 0 | 0 | 0 | 0
Institutional | New | LED Parking Lighting | 0 | 0 |  | 3375.12 | 18 |  | 161.85 | 161.85 | fixture | 0 | 75.0794 | FAIL | FAIL | Institutional_New_LED Parking Lighting_RIM | 0 | 0 | 0 | 0 | 0 | 0 | 0 | 0 | 0 | 0 | 0 | 0 | 0 | 0 | 0 | 0 | 0 | 0 | 0 | 0 | Institutional_New_LED Parking Lighting_TRC | 0 | 0 | 0 | 0 | 0 | 0 | 0 | 0 | 0 | 0 | 0 | 0 | 0 | 0 | 0 | 0 | 0 | 0 | 0 | 0
Lodging/Hospitality | New | LED Parking Lighting | 0 | 0 |  | 3375.12 | 18 |  | 161.85 | 161.85 | fixture | 0 | 75.0794 | FAIL | FAIL | Lodging/Hospitality_New_LED Parking Lighting_RIM | 0 | 0 | 0 | 0 | 0 | 0 | 0 | 0 | 0 | 0 | 0 | 0 | 0 | 0 | 0 | 0 | 0 | 0 | 0 | 0 | Lodging/Hospitality_New_LED Parking Lighting_TRC | 0 | 0 | 0 | 0 | 0 | 0 | 0 | 0 | 0 | 0 | 0 | 0 | 0 | 0 | 0 | 0 | 0 | 0 | 0 | 0
Miscellaneous | New | LED Parking Lighting | 0 | 0 |  | 3375.12 | 18 |  | 161.85 | 161.85 | fixture | 0 | 75.0794 | FAIL | FAIL | Miscellaneous_New_LED Parking Lighting_RIM | 0 | 0 | 0 | 0 | 0 | 0 | 0 | 0 | 0 | 0 | 0 | 0 | 0 | 0 | 0 | 0 | 0 | 0 | 0 | 0 | Miscellaneous_New_LED Parking Lighting_TRC | 0 | 0 | 0 | 0 | 0 | 0 | 0 | 0 | 0 | 0 | 0 | 0 | 0 | 0 | 0 | 0 | 0 | 0 | 0 | 0
Offices | New | LED Parking Lighting | 0 | 0 |  | 3375.12 | 18 |  | 161.85 | 161.85 | fixture | 0 | 75.0794 | FAIL | FAIL | Offices_New_LED Parking Lighting_RIM | 0 | 0 | 0 | 0 | 0 | 0 | 0 | 0 | 0 | 0 | 0 | 0 | 0 | 0 | 0 | 0 | 0 | 0 | 0 | 0 | Offices_New_LED Parking Lighting_TRC | 0 | 0 | 0 | 0 | 0 | 0 | 0 | 0 | 0 | 0 | 0 | 0 | 0 | 0 | 0 | 0 | 0 | 0 | 0 | 0
Restaurants | New | LED Parking Lighting | 0 | 0 |  | 3375.12 | 18 |  | 161.85 | 161.85 | fixture | 0 | 75.0794 | FAIL | FAIL | Restaurants_New_LED Parking Lighting_RIM | 0 | 0 | 0 | 0 | 0 | 0 | 0 | 0 | 0 | 0 | 0 | 0 | 0 | 0 | 0 | 0 | 0 | 0 | 0 | 0 | Restaurants_New_LED Parking Lighting_TRC | 0 | 0 | 0 | 0 | 0 | 0 | 0 | 0 | 0 | 0 | 0 | 0 | 0 | 0 | 0 | 0 | 0 | 0 | 0 | 0
Retail | New | LED Parking Lighting | 0 | 0 |  | 3375.12 | 18 |  | 161.85 | 161.85 | fixture | 0 | 75.0794 | FAIL | FAIL | Retail_New_LED Parking Lighting_RIM | 0 | 0 | 0 | 0 | 0 | 0 | 0 | 0 | 0 | 0 | 0 | 0 | 0 | 0 | 0 | 0 | 0 | 0 | 0 | 0 | Retail_New_LED Parking Lighting_TRC | 0 | 0 | 0 | 0 | 0 | 0 | 0 | 0 | 0 | 0 | 0 | 0 | 0 | 0 | 0 | 0 | 0 | 0 | 0 | 0
Schools K-12 | New | LED Parking Lighting | 0 | 0 |  | 3375.12 | 18 |  | 161.85 | 161.85 | fixture | 0 | 75.0794 | FAIL | FAIL | Schools K-12_New_LED Parking Lighting_RIM | 0 | 0 | 0 | 0 | 0 | 0 | 0 | 0 | 0 | 0 | 0 | 0 | 0 | 0 | 0 | 0 | 0 | 0 | 0 | 0 | Schools K-12_New_LED Parking Lighting_TRC | 0 | 0 | 0 | 0 | 0 | 0 | 0 | 0 | 0 | 0 | 0 | 0 | 0 | 0 | 0 | 0 | 0 | 0 | 0 | 0
Warehouse | New | LED Parking Lighting | 0 | 0 |  | 3375.12 | 18 |  | 161.85 | 161.85 | fixture | 0 | 75.0794 | FAIL | FAIL | Warehouse_New_LED Parking Lighting_RIM | 0 | 0 | 0 | 0 | 0 | 0 | 0 | 0 | 0 | 0 | 0 | 0 | 0 | 0 | 0 | 0 | 0 | 0 | 0 | 0 | Warehouse_New_LED Parking Lighting_TRC | 0 | 0 | 0 | 0 | 0 | 0 | 0 | 0 | 0 | 0 | 0 | 0 | 0 | 0 | 0 | 0 | 0 | 0 | 0 | 0
Assembly | Turnover | LED Street Lights | 0 | 0 |  | 1691.1226 | 18 |  | 238.57 | 238.57 | fixture | 0 | 37.619 | FAIL | FAIL | Assembly_Turnover_LED Street Lights_RIM | 0 | 0 | 0 | 0 | 0 | 0 | 0 | 0 | 0 | 0 | 0 | 0 | 0 | 0 | 0 | 0 | 0 | 0 | 0 | 0 | Assembly_Turnover_LED Street Lights_TRC | 0 | 0 | 0 | 0 | 0 | 0 | 0 | 0 | 0 | 0 | 0 | 0 | 0 | 0 | 0 | 0 | 0 | 0 | 0 | 0
College and University | Turnover | LED Street Lights | 0 | 0 |  | 1691.1226 | 18 |  | 238.57 | 238.57 | fixture | 0 | 37.619 | FAIL | FAIL | College and University_Turnover_LED Street Lights_RIM | 0 | 0 | 0 | 0 | 0 | 0 | 0 | 0 | 0 | 0 | 0 | 0 | 0 | 0 | 0 | 0 | 0 | 0 | 0 | 0 | College and University_Turnover_LED Street Lights_TRC | 0 | 0 | 0 | 0 | 0 | 0 | 0 | 0 | 0 | 0 | 0 | 0 | 0 | 0 | 0 | 0 | 0 | 0 | 0 | 0
Grocery | Turnover | LED Street Lights | 0 | 0 |  | 1691.1226 | 18 |  | 238.57 | 238.57 | fixture | 0 | 37.619 | FAIL | FAIL | Grocery_Turnover_LED Street Lights_RIM | 0 | 0 | 0 | 0 | 0 | 0 | 0 | 0 | 0 | 0 | 0 | 0 | 0 | 0 | 0 | 0 | 0 | 0 | 0 | 0 | Grocery_Turnover_LED Street Lights_TRC | 0 | 0 | 0 | 0 | 0 | 0 | 0 | 0 | 0 | 0 | 0 | 0 | 0 | 0 | 0 | 0 | 0 | 0 | 0 | 0
Healthcare | Turnover | LED Street Lights | 0 | 0 |  | 1691.1226 | 18 |  | 238.57 | 238.57 | fixture | 0 | 37.619 | FAIL | FAIL | Healthcare_Turnover_LED Street Lights_RIM | 0 | 0 | 0 | 0 | 0 | 0 | 0 | 0 | 0 | 0 | 0 | 0 | 0 | 0 | 0 | 0 | 0 | 0 | 0 | 0 | Healthcare_Turnover_LED Street Lights_TRC | 0 | 0 | 0 | 0 | 0 | 0 | 0 | 0 | 0 | 0 | 0 | 0 | 0 | 0 | 0 | 0 | 0 | 0 | 0 | 0
Hospitals | Turnover | LED Street Lights | 0 | 0 |  | 1691.1226 | 18 |  | 238.57 | 238.57 | fixture | 0 | 37.619 | FAIL | FAIL | Hospitals_Turnover_LED Street Lights_RIM | 0 | 0 | 0 | 0 | 0 | 0 | 0 | 0 | 0 | 0 | 0 | 0 | 0 | 0 | 0 | 0 | 0 | 0 | 0 | 0 | Hospitals_Turnover_LED Street Lights_TRC | 0 | 0 | 0 | 0 | 0 | 0 | 0 | 0 | 0 | 0 | 0 | 0 | 0 | 0 | 0 | 0 | 0 | 0 | 0 | 0
Institutional | Turnover | LED Street Lights | 0 | 0 |  | 1691.1226 | 18 |  | 238.57 | 238.57 | fixture | 0 | 37.619 | FAIL | FAIL | Institutional_Turnover_LED Street Lights_RIM | 0 | 0 | 0 | 0 | 0 | 0 | 0 | 0 | 0 | 0 | 0 | 0 | 0 | 0 | 0 | 0 | 0 | 0 | 0 | 0 | Institutional_Turnover_LED Street Lights_TRC | 0 | 0 | 0 | 0 | 0 | 0 | 0 | 0 | 0 | 0 | 0 | 0 | 0 | 0 | 0 | 0 | 0 | 0 | 0 | 0
Lodging/Hospitality | Turnover | LED Street Lights | 0 | 0 |  | 1691.1226 | 18 |  | 238.57 | 238.57 | fixture | 0 | 37.619 | FAIL | FAIL | Lodging/Hospitality_Turnover_LED Street Lights_RIM | 0 | 0 | 0 | 0 | 0 | 0 | 0 | 0 | 0 | 0 | 0 | 0 | 0 | 0 | 0 | 0 | 0 | 0 | 0 | 0 | Lodging/Hospitality_Turnover_LED Street Lights_TRC | 0 | 0 | 0 | 0 | 0 | 0 | 0 | 0 | 0 | 0 | 0 | 0 | 0 | 0 | 0 | 0 | 0 | 0 | 0 | 0
Miscellaneous | Turnover | LED Street Lights | 0 | 0 |  | 1691.1226 | 18 |  | 238.57 | 238.57 | fixture | 0 | 37.619 | FAIL | FAIL | Miscellaneous_Turnover_LED Street Lights_RIM | 0 | 0 | 0 | 0 | 0 | 0 | 0 | 0 | 0 | 0 | 0 | 0 | 0 | 0 | 0 | 0 | 0 | 0 | 0 | 0 | Miscellaneous_Turnover_LED Street Lights_TRC | 0 | 0 | 0 | 0 | 0 | 0 | 0 | 0 | 0 | 0 | 0 | 0 | 0 | 0 | 0 | 0 | 0 | 0 | 0 | 0
Offices | Turnover | LED Street Lights | 0 | 0 |  | 1691.1226 | 18 |  | 238.57 | 238.57 | fixture | 0 | 37.619 | FAIL | FAIL | Offices_Turnover_LED Street Lights_RIM | 0 | 0 | 0 | 0 | 0 | 0 | 0 | 0 | 0 | 0 | 0 | 0 | 0 | 0 | 0 | 0 | 0 | 0 | 0 | 0 | Offices_Turnover_LED Street Lights_TRC | 0 | 0 | 0 | 0 | 0 | 0 | 0 | 0 | 0 | 0 | 0 | 0 | 0 | 0 | 0 | 0 | 0 | 0 | 0 | 0
Restaurants | Turnover | LED Street Lights | 0 | 0 |  | 1691.1226 | 18 |  | 238.57 | 238.57 | fixture | 0 | 37.619 | FAIL | FAIL | Restaurants_Turnover_LED Street Lights_RIM | 0 | 0 | 0 | 0 | 0 | 0 | 0 | 0 | 0 | 0 | 0 | 0 | 0 | 0 | 0 | 0 | 0 | 0 | 0 | 0 | Restaurants_Turnover_LED Street Lights_TRC | 0 | 0 | 0 | 0 | 0 | 0 | 0 | 0 | 0 | 0 | 0 | 0 | 0 | 0 | 0 | 0 | 0 | 0 | 0 | 0
Retail | Turnover | LED Street Lights | 0 | 0 |  | 1691.1226 | 18 |  | 238.57 | 238.57 | fixture | 0 | 37.619 | FAIL | FAIL | Retail_Turnover_LED Street Lights_RIM | 0 | 0 | 0 | 0 | 0 | 0 | 0 | 0 | 0 | 0 | 0 | 0 | 0 | 0 | 0 | 0 | 0 | 0 | 0 | 0 | Retail_Turnover_LED Street Lights_TRC | 0 | 0 | 0 | 0 | 0 | 0 | 0 | 0 | 0 | 0 | 0 | 0 | 0 | 0 | 0 | 0 | 0 | 0 | 0 | 0
Schools K-12 | Turnover | LED Street Lights | 0 | 0 |  | 1691.1226 | 18 |  | 238.57 | 238.57 | fixture | 0 | 37.619 | FAIL | FAIL | Schools K-12_Turnover_LED Street Lights_RIM | 0 | 0 | 0 | 0 | 0 | 0 | 0 | 0 | 0 | 0 | 0 | 0 | 0 | 0 | 0 | 0 | 0 | 0 | 0 | 0 | Schools K-12_Turnover_LED Street Lights_TRC | 0 | 0 | 0 | 0 | 0 | 0 | 0 | 0 | 0 | 0 | 0 | 0 | 0 | 0 | 0 | 0 | 0 | 0 | 0 | 0
Warehouse | Turnover | LED Street Lights | 0 | 0 |  | 1691.1226 | 18 |  | 238.57 | 238.57 | fixture | 0 | 37.619 | FAIL | FAIL | Warehouse_Turnover_LED Street Lights_RIM | 0 | 0 | 0 | 0 | 0 | 0 | 0 | 0 | 0 | 0 | 0 | 0 | 0 | 0 | 0 | 0 | 0 | 0 | 0 | 0 | Warehouse_Turnover_LED Street Lights_TRC | 0 | 0 | 0 | 0 | 0 | 0 | 0 | 0 | 0 | 0 | 0 | 0 | 0 | 0 | 0 | 0 | 0 | 0 | 0 | 0
Assembly | New | LED Street Lights | 0 | 0 |  | 1691.1226 | 18 |  | 238.57 | 238.57 | fixture | 0 | 37.619 | FAIL | FAIL | Assembly_New_LED Street Lights_RIM | 0 | 0 | 0 | 0 | 0 | 0 | 0 | 0 | 0 | 0 | 0 | 0 | 0 | 0 | 0 | 0 | 0 | 0 | 0 | 0 | Assembly_New_LED Street Lights_TRC | 0 | 0 | 0 | 0 | 0 | 0 | 0 | 0 | 0 | 0 | 0 | 0 | 0 | 0 | 0 | 0 | 0 | 0 | 0 | 0
College and University | New | LED Street Lights | 0 | 0 |  | 1691.1226 | 18 |  | 238.57 | 238.57 | fixture | 0 | 37.619 | FAIL | FAIL | College and University_New_LED Street Lights_RIM | 0 | 0 | 0 | 0 | 0 | 0 | 0 | 0 | 0 | 0 | 0 | 0 | 0 | 0 | 0 | 0 | 0 | 0 | 0 | 0 | College and University_New_LED Street Lights_TRC | 0 | 0 | 0 | 0 | 0 | 0 | 0 | 0 | 0 | 0 | 0 | 0 | 0 | 0 | 0 | 0 | 0 | 0 | 0 | 0
Grocery | New | LED Street Lights | 0 | 0 |  | 1691.1226 | 18 |  | 238.57 | 238.57 | fixture | 0 | 37.619 | FAIL | FAIL | Grocery_New_LED Street Lights_RIM | 0 | 0 | 0 | 0 | 0 | 0 | 0 | 0 | 0 | 0 | 0 | 0 | 0 | 0 | 0 | 0 | 0 | 0 | 0 | 0 | Grocery_New_LED Street Lights_TRC | 0 | 0 | 0 | 0 | 0 | 0 | 0 | 0 | 0 | 0 | 0 | 0 | 0 | 0 | 0 | 0 | 0 | 0 | 0 | 0
Healthcare | New | LED Street Lights | 0 | 0 |  | 1691.1226 | 18 |  | 238.57 | 238.57 | fixture | 0 | 37.619 | FAIL | FAIL | Healthcare_New_LED Street Lights_RIM | 0 | 0 | 0 | 0 | 0 | 0 | 0 | 0 | 0 | 0 | 0 | 0 | 0 | 0 | 0 | 0 | 0 | 0 | 0 | 0 | Healthcare_New_LED Street Lights_TRC | 0 | 0 | 0 | 0 | 0 | 0 | 0 | 0 | 0 | 0 | 0 | 0 | 0 | 0 | 0 | 0 | 0 | 0 | 0 | 0
Hospitals | New | LED Street Lights | 0 | 0 |  | 1691.1226 | 18 |  | 238.57 | 238.57 | fixture | 0 | 37.619 | FAIL | FAIL | Hospitals_New_LED Street Lights_RIM | 0 | 0 | 0 | 0 | 0 | 0 | 0 | 0 | 0 | 0 | 0 | 0 | 0 | 0 | 0 | 0 | 0 | 0 | 0 | 0 | Hospitals_New_LED Street Lights_TRC | 0 | 0 | 0 | 0 | 0 | 0 | 0 | 0 | 0 | 0 | 0 | 0 | 0 | 0 | 0 | 0 | 0 | 0 | 0 | 0
Institutional | New | LED Street Lights | 0 | 0 |  | 1691.1226 | 18 |  | 238.57 | 238.57 | fixture | 0 | 37.619 | FAIL | FAIL | Institutional_New_LED Street Lights_RIM | 0 | 0 | 0 | 0 | 0 | 0 | 0 | 0 | 0 | 0 | 0 | 0 | 0 | 0 | 0 | 0 | 0 | 0 | 0 | 0 | Institutional_New_LED Street Lights_TRC | 0 | 0 | 0 | 0 | 0 | 0 | 0 | 0 | 0 | 0 | 0 | 0 | 0 | 0 | 0 | 0 | 0 | 0 | 0 | 0
Lodging/Hospitality | New | LED Street Lights | 0 | 0 |  | 1691.1226 | 18 |  | 238.57 | 238.57 | fixture | 0 | 37.619 | FAIL | FAIL | Lodging/Hospitality_New_LED Street Lights_RIM | 0 | 0 | 0 | 0 | 0 | 0 | 0 | 0 | 0 | 0 | 0 | 0 | 0 | 0 | 0 | 0 | 0 | 0 | 0 | 0 | Lodging/Hospitality_New_LED Street Lights_TRC | 0 | 0 | 0 | 0 | 0 | 0 | 0 | 0 | 0 | 0 | 0 | 0 | 0 | 0 | 0 | 0 | 0 | 0 | 0 | 0
Miscellaneous | New | LED Street Lights | 0 | 0 |  | 1691.1226 | 18 |  | 238.57 | 238.57 | fixture | 0 | 37.619 | FAIL | FAIL | Miscellaneous_New_LED Street Lights_RIM | 0 | 0 | 0 | 0 | 0 | 0 | 0 | 0 | 0 | 0 | 0 | 0 | 0 | 0 | 0 | 0 | 0 | 0 | 0 | 0 | Miscellaneous_New_LED Street Lights_TRC | 0 | 0 | 0 | 0 | 0 | 0 | 0 | 0 | 0 | 0 | 0 | 0 | 0 | 0 | 0 | 0 | 0 | 0 | 0 | 0
Offices | New | LED Street Lights | 0 | 0 |  | 1691.1226 | 18 |  | 238.57 | 238.57 | fixture | 0 | 37.619 | FAIL | FAIL | Offices_New_LED Street Lights_RIM | 0 | 0 | 0 | 0 | 0 | 0 | 0 | 0 | 0 | 0 | 0 | 0 | 0 | 0 | 0 | 0 | 0 | 0 | 0 | 0 | Offices_New_LED Street Lights_TRC | 0 | 0 | 0 | 0 | 0 | 0 | 0 | 0 | 0 | 0 | 0 | 0 | 0 | 0 | 0 | 0 | 0 | 0 | 0 | 0
Restaurants | New | LED Street Lights | 0 | 0 |  | 1691.1226 | 18 |  | 238.57 | 238.57 | fixture | 0 | 37.619 | FAIL | FAIL | Restaurants_New_LED Street Lights_RIM | 0 | 0 | 0 | 0 | 0 | 0 | 0 | 0 | 0 | 0 | 0 | 0 | 0 | 0 | 0 | 0 | 0 | 0 | 0 | 0 | Restaurants_New_LED Street Lights_TRC | 0 | 0 | 0 | 0 | 0 | 0 | 0 | 0 | 0 | 0 | 0 | 0 | 0 | 0 | 0 | 0 | 0 | 0 | 0 | 0
Retail | New | LED Street Lights | 0 | 0 |  | 1691.1226 | 18 |  | 238.57 | 238.57 | fixture | 0 | 37.619 | FAIL | FAIL | Retail_New_LED Street Lights_RIM | 0 | 0 | 0 | 0 | 0 | 0 | 0 | 0 | 0 | 0 | 0 | 0 | 0 | 0 | 0 | 0 | 0 | 0 | 0 | 0 | Retail_New_LED Street Lights_TRC | 0 | 0 | 0 | 0 | 0 | 0 | 0 | 0 | 0 | 0 | 0 | 0 | 0 | 0 | 0 | 0 | 0 | 0 | 0 | 0
Schools K-12 | New | LED Street Lights | 0 | 0 |  | 1691.1226 | 18 |  | 238.57 | 238.57 | fixture | 0 | 37.619 | FAIL | FAIL | Schools K-12_New_LED Street Lights_RIM | 0 | 0 | 0 | 0 | 0 | 0 | 0 | 0 | 0 | 0 | 0 | 0 | 0 | 0 | 0 | 0 | 0 | 0 | 0 | 0 | Schools K-12_New_LED Street Lights_TRC | 0 | 0 | 0 | 0 | 0 | 0 | 0 | 0 | 0 | 0 | 0 | 0 | 0 | 0 | 0 | 0 | 0 | 0 | 0 | 0
Warehouse | New | LED Street Lights | 0 | 0 |  | 1691.1226 | 18 |  | 238.57 | 238.57 | fixture | 0 | 37.619 | FAIL | FAIL | Warehouse_New_LED Street Lights_RIM | 0 | 0 | 0 | 0 | 0 | 0 | 0 | 0 | 0 | 0 | 0 | 0 | 0 | 0 | 0 | 0 | 0 | 0 | 0 | 0 | Warehouse_New_LED Street Lights_TRC | 0 | 0 | 0 | 0 | 0 | 0 | 0 | 0 | 0 | 0 | 0 | 0 | 0 | 0 | 0 | 0 | 0 | 0 | 0 | 0
Assembly | Turnover | LED Traffic and Crosswalk Lighting | 0 | 0 |  | 37.96 | 10 |  | 71 | 71 | fixture | 0 | 0.84442 | FAIL | FAIL | Assembly_Turnover_LED Traffic and Crosswalk Lighting_RIM | 0 | 0 | 0 | 0 | 0 | 0 | 0 | 0 | 0 | 0 | 0 | 0 | 0 | 0 | 0 | 0 | 0 | 0 | 0 | 0 | Assembly_Turnover_LED Traffic and Crosswalk Lighting_TRC | 0 | 0 | 0 | 0 | 0 | 0 | 0 | 0 | 0 | 0 | 0 | 0 | 0 | 0 | 0 | 0 | 0 | 0 | 0 | 0
College and University | Turnover | LED Traffic and Crosswalk Lighting | 0 | 0 |  | 37.96 | 10 |  | 71 | 71 | fixture | 0 | 0.84442 | FAIL | FAIL | College and University_Turnover_LED Traffic and Crosswalk Lighting_RIM | 0 | 0 | 0 | 0 | 0 | 0 | 0 | 0 | 0 | 0 | 0 | 0 | 0 | 0 | 0 | 0 | 0 | 0 | 0 | 0 | College and University_Turnover_LED Traffic and Crosswalk Lighting_TRC | 0 | 0 | 0 | 0 | 0 | 0 | 0 | 0 | 0 | 0 | 0 | 0 | 0 | 0 | 0 | 0 | 0 | 0 | 0 | 0
Grocery | Turnover | LED Traffic and Crosswalk Lighting | 0 | 0 |  | 37.96 | 10 |  | 71 | 71 | fixture | 0 | 0.84442 | FAIL | FAIL | Grocery_Turnover_LED Traffic and Crosswalk Lighting_RIM | 0 | 0 | 0 | 0 | 0 | 0 | 0 | 0 | 0 | 0 | 0 | 0 | 0 | 0 | 0 | 0 | 0 | 0 | 0 | 0 | Grocery_Turnover_LED Traffic and Crosswalk Lighting_TRC | 0 | 0 | 0 | 0 | 0 | 0 | 0 | 0 | 0 | 0 | 0 | 0 | 0 | 0 | 0 | 0 | 0 | 0 | 0 | 0
Healthcare | Turnover | LED Traffic and Crosswalk Lighting | 0 | 0 |  | 37.96 | 10 |  | 71 | 71 | fixture | 0 | 0.84442 | FAIL | FAIL | Healthcare_Turnover_LED Traffic and Crosswalk Lighting_RIM | 0 | 0 | 0 | 0 | 0 | 0 | 0 | 0 | 0 | 0 | 0 | 0 | 0 | 0 | 0 | 0 | 0 | 0 | 0 | 0 | Healthcare_Turnover_LED Traffic and Crosswalk Lighting_TRC | 0 | 0 | 0 | 0 | 0 | 0 | 0 | 0 | 0 | 0 | 0 | 0 | 0 | 0 | 0 | 0 | 0 | 0 | 0 | 0
Hospitals | Turnover | LED Traffic and Crosswalk Lighting | 0 | 0 |  | 37.96 | 10 |  | 71 | 71 | fixture | 0 | 0.84442 | FAIL | FAIL | Hospitals_Turnover_LED Traffic and Crosswalk Lighting_RIM | 0 | 0 | 0 | 0 | 0 | 0 | 0 | 0 | 0 | 0 | 0 | 0 | 0 | 0 | 0 | 0 | 0 | 0 | 0 | 0 | Hospitals_Turnover_LED Traffic and Crosswalk Lighting_TRC | 0 | 0 | 0 | 0 | 0 | 0 | 0 | 0 | 0 | 0 | 0 | 0 | 0 | 0 | 0 | 0 | 0 | 0 | 0 | 0
Institutional | Turnover | LED Traffic and Crosswalk Lighting | 0 | 0 |  | 37.96 | 10 |  | 71 | 71 | fixture | 0 | 0.84442 | FAIL | FAIL | Institutional_Turnover_LED Traffic and Crosswalk Lighting_RIM | 0 | 0 | 0 | 0 | 0 | 0 | 0 | 0 | 0 | 0 | 0 | 0 | 0 | 0 | 0 | 0 | 0 | 0 | 0 | 0 | Institutional_Turnover_LED Traffic and Crosswalk Lighting_TRC | 0 | 0 | 0 | 0 | 0 | 0 | 0 | 0 | 0 | 0 | 0 | 0 | 0 | 0 | 0 | 0 | 0 | 0 | 0 | 0
Lodging/Hospitality | Turnover | LED Traffic and Crosswalk Lighting | 0 | 0 |  | 37.96 | 10 |  | 71 | 71 | fixture | 0 | 0.84442 | FAIL | FAIL | Lodging/Hospitality_Turnover_LED Traffic and Crosswalk Lighting_RIM | 0 | 0 | 0 | 0 | 0 | 0 | 0 | 0 | 0 | 0 | 0 | 0 | 0 | 0 | 0 | 0 | 0 | 0 | 0 | 0 | Lodging/Hospitality_Turnover_LED Traffic and Crosswalk Lighting_TRC | 0 | 0 | 0 | 0 | 0 | 0 | 0 | 0 | 0 | 0 | 0 | 0 | 0 | 0 | 0 | 0 | 0 | 0 | 0 | 0
Miscellaneous | Turnover | LED Traffic and Crosswalk Lighting | 0 | 0 |  | 37.96 | 10 |  | 71 | 71 | fixture | 0 | 0.84442 | FAIL | FAIL | Miscellaneous_Turnover_LED Traffic and Crosswalk Lighting_RIM | 0 | 0 | 0 | 0 | 0 | 0 | 0 | 0 | 0 | 0 | 0 | 0 | 0 | 0 | 0 | 0 | 0 | 0 | 0 | 0 | Miscellaneous_Turnover_LED Traffic and Crosswalk Lighting_TRC | 0 | 0 | 0 | 0 | 0 | 0 | 0 | 0 | 0 | 0 | 0 | 0 | 0 | 0 | 0 | 0 | 0 | 0 | 0 | 0
Offices | Turnover | LED Traffic and Crosswalk Lighting | 0 | 0 |  | 37.96 | 10 |  | 71 | 71 | fixture | 0 | 0.84442 | FAIL | FAIL | Offices_Turnover_LED Traffic and Crosswalk Lighting_RIM | 0 | 0 | 0 | 0 | 0 | 0 | 0 | 0 | 0 | 0 | 0 | 0 | 0 | 0 | 0 | 0 | 0 | 0 | 0 | 0 | Offices_Turnover_LED Traffic and Crosswalk Lighting_TRC | 0 | 0 | 0 | 0 | 0 | 0 | 0 | 0 | 0 | 0 | 0 | 0 | 0 | 0 | 0 | 0 | 0 | 0 | 0 | 0
Restaurants | Turnover | LED Traffic and Crosswalk Lighting | 0 | 0 |  | 37.96 | 10 |  | 71 | 71 | fixture | 0 | 0.84442 | FAIL | FAIL | Restaurants_Turnover_LED Traffic and Crosswalk Lighting_RIM | 0 | 0 | 0 | 0 | 0 | 0 | 0 | 0 | 0 | 0 | 0 | 0 | 0 | 0 | 0 | 0 | 0 | 0 | 0 | 0 | Restaurants_Turnover_LED Traffic and Crosswalk Lighting_TRC | 0 | 0 | 0 | 0 | 0 | 0 | 0 | 0 | 0 | 0 | 0 | 0 | 0 | 0 | 0 | 0 | 0 | 0 | 0 | 0
Retail | Turnover | LED Traffic and Crosswalk Lighting | 0 | 0 |  | 37.96 | 10 |  | 71 | 71 | fixture | 0 | 0.84442 | FAIL | FAIL | Retail_Turnover_LED Traffic and Crosswalk Lighting_RIM | 0 | 0 | 0 | 0 | 0 | 0 | 0 | 0 | 0 | 0 | 0 | 0 | 0 | 0 | 0 | 0 | 0 | 0 | 0 | 0 | Retail_Turnover_LED Traffic and Crosswalk Lighting_TRC | 0 | 0 | 0 | 0 | 0 | 0 | 0 | 0 | 0 | 0 | 0 | 0 | 0 | 0 | 0 | 0 | 0 | 0 | 0 | 0
Schools K-12 | Turnover | LED Traffic and Crosswalk Lighting | 0 | 0 |  | 37.96 | 10 |  | 71 | 71 | fixture | 0 | 0.84442 | FAIL | FAIL | Schools K-12_Turnover_LED Traffic and Crosswalk Lighting_RIM | 0 | 0 | 0 | 0 | 0 | 0 | 0 | 0 | 0 | 0 | 0 | 0 | 0 | 0 | 0 | 0 | 0 | 0 | 0 | 0 | Schools K-12_Turnover_LED Traffic and Crosswalk Lighting_TRC | 0 | 0 | 0 | 0 | 0 | 0 | 0 | 0 | 0 | 0 | 0 | 0 | 0 | 0 | 0 | 0 | 0 | 0 | 0 | 0
Warehouse | Turnover | LED Traffic and Crosswalk Lighting | 0 | 0 |  | 37.96 | 10 |  | 71 | 71 | fixture | 0 | 0.84442 | FAIL | FAIL | Warehouse_Turnover_LED Traffic and Crosswalk Lighting_RIM | 0 | 0 | 0 | 0 | 0 | 0 | 0 | 0 | 0 | 0 | 0 | 0 | 0 | 0 | 0 | 0 | 0 | 0 | 0 | 0 | Warehouse_Turnover_LED Traffic and Crosswalk Lighting_TRC | 0 | 0 | 0 | 0 | 0 | 0 | 0 | 0 | 0 | 0 | 0 | 0 | 0 | 0 | 0 | 0 | 0 | 0 | 0 | 0
Assembly | New | LED Traffic and Crosswalk Lighting | 0 | 0 |  | 37.96 | 10 |  | 71 | 71 | fixture | 0 | 0.84442 | FAIL | FAIL | Assembly_New_LED Traffic and Crosswalk Lighting_RIM | 0 | 0 | 0 | 0 | 0 | 0 | 0 | 0 | 0 | 0 | 0 | 0 | 0 | 0 | 0 | 0 | 0 | 0 | 0 | 0 | Assembly_New_LED Traffic and Crosswalk Lighting_TRC | 0 | 0 | 0 | 0 | 0 | 0 | 0 | 0 | 0 | 0 | 0 | 0 | 0 | 0 | 0 | 0 | 0 | 0 | 0 | 0
College and University | New | LED Traffic and Crosswalk Lighting | 0 | 0 |  | 37.96 | 10 |  | 71 | 71 | fixture | 0 | 0.84442 | FAIL | FAIL | College and University_New_LED Traffic and Crosswalk Lighting_RIM | 0 | 0 | 0 | 0 | 0 | 0 | 0 | 0 | 0 | 0 | 0 | 0 | 0 | 0 | 0 | 0 | 0 | 0 | 0 | 0 | College and University_New_LED Traffic and Crosswalk Lighting_TRC | 0 | 0 | 0 | 0 | 0 | 0 | 0 | 0 | 0 | 0 | 0 | 0 | 0 | 0 | 0 | 0 | 0 | 0 | 0 | 0
Grocery | New | LED Traffic and Crosswalk Lighting | 0 | 0 |  | 37.96 | 10 |  | 71 | 71 | fixture | 0 | 0.84442 | FAIL | FAIL | Grocery_New_LED Traffic and Crosswalk Lighting_RIM | 0 | 0 | 0 | 0 | 0 | 0 | 0 | 0 | 0 | 0 | 0 | 0 | 0 | 0 | 0 | 0 | 0 | 0 | 0 | 0 | Grocery_New_LED Traffic and Crosswalk Lighting_TRC | 0 | 0 | 0 | 0 | 0 | 0 | 0 | 0 | 0 | 0 | 0 | 0 | 0 | 0 | 0 | 0 | 0 | 0 | 0 | 0
Healthcare | New | LED Traffic and Crosswalk Lighting | 0 | 0 |  | 37.96 | 10 |  | 71 | 71 | fixture | 0 | 0.84442 | FAIL | FAIL | Healthcare_New_LED Traffic and Crosswalk Lighting_RIM | 0 | 0 | 0 | 0 | 0 | 0 | 0 | 0 | 0 | 0 | 0 | 0 | 0 | 0 | 0 | 0 | 0 | 0 | 0 | 0 | Healthcare_New_LED Traffic and Crosswalk Lighting_TRC | 0 | 0 | 0 | 0 | 0 | 0 | 0 | 0 | 0 | 0 | 0 | 0 | 0 | 0 | 0 | 0 | 0 | 0 | 0 | 0
Hospitals | New | LED Traffic and Crosswalk Lighting | 0 | 0 |  | 37.96 | 10 |  | 71 | 71 | fixture | 0 | 0.84442 | FAIL | FAIL | Hospitals_New_LED Traffic and Crosswalk Lighting_RIM | 0 | 0 | 0 | 0 | 0 | 0 | 0 | 0 | 0 | 0 | 0 | 0 | 0 | 0 | 0 | 0 | 0 | 0 | 0 | 0 | Hospitals_New_LED Traffic and Crosswalk Lighting_TRC | 0 | 0 | 0 | 0 | 0 | 0 | 0 | 0 | 0 | 0 | 0 | 0 | 0 | 0 | 0 | 0 | 0 | 0 | 0 | 0
Institutional | New | LED Traffic and Crosswalk Lighting | 0 | 0 |  | 37.96 | 10 |  | 71 | 71 | fixture | 0 | 0.84442 | FAIL | FAIL | Institutional_New_LED Traffic and Crosswalk Lighting_RIM | 0 | 0 | 0 | 0 | 0 | 0 | 0 | 0 | 0 | 0 | 0 | 0 | 0 | 0 | 0 | 0 | 0 | 0 | 0 | 0 | Institutional_New_LED Traffic and Crosswalk Lighting_TRC | 0 | 0 | 0 | 0 | 0 | 0 | 0 | 0 | 0 | 0 | 0 | 0 | 0 | 0 | 0 | 0 | 0 | 0 | 0 | 0
Lodging/Hospitality | New | LED Traffic and Crosswalk Lighting | 0 | 0 |  | 37.96 | 10 |  | 71 | 71 | fixture | 0 | 0.84442 | FAIL | FAIL | Lodging/Hospitality_New_LED Traffic and Crosswalk Lighting_RIM | 0 | 0 | 0 | 0 | 0 | 0 | 0 | 0 | 0 | 0 | 0 | 0 | 0 | 0 | 0 | 0 | 0 | 0 | 0 | 0 | Lodging/Hospitality_New_LED Traffic and Crosswalk Lighting_TRC | 0 | 0 | 0 | 0 | 0 | 0 | 0 | 0 | 0 | 0 | 0 | 0 | 0 | 0 | 0 | 0 | 0 | 0 | 0 | 0
Miscellaneous | New | LED Traffic and Crosswalk Lighting | 0 | 0 |  | 37.96 | 10 |  | 71 | 71 | fixture | 0 | 0.84442 | FAIL | FAIL | Miscellaneous_New_LED Traffic and Crosswalk Lighting_RIM | 0 | 0 | 0 | 0 | 0 | 0 | 0 | 0 | 0 | 0 | 0 | 0 | 0 | 0 | 0 | 0 | 0 | 0 | 0 | 0 | Miscellaneous_New_LED Traffic and Crosswalk Lighting_TRC | 0 | 0 | 0 | 0 | 0 | 0 | 0 | 0 | 0 | 0 | 0 | 0 | 0 | 0 | 0 | 0 | 0 | 0 | 0 | 0
Offices | New | LED Traffic and Crosswalk Lighting | 0 | 0 |  | 37.96 | 10 |  | 71 | 71 | fixture | 0 | 0.84442 | FAIL | FAIL | Offices_New_LED Traffic and Crosswalk Lighting_RIM | 0 | 0 | 0 | 0 | 0 | 0 | 0 | 0 | 0 | 0 | 0 | 0 | 0 | 0 | 0 | 0 | 0 | 0 | 0 | 0 | Offices_New_LED Traffic and Crosswalk Lighting_TRC | 0 | 0 | 0 | 0 | 0 | 0 | 0 | 0 | 0 | 0 | 0 | 0 | 0 | 0 | 0 | 0 | 0 | 0 | 0 | 0
Restaurants | New | LED Traffic and Crosswalk Lighting | 0 | 0 |  | 37.96 | 10 |  | 71 | 71 | fixture | 0 | 0.84442 | FAIL | FAIL | Restaurants_New_LED Traffic and Crosswalk Lighting_RIM | 0 | 0 | 0 | 0 | 0 | 0 | 0 | 0 | 0 | 0 | 0 | 0 | 0 | 0 | 0 | 0 | 0 | 0 | 0 | 0 | Restaurants_New_LED Traffic and Crosswalk Lighting_TRC | 0 | 0 | 0 | 0 | 0 | 0 | 0 | 0 | 0 | 0 | 0 | 0 | 0 | 0 | 0 | 0 | 0 | 0 | 0 | 0
Retail | New | LED Traffic and Crosswalk Lighting | 0 | 0 |  | 37.96 | 10 |  | 71 | 71 | fixture | 0 | 0.84442 | FAIL | FAIL | Retail_New_LED Traffic and Crosswalk Lighting_RIM | 0 | 0 | 0 | 0 | 0 | 0 | 0 | 0 | 0 | 0 | 0 | 0 | 0 | 0 | 0 | 0 | 0 | 0 | 0 | 0 | Retail_New_LED Traffic and Crosswalk Lighting_TRC | 0 | 0 | 0 | 0 | 0 | 0 | 0 | 0 | 0 | 0 | 0 | 0 | 0 | 0 | 0 | 0 | 0 | 0 | 0 | 0
Schools K-12 | New | LED Traffic and Crosswalk Lighting | 0 | 0 |  | 37.96 | 10 |  | 71 | 71 | fixture | 0 | 0.84442 | FAIL | FAIL | Schools K-12_New_LED Traffic and Crosswalk Lighting_RIM | 0 | 0 | 0 | 0 | 0 | 0 | 0 | 0 | 0 | 0 | 0 | 0 | 0 | 0 | 0 | 0 | 0 | 0 | 0 | 0 | Schools K-12_New_LED Traffic and Crosswalk Lighting_TRC | 0 | 0 | 0 | 0 | 0 | 0 | 0 | 0 | 0 | 0 | 0 | 0 | 0 | 0 | 0 | 0 | 0 | 0 | 0 | 0
Warehouse | New | LED Traffic and Crosswalk Lighting | 0 | 0 |  | 37.96 | 10 |  | 71 | 71 | fixture | 0 | 0.84442 | FAIL | FAIL | Warehouse_New_LED Traffic and Crosswalk Lighting_RIM | 0 | 0 | 0 | 0 | 0 | 0 | 0 | 0 | 0 | 0 | 0 | 0 | 0 | 0 | 0 | 0 | 0 | 0 | 0 | 0 | Warehouse_New_LED Traffic and Crosswalk Lighting_TRC | 0 | 0 | 0 | 0 | 0 | 0 | 0 | 0 | 0 | 0 | 0 | 0 | 0 | 0 | 0 | 0 | 0 | 0 | 0 | 0
Assembly | Turnover | Geothermal Heat Pump | 1.3254 | 1.018 |  | 3082.1028 | 15 |  | 48798.42 | 4879.842 | ton | 10 | 135.8282 | FAIL | FAIL | Assembly_Turnover_Geothermal Heat Pump_RIM | 0 | 0 | 0 | 0 | 0 | 0 | 0 | 0 | 0 | 0 | 0 | 0 | 0 | 0 | 0 | 0 | 0 | 0 | 0 | 0 | Assembly_Turnover_Geothermal Heat Pump_TRC | 0 | 0 | 0 | 0 | 0 | 0 | 0 | 0 | 0 | 0 | 0 | 0 | 0 | 0 | 0 | 0 | 0 | 0 | 0 | 0
College and University | Turnover | Geothermal Heat Pump | 0.60103 | 0.56244 |  | 3418.6395 | 15 |  | 48798.42 | 4879.842 | ton | 10 | 150.6594 | FAIL | FAIL | College and University_Turnover_Geothermal Heat Pump_RIM | 0 | 0 | 0 | 0 | 0 | 0 | 0 | 0 | 0 | 0 | 0 | 0 | 0 | 0 | 0 | 0 | 0 | 0 | 0 | 0 | College and University_Turnover_Geothermal Heat Pump_TRC | 0 | 0 | 0 | 0 | 0 | 0 | 0 | 0 | 0 | 0 | 0 | 0 | 0 | 0 | 0 | 0 | 0 | 0 | 0 | 0
Grocery | Turnover | Geothermal Heat Pump | 0.7353 | 0.56477 |  | 1709.8289 | 15 |  | 48798.42 | 4879.842 | ton | 10 | 75.3521 | FAIL | FAIL | Grocery_Turnover_Geothermal Heat Pump_RIM | 0 | 0 | 0 | 0 | 0 | 0 | 0 | 0 | 0 | 0 | 0 | 0 | 0 | 0 | 0 | 0 | 0 | 0 | 0 | 0 | Grocery_Turnover_Geothermal Heat Pump_TRC | 0 | 0 | 0 | 0 | 0 | 0 | 0 | 0 | 0 | 0 | 0 | 0 | 0 | 0 | 0 | 0 | 0 | 0 | 0 | 0
Healthcare | Turnover | Geothermal Heat Pump | 2.8825 | 2.214 |  | 6702.8082 | 15 |  | 48798.42 | 4879.842 | ton | 10 | 295.3926 | FAIL | FAIL | Healthcare_Turnover_Geothermal Heat Pump_RIM | 0 | 0 | 0 | 0 | 0 | 0 | 0 | 0 | 0 | 0 | 0 | 0 | 0 | 0 | 0 | 0 | 0 | 0 | 0 | 0 | Healthcare_Turnover_Geothermal Heat Pump_TRC | 0 | 0 | 0 | 0 | 0 | 0 | 0 | 0 | 0 | 0 | 0 | 0 | 0 | 0 | 0 | 0 | 0 | 0 | 0 | 0
Hospitals | Turnover | Geothermal Heat Pump | 1.1166 | 1.0449 |  | 6351.1378 | 15 |  | 48798.42 | 4879.842 | ton | 10 | 279.8945 | FAIL | FAIL | Hospitals_Turnover_Geothermal Heat Pump_RIM | 0 | 0 | 0 | 0 | 0 | 0 | 0 | 0 | 0 | 0 | 0 | 0 | 0 | 0 | 0 | 0 | 0 | 0 | 0 | 0 | Hospitals_Turnover_Geothermal Heat Pump_TRC | 0 | 0 | 0 | 0 | 0 | 0 | 0 | 0 | 0 | 0 | 0 | 0 | 0 | 0 | 0 | 0 | 0 | 0 | 0 | 0
Institutional | Turnover | Geothermal Heat Pump | 0.71685 | 0.5506 |  | 1666.9131 | 15 |  | 48798.42 | 4879.842 | ton | 10 | 73.4608 | FAIL | FAIL | Institutional_Turnover_Geothermal Heat Pump_RIM | 0 | 0 | 0 | 0 | 0 | 0 | 0 | 0 | 0 | 0 | 0 | 0 | 0 | 0 | 0 | 0 | 0 | 0 | 0 | 0 | Institutional_Turnover_Geothermal Heat Pump_TRC | 0 | 0 | 0 | 0 | 0 | 0 | 0 | 0 | 0 | 0 | 0 | 0 | 0 | 0 | 0 | 0 | 0 | 0 | 0 | 0
Lodging/Hospitality | Turnover | Geothermal Heat Pump | 2.1879 | 1.6805 |  | 5087.5501 | 15 |  | 48798.42 | 4879.842 | ton | 10 | 224.2082 | FAIL | FAIL | Lodging/Hospitality_Turnover_Geothermal Heat Pump_RIM | 0 | 0 | 0 | 0 | 0 | 0 | 0 | 0 | 0 | 0 | 0 | 0 | 0 | 0 | 0 | 0 | 0 | 0 | 0 | 0 | Lodging/Hospitality_Turnover_Geothermal Heat Pump_TRC | 0 | 0 | 0 | 0 | 0 | 0 | 0 | 0 | 0 | 0 | 0 | 0 | 0 | 0 | 0 | 0 | 0 | 0 | 0 | 0
Miscellaneous | Turnover | Geothermal Heat Pump | 0.74028 | 0.5686 |  | 1721.4094 | 15 |  | 48798.42 | 4879.842 | ton | 10 | 75.8625 | FAIL | FAIL | Miscellaneous_Turnover_Geothermal Heat Pump_RIM | 0 | 0 | 0 | 0 | 0 | 0 | 0 | 0 | 0 | 0 | 0 | 0 | 0 | 0 | 0 | 0 | 0 | 0 | 0 | 0 | Miscellaneous_Turnover_Geothermal Heat Pump_TRC | 0 | 0 | 0 | 0 | 0 | 0 | 0 | 0 | 0 | 0 | 0 | 0 | 0 | 0 | 0 | 0 | 0 | 0 | 0 | 0
Offices | Turnover | Geothermal Heat Pump | 1.4903 | 1.1447 |  | 3465.48 | 15 |  | 48798.42 | 4879.842 | ton | 10 | 152.7236 | FAIL | FAIL | Offices_Turnover_Geothermal Heat Pump_RIM | 0 | 0 | 0 | 0 | 0 | 0 | 0 | 0 | 0 | 0 | 0 | 0 | 0 | 0 | 0 | 0 | 0 | 0 | 0 | 0 | Offices_Turnover_Geothermal Heat Pump_TRC | 0 | 0 | 0 | 0 | 0 | 0 | 0 | 0 | 0 | 0 | 0 | 0 | 0 | 0 | 0 | 0 | 0 | 0 | 0 | 0
Restaurants | Turnover | Geothermal Heat Pump | 2.1534 | 1.654 |  | 5007.3906 | 15 |  | 48798.42 | 4879.842 | ton | 10 | 220.6756 | FAIL | FAIL | Restaurants_Turnover_Geothermal Heat Pump_RIM | 0 | 0 | 0 | 0 | 0 | 0 | 0 | 0 | 0 | 0 | 0 | 0 | 0 | 0 | 0 | 0 | 0 | 0 | 0 | 0 | Restaurants_Turnover_Geothermal Heat Pump_TRC | 0 | 0 | 0 | 0 | 0 | 0 | 0 | 0 | 0 | 0 | 0 | 0 | 0 | 0 | 0 | 0 | 0 | 0 | 0 | 0
Retail | Turnover | Geothermal Heat Pump | 1.6862 | 1.2951 |  | 3920.9945 | 15 |  | 48798.42 | 4879.842 | ton | 10 | 172.7981 | FAIL | FAIL | Retail_Turnover_Geothermal Heat Pump_RIM | 0 | 0 | 0 | 0 | 0 | 0 | 0 | 0 | 0 | 0 | 0 | 0 | 0 | 0 | 0 | 0 | 0 | 0 | 0 | 0 | Retail_Turnover_Geothermal Heat Pump_TRC | 0 | 0 | 0 | 0 | 0 | 0 | 0 | 0 | 0 | 0 | 0 | 0 | 0 | 0 | 0 | 0 | 0 | 0 | 0 | 0
Schools K-12 | Turnover | Geothermal Heat Pump | 1.4661 | 1.1261 |  | 3409.1643 | 15 |  | 48798.42 | 4879.842 | ton | 10 | 150.2418 | FAIL | FAIL | Schools K-12_Turnover_Geothermal Heat Pump_RIM | 0 | 0 | 0 | 0 | 0 | 0 | 0 | 0 | 0 | 0 | 0 | 0 | 0 | 0 | 0 | 0 | 0 | 0 | 0 | 0 | Schools K-12_Turnover_Geothermal Heat Pump_TRC | 0 | 0 | 0 | 0 | 0 | 0 | 0 | 0 | 0 | 0 | 0 | 0 | 0 | 0 | 0 | 0 | 0 | 0 | 0 | 0
Warehouse | Turnover | Geothermal Heat Pump | 0.3223 | 0.24755 |  | 749.4538 | 15 |  | 48798.42 | 4879.842 | ton | 10 | 33.0284 | FAIL | FAIL | Warehouse_Turnover_Geothermal Heat Pump_RIM | 0 | 0 | 0 | 0 | 0 | 0 | 0 | 0 | 0 | 0 | 0 | 0 | 0 | 0 | 0 | 0 | 0 | 0 | 0 | 0 | Warehouse_Turnover_Geothermal Heat Pump_TRC | 0 | 0 | 0 | 0 | 0 | 0 | 0 | 0 | 0 | 0 | 0 | 0 | 0 | 0 | 0 | 0 | 0 | 0 | 0 | 0
Assembly | New | Geothermal Heat Pump | 1.3254 | 1.018 |  | 3082.1028 | 15 |  | 48798.42 | 4879.842 | ton | 10 | 135.8282 | FAIL | FAIL | Assembly_New_Geothermal Heat Pump_RIM | 0 | 0 | 0 | 0 | 0 | 0 | 0 | 0 | 0 | 0 | 0 | 0 | 0 | 0 | 0 | 0 | 0 | 0 | 0 | 0 | Assembly_New_Geothermal Heat Pump_TRC | 0 | 0 | 0 | 0 | 0 | 0 | 0 | 0 | 0 | 0 | 0 | 0 | 0 | 0 | 0 | 0 | 0 | 0 | 0 | 0
College and University | New | Geothermal Heat Pump | 0.60103 | 0.56244 |  | 3418.6395 | 15 |  | 48798.42 | 4879.842 | ton | 10 | 150.6594 | FAIL | FAIL | College and University_New_Geothermal Heat Pump_RIM | 0 | 0 | 0 | 0 | 0 | 0 | 0 | 0 | 0 | 0 | 0 | 0 | 0 | 0 | 0 | 0 | 0 | 0 | 0 | 0 | College and University_New_Geothermal Heat Pump_TRC | 0 | 0 | 0 | 0 | 0 | 0 | 0 | 0 | 0 | 0 | 0 | 0 | 0 | 0 | 0 | 0 | 0 | 0 | 0 | 0
Grocery | New | Geothermal Heat Pump | 0.7353 | 0.56477 |  | 1709.8289 | 15 |  | 48798.42 | 4879.842 | ton | 10 | 75.3521 | FAIL | FAIL | Grocery_New_Geothermal Heat Pump_RIM | 0 | 0 | 0 | 0 | 0 | 0 | 0 | 0 | 0 | 0 | 0 | 0 | 0 | 0 | 0 | 0 | 0 | 0 | 0 | 0 | Grocery_New_Geothermal Heat Pump_TRC | 0 | 0 | 0 | 0 | 0 | 0 | 0 | 0 | 0 | 0 | 0 | 0 | 0 | 0 | 0 | 0 | 0 | 0 | 0 | 0
Healthcare | New | Geothermal Heat Pump | 2.8825 | 2.214 |  | 6702.8082 | 15 |  | 48798.42 | 4879.842 | ton | 10 | 295.3926 | FAIL | FAIL | Healthcare_New_Geothermal Heat Pump_RIM | 0 | 0 | 0 | 0 | 0 | 0 | 0 | 0 | 0 | 0 | 0 | 0 | 0 | 0 | 0 | 0 | 0 | 0 | 0 | 0 | Healthcare_New_Geothermal Heat Pump_TRC | 0 | 0 | 0 | 0 | 0 | 0 | 0 | 0 | 0 | 0 | 0 | 0 | 0 | 0 | 0 | 0 | 0 | 0 | 0 | 0
Hospitals | New | Geothermal Heat Pump | 1.1166 | 1.0449 |  | 6351.1378 | 15 |  | 48798.42 | 4879.842 | ton | 10 | 279.8945 | FAIL | FAIL | Hospitals_New_Geothermal Heat Pump_RIM | 0 | 0 | 0 | 0 | 0 | 0 | 0 | 0 | 0 | 0 | 0 | 0 | 0 | 0 | 0 | 0 | 0 | 0 | 0 | 0 | Hospitals_New_Geothermal Heat Pump_TRC | 0 | 0 | 0 | 0 | 0 | 0 | 0 | 0 | 0 | 0 | 0 | 0 | 0 | 0 | 0 | 0 | 0 | 0 | 0 | 0
Institutional | New | Geothermal Heat Pump | 0.71685 | 0.5506 |  | 1666.9131 | 15 |  | 48798.42 | 4879.842 | ton | 10 | 73.4608 | FAIL | FAIL | Institutional_New_Geothermal Heat Pump_RIM | 0 | 0 | 0 | 0 | 0 | 0 | 0 | 0 | 0 | 0 | 0 | 0 | 0 | 0 | 0 | 0 | 0 | 0 | 0 | 0 | Institutional_New_Geothermal Heat Pump_TRC | 0 | 0 | 0 | 0 | 0 | 0 | 0 | 0 | 0 | 0 | 0 | 0 | 0 | 0 | 0 | 0 | 0 | 0 | 0 | 0
Lodging/Hospitality | New | Geothermal Heat Pump | 2.1879 | 1.6805 |  | 5087.5501 | 15 |  | 48798.42 | 4879.842 | ton | 10 | 224.2082 | FAIL | FAIL | Lodging/Hospitality_New_Geothermal Heat Pump_RIM | 0 | 0 | 0 | 0 | 0 | 0 | 0 | 0 | 0 | 0 | 0 | 0 | 0 | 0 | 0 | 0 | 0 | 0 | 0 | 0 | Lodging/Hospitality_New_Geothermal Heat Pump_TRC | 0 | 0 | 0 | 0 | 0 | 0 | 0 | 0 | 0 | 0 | 0 | 0 | 0 | 0 | 0 | 0 | 0 | 0 | 0 | 0
Miscellaneous | New | Geothermal Heat Pump | 0.74028 | 0.5686 |  | 1721.4094 | 15 |  | 48798.42 | 4879.842 | ton | 10 | 75.8625 | FAIL | FAIL | Miscellaneous_New_Geothermal Heat Pump_RIM | 0 | 0 | 0 | 0 | 0 | 0 | 0 | 0 | 0 | 0 | 0 | 0 | 0 | 0 | 0 | 0 | 0 | 0 | 0 | 0 | Miscellaneous_New_Geothermal Heat Pump_TRC | 0 | 0 | 0 | 0 | 0 | 0 | 0 | 0 | 0 | 0 | 0 | 0 | 0 | 0 | 0 | 0 | 0 | 0 | 0 | 0
Offices | New | Geothermal Heat Pump | 1.4903 | 1.1447 |  | 3465.48 | 15 |  | 48798.42 | 4879.842 | ton | 10 | 152.7236 | FAIL | FAIL | Offices_New_Geothermal Heat Pump_RIM | 0 | 0 | 0 | 0 | 0 | 0 | 0 | 0 | 0 | 0 | 0 | 0 | 0 | 0 | 0 | 0 | 0 | 0 | 0 | 0 | Offices_New_Geothermal Heat Pump_TRC | 0 | 0 | 0 | 0 | 0 | 0 | 0 | 0 | 0 | 0 | 0 | 0 | 0 | 0 | 0 | 0 | 0 | 0 | 0 | 0
Restaurants | New | Geothermal Heat Pump | 2.1534 | 1.654 |  | 5007.3906 | 15 |  | 48798.42 | 4879.842 | ton | 10 | 220.6756 | FAIL | FAIL | Restaurants_New_Geothermal Heat Pump_RIM | 0 | 0 | 0 | 0 | 0 | 0 | 0 | 0 | 0 | 0 | 0 | 0 | 0 | 0 | 0 | 0 | 0 | 0 | 0 | 0 | Restaurants_New_Geothermal Heat Pump_TRC | 0 | 0 | 0 | 0 | 0 | 0 | 0 | 0 | 0 | 0 | 0 | 0 | 0 | 0 | 0 | 0 | 0 | 0 | 0 | 0
Retail | New | Geothermal Heat Pump | 1.6862 | 1.2951 |  | 3920.9945 | 15 |  | 48798.42 | 4879.842 | ton | 10 | 172.7981 | FAIL | FAIL | Retail_New_Geothermal Heat Pump_RIM | 0 | 0 | 0 | 0 | 0 | 0 | 0 | 0 | 0 | 0 | 0 | 0 | 0 | 0 | 0 | 0 | 0 | 0 | 0 | 0 | Retail_New_Geothermal Heat Pump_TRC | 0 | 0 | 0 | 0 | 0 | 0 | 0 | 0 | 0 | 0 | 0 | 0 | 0 | 0 | 0 | 0 | 0 | 0 | 0 | 0
Schools K-12 | New | Geothermal Heat Pump | 1.4661 | 1.1261 |  | 3409.1643 | 15 |  | 48798.42 | 4879.842 | ton | 10 | 150.2418 | FAIL | FAIL | Schools K-12_New_Geothermal Heat Pump_RIM | 0 | 0 | 0 | 0 | 0 | 0 | 0 | 0 | 0 | 0 | 0 | 0 | 0 | 0 | 0 | 0 | 0 | 0 | 0 | 0 | Schools K-12_New_Geothermal Heat Pump_TRC | 0 | 0 | 0 | 0 | 0 | 0 | 0 | 0 | 0 | 0 | 0 | 0 | 0 | 0 | 0 | 0 | 0 | 0 | 0 | 0
Warehouse | New | Geothermal Heat Pump | 0.3223 | 0.24755 |  | 749.4538 | 15 |  | 48798.42 | 4879.842 | ton | 10 | 33.0284 | FAIL | FAIL | Warehouse_New_Geothermal Heat Pump_RIM | 0 | 0 | 0 | 0 | 0 | 0 | 0 | 0 | 0 | 0 | 0 | 0 | 0 | 0 | 0 | 0 | 0 | 0 | 0 | 0 | Warehouse_New_Geothermal Heat Pump_TRC | 0 | 0 | 0 | 0 | 0 | 0 | 0 | 0 | 0 | 0 | 0 | 0 | 0 | 0 | 0 | 0 | 0 | 0 | 0 | 0
Assembly | Turnover | High Efficiency Chiller (Air Cooled, 50 tons) | 3.8818 | 3.9394 |  | 13638.7281 | 20 |  | 6800 | 6800 | unit (50 tons) | 0 | 601.0585 | FAIL | 4152.8415 | Assembly_Turnover_High Efficiency Chiller (Air Cooled, 50 tons)_RIM | 0 | 0 | 0 | 0 | 0 | 0 | 0 | 0 | 0 | 0 | 0 | 0 | 0 | 0 | 0 | 0 | 0 | 0 | 0 | 0 | Assembly_Turnover_High Efficiency Chiller (Air Cooled, 50 tons)_TRC | 0.32452 | 0.46018 | 0.68659 | 0.97273 | 1.2659 | 1.4504 | 1.3852 | 1.0512 | 0.62497 | 0.30153 | 4426.0955 | 6276.2429 | 9364.2345 | 13266.8207 | 17265.0134 | 19781.3812 | 18891.9229 | 14336.7549 | 8523.7844 | 4112.5342 |  | 61.07%
College and University | Turnover | High Efficiency Chiller (Air Cooled, 50 tons) | 4.3065 | 4.3704 |  | 15130.9532 | 20 |  | 6800 | 6800 | unit (50 tons) | 0 | 666.8208 | FAIL | 3863.2136 | College and University_Turnover_High Efficiency Chiller (Air Cooled, 50 tons)_RIM | 0 | 0 | 0 | 0 | 0 | 0 | 0 | 0 | 0 | 0 | 0 | 0 | 0 | 0 | 0 | 0 | 0 | 0 | 0 | 0 | College and University_Turnover_High Efficiency Chiller (Air Cooled, 50 tons)_TRC | 0.1979 | 0.28025 | 0.41626 | 0.58523 | 0.7534 | 0.85124 | 0.8019 | 0.60057 | 0.35253 | 0.16797 | 2994.451 | 4240.4804 | 6298.3984 | 8855.0945 | 11399.6736 | 12880.0211 | 12133.5494 | 9087.1682 | 5334.1368 | 2541.4992 |  | 56.81%
Grocery | Turnover | High Efficiency Chiller (Air Cooled, 50 tons) | 2.1443 | 2.1761 |  | 7534.1712 | 20 |  | 6800 | 6800 | unit (50 tons) | 0 | 332.0308 | FAIL | 5337.6829 | Grocery_Turnover_High Efficiency Chiller (Air Cooled, 50 tons)_RIM | 0 | 0 | 0 | 0 | 0 | 0 | 0 | 0 | 0 | 0 | 0 | 0 | 0 | 0 | 0 | 0 | 0 | 0 | 0 | 0 | Grocery_Turnover_High Efficiency Chiller (Air Cooled, 50 tons)_TRC | 0 | 0 | 0 | 0 | 0 | 0 | 0 | 0 | 0 | 0 | 0 | 0 | 0 | 0 | 0 | 0 | 0 | 0 | 0 | 0 |  | 78.5%
Healthcare | Turnover | High Efficiency Chiller (Air Cooled, 50 tons) | 8.4466 | 8.5719 |  | 29677.5385 | 20 |  | 6800 | 6800 | unit (50 tons) | 0 | 1307.8885 | FAIL | 1039.8478 | Healthcare_Turnover_High Efficiency Chiller (Air Cooled, 50 tons)_RIM | 0 | 0 | 0 | 0 | 0 | 0 | 0 | 0 | 0 | 0 | 0 | 0 | 0 | 0 | 0 | 0 | 0 | 0 | 0 | 0 | Healthcare_Turnover_High Efficiency Chiller (Air Cooled, 50 tons)_TRC | 0 | 0 | 0 | 0 | 0 | 0 | 0 | 0 | 0 | 0 | 0 | 0 | 0 | 0 | 0 | 0 | 0 | 0 | 0 | 0 |  | 15.29%
Hospitals | Turnover | High Efficiency Chiller (Air Cooled, 50 tons) | 8.0011 | 8.1198 |  | 28112.2675 | 20 |  | 6800 | 6800 | unit (50 tons) | 0 | 1238.9071 | FAIL | 1343.6533 | Hospitals_Turnover_High Efficiency Chiller (Air Cooled, 50 tons)_RIM | 0 | 0 | 0 | 0 | 0 | 0 | 0 | 0 | 0 | 0 | 0 | 0 | 0 | 0 | 0 | 0 | 0 | 0 | 0 | 0 | Hospitals_Turnover_High Efficiency Chiller (Air Cooled, 50 tons)_TRC | 0.44884 | 0.63684 | 0.94753 | 1.3342 | 1.7198 | 1.9453 | 1.8348 | 1.3758 | 0.80835 | 0.38556 | 12617.9412 | 17903.0842 | 26637.3049 | 37506.7685 | 48347.52 | 54685.557 | 51580.531 | 38676.559 | 22724.5858 | 10838.929 |  | 19.76%
Institutional | Turnover | High Efficiency Chiller (Air Cooled, 50 tons) | 2.0968 | 2.1279 |  | 7367.2089 | 20 |  | 6800 | 6800 | unit (50 tons) | 0 | 324.6728 | FAIL | 5370.0888 | Institutional_Turnover_High Efficiency Chiller (Air Cooled, 50 tons)_RIM | 0 | 0 | 0 | 0 | 0 | 0 | 0 | 0 | 0 | 0 | 0 | 0 | 0 | 0 | 0 | 0 | 0 | 0 | 0 | 0 | Institutional_Turnover_High Efficiency Chiller (Air Cooled, 50 tons)_TRC | 1.9913 | 2.8213 | 4.1959 | 5.9118 | 7.6333 | 8.6576 | 8.1904 | 6.1607 | 3.6313 | 1.7375 | 14670.4801 | 20784.871 | 30912.0738 | 43553.3689 | 56236.1957 | 63782.1262 | 60340.7292 | 45386.9619 | 26752.2378 | 12800.5096 |  | 78.97%
Lodging/Hospitality | Turnover | High Efficiency Chiller (Air Cooled, 50 tons) | 6.4122 | 6.5073 |  | 22529.4675 | 20 |  | 6800 | 6800 | unit (50 tons) | 0 | 992.8732 | FAIL | 2427.2262 | Lodging/Hospitality_Turnover_High Efficiency Chiller (Air Cooled, 50 tons)_RIM | 0 | 0 | 0 | 0 | 0 | 0 | 0 | 0 | 0 | 0 | 0 | 0 | 0 | 0 | 0 | 0 | 0 | 0 | 0 | 0 | Lodging/Hospitality_Turnover_High Efficiency Chiller (Air Cooled, 50 tons)_TRC | 0.06268 | 0.090173 | 0.1356 | 0.19245 | 0.24937 | 0.28277 | 0.26722 | 0.20064 | 0.11799 | 0.056305 | 1412.1467 | 2031.5465 | 3054.9616 | 4335.7824 | 5618.1934 | 6370.5773 | 6020.2528 | 4520.3616 | 2658.2964 | 1268.5283 |  | 35.69%
Miscellaneous | Turnover | High Efficiency Chiller (Air Cooled, 50 tons) | 2.1681 | 2.2003 |  | 7617.6523 | 20 |  | 6800 | 6800 | unit (50 tons) | 0 | 335.7098 | FAIL | 5321.4799 | Miscellaneous_Turnover_High Efficiency Chiller (Air Cooled, 50 tons)_RIM | 0 | 0 | 0 | 0 | 0 | 0 | 0 | 0 | 0 | 0 | 0 | 0 | 0 | 0 | 0 | 0 | 0 | 0 | 0 | 0 | Miscellaneous_Turnover_High Efficiency Chiller (Air Cooled, 50 tons)_TRC | 0.4894 | 0.66647 | 0.95092 | 1.2841 | 1.5876 | 1.7224 | 1.5588 | 1.1219 | 0.63283 | 0.28986 | 3728.0914 | 5076.9227 | 7243.7617 | 9781.7932 | 12093.4875 | 13120.5438 | 11874.4561 | 8545.87 | 4820.6452 | 2208.0361 |  | 78.26%
Offices | Turnover | High Efficiency Chiller (Air Cooled, 50 tons) | 4.3689 | 4.4337 |  | 15350.0911 | 20 |  | 6800 | 6800 | unit (50 tons) | 0 | 676.4782 | FAIL | 3820.6808 | Offices_Turnover_High Efficiency Chiller (Air Cooled, 50 tons)_RIM | 0 | 0 | 0 | 0 | 0 | 0 | 0 | 0 | 0 | 0 | 0 | 0 | 0 | 0 | 0 | 0 | 0 | 0 | 0 | 0 | Offices_Turnover_High Efficiency Chiller (Air Cooled, 50 tons)_TRC | 0.85086 | 1.2184 | 1.8234 | 2.5745 | 3.3175 | 3.7395 | 3.5147 | 2.6259 | 1.5371 | 0.73037 | 13060.8256 | 18702.0665 | 27989.2539 | 39519.3099 | 50924.5833 | 57402.4132 | 53951.2485 | 40307.2706 | 23594.53 | 11211.2686 |  | 56.19%
Restaurants | Turnover | High Efficiency Chiller (Air Cooled, 50 tons) | 6.2904 | 6.3837 |  | 22101.6268 | 20 |  | 6800 | 6800 | unit (50 tons) | 0 | 974.0183 | FAIL | 2510.2664 | Restaurants_Turnover_High Efficiency Chiller (Air Cooled, 50 tons)_RIM | 0 | 0 | 0 | 0 | 0 | 0 | 0 | 0 | 0 | 0 | 0 | 0 | 0 | 0 | 0 | 0 | 0 | 0 | 0 | 0 | Restaurants_Turnover_High Efficiency Chiller (Air Cooled, 50 tons)_TRC | 0.021372 | 0.030383 | 0.045381 | 0.06428 | 0.083523 | 0.095425 | 0.090867 | 0.068751 | 0.040751 | 0.019602 | 472.3619 | 671.5173 | 1003.0039 | 1420.6874 | 1845.9994 | 2109.0584 | 2008.3114 | 1519.5082 | 900.6633 | 433.2288 |  | 36.92%
Retail | Turnover | High Efficiency Chiller (Air Cooled, 50 tons) | 4.9302 | 5.0033 |  | 17322.3326 | 20 |  | 6800 | 6800 | unit (50 tons) | 0 | 763.3949 | FAIL | 3437.8859 | Retail_Turnover_High Efficiency Chiller (Air Cooled, 50 tons)_RIM | 0 | 0 | 0 | 0 | 0 | 0 | 0 | 0 | 0 | 0 | 0 | 0 | 0 | 0 | 0 | 0 | 0 | 0 | 0 | 0 | Retail_Turnover_High Efficiency Chiller (Air Cooled, 50 tons)_TRC | 0 | 0 | 0 | 0 | 0 | 0 | 0 | 0 | 0 | 0 | 0 | 0 | 0 | 0 | 0 | 0 | 0 | 0 | 0 | 0 |  | 50.56%
Schools K-12 | Turnover | High Efficiency Chiller (Air Cooled, 50 tons) | 4.2857 | 4.3493 |  | 15057.9072 | 20 |  | 6800 | 6800 | unit (50 tons) | 0 | 663.6017 | FAIL | 3877.3911 | Schools K-12_Turnover_High Efficiency Chiller (Air Cooled, 50 tons)_RIM | 0 | 0 | 0 | 0 | 0 | 0 | 0 | 0 | 0 | 0 | 0 | 0 | 0 | 0 | 0 | 0 | 0 | 0 | 0 | 0 | Schools K-12_Turnover_High Efficiency Chiller (Air Cooled, 50 tons)_TRC | 1.5538 | 2.2004 | 3.2682 | 4.5949 | 5.9153 | 6.6834 | 6.2961 | 4.7153 | 2.7679 | 1.3188 | 23397.2015 | 33133.0768 | 49212.6586 | 69189.4539 | 89071.5727 | 100638.2963 | 94805.7256 | 71002.7662 | 41678.3822 | 19858.0533 |  | 57.02%
Warehouse | Turnover | High Efficiency Chiller (Air Cooled, 50 tons) | 0.94149 | 0.95545 |  | 3307.9394 | 20 |  | 6800 | 6800 | unit (50 tons) | 0 | 145.7808 | FAIL | FAIL | Warehouse_Turnover_High Efficiency Chiller (Air Cooled, 50 tons)_RIM | 0 | 0 | 0 | 0 | 0 | 0 | 0 | 0 | 0 | 0 | 0 | 0 | 0 | 0 | 0 | 0 | 0 | 0 | 0 | 0 | Warehouse_Turnover_High Efficiency Chiller (Air Cooled, 50 tons)_TRC | 0 | 0 | 0 | 0 | 0 | 0 | 0 | 0 | 0 | 0 | 0 | 0 | 0 | 0 | 0 | 0 | 0 | 0 | 0 | 0
Assembly | New | High Efficiency Chiller (Air Cooled, 50 tons) | 3.8818 | 3.9394 |  | 13638.7281 | 20 |  | 6800 | 6800 | unit (50 tons) | 0 | 601.0585 | FAIL | 4152.8415 | Assembly_New_High Efficiency Chiller (Air Cooled, 50 tons)_RIM | 0 | 0 | 0 | 0 | 0 | 0 | 0 | 0 | 0 | 0 | 0 | 0 | 0 | 0 | 0 | 0 | 0 | 0 | 0 | 0 | Assembly_New_High Efficiency Chiller (Air Cooled, 50 tons)_TRC | 0.052758 | 0.10251 | 0.19242 | 0.32407 | 0.48456 | 0.52651 | 0.4891 | 0.3755 | 0.22548 | 0.11084 | 719.5482 | 1398.1194 | 2624.3559 | 4419.8867 | 6608.7483 | 7180.8661 | 6670.7103 | 5121.3578 | 3075.2353 | 1511.6539 |  | 61.07%
College and University | New | High Efficiency Chiller (Air Cooled, 50 tons) | 4.3065 | 4.3704 |  | 15130.9532 | 20 |  | 6800 | 6800 | unit (50 tons) | 0 | 666.8208 | FAIL | 3863.2136 | College and University_New_High Efficiency Chiller (Air Cooled, 50 tons)_RIM | 0 | 0 | 0 | 0 | 0 | 0 | 0 | 0 | 0 | 0 | 0 | 0 | 0 | 0 | 0 | 0 | 0 | 0 | 0 | 0 | College and University_New_High Efficiency Chiller (Air Cooled, 50 tons)_TRC | 0.029442 | 0.042105 | 0.06354 | 0.090701 | 0.11852 | 0.12539 | 0.1141 | 0.08535 | 0.047607 | 0.021912 | 445.493 | 637.0886 | 961.421 | 1372.3953 | 1793.3714 | 1897.2197 | 1726.4174 | 1291.4234 | 720.3437 | 331.5562 |  | 56.81%
Grocery | New | High Efficiency Chiller (Air Cooled, 50 tons) | 2.1443 | 2.1761 |  | 7534.1712 | 20 |  | 6800 | 6800 | unit (50 tons) | 0 | 332.0308 | FAIL | 5337.6829 | Grocery_New_High Efficiency Chiller (Air Cooled, 50 tons)_RIM | 0 | 0 | 0 | 0 | 0 | 0 | 0 | 0 | 0 | 0 | 0 | 0 | 0 | 0 | 0 | 0 | 0 | 0 | 0 | 0 | Grocery_New_High Efficiency Chiller (Air Cooled, 50 tons)_TRC | 0 | 0 | 0 | 0 | 0 | 0 | 0 | 0 | 0 | 0 | 0 | 0 | 0 | 0 | 0 | 0 | 0 | 0 | 0 | 0 |  | 78.5%
Healthcare | New | High Efficiency Chiller (Air Cooled, 50 tons) | 8.4466 | 8.5719 |  | 29677.5385 | 20 |  | 6800 | 6800 | unit (50 tons) | 0 | 1307.8885 | FAIL | 1039.8478 | Healthcare_New_High Efficiency Chiller (Air Cooled, 50 tons)_RIM | 0 | 0 | 0 | 0 | 0 | 0 | 0 | 0 | 0 | 0 | 0 | 0 | 0 | 0 | 0 | 0 | 0 | 0 | 0 | 0 | Healthcare_New_High Efficiency Chiller (Air Cooled, 50 tons)_TRC | 0 | 0 | 0 | 0 | 0 | 0 | 0 | 0 | 0 | 0 | 0 | 0 | 0 | 0 | 0 | 0 | 0 | 0 | 0 | 0 |  | 15.29%
Hospitals | New | High Efficiency Chiller (Air Cooled, 50 tons) | 8.0011 | 8.1198 |  | 28112.2675 | 20 |  | 6800 | 6800 | unit (50 tons) | 0 | 1238.9071 | FAIL | 1343.6533 | Hospitals_New_High Efficiency Chiller (Air Cooled, 50 tons)_RIM | 0 | 0 | 0 | 0 | 0 | 0 | 0 | 0 | 0 | 0 | 0 | 0 | 0 | 0 | 0 | 0 | 0 | 0 | 0 | 0 | Hospitals_New_High Efficiency Chiller (Air Cooled, 50 tons)_TRC | 0.080611 | 0.11264 | 0.16612 | 0.23182 | 0.29614 | 0.32171 | 0.29222 | 0.21145 | 0.12011 | 0.055462 | 2266.1624 | 3166.6287 | 4669.8724 | 6516.9828 | 8325.0732 | 9043.9384 | 8214.8405 | 5944.3823 | 3376.4654 | 1559.1626 |  | 19.76%
Institutional | New | High Efficiency Chiller (Air Cooled, 50 tons) | 2.0968 | 2.1279 |  | 7367.2089 | 20 |  | 6800 | 6800 | unit (50 tons) | 0 | 324.6728 | FAIL | 5370.0888 | Institutional_New_High Efficiency Chiller (Air Cooled, 50 tons)_RIM | 0 | 0 | 0 | 0 | 0 | 0 | 0 | 0 | 0 | 0 | 0 | 0 | 0 | 0 | 0 | 0 | 0 | 0 | 0 | 0 | Institutional_New_High Efficiency Chiller (Air Cooled, 50 tons)_TRC | 0.3434 | 0.52847 | 0.84556 | 1.2637 | 1.7183 | 1.9056 | 1.7962 | 1.3739 | 0.82545 | 0.39686 | 2529.9215 | 3893.353 | 6229.4213 | 9310.2283 | 12659.0353 | 14039.1452 | 13233.0584 | 10121.639 | 6081.2715 | 2923.7226 |  | 78.97%
Lodging/Hospitality | New | High Efficiency Chiller (Air Cooled, 50 tons) | 6.4122 | 6.5073 |  | 22529.4675 | 20 |  | 6800 | 6800 | unit (50 tons) | 0 | 992.8732 | FAIL | 2427.2262 | Lodging/Hospitality_New_High Efficiency Chiller (Air Cooled, 50 tons)_RIM | 0 | 0 | 0 | 0 | 0 | 0 | 0 | 0 | 0 | 0 | 0 | 0 | 0 | 0 | 0 | 0 | 0 | 0 | 0 | 0 | Lodging/Hospitality_New_High Efficiency Chiller (Air Cooled, 50 tons)_TRC | 0.029816 | 0.03664 | 0.047237 | 0.055934 | 0.058279 | 0.060645 | 0.053123 | 0.037171 | 0.020531 | 0.0092459 | 671.7385 | 825.4715 | 1064.2242 | 1260.1534 | 1312.994 | 1366.2983 | 1196.8309 | 837.4512 | 462.5521 | 208.3049 |  | 35.69%
Miscellaneous | New | High Efficiency Chiller (Air Cooled, 50 tons) | 2.1681 | 2.2003 |  | 7617.6523 | 20 |  | 6800 | 6800 | unit (50 tons) | 0 | 335.7098 | FAIL | 5321.4799 | Miscellaneous_New_High Efficiency Chiller (Air Cooled, 50 tons)_RIM | 0 | 0 | 0 | 0 | 0 | 0 | 0 | 0 | 0 | 0 | 0 | 0 | 0 | 0 | 0 | 0 | 0 | 0 | 0 | 0 | Miscellaneous_New_High Efficiency Chiller (Air Cooled, 50 tons)_TRC | 0 | 0 | 0 | 0 | 0 | 0 | 0 | 0 | 0 | 0 | 0 | 0 | 0 | 0 | 0 | 0 | 0 | 0 | 0 | 0 |  | 78.26%
Offices | New | High Efficiency Chiller (Air Cooled, 50 tons) | 4.3689 | 4.4337 |  | 15350.0911 | 20 |  | 6800 | 6800 | unit (50 tons) | 0 | 676.4782 | FAIL | 3820.6808 | Offices_New_High Efficiency Chiller (Air Cooled, 50 tons)_RIM | 0 | 0 | 0 | 0 | 0 | 0 | 0 | 0 | 0 | 0 | 0 | 0 | 0 | 0 | 0 | 0 | 0 | 0 | 0 | 0 | Offices_New_High Efficiency Chiller (Air Cooled, 50 tons)_TRC | 0.31395 | 0.36093 | 0.41921 | 0.42554 | 0.34434 | 0.35305 | 0.31021 | 0.22152 | 0.12539 | 0.057431 | 4819.1565 | 5540.3611 | 6434.954 | 6532.0192 | 5285.7019 | 5419.3088 | 4761.7178 | 3400.3059 | 1924.7747 | 881.5679 |  | 56.19%
Restaurants | New | High Efficiency Chiller (Air Cooled, 50 tons) | 6.2904 | 6.3837 |  | 22101.6268 | 20 |  | 6800 | 6800 | unit (50 tons) | 0 | 974.0183 | FAIL | 2510.2664 | Restaurants_New_High Efficiency Chiller (Air Cooled, 50 tons)_RIM | 0 | 0 | 0 | 0 | 0 | 0 | 0 | 0 | 0 | 0 | 0 | 0 | 0 | 0 | 0 | 0 | 0 | 0 | 0 | 0 | Restaurants_New_High Efficiency Chiller (Air Cooled, 50 tons)_TRC | 0.0053526 | 0.0087021 | 0.014786 | 0.023457 | 0.033729 | 0.036819 | 0.033607 | 0.024803 | 0.014265 | 0.0067965 | 118.3023 | 192.3313 | 326.7992 | 518.4309 | 745.4643 | 813.7552 | 742.7723 | 548.1778 | 315.2729 | 150.2128 |  | 36.92%
Retail | New | High Efficiency Chiller (Air Cooled, 50 tons) | 4.9302 | 5.0033 |  | 17322.3326 | 20 |  | 6800 | 6800 | unit (50 tons) | 0 | 763.3949 | FAIL | 3437.8859 | Retail_New_High Efficiency Chiller (Air Cooled, 50 tons)_RIM | 0 | 0 | 0 | 0 | 0 | 0 | 0 | 0 | 0 | 0 | 0 | 0 | 0 | 0 | 0 | 0 | 0 | 0 | 0 | 0 | Retail_New_High Efficiency Chiller (Air Cooled, 50 tons)_TRC | 0 | 0 | 0 | 0 | 0 | 0 | 0 | 0 | 0 | 0 | 0 | 0 | 0 | 0 | 0 | 0 | 0 | 0 | 0 | 0 |  | 50.56%
Schools K-12 | New | High Efficiency Chiller (Air Cooled, 50 tons) | 4.2857 | 4.3493 |  | 15057.9072 | 20 |  | 6800 | 6800 | unit (50 tons) | 0 | 663.6017 | FAIL | 3877.3911 | Schools K-12_New_High Efficiency Chiller (Air Cooled, 50 tons)_RIM | 0 | 0 | 0 | 0 | 0 | 0 | 0 | 0 | 0 | 0 | 0 | 0 | 0 | 0 | 0 | 0 | 0 | 0 | 0 | 0 | Schools K-12_New_High Efficiency Chiller (Air Cooled, 50 tons)_TRC | 0.22784 | 0.32329 | 0.48255 | 0.6795 | 0.8759 | 0.91945 | 0.84049 | 0.63935 | 0.3638 | 0.16987 | 3430.8442 | 4868.0003 | 7266.2247 | 10231.7906 | 13189.2912 | 13844.9645 | 12655.9905 | 9627.2976 | 5478.0156 | 2557.8468 |  | 57.02%
Warehouse | New | High Efficiency Chiller (Air Cooled, 50 tons) | 0.94149 | 0.95545 |  | 3307.9394 | 20 |  | 6800 | 6800 | unit (50 tons) | 0 | 145.7808 | FAIL | FAIL | Warehouse_New_High Efficiency Chiller (Air Cooled, 50 tons)_RIM | 0 | 0 | 0 | 0 | 0 | 0 | 0 | 0 | 0 | 0 | 0 | 0 | 0 | 0 | 0 | 0 | 0 | 0 | 0 | 0 | Warehouse_New_High Efficiency Chiller (Air Cooled, 50 tons)_TRC | 0 | 0 | 0 | 0 | 0 | 0 | 0 | 0 | 0 | 0 | 0 | 0 | 0 | 0 | 0 | 0 | 0 | 0 | 0 | 0
Assembly | Turnover | High Efficiency Chiller (Water cooled-centrifugal, 200 tons) | 6.6412 | 0.28766 |  | 16868.4547 | 20 |  | 9533.3333 | 9533.3333 | unit 200 tons) | 0 | 743.3925 | FAIL | 6259.3129 | Assembly_Turnover_High Efficiency Chiller (Water cooled-centrifugal, 200 tons)_RIM | 0 | 0 | 0 | 0 | 0 | 0 | 0 | 0 | 0 | 0 | 0 | 0 | 0 | 0 | 0 | 0 | 0 | 0 | 0 | 0 | Assembly_Turnover_High Efficiency Chiller (Water cooled-centrifugal, 200 tons)_TRC | 0.13239 | 0.18728 | 0.27848 | 0.39291 | 0.50923 | 0.5821 | 0.55668 | 0.42458 | 0.25397 | 0.12308 | 2233.2868 | 3159.1013 | 4697.5502 | 6627.7165 | 8589.8691 | 9819.1349 | 9390.285 | 7162.0416 | 4284.0804 | 2076.2028 |  | 65.66%
College and University | Turnover | High Efficiency Chiller (Water cooled-centrifugal, 200 tons) | 7.3679 | 0.31913 |  | 18714.0469 | 20 |  | 9533.3333 | 9533.3333 | unit 200 tons) | 0 | 824.7277 | FAIL | 5901.0995 | College and University_Turnover_High Efficiency Chiller (Water cooled-centrifugal, 200 tons)_RIM | 0 | 0 | 0 | 0 | 0 | 0 | 0 | 0 | 0 | 0 | 0 | 0 | 0 | 0 | 0 | 0 | 0 | 0 | 0 | 0 | College and University_Turnover_High Efficiency Chiller (Water cooled-centrifugal, 200 tons)_TRC | 0.080958 | 0.1144 | 0.16941 | 0.2373 | 0.30438 | 0.3432 | 0.3237 | 0.24351 | 0.14371 | 0.068745 | 1515.0547 | 2140.8421 | 3170.2903 | 4440.8129 | 5696.1927 | 6422.7237 | 6057.7344 | 4557.0942 | 2689.4688 | 1286.5042 |  | 61.9%
Grocery | Turnover | High Efficiency Chiller (Water cooled-centrifugal, 200 tons) | 3.6687 | 0.15891 |  | 9318.3048 | 20 |  | 9533.3333 | 9533.3333 | unit 200 tons) | 0 | 410.6575 | FAIL | FAIL | Grocery_Turnover_High Efficiency Chiller (Water cooled-centrifugal, 200 tons)_RIM | 0 | 0 | 0 | 0 | 0 | 0 | 0 | 0 | 0 | 0 | 0 | 0 | 0 | 0 | 0 | 0 | 0 | 0 | 0 | 0 | Grocery_Turnover_High Efficiency Chiller (Water cooled-centrifugal, 200 tons)_TRC | 0 | 0 | 0 | 0 | 0 | 0 | 0 | 0 | 0 | 0 | 0 | 0 | 0 | 0 | 0 | 0 | 0 | 0 | 0 | 0
Healthcare | Turnover | High Efficiency Chiller (Water cooled-centrifugal, 200 tons) | 14.4512 | 0.62594 |  | 36705.3445 | 20 |  | 9533.3333 | 9533.3333 | unit 200 tons) | 0 | 1617.6038 | FAIL | 2409.1451 | Healthcare_Turnover_High Efficiency Chiller (Water cooled-centrifugal, 200 tons)_RIM | 0 | 0 | 0 | 0 | 0 | 0 | 0 | 0 | 0 | 0 | 0 | 0 | 0 | 0 | 0 | 0 | 0 | 0 | 0 | 0 | Healthcare_Turnover_High Efficiency Chiller (Water cooled-centrifugal, 200 tons)_TRC | 0 | 0 | 0 | 0 | 0 | 0 | 0 | 0 | 0 | 0 | 0 | 0 | 0 | 0 | 0 | 0 | 0 | 0 | 0 | 0 |  | 25.27%
Hospitals | Turnover | High Efficiency Chiller (Water cooled-centrifugal, 200 tons) | 13.689 | 0.59293 |  | 34769.4086 | 20 |  | 9533.3333 | 9533.3333 | unit 200 tons) | 0 | 1532.2871 | FAIL | 2784.8934 | Hospitals_Turnover_High Efficiency Chiller (Water cooled-centrifugal, 200 tons)_RIM | 0 | 0 | 0 | 0 | 0 | 0 | 0 | 0 | 0 | 0 | 0 | 0 | 0 | 0 | 0 | 0 | 0 | 0 | 0 | 0 | Hospitals_Turnover_High Efficiency Chiller (Water cooled-centrifugal, 200 tons)_TRC | 0.18775 | 0.26574 | 0.39405 | 0.55254 | 0.70934 | 0.80048 | 0.75605 | 0.56976 | 0.33681 | 0.16136 | 6527.8501 | 9239.5247 | 13700.8462 | 19211.6502 | 24663.3343 | 27832.1795 | 26287.3239 | 19810.3325 | 11710.5987 | 5610.539 |  | 29.21%
Institutional | Turnover | High Efficiency Chiller (Water cooled-centrifugal, 200 tons) | 3.5874 | 0.15539 |  | 9111.8049 | 20 |  | 9533.3333 | 9533.3333 | unit 200 tons) | 0 | 401.5571 | FAIL | FAIL | Institutional_Turnover_High Efficiency Chiller (Water cooled-centrifugal, 200 tons)_RIM | 0 | 0 | 0 | 0 | 0 | 0 | 0 | 0 | 0 | 0 | 0 | 0 | 0 | 0 | 0 | 0 | 0 | 0 | 0 | 0 | Institutional_Turnover_High Efficiency Chiller (Water cooled-centrifugal, 200 tons)_TRC | 0 | 0 | 0 | 0 | 0 | 0 | 0 | 0 | 0 | 0 | 0 | 0 | 0 | 0 | 0 | 0 | 0 | 0 | 0 | 0
Lodging/Hospitality | Turnover | High Efficiency Chiller (Water cooled-centrifugal, 200 tons) | 10.9705 | 0.47518 |  | 27864.5706 | 20 |  | 9533.3333 | 9533.3333 | unit 200 tons) | 0 | 1227.9911 | FAIL | 4125.0625 | Lodging/Hospitality_Turnover_High Efficiency Chiller (Water cooled-centrifugal, 200 tons)_RIM | 0 | 0 | 0 | 0 | 0 | 0 | 0 | 0 | 0 | 0 | 0 | 0 | 0 | 0 | 0 | 0 | 0 | 0 | 0 | 0 | Lodging/Hospitality_Turnover_High Efficiency Chiller (Water cooled-centrifugal, 200 tons)_TRC | 0.025955 | 0.037258 | 0.05586 | 0.078989 | 0.10198 | 0.1154 | 0.10919 | 0.082349 | 0.048689 | 0.023326 | 723.2207 | 1038.1887 | 1556.5196 | 2200.983 | 2841.6388 | 3215.5953 | 3042.405 | 2294.6293 | 1356.7059 | 649.982 |  | 43.27%
Miscellaneous | Turnover | High Efficiency Chiller (Water cooled-centrifugal, 200 tons) | 3.7093 | 0.16067 |  | 9421.5547 | 20 |  | 9533.3333 | 9533.3333 | unit 200 tons) | 0 | 415.2077 | FAIL | FAIL | Miscellaneous_Turnover_High Efficiency Chiller (Water cooled-centrifugal, 200 tons)_RIM | 0 | 0 | 0 | 0 | 0 | 0 | 0 | 0 | 0 | 0 | 0 | 0 | 0 | 0 | 0 | 0 | 0 | 0 | 0 | 0 | Miscellaneous_Turnover_High Efficiency Chiller (Water cooled-centrifugal, 200 tons)_TRC | 0 | 0 | 0 | 0 | 0 | 0 | 0 | 0 | 0 | 0 | 0 | 0 | 0 | 0 | 0 | 0 | 0 | 0 | 0 | 0
Offices | Turnover | High Efficiency Chiller (Water cooled-centrifugal, 200 tons) | 7.4746 | 0.32376 |  | 18985.078 | 20 |  | 9533.3333 | 9533.3333 | unit 200 tons) | 0 | 836.672 | FAIL | 5848.4948 | Offices_Turnover_High Efficiency Chiller (Water cooled-centrifugal, 200 tons)_RIM | 0 | 0 | 0 | 0 | 0 | 0 | 0 | 0 | 0 | 0 | 0 | 0 | 0 | 0 | 0 | 0 | 0 | 0 | 0 | 0 | Offices_Turnover_High Efficiency Chiller (Water cooled-centrifugal, 200 tons)_TRC | 0.34801 | 0.49711 | 0.74146 | 1.0426 | 1.338 | 1.5047 | 1.4161 | 1.0633 | 0.62623 | 0.29889 | 6607.0307 | 9437.6831 | 14076.7517 | 19793.3085 | 25401.4841 | 28566.6126 | 26885.3742 | 20187.4445 | 11889.0861 | 5674.492 |  | 61.35%
Restaurants | Turnover | High Efficiency Chiller (Water cooled-centrifugal, 200 tons) | 10.7622 | 0.46616 |  | 27335.4148 | 20 |  | 9533.3333 | 9533.3333 | unit 200 tons) | 0 | 1204.6712 | FAIL | 4227.767 | Restaurants_Turnover_High Efficiency Chiller (Water cooled-centrifugal, 200 tons)_RIM | 0 | 0 | 0 | 0 | 0 | 0 | 0 | 0 | 0 | 0 | 0 | 0 | 0 | 0 | 0 | 0 | 0 | 0 | 0 | 0 | Restaurants_Turnover_High Efficiency Chiller (Water cooled-centrifugal, 200 tons)_TRC | 0.0088432 | 0.012544 | 0.018681 | 0.026363 | 0.034131 | 0.038915 | 0.0371 | 0.028196 | 0.016803 | 0.0081145 | 241.7333 | 342.9078 | 510.6485 | 720.64 | 932.9844 | 1063.7556 | 1014.1542 | 770.7491 | 459.3201 | 221.8141 |  | 44.35%
Retail | Turnover | High Efficiency Chiller (Water cooled-centrifugal, 200 tons) | 8.4349 | 0.36535 |  | 21424.3572 | 20 |  | 9533.3333 | 9533.3333 | unit 200 tons) | 0 | 944.171 | FAIL | 5375.0519 | Retail_Turnover_High Efficiency Chiller (Water cooled-centrifugal, 200 tons)_RIM | 0 | 0 | 0 | 0 | 0 | 0 | 0 | 0 | 0 | 0 | 0 | 0 | 0 | 0 | 0 | 0 | 0 | 0 | 0 | 0 | Retail_Turnover_High Efficiency Chiller (Water cooled-centrifugal, 200 tons)_TRC | 0 | 0 | 0 | 0 | 0 | 0 | 0 | 0 | 0 | 0 | 0 | 0 | 0 | 0 | 0 | 0 | 0 | 0 | 0 | 0 |  | 56.38%
Schools K-12 | Turnover | High Efficiency Chiller (Water cooled-centrifugal, 200 tons) | 7.3323 | 0.31759 |  | 18623.7033 | 20 |  | 9533.3333 | 9533.3333 | unit 200 tons) | 0 | 820.7462 | FAIL | 5918.6345 | Schools K-12_Turnover_High Efficiency Chiller (Water cooled-centrifugal, 200 tons)_RIM | 0 | 0 | 0 | 0 | 0 | 0 | 0 | 0 | 0 | 0 | 0 | 0 | 0 | 0 | 0 | 0 | 0 | 0 | 0 | 0 | Schools K-12_Turnover_High Efficiency Chiller (Water cooled-centrifugal, 200 tons)_TRC | 0.63557 | 0.89808 | 1.3299 | 1.8629 | 2.3896 | 2.6943 | 2.5412 | 1.9117 | 1.1282 | 0.53969 | 11836.5996 | 16725.6606 | 24768.384 | 34694.5389 | 44502.3886 | 50178.5241 | 47326.9889 | 35603.0044 | 21011.8921 | 10051.0138 |  | 62.08%
Warehouse | Turnover | High Efficiency Chiller (Water cooled-centrifugal, 200 tons) | 1.6108 | 0.069769 |  | 4091.2778 | 20 |  | 9533.3333 | 9533.3333 | unit 200 tons) | 0 | 180.3025 | FAIL | FAIL | Warehouse_Turnover_High Efficiency Chiller (Water cooled-centrifugal, 200 tons)_RIM | 0 | 0 | 0 | 0 | 0 | 0 | 0 | 0 | 0 | 0 | 0 | 0 | 0 | 0 | 0 | 0 | 0 | 0 | 0 | 0 | Warehouse_Turnover_High Efficiency Chiller (Water cooled-centrifugal, 200 tons)_TRC | 0 | 0 | 0 | 0 | 0 | 0 | 0 | 0 | 0 | 0 | 0 | 0 | 0 | 0 | 0 | 0 | 0 | 0 | 0 | 0
Assembly | New | High Efficiency Chiller (Water cooled-centrifugal, 200 tons) | 6.6412 | 0.28766 |  | 16868.4547 | 20 |  | 9533.3333 | 9533.3333 | unit 200 tons) | 0 | 743.3925 | FAIL | 6259.3129 | Assembly_New_High Efficiency Chiller (Water cooled-centrifugal, 200 tons)_RIM | 0 | 0 | 0 | 0 | 0 | 0 | 0 | 0 | 0 | 0 | 0 | 0 | 0 | 0 | 0 | 0 | 0 | 0 | 0 | 0 | Assembly_New_High Efficiency Chiller (Water cooled-centrifugal, 200 tons)_TRC | 0.021523 | 0.041719 | 0.078045 | 0.1309 | 0.18463 | 0.14541 | 0.16499 | 0.15167 | 0.091628 | 0.045242 | 363.0644 | 703.7333 | 1316.5031 | 2208.0464 | 3114.3507 | 2452.8173 | 2783.0611 | 2558.4156 | 1545.6228 | 763.1548 |  | 65.66%
College and University | New | High Efficiency Chiller (Water cooled-centrifugal, 200 tons) | 7.3679 | 0.31913 |  | 18714.0469 | 20 |  | 9533.3333 | 9533.3333 | unit 200 tons) | 0 | 824.7277 | FAIL | 5901.0995 | College and University_New_High Efficiency Chiller (Water cooled-centrifugal, 200 tons)_RIM | 0 | 0 | 0 | 0 | 0 | 0 | 0 | 0 | 0 | 0 | 0 | 0 | 0 | 0 | 0 | 0 | 0 | 0 | 0 | 0 | College and University_New_High Efficiency Chiller (Water cooled-centrifugal, 200 tons)_TRC | 0.012044 | 0.017187 | 0.025859 | 0.036777 | 0.047884 | 0.050072 | 0.046058 | 0.034607 | 0.019408 | 0.0089683 | 225.399 | 321.6395 | 483.93 | 688.2536 | 896.1124 | 937.0406 | 861.9224 | 647.6317 | 363.1969 | 167.8334 |  | 61.9%
Grocery | New | High Efficiency Chiller (Water cooled-centrifugal, 200 tons) | 3.6687 | 0.15891 |  | 9318.3048 | 20 |  | 9533.3333 | 9533.3333 | unit 200 tons) | 0 | 410.6575 | FAIL | FAIL | Grocery_New_High Efficiency Chiller (Water cooled-centrifugal, 200 tons)_RIM | 0 | 0 | 0 | 0 | 0 | 0 | 0 | 0 | 0 | 0 | 0 | 0 | 0 | 0 | 0 | 0 | 0 | 0 | 0 | 0 | Grocery_New_High Efficiency Chiller (Water cooled-centrifugal, 200 tons)_TRC | 0 | 0 | 0 | 0 | 0 | 0 | 0 | 0 | 0 | 0 | 0 | 0 | 0 | 0 | 0 | 0 | 0 | 0 | 0 | 0
Healthcare | New | High Efficiency Chiller (Water cooled-centrifugal, 200 tons) | 14.4512 | 0.62594 |  | 36705.3445 | 20 |  | 9533.3333 | 9533.3333 | unit 200 tons) | 0 | 1617.6038 | FAIL | 2409.1451 | Healthcare_New_High Efficiency Chiller (Water cooled-centrifugal, 200 tons)_RIM | 0 | 0 | 0 | 0 | 0 | 0 | 0 | 0 | 0 | 0 | 0 | 0 | 0 | 0 | 0 | 0 | 0 | 0 | 0 | 0 | Healthcare_New_High Efficiency Chiller (Water cooled-centrifugal, 200 tons)_TRC | 0 | 0 | 0 | 0 | 0 | 0 | 0 | 0 | 0 | 0 | 0 | 0 | 0 | 0 | 0 | 0 | 0 | 0 | 0 | 0 |  | 25.27%
Hospitals | New | High Efficiency Chiller (Water cooled-centrifugal, 200 tons) | 13.689 | 0.59293 |  | 34769.4086 | 20 |  | 9533.3333 | 9533.3333 | unit 200 tons) | 0 | 1532.2871 | FAIL | 2784.8934 | Hospitals_New_High Efficiency Chiller (Water cooled-centrifugal, 200 tons)_RIM | 0 | 0 | 0 | 0 | 0 | 0 | 0 | 0 | 0 | 0 | 0 | 0 | 0 | 0 | 0 | 0 | 0 | 0 | 0 | 0 | Hospitals_New_High Efficiency Chiller (Water cooled-centrifugal, 200 tons)_TRC | 0.03336 | 0.046238 | 0.067425 | 0.092798 | 0.11499 | 0.11382 | 0.10919 | 0.084587 | 0.049027 | 0.022981 | 1159.908 | 1607.6585 | 2344.3117 | 3226.517 | 3997.9752 | 3957.3527 | 3796.5883 | 2941.0248 | 1704.6559 | 799.0528 |  | 29.21%
Institutional | New | High Efficiency Chiller (Water cooled-centrifugal, 200 tons) | 3.5874 | 0.15539 |  | 9111.8049 | 20 |  | 9533.3333 | 9533.3333 | unit 200 tons) | 0 | 401.5571 | FAIL | FAIL | Institutional_New_High Efficiency Chiller (Water cooled-centrifugal, 200 tons)_RIM | 0 | 0 | 0 | 0 | 0 | 0 | 0 | 0 | 0 | 0 | 0 | 0 | 0 | 0 | 0 | 0 | 0 | 0 | 0 | 0 | Institutional_New_High Efficiency Chiller (Water cooled-centrifugal, 200 tons)_TRC | 0 | 0 | 0 | 0 | 0 | 0 | 0 | 0 | 0 | 0 | 0 | 0 | 0 | 0 | 0 | 0 | 0 | 0 | 0 | 0
Lodging/Hospitality | New | High Efficiency Chiller (Water cooled-centrifugal, 200 tons) | 10.9705 | 0.47518 |  | 27864.5706 | 20 |  | 9533.3333 | 9533.3333 | unit 200 tons) | 0 | 1227.9911 | FAIL | 4125.0625 | Lodging/Hospitality_New_High Efficiency Chiller (Water cooled-centrifugal, 200 tons)_RIM | 0 | 0 | 0 | 0 | 0 | 0 | 0 | 0 | 0 | 0 | 0 | 0 | 0 | 0 | 0 | 0 | 0 | 0 | 0 | 0 | Lodging/Hospitality_New_High Efficiency Chiller (Water cooled-centrifugal, 200 tons)_TRC | 0.01197 | 0.014431 | 0.018115 | 0.020744 | 0.020896 | 0.018202 | 0.018889 | 0.013775 | 0.007988 | 0.0037254 | 333.5253 | 402.119 | 504.7669 | 578.0182 | 582.2575 | 507.1822 | 526.3298 | 383.8211 | 222.5813 | 103.8066 |  | 43.27%
Miscellaneous | New | High Efficiency Chiller (Water cooled-centrifugal, 200 tons) | 3.7093 | 0.16067 |  | 9421.5547 | 20 |  | 9533.3333 | 9533.3333 | unit 200 tons) | 0 | 415.2077 | FAIL | FAIL | Miscellaneous_New_High Efficiency Chiller (Water cooled-centrifugal, 200 tons)_RIM | 0 | 0 | 0 | 0 | 0 | 0 | 0 | 0 | 0 | 0 | 0 | 0 | 0 | 0 | 0 | 0 | 0 | 0 | 0 | 0 | Miscellaneous_New_High Efficiency Chiller (Water cooled-centrifugal, 200 tons)_TRC | 0 | 0 | 0 | 0 | 0 | 0 | 0 | 0 | 0 | 0 | 0 | 0 | 0 | 0 | 0 | 0 | 0 | 0 | 0 | 0
Offices | New | High Efficiency Chiller (Water cooled-centrifugal, 200 tons) | 7.4746 | 0.32376 |  | 18985.078 | 20 |  | 9533.3333 | 9533.3333 | unit 200 tons) | 0 | 836.672 | FAIL | 5848.4948 | Offices_New_High Efficiency Chiller (Water cooled-centrifugal, 200 tons)_RIM | 0 | 0 | 0 | 0 | 0 | 0 | 0 | 0 | 0 | 0 | 0 | 0 | 0 | 0 | 0 | 0 | 0 | 0 | 0 | 0 | Offices_New_High Efficiency Chiller (Water cooled-centrifugal, 200 tons)_TRC | 0.12841 | 0.14727 | 0.17047 | 0.17232 | 0.13217 | 0.10164 | 0.10666 | 0.089702 | 0.051086 | 0.023503 | 2437.8486 | 2795.85 | 3236.3581 | 3271.5721 | 2509.2999 | 1929.6863 | 2024.8787 | 1703.0051 | 969.8779 | 446.1984 |  | 61.35%
Restaurants | New | High Efficiency Chiller (Water cooled-centrifugal, 200 tons) | 10.7622 | 0.46616 |  | 27335.4148 | 20 |  | 9533.3333 | 9533.3333 | unit 200 tons) | 0 | 1204.6712 | FAIL | 4227.767 | Restaurants_New_High Efficiency Chiller (Water cooled-centrifugal, 200 tons)_RIM | 0 | 0 | 0 | 0 | 0 | 0 | 0 | 0 | 0 | 0 | 0 | 0 | 0 | 0 | 0 | 0 | 0 | 0 | 0 | 0 | Restaurants_New_High Efficiency Chiller (Water cooled-centrifugal, 200 tons)_TRC | 0.002157 | 0.0034492 | 0.0057263 | 0.0088244 | 0.012324 | 0.011564 | 0.012195 | 0.009329 | 0.0055973 | 0.002749 | 58.9636 | 94.2849 | 156.5308 | 241.218 | 336.8877 | 316.0959 | 333.3565 | 255.0128 | 153.0045 | 75.144 |  | 44.35%
Retail | New | High Efficiency Chiller (Water cooled-centrifugal, 200 tons) | 8.4349 | 0.36535 |  | 21424.3572 | 20 |  | 9533.3333 | 9533.3333 | unit 200 tons) | 0 | 944.171 | FAIL | 5375.0519 | Retail_New_High Efficiency Chiller (Water cooled-centrifugal, 200 tons)_RIM | 0 | 0 | 0 | 0 | 0 | 0 | 0 | 0 | 0 | 0 | 0 | 0 | 0 | 0 | 0 | 0 | 0 | 0 | 0 | 0 | Retail_New_High Efficiency Chiller (Water cooled-centrifugal, 200 tons)_TRC | 0 | 0 | 0 | 0 | 0 | 0 | 0 | 0 | 0 | 0 | 0 | 0 | 0 | 0 | 0 | 0 | 0 | 0 | 0 | 0 |  | 56.38%
Schools K-12 | New | High Efficiency Chiller (Water cooled-centrifugal, 200 tons) | 7.3323 | 0.31759 |  | 18623.7033 | 20 |  | 9533.3333 | 9533.3333 | unit 200 tons) | 0 | 820.7462 | FAIL | 5918.6345 | Schools K-12_New_High Efficiency Chiller (Water cooled-centrifugal, 200 tons)_RIM | 0 | 0 | 0 | 0 | 0 | 0 | 0 | 0 | 0 | 0 | 0 | 0 | 0 | 0 | 0 | 0 | 0 | 0 | 0 | 0 | Schools K-12_New_High Efficiency Chiller (Water cooled-centrifugal, 200 tons)_TRC | 0.093196 | 0.13195 | 0.19636 | 0.27549 | 0.35383 | 0.34239 | 0.33924 | 0.25921 | 0.14829 | 0.069516 | 1735.6576 | 2457.3788 | 3657.0397 | 5130.6555 | 6589.7002 | 6376.6545 | 6317.8665 | 4827.4277 | 2761.7068 | 1294.6362 |  | 62.08%
Warehouse | New | High Efficiency Chiller (Water cooled-centrifugal, 200 tons) | 1.6108 | 0.069769 |  | 4091.2778 | 20 |  | 9533.3333 | 9533.3333 | unit 200 tons) | 0 | 180.3025 | FAIL | FAIL | Warehouse_New_High Efficiency Chiller (Water cooled-centrifugal, 200 tons)_RIM | 0 | 0 | 0 | 0 | 0 | 0 | 0 | 0 | 0 | 0 | 0 | 0 | 0 | 0 | 0 | 0 | 0 | 0 | 0 | 0 | Warehouse_New_High Efficiency Chiller (Water cooled-centrifugal, 200 tons)_TRC | 0 | 0 | 0 | 0 | 0 | 0 | 0 | 0 | 0 | 0 | 0 | 0 | 0 | 0 | 0 | 0 | 0 | 0 | 0 | 0
Assembly | Turnover | High Efficiency Chiller (Water cooled-positive displacement, 100 tons) | 2.1073 | 0.091277 |  | 5352.4904 | 20 |  | 5200 | 5200 | unit (100 tons) | 0 | 235.8841 | FAIL | FAIL | Assembly_Turnover_High Efficiency Chiller (Water cooled-positive displacement, 100 tons)_RIM | 0 | 0 | 0 | 0 | 0 | 0 | 0 | 0 | 0 | 0 | 0 | 0 | 0 | 0 | 0 | 0 | 0 | 0 | 0 | 0 | Assembly_Turnover_High Efficiency Chiller (Water cooled-positive displacement, 100 tons)_TRC | 0 | 0 | 0 | 0 | 0 | 0 | 0 | 0 | 0 | 0 | 0 | 0 | 0 | 0 | 0 | 0 | 0 | 0 | 0 | 0
College and University | Turnover | High Efficiency Chiller (Water cooled-positive displacement, 100 tons) | 2.3379 | 0.10126 |  | 5938.111 | 20 |  | 5200 | 5200 | unit (100 tons) | 0 | 261.6924 | FAIL | FAIL | College and University_Turnover_High Efficiency Chiller (Water cooled-positive displacement, 100 tons)_RIM | 0 | 0 | 0 | 0 | 0 | 0 | 0 | 0 | 0 | 0 | 0 | 0 | 0 | 0 | 0 | 0 | 0 | 0 | 0 | 0 | College and University_Turnover_High Efficiency Chiller (Water cooled-positive displacement, 100 tons)_TRC | 0 | 0 | 0 | 0 | 0 | 0 | 0 | 0 | 0 | 0 | 0 | 0 | 0 | 0 | 0 | 0 | 0 | 0 | 0 | 0
Grocery | Turnover | High Efficiency Chiller (Water cooled-positive displacement, 100 tons) | 1.1641 | 0.050422 |  | 2956.7698 | 20 |  | 5200 | 5200 | unit (100 tons) | 0 | 130.3048 | FAIL | FAIL | Grocery_Turnover_High Efficiency Chiller (Water cooled-positive displacement, 100 tons)_RIM | 0 | 0 | 0 | 0 | 0 | 0 | 0 | 0 | 0 | 0 | 0 | 0 | 0 | 0 | 0 | 0 | 0 | 0 | 0 | 0 | Grocery_Turnover_High Efficiency Chiller (Water cooled-positive displacement, 100 tons)_TRC | 0 | 0 | 0 | 0 | 0 | 0 | 0 | 0 | 0 | 0 | 0 | 0 | 0 | 0 | 0 | 0 | 0 | 0 | 0 | 0
Healthcare | Turnover | High Efficiency Chiller (Water cooled-positive displacement, 100 tons) | 4.5855 | 0.19862 |  | 11646.8882 | 20 |  | 5200 | 5200 | unit (100 tons) | 0 | 513.2781 | FAIL | 2939.4403 | Healthcare_Turnover_High Efficiency Chiller (Water cooled-positive displacement, 100 tons)_RIM | 0 | 0 | 0 | 0 | 0 | 0 | 0 | 0 | 0 | 0 | 0 | 0 | 0 | 0 | 0 | 0 | 0 | 0 | 0 | 0 | Healthcare_Turnover_High Efficiency Chiller (Water cooled-positive displacement, 100 tons)_TRC | 0 | 0 | 0 | 0 | 0 | 0 | 0 | 0 | 0 | 0 | 0 | 0 | 0 | 0 | 0 | 0 | 0 | 0 | 0 | 0 |  | 56.53%
Hospitals | Turnover | High Efficiency Chiller (Water cooled-positive displacement, 100 tons) | 4.3436 | 0.18814 |  | 11032.6008 | 20 |  | 5200 | 5200 | unit (100 tons) | 0 | 486.2065 | FAIL | 3058.6681 | Hospitals_Turnover_High Efficiency Chiller (Water cooled-positive displacement, 100 tons)_RIM | 0 | 0 | 0 | 0 | 0 | 0 | 0 | 0 | 0 | 0 | 0 | 0 | 0 | 0 | 0 | 0 | 0 | 0 | 0 | 0 | Hospitals_Turnover_High Efficiency Chiller (Water cooled-positive displacement, 100 tons)_TRC | 0.41048 | 0.58028 | 0.85904 | 1.2021 | 1.5401 | 1.736 | 1.6407 | 1.2395 | 0.73494 | 0.35289 | 4528.6171 | 6402.0448 | 9477.4212 | 13262.1993 | 16991.2289 | 19152.5069 | 18101.4628 | 13675.3095 | 8108.3285 | 3893.2973 |  | 58.82%
Institutional | Turnover | High Efficiency Chiller (Water cooled-positive displacement, 100 tons) | 1.1383 | 0.049305 |  | 2891.2458 | 20 |  | 5200 | 5200 | unit (100 tons) | 0 | 127.4171 | FAIL | FAIL | Institutional_Turnover_High Efficiency Chiller (Water cooled-positive displacement, 100 tons)_RIM | 0 | 0 | 0 | 0 | 0 | 0 | 0 | 0 | 0 | 0 | 0 | 0 | 0 | 0 | 0 | 0 | 0 | 0 | 0 | 0 | Institutional_Turnover_High Efficiency Chiller (Water cooled-positive displacement, 100 tons)_TRC | 0 | 0 | 0 | 0 | 0 | 0 | 0 | 0 | 0 | 0 | 0 | 0 | 0 | 0 | 0 | 0 | 0 | 0 | 0 | 0
Lodging/Hospitality | Turnover | High Efficiency Chiller (Water cooled-positive displacement, 100 tons) | 3.481 | 0.15078 |  | 8841.6426 | 20 |  | 5200 | 5200 | unit (100 tons) | 0 | 389.651 | FAIL | 3483.9141 | Lodging/Hospitality_Turnover_High Efficiency Chiller (Water cooled-positive displacement, 100 tons)_RIM | 0 | 0 | 0 | 0 | 0 | 0 | 0 | 0 | 0 | 0 | 0 | 0 | 0 | 0 | 0 | 0 | 0 | 0 | 0 | 0 | Lodging/Hospitality_Turnover_High Efficiency Chiller (Water cooled-positive displacement, 100 tons)_TRC | 0.055152 | 0.079085 | 0.11839 | 0.16711 | 0.21536 | 0.24346 | 0.23048 | 0.17422 | 0.10328 | 0.049578 | 487.6306 | 699.244 | 1046.7953 | 1477.5139 | 1904.1631 | 2152.5711 | 2037.838 | 1540.3612 | 913.1805 | 438.355 |  | 67%
Miscellaneous | Turnover | High Efficiency Chiller (Water cooled-positive displacement, 100 tons) | 1.177 | 0.050981 |  | 2989.5318 | 20 |  | 5200 | 5200 | unit (100 tons) | 0 | 131.7486 | FAIL | FAIL | Miscellaneous_Turnover_High Efficiency Chiller (Water cooled-positive displacement, 100 tons)_RIM | 0 | 0 | 0 | 0 | 0 | 0 | 0 | 0 | 0 | 0 | 0 | 0 | 0 | 0 | 0 | 0 | 0 | 0 | 0 | 0 | Miscellaneous_Turnover_High Efficiency Chiller (Water cooled-positive displacement, 100 tons)_TRC | 0 | 0 | 0 | 0 | 0 | 0 | 0 | 0 | 0 | 0 | 0 | 0 | 0 | 0 | 0 | 0 | 0 | 0 | 0 | 0
Offices | Turnover | High Efficiency Chiller (Water cooled-positive displacement, 100 tons) | 2.3717 | 0.10273 |  | 6024.1113 | 20 |  | 5200 | 5200 | unit (100 tons) | 0 | 265.4825 | FAIL | FAIL | Offices_Turnover_High Efficiency Chiller (Water cooled-positive displacement, 100 tons)_RIM | 0 | 0 | 0 | 0 | 0 | 0 | 0 | 0 | 0 | 0 | 0 | 0 | 0 | 0 | 0 | 0 | 0 | 0 | 0 | 0 | Offices_Turnover_High Efficiency Chiller (Water cooled-positive displacement, 100 tons)_TRC | 0 | 0 | 0 | 0 | 0 | 0 | 0 | 0 | 0 | 0 | 0 | 0 | 0 | 0 | 0 | 0 | 0 | 0 | 0 | 0
Restaurants | Turnover | High Efficiency Chiller (Water cooled-positive displacement, 100 tons) | 3.4149 | 0.14791 |  | 8673.7374 | 20 |  | 5200 | 5200 | unit (100 tons) | 0 | 382.2514 | FAIL | 3516.503 | Restaurants_Turnover_High Efficiency Chiller (Water cooled-positive displacement, 100 tons)_RIM | 0 | 0 | 0 | 0 | 0 | 0 | 0 | 0 | 0 | 0 | 0 | 0 | 0 | 0 | 0 | 0 | 0 | 0 | 0 | 0 | Restaurants_Turnover_High Efficiency Chiller (Water cooled-positive displacement, 100 tons)_TRC | 0.018752 | 0.026571 | 0.03951 | 0.055657 | 0.071927 | 0.081926 | 0.078152 | 0.059526 | 0.035569 | 0.017211 | 162.6469 | 230.4724 | 342.7034 | 482.7501 | 623.8767 | 710.6031 | 677.8689 | 516.312 | 308.5144 | 149.2804 |  | 67.63%
Retail | Turnover | High Efficiency Chiller (Water cooled-positive displacement, 100 tons) | 2.6765 | 0.11593 |  | 6798.1133 | 20 |  | 5200 | 5200 | unit (100 tons) | 0 | 299.5927 | FAIL | 3880.5453 | Retail_Turnover_High Efficiency Chiller (Water cooled-positive displacement, 100 tons)_RIM | 0 | 0 | 0 | 0 | 0 | 0 | 0 | 0 | 0 | 0 | 0 | 0 | 0 | 0 | 0 | 0 | 0 | 0 | 0 | 0 | Retail_Turnover_High Efficiency Chiller (Water cooled-positive displacement, 100 tons)_TRC | 0 | 0 | 0 | 0 | 0 | 0 | 0 | 0 | 0 | 0 | 0 | 0 | 0 | 0 | 0 | 0 | 0 | 0 | 0 | 0 |  | 74.63%
Schools K-12 | Turnover | High Efficiency Chiller (Water cooled-positive displacement, 100 tons) | 2.3266 | 0.10077 |  | 5909.4443 | 20 |  | 5200 | 5200 | unit (100 tons) | 0 | 260.4291 | FAIL | FAIL | Schools K-12_Turnover_High Efficiency Chiller (Water cooled-positive displacement, 100 tons)_RIM | 0 | 0 | 0 | 0 | 0 | 0 | 0 | 0 | 0 | 0 | 0 | 0 | 0 | 0 | 0 | 0 | 0 | 0 | 0 | 0 | Schools K-12_Turnover_High Efficiency Chiller (Water cooled-positive displacement, 100 tons)_TRC | 0 | 0 | 0 | 0 | 0 | 0 | 0 | 0 | 0 | 0 | 0 | 0 | 0 | 0 | 0 | 0 | 0 | 0 | 0 | 0
Warehouse | Turnover | High Efficiency Chiller (Water cooled-positive displacement, 100 tons) | 0.51111 | 0.022138 |  | 1298.1939 | 20 |  | 5200 | 5200 | unit (100 tons) | 0 | 57.2114 | FAIL | FAIL | Warehouse_Turnover_High Efficiency Chiller (Water cooled-positive displacement, 100 tons)_RIM | 0 | 0 | 0 | 0 | 0 | 0 | 0 | 0 | 0 | 0 | 0 | 0 | 0 | 0 | 0 | 0 | 0 | 0 | 0 | 0 | Warehouse_Turnover_High Efficiency Chiller (Water cooled-positive displacement, 100 tons)_TRC | 0 | 0 | 0 | 0 | 0 | 0 | 0 | 0 | 0 | 0 | 0 | 0 | 0 | 0 | 0 | 0 | 0 | 0 | 0 | 0
Assembly | New | High Efficiency Chiller (Water cooled-positive displacement, 100 tons) | 2.1073 | 0.091277 |  | 5352.4904 | 20 |  | 5200 | 5200 | unit (100 tons) | 0 | 235.8841 | FAIL | FAIL | Assembly_New_High Efficiency Chiller (Water cooled-positive displacement, 100 tons)_RIM | 0 | 0 | 0 | 0 | 0 | 0 | 0 | 0 | 0 | 0 | 0 | 0 | 0 | 0 | 0 | 0 | 0 | 0 | 0 | 0 | Assembly_New_High Efficiency Chiller (Water cooled-positive displacement, 100 tons)_TRC | 0 | 0 | 0 | 0 | 0 | 0 | 0 | 0 | 0 | 0 | 0 | 0 | 0 | 0 | 0 | 0 | 0 | 0 | 0 | 0
College and University | New | High Efficiency Chiller (Water cooled-positive displacement, 100 tons) | 2.3379 | 0.10126 |  | 5938.111 | 20 |  | 5200 | 5200 | unit (100 tons) | 0 | 261.6924 | FAIL | FAIL | College and University_New_High Efficiency Chiller (Water cooled-positive displacement, 100 tons)_RIM | 0 | 0 | 0 | 0 | 0 | 0 | 0 | 0 | 0 | 0 | 0 | 0 | 0 | 0 | 0 | 0 | 0 | 0 | 0 | 0 | College and University_New_High Efficiency Chiller (Water cooled-positive displacement, 100 tons)_TRC | 0 | 0 | 0 | 0 | 0 | 0 | 0 | 0 | 0 | 0 | 0 | 0 | 0 | 0 | 0 | 0 | 0 | 0 | 0 | 0
Grocery | New | High Efficiency Chiller (Water cooled-positive displacement, 100 tons) | 1.1641 | 0.050422 |  | 2956.7698 | 20 |  | 5200 | 5200 | unit (100 tons) | 0 | 130.3048 | FAIL | FAIL | Grocery_New_High Efficiency Chiller (Water cooled-positive displacement, 100 tons)_RIM | 0 | 0 | 0 | 0 | 0 | 0 | 0 | 0 | 0 | 0 | 0 | 0 | 0 | 0 | 0 | 0 | 0 | 0 | 0 | 0 | Grocery_New_High Efficiency Chiller (Water cooled-positive displacement, 100 tons)_TRC | 0 | 0 | 0 | 0 | 0 | 0 | 0 | 0 | 0 | 0 | 0 | 0 | 0 | 0 | 0 | 0 | 0 | 0 | 0 | 0
Healthcare | New | High Efficiency Chiller (Water cooled-positive displacement, 100 tons) | 4.5855 | 0.19862 |  | 11646.8882 | 20 |  | 5200 | 5200 | unit (100 tons) | 0 | 513.2781 | FAIL | 2939.4403 | Healthcare_New_High Efficiency Chiller (Water cooled-positive displacement, 100 tons)_RIM | 0 | 0 | 0 | 0 | 0 | 0 | 0 | 0 | 0 | 0 | 0 | 0 | 0 | 0 | 0 | 0 | 0 | 0 | 0 | 0 | Healthcare_New_High Efficiency Chiller (Water cooled-positive displacement, 100 tons)_TRC | 0 | 0 | 0 | 0 | 0 | 0 | 0 | 0 | 0 | 0 | 0 | 0 | 0 | 0 | 0 | 0 | 0 | 0 | 0 | 0 |  | 56.53%
Hospitals | New | High Efficiency Chiller (Water cooled-positive displacement, 100 tons) | 4.3436 | 0.18814 |  | 11032.6008 | 20 |  | 5200 | 5200 | unit (100 tons) | 0 | 486.2065 | FAIL | 3058.6681 | Hospitals_New_High Efficiency Chiller (Water cooled-positive displacement, 100 tons)_RIM | 0 | 0 | 0 | 0 | 0 | 0 | 0 | 0 | 0 | 0 | 0 | 0 | 0 | 0 | 0 | 0 | 0 | 0 | 0 | 0 | Hospitals_New_High Efficiency Chiller (Water cooled-positive displacement, 100 tons)_TRC | 0.072563 | 0.10018 | 0.14528 | 0.19294 | 0.19753 | 0.20109 | 0.18931 | 0.17564 | 0.10597 | 0.050032 | 800.5589 | 1105.2052 | 1602.829 | 2128.6142 | 2179.2476 | 2218.5689 | 2088.625 | 1937.794 | 1169.0933 | 551.9875 |  | 58.82%
Institutional | New | High Efficiency Chiller (Water cooled-positive displacement, 100 tons) | 1.1383 | 0.049305 |  | 2891.2458 | 20 |  | 5200 | 5200 | unit (100 tons) | 0 | 127.4171 | FAIL | FAIL | Institutional_New_High Efficiency Chiller (Water cooled-positive displacement, 100 tons)_RIM | 0 | 0 | 0 | 0 | 0 | 0 | 0 | 0 | 0 | 0 | 0 | 0 | 0 | 0 | 0 | 0 | 0 | 0 | 0 | 0 | Institutional_New_High Efficiency Chiller (Water cooled-positive displacement, 100 tons)_TRC | 0 | 0 | 0 | 0 | 0 | 0 | 0 | 0 | 0 | 0 | 0 | 0 | 0 | 0 | 0 | 0 | 0 | 0 | 0 | 0
Lodging/Hospitality | New | High Efficiency Chiller (Water cooled-positive displacement, 100 tons) | 3.481 | 0.15078 |  | 8841.6426 | 20 |  | 5200 | 5200 | unit (100 tons) | 0 | 389.651 | FAIL | 3483.9141 | Lodging/Hospitality_New_High Efficiency Chiller (Water cooled-positive displacement, 100 tons)_RIM | 0 | 0 | 0 | 0 | 0 | 0 | 0 | 0 | 0 | 0 | 0 | 0 | 0 | 0 | 0 | 0 | 0 | 0 | 0 | 0 | Lodging/Hospitality_New_High Efficiency Chiller (Water cooled-positive displacement, 100 tons)_TRC | 0.025434 | 0.030632 | 0.038394 | 0.043886 | 0.021464 | 0.009982 | 0.013202 | 0.029141 | 0.016944 | 0.007918 | 224.879 | 270.8364 | 339.4674 | 388.022 | 189.7782 | 88.2577 | 116.7299 | 257.6552 | 149.8165 | 70.0083 |  | 67%
Miscellaneous | New | High Efficiency Chiller (Water cooled-positive displacement, 100 tons) | 1.177 | 0.050981 |  | 2989.5318 | 20 |  | 5200 | 5200 | unit (100 tons) | 0 | 131.7486 | FAIL | FAIL | Miscellaneous_New_High Efficiency Chiller (Water cooled-positive displacement, 100 tons)_RIM | 0 | 0 | 0 | 0 | 0 | 0 | 0 | 0 | 0 | 0 | 0 | 0 | 0 | 0 | 0 | 0 | 0 | 0 | 0 | 0 | Miscellaneous_New_High Efficiency Chiller (Water cooled-positive displacement, 100 tons)_TRC | 0 | 0 | 0 | 0 | 0 | 0 | 0 | 0 | 0 | 0 | 0 | 0 | 0 | 0 | 0 | 0 | 0 | 0 | 0 | 0
Offices | New | High Efficiency Chiller (Water cooled-positive displacement, 100 tons) | 2.3717 | 0.10273 |  | 6024.1113 | 20 |  | 5200 | 5200 | unit (100 tons) | 0 | 265.4825 | FAIL | FAIL | Offices_New_High Efficiency Chiller (Water cooled-positive displacement, 100 tons)_RIM | 0 | 0 | 0 | 0 | 0 | 0 | 0 | 0 | 0 | 0 | 0 | 0 | 0 | 0 | 0 | 0 | 0 | 0 | 0 | 0 | Offices_New_High Efficiency Chiller (Water cooled-positive displacement, 100 tons)_TRC | 0 | 0 | 0 | 0 | 0 | 0 | 0 | 0 | 0 | 0 | 0 | 0 | 0 | 0 | 0 | 0 | 0 | 0 | 0 | 0
Restaurants | New | High Efficiency Chiller (Water cooled-positive displacement, 100 tons) | 3.4149 | 0.14791 |  | 8673.7374 | 20 |  | 5200 | 5200 | unit (100 tons) | 0 | 382.2514 | FAIL | 3516.503 | Restaurants_New_High Efficiency Chiller (Water cooled-positive displacement, 100 tons)_RIM | 0 | 0 | 0 | 0 | 0 | 0 | 0 | 0 | 0 | 0 | 0 | 0 | 0 | 0 | 0 | 0 | 0 | 0 | 0 | 0 | Restaurants_New_High Efficiency Chiller (Water cooled-positive displacement, 100 tons)_TRC | 0.0045236 | 0.0071887 | 0.011836 | 0.018058 | 0.013922 | 0.0088297 | 0.010419 | 0.018933 | 0.011517 | 0.0057304 | 39.2366 | 62.3526 | 102.6649 | 156.6331 | 120.7537 | 76.5861 | 90.3734 | 164.2215 | 99.8929 | 49.7037 |  | 67.63%
Retail | New | High Efficiency Chiller (Water cooled-positive displacement, 100 tons) | 2.6765 | 0.11593 |  | 6798.1133 | 20 |  | 5200 | 5200 | unit (100 tons) | 0 | 299.5927 | FAIL | 3880.5453 | Retail_New_High Efficiency Chiller (Water cooled-positive displacement, 100 tons)_RIM | 0 | 0 | 0 | 0 | 0 | 0 | 0 | 0 | 0 | 0 | 0 | 0 | 0 | 0 | 0 | 0 | 0 | 0 | 0 | 0 | Retail_New_High Efficiency Chiller (Water cooled-positive displacement, 100 tons)_TRC | 0 | 0 | 0 | 0 | 0 | 0 | 0 | 0 | 0 | 0 | 0 | 0 | 0 | 0 | 0 | 0 | 0 | 0 | 0 | 0 |  | 74.63%
Schools K-12 | New | High Efficiency Chiller (Water cooled-positive displacement, 100 tons) | 2.3266 | 0.10077 |  | 5909.4443 | 20 |  | 5200 | 5200 | unit (100 tons) | 0 | 260.4291 | FAIL | FAIL | Schools K-12_New_High Efficiency Chiller (Water cooled-positive displacement, 100 tons)_RIM | 0 | 0 | 0 | 0 | 0 | 0 | 0 | 0 | 0 | 0 | 0 | 0 | 0 | 0 | 0 | 0 | 0 | 0 | 0 | 0 | Schools K-12_New_High Efficiency Chiller (Water cooled-positive displacement, 100 tons)_TRC | 0 | 0 | 0 | 0 | 0 | 0 | 0 | 0 | 0 | 0 | 0 | 0 | 0 | 0 | 0 | 0 | 0 | 0 | 0 | 0
Warehouse | New | High Efficiency Chiller (Water cooled-positive displacement, 100 tons) | 0.51111 | 0.022138 |  | 1298.1939 | 20 |  | 5200 | 5200 | unit (100 tons) | 0 | 57.2114 | FAIL | FAIL | Warehouse_New_High Efficiency Chiller (Water cooled-positive displacement, 100 tons)_RIM | 0 | 0 | 0 | 0 | 0 | 0 | 0 | 0 | 0 | 0 | 0 | 0 | 0 | 0 | 0 | 0 | 0 | 0 | 0 | 0 | Warehouse_New_High Efficiency Chiller (Water cooled-positive displacement, 100 tons)_TRC | 0 | 0 | 0 | 0 | 0 | 0 | 0 | 0 | 0 | 0 | 0 | 0 | 0 | 0 | 0 | 0 | 0 | 0 | 0 | 0
Assembly | Turnover | High Efficiency Data Center Cooling | 29.7567 | 17.1868 |  | 129796.7956 | 20 |  | 213000 | 213000 | system (284 tons) | 0 | 2887.3254 | FAIL | FAIL | Assembly_Turnover_High Efficiency Data Center Cooling_RIM | 0 | 0 | 0 | 0 | 0 | 0 | 0 | 0 | 0 | 0 | 0 | 0 | 0 | 0 | 0 | 0 | 0 | 0 | 0 | 0 | Assembly_Turnover_High Efficiency Data Center Cooling_TRC | 0 | 0 | 0 | 0 | 0 | 0 | 0 | 0 | 0 | 0 | 0 | 0 | 0 | 0 | 0 | 0 | 0 | 0 | 0 | 0
College and University | Turnover | High Efficiency Data Center Cooling | 29.7567 | 17.1868 |  | 129796.7956 | 20 |  | 213000 | 213000 | system (284 tons) | 0 | 2887.3254 | FAIL | FAIL | College and University_Turnover_High Efficiency Data Center Cooling_RIM | 0 | 0 | 0 | 0 | 0 | 0 | 0 | 0 | 0 | 0 | 0 | 0 | 0 | 0 | 0 | 0 | 0 | 0 | 0 | 0 | College and University_Turnover_High Efficiency Data Center Cooling_TRC | 0 | 0 | 0 | 0 | 0 | 0 | 0 | 0 | 0 | 0 | 0 | 0 | 0 | 0 | 0 | 0 | 0 | 0 | 0 | 0
Grocery | Turnover | High Efficiency Data Center Cooling | 29.7567 | 17.1868 |  | 129796.7956 | 20 |  | 213000 | 213000 | system (284 tons) | 0 | 2887.3254 | FAIL | FAIL | Grocery_Turnover_High Efficiency Data Center Cooling_RIM | 0 | 0 | 0 | 0 | 0 | 0 | 0 | 0 | 0 | 0 | 0 | 0 | 0 | 0 | 0 | 0 | 0 | 0 | 0 | 0 | Grocery_Turnover_High Efficiency Data Center Cooling_TRC | 0 | 0 | 0 | 0 | 0 | 0 | 0 | 0 | 0 | 0 | 0 | 0 | 0 | 0 | 0 | 0 | 0 | 0 | 0 | 0
Healthcare | Turnover | High Efficiency Data Center Cooling | 29.7567 | 17.1868 |  | 129796.7956 | 20 |  | 213000 | 213000 | system (284 tons) | 0 | 2887.3254 | FAIL | FAIL | Healthcare_Turnover_High Efficiency Data Center Cooling_RIM | 0 | 0 | 0 | 0 | 0 | 0 | 0 | 0 | 0 | 0 | 0 | 0 | 0 | 0 | 0 | 0 | 0 | 0 | 0 | 0 | Healthcare_Turnover_High Efficiency Data Center Cooling_TRC | 0 | 0 | 0 | 0 | 0 | 0 | 0 | 0 | 0 | 0 | 0 | 0 | 0 | 0 | 0 | 0 | 0 | 0 | 0 | 0
Hospitals | Turnover | High Efficiency Data Center Cooling | 29.7567 | 17.1868 |  | 129796.7956 | 20 |  | 213000 | 213000 | system (284 tons) | 0 | 2887.3254 | FAIL | FAIL | Hospitals_Turnover_High Efficiency Data Center Cooling_RIM | 0 | 0 | 0 | 0 | 0 | 0 | 0 | 0 | 0 | 0 | 0 | 0 | 0 | 0 | 0 | 0 | 0 | 0 | 0 | 0 | Hospitals_Turnover_High Efficiency Data Center Cooling_TRC | 0 | 0 | 0 | 0 | 0 | 0 | 0 | 0 | 0 | 0 | 0 | 0 | 0 | 0 | 0 | 0 | 0 | 0 | 0 | 0
Institutional | Turnover | High Efficiency Data Center Cooling | 29.7567 | 17.1868 |  | 129796.7956 | 20 |  | 213000 | 213000 | system (284 tons) | 0 | 2887.3254 | FAIL | FAIL | Institutional_Turnover_High Efficiency Data Center Cooling_RIM | 0 | 0 | 0 | 0 | 0 | 0 | 0 | 0 | 0 | 0 | 0 | 0 | 0 | 0 | 0 | 0 | 0 | 0 | 0 | 0 | Institutional_Turnover_High Efficiency Data Center Cooling_TRC | 0 | 0 | 0 | 0 | 0 | 0 | 0 | 0 | 0 | 0 | 0 | 0 | 0 | 0 | 0 | 0 | 0 | 0 | 0 | 0
Lodging/Hospitality | Turnover | High Efficiency Data Center Cooling | 29.7567 | 17.1868 |  | 129796.7956 | 20 |  | 213000 | 213000 | system (284 tons) | 0 | 2887.3254 | FAIL | FAIL | Lodging/Hospitality_Turnover_High Efficiency Data Center Cooling_RIM | 0 | 0 | 0 | 0 | 0 | 0 | 0 | 0 | 0 | 0 | 0 | 0 | 0 | 0 | 0 | 0 | 0 | 0 | 0 | 0 | Lodging/Hospitality_Turnover_High Efficiency Data Center Cooling_TRC | 0 | 0 | 0 | 0 | 0 | 0 | 0 | 0 | 0 | 0 | 0 | 0 | 0 | 0 | 0 | 0 | 0 | 0 | 0 | 0
Miscellaneous | Turnover | High Efficiency Data Center Cooling | 29.7567 | 17.1868 |  | 129796.7956 | 20 |  | 213000 | 213000 | system (284 tons) | 0 | 2887.3254 | FAIL | FAIL | Miscellaneous_Turnover_High Efficiency Data Center Cooling_RIM | 0 | 0 | 0 | 0 | 0 | 0 | 0 | 0 | 0 | 0 | 0 | 0 | 0 | 0 | 0 | 0 | 0 | 0 | 0 | 0 | Miscellaneous_Turnover_High Efficiency Data Center Cooling_TRC | 0 | 0 | 0 | 0 | 0 | 0 | 0 | 0 | 0 | 0 | 0 | 0 | 0 | 0 | 0 | 0 | 0 | 0 | 0 | 0
Offices | Turnover | High Efficiency Data Center Cooling | 29.7567 | 17.1868 |  | 129796.7956 | 20 |  | 213000 | 213000 | system (284 tons) | 0 | 2887.3254 | FAIL | FAIL | Offices_Turnover_High Efficiency Data Center Cooling_RIM | 0 | 0 | 0 | 0 | 0 | 0 | 0 | 0 | 0 | 0 | 0 | 0 | 0 | 0 | 0 | 0 | 0 | 0 | 0 | 0 | Offices_Turnover_High Efficiency Data Center Cooling_TRC | 0 | 0 | 0 | 0 | 0 | 0 | 0 | 0 | 0 | 0 | 0 | 0 | 0 | 0 | 0 | 0 | 0 | 0 | 0 | 0
Restaurants | Turnover | High Efficiency Data Center Cooling | 29.7567 | 17.1868 |  | 129796.7956 | 20 |  | 213000 | 213000 | system (284 tons) | 0 | 2887.3254 | FAIL | FAIL | Restaurants_Turnover_High Efficiency Data Center Cooling_RIM | 0 | 0 | 0 | 0 | 0 | 0 | 0 | 0 | 0 | 0 | 0 | 0 | 0 | 0 | 0 | 0 | 0 | 0 | 0 | 0 | Restaurants_Turnover_High Efficiency Data Center Cooling_TRC | 0 | 0 | 0 | 0 | 0 | 0 | 0 | 0 | 0 | 0 | 0 | 0 | 0 | 0 | 0 | 0 | 0 | 0 | 0 | 0
Retail | Turnover | High Efficiency Data Center Cooling | 29.7567 | 17.1868 |  | 129796.7956 | 20 |  | 213000 | 213000 | system (284 tons) | 0 | 2887.3254 | FAIL | FAIL | Retail_Turnover_High Efficiency Data Center Cooling_RIM | 0 | 0 | 0 | 0 | 0 | 0 | 0 | 0 | 0 | 0 | 0 | 0 | 0 | 0 | 0 | 0 | 0 | 0 | 0 | 0 | Retail_Turnover_High Efficiency Data Center Cooling_TRC | 0 | 0 | 0 | 0 | 0 | 0 | 0 | 0 | 0 | 0 | 0 | 0 | 0 | 0 | 0 | 0 | 0 | 0 | 0 | 0
Schools K-12 | Turnover | High Efficiency Data Center Cooling | 29.7567 | 17.1868 |  | 129796.7956 | 20 |  | 213000 | 213000 | system (284 tons) | 0 | 2887.3254 | FAIL | FAIL | Schools K-12_Turnover_High Efficiency Data Center Cooling_RIM | 0 | 0 | 0 | 0 | 0 | 0 | 0 | 0 | 0 | 0 | 0 | 0 | 0 | 0 | 0 | 0 | 0 | 0 | 0 | 0 | Schools K-12_Turnover_High Efficiency Data Center Cooling_TRC | 0 | 0 | 0 | 0 | 0 | 0 | 0 | 0 | 0 | 0 | 0 | 0 | 0 | 0 | 0 | 0 | 0 | 0 | 0 | 0
Warehouse | Turnover | High Efficiency Data Center Cooling | 29.7567 | 17.1868 |  | 129796.7956 | 20 |  | 213000 | 213000 | system (284 tons) | 0 | 2887.3254 | FAIL | FAIL | Warehouse_Turnover_High Efficiency Data Center Cooling_RIM | 0 | 0 | 0 | 0 | 0 | 0 | 0 | 0 | 0 | 0 | 0 | 0 | 0 | 0 | 0 | 0 | 0 | 0 | 0 | 0 | Warehouse_Turnover_High Efficiency Data Center Cooling_TRC | 0 | 0 | 0 | 0 | 0 | 0 | 0 | 0 | 0 | 0 | 0 | 0 | 0 | 0 | 0 | 0 | 0 | 0 | 0 | 0
Assembly | New | High Efficiency Data Center Cooling | 29.7567 | 17.1868 |  | 129796.7956 | 20 |  | 213000 | 213000 | system (284 tons) | 0 | 2887.3254 | FAIL | FAIL | Assembly_New_High Efficiency Data Center Cooling_RIM | 0 | 0 | 0 | 0 | 0 | 0 | 0 | 0 | 0 | 0 | 0 | 0 | 0 | 0 | 0 | 0 | 0 | 0 | 0 | 0 | Assembly_New_High Efficiency Data Center Cooling_TRC | 0 | 0 | 0 | 0 | 0 | 0 | 0 | 0 | 0 | 0 | 0 | 0 | 0 | 0 | 0 | 0 | 0 | 0 | 0 | 0
College and University | New | High Efficiency Data Center Cooling | 29.7567 | 17.1868 |  | 129796.7956 | 20 |  | 213000 | 213000 | system (284 tons) | 0 | 2887.3254 | FAIL | FAIL | College and University_New_High Efficiency Data Center Cooling_RIM | 0 | 0 | 0 | 0 | 0 | 0 | 0 | 0 | 0 | 0 | 0 | 0 | 0 | 0 | 0 | 0 | 0 | 0 | 0 | 0 | College and University_New_High Efficiency Data Center Cooling_TRC | 0 | 0 | 0 | 0 | 0 | 0 | 0 | 0 | 0 | 0 | 0 | 0 | 0 | 0 | 0 | 0 | 0 | 0 | 0 | 0
Grocery | New | High Efficiency Data Center Cooling | 29.7567 | 17.1868 |  | 129796.7956 | 20 |  | 213000 | 213000 | system (284 tons) | 0 | 2887.3254 | FAIL | FAIL | Grocery_New_High Efficiency Data Center Cooling_RIM | 0 | 0 | 0 | 0 | 0 | 0 | 0 | 0 | 0 | 0 | 0 | 0 | 0 | 0 | 0 | 0 | 0 | 0 | 0 | 0 | Grocery_New_High Efficiency Data Center Cooling_TRC | 0 | 0 | 0 | 0 | 0 | 0 | 0 | 0 | 0 | 0 | 0 | 0 | 0 | 0 | 0 | 0 | 0 | 0 | 0 | 0
Healthcare | New | High Efficiency Data Center Cooling | 29.7567 | 17.1868 |  | 129796.7956 | 20 |  | 213000 | 213000 | system (284 tons) | 0 | 2887.3254 | FAIL | FAIL | Healthcare_New_High Efficiency Data Center Cooling_RIM | 0 | 0 | 0 | 0 | 0 | 0 | 0 | 0 | 0 | 0 | 0 | 0 | 0 | 0 | 0 | 0 | 0 | 0 | 0 | 0 | Healthcare_New_High Efficiency Data Center Cooling_TRC | 0 | 0 | 0 | 0 | 0 | 0 | 0 | 0 | 0 | 0 | 0 | 0 | 0 | 0 | 0 | 0 | 0 | 0 | 0 | 0
Hospitals | New | High Efficiency Data Center Cooling | 29.7567 | 17.1868 |  | 129796.7956 | 20 |  | 213000 | 213000 | system (284 tons) | 0 | 2887.3254 | FAIL | FAIL | Hospitals_New_High Efficiency Data Center Cooling_RIM | 0 | 0 | 0 | 0 | 0 | 0 | 0 | 0 | 0 | 0 | 0 | 0 | 0 | 0 | 0 | 0 | 0 | 0 | 0 | 0 | Hospitals_New_High Efficiency Data Center Cooling_TRC | 0 | 0 | 0 | 0 | 0 | 0 | 0 | 0 | 0 | 0 | 0 | 0 | 0 | 0 | 0 | 0 | 0 | 0 | 0 | 0
Institutional | New | High Efficiency Data Center Cooling | 29.7567 | 17.1868 |  | 129796.7956 | 20 |  | 213000 | 213000 | system (284 tons) | 0 | 2887.3254 | FAIL | FAIL | Institutional_New_High Efficiency Data Center Cooling_RIM | 0 | 0 | 0 | 0 | 0 | 0 | 0 | 0 | 0 | 0 | 0 | 0 | 0 | 0 | 0 | 0 | 0 | 0 | 0 | 0 | Institutional_New_High Efficiency Data Center Cooling_TRC | 0 | 0 | 0 | 0 | 0 | 0 | 0 | 0 | 0 | 0 | 0 | 0 | 0 | 0 | 0 | 0 | 0 | 0 | 0 | 0
Lodging/Hospitality | New | High Efficiency Data Center Cooling | 29.7567 | 17.1868 |  | 129796.7956 | 20 |  | 213000 | 213000 | system (284 tons) | 0 | 2887.3254 | FAIL | FAIL | Lodging/Hospitality_New_High Efficiency Data Center Cooling_RIM | 0 | 0 | 0 | 0 | 0 | 0 | 0 | 0 | 0 | 0 | 0 | 0 | 0 | 0 | 0 | 0 | 0 | 0 | 0 | 0 | Lodging/Hospitality_New_High Efficiency Data Center Cooling_TRC | 0 | 0 | 0 | 0 | 0 | 0 | 0 | 0 | 0 | 0 | 0 | 0 | 0 | 0 | 0 | 0 | 0 | 0 | 0 | 0
Miscellaneous | New | High Efficiency Data Center Cooling | 29.7567 | 17.1868 |  | 129796.7956 | 20 |  | 213000 | 213000 | system (284 tons) | 0 | 2887.3254 | FAIL | FAIL | Miscellaneous_New_High Efficiency Data Center Cooling_RIM | 0 | 0 | 0 | 0 | 0 | 0 | 0 | 0 | 0 | 0 | 0 | 0 | 0 | 0 | 0 | 0 | 0 | 0 | 0 | 0 | Miscellaneous_New_High Efficiency Data Center Cooling_TRC | 0 | 0 | 0 | 0 | 0 | 0 | 0 | 0 | 0 | 0 | 0 | 0 | 0 | 0 | 0 | 0 | 0 | 0 | 0 | 0
Offices | New | High Efficiency Data Center Cooling | 29.7567 | 17.1868 |  | 129796.7956 | 20 |  | 213000 | 213000 | system (284 tons) | 0 | 2887.3254 | FAIL | FAIL | Offices_New_High Efficiency Data Center Cooling_RIM | 0 | 0 | 0 | 0 | 0 | 0 | 0 | 0 | 0 | 0 | 0 | 0 | 0 | 0 | 0 | 0 | 0 | 0 | 0 | 0 | Offices_New_High Efficiency Data Center Cooling_TRC | 0 | 0 | 0 | 0 | 0 | 0 | 0 | 0 | 0 | 0 | 0 | 0 | 0 | 0 | 0 | 0 | 0 | 0 | 0 | 0
Restaurants | New | High Efficiency Data Center Cooling | 29.7567 | 17.1868 |  | 129796.7956 | 20 |  | 213000 | 213000 | system (284 tons) | 0 | 2887.3254 | FAIL | FAIL | Restaurants_New_High Efficiency Data Center Cooling_RIM | 0 | 0 | 0 | 0 | 0 | 0 | 0 | 0 | 0 | 0 | 0 | 0 | 0 | 0 | 0 | 0 | 0 | 0 | 0 | 0 | Restaurants_New_High Efficiency Data Center Cooling_TRC | 0 | 0 | 0 | 0 | 0 | 0 | 0 | 0 | 0 | 0 | 0 | 0 | 0 | 0 | 0 | 0 | 0 | 0 | 0 | 0
Retail | New | High Efficiency Data Center Cooling | 29.7567 | 17.1868 |  | 129796.7956 | 20 |  | 213000 | 213000 | system (284 tons) | 0 | 2887.3254 | FAIL | FAIL | Retail_New_High Efficiency Data Center Cooling_RIM | 0 | 0 | 0 | 0 | 0 | 0 | 0 | 0 | 0 | 0 | 0 | 0 | 0 | 0 | 0 | 0 | 0 | 0 | 0 | 0 | Retail_New_High Efficiency Data Center Cooling_TRC | 0 | 0 | 0 | 0 | 0 | 0 | 0 | 0 | 0 | 0 | 0 | 0 | 0 | 0 | 0 | 0 | 0 | 0 | 0 | 0
Schools K-12 | New | High Efficiency Data Center Cooling | 29.7567 | 17.1868 |  | 129796.7956 | 20 |  | 213000 | 213000 | system (284 tons) | 0 | 2887.3254 | FAIL | FAIL | Schools K-12_New_High Efficiency Data Center Cooling_RIM | 0 | 0 | 0 | 0 | 0 | 0 | 0 | 0 | 0 | 0 | 0 | 0 | 0 | 0 | 0 | 0 | 0 | 0 | 0 | 0 | Schools K-12_New_High Efficiency Data Center Cooling_TRC | 0 | 0 | 0 | 0 | 0 | 0 | 0 | 0 | 0 | 0 | 0 | 0 | 0 | 0 | 0 | 0 | 0 | 0 | 0 | 0
Warehouse | New | High Efficiency Data Center Cooling | 29.7567 | 17.1868 |  | 129796.7956 | 20 |  | 213000 | 213000 | system (284 tons) | 0 | 2887.3254 | FAIL | FAIL | Warehouse_New_High Efficiency Data Center Cooling_RIM | 0 | 0 | 0 | 0 | 0 | 0 | 0 | 0 | 0 | 0 | 0 | 0 | 0 | 0 | 0 | 0 | 0 | 0 | 0 | 0 | Warehouse_New_High Efficiency Data Center Cooling_TRC | 0 | 0 | 0 | 0 | 0 | 0 | 0 | 0 | 0 | 0 | 0 | 0 | 0 | 0 | 0 | 0 | 0 | 0 | 0 | 0
Assembly | Turnover | High Efficiency DX 135k- less than 240k BTU | 0.81225 | 0 |  | 1964.2604 | 15 |  | 3329.61 | 3329.61 | unit | 0 | 86.5649 | FAIL | FAIL | Assembly_Turnover_High Efficiency DX 135k- less than 240k BTU_RIM | 0 | 0 | 0 | 0 | 0 | 0 | 0 | 0 | 0 | 0 | 0 | 0 | 0 | 0 | 0 | 0 | 0 | 0 | 0 | 0 | Assembly_Turnover_High Efficiency DX 135k- less than 240k BTU_TRC | 0 | 0 | 0 | 0 | 0 | 0 | 0 | 0 | 0 | 0 | 0 | 0 | 0 | 0 | 0 | 0 | 0 | 0 | 0 | 0
College and University | Turnover | High Efficiency DX 135k- less than 240k BTU | 0.90112 | 0 |  | 2179.1719 | 15 |  | 3329.61 | 3329.61 | unit | 0 | 96.0361 | FAIL | FAIL | College and University_Turnover_High Efficiency DX 135k- less than 240k BTU_RIM | 0 | 0 | 0 | 0 | 0 | 0 | 0 | 0 | 0 | 0 | 0 | 0 | 0 | 0 | 0 | 0 | 0 | 0 | 0 | 0 | College and University_Turnover_High Efficiency DX 135k- less than 240k BTU_TRC | 0 | 0 | 0 | 0 | 0 | 0 | 0 | 0 | 0 | 0 | 0 | 0 | 0 | 0 | 0 | 0 | 0 | 0 | 0 | 0
Grocery | Turnover | High Efficiency DX 135k- less than 240k BTU | 0.44869 | 0 |  | 1085.0773 | 15 |  | 3329.61 | 3329.61 | unit | 0 | 47.8193 | FAIL | FAIL | Grocery_Turnover_High Efficiency DX 135k- less than 240k BTU_RIM | 0 | 0 | 0 | 0 | 0 | 0 | 0 | 0 | 0 | 0 | 0 | 0 | 0 | 0 | 0 | 0 | 0 | 0 | 0 | 0 | Grocery_Turnover_High Efficiency DX 135k- less than 240k BTU_TRC | 0 | 0 | 0 | 0 | 0 | 0 | 0 | 0 | 0 | 0 | 0 | 0 | 0 | 0 | 0 | 0 | 0 | 0 | 0 | 0
Healthcare | Turnover | High Efficiency DX 135k- less than 240k BTU | 1.7674 | 0 |  | 4274.1826 | 15 |  | 3329.61 | 3329.61 | unit | 0 | 188.3631 | FAIL | 2500.0283 | Healthcare_Turnover_High Efficiency DX 135k- less than 240k BTU_RIM | 0 | 0 | 0 | 0 | 0 | 0 | 0 | 0 | 0 | 0 | 0 | 0 | 0 | 0 | 0 | 0 | 0 | 0 | 0 | 0 | Healthcare_Turnover_High Efficiency DX 135k- less than 240k BTU_TRC | 7.4513 | 10.5729 | 15.7319 | 22.1526 | 28.557 | 32.3024 | 30.47 | 22.8485 | 13.4255 | 6.4039 | 31848.1991 | 45190.5905 | 67241.0137 | 94684.1869 | 122057.8937 | 138066.4638 | 130234.2728 | 97658.7716 | 57383.0172 | 27371.4484 |  | 75.08%
Hospitals | Turnover | High Efficiency DX 135k- less than 240k BTU | 1.6742 | 0 |  | 4048.751 | 15 |  | 3329.61 | 3329.61 | unit | 0 | 178.4284 | FAIL | 2543.7826 | Hospitals_Turnover_High Efficiency DX 135k- less than 240k BTU_RIM | 0 | 0 | 0 | 0 | 0 | 0 | 0 | 0 | 0 | 0 | 0 | 0 | 0 | 0 | 0 | 0 | 0 | 0 | 0 | 0 | Hospitals_Turnover_High Efficiency DX 135k- less than 240k BTU_TRC | 2.8703 | 4.0727 | 6.0597 | 8.5327 | 10.9992 | 12.4414 | 11.7353 | 8.7997 | 5.1704 | 2.4662 | 11621.2148 | 16489.2908 | 24534.404 | 34546.6547 | 44532.9726 | 50372.2409 | 47513.3443 | 35627.7826 | 20933.8027 | 9985.0381 |  | 76.4%
Institutional | Turnover | High Efficiency DX 135k- less than 240k BTU | 0.43875 | 0 |  | 1061.0313 | 15 |  | 3329.61 | 3329.61 | unit | 0 | 46.7596 | FAIL | FAIL | Institutional_Turnover_High Efficiency DX 135k- less than 240k BTU_RIM | 0 | 0 | 0 | 0 | 0 | 0 | 0 | 0 | 0 | 0 | 0 | 0 | 0 | 0 | 0 | 0 | 0 | 0 | 0 | 0 | Institutional_Turnover_High Efficiency DX 135k- less than 240k BTU_TRC | 0 | 0 | 0 | 0 | 0 | 0 | 0 | 0 | 0 | 0 | 0 | 0 | 0 | 0 | 0 | 0 | 0 | 0 | 0 | 0
Lodging/Hospitality | Turnover | High Efficiency DX 135k- less than 240k BTU | 1.3417 | 0 |  | 3244.7118 | 15 |  | 3329.61 | 3329.61 | unit | 0 | 142.9944 | FAIL | FAIL | Lodging/Hospitality_Turnover_High Efficiency DX 135k- less than 240k BTU_RIM | 0 | 0 | 0 | 0 | 0 | 0 | 0 | 0 | 0 | 0 | 0 | 0 | 0 | 0 | 0 | 0 | 0 | 0 | 0 | 0 | Lodging/Hospitality_Turnover_High Efficiency DX 135k- less than 240k BTU_TRC | 0 | 0 | 0 | 0 | 0 | 0 | 0 | 0 | 0 | 0 | 0 | 0 | 0 | 0 | 0 | 0 | 0 | 0 | 0 | 0
Miscellaneous | Turnover | High Efficiency DX 135k- less than 240k BTU | 0.45367 | 0 |  | 1097.1003 | 15 |  | 3329.61 | 3329.61 | unit | 0 | 48.3492 | FAIL | FAIL | Miscellaneous_Turnover_High Efficiency DX 135k- less than 240k BTU_RIM | 0 | 0 | 0 | 0 | 0 | 0 | 0 | 0 | 0 | 0 | 0 | 0 | 0 | 0 | 0 | 0 | 0 | 0 | 0 | 0 | Miscellaneous_Turnover_High Efficiency DX 135k- less than 240k BTU_TRC | 0 | 0 | 0 | 0 | 0 | 0 | 0 | 0 | 0 | 0 | 0 | 0 | 0 | 0 | 0 | 0 | 0 | 0 | 0 | 0
Offices | Turnover | High Efficiency DX 135k- less than 240k BTU | 0.91417 | 0 |  | 2210.7323 | 15 |  | 3329.61 | 3329.61 | unit | 0 | 97.4269 | FAIL | FAIL | Offices_Turnover_High Efficiency DX 135k- less than 240k BTU_RIM | 0 | 0 | 0 | 0 | 0 | 0 | 0 | 0 | 0 | 0 | 0 | 0 | 0 | 0 | 0 | 0 | 0 | 0 | 0 | 0 | Offices_Turnover_High Efficiency DX 135k- less than 240k BTU_TRC | 0 | 0 | 0 | 0 | 0 | 0 | 0 | 0 | 0 | 0 | 0 | 0 | 0 | 0 | 0 | 0 | 0 | 0 | 0 | 0
Restaurants | Turnover | High Efficiency DX 135k- less than 240k BTU | 1.3163 | 0 |  | 3183.0938 | 15 |  | 3329.61 | 3329.61 | unit | 0 | 140.2789 | FAIL | FAIL | Restaurants_Turnover_High Efficiency DX 135k- less than 240k BTU_RIM | 0 | 0 | 0 | 0 | 0 | 0 | 0 | 0 | 0 | 0 | 0 | 0 | 0 | 0 | 0 | 0 | 0 | 0 | 0 | 0 | Restaurants_Turnover_High Efficiency DX 135k- less than 240k BTU_TRC | 0 | 0 | 0 | 0 | 0 | 0 | 0 | 0 | 0 | 0 | 0 | 0 | 0 | 0 | 0 | 0 | 0 | 0 | 0 | 0
Retail | Turnover | High Efficiency DX 135k- less than 240k BTU | 1.0316 | 0 |  | 2494.7761 | 15 |  | 3329.61 | 3329.61 | unit | 0 | 109.9447 | FAIL | FAIL | Retail_Turnover_High Efficiency DX 135k- less than 240k BTU_RIM | 0 | 0 | 0 | 0 | 0 | 0 | 0 | 0 | 0 | 0 | 0 | 0 | 0 | 0 | 0 | 0 | 0 | 0 | 0 | 0 | Retail_Turnover_High Efficiency DX 135k- less than 240k BTU_TRC | 0 | 0 | 0 | 0 | 0 | 0 | 0 | 0 | 0 | 0 | 0 | 0 | 0 | 0 | 0 | 0 | 0 | 0 | 0 | 0
Schools K-12 | Turnover | High Efficiency DX 135k- less than 240k BTU | 0.89677 | 0 |  | 2168.6517 | 15 |  | 3329.61 | 3329.61 | unit | 0 | 95.5724 | FAIL | FAIL | Schools K-12_Turnover_High Efficiency DX 135k- less than 240k BTU_RIM | 0 | 0 | 0 | 0 | 0 | 0 | 0 | 0 | 0 | 0 | 0 | 0 | 0 | 0 | 0 | 0 | 0 | 0 | 0 | 0 | Schools K-12_Turnover_High Efficiency DX 135k- less than 240k BTU_TRC | 0 | 0 | 0 | 0 | 0 | 0 | 0 | 0 | 0 | 0 | 0 | 0 | 0 | 0 | 0 | 0 | 0 | 0 | 0 | 0
Warehouse | Turnover | High Efficiency DX 135k- less than 240k BTU | 0.197 | 0 |  | 476.4121 | 15 |  | 3329.61 | 3329.61 | unit | 0 | 20.9955 | FAIL | FAIL | Warehouse_Turnover_High Efficiency DX 135k- less than 240k BTU_RIM | 0 | 0 | 0 | 0 | 0 | 0 | 0 | 0 | 0 | 0 | 0 | 0 | 0 | 0 | 0 | 0 | 0 | 0 | 0 | 0 | Warehouse_Turnover_High Efficiency DX 135k- less than 240k BTU_TRC | 0 | 0 | 0 | 0 | 0 | 0 | 0 | 0 | 0 | 0 | 0 | 0 | 0 | 0 | 0 | 0 | 0 | 0 | 0 | 0
Assembly | New | High Efficiency DX 135k- less than 240k BTU | 0.81225 | 0 |  | 1964.2604 | 15 |  | 3329.61 | 3329.61 | unit | 0 | 86.5649 | FAIL | FAIL | Assembly_New_High Efficiency DX 135k- less than 240k BTU_RIM | 0 | 0 | 0 | 0 | 0 | 0 | 0 | 0 | 0 | 0 | 0 | 0 | 0 | 0 | 0 | 0 | 0 | 0 | 0 | 0 | Assembly_New_High Efficiency DX 135k- less than 240k BTU_TRC | 0 | 0 | 0 | 0 | 0 | 0 | 0 | 0 | 0 | 0 | 0 | 0 | 0 | 0 | 0 | 0 | 0 | 0 | 0 | 0
College and University | New | High Efficiency DX 135k- less than 240k BTU | 0.90112 | 0 |  | 2179.1719 | 15 |  | 3329.61 | 3329.61 | unit | 0 | 96.0361 | FAIL | FAIL | College and University_New_High Efficiency DX 135k- less than 240k BTU_RIM | 0 | 0 | 0 | 0 | 0 | 0 | 0 | 0 | 0 | 0 | 0 | 0 | 0 | 0 | 0 | 0 | 0 | 0 | 0 | 0 | College and University_New_High Efficiency DX 135k- less than 240k BTU_TRC | 0 | 0 | 0 | 0 | 0 | 0 | 0 | 0 | 0 | 0 | 0 | 0 | 0 | 0 | 0 | 0 | 0 | 0 | 0 | 0
Grocery | New | High Efficiency DX 135k- less than 240k BTU | 0.44869 | 0 |  | 1085.0773 | 15 |  | 3329.61 | 3329.61 | unit | 0 | 47.8193 | FAIL | FAIL | Grocery_New_High Efficiency DX 135k- less than 240k BTU_RIM | 0 | 0 | 0 | 0 | 0 | 0 | 0 | 0 | 0 | 0 | 0 | 0 | 0 | 0 | 0 | 0 | 0 | 0 | 0 | 0 | Grocery_New_High Efficiency DX 135k- less than 240k BTU_TRC | 0 | 0 | 0 | 0 | 0 | 0 | 0 | 0 | 0 | 0 | 0 | 0 | 0 | 0 | 0 | 0 | 0 | 0 | 0 | 0
Healthcare | New | High Efficiency DX 135k- less than 240k BTU | 1.7674 | 0 |  | 4274.1826 | 15 |  | 3329.61 | 3329.61 | unit | 0 | 188.3631 | FAIL | 2500.0283 | Healthcare_New_High Efficiency DX 135k- less than 240k BTU_RIM | 0 | 0 | 0 | 0 | 0 | 0 | 0 | 0 | 0 | 0 | 0 | 0 | 0 | 0 | 0 | 0 | 0 | 0 | 0 | 0 | Healthcare_New_High Efficiency DX 135k- less than 240k BTU_TRC | 0.99546 | 1.3432 | 1.871 | 2.3819 | 2.6297 | 2.2784 | 1.493 | 0.75171 | 0.39476 | 0.26827 | 4254.7855 | 5741.1859 | 7997.0287 | 10180.6781 | 11239.744 | 9738.2619 | 6381.379 | 3212.9273 | 1687.2909 | 1146.6149 |  | 75.08%
Hospitals | New | High Efficiency DX 135k- less than 240k BTU | 1.6742 | 0 |  | 4048.751 | 15 |  | 3329.61 | 3329.61 | unit | 0 | 178.4284 | FAIL | 2543.7826 | Hospitals_New_High Efficiency DX 135k- less than 240k BTU_RIM | 0 | 0 | 0 | 0 | 0 | 0 | 0 | 0 | 0 | 0 | 0 | 0 | 0 | 0 | 0 | 0 | 0 | 0 | 0 | 0 | Hospitals_New_High Efficiency DX 135k- less than 240k BTU_TRC | 0.38246 | 0.51423 | 0.71258 | 0.90074 | 0.9856 | 0.84483 | 0.54582 | 0.2695 | 0.14151 | 0.099458 | 1548.4903 | 2082.0017 | 2885.0441 | 3646.8902 | 3990.4597 | 3420.5022 | 2209.8931 | 1091.141 | 572.922 | 402.6793 |  | 76.4%
Institutional | New | High Efficiency DX 135k- less than 240k BTU | 0.43875 | 0 |  | 1061.0313 | 15 |  | 3329.61 | 3329.61 | unit | 0 | 46.7596 | FAIL | FAIL | Institutional_New_High Efficiency DX 135k- less than 240k BTU_RIM | 0 | 0 | 0 | 0 | 0 | 0 | 0 | 0 | 0 | 0 | 0 | 0 | 0 | 0 | 0 | 0 | 0 | 0 | 0 | 0 | Institutional_New_High Efficiency DX 135k- less than 240k BTU_TRC | 0 | 0 | 0 | 0 | 0 | 0 | 0 | 0 | 0 | 0 | 0 | 0 | 0 | 0 | 0 | 0 | 0 | 0 | 0 | 0
Lodging/Hospitality | New | High Efficiency DX 135k- less than 240k BTU | 1.3417 | 0 |  | 3244.7118 | 15 |  | 3329.61 | 3329.61 | unit | 0 | 142.9944 | FAIL | FAIL | Lodging/Hospitality_New_High Efficiency DX 135k- less than 240k BTU_RIM | 0 | 0 | 0 | 0 | 0 | 0 | 0 | 0 | 0 | 0 | 0 | 0 | 0 | 0 | 0 | 0 | 0 | 0 | 0 | 0 | Lodging/Hospitality_New_High Efficiency DX 135k- less than 240k BTU_TRC | 0 | 0 | 0 | 0 | 0 | 0 | 0 | 0 | 0 | 0 | 0 | 0 | 0 | 0 | 0 | 0 | 0 | 0 | 0 | 0
Miscellaneous | New | High Efficiency DX 135k- less than 240k BTU | 0.45367 | 0 |  | 1097.1003 | 15 |  | 3329.61 | 3329.61 | unit | 0 | 48.3492 | FAIL | FAIL | Miscellaneous_New_High Efficiency DX 135k- less than 240k BTU_RIM | 0 | 0 | 0 | 0 | 0 | 0 | 0 | 0 | 0 | 0 | 0 | 0 | 0 | 0 | 0 | 0 | 0 | 0 | 0 | 0 | Miscellaneous_New_High Efficiency DX 135k- less than 240k BTU_TRC | 0 | 0 | 0 | 0 | 0 | 0 | 0 | 0 | 0 | 0 | 0 | 0 | 0 | 0 | 0 | 0 | 0 | 0 | 0 | 0
Offices | New | High Efficiency DX 135k- less than 240k BTU | 0.91417 | 0 |  | 2210.7323 | 15 |  | 3329.61 | 3329.61 | unit | 0 | 97.4269 | FAIL | FAIL | Offices_New_High Efficiency DX 135k- less than 240k BTU_RIM | 0 | 0 | 0 | 0 | 0 | 0 | 0 | 0 | 0 | 0 | 0 | 0 | 0 | 0 | 0 | 0 | 0 | 0 | 0 | 0 | Offices_New_High Efficiency DX 135k- less than 240k BTU_TRC | 0 | 0 | 0 | 0 | 0 | 0 | 0 | 0 | 0 | 0 | 0 | 0 | 0 | 0 | 0 | 0 | 0 | 0 | 0 | 0
Restaurants | New | High Efficiency DX 135k- less than 240k BTU | 1.3163 | 0 |  | 3183.0938 | 15 |  | 3329.61 | 3329.61 | unit | 0 | 140.2789 | FAIL | FAIL | Restaurants_New_High Efficiency DX 135k- less than 240k BTU_RIM | 0 | 0 | 0 | 0 | 0 | 0 | 0 | 0 | 0 | 0 | 0 | 0 | 0 | 0 | 0 | 0 | 0 | 0 | 0 | 0 | Restaurants_New_High Efficiency DX 135k- less than 240k BTU_TRC | 0 | 0 | 0 | 0 | 0 | 0 | 0 | 0 | 0 | 0 | 0 | 0 | 0 | 0 | 0 | 0 | 0 | 0 | 0 | 0
Retail | New | High Efficiency DX 135k- less than 240k BTU | 1.0316 | 0 |  | 2494.7761 | 15 |  | 3329.61 | 3329.61 | unit | 0 | 109.9447 | FAIL | FAIL | Retail_New_High Efficiency DX 135k- less than 240k BTU_RIM | 0 | 0 | 0 | 0 | 0 | 0 | 0 | 0 | 0 | 0 | 0 | 0 | 0 | 0 | 0 | 0 | 0 | 0 | 0 | 0 | Retail_New_High Efficiency DX 135k- less than 240k BTU_TRC | 0 | 0 | 0 | 0 | 0 | 0 | 0 | 0 | 0 | 0 | 0 | 0 | 0 | 0 | 0 | 0 | 0 | 0 | 0 | 0
Schools K-12 | New | High Efficiency DX 135k- less than 240k BTU | 0.89677 | 0 |  | 2168.6517 | 15 |  | 3329.61 | 3329.61 | unit | 0 | 95.5724 | FAIL | FAIL | Schools K-12_New_High Efficiency DX 135k- less than 240k BTU_RIM | 0 | 0 | 0 | 0 | 0 | 0 | 0 | 0 | 0 | 0 | 0 | 0 | 0 | 0 | 0 | 0 | 0 | 0 | 0 | 0 | Schools K-12_New_High Efficiency DX 135k- less than 240k BTU_TRC | 0 | 0 | 0 | 0 | 0 | 0 | 0 | 0 | 0 | 0 | 0 | 0 | 0 | 0 | 0 | 0 | 0 | 0 | 0 | 0
Warehouse | New | High Efficiency DX 135k- less than 240k BTU | 0.197 | 0 |  | 476.4121 | 15 |  | 3329.61 | 3329.61 | unit | 0 | 20.9955 | FAIL | FAIL | Warehouse_New_High Efficiency DX 135k- less than 240k BTU_RIM | 0 | 0 | 0 | 0 | 0 | 0 | 0 | 0 | 0 | 0 | 0 | 0 | 0 | 0 | 0 | 0 | 0 | 0 | 0 | 0 | Warehouse_New_High Efficiency DX 135k- less than 240k BTU_TRC | 0 | 0 | 0 | 0 | 0 | 0 | 0 | 0 | 0 | 0 | 0 | 0 | 0 | 0 | 0 | 0 | 0 | 0 | 0 | 0
Assembly | Turnover | High Efficiency PTAC | 0.40872 | 0 |  | 821.5157 | 15 |  | 126 | 126 | unit (1.5 ton) | 0 | 36.2042 | FAIL | FAIL | Assembly_Turnover_High Efficiency PTAC_RIM | 0 | 0 | 0 | 0 | 0 | 0 | 0 | 0 | 0 | 0 | 0 | 0 | 0 | 0 | 0 | 0 | 0 | 0 | 0 | 0 | Assembly_Turnover_High Efficiency PTAC_TRC | 0 | 0 | 0 | 0 | 0 | 0 | 0 | 0 | 0 | 0 | 0 | 0 | 0 | 0 | 0 | 0 | 0 | 0 | 0 | 0
College and University | Turnover | High Efficiency PTAC | 0.26032 | 0 |  | 911.3984 | 15 |  | 126 | 126 | unit (1.5 ton) | 0 | 40.1653 | FAIL | FAIL | College and University_Turnover_High Efficiency PTAC_RIM | 0 | 0 | 0 | 0 | 0 | 0 | 0 | 0 | 0 | 0 | 0 | 0 | 0 | 0 | 0 | 0 | 0 | 0 | 0 | 0 | College and University_Turnover_High Efficiency PTAC_TRC | 0 | 0 | 0 | 0 | 0 | 0 | 0 | 0 | 0 | 0 | 0 | 0 | 0 | 0 | 0 | 0 | 0 | 0 | 0 | 0
Grocery | Turnover | High Efficiency PTAC | 0.22578 | 0 |  | 453.8135 | 15 |  | 126 | 126 | unit (1.5 ton) | 0 | 19.9996 | FAIL | 37.9187 | Grocery_Turnover_High Efficiency PTAC_RIM | 0 | 0 | 0 | 0 | 0 | 0 | 0 | 0 | 0 | 0 | 0 | 0 | 0 | 0 | 0 | 0 | 0 | 0 | 0 | 0 | Grocery_Turnover_High Efficiency PTAC_TRC | 0 | 0 | 0 | 0 | 0 | 0 | 0 | 0 | 0 | 0 | 0 | 0 | 0 | 0 | 0 | 0 | 0 | 0 | 0 | 0 |  | 30.09%
Healthcare | Turnover | High Efficiency PTAC | 0.88935 | 0 |  | 1787.5979 | 15 |  | 126 | 126 | unit (1.5 ton) | 0 | 78.7794 | FAIL | FAIL | Healthcare_Turnover_High Efficiency PTAC_RIM | 0 | 0 | 0 | 0 | 0 | 0 | 0 | 0 | 0 | 0 | 0 | 0 | 0 | 0 | 0 | 0 | 0 | 0 | 0 | 0 | Healthcare_Turnover_High Efficiency PTAC_TRC | 0 | 0 | 0 | 0 | 0 | 0 | 0 | 0 | 0 | 0 | 0 | 0 | 0 | 0 | 0 | 0 | 0 | 0 | 0 | 0
Hospitals | Turnover | High Efficiency PTAC | 0.48365 | 0 |  | 1693.3154 | 15 |  | 126 | 126 | unit (1.5 ton) | 0 | 74.6244 | FAIL | FAIL | Hospitals_Turnover_High Efficiency PTAC_RIM | 0 | 0 | 0 | 0 | 0 | 0 | 0 | 0 | 0 | 0 | 0 | 0 | 0 | 0 | 0 | 0 | 0 | 0 | 0 | 0 | Hospitals_Turnover_High Efficiency PTAC_TRC | 0 | 0 | 0 | 0 | 0 | 0 | 0 | 0 | 0 | 0 | 0 | 0 | 0 | 0 | 0 | 0 | 0 | 0 | 0 | 0
Institutional | Turnover | High Efficiency PTAC | 0.22078 | 0 |  | 443.7567 | 15 |  | 126 | 126 | unit (1.5 ton) | 0 | 19.5564 | FAIL | 39.8707 | Institutional_Turnover_High Efficiency PTAC_RIM | 0 | 0 | 0 | 0 | 0 | 0 | 0 | 0 | 0 | 0 | 0 | 0 | 0 | 0 | 0 | 0 | 0 | 0 | 0 | 0 | Institutional_Turnover_High Efficiency PTAC_TRC | 0 | 0 | 0 | 0 | 0 | 0 | 0 | 0 | 0 | 0 | 0 | 0 | 0 | 0 | 0 | 0 | 0 | 0 | 0 | 0 |  | 31.64%
Lodging/Hospitality | Turnover | High Efficiency PTAC | 0.67515 | 0 |  | 1357.0408 | 15 |  | 126 | 126 | unit (1.5 ton) | 0 | 59.8048 | FAIL | FAIL | Lodging/Hospitality_Turnover_High Efficiency PTAC_RIM | 0 | 0 | 0 | 0 | 0 | 0 | 0 | 0 | 0 | 0 | 0 | 0 | 0 | 0 | 0 | 0 | 0 | 0 | 0 | 0 | Lodging/Hospitality_Turnover_High Efficiency PTAC_TRC | 0 | 0 | 0 | 0 | 0 | 0 | 0 | 0 | 0 | 0 | 0 | 0 | 0 | 0 | 0 | 0 | 0 | 0 | 0 | 0
Miscellaneous | Turnover | High Efficiency PTAC | 0.18996 | 0 |  | 458.8419 | 15 |  | 126 | 126 | unit (1.5 ton) | 0 | 20.2212 | FAIL | 36.9428 | Miscellaneous_Turnover_High Efficiency PTAC_RIM | 0 | 0 | 0 | 0 | 0 | 0 | 0 | 0 | 0 | 0 | 0 | 0 | 0 | 0 | 0 | 0 | 0 | 0 | 0 | 0 | Miscellaneous_Turnover_High Efficiency PTAC_TRC | 0 | 0 | 0 | 0 | 0 | 0 | 0 | 0 | 0 | 0 | 0 | 0 | 0 | 0 | 0 | 0 | 0 | 0 | 0 | 0 |  | 29.32%
Offices | Turnover | High Efficiency PTAC | 0.38277 | 0 |  | 924.598 | 15 |  | 126 | 126 | unit (1.5 ton) | 0 | 40.747 | FAIL | FAIL | Offices_Turnover_High Efficiency PTAC_RIM | 0 | 0 | 0 | 0 | 0 | 0 | 0 | 0 | 0 | 0 | 0 | 0 | 0 | 0 | 0 | 0 | 0 | 0 | 0 | 0 | Offices_Turnover_High Efficiency PTAC_TRC | 0 | 0 | 0 | 0 | 0 | 0 | 0 | 0 | 0 | 0 | 0 | 0 | 0 | 0 | 0 | 0 | 0 | 0 | 0 | 0
Restaurants | Turnover | High Efficiency PTAC | 0.66233 | 0 |  | 1331.2702 | 15 |  | 126 | 126 | unit (1.5 ton) | 0 | 58.6691 | FAIL | FAIL | Restaurants_Turnover_High Efficiency PTAC_RIM | 0 | 0 | 0 | 0 | 0 | 0 | 0 | 0 | 0 | 0 | 0 | 0 | 0 | 0 | 0 | 0 | 0 | 0 | 0 | 0 | Restaurants_Turnover_High Efficiency PTAC_TRC | 0 | 0 | 0 | 0 | 0 | 0 | 0 | 0 | 0 | 0 | 0 | 0 | 0 | 0 | 0 | 0 | 0 | 0 | 0 | 0
Retail | Turnover | High Efficiency PTAC | 0.5191 | 0 |  | 1043.394 | 15 |  | 126 | 126 | unit (1.5 ton) | 0 | 45.9824 | FAIL | FAIL | Retail_Turnover_High Efficiency PTAC_RIM | 0 | 0 | 0 | 0 | 0 | 0 | 0 | 0 | 0 | 0 | 0 | 0 | 0 | 0 | 0 | 0 | 0 | 0 | 0 | 0 | Retail_Turnover_High Efficiency PTAC_TRC | 0 | 0 | 0 | 0 | 0 | 0 | 0 | 0 | 0 | 0 | 0 | 0 | 0 | 0 | 0 | 0 | 0 | 0 | 0 | 0
Schools K-12 | Turnover | High Efficiency PTAC | 0.45124 | 0 |  | 906.9985 | 15 |  | 126 | 126 | unit (1.5 ton) | 0 | 39.9714 | FAIL | FAIL | Schools K-12_Turnover_High Efficiency PTAC_RIM | 0 | 0 | 0 | 0 | 0 | 0 | 0 | 0 | 0 | 0 | 0 | 0 | 0 | 0 | 0 | 0 | 0 | 0 | 0 | 0 | Schools K-12_Turnover_High Efficiency PTAC_TRC | 0 | 0 | 0 | 0 | 0 | 0 | 0 | 0 | 0 | 0 | 0 | 0 | 0 | 0 | 0 | 0 | 0 | 0 | 0 | 0
Warehouse | Turnover | High Efficiency PTAC | 0.09913 | 0 |  | 199.2505 | 15 |  | 126 | 126 | unit (1.5 ton) | 0 | 8.781 | FAIL | 87.3272 | Warehouse_Turnover_High Efficiency PTAC_RIM | 0 | 0 | 0 | 0 | 0 | 0 | 0 | 0 | 0 | 0 | 0 | 0 | 0 | 0 | 0 | 0 | 0 | 0 | 0 | 0 | Warehouse_Turnover_High Efficiency PTAC_TRC | 0 | 0 | 0 | 0 | 0 | 0 | 0 | 0 | 0 | 0 | 0 | 0 | 0 | 0 | 0 | 0 | 0 | 0 | 0 | 0 |  | 69.31%
Assembly | New | High Efficiency PTAC | 0.40872 | 0 |  | 821.5157 | 15 |  | 126 | 126 | unit (1.5 ton) | 0 | 36.2042 | FAIL | FAIL | Assembly_New_High Efficiency PTAC_RIM | 0 | 0 | 0 | 0 | 0 | 0 | 0 | 0 | 0 | 0 | 0 | 0 | 0 | 0 | 0 | 0 | 0 | 0 | 0 | 0 | Assembly_New_High Efficiency PTAC_TRC | 0 | 0 | 0 | 0 | 0 | 0 | 0 | 0 | 0 | 0 | 0 | 0 | 0 | 0 | 0 | 0 | 0 | 0 | 0 | 0
College and University | New | High Efficiency PTAC | 0.26032 | 0 |  | 911.3984 | 15 |  | 126 | 126 | unit (1.5 ton) | 0 | 40.1653 | FAIL | FAIL | College and University_New_High Efficiency PTAC_RIM | 0 | 0 | 0 | 0 | 0 | 0 | 0 | 0 | 0 | 0 | 0 | 0 | 0 | 0 | 0 | 0 | 0 | 0 | 0 | 0 | College and University_New_High Efficiency PTAC_TRC | 0 | 0 | 0 | 0 | 0 | 0 | 0 | 0 | 0 | 0 | 0 | 0 | 0 | 0 | 0 | 0 | 0 | 0 | 0 | 0
Grocery | New | High Efficiency PTAC | 0.22578 | 0 |  | 453.8135 | 15 |  | 126 | 126 | unit (1.5 ton) | 0 | 19.9996 | FAIL | 37.9187 | Grocery_New_High Efficiency PTAC_RIM | 0 | 0 | 0 | 0 | 0 | 0 | 0 | 0 | 0 | 0 | 0 | 0 | 0 | 0 | 0 | 0 | 0 | 0 | 0 | 0 | Grocery_New_High Efficiency PTAC_TRC | 0 | 0 | 0 | 0 | 0 | 0 | 0 | 0 | 0 | 0 | 0 | 0 | 0 | 0 | 0 | 0 | 0 | 0 | 0 | 0 |  | 30.09%
Healthcare | New | High Efficiency PTAC | 0.88935 | 0 |  | 1787.5979 | 15 |  | 126 | 126 | unit (1.5 ton) | 0 | 78.7794 | FAIL | FAIL | Healthcare_New_High Efficiency PTAC_RIM | 0 | 0 | 0 | 0 | 0 | 0 | 0 | 0 | 0 | 0 | 0 | 0 | 0 | 0 | 0 | 0 | 0 | 0 | 0 | 0 | Healthcare_New_High Efficiency PTAC_TRC | 0 | 0 | 0 | 0 | 0 | 0 | 0 | 0 | 0 | 0 | 0 | 0 | 0 | 0 | 0 | 0 | 0 | 0 | 0 | 0
Hospitals | New | High Efficiency PTAC | 0.48365 | 0 |  | 1693.3154 | 15 |  | 126 | 126 | unit (1.5 ton) | 0 | 74.6244 | FAIL | FAIL | Hospitals_New_High Efficiency PTAC_RIM | 0 | 0 | 0 | 0 | 0 | 0 | 0 | 0 | 0 | 0 | 0 | 0 | 0 | 0 | 0 | 0 | 0 | 0 | 0 | 0 | Hospitals_New_High Efficiency PTAC_TRC | 0 | 0 | 0 | 0 | 0 | 0 | 0 | 0 | 0 | 0 | 0 | 0 | 0 | 0 | 0 | 0 | 0 | 0 | 0 | 0
Institutional | New | High Efficiency PTAC | 0.22078 | 0 |  | 443.7567 | 15 |  | 126 | 126 | unit (1.5 ton) | 0 | 19.5564 | FAIL | 39.8707 | Institutional_New_High Efficiency PTAC_RIM | 0 | 0 | 0 | 0 | 0 | 0 | 0 | 0 | 0 | 0 | 0 | 0 | 0 | 0 | 0 | 0 | 0 | 0 | 0 | 0 | Institutional_New_High Efficiency PTAC_TRC | 0 | 0 | 0 | 0 | 0 | 0 | 0 | 0 | 0 | 0 | 0 | 0 | 0 | 0 | 0 | 0 | 0 | 0 | 0 | 0 |  | 31.64%
Lodging/Hospitality | New | High Efficiency PTAC | 0.67515 | 0 |  | 1357.0408 | 15 |  | 126 | 126 | unit (1.5 ton) | 0 | 59.8048 | FAIL | FAIL | Lodging/Hospitality_New_High Efficiency PTAC_RIM | 0 | 0 | 0 | 0 | 0 | 0 | 0 | 0 | 0 | 0 | 0 | 0 | 0 | 0 | 0 | 0 | 0 | 0 | 0 | 0 | Lodging/Hospitality_New_High Efficiency PTAC_TRC | 0 | 0 | 0 | 0 | 0 | 0 | 0 | 0 | 0 | 0 | 0 | 0 | 0 | 0 | 0 | 0 | 0 | 0 | 0 | 0
Miscellaneous | New | High Efficiency PTAC | 0.18996 | 0 |  | 458.8419 | 15 |  | 126 | 126 | unit (1.5 ton) | 0 | 20.2212 | FAIL | 36.9428 | Miscellaneous_New_High Efficiency PTAC_RIM | 0 | 0 | 0 | 0 | 0 | 0 | 0 | 0 | 0 | 0 | 0 | 0 | 0 | 0 | 0 | 0 | 0 | 0 | 0 | 0 | Miscellaneous_New_High Efficiency PTAC_TRC | 0 | 0 | 0 | 0 | 0 | 0 | 0 | 0 | 0 | 0 | 0 | 0 | 0 | 0 | 0 | 0 | 0 | 0 | 0 | 0 |  | 29.32%
Offices | New | High Efficiency PTAC | 0.38277 | 0 |  | 924.598 | 15 |  | 126 | 126 | unit (1.5 ton) | 0 | 40.747 | FAIL | FAIL | Offices_New_High Efficiency PTAC_RIM | 0 | 0 | 0 | 0 | 0 | 0 | 0 | 0 | 0 | 0 | 0 | 0 | 0 | 0 | 0 | 0 | 0 | 0 | 0 | 0 | Offices_New_High Efficiency PTAC_TRC | 0 | 0 | 0 | 0 | 0 | 0 | 0 | 0 | 0 | 0 | 0 | 0 | 0 | 0 | 0 | 0 | 0 | 0 | 0 | 0
Restaurants | New | High Efficiency PTAC | 0.66233 | 0 |  | 1331.2702 | 15 |  | 126 | 126 | unit (1.5 ton) | 0 | 58.6691 | FAIL | FAIL | Restaurants_New_High Efficiency PTAC_RIM | 0 | 0 | 0 | 0 | 0 | 0 | 0 | 0 | 0 | 0 | 0 | 0 | 0 | 0 | 0 | 0 | 0 | 0 | 0 | 0 | Restaurants_New_High Efficiency PTAC_TRC | 0 | 0 | 0 | 0 | 0 | 0 | 0 | 0 | 0 | 0 | 0 | 0 | 0 | 0 | 0 | 0 | 0 | 0 | 0 | 0
Retail | New | High Efficiency PTAC | 0.5191 | 0 |  | 1043.394 | 15 |  | 126 | 126 | unit (1.5 ton) | 0 | 45.9824 | FAIL | FAIL | Retail_New_High Efficiency PTAC_RIM | 0 | 0 | 0 | 0 | 0 | 0 | 0 | 0 | 0 | 0 | 0 | 0 | 0 | 0 | 0 | 0 | 0 | 0 | 0 | 0 | Retail_New_High Efficiency PTAC_TRC | 0 | 0 | 0 | 0 | 0 | 0 | 0 | 0 | 0 | 0 | 0 | 0 | 0 | 0 | 0 | 0 | 0 | 0 | 0 | 0
Schools K-12 | New | High Efficiency PTAC | 0.45124 | 0 |  | 906.9985 | 15 |  | 126 | 126 | unit (1.5 ton) | 0 | 39.9714 | FAIL | FAIL | Schools K-12_New_High Efficiency PTAC_RIM | 0 | 0 | 0 | 0 | 0 | 0 | 0 | 0 | 0 | 0 | 0 | 0 | 0 | 0 | 0 | 0 | 0 | 0 | 0 | 0 | Schools K-12_New_High Efficiency PTAC_TRC | 0 | 0 | 0 | 0 | 0 | 0 | 0 | 0 | 0 | 0 | 0 | 0 | 0 | 0 | 0 | 0 | 0 | 0 | 0 | 0
Warehouse | New | High Efficiency PTAC | 0.09913 | 0 |  | 199.2505 | 15 |  | 126 | 126 | unit (1.5 ton) | 0 | 8.781 | FAIL | 87.3272 | Warehouse_New_High Efficiency PTAC_RIM | 0 | 0 | 0 | 0 | 0 | 0 | 0 | 0 | 0 | 0 | 0 | 0 | 0 | 0 | 0 | 0 | 0 | 0 | 0 | 0 | Warehouse_New_High Efficiency PTAC_TRC | 0 | 0 | 0 | 0 | 0 | 0 | 0 | 0 | 0 | 0 | 0 | 0 | 0 | 0 | 0 | 0 | 0 | 0 | 0 | 0 |  | 69.31%
Assembly | Turnover | High Efficiency PTHP | 0.41028 | 0.00015022 |  | 824.8913 | 15 |  | 126 | 126 | unit (1.5 ton) | 0 | 36.3529 | FAIL | FAIL | Assembly_Turnover_High Efficiency PTHP_RIM | 0 | 0 | 0 | 0 | 0 | 0 | 0 | 0 | 0 | 0 | 0 | 0 | 0 | 0 | 0 | 0 | 0 | 0 | 0 | 0 | Assembly_Turnover_High Efficiency PTHP_TRC | 0 | 0 | 0 | 0 | 0 | 0 | 0 | 0 | 0 | 0 | 0 | 0 | 0 | 0 | 0 | 0 | 0 | 0 | 0 | 0
College and University | Turnover | High Efficiency PTHP | 0.26026 | 0.078693 |  | 914.774 | 15 |  | 126 | 126 | unit (1.5 ton) | 0 | 40.3141 | FAIL | FAIL | College and University_Turnover_High Efficiency PTHP_RIM | 0 | 0 | 0 | 0 | 0 | 0 | 0 | 0 | 0 | 0 | 0 | 0 | 0 | 0 | 0 | 0 | 0 | 0 | 0 | 0 | College and University_Turnover_High Efficiency PTHP_TRC | 0 | 0 | 0 | 0 | 0 | 0 | 0 | 0 | 0 | 0 | 0 | 0 | 0 | 0 | 0 | 0 | 0 | 0 | 0 | 0
Grocery | Turnover | High Efficiency PTHP | 0.2286 | 8.37e-05 |  | 459.6197 | 15 |  | 126 | 126 | unit (1.5 ton) | 0 | 20.2554 | FAIL | 36.7918 | Grocery_Turnover_High Efficiency PTHP_RIM | 0 | 0 | 0 | 0 | 0 | 0 | 0 | 0 | 0 | 0 | 0 | 0 | 0 | 0 | 0 | 0 | 0 | 0 | 0 | 0 | Grocery_Turnover_High Efficiency PTHP_TRC | 0.33125 | 0.49185 | 0.78611 | 1.2395 | 1.9007 | 2.7881 | 3.8082 | 4.6622 | 4.8816 | 4.1472 | 152.2479 | 226.0656 | 361.3102 | 569.6932 | 873.6082 | 1281.4444 | 1750.319 | 2142.8494 | 2243.6847 | 1906.1307 |  | 29.2%
Healthcare | Turnover | High Efficiency PTHP | 0.89173 | 0.0003265 |  | 1792.891 | 15 |  | 126 | 126 | unit (1.5 ton) | 0 | 79.0127 | FAIL | FAIL | Healthcare_Turnover_High Efficiency PTHP_RIM | 0 | 0 | 0 | 0 | 0 | 0 | 0 | 0 | 0 | 0 | 0 | 0 | 0 | 0 | 0 | 0 | 0 | 0 | 0 | 0 | Healthcare_Turnover_High Efficiency PTHP_TRC | 0 | 0 | 0 | 0 | 0 | 0 | 0 | 0 | 0 | 0 | 0 | 0 | 0 | 0 | 0 | 0 | 0 | 0 | 0 | 0
Hospitals | Turnover | High Efficiency PTHP | 0.48347 | 0.14619 |  | 1699.3375 | 15 |  | 126 | 126 | unit (1.5 ton) | 0 | 74.8898 | FAIL | FAIL | Hospitals_Turnover_High Efficiency PTHP_RIM | 0 | 0 | 0 | 0 | 0 | 0 | 0 | 0 | 0 | 0 | 0 | 0 | 0 | 0 | 0 | 0 | 0 | 0 | 0 | 0 | Hospitals_Turnover_High Efficiency PTHP_TRC | 0 | 0 | 0 | 0 | 0 | 0 | 0 | 0 | 0 | 0 | 0 | 0 | 0 | 0 | 0 | 0 | 0 | 0 | 0 | 0
Institutional | Turnover | High Efficiency PTHP | 0.22217 | 8.1347e-05 |  | 446.7003 | 15 |  | 126 | 126 | unit (1.5 ton) | 0 | 19.6861 | FAIL | 39.2994 | Institutional_Turnover_High Efficiency PTHP_RIM | 0 | 0 | 0 | 0 | 0 | 0 | 0 | 0 | 0 | 0 | 0 | 0 | 0 | 0 | 0 | 0 | 0 | 0 | 0 | 0 | Institutional_Turnover_High Efficiency PTHP_TRC | 2.053 | 3.0371 | 4.8331 | 7.5823 | 11.5608 | 16.8491 | 22.8705 | 27.8278 | 28.9605 | 24.4553 | 917.0823 | 1356.6541 | 2158.9324 | 3387.0153 | 5164.2169 | 7526.5176 | 10216.2431 | 12430.7018 | 12936.6835 | 10924.1831 |  | 31.19%
Lodging/Hospitality | Turnover | High Efficiency PTHP | 0.67672 | 0.00024778 |  | 1360.6055 | 15 |  | 126 | 126 | unit (1.5 ton) | 0 | 59.9619 | FAIL | FAIL | Lodging/Hospitality_Turnover_High Efficiency PTHP_RIM | 0 | 0 | 0 | 0 | 0 | 0 | 0 | 0 | 0 | 0 | 0 | 0 | 0 | 0 | 0 | 0 | 0 | 0 | 0 | 0 | Lodging/Hospitality_Turnover_High Efficiency PTHP_TRC | 0 | 0 | 0 | 0 | 0 | 0 | 0 | 0 | 0 | 0 | 0 | 0 | 0 | 0 | 0 | 0 | 0 | 0 | 0 | 0
Miscellaneous | Turnover | High Efficiency PTHP | 0.22914 | 8.3898e-05 |  | 460.7053 | 15 |  | 126 | 126 | unit (1.5 ton) | 0 | 20.3033 | FAIL | 36.5811 | Miscellaneous_Turnover_High Efficiency PTHP_RIM | 0 | 0 | 0 | 0 | 0 | 0 | 0 | 0 | 0 | 0 | 0 | 0 | 0 | 0 | 0 | 0 | 0 | 0 | 0 | 0 | Miscellaneous_Turnover_High Efficiency PTHP_TRC | 0.61424 | 0.87257 | 1.3309 | 1.9993 | 2.916 | 4.0615 | 5.2689 | 6.1283 | 6.0978 | 4.9245 | 282.9838 | 401.9978 | 613.1497 | 921.0757 | 1343.4188 | 1871.1476 | 2427.4215 | 2823.327 | 2809.2981 | 2268.7521 |  | 29.03%
Offices | Turnover | High Efficiency PTHP | 0.46085 | 0.00016873 |  | 926.5693 | 15 |  | 126 | 126 | unit (1.5 ton) | 0 | 40.8339 | FAIL | FAIL | Offices_Turnover_High Efficiency PTHP_RIM | 0 | 0 | 0 | 0 | 0 | 0 | 0 | 0 | 0 | 0 | 0 | 0 | 0 | 0 | 0 | 0 | 0 | 0 | 0 | 0 | Offices_Turnover_High Efficiency PTHP_TRC | 0 | 0 | 0 | 0 | 0 | 0 | 0 | 0 | 0 | 0 | 0 | 0 | 0 | 0 | 0 | 0 | 0 | 0 | 0 | 0
Restaurants | Turnover | High Efficiency PTHP | 0.66832 | 0.0002447 |  | 1343.7196 | 15 |  | 126 | 126 | unit (1.5 ton) | 0 | 59.2177 | FAIL | FAIL | Restaurants_Turnover_High Efficiency PTHP_RIM | 0 | 0 | 0 | 0 | 0 | 0 | 0 | 0 | 0 | 0 | 0 | 0 | 0 | 0 | 0 | 0 | 0 | 0 | 0 | 0 | Restaurants_Turnover_High Efficiency PTHP_TRC | 0 | 0 | 0 | 0 | 0 | 0 | 0 | 0 | 0 | 0 | 0 | 0 | 0 | 0 | 0 | 0 | 0 | 0 | 0 | 0
Retail | Turnover | High Efficiency PTHP | 0.52283 | 0.00019143 |  | 1051.1985 | 15 |  | 126 | 126 | unit (1.5 ton) | 0 | 46.3263 | FAIL | FAIL | Retail_Turnover_High Efficiency PTHP_RIM | 0 | 0 | 0 | 0 | 0 | 0 | 0 | 0 | 0 | 0 | 0 | 0 | 0 | 0 | 0 | 0 | 0 | 0 | 0 | 0 | Retail_Turnover_High Efficiency PTHP_TRC | 0 | 0 | 0 | 0 | 0 | 0 | 0 | 0 | 0 | 0 | 0 | 0 | 0 | 0 | 0 | 0 | 0 | 0 | 0 | 0
Schools K-12 | Turnover | High Efficiency PTHP | 0.45469 | 0.00016648 |  | 914.1819 | 15 |  | 126 | 126 | unit (1.5 ton) | 0 | 40.288 | FAIL | FAIL | Schools K-12_Turnover_High Efficiency PTHP_RIM | 0 | 0 | 0 | 0 | 0 | 0 | 0 | 0 | 0 | 0 | 0 | 0 | 0 | 0 | 0 | 0 | 0 | 0 | 0 | 0 | Schools K-12_Turnover_High Efficiency PTHP_TRC | 0 | 0 | 0 | 0 | 0 | 0 | 0 | 0 | 0 | 0 | 0 | 0 | 0 | 0 | 0 | 0 | 0 | 0 | 0 | 0
Warehouse | Turnover | High Efficiency PTHP | 0.10003 | 3.6624e-05 |  | 201.1139 | 15 |  | 126 | 126 | unit (1.5 ton) | 0 | 8.8631 | FAIL | 86.9655 | Warehouse_Turnover_High Efficiency PTHP_RIM | 0 | 0 | 0 | 0 | 0 | 0 | 0 | 0 | 0 | 0 | 0 | 0 | 0 | 0 | 0 | 0 | 0 | 0 | 0 | 0 | Warehouse_Turnover_High Efficiency PTHP_TRC | 1.0984 | 1.6216 | 2.5742 | 4.027 | 6.1197 | 8.886 | 12.0077 | 14.5374 | 15.047 | 12.634 | 220.8997 | 326.1237 | 517.7132 | 809.8787 | 1230.7668 | 1787.1053 | 2414.9217 | 2923.6671 | 3026.1665 | 2540.8682 |  | 69.02%
Assembly | New | High Efficiency PTHP | 0.41028 | 0.00015022 |  | 824.8913 | 15 |  | 126 | 126 | unit (1.5 ton) | 0 | 36.3529 | FAIL | FAIL | Assembly_New_High Efficiency PTHP_RIM | 0 | 0 | 0 | 0 | 0 | 0 | 0 | 0 | 0 | 0 | 0 | 0 | 0 | 0 | 0 | 0 | 0 | 0 | 0 | 0 | Assembly_New_High Efficiency PTHP_TRC | 0 | 0 | 0 | 0 | 0 | 0 | 0 | 0 | 0 | 0 | 0 | 0 | 0 | 0 | 0 | 0 | 0 | 0 | 0 | 0
College and University | New | High Efficiency PTHP | 0.26026 | 0.078693 |  | 914.774 | 15 |  | 126 | 126 | unit (1.5 ton) | 0 | 40.3141 | FAIL | FAIL | College and University_New_High Efficiency PTHP_RIM | 0 | 0 | 0 | 0 | 0 | 0 | 0 | 0 | 0 | 0 | 0 | 0 | 0 | 0 | 0 | 0 | 0 | 0 | 0 | 0 | College and University_New_High Efficiency PTHP_TRC | 0 | 0 | 0 | 0 | 0 | 0 | 0 | 0 | 0 | 0 | 0 | 0 | 0 | 0 | 0 | 0 | 0 | 0 | 0 | 0
Grocery | New | High Efficiency PTHP | 0.2286 | 8.37e-05 |  | 459.6197 | 15 |  | 126 | 126 | unit (1.5 ton) | 0 | 20.2554 | FAIL | 36.7918 | Grocery_New_High Efficiency PTHP_RIM | 0 | 0 | 0 | 0 | 0 | 0 | 0 | 0 | 0 | 0 | 0 | 0 | 0 | 0 | 0 | 0 | 0 | 0 | 0 | 0 | Grocery_New_High Efficiency PTHP_TRC | 0.066545 | 0.11074 | 0.19843 | 0.34665 | 0.58339 | 0.84465 | 1.1363 | 1.3693 | 1.4095 | 1.1782 | 30.5852 | 50.8994 | 91.2018 | 159.3263 | 268.1358 | 388.2159 | 522.2576 | 629.3563 | 647.843 | 541.5291 |  | 29.2%
Healthcare | New | High Efficiency PTHP | 0.89173 | 0.0003265 |  | 1792.891 | 15 |  | 126 | 126 | unit (1.5 ton) | 0 | 79.0127 | FAIL | FAIL | Healthcare_New_High Efficiency PTHP_RIM | 0 | 0 | 0 | 0 | 0 | 0 | 0 | 0 | 0 | 0 | 0 | 0 | 0 | 0 | 0 | 0 | 0 | 0 | 0 | 0 | Healthcare_New_High Efficiency PTHP_TRC | 0 | 0 | 0 | 0 | 0 | 0 | 0 | 0 | 0 | 0 | 0 | 0 | 0 | 0 | 0 | 0 | 0 | 0 | 0 | 0
Hospitals | New | High Efficiency PTHP | 0.48347 | 0.14619 |  | 1699.3375 | 15 |  | 126 | 126 | unit (1.5 ton) | 0 | 74.8898 | FAIL | FAIL | Hospitals_New_High Efficiency PTHP_RIM | 0 | 0 | 0 | 0 | 0 | 0 | 0 | 0 | 0 | 0 | 0 | 0 | 0 | 0 | 0 | 0 | 0 | 0 | 0 | 0 | Hospitals_New_High Efficiency PTHP_TRC | 0 | 0 | 0 | 0 | 0 | 0 | 0 | 0 | 0 | 0 | 0 | 0 | 0 | 0 | 0 | 0 | 0 | 0 | 0 | 0
Institutional | New | High Efficiency PTHP | 0.22217 | 8.1347e-05 |  | 446.7003 | 15 |  | 126 | 126 | unit (1.5 ton) | 0 | 19.6861 | FAIL | 39.2994 | Institutional_New_High Efficiency PTHP_RIM | 0 | 0 | 0 | 0 | 0 | 0 | 0 | 0 | 0 | 0 | 0 | 0 | 0 | 0 | 0 | 0 | 0 | 0 | 0 | 0 | Institutional_New_High Efficiency PTHP_TRC | 0.28958 | 0.47281 | 0.82784 | 1.4171 | 2.341 | 3.3914 | 4.5427 | 5.4268 | 5.5251 | 4.5529 | 129.3562 | 211.2038 | 369.7952 | 633.0102 | 1045.7435 | 1514.9407 | 2029.2297 | 2424.1428 | 2468.0812 | 2033.7836 |  | 31.19%
Lodging/Hospitality | New | High Efficiency PTHP | 0.67672 | 0.00024778 |  | 1360.6055 | 15 |  | 126 | 126 | unit (1.5 ton) | 0 | 59.9619 | FAIL | FAIL | Lodging/Hospitality_New_High Efficiency PTHP_RIM | 0 | 0 | 0 | 0 | 0 | 0 | 0 | 0 | 0 | 0 | 0 | 0 | 0 | 0 | 0 | 0 | 0 | 0 | 0 | 0 | Lodging/Hospitality_New_High Efficiency PTHP_TRC | 0 | 0 | 0 | 0 | 0 | 0 | 0 | 0 | 0 | 0 | 0 | 0 | 0 | 0 | 0 | 0 | 0 | 0 | 0 | 0
Miscellaneous | New | High Efficiency PTHP | 0.22914 | 8.3898e-05 |  | 460.7053 | 15 |  | 126 | 126 | unit (1.5 ton) | 0 | 20.3033 | FAIL | 36.5811 | Miscellaneous_New_High Efficiency PTHP_RIM | 0 | 0 | 0 | 0 | 0 | 0 | 0 | 0 | 0 | 0 | 0 | 0 | 0 | 0 | 0 | 0 | 0 | 0 | 0 | 0 | Miscellaneous_New_High Efficiency PTHP_TRC | 0 | 0 | 0 | 0 | 0 | 0 | 0 | 0 | 0 | 0 | 0 | 0 | 0 | 0 | 0 | 0 | 0 | 0 | 0 | 0 |  | 29.03%
Offices | New | High Efficiency PTHP | 0.46085 | 0.00016873 |  | 926.5693 | 15 |  | 126 | 126 | unit (1.5 ton) | 0 | 40.8339 | FAIL | FAIL | Offices_New_High Efficiency PTHP_RIM | 0 | 0 | 0 | 0 | 0 | 0 | 0 | 0 | 0 | 0 | 0 | 0 | 0 | 0 | 0 | 0 | 0 | 0 | 0 | 0 | Offices_New_High Efficiency PTHP_TRC | 0 | 0 | 0 | 0 | 0 | 0 | 0 | 0 | 0 | 0 | 0 | 0 | 0 | 0 | 0 | 0 | 0 | 0 | 0 | 0
Restaurants | New | High Efficiency PTHP | 0.66832 | 0.0002447 |  | 1343.7196 | 15 |  | 126 | 126 | unit (1.5 ton) | 0 | 59.2177 | FAIL | FAIL | Restaurants_New_High Efficiency PTHP_RIM | 0 | 0 | 0 | 0 | 0 | 0 | 0 | 0 | 0 | 0 | 0 | 0 | 0 | 0 | 0 | 0 | 0 | 0 | 0 | 0 | Restaurants_New_High Efficiency PTHP_TRC | 0 | 0 | 0 | 0 | 0 | 0 | 0 | 0 | 0 | 0 | 0 | 0 | 0 | 0 | 0 | 0 | 0 | 0 | 0 | 0
Retail | New | High Efficiency PTHP | 0.52283 | 0.00019143 |  | 1051.1985 | 15 |  | 126 | 126 | unit (1.5 ton) | 0 | 46.3263 | FAIL | FAIL | Retail_New_High Efficiency PTHP_RIM | 0 | 0 | 0 | 0 | 0 | 0 | 0 | 0 | 0 | 0 | 0 | 0 | 0 | 0 | 0 | 0 | 0 | 0 | 0 | 0 | Retail_New_High Efficiency PTHP_TRC | 0 | 0 | 0 | 0 | 0 | 0 | 0 | 0 | 0 | 0 | 0 | 0 | 0 | 0 | 0 | 0 | 0 | 0 | 0 | 0
Schools K-12 | New | High Efficiency PTHP | 0.45469 | 0.00016648 |  | 914.1819 | 15 |  | 126 | 126 | unit (1.5 ton) | 0 | 40.288 | FAIL | FAIL | Schools K-12_New_High Efficiency PTHP_RIM | 0 | 0 | 0 | 0 | 0 | 0 | 0 | 0 | 0 | 0 | 0 | 0 | 0 | 0 | 0 | 0 | 0 | 0 | 0 | 0 | Schools K-12_New_High Efficiency PTHP_TRC | 0 | 0 | 0 | 0 | 0 | 0 | 0 | 0 | 0 | 0 | 0 | 0 | 0 | 0 | 0 | 0 | 0 | 0 | 0 | 0
Warehouse | New | High Efficiency PTHP | 0.10003 | 3.6624e-05 |  | 201.1139 | 15 |  | 126 | 126 | unit (1.5 ton) | 0 | 8.8631 | FAIL | 86.9655 | Warehouse_New_High Efficiency PTHP_RIM | 0 | 0 | 0 | 0 | 0 | 0 | 0 | 0 | 0 | 0 | 0 | 0 | 0 | 0 | 0 | 0 | 0 | 0 | 0 | 0 | Warehouse_New_High Efficiency PTHP_TRC | 0.10252 | 0.1638 | 0.28275 | 0.47785 | 0.78019 | 1.0135 | 1.2329 | 1.3416 | 1.2612 | 0.97488 | 20.6191 | 32.9424 | 56.8641 | 96.1015 | 156.9072 | 203.8341 | 247.9544 | 269.806 | 253.6536 | 196.0617 |  | 69.02%
Assembly | Turnover | Variable Refrigerant Flow (VRF) HVAC Systems | 0.87862 | 0.88806 |  | 2887.4418 | 15 |  | 3295 | 3295 | unit (4 tons) | 0 | 127.2495 | FAIL | 2734.5727 | Assembly_Turnover_Variable Refrigerant Flow (VRF) HVAC Systems_RIM | 0 | 0 | 0 | 0 | 0 | 0 | 0 | 0 | 0 | 0 | 0 | 0 | 0 | 0 | 0 | 0 | 0 | 0 | 0 | 0 | Assembly_Turnover_Variable Refrigerant Flow (VRF) HVAC Systems_TRC | 0.4079 | 0.60401 | 0.96443 | 1.5216 | 2.3387 | 3.4437 | 4.7194 | 5.7944 | 6.0835 | 5.1807 | 1177.7741 | 1744.0562 | 2784.7344 | 4393.64 | 6752.7272 | 9943.4467 | 13627.1028 | 16731.0616 | 17565.6712 | 14958.9803 |  | 82.99%
College and University | Turnover | Variable Refrigerant Flow (VRF) HVAC Systems | 0.6786 | 0.49856 |  | 3198.4374 | 15 |  | 3295 | 3295 | unit (4 tons) | 0 | 140.9551 | FAIL | FAIL | College and University_Turnover_Variable Refrigerant Flow (VRF) HVAC Systems_RIM | 0 | 0 | 0 | 0 | 0 | 0 | 0 | 0 | 0 | 0 | 0 | 0 | 0 | 0 | 0 | 0 | 0 | 0 | 0 | 0 | College and University_Turnover_Variable Refrigerant Flow (VRF) HVAC Systems_TRC | 0 | 0 | 0 | 0 | 0 | 0 | 0 | 0 | 0 | 0 | 0 | 0 | 0 | 0 | 0 | 0 | 0 | 0 | 0 | 0
Grocery | Turnover | Variable Refrigerant Flow (VRF) HVAC Systems | 0.50134 | 0.50673 |  | 1647.5762 | 15 |  | 3295 | 3295 | unit (4 tons) | 0 | 72.6087 | FAIL | FAIL | Grocery_Turnover_Variable Refrigerant Flow (VRF) HVAC Systems_RIM | 0 | 0 | 0 | 0 | 0 | 0 | 0 | 0 | 0 | 0 | 0 | 0 | 0 | 0 | 0 | 0 | 0 | 0 | 0 | 0 | Grocery_Turnover_Variable Refrigerant Flow (VRF) HVAC Systems_TRC | 0 | 0 | 0 | 0 | 0 | 0 | 0 | 0 | 0 | 0 | 0 | 0 | 0 | 0 | 0 | 0 | 0 | 0 | 0 | 0
Healthcare | Turnover | Variable Refrigerant Flow (VRF) HVAC Systems | 1.9035 | 1.924 |  | 6255.6528 | 15 |  | 3295 | 3295 | unit (4 tons) | 0 | 275.6865 | FAIL | 2080.8322 | Healthcare_Turnover_Variable Refrigerant Flow (VRF) HVAC Systems_RIM | 0 | 0 | 0 | 0 | 0 | 0 | 0 | 0 | 0 | 0 | 0 | 0 | 0 | 0 | 0 | 0 | 0 | 0 | 0 | 0 | Healthcare_Turnover_Variable Refrigerant Flow (VRF) HVAC Systems_TRC | 0.23027 | 0.34106 | 0.54283 | 0.85086 | 1.2948 | 1.8814 | 2.5455 | 3.0868 | 3.2014 | 2.6941 | 1440.52 | 2133.5464 | 3395.7779 | 5322.6615 | 8099.7623 | 11769.6367 | 15923.8341 | 19309.8732 | 20026.8115 | 16853.382 |  | 63.15%
Hospitals | Turnover | Variable Refrigerant Flow (VRF) HVAC Systems | 1.8072 | 1.8266 |  | 5939.1504 | 15 |  | 3295 | 3295 | unit (4 tons) | 0 | 261.7382 | FAIL | 2142.2625 | Hospitals_Turnover_Variable Refrigerant Flow (VRF) HVAC Systems_RIM | 0 | 0 | 0 | 0 | 0 | 0 | 0 | 0 | 0 | 0 | 0 | 0 | 0 | 0 | 0 | 0 | 0 | 0 | 0 | 0 | Hospitals_Turnover_Variable Refrigerant Flow (VRF) HVAC Systems_TRC | 0.21749 | 0.32227 | 0.51317 | 0.80473 | 1.2251 | 1.7811 | 2.4108 | 2.9248 | 3.0347 | 2.555 | 1291.7181 | 1914.0308 | 3047.7852 | 4779.3855 | 7276.3488 | 10577.9667 | 14318.0727 | 17370.5674 | 18023.6993 | 15174.5777 |  | 65.02%
Institutional | Turnover | Variable Refrigerant Flow (VRF) HVAC Systems | 0.47915 | 0.48429 |  | 1574.6321 | 15 |  | 3295 | 3295 | unit (4 tons) | 0 | 69.394 | FAIL | FAIL | Institutional_Turnover_Variable Refrigerant Flow (VRF) HVAC Systems_RIM | 0 | 0 | 0 | 0 | 0 | 0 | 0 | 0 | 0 | 0 | 0 | 0 | 0 | 0 | 0 | 0 | 0 | 0 | 0 | 0 | Institutional_Turnover_Variable Refrigerant Flow (VRF) HVAC Systems_TRC | 0 | 0 | 0 | 0 | 0 | 0 | 0 | 0 | 0 | 0 | 0 | 0 | 0 | 0 | 0 | 0 | 0 | 0 | 0 | 0
Lodging/Hospitality | Turnover | Variable Refrigerant Flow (VRF) HVAC Systems | 1.0063 | 0.7393 |  | 4742.8861 | 15 |  | 3295 | 3295 | unit (4 tons) | 0 | 209.0189 | FAIL | 2374.4471 | Lodging/Hospitality_Turnover_Variable Refrigerant Flow (VRF) HVAC Systems_RIM | 0 | 0 | 0 | 0 | 0 | 0 | 0 | 0 | 0 | 0 | 0 | 0 | 0 | 0 | 0 | 0 | 0 | 0 | 0 | 0 | Lodging/Hospitality_Turnover_Variable Refrigerant Flow (VRF) HVAC Systems_TRC | 0.55876 | 0.83956 | 1.3513 | 2.136 | 3.2692 | 4.7648 | 6.4623 | 7.8514 | 8.1545 | 6.8692 | 2650.1398 | 3981.9187 | 6408.8359 | 10130.8046 | 15505.4626 | 22599.1304 | 30650.0706 | 37238.4774 | 38675.7244 | 32580.0664 |  | 72.06%
Miscellaneous | Turnover | Variable Refrigerant Flow (VRF) HVAC Systems | 0.49065 | 0.49592 |  | 1612.4319 | 15 |  | 3295 | 3295 | unit (4 tons) | 0 | 71.0598 | FAIL | FAIL | Miscellaneous_Turnover_Variable Refrigerant Flow (VRF) HVAC Systems_RIM | 0 | 0 | 0 | 0 | 0 | 0 | 0 | 0 | 0 | 0 | 0 | 0 | 0 | 0 | 0 | 0 | 0 | 0 | 0 | 0 | Miscellaneous_Turnover_Variable Refrigerant Flow (VRF) HVAC Systems_TRC | 0 | 0 | 0 | 0 | 0 | 0 | 0 | 0 | 0 | 0 | 0 | 0 | 0 | 0 | 0 | 0 | 0 | 0 | 0 | 0
Offices | Turnover | Variable Refrigerant Flow (VRF) HVAC Systems | 0.98146 | 0.992 |  | 3225.3943 | 15 |  | 3295 | 3295 | unit (4 tons) | 0 | 142.1431 | FAIL | 2668.979 | Offices_Turnover_Variable Refrigerant Flow (VRF) HVAC Systems_RIM | 0 | 0 | 0 | 0 | 0 | 0 | 0 | 0 | 0 | 0 | 0 | 0 | 0 | 0 | 0 | 0 | 0 | 0 | 0 | 0 | Offices_Turnover_Variable Refrigerant Flow (VRF) HVAC Systems_TRC | 8.2426 | 12.3261 | 19.7424 | 31.0445 | 47.2475 | 68.4496 | 92.3231 | 111.5987 | 115.3634 | 96.7593 | 26585.6978 | 39756.4872 | 63676.8967 | 100130.7367 | 152391.7959 | 220776.9097 | 297778.5097 | 359949.7 | 372092.3085 | 312086.9111 |  | 81%
Restaurants | Turnover | Variable Refrigerant Flow (VRF) HVAC Systems | 1.4521 | 1.4677 |  | 4772.1203 | 15 |  | 3295 | 3295 | unit (4 tons) | 0 | 210.3072 | FAIL | 2368.7729 | Restaurants_Turnover_Variable Refrigerant Flow (VRF) HVAC Systems_RIM | 0 | 0 | 0 | 0 | 0 | 0 | 0 | 0 | 0 | 0 | 0 | 0 | 0 | 0 | 0 | 0 | 0 | 0 | 0 | 0 | Restaurants_Turnover_Variable Refrigerant Flow (VRF) HVAC Systems_TRC | 0.33697 | 0.50029 | 0.79974 | 1.2616 | 1.9361 | 2.8431 | 3.8852 | 4.7562 | 4.9786 | 4.2272 | 1608.0687 | 2387.4588 | 3816.4659 | 6020.5022 | 9239.5264 | 13567.6326 | 18540.5563 | 22697.0398 | 23758.4157 | 20172.5873 |  | 71.89%
Retail | Turnover | Variable Refrigerant Flow (VRF) HVAC Systems | 1.1302 | 1.1423 |  | 3714.1648 | 15 |  | 3295 | 3295 | unit (4 tons) | 0 | 163.6832 | FAIL | 2574.1129 | Retail_Turnover_Variable Refrigerant Flow (VRF) HVAC Systems_RIM | 0 | 0 | 0 | 0 | 0 | 0 | 0 | 0 | 0 | 0 | 0 | 0 | 0 | 0 | 0 | 0 | 0 | 0 | 0 | 0 | Retail_Turnover_Variable Refrigerant Flow (VRF) HVAC Systems_TRC | 1.2194 | 1.8061 | 2.8768 | 4.5154 | 6.8855 | 10.0324 | 13.5984 | 16.508 | 17.1281 | 14.4125 | 4529.065 | 6708.3318 | 10684.7773 | 16770.9761 | 25573.7461 | 37262.0676 | 50506.5183 | 61313.3063 | 63616.4856 | 53530.3142 |  | 78.12%
Schools K-12 | Turnover | Variable Refrigerant Flow (VRF) HVAC Systems | 0.98407 | 0.99463 |  | 3233.9571 | 15 |  | 3295 | 3295 | unit (4 tons) | 0 | 142.5204 | FAIL | 2667.317 | Schools K-12_Turnover_Variable Refrigerant Flow (VRF) HVAC Systems_RIM | 0 | 0 | 0 | 0 | 0 | 0 | 0 | 0 | 0 | 0 | 0 | 0 | 0 | 0 | 0 | 0 | 0 | 0 | 0 | 0 | Schools K-12_Turnover_Variable Refrigerant Flow (VRF) HVAC Systems_TRC | 1.4398 | 2.1294 | 3.3852 | 5.3008 | 8.0603 | 11.7058 | 15.826 | 19.1784 | 19.8821 | 16.7226 | 4656.0927 | 6886.426 | 10947.4888 | 17142.6693 | 26066.7591 | 37855.9267 | 51180.7658 | 62022.2149 | 64297.9269 | 54080.0852 |  | 80.95%
Warehouse | Turnover | Variable Refrigerant Flow (VRF) HVAC Systems | 0.21734 | 0.21967 |  | 714.2417 | 15 |  | 3295 | 3295 | unit (4 tons) | 0 | 31.4766 | FAIL | FAIL | Warehouse_Turnover_Variable Refrigerant Flow (VRF) HVAC Systems_RIM | 0 | 0 | 0 | 0 | 0 | 0 | 0 | 0 | 0 | 0 | 0 | 0 | 0 | 0 | 0 | 0 | 0 | 0 | 0 | 0 | Warehouse_Turnover_Variable Refrigerant Flow (VRF) HVAC Systems_TRC | 0 | 0 | 0 | 0 | 0 | 0 | 0 | 0 | 0 | 0 | 0 | 0 | 0 | 0 | 0 | 0 | 0 | 0 | 0 | 0
Assembly | New | Variable Refrigerant Flow (VRF) HVAC Systems | 0.87862 | 0.88806 |  | 2887.4418 | 15 |  | 3295 | 3295 | unit (4 tons) | 0 | 127.2495 | FAIL | 2734.5727 | Assembly_New_Variable Refrigerant Flow (VRF) HVAC Systems_RIM | 0 | 0 | 0 | 0 | 0 | 0 | 0 | 0 | 0 | 0 | 0 | 0 | 0 | 0 | 0 | 0 | 0 | 0 | 0 | 0 | Assembly_New_Variable Refrigerant Flow (VRF) HVAC Systems_TRC | 0.054415 | 0.11217 | 0.23036 | 0.44425 | 0.80688 | 1.1452 | 1.5121 | 1.8143 | 1.8473 | 1.5573 | 157.119 | 323.8727 | 665.1434 | 1282.7364 | 2329.806 | 3306.5752 | 4366.1981 | 5238.5438 | 5334.0981 | 4496.5009 |  | 82.99%
College and University | New | Variable Refrigerant Flow (VRF) HVAC Systems | 0.6786 | 0.49856 |  | 3198.4374 | 15 |  | 3295 | 3295 | unit (4 tons) | 0 | 140.9551 | FAIL | FAIL | College and University_New_Variable Refrigerant Flow (VRF) HVAC Systems_RIM | 0 | 0 | 0 | 0 | 0 | 0 | 0 | 0 | 0 | 0 | 0 | 0 | 0 | 0 | 0 | 0 | 0 | 0 | 0 | 0 | College and University_New_Variable Refrigerant Flow (VRF) HVAC Systems_TRC | 0 | 0 | 0 | 0 | 0 | 0 | 0 | 0 | 0 | 0 | 0 | 0 | 0 | 0 | 0 | 0 | 0 | 0 | 0 | 0
Grocery | New | Variable Refrigerant Flow (VRF) HVAC Systems | 0.50134 | 0.50673 |  | 1647.5762 | 15 |  | 3295 | 3295 | unit (4 tons) | 0 | 72.6087 | FAIL | FAIL | Grocery_New_Variable Refrigerant Flow (VRF) HVAC Systems_RIM | 0 | 0 | 0 | 0 | 0 | 0 | 0 | 0 | 0 | 0 | 0 | 0 | 0 | 0 | 0 | 0 | 0 | 0 | 0 | 0 | Grocery_New_Variable Refrigerant Flow (VRF) HVAC Systems_TRC | 0 | 0 | 0 | 0 | 0 | 0 | 0 | 0 | 0 | 0 | 0 | 0 | 0 | 0 | 0 | 0 | 0 | 0 | 0 | 0
Healthcare | New | Variable Refrigerant Flow (VRF) HVAC Systems | 1.9035 | 1.924 |  | 6255.6528 | 15 |  | 3295 | 3295 | unit (4 tons) | 0 | 275.6865 | FAIL | 2080.8322 | Healthcare_New_Variable Refrigerant Flow (VRF) HVAC Systems_RIM | 0 | 0 | 0 | 0 | 0 | 0 | 0 | 0 | 0 | 0 | 0 | 0 | 0 | 0 | 0 | 0 | 0 | 0 | 0 | 0 | Healthcare_New_Variable Refrigerant Flow (VRF) HVAC Systems_TRC | 0.032603 | 0.047538 | 0.074957 | 0.11638 | 0.1754 | 0.24469 | 0.3188 | 0.37325 | 0.37453 | 0.30539 | 203.9503 | 297.3816 | 468.9053 | 728.0184 | 1097.2506 | 1530.6867 | 1994.2942 | 2334.9174 | 2342.947 | 1910.4327 |  | 63.15%
Hospitals | New | Variable Refrigerant Flow (VRF) HVAC Systems | 1.8072 | 1.8266 |  | 5939.1504 | 15 |  | 3295 | 3295 | unit (4 tons) | 0 | 261.7382 | FAIL | 2142.2625 | Hospitals_New_Variable Refrigerant Flow (VRF) HVAC Systems_RIM | 0 | 0 | 0 | 0 | 0 | 0 | 0 | 0 | 0 | 0 | 0 | 0 | 0 | 0 | 0 | 0 | 0 | 0 | 0 | 0 | Hospitals_New_Variable Refrigerant Flow (VRF) HVAC Systems_TRC | 0.031 | 0.045097 | 0.07087 | 0.10957 | 0.16445 | 0.22892 | 0.29884 | 0.35203 | 0.35583 | 0.29173 | 184.1124 | 267.839 | 420.9098 | 650.7422 | 976.7014 | 1359.5803 | 1774.8595 | 2090.7618 | 2113.3231 | 1732.6469 |  | 65.02%
Institutional | New | Variable Refrigerant Flow (VRF) HVAC Systems | 0.47915 | 0.48429 |  | 1574.6321 | 15 |  | 3295 | 3295 | unit (4 tons) | 0 | 69.394 | FAIL | FAIL | Institutional_New_Variable Refrigerant Flow (VRF) HVAC Systems_RIM | 0 | 0 | 0 | 0 | 0 | 0 | 0 | 0 | 0 | 0 | 0 | 0 | 0 | 0 | 0 | 0 | 0 | 0 | 0 | 0 | Institutional_New_Variable Refrigerant Flow (VRF) HVAC Systems_TRC | 0 | 0 | 0 | 0 | 0 | 0 | 0 | 0 | 0 | 0 | 0 | 0 | 0 | 0 | 0 | 0 | 0 | 0 | 0 | 0
Lodging/Hospitality | New | Variable Refrigerant Flow (VRF) HVAC Systems | 1.0063 | 0.7393 |  | 4742.8861 | 15 |  | 3295 | 3295 | unit (4 tons) | 0 | 209.0189 | FAIL | 2374.4471 | Lodging/Hospitality_New_Variable Refrigerant Flow (VRF) HVAC Systems_RIM | 0 | 0 | 0 | 0 | 0 | 0 | 0 | 0 | 0 | 0 | 0 | 0 | 0 | 0 | 0 | 0 | 0 | 0 | 0 | 0 | Lodging/Hospitality_New_Variable Refrigerant Flow (VRF) HVAC Systems_TRC | 0.21246 | 0.27258 | 0.37594 | 0.49551 | 0.60946 | 0.81483 | 1.0243 | 1.1603 | 1.1328 | 0.90124 | 1007.6806 | 1292.8181 | 1783.0376 | 2350.148 | 2890.5807 | 3864.6239 | 4858.2981 | 5503.1797 | 5372.5212 | 4274.4971 |  | 72.06%
Miscellaneous | New | Variable Refrigerant Flow (VRF) HVAC Systems | 0.49065 | 0.49592 |  | 1612.4319 | 15 |  | 3295 | 3295 | unit (4 tons) | 0 | 71.0598 | FAIL | FAIL | Miscellaneous_New_Variable Refrigerant Flow (VRF) HVAC Systems_RIM | 0 | 0 | 0 | 0 | 0 | 0 | 0 | 0 | 0 | 0 | 0 | 0 | 0 | 0 | 0 | 0 | 0 | 0 | 0 | 0 | Miscellaneous_New_Variable Refrigerant Flow (VRF) HVAC Systems_TRC | 0 | 0 | 0 | 0 | 0 | 0 | 0 | 0 | 0 | 0 | 0 | 0 | 0 | 0 | 0 | 0 | 0 | 0 | 0 | 0
Offices | New | Variable Refrigerant Flow (VRF) HVAC Systems | 0.98146 | 0.992 |  | 3225.3943 | 15 |  | 3295 | 3295 | unit (4 tons) | 0 | 142.1431 | FAIL | 2668.979 | Offices_New_Variable Refrigerant Flow (VRF) HVAC Systems_RIM | 0 | 0 | 0 | 0 | 0 | 0 | 0 | 0 | 0 | 0 | 0 | 0 | 0 | 0 | 0 | 0 | 0 | 0 | 0 | 0 | Offices_New_Variable Refrigerant Flow (VRF) HVAC Systems_TRC | 2.4936 | 3.0378 | 3.8539 | 4.4699 | 4.3839 | 5.8632 | 7.329 | 8.2025 | 7.899 | 6.2181 | 8042.7467 | 9797.9717 | 12430.409 | 14417.3256 | 14139.6536 | 18911.0292 | 23639.0462 | 26456.3916 | 25477.4452 | 20055.9154 |  | 81%
Restaurants | New | Variable Refrigerant Flow (VRF) HVAC Systems | 1.4521 | 1.4677 |  | 4772.1203 | 15 |  | 3295 | 3295 | unit (4 tons) | 0 | 210.3072 | FAIL | 2368.7729 | Restaurants_New_Variable Refrigerant Flow (VRF) HVAC Systems_RIM | 0 | 0 | 0 | 0 | 0 | 0 | 0 | 0 | 0 | 0 | 0 | 0 | 0 | 0 | 0 | 0 | 0 | 0 | 0 | 0 | Restaurants_New_Variable Refrigerant Flow (VRF) HVAC Systems_TRC | 0.067367 | 0.11435 | 0.20788 | 0.36713 | 0.62328 | 0.87433 | 1.1452 | 1.3678 | 1.39 | 1.1696 | 321.4822 | 545.6978 | 992.0135 | 1751.9774 | 2974.345 | 4172.3855 | 5464.9483 | 6527.1193 | 6633.0278 | 5581.6202 |  | 71.89%
Retail | New | Variable Refrigerant Flow (VRF) HVAC Systems | 1.1302 | 1.1423 |  | 3714.1648 | 15 |  | 3295 | 3295 | unit (4 tons) | 0 | 163.6832 | FAIL | 2574.1129 | Retail_New_Variable Refrigerant Flow (VRF) HVAC Systems_RIM | 0 | 0 | 0 | 0 | 0 | 0 | 0 | 0 | 0 | 0 | 0 | 0 | 0 | 0 | 0 | 0 | 0 | 0 | 0 | 0 | Retail_New_Variable Refrigerant Flow (VRF) HVAC Systems_TRC | 0.18797 | 0.293 | 0.49173 | 0.80999 | 1.2928 | 1.6842 | 2.0632 | 2.2717 | 2.1628 | 1.6882 | 698.1458 | 1088.2504 | 1826.3565 | 3008.4392 | 4801.5671 | 6255.3461 | 7663.2405 | 8437.4162 | 8032.9754 | 6270.113 |  | 78.12%
Schools K-12 | New | Variable Refrigerant Flow (VRF) HVAC Systems | 0.98407 | 0.99463 |  | 3233.9571 | 15 |  | 3295 | 3295 | unit (4 tons) | 0 | 142.5204 | FAIL | 2667.317 | Schools K-12_New_Variable Refrigerant Flow (VRF) HVAC Systems_RIM | 0 | 0 | 0 | 0 | 0 | 0 | 0 | 0 | 0 | 0 | 0 | 0 | 0 | 0 | 0 | 0 | 0 | 0 | 0 | 0 | Schools K-12_New_Variable Refrigerant Flow (VRF) HVAC Systems_TRC | 0.17157 | 0.25646 | 0.4147 | 0.66026 | 1.0205 | 1.3886 | 1.8122 | 2.1892 | 2.152 | 1.7462 | 554.8541 | 829.3934 | 1341.1306 | 2135.2414 | 3300.204 | 4490.6246 | 5860.5902 | 7079.7134 | 6959.4697 | 5647.0845 |  | 80.95%
Warehouse | New | Variable Refrigerant Flow (VRF) HVAC Systems | 0.21734 | 0.21967 |  | 714.2417 | 15 |  | 3295 | 3295 | unit (4 tons) | 0 | 31.4766 | FAIL | FAIL | Warehouse_New_Variable Refrigerant Flow (VRF) HVAC Systems_RIM | 0 | 0 | 0 | 0 | 0 | 0 | 0 | 0 | 0 | 0 | 0 | 0 | 0 | 0 | 0 | 0 | 0 | 0 | 0 | 0 | Warehouse_New_Variable Refrigerant Flow (VRF) HVAC Systems_TRC | 0 | 0 | 0 | 0 | 0 | 0 | 0 | 0 | 0 | 0 | 0 | 0 | 0 | 0 | 0 | 0 | 0 | 0 | 0 | 0
Assembly | Turnover | CFL-23W | 0.0048304 | 0.0011168 |  | 20.132 | 7.8 |  | 0.85 | 0.85 | bulb | 0 | 0.44784 | FAIL | FAIL | Assembly_Turnover_CFL-23W_RIM | 0 | 0 | 0 | 0 | 0 | 0 | 0 | 0 | 0 | 0 | 0 | 0 | 0 | 0 | 0 | 0 | 0 | 0 | 0 | 0 | Assembly_Turnover_CFL-23W_TRC | 0 | 0 | 0 | 0 | 0 | 0 | 0 | 0 | 0 | 0 | 0 | 0 | 0 | 0 | 0 | 0 | 0 | 0 | 0 | 0
College and University | Turnover | CFL-23W | 0.0031363 | 0.0030714 |  | 30.856 | 7.8 |  | 0.85 | 0.85 | bulb | 0 | 0.68639 | FAIL | FAIL | College and University_Turnover_CFL-23W_RIM | 0 | 0 | 0 | 0 | 0 | 0 | 0 | 0 | 0 | 0 | 0 | 0 | 0 | 0 | 0 | 0 | 0 | 0 | 0 | 0 | College and University_Turnover_CFL-23W_TRC | 0 | 0 | 0 | 0 | 0 | 0 | 0 | 0 | 0 | 0 | 0 | 0 | 0 | 0 | 0 | 0 | 0 | 0 | 0 | 0
Grocery | Turnover | CFL-23W | 0.0093469 | 2.5304e-06 |  | 38.808 | 7.8 |  | 0.85 | 0.85 | bulb | 0 | 0.86328 | FAIL | FAIL | Grocery_Turnover_CFL-23W_RIM | 0 | 0 | 0 | 0 | 0 | 0 | 0 | 0 | 0 | 0 | 0 | 0 | 0 | 0 | 0 | 0 | 0 | 0 | 0 | 0 | Grocery_Turnover_CFL-23W_TRC | 0 | 0 | 0 | 0 | 0 | 0 | 0 | 0 | 0 | 0 | 0 | 0 | 0 | 0 | 0 | 0 | 0 | 0 | 0 | 0
Healthcare | Turnover | CFL-23W | 0.0084448 | 0.0019525 |  | 35.196 | 7.8 |  | 0.85 | 0.85 | bulb | 0 | 0.78293 | FAIL | FAIL | Healthcare_Turnover_CFL-23W_RIM | 0 | 0 | 0 | 0 | 0 | 0 | 0 | 0 | 0 | 0 | 0 | 0 | 0 | 0 | 0 | 0 | 0 | 0 | 0 | 0 | Healthcare_Turnover_CFL-23W_TRC | 0 | 0 | 0 | 0 | 0 | 0 | 0 | 0 | 0 | 0 | 0 | 0 | 0 | 0 | 0 | 0 | 0 | 0 | 0 | 0
Hospitals | Turnover | CFL-23W | 0.0048396 | 0.0047395 |  | 47.614 | 7.8 |  | 0.85 | 0.85 | bulb | 0 | 1.0592 | FAIL | FAIL | Hospitals_Turnover_CFL-23W_RIM | 0 | 0 | 0 | 0 | 0 | 0 | 0 | 0 | 0 | 0 | 0 | 0 | 0 | 0 | 0 | 0 | 0 | 0 | 0 | 0 | Hospitals_Turnover_CFL-23W_TRC | 0 | 0 | 0 | 0 | 0 | 0 | 0 | 0 | 0 | 0 | 0 | 0 | 0 | 0 | 0 | 0 | 0 | 0 | 0 | 0
Institutional | Turnover | CFL-23W | 0.0055408 | 0.0012811 |  | 23.093 | 7.8 |  | 0.85 | 0.85 | bulb | 0 | 0.5137 | FAIL | FAIL | Institutional_Turnover_CFL-23W_RIM | 0 | 0 | 0 | 0 | 0 | 0 | 0 | 0 | 0 | 0 | 0 | 0 | 0 | 0 | 0 | 0 | 0 | 0 | 0 | 0 | Institutional_Turnover_CFL-23W_TRC | 0 | 0 | 0 | 0 | 0 | 0 | 0 | 0 | 0 | 0 | 0 | 0 | 0 | 0 | 0 | 0 | 0 | 0 | 0 | 0
Lodging/Hospitality | Turnover | CFL-23W | 0.006329 | 1.7134e-06 |  | 26.278 | 7.8 |  | 0.85 | 0.85 | bulb | 0 | 0.58455 | FAIL | FAIL | Lodging/Hospitality_Turnover_CFL-23W_RIM | 0 | 0 | 0 | 0 | 0 | 0 | 0 | 0 | 0 | 0 | 0 | 0 | 0 | 0 | 0 | 0 | 0 | 0 | 0 | 0 | Lodging/Hospitality_Turnover_CFL-23W_TRC | 0 | 0 | 0 | 0 | 0 | 0 | 0 | 0 | 0 | 0 | 0 | 0 | 0 | 0 | 0 | 0 | 0 | 0 | 0 | 0
Miscellaneous | Turnover | CFL-23W | 0.0074035 | 0.0017117 |  | 30.856 | 7.8 |  | 0.85 | 0.85 | bulb | 0 | 0.68639 | FAIL | FAIL | Miscellaneous_Turnover_CFL-23W_RIM | 0 | 0 | 0 | 0 | 0 | 0 | 0 | 0 | 0 | 0 | 0 | 0 | 0 | 0 | 0 | 0 | 0 | 0 | 0 | 0 | Miscellaneous_Turnover_CFL-23W_TRC | 0 | 0 | 0 | 0 | 0 | 0 | 0 | 0 | 0 | 0 | 0 | 0 | 0 | 0 | 0 | 0 | 0 | 0 | 0 | 0
Offices | Turnover | CFL-23W | 0.0054636 | 0.0012632 |  | 22.771 | 7.8 |  | 0.85 | 0.85 | bulb | 0 | 0.50654 | FAIL | FAIL | Offices_Turnover_CFL-23W_RIM | 0 | 0 | 0 | 0 | 0 | 0 | 0 | 0 | 0 | 0 | 0 | 0 | 0 | 0 | 0 | 0 | 0 | 0 | 0 | 0 | Offices_Turnover_CFL-23W_TRC | 0 | 0 | 0 | 0 | 0 | 0 | 0 | 0 | 0 | 0 | 0 | 0 | 0 | 0 | 0 | 0 | 0 | 0 | 0 | 0
Restaurants | Turnover | CFL-23W | 0.0056597 | 1.5322e-06 |  | 23.499 | 7.8 |  | 0.85 | 0.85 | bulb | 0 | 0.52273 | FAIL | FAIL | Restaurants_Turnover_CFL-23W_RIM | 0 | 0 | 0 | 0 | 0 | 0 | 0 | 0 | 0 | 0 | 0 | 0 | 0 | 0 | 0 | 0 | 0 | 0 | 0 | 0 | Restaurants_Turnover_CFL-23W_TRC | 0 | 0 | 0 | 0 | 0 | 0 | 0 | 0 | 0 | 0 | 0 | 0 | 0 | 0 | 0 | 0 | 0 | 0 | 0 | 0
Retail | Turnover | CFL-23W | 0.0084028 | 2.2748e-06 |  | 34.888 | 7.8 |  | 0.85 | 0.85 | bulb | 0 | 0.77608 | FAIL | FAIL | Retail_Turnover_CFL-23W_RIM | 0 | 0 | 0 | 0 | 0 | 0 | 0 | 0 | 0 | 0 | 0 | 0 | 0 | 0 | 0 | 0 | 0 | 0 | 0 | 0 | Retail_Turnover_CFL-23W_TRC | 0 | 0 | 0 | 0 | 0 | 0 | 0 | 0 | 0 | 0 | 0 | 0 | 0 | 0 | 0 | 0 | 0 | 0 | 0 | 0
Schools K-12 | Turnover | CFL-23W | 0.0039956 | 0.00092383 |  | 16.653 | 7.8 |  | 0.85 | 0.85 | bulb | 0 | 0.37045 | FAIL | FAIL | Schools K-12_Turnover_CFL-23W_RIM | 0 | 0 | 0 | 0 | 0 | 0 | 0 | 0 | 0 | 0 | 0 | 0 | 0 | 0 | 0 | 0 | 0 | 0 | 0 | 0 | Schools K-12_Turnover_CFL-23W_TRC | 0 | 0 | 0 | 0 | 0 | 0 | 0 | 0 | 0 | 0 | 0 | 0 | 0 | 0 | 0 | 0 | 0 | 0 | 0 | 0
Warehouse | Turnover | CFL-23W | 0.0064226 | 0.001485 |  | 26.768 | 7.8 |  | 0.85 | 0.85 | bulb | 0 | 0.59545 | FAIL | FAIL | Warehouse_Turnover_CFL-23W_RIM | 0 | 0 | 0 | 0 | 0 | 0 | 0 | 0 | 0 | 0 | 0 | 0 | 0 | 0 | 0 | 0 | 0 | 0 | 0 | 0 | Warehouse_Turnover_CFL-23W_TRC | 0 | 0 | 0 | 0 | 0 | 0 | 0 | 0 | 0 | 0 | 0 | 0 | 0 | 0 | 0 | 0 | 0 | 0 | 0 | 0
Assembly | New | CFL-23W | 0.0048304 | 0.0011168 |  | 20.132 | 7.8 |  | 0.85 | 0.85 | bulb | 0 | 0.44784 | FAIL | FAIL | Assembly_New_CFL-23W_RIM | 0 | 0 | 0 | 0 | 0 | 0 | 0 | 0 | 0 | 0 | 0 | 0 | 0 | 0 | 0 | 0 | 0 | 0 | 0 | 0 | Assembly_New_CFL-23W_TRC | 0 | 0 | 0 | 0 | 0 | 0 | 0 | 0 | 0 | 0 | 0 | 0 | 0 | 0 | 0 | 0 | 0 | 0 | 0 | 0
College and University | New | CFL-23W | 0.0031363 | 0.0030714 |  | 30.856 | 7.8 |  | 0.85 | 0.85 | bulb | 0 | 0.68639 | FAIL | FAIL | College and University_New_CFL-23W_RIM | 0 | 0 | 0 | 0 | 0 | 0 | 0 | 0 | 0 | 0 | 0 | 0 | 0 | 0 | 0 | 0 | 0 | 0 | 0 | 0 | College and University_New_CFL-23W_TRC | 0 | 0 | 0 | 0 | 0 | 0 | 0 | 0 | 0 | 0 | 0 | 0 | 0 | 0 | 0 | 0 | 0 | 0 | 0 | 0
Grocery | New | CFL-23W | 0.0093469 | 2.5304e-06 |  | 38.808 | 7.8 |  | 0.85 | 0.85 | bulb | 0 | 0.86328 | FAIL | FAIL | Grocery_New_CFL-23W_RIM | 0 | 0 | 0 | 0 | 0 | 0 | 0 | 0 | 0 | 0 | 0 | 0 | 0 | 0 | 0 | 0 | 0 | 0 | 0 | 0 | Grocery_New_CFL-23W_TRC | 0 | 0 | 0 | 0 | 0 | 0 | 0 | 0 | 0 | 0 | 0 | 0 | 0 | 0 | 0 | 0 | 0 | 0 | 0 | 0
Healthcare | New | CFL-23W | 0.0084448 | 0.0019525 |  | 35.196 | 7.8 |  | 0.85 | 0.85 | bulb | 0 | 0.78293 | FAIL | FAIL | Healthcare_New_CFL-23W_RIM | 0 | 0 | 0 | 0 | 0 | 0 | 0 | 0 | 0 | 0 | 0 | 0 | 0 | 0 | 0 | 0 | 0 | 0 | 0 | 0 | Healthcare_New_CFL-23W_TRC | 0 | 0 | 0 | 0 | 0 | 0 | 0 | 0 | 0 | 0 | 0 | 0 | 0 | 0 | 0 | 0 | 0 | 0 | 0 | 0
Hospitals | New | CFL-23W | 0.0048396 | 0.0047395 |  | 47.614 | 7.8 |  | 0.85 | 0.85 | bulb | 0 | 1.0592 | FAIL | FAIL | Hospitals_New_CFL-23W_RIM | 0 | 0 | 0 | 0 | 0 | 0 | 0 | 0 | 0 | 0 | 0 | 0 | 0 | 0 | 0 | 0 | 0 | 0 | 0 | 0 | Hospitals_New_CFL-23W_TRC | 0 | 0 | 0 | 0 | 0 | 0 | 0 | 0 | 0 | 0 | 0 | 0 | 0 | 0 | 0 | 0 | 0 | 0 | 0 | 0
Institutional | New | CFL-23W | 0.0055408 | 0.0012811 |  | 23.093 | 7.8 |  | 0.85 | 0.85 | bulb | 0 | 0.5137 | FAIL | FAIL | Institutional_New_CFL-23W_RIM | 0 | 0 | 0 | 0 | 0 | 0 | 0 | 0 | 0 | 0 | 0 | 0 | 0 | 0 | 0 | 0 | 0 | 0 | 0 | 0 | Institutional_New_CFL-23W_TRC | 0 | 0 | 0 | 0 | 0 | 0 | 0 | 0 | 0 | 0 | 0 | 0 | 0 | 0 | 0 | 0 | 0 | 0 | 0 | 0
Lodging/Hospitality | New | CFL-23W | 0.006329 | 1.7134e-06 |  | 26.278 | 7.8 |  | 0.85 | 0.85 | bulb | 0 | 0.58455 | FAIL | FAIL | Lodging/Hospitality_New_CFL-23W_RIM | 0 | 0 | 0 | 0 | 0 | 0 | 0 | 0 | 0 | 0 | 0 | 0 | 0 | 0 | 0 | 0 | 0 | 0 | 0 | 0 | Lodging/Hospitality_New_CFL-23W_TRC | 0 | 0 | 0 | 0 | 0 | 0 | 0 | 0 | 0 | 0 | 0 | 0 | 0 | 0 | 0 | 0 | 0 | 0 | 0 | 0
Miscellaneous | New | CFL-23W | 0.0074035 | 0.0017117 |  | 30.856 | 7.8 |  | 0.85 | 0.85 | bulb | 0 | 0.68639 | FAIL | FAIL | Miscellaneous_New_CFL-23W_RIM | 0 | 0 | 0 | 0 | 0 | 0 | 0 | 0 | 0 | 0 | 0 | 0 | 0 | 0 | 0 | 0 | 0 | 0 | 0 | 0 | Miscellaneous_New_CFL-23W_TRC | 0 | 0 | 0 | 0 | 0 | 0 | 0 | 0 | 0 | 0 | 0 | 0 | 0 | 0 | 0 | 0 | 0 | 0 | 0 | 0
Offices | New | CFL-23W | 0.0054636 | 0.0012632 |  | 22.771 | 7.8 |  | 0.85 | 0.85 | bulb | 0 | 0.50654 | FAIL | FAIL | Offices_New_CFL-23W_RIM | 0 | 0 | 0 | 0 | 0 | 0 | 0 | 0 | 0 | 0 | 0 | 0 | 0 | 0 | 0 | 0 | 0 | 0 | 0 | 0 | Offices_New_CFL-23W_TRC | 0 | 0 | 0 | 0 | 0 | 0 | 0 | 0 | 0 | 0 | 0 | 0 | 0 | 0 | 0 | 0 | 0 | 0 | 0 | 0
Restaurants | New | CFL-23W | 0.0056597 | 1.5322e-06 |  | 23.499 | 7.8 |  | 0.85 | 0.85 | bulb | 0 | 0.52273 | FAIL | FAIL | Restaurants_New_CFL-23W_RIM | 0 | 0 | 0 | 0 | 0 | 0 | 0 | 0 | 0 | 0 | 0 | 0 | 0 | 0 | 0 | 0 | 0 | 0 | 0 | 0 | Restaurants_New_CFL-23W_TRC | 0 | 0 | 0 | 0 | 0 | 0 | 0 | 0 | 0 | 0 | 0 | 0 | 0 | 0 | 0 | 0 | 0 | 0 | 0 | 0
Retail | New | CFL-23W | 0.0084028 | 2.2748e-06 |  | 34.888 | 7.8 |  | 0.85 | 0.85 | bulb | 0 | 0.77608 | FAIL | FAIL | Retail_New_CFL-23W_RIM | 0 | 0 | 0 | 0 | 0 | 0 | 0 | 0 | 0 | 0 | 0 | 0 | 0 | 0 | 0 | 0 | 0 | 0 | 0 | 0 | Retail_New_CFL-23W_TRC | 0 | 0 | 0 | 0 | 0 | 0 | 0 | 0 | 0 | 0 | 0 | 0 | 0 | 0 | 0 | 0 | 0 | 0 | 0 | 0
Schools K-12 | New | CFL-23W | 0.0039956 | 0.00092383 |  | 16.653 | 7.8 |  | 0.85 | 0.85 | bulb | 0 | 0.37045 | FAIL | FAIL | Schools K-12_New_CFL-23W_RIM | 0 | 0 | 0 | 0 | 0 | 0 | 0 | 0 | 0 | 0 | 0 | 0 | 0 | 0 | 0 | 0 | 0 | 0 | 0 | 0 | Schools K-12_New_CFL-23W_TRC | 0 | 0 | 0 | 0 | 0 | 0 | 0 | 0 | 0 | 0 | 0 | 0 | 0 | 0 | 0 | 0 | 0 | 0 | 0 | 0
Warehouse | New | CFL-23W | 0.0064226 | 0.001485 |  | 26.768 | 7.8 |  | 0.85 | 0.85 | bulb | 0 | 0.59545 | FAIL | FAIL | Warehouse_New_CFL-23W_RIM | 0 | 0 | 0 | 0 | 0 | 0 | 0 | 0 | 0 | 0 | 0 | 0 | 0 | 0 | 0 | 0 | 0 | 0 | 0 | 0 | Warehouse_New_CFL-23W_TRC | 0 | 0 | 0 | 0 | 0 | 0 | 0 | 0 | 0 | 0 | 0 | 0 | 0 | 0 | 0 | 0 | 0 | 0 | 0 | 0
Assembly | Turnover | High Bay Fluorescent (T5) | 0.10655 | 0.10454 |  | 576.1587 | 15 |  | 100 | 100 | fixture | 0 | 12.8166 | FAIL | FAIL | Assembly_Turnover_High Bay Fluorescent (T5)_RIM | 0 | 0 | 0 | 0 | 0 | 0 | 0 | 0 | 0 | 0 | 0 | 0 | 0 | 0 | 0 | 0 | 0 | 0 | 0 | 0 | Assembly_Turnover_High Bay Fluorescent (T5)_TRC | 0 | 0 | 0 | 0 | 0 | 0 | 0 | 0 | 0 | 0 | 0 | 0 | 0 | 0 | 0 | 0 | 0 | 0 | 0 | 0
College and University | Turnover | High Bay Fluorescent (T5) | 0.16331 | 0.16022 |  | 883.0693 | 15 |  | 100 | 100 | fixture | 0 | 19.6438 | FAIL | FAIL | College and University_Turnover_High Bay Fluorescent (T5)_RIM | 0 | 0 | 0 | 0 | 0 | 0 | 0 | 0 | 0 | 0 | 0 | 0 | 0 | 0 | 0 | 0 | 0 | 0 | 0 | 0 | College and University_Turnover_High Bay Fluorescent (T5)_TRC | 0 | 0 | 0 | 0 | 0 | 0 | 0 | 0 | 0 | 0 | 0 | 0 | 0 | 0 | 0 | 0 | 0 | 0 | 0 | 0
Grocery | Turnover | High Bay Fluorescent (T5) | 0.20539 | 0.20151 |  | 1110.648 | 15 |  | 100 | 100 | fixture | 0 | 24.7063 | FAIL | FAIL | Grocery_Turnover_High Bay Fluorescent (T5)_RIM | 0 | 0 | 0 | 0 | 0 | 0 | 0 | 0 | 0 | 0 | 0 | 0 | 0 | 0 | 0 | 0 | 0 | 0 | 0 | 0 | Grocery_Turnover_High Bay Fluorescent (T5)_TRC | 0 | 0 | 0 | 0 | 0 | 0 | 0 | 0 | 0 | 0 | 0 | 0 | 0 | 0 | 0 | 0 | 0 | 0 | 0 | 0
Healthcare | Turnover | High Bay Fluorescent (T5) | 0.18628 | 0.18276 |  | 1007.276 | 15 |  | 100 | 100 | fixture | 0 | 22.4068 | FAIL | FAIL | Healthcare_Turnover_High Bay Fluorescent (T5)_RIM | 0 | 0 | 0 | 0 | 0 | 0 | 0 | 0 | 0 | 0 | 0 | 0 | 0 | 0 | 0 | 0 | 0 | 0 | 0 | 0 | Healthcare_Turnover_High Bay Fluorescent (T5)_TRC | 0 | 0 | 0 | 0 | 0 | 0 | 0 | 0 | 0 | 0 | 0 | 0 | 0 | 0 | 0 | 0 | 0 | 0 | 0 | 0
Hospitals | Turnover | High Bay Fluorescent (T5) | 0.252 | 0.24724 |  | 1362.6673 | 15 |  | 100 | 100 | fixture | 0 | 30.3125 | FAIL | FAIL | Hospitals_Turnover_High Bay Fluorescent (T5)_RIM | 0 | 0 | 0 | 0 | 0 | 0 | 0 | 0 | 0 | 0 | 0 | 0 | 0 | 0 | 0 | 0 | 0 | 0 | 0 | 0 | Hospitals_Turnover_High Bay Fluorescent (T5)_TRC | 0 | 0 | 0 | 0 | 0 | 0 | 0 | 0 | 0 | 0 | 0 | 0 | 0 | 0 | 0 | 0 | 0 | 0 | 0 | 0
Institutional | Turnover | High Bay Fluorescent (T5) | 0.12222 | 0.11991 |  | 660.8997 | 15 |  | 100 | 100 | fixture | 0 | 14.7017 | FAIL | FAIL | Institutional_Turnover_High Bay Fluorescent (T5)_RIM | 0 | 0 | 0 | 0 | 0 | 0 | 0 | 0 | 0 | 0 | 0 | 0 | 0 | 0 | 0 | 0 | 0 | 0 | 0 | 0 | Institutional_Turnover_High Bay Fluorescent (T5)_TRC | 0 | 0 | 0 | 0 | 0 | 0 | 0 | 0 | 0 | 0 | 0 | 0 | 0 | 0 | 0 | 0 | 0 | 0 | 0 | 0
Lodging/Hospitality | Turnover | High Bay Fluorescent (T5) | 0.13908 | 0.13645 |  | 752.0513 | 15 |  | 100 | 100 | fixture | 0 | 16.7294 | FAIL | FAIL | Lodging/Hospitality_Turnover_High Bay Fluorescent (T5)_RIM | 0 | 0 | 0 | 0 | 0 | 0 | 0 | 0 | 0 | 0 | 0 | 0 | 0 | 0 | 0 | 0 | 0 | 0 | 0 | 0 | Lodging/Hospitality_Turnover_High Bay Fluorescent (T5)_TRC | 0 | 0 | 0 | 0 | 0 | 0 | 0 | 0 | 0 | 0 | 0 | 0 | 0 | 0 | 0 | 0 | 0 | 0 | 0 | 0
Miscellaneous | Turnover | High Bay Fluorescent (T5) | 0.16331 | 0.16022 |  | 883.0693 | 15 |  | 100 | 100 | fixture | 0 | 19.6438 | FAIL | FAIL | Miscellaneous_Turnover_High Bay Fluorescent (T5)_RIM | 0 | 0 | 0 | 0 | 0 | 0 | 0 | 0 | 0 | 0 | 0 | 0 | 0 | 0 | 0 | 0 | 0 | 0 | 0 | 0 | Miscellaneous_Turnover_High Bay Fluorescent (T5)_TRC | 0 | 0 | 0 | 0 | 0 | 0 | 0 | 0 | 0 | 0 | 0 | 0 | 0 | 0 | 0 | 0 | 0 | 0 | 0 | 0
Offices | Turnover | High Bay Fluorescent (T5) | 0.12052 | 0.11824 |  | 651.6843 | 15 |  | 100 | 100 | fixture | 0 | 14.4967 | FAIL | FAIL | Offices_Turnover_High Bay Fluorescent (T5)_RIM | 0 | 0 | 0 | 0 | 0 | 0 | 0 | 0 | 0 | 0 | 0 | 0 | 0 | 0 | 0 | 0 | 0 | 0 | 0 | 0 | Offices_Turnover_High Bay Fluorescent (T5)_TRC | 0 | 0 | 0 | 0 | 0 | 0 | 0 | 0 | 0 | 0 | 0 | 0 | 0 | 0 | 0 | 0 | 0 | 0 | 0 | 0
Restaurants | Turnover | High Bay Fluorescent (T5) | 0.12437 | 0.12202 |  | 672.519 | 15 |  | 100 | 100 | fixture | 0 | 14.9602 | FAIL | FAIL | Restaurants_Turnover_High Bay Fluorescent (T5)_RIM | 0 | 0 | 0 | 0 | 0 | 0 | 0 | 0 | 0 | 0 | 0 | 0 | 0 | 0 | 0 | 0 | 0 | 0 | 0 | 0 | Restaurants_Turnover_High Bay Fluorescent (T5)_TRC | 0 | 0 | 0 | 0 | 0 | 0 | 0 | 0 | 0 | 0 | 0 | 0 | 0 | 0 | 0 | 0 | 0 | 0 | 0 | 0
Retail | Turnover | High Bay Fluorescent (T5) | 0.18465 | 0.18116 |  | 998.4613 | 15 |  | 100 | 100 | fixture | 0 | 22.2107 | FAIL | FAIL | Retail_Turnover_High Bay Fluorescent (T5)_RIM | 0 | 0 | 0 | 0 | 0 | 0 | 0 | 0 | 0 | 0 | 0 | 0 | 0 | 0 | 0 | 0 | 0 | 0 | 0 | 0 | Retail_Turnover_High Bay Fluorescent (T5)_TRC | 0 | 0 | 0 | 0 | 0 | 0 | 0 | 0 | 0 | 0 | 0 | 0 | 0 | 0 | 0 | 0 | 0 | 0 | 0 | 0
Schools K-12 | Turnover | High Bay Fluorescent (T5) | 0.088136 | 0.086472 |  | 476.593 | 15 |  | 100 | 100 | fixture | 0 | 10.6018 | FAIL | 7.4974 | Schools K-12_Turnover_High Bay Fluorescent (T5)_RIM | 0 | 0 | 0 | 0 | 0 | 0 | 0 | 0 | 0 | 0 | 0 | 0 | 0 | 0 | 0 | 0 | 0 | 0 | 0 | 0 | Schools K-12_Turnover_High Bay Fluorescent (T5)_TRC | 0 | 0 | 0 | 0 | 0 | 0 | 0 | 0 | 0 | 0 | 0 | 0 | 0 | 0 | 0 | 0 | 0 | 0 | 0 | 0 |  | 7.497%
Warehouse | Turnover | High Bay Fluorescent (T5) | 0.14167 | 0.13899 |  | 766.0747 | 15 |  | 100 | 100 | fixture | 0 | 17.0413 | FAIL | FAIL | Warehouse_Turnover_High Bay Fluorescent (T5)_RIM | 0 | 0 | 0 | 0 | 0 | 0 | 0 | 0 | 0 | 0 | 0 | 0 | 0 | 0 | 0 | 0 | 0 | 0 | 0 | 0 | Warehouse_Turnover_High Bay Fluorescent (T5)_TRC | 0 | 0 | 0 | 0 | 0 | 0 | 0 | 0 | 0 | 0 | 0 | 0 | 0 | 0 | 0 | 0 | 0 | 0 | 0 | 0
Assembly | New | High Bay Fluorescent (T5) | 0.10655 | 0.10454 |  | 576.1587 | 15 |  | 100 | 100 | fixture | 0 | 12.8166 | FAIL | FAIL | Assembly_New_High Bay Fluorescent (T5)_RIM | 0 | 0 | 0 | 0 | 0 | 0 | 0 | 0 | 0 | 0 | 0 | 0 | 0 | 0 | 0 | 0 | 0 | 0 | 0 | 0 | Assembly_New_High Bay Fluorescent (T5)_TRC | 0 | 0 | 0 | 0 | 0 | 0 | 0 | 0 | 0 | 0 | 0 | 0 | 0 | 0 | 0 | 0 | 0 | 0 | 0 | 0
College and University | New | High Bay Fluorescent (T5) | 0.16331 | 0.16022 |  | 883.0693 | 15 |  | 100 | 100 | fixture | 0 | 19.6438 | FAIL | FAIL | College and University_New_High Bay Fluorescent (T5)_RIM | 0 | 0 | 0 | 0 | 0 | 0 | 0 | 0 | 0 | 0 | 0 | 0 | 0 | 0 | 0 | 0 | 0 | 0 | 0 | 0 | College and University_New_High Bay Fluorescent (T5)_TRC | 0 | 0 | 0 | 0 | 0 | 0 | 0 | 0 | 0 | 0 | 0 | 0 | 0 | 0 | 0 | 0 | 0 | 0 | 0 | 0
Grocery | New | High Bay Fluorescent (T5) | 0.20539 | 0.20151 |  | 1110.648 | 15 |  | 100 | 100 | fixture | 0 | 24.7063 | FAIL | FAIL | Grocery_New_High Bay Fluorescent (T5)_RIM | 0 | 0 | 0 | 0 | 0 | 0 | 0 | 0 | 0 | 0 | 0 | 0 | 0 | 0 | 0 | 0 | 0 | 0 | 0 | 0 | Grocery_New_High Bay Fluorescent (T5)_TRC | 0 | 0 | 0 | 0 | 0 | 0 | 0 | 0 | 0 | 0 | 0 | 0 | 0 | 0 | 0 | 0 | 0 | 0 | 0 | 0
Healthcare | New | High Bay Fluorescent (T5) | 0.18628 | 0.18276 |  | 1007.276 | 15 |  | 100 | 100 | fixture | 0 | 22.4068 | FAIL | FAIL | Healthcare_New_High Bay Fluorescent (T5)_RIM | 0 | 0 | 0 | 0 | 0 | 0 | 0 | 0 | 0 | 0 | 0 | 0 | 0 | 0 | 0 | 0 | 0 | 0 | 0 | 0 | Healthcare_New_High Bay Fluorescent (T5)_TRC | 0 | 0 | 0 | 0 | 0 | 0 | 0 | 0 | 0 | 0 | 0 | 0 | 0 | 0 | 0 | 0 | 0 | 0 | 0 | 0
Hospitals | New | High Bay Fluorescent (T5) | 0.252 | 0.24724 |  | 1362.6673 | 15 |  | 100 | 100 | fixture | 0 | 30.3125 | FAIL | FAIL | Hospitals_New_High Bay Fluorescent (T5)_RIM | 0 | 0 | 0 | 0 | 0 | 0 | 0 | 0 | 0 | 0 | 0 | 0 | 0 | 0 | 0 | 0 | 0 | 0 | 0 | 0 | Hospitals_New_High Bay Fluorescent (T5)_TRC | 0 | 0 | 0 | 0 | 0 | 0 | 0 | 0 | 0 | 0 | 0 | 0 | 0 | 0 | 0 | 0 | 0 | 0 | 0 | 0
Institutional | New | High Bay Fluorescent (T5) | 0.12222 | 0.11991 |  | 660.8997 | 15 |  | 100 | 100 | fixture | 0 | 14.7017 | FAIL | FAIL | Institutional_New_High Bay Fluorescent (T5)_RIM | 0 | 0 | 0 | 0 | 0 | 0 | 0 | 0 | 0 | 0 | 0 | 0 | 0 | 0 | 0 | 0 | 0 | 0 | 0 | 0 | Institutional_New_High Bay Fluorescent (T5)_TRC | 0 | 0 | 0 | 0 | 0 | 0 | 0 | 0 | 0 | 0 | 0 | 0 | 0 | 0 | 0 | 0 | 0 | 0 | 0 | 0
Lodging/Hospitality | New | High Bay Fluorescent (T5) | 0.13908 | 0.13645 |  | 752.0513 | 15 |  | 100 | 100 | fixture | 0 | 16.7294 | FAIL | FAIL | Lodging/Hospitality_New_High Bay Fluorescent (T5)_RIM | 0 | 0 | 0 | 0 | 0 | 0 | 0 | 0 | 0 | 0 | 0 | 0 | 0 | 0 | 0 | 0 | 0 | 0 | 0 | 0 | Lodging/Hospitality_New_High Bay Fluorescent (T5)_TRC | 0 | 0 | 0 | 0 | 0 | 0 | 0 | 0 | 0 | 0 | 0 | 0 | 0 | 0 | 0 | 0 | 0 | 0 | 0 | 0
Miscellaneous | New | High Bay Fluorescent (T5) | 0.16331 | 0.16022 |  | 883.0693 | 15 |  | 100 | 100 | fixture | 0 | 19.6438 | FAIL | FAIL | Miscellaneous_New_High Bay Fluorescent (T5)_RIM | 0 | 0 | 0 | 0 | 0 | 0 | 0 | 0 | 0 | 0 | 0 | 0 | 0 | 0 | 0 | 0 | 0 | 0 | 0 | 0 | Miscellaneous_New_High Bay Fluorescent (T5)_TRC | 0 | 0 | 0 | 0 | 0 | 0 | 0 | 0 | 0 | 0 | 0 | 0 | 0 | 0 | 0 | 0 | 0 | 0 | 0 | 0
Offices | New | High Bay Fluorescent (T5) | 0.12052 | 0.11824 |  | 651.6843 | 15 |  | 100 | 100 | fixture | 0 | 14.4967 | FAIL | FAIL | Offices_New_High Bay Fluorescent (T5)_RIM | 0 | 0 | 0 | 0 | 0 | 0 | 0 | 0 | 0 | 0 | 0 | 0 | 0 | 0 | 0 | 0 | 0 | 0 | 0 | 0 | Offices_New_High Bay Fluorescent (T5)_TRC | 0 | 0 | 0 | 0 | 0 | 0 | 0 | 0 | 0 | 0 | 0 | 0 | 0 | 0 | 0 | 0 | 0 | 0 | 0 | 0
Restaurants | New | High Bay Fluorescent (T5) | 0.12437 | 0.12202 |  | 672.519 | 15 |  | 100 | 100 | fixture | 0 | 14.9602 | FAIL | FAIL | Restaurants_New_High Bay Fluorescent (T5)_RIM | 0 | 0 | 0 | 0 | 0 | 0 | 0 | 0 | 0 | 0 | 0 | 0 | 0 | 0 | 0 | 0 | 0 | 0 | 0 | 0 | Restaurants_New_High Bay Fluorescent (T5)_TRC | 0 | 0 | 0 | 0 | 0 | 0 | 0 | 0 | 0 | 0 | 0 | 0 | 0 | 0 | 0 | 0 | 0 | 0 | 0 | 0
Retail | New | High Bay Fluorescent (T5) | 0.18465 | 0.18116 |  | 998.4613 | 15 |  | 100 | 100 | fixture | 0 | 22.2107 | FAIL | FAIL | Retail_New_High Bay Fluorescent (T5)_RIM | 0 | 0 | 0 | 0 | 0 | 0 | 0 | 0 | 0 | 0 | 0 | 0 | 0 | 0 | 0 | 0 | 0 | 0 | 0 | 0 | Retail_New_High Bay Fluorescent (T5)_TRC | 0 | 0 | 0 | 0 | 0 | 0 | 0 | 0 | 0 | 0 | 0 | 0 | 0 | 0 | 0 | 0 | 0 | 0 | 0 | 0
Schools K-12 | New | High Bay Fluorescent (T5) | 0.088136 | 0.086472 |  | 476.593 | 15 |  | 100 | 100 | fixture | 0 | 10.6018 | FAIL | 7.4974 | Schools K-12_New_High Bay Fluorescent (T5)_RIM | 0 | 0 | 0 | 0 | 0 | 0 | 0 | 0 | 0 | 0 | 0 | 0 | 0 | 0 | 0 | 0 | 0 | 0 | 0 | 0 | Schools K-12_New_High Bay Fluorescent (T5)_TRC | 0 | 0 | 0 | 0 | 0 | 0 | 0 | 0 | 0 | 0 | 0 | 0 | 0 | 0 | 0 | 0 | 0 | 0 | 0 | 0 |  | 7.497%
Warehouse | New | High Bay Fluorescent (T5) | 0.14167 | 0.13899 |  | 766.0747 | 15 |  | 100 | 100 | fixture | 0 | 17.0413 | FAIL | FAIL | Warehouse_New_High Bay Fluorescent (T5)_RIM | 0 | 0 | 0 | 0 | 0 | 0 | 0 | 0 | 0 | 0 | 0 | 0 | 0 | 0 | 0 | 0 | 0 | 0 | 0 | 0 | Warehouse_New_High Bay Fluorescent (T5)_TRC | 0 | 0 | 0 | 0 | 0 | 0 | 0 | 0 | 0 | 0 | 0 | 0 | 0 | 0 | 0 | 0 | 0 | 0 | 0 | 0
Assembly | Turnover | High Bay LED | 0.10761 | 0.10558 |  | 581.9107 | 15 |  | 149 | 149 | fixture | 0 | 12.9446 | FAIL | 36.0562 | Assembly_Turnover_High Bay LED_RIM | 0 | 0 | 0 | 0 | 0 | 0 | 0 | 0 | 0 | 0 | 0 | 0 | 0 | 0 | 0 | 0 | 0 | 0 | 0 | 0 | Assembly_Turnover_High Bay LED_TRC | 197.0821 | 205.3338 | 194.8838 | 148.2082 | 88.5645 | 43.0933 | 18.3131 | 7.2564 | 2.7938 | 1.0444 | 114684.1844 | 119485.9467 | 113404.9781 | 86243.9246 | 51536.6408 | 25076.4518 | 10656.577 | 4222.5702 | 1625.77 | 607.7492 |  | 24.2%
College and University | Turnover | High Bay LED | 0.16494 | 0.16182 |  | 891.8853 | 15 |  | 149 | 149 | fixture | 0 | 19.84 | FAIL | FAIL | College and University_Turnover_High Bay LED_RIM | 0 | 0 | 0 | 0 | 0 | 0 | 0 | 0 | 0 | 0 | 0 | 0 | 0 | 0 | 0 | 0 | 0 | 0 | 0 | 0 | College and University_Turnover_High Bay LED_TRC | 0 | 0 | 0 | 0 | 0 | 0 | 0 | 0 | 0 | 0 | 0 | 0 | 0 | 0 | 0 | 0 | 0 | 0 | 0 | 0
Grocery | Turnover | High Bay LED | 0.20744 | 0.20353 |  | 1121.736 | 15 |  | 149 | 149 | fixture | 0 | 24.953 | FAIL | FAIL | Grocery_Turnover_High Bay LED_RIM | 0 | 0 | 0 | 0 | 0 | 0 | 0 | 0 | 0 | 0 | 0 | 0 | 0 | 0 | 0 | 0 | 0 | 0 | 0 | 0 | Grocery_Turnover_High Bay LED_TRC | 0 | 0 | 0 | 0 | 0 | 0 | 0 | 0 | 0 | 0 | 0 | 0 | 0 | 0 | 0 | 0 | 0 | 0 | 0 | 0
Healthcare | Turnover | High Bay LED | 0.18814 | 0.18458 |  | 1017.332 | 15 |  | 149 | 149 | fixture | 0 | 22.6305 | FAIL | FAIL | Healthcare_Turnover_High Bay LED_RIM | 0 | 0 | 0 | 0 | 0 | 0 | 0 | 0 | 0 | 0 | 0 | 0 | 0 | 0 | 0 | 0 | 0 | 0 | 0 | 0 | Healthcare_Turnover_High Bay LED_TRC | 0 | 0 | 0 | 0 | 0 | 0 | 0 | 0 | 0 | 0 | 0 | 0 | 0 | 0 | 0 | 0 | 0 | 0 | 0 | 0
Hospitals | Turnover | High Bay LED | 0.25451 | 0.24971 |  | 1376.2713 | 15 |  | 149 | 149 | fixture | 0 | 30.6151 | FAIL | FAIL | Hospitals_Turnover_High Bay LED_RIM | 0 | 0 | 0 | 0 | 0 | 0 | 0 | 0 | 0 | 0 | 0 | 0 | 0 | 0 | 0 | 0 | 0 | 0 | 0 | 0 | Hospitals_Turnover_High Bay LED_TRC | 0 | 0 | 0 | 0 | 0 | 0 | 0 | 0 | 0 | 0 | 0 | 0 | 0 | 0 | 0 | 0 | 0 | 0 | 0 | 0
Institutional | Turnover | High Bay LED | 0.12344 | 0.12111 |  | 667.4977 | 15 |  | 149 | 149 | fixture | 0 | 14.8485 | FAIL | 19.4445 | Institutional_Turnover_High Bay LED_RIM | 0 | 0 | 0 | 0 | 0 | 0 | 0 | 0 | 0 | 0 | 0 | 0 | 0 | 0 | 0 | 0 | 0 | 0 | 0 | 0 | Institutional_Turnover_High Bay LED_TRC | 0 | 0 | 0 | 0 | 0 | 0 | 0 | 0 | 0 | 0 | 0 | 0 | 0 | 0 | 0 | 0 | 0 | 0 | 0 | 0 |  | 13.05%
Lodging/Hospitality | Turnover | High Bay LED | 0.14047 | 0.13781 |  | 759.5593 | 15 |  | 149 | 149 | fixture | 0 | 16.8964 | FAIL | 1.5761 | Lodging/Hospitality_Turnover_High Bay LED_RIM | 0 | 0 | 0 | 0 | 0 | 0 | 0 | 0 | 0 | 0 | 0 | 0 | 0 | 0 | 0 | 0 | 0 | 0 | 0 | 0 | Lodging/Hospitality_Turnover_High Bay LED_TRC | 0 | 0 | 0 | 0 | 0 | 0 | 0 | 0 | 0 | 0 | 0 | 0 | 0 | 0 | 0 | 0 | 0 | 0 | 0 | 0 |  | 1.058%
Miscellaneous | Turnover | High Bay LED | 0.16494 | 0.16182 |  | 891.8853 | 15 |  | 149 | 149 | fixture | 0 | 19.84 | FAIL | FAIL | Miscellaneous_Turnover_High Bay LED_RIM | 0 | 0 | 0 | 0 | 0 | 0 | 0 | 0 | 0 | 0 | 0 | 0 | 0 | 0 | 0 | 0 | 0 | 0 | 0 | 0 | Miscellaneous_Turnover_High Bay LED_TRC | 0 | 0 | 0 | 0 | 0 | 0 | 0 | 0 | 0 | 0 | 0 | 0 | 0 | 0 | 0 | 0 | 0 | 0 | 0 | 0
Offices | Turnover | High Bay LED | 0.12172 | 0.11942 |  | 658.1903 | 15 |  | 149 | 149 | fixture | 0 | 14.6414 | FAIL | 21.251 | Offices_Turnover_High Bay LED_RIM | 0 | 0 | 0 | 0 | 0 | 0 | 0 | 0 | 0 | 0 | 0 | 0 | 0 | 0 | 0 | 0 | 0 | 0 | 0 | 0 | Offices_Turnover_High Bay LED_TRC | 0 | 0 | 0 | 0 | 0 | 0 | 0 | 0 | 0 | 0 | 0 | 0 | 0 | 0 | 0 | 0 | 0 | 0 | 0 | 0 |  | 14.26%
Restaurants | Turnover | High Bay LED | 0.12561 | 0.12324 |  | 679.233 | 15 |  | 149 | 149 | fixture | 0 | 15.1095 | FAIL | 17.1668 | Restaurants_Turnover_High Bay LED_RIM | 0 | 0 | 0 | 0 | 0 | 0 | 0 | 0 | 0 | 0 | 0 | 0 | 0 | 0 | 0 | 0 | 0 | 0 | 0 | 0 | Restaurants_Turnover_High Bay LED_TRC | 0 | 0 | 0 | 0 | 0 | 0 | 0 | 0 | 0 | 0 | 0 | 0 | 0 | 0 | 0 | 0 | 0 | 0 | 0 | 0 |  | 11.52%
Retail | Turnover | High Bay LED | 0.18649 | 0.18297 |  | 1008.4293 | 15 |  | 149 | 149 | fixture | 0 | 22.4325 | FAIL | FAIL | Retail_Turnover_High Bay LED_RIM | 0 | 0 | 0 | 0 | 0 | 0 | 0 | 0 | 0 | 0 | 0 | 0 | 0 | 0 | 0 | 0 | 0 | 0 | 0 | 0 | Retail_Turnover_High Bay LED_TRC | 0 | 0 | 0 | 0 | 0 | 0 | 0 | 0 | 0 | 0 | 0 | 0 | 0 | 0 | 0 | 0 | 0 | 0 | 0 | 0
Schools K-12 | Turnover | High Bay LED | 0.089016 | 0.087335 |  | 481.351 | 15 |  | 149 | 149 | fixture | 0 | 10.7076 | FAIL | 55.574 | Schools K-12_Turnover_High Bay LED_RIM | 0 | 0 | 0 | 0 | 0 | 0 | 0 | 0 | 0 | 0 | 0 | 0 | 0 | 0 | 0 | 0 | 0 | 0 | 0 | 0 | Schools K-12_Turnover_High Bay LED_TRC | 0 | 0 | 0 | 0 | 0 | 0 | 0 | 0 | 0 | 0 | 0 | 0 | 0 | 0 | 0 | 0 | 0 | 0 | 0 | 0 |  | 37.3%
Warehouse | Turnover | High Bay LED | 0.14308 | 0.14038 |  | 773.7227 | 15 |  | 149 | 149 | fixture | 0 | 17.2114 | FAIL | FAIL | Warehouse_Turnover_High Bay LED_RIM | 0 | 0 | 0 | 0 | 0 | 0 | 0 | 0 | 0 | 0 | 0 | 0 | 0 | 0 | 0 | 0 | 0 | 0 | 0 | 0 | Warehouse_Turnover_High Bay LED_TRC | 0 | 0 | 0 | 0 | 0 | 0 | 0 | 0 | 0 | 0 | 0 | 0 | 0 | 0 | 0 | 0 | 0 | 0 | 0 | 0
Assembly | New | High Bay LED | 0.10761 | 0.10558 |  | 581.9107 | 15 |  | 149 | 149 | fixture | 0 | 12.9446 | FAIL | 36.0562 | Assembly_New_High Bay LED_RIM | 0 | 0 | 0 | 0 | 0 | 0 | 0 | 0 | 0 | 0 | 0 | 0 | 0 | 0 | 0 | 0 | 0 | 0 | 0 | 0 | Assembly_New_High Bay LED_TRC | 0 | 0 | 0 | 0 | 0 | 0 | 0 | 0 | 0 | 0 | 0 | 0 | 0 | 0 | 0 | 0 | 0 | 0 | 0 | 0 |  | 24.2%
College and University | New | High Bay LED | 0.16494 | 0.16182 |  | 891.8853 | 15 |  | 149 | 149 | fixture | 0 | 19.84 | FAIL | FAIL | College and University_New_High Bay LED_RIM | 0 | 0 | 0 | 0 | 0 | 0 | 0 | 0 | 0 | 0 | 0 | 0 | 0 | 0 | 0 | 0 | 0 | 0 | 0 | 0 | College and University_New_High Bay LED_TRC | 0 | 0 | 0 | 0 | 0 | 0 | 0 | 0 | 0 | 0 | 0 | 0 | 0 | 0 | 0 | 0 | 0 | 0 | 0 | 0
Grocery | New | High Bay LED | 0.20744 | 0.20353 |  | 1121.736 | 15 |  | 149 | 149 | fixture | 0 | 24.953 | FAIL | FAIL | Grocery_New_High Bay LED_RIM | 0 | 0 | 0 | 0 | 0 | 0 | 0 | 0 | 0 | 0 | 0 | 0 | 0 | 0 | 0 | 0 | 0 | 0 | 0 | 0 | Grocery_New_High Bay LED_TRC | 0 | 0 | 0 | 0 | 0 | 0 | 0 | 0 | 0 | 0 | 0 | 0 | 0 | 0 | 0 | 0 | 0 | 0 | 0 | 0
Healthcare | New | High Bay LED | 0.18814 | 0.18458 |  | 1017.332 | 15 |  | 149 | 149 | fixture | 0 | 22.6305 | FAIL | FAIL | Healthcare_New_High Bay LED_RIM | 0 | 0 | 0 | 0 | 0 | 0 | 0 | 0 | 0 | 0 | 0 | 0 | 0 | 0 | 0 | 0 | 0 | 0 | 0 | 0 | Healthcare_New_High Bay LED_TRC | 0 | 0 | 0 | 0 | 0 | 0 | 0 | 0 | 0 | 0 | 0 | 0 | 0 | 0 | 0 | 0 | 0 | 0 | 0 | 0
Hospitals | New | High Bay LED | 0.25451 | 0.24971 |  | 1376.2713 | 15 |  | 149 | 149 | fixture | 0 | 30.6151 | FAIL | FAIL | Hospitals_New_High Bay LED_RIM | 0 | 0 | 0 | 0 | 0 | 0 | 0 | 0 | 0 | 0 | 0 | 0 | 0 | 0 | 0 | 0 | 0 | 0 | 0 | 0 | Hospitals_New_High Bay LED_TRC | 0 | 0 | 0 | 0 | 0 | 0 | 0 | 0 | 0 | 0 | 0 | 0 | 0 | 0 | 0 | 0 | 0 | 0 | 0 | 0
Institutional | New | High Bay LED | 0.12344 | 0.12111 |  | 667.4977 | 15 |  | 149 | 149 | fixture | 0 | 14.8485 | FAIL | 19.4445 | Institutional_New_High Bay LED_RIM | 0 | 0 | 0 | 0 | 0 | 0 | 0 | 0 | 0 | 0 | 0 | 0 | 0 | 0 | 0 | 0 | 0 | 0 | 0 | 0 | Institutional_New_High Bay LED_TRC | 0 | 0 | 0 | 0 | 0 | 0 | 0 | 0 | 0 | 0 | 0 | 0 | 0 | 0 | 0 | 0 | 0 | 0 | 0 | 0 |  | 13.05%
Lodging/Hospitality | New | High Bay LED | 0.14047 | 0.13781 |  | 759.5593 | 15 |  | 149 | 149 | fixture | 0 | 16.8964 | FAIL | 1.5761 | Lodging/Hospitality_New_High Bay LED_RIM | 0 | 0 | 0 | 0 | 0 | 0 | 0 | 0 | 0 | 0 | 0 | 0 | 0 | 0 | 0 | 0 | 0 | 0 | 0 | 0 | Lodging/Hospitality_New_High Bay LED_TRC | 0 | 0 | 0 | 0 | 0 | 0 | 0 | 0 | 0 | 0 | 0 | 0 | 0 | 0 | 0 | 0 | 0 | 0 | 0 | 0 |  | 1.058%
Miscellaneous | New | High Bay LED | 0.16494 | 0.16182 |  | 891.8853 | 15 |  | 149 | 149 | fixture | 0 | 19.84 | FAIL | FAIL | Miscellaneous_New_High Bay LED_RIM | 0 | 0 | 0 | 0 | 0 | 0 | 0 | 0 | 0 | 0 | 0 | 0 | 0 | 0 | 0 | 0 | 0 | 0 | 0 | 0 | Miscellaneous_New_High Bay LED_TRC | 0 | 0 | 0 | 0 | 0 | 0 | 0 | 0 | 0 | 0 | 0 | 0 | 0 | 0 | 0 | 0 | 0 | 0 | 0 | 0
Offices | New | High Bay LED | 0.12172 | 0.11942 |  | 658.1903 | 15 |  | 149 | 149 | fixture | 0 | 14.6414 | FAIL | 21.251 | Offices_New_High Bay LED_RIM | 0 | 0 | 0 | 0 | 0 | 0 | 0 | 0 | 0 | 0 | 0 | 0 | 0 | 0 | 0 | 0 | 0 | 0 | 0 | 0 | Offices_New_High Bay LED_TRC | 0 | 0 | 0 | 0 | 0 | 0 | 0 | 0 | 0 | 0 | 0 | 0 | 0 | 0 | 0 | 0 | 0 | 0 | 0 | 0 |  | 14.26%
Restaurants | New | High Bay LED | 0.12561 | 0.12324 |  | 679.233 | 15 |  | 149 | 149 | fixture | 0 | 15.1095 | FAIL | 17.1668 | Restaurants_New_High Bay LED_RIM | 0 | 0 | 0 | 0 | 0 | 0 | 0 | 0 | 0 | 0 | 0 | 0 | 0 | 0 | 0 | 0 | 0 | 0 | 0 | 0 | Restaurants_New_High Bay LED_TRC | 0 | 0 | 0 | 0 | 0 | 0 | 0 | 0 | 0 | 0 | 0 | 0 | 0 | 0 | 0 | 0 | 0 | 0 | 0 | 0 |  | 11.52%
Retail | New | High Bay LED | 0.18649 | 0.18297 |  | 1008.4293 | 15 |  | 149 | 149 | fixture | 0 | 22.4325 | FAIL | FAIL | Retail_New_High Bay LED_RIM | 0 | 0 | 0 | 0 | 0 | 0 | 0 | 0 | 0 | 0 | 0 | 0 | 0 | 0 | 0 | 0 | 0 | 0 | 0 | 0 | Retail_New_High Bay LED_TRC | 0 | 0 | 0 | 0 | 0 | 0 | 0 | 0 | 0 | 0 | 0 | 0 | 0 | 0 | 0 | 0 | 0 | 0 | 0 | 0
Schools K-12 | New | High Bay LED | 0.089016 | 0.087335 |  | 481.351 | 15 |  | 149 | 149 | fixture | 0 | 10.7076 | FAIL | 55.574 | Schools K-12_New_High Bay LED_RIM | 0 | 0 | 0 | 0 | 0 | 0 | 0 | 0 | 0 | 0 | 0 | 0 | 0 | 0 | 0 | 0 | 0 | 0 | 0 | 0 | Schools K-12_New_High Bay LED_TRC | 0 | 0 | 0 | 0 | 0 | 0 | 0 | 0 | 0 | 0 | 0 | 0 | 0 | 0 | 0 | 0 | 0 | 0 | 0 | 0 |  | 37.3%
Warehouse | New | High Bay LED | 0.14308 | 0.14038 |  | 773.7227 | 15 |  | 149 | 149 | fixture | 0 | 17.2114 | FAIL | FAIL | Warehouse_New_High Bay LED_RIM | 0 | 0 | 0 | 0 | 0 | 0 | 0 | 0 | 0 | 0 | 0 | 0 | 0 | 0 | 0 | 0 | 0 | 0 | 0 | 0 | Warehouse_New_High Bay LED_TRC | 0 | 0 | 0 | 0 | 0 | 0 | 0 | 0 | 0 | 0 | 0 | 0 | 0 | 0 | 0 | 0 | 0 | 0 | 0 | 0
Assembly | Turnover | LED - 14W | 0.011041 | 0.0025527 |  | 46.016 | 15 |  | 1.88 | 1.88 | bulb | 0 | 1.0236 | FAIL | FAIL | Assembly_Turnover_LED - 14W_RIM | 0 | 0 | 0 | 0 | 0 | 0 | 0 | 0 | 0 | 0 | 0 | 0 | 0 | 0 | 0 | 0 | 0 | 0 | 0 | 0 | Assembly_Turnover_LED - 14W_TRC | 0 | 0 | 0 | 0 | 0 | 0 | 0 | 0 | 0 | 0 | 0 | 0 | 0 | 0 | 0 | 0 | 0 | 0 | 0 | 0
College and University | Turnover | LED - 14W | 0.0071686 | 0.0070204 |  | 70.528 | 15 |  | 1.88 | 1.88 | bulb | 0 | 1.5689 | FAIL | FAIL | College and University_Turnover_LED - 14W_RIM | 0 | 0 | 0 | 0 | 0 | 0 | 0 | 0 | 0 | 0 | 0 | 0 | 0 | 0 | 0 | 0 | 0 | 0 | 0 | 0 | College and University_Turnover_LED - 14W_TRC | 0 | 0 | 0 | 0 | 0 | 0 | 0 | 0 | 0 | 0 | 0 | 0 | 0 | 0 | 0 | 0 | 0 | 0 | 0 | 0
Grocery | Turnover | LED - 14W | 0.021364 | 5.7838e-06 |  | 88.704 | 15 |  | 1.88 | 1.88 | bulb | 0 | 1.9732 | FAIL | FAIL | Grocery_Turnover_LED - 14W_RIM | 0 | 0 | 0 | 0 | 0 | 0 | 0 | 0 | 0 | 0 | 0 | 0 | 0 | 0 | 0 | 0 | 0 | 0 | 0 | 0 | Grocery_Turnover_LED - 14W_TRC | 0 | 0 | 0 | 0 | 0 | 0 | 0 | 0 | 0 | 0 | 0 | 0 | 0 | 0 | 0 | 0 | 0 | 0 | 0 | 0
Healthcare | Turnover | LED - 14W | 0.019302 | 0.0044629 |  | 80.448 | 15 |  | 1.88 | 1.88 | bulb | 0 | 1.7896 | FAIL | FAIL | Healthcare_Turnover_LED - 14W_RIM | 0 | 0 | 0 | 0 | 0 | 0 | 0 | 0 | 0 | 0 | 0 | 0 | 0 | 0 | 0 | 0 | 0 | 0 | 0 | 0 | Healthcare_Turnover_LED - 14W_TRC | 0 | 0 | 0 | 0 | 0 | 0 | 0 | 0 | 0 | 0 | 0 | 0 | 0 | 0 | 0 | 0 | 0 | 0 | 0 | 0
Hospitals | Turnover | LED - 14W | 0.011062 | 0.010833 |  | 108.832 | 15 |  | 1.88 | 1.88 | bulb | 0 | 2.421 | FAIL | FAIL | Hospitals_Turnover_LED - 14W_RIM | 0 | 0 | 0 | 0 | 0 | 0 | 0 | 0 | 0 | 0 | 0 | 0 | 0 | 0 | 0 | 0 | 0 | 0 | 0 | 0 | Hospitals_Turnover_LED - 14W_TRC | 0 | 0 | 0 | 0 | 0 | 0 | 0 | 0 | 0 | 0 | 0 | 0 | 0 | 0 | 0 | 0 | 0 | 0 | 0 | 0
Institutional | Turnover | LED - 14W | 0.012665 | 0.0029282 |  | 52.784 | 15 |  | 1.88 | 1.88 | bulb | 0 | 1.1742 | FAIL | FAIL | Institutional_Turnover_LED - 14W_RIM | 0 | 0 | 0 | 0 | 0 | 0 | 0 | 0 | 0 | 0 | 0 | 0 | 0 | 0 | 0 | 0 | 0 | 0 | 0 | 0 | Institutional_Turnover_LED - 14W_TRC | 0 | 0 | 0 | 0 | 0 | 0 | 0 | 0 | 0 | 0 | 0 | 0 | 0 | 0 | 0 | 0 | 0 | 0 | 0 | 0
Lodging/Hospitality | Turnover | LED - 14W | 0.014466 | 3.9164e-06 |  | 60.064 | 15 |  | 1.88 | 1.88 | bulb | 0 | 1.3361 | FAIL | FAIL | Lodging/Hospitality_Turnover_LED - 14W_RIM | 0 | 0 | 0 | 0 | 0 | 0 | 0 | 0 | 0 | 0 | 0 | 0 | 0 | 0 | 0 | 0 | 0 | 0 | 0 | 0 | Lodging/Hospitality_Turnover_LED - 14W_TRC | 0 | 0 | 0 | 0 | 0 | 0 | 0 | 0 | 0 | 0 | 0 | 0 | 0 | 0 | 0 | 0 | 0 | 0 | 0 | 0
Miscellaneous | Turnover | LED - 14W | 0.016922 | 0.0039125 |  | 70.528 | 15 |  | 1.88 | 1.88 | bulb | 0 | 1.5689 | FAIL | FAIL | Miscellaneous_Turnover_LED - 14W_RIM | 0 | 0 | 0 | 0 | 0 | 0 | 0 | 0 | 0 | 0 | 0 | 0 | 0 | 0 | 0 | 0 | 0 | 0 | 0 | 0 | Miscellaneous_Turnover_LED - 14W_TRC | 0 | 0 | 0 | 0 | 0 | 0 | 0 | 0 | 0 | 0 | 0 | 0 | 0 | 0 | 0 | 0 | 0 | 0 | 0 | 0
Offices | Turnover | LED - 14W | 0.012488 | 0.0028874 |  | 52.048 | 15 |  | 1.88 | 1.88 | bulb | 0 | 1.1578 | FAIL | FAIL | Offices_Turnover_LED - 14W_RIM | 0 | 0 | 0 | 0 | 0 | 0 | 0 | 0 | 0 | 0 | 0 | 0 | 0 | 0 | 0 | 0 | 0 | 0 | 0 | 0 | Offices_Turnover_LED - 14W_TRC | 0 | 0 | 0 | 0 | 0 | 0 | 0 | 0 | 0 | 0 | 0 | 0 | 0 | 0 | 0 | 0 | 0 | 0 | 0 | 0
Restaurants | Turnover | LED - 14W | 0.012937 | 3.5022e-06 |  | 53.712 | 15 |  | 1.88 | 1.88 | bulb | 0 | 1.1948 | FAIL | FAIL | Restaurants_Turnover_LED - 14W_RIM | 0 | 0 | 0 | 0 | 0 | 0 | 0 | 0 | 0 | 0 | 0 | 0 | 0 | 0 | 0 | 0 | 0 | 0 | 0 | 0 | Restaurants_Turnover_LED - 14W_TRC | 0 | 0 | 0 | 0 | 0 | 0 | 0 | 0 | 0 | 0 | 0 | 0 | 0 | 0 | 0 | 0 | 0 | 0 | 0 | 0
Retail | Turnover | LED - 14W | 0.019206 | 5.1996e-06 |  | 79.744 | 15 |  | 1.88 | 1.88 | bulb | 0 | 1.7739 | FAIL | FAIL | Retail_Turnover_LED - 14W_RIM | 0 | 0 | 0 | 0 | 0 | 0 | 0 | 0 | 0 | 0 | 0 | 0 | 0 | 0 | 0 | 0 | 0 | 0 | 0 | 0 | Retail_Turnover_LED - 14W_TRC | 0 | 0 | 0 | 0 | 0 | 0 | 0 | 0 | 0 | 0 | 0 | 0 | 0 | 0 | 0 | 0 | 0 | 0 | 0 | 0
Schools K-12 | Turnover | LED - 14W | 0.0091329 | 0.0021116 |  | 38.064 | 15 |  | 1.88 | 1.88 | bulb | 0 | 0.84673 | FAIL | FAIL | Schools K-12_Turnover_LED - 14W_RIM | 0 | 0 | 0 | 0 | 0 | 0 | 0 | 0 | 0 | 0 | 0 | 0 | 0 | 0 | 0 | 0 | 0 | 0 | 0 | 0 | Schools K-12_Turnover_LED - 14W_TRC | 0 | 0 | 0 | 0 | 0 | 0 | 0 | 0 | 0 | 0 | 0 | 0 | 0 | 0 | 0 | 0 | 0 | 0 | 0 | 0
Warehouse | Turnover | LED - 14W | 0.01468 | 0.0033942 |  | 61.184 | 15 |  | 1.88 | 1.88 | bulb | 0 | 1.361 | FAIL | FAIL | Warehouse_Turnover_LED - 14W_RIM | 0 | 0 | 0 | 0 | 0 | 0 | 0 | 0 | 0 | 0 | 0 | 0 | 0 | 0 | 0 | 0 | 0 | 0 | 0 | 0 | Warehouse_Turnover_LED - 14W_TRC | 0 | 0 | 0 | 0 | 0 | 0 | 0 | 0 | 0 | 0 | 0 | 0 | 0 | 0 | 0 | 0 | 0 | 0 | 0 | 0
Assembly | New | LED - 14W | 0.011041 | 0.0025527 |  | 46.016 | 15 |  | 1.88 | 1.88 | bulb | 0 | 1.0236 | FAIL | FAIL | Assembly_New_LED - 14W_RIM | 0 | 0 | 0 | 0 | 0 | 0 | 0 | 0 | 0 | 0 | 0 | 0 | 0 | 0 | 0 | 0 | 0 | 0 | 0 | 0 | Assembly_New_LED - 14W_TRC | 0 | 0 | 0 | 0 | 0 | 0 | 0 | 0 | 0 | 0 | 0 | 0 | 0 | 0 | 0 | 0 | 0 | 0 | 0 | 0
College and University | New | LED - 14W | 0.0071686 | 0.0070204 |  | 70.528 | 15 |  | 1.88 | 1.88 | bulb | 0 | 1.5689 | FAIL | FAIL | College and University_New_LED - 14W_RIM | 0 | 0 | 0 | 0 | 0 | 0 | 0 | 0 | 0 | 0 | 0 | 0 | 0 | 0 | 0 | 0 | 0 | 0 | 0 | 0 | College and University_New_LED - 14W_TRC | 0 | 0 | 0 | 0 | 0 | 0 | 0 | 0 | 0 | 0 | 0 | 0 | 0 | 0 | 0 | 0 | 0 | 0 | 0 | 0
Grocery | New | LED - 14W | 0.021364 | 5.7838e-06 |  | 88.704 | 15 |  | 1.88 | 1.88 | bulb | 0 | 1.9732 | FAIL | FAIL | Grocery_New_LED - 14W_RIM | 0 | 0 | 0 | 0 | 0 | 0 | 0 | 0 | 0 | 0 | 0 | 0 | 0 | 0 | 0 | 0 | 0 | 0 | 0 | 0 | Grocery_New_LED - 14W_TRC | 0 | 0 | 0 | 0 | 0 | 0 | 0 | 0 | 0 | 0 | 0 | 0 | 0 | 0 | 0 | 0 | 0 | 0 | 0 | 0
Healthcare | New | LED - 14W | 0.019302 | 0.0044629 |  | 80.448 | 15 |  | 1.88 | 1.88 | bulb | 0 | 1.7896 | FAIL | FAIL | Healthcare_New_LED - 14W_RIM | 0 | 0 | 0 | 0 | 0 | 0 | 0 | 0 | 0 | 0 | 0 | 0 | 0 | 0 | 0 | 0 | 0 | 0 | 0 | 0 | Healthcare_New_LED - 14W_TRC | 0 | 0 | 0 | 0 | 0 | 0 | 0 | 0 | 0 | 0 | 0 | 0 | 0 | 0 | 0 | 0 | 0 | 0 | 0 | 0
Hospitals | New | LED - 14W | 0.011062 | 0.010833 |  | 108.832 | 15 |  | 1.88 | 1.88 | bulb | 0 | 2.421 | FAIL | FAIL | Hospitals_New_LED - 14W_RIM | 0 | 0 | 0 | 0 | 0 | 0 | 0 | 0 | 0 | 0 | 0 | 0 | 0 | 0 | 0 | 0 | 0 | 0 | 0 | 0 | Hospitals_New_LED - 14W_TRC | 0 | 0 | 0 | 0 | 0 | 0 | 0 | 0 | 0 | 0 | 0 | 0 | 0 | 0 | 0 | 0 | 0 | 0 | 0 | 0
Institutional | New | LED - 14W | 0.012665 | 0.0029282 |  | 52.784 | 15 |  | 1.88 | 1.88 | bulb | 0 | 1.1742 | FAIL | FAIL | Institutional_New_LED - 14W_RIM | 0 | 0 | 0 | 0 | 0 | 0 | 0 | 0 | 0 | 0 | 0 | 0 | 0 | 0 | 0 | 0 | 0 | 0 | 0 | 0 | Institutional_New_LED - 14W_TRC | 0 | 0 | 0 | 0 | 0 | 0 | 0 | 0 | 0 | 0 | 0 | 0 | 0 | 0 | 0 | 0 | 0 | 0 | 0 | 0
Lodging/Hospitality | New | LED - 14W | 0.014466 | 3.9164e-06 |  | 60.064 | 15 |  | 1.88 | 1.88 | bulb | 0 | 1.3361 | FAIL | FAIL | Lodging/Hospitality_New_LED - 14W_RIM | 0 | 0 | 0 | 0 | 0 | 0 | 0 | 0 | 0 | 0 | 0 | 0 | 0 | 0 | 0 | 0 | 0 | 0 | 0 | 0 | Lodging/Hospitality_New_LED - 14W_TRC | 0 | 0 | 0 | 0 | 0 | 0 | 0 | 0 | 0 | 0 | 0 | 0 | 0 | 0 | 0 | 0 | 0 | 0 | 0 | 0
Miscellaneous | New | LED - 14W | 0.016922 | 0.0039125 |  | 70.528 | 15 |  | 1.88 | 1.88 | bulb | 0 | 1.5689 | FAIL | FAIL | Miscellaneous_New_LED - 14W_RIM | 0 | 0 | 0 | 0 | 0 | 0 | 0 | 0 | 0 | 0 | 0 | 0 | 0 | 0 | 0 | 0 | 0 | 0 | 0 | 0 | Miscellaneous_New_LED - 14W_TRC | 0 | 0 | 0 | 0 | 0 | 0 | 0 | 0 | 0 | 0 | 0 | 0 | 0 | 0 | 0 | 0 | 0 | 0 | 0 | 0
Offices | New | LED - 14W | 0.012488 | 0.0028874 |  | 52.048 | 15 |  | 1.88 | 1.88 | bulb | 0 | 1.1578 | FAIL | FAIL | Offices_New_LED - 14W_RIM | 0 | 0 | 0 | 0 | 0 | 0 | 0 | 0 | 0 | 0 | 0 | 0 | 0 | 0 | 0 | 0 | 0 | 0 | 0 | 0 | Offices_New_LED - 14W_TRC | 0 | 0 | 0 | 0 | 0 | 0 | 0 | 0 | 0 | 0 | 0 | 0 | 0 | 0 | 0 | 0 | 0 | 0 | 0 | 0
Restaurants | New | LED - 14W | 0.012937 | 3.5022e-06 |  | 53.712 | 15 |  | 1.88 | 1.88 | bulb | 0 | 1.1948 | FAIL | FAIL | Restaurants_New_LED - 14W_RIM | 0 | 0 | 0 | 0 | 0 | 0 | 0 | 0 | 0 | 0 | 0 | 0 | 0 | 0 | 0 | 0 | 0 | 0 | 0 | 0 | Restaurants_New_LED - 14W_TRC | 0 | 0 | 0 | 0 | 0 | 0 | 0 | 0 | 0 | 0 | 0 | 0 | 0 | 0 | 0 | 0 | 0 | 0 | 0 | 0
Retail | New | LED - 14W | 0.019206 | 5.1996e-06 |  | 79.744 | 15 |  | 1.88 | 1.88 | bulb | 0 | 1.7739 | FAIL | FAIL | Retail_New_LED - 14W_RIM | 0 | 0 | 0 | 0 | 0 | 0 | 0 | 0 | 0 | 0 | 0 | 0 | 0 | 0 | 0 | 0 | 0 | 0 | 0 | 0 | Retail_New_LED - 14W_TRC | 0 | 0 | 0 | 0 | 0 | 0 | 0 | 0 | 0 | 0 | 0 | 0 | 0 | 0 | 0 | 0 | 0 | 0 | 0 | 0
Schools K-12 | New | LED - 14W | 0.0091329 | 0.0021116 |  | 38.064 | 15 |  | 1.88 | 1.88 | bulb | 0 | 0.84673 | FAIL | FAIL | Schools K-12_New_LED - 14W_RIM | 0 | 0 | 0 | 0 | 0 | 0 | 0 | 0 | 0 | 0 | 0 | 0 | 0 | 0 | 0 | 0 | 0 | 0 | 0 | 0 | Schools K-12_New_LED - 14W_TRC | 0 | 0 | 0 | 0 | 0 | 0 | 0 | 0 | 0 | 0 | 0 | 0 | 0 | 0 | 0 | 0 | 0 | 0 | 0 | 0
Warehouse | New | LED - 14W | 0.01468 | 0.0033942 |  | 61.184 | 15 |  | 1.88 | 1.88 | bulb | 0 | 1.361 | FAIL | FAIL | Warehouse_New_LED - 14W_RIM | 0 | 0 | 0 | 0 | 0 | 0 | 0 | 0 | 0 | 0 | 0 | 0 | 0 | 0 | 0 | 0 | 0 | 0 | 0 | 0 | Warehouse_New_LED - 14W_TRC | 0 | 0 | 0 | 0 | 0 | 0 | 0 | 0 | 0 | 0 | 0 | 0 | 0 | 0 | 0 | 0 | 0 | 0 | 0 | 0
Assembly | Turnover | LED Display Lighting (Interior) | 0.066388 | 0.014997 |  | 270.344 | 15 |  | 35 | 35 | fixture | 0 | 6.0138 | FAIL | FAIL | Assembly_Turnover_LED Display Lighting (Interior)_RIM | 0 | 0 | 0 | 0 | 0 | 0 | 0 | 0 | 0 | 0 | 0 | 0 | 0 | 0 | 0 | 0 | 0 | 0 | 0 | 0 | Assembly_Turnover_LED Display Lighting (Interior)_TRC | 0 | 0 | 0 | 0 | 0 | 0 | 0 | 0 | 0 | 0 | 0 | 0 | 0 | 0 | 0 | 0 | 0 | 0 | 0 | 0
College and University | Turnover | LED Display Lighting (Interior) | 0.043517 | 0.04079 |  | 414.352 | 15 |  | 35 | 35 | fixture | 0 | 9.2172 | FAIL | FAIL | College and University_Turnover_LED Display Lighting (Interior)_RIM | 0 | 0 | 0 | 0 | 0 | 0 | 0 | 0 | 0 | 0 | 0 | 0 | 0 | 0 | 0 | 0 | 0 | 0 | 0 | 0 | College and University_Turnover_LED Display Lighting (Interior)_TRC | 0 | 0 | 0 | 0 | 0 | 0 | 0 | 0 | 0 | 0 | 0 | 0 | 0 | 0 | 0 | 0 | 0 | 0 | 0 | 0
Grocery | Turnover | LED Display Lighting (Interior) | 0.1264 | 9.1014e-06 |  | 521.136 | 15 |  | 35 | 35 | fixture | 0 | 11.5927 | FAIL | FAIL | Grocery_Turnover_LED Display Lighting (Interior)_RIM | 0 | 0 | 0 | 0 | 0 | 0 | 0 | 0 | 0 | 0 | 0 | 0 | 0 | 0 | 0 | 0 | 0 | 0 | 0 | 0 | Grocery_Turnover_LED Display Lighting (Interior)_TRC | 0 | 0 | 0 | 0 | 0 | 0 | 0 | 0 | 0 | 0 | 0 | 0 | 0 | 0 | 0 | 0 | 0 | 0 | 0 | 0
Healthcare | Turnover | LED Display Lighting (Interior) | 0.11606 | 0.026219 |  | 472.632 | 15 |  | 35 | 35 | fixture | 0 | 10.5137 | FAIL | FAIL | Healthcare_Turnover_LED Display Lighting (Interior)_RIM | 0 | 0 | 0 | 0 | 0 | 0 | 0 | 0 | 0 | 0 | 0 | 0 | 0 | 0 | 0 | 0 | 0 | 0 | 0 | 0 | Healthcare_Turnover_LED Display Lighting (Interior)_TRC | 0 | 0 | 0 | 0 | 0 | 0 | 0 | 0 | 0 | 0 | 0 | 0 | 0 | 0 | 0 | 0 | 0 | 0 | 0 | 0
Hospitals | Turnover | LED Display Lighting (Interior) | 0.067152 | 0.062943 |  | 639.388 | 15 |  | 35 | 35 | fixture | 0 | 14.2232 | FAIL | FAIL | Hospitals_Turnover_LED Display Lighting (Interior)_RIM | 0 | 0 | 0 | 0 | 0 | 0 | 0 | 0 | 0 | 0 | 0 | 0 | 0 | 0 | 0 | 0 | 0 | 0 | 0 | 0 | Hospitals_Turnover_LED Display Lighting (Interior)_TRC | 0 | 0 | 0 | 0 | 0 | 0 | 0 | 0 | 0 | 0 | 0 | 0 | 0 | 0 | 0 | 0 | 0 | 0 | 0 | 0
Institutional | Turnover | LED Display Lighting (Interior) | 0.076152 | 0.017203 |  | 310.106 | 15 |  | 35 | 35 | fixture | 0 | 6.8983 | FAIL | FAIL | Institutional_Turnover_LED Display Lighting (Interior)_RIM | 0 | 0 | 0 | 0 | 0 | 0 | 0 | 0 | 0 | 0 | 0 | 0 | 0 | 0 | 0 | 0 | 0 | 0 | 0 | 0 | Institutional_Turnover_LED Display Lighting (Interior)_TRC | 0 | 0 | 0 | 0 | 0 | 0 | 0 | 0 | 0 | 0 | 0 | 0 | 0 | 0 | 0 | 0 | 0 | 0 | 0 | 0
Lodging/Hospitality | Turnover | LED Display Lighting (Interior) | 0.085589 | 6.1628e-06 |  | 352.876 | 15 |  | 35 | 35 | fixture | 0 | 7.8497 | FAIL | FAIL | Lodging/Hospitality_Turnover_LED Display Lighting (Interior)_RIM | 0 | 0 | 0 | 0 | 0 | 0 | 0 | 0 | 0 | 0 | 0 | 0 | 0 | 0 | 0 | 0 | 0 | 0 | 0 | 0 | Lodging/Hospitality_Turnover_LED Display Lighting (Interior)_TRC | 0 | 0 | 0 | 0 | 0 | 0 | 0 | 0 | 0 | 0 | 0 | 0 | 0 | 0 | 0 | 0 | 0 | 0 | 0 | 0
Miscellaneous | Turnover | LED Display Lighting (Interior) | 0.10175 | 0.022986 |  | 414.352 | 15 |  | 35 | 35 | fixture | 0 | 9.2172 | FAIL | FAIL | Miscellaneous_Turnover_LED Display Lighting (Interior)_RIM | 0 | 0 | 0 | 0 | 0 | 0 | 0 | 0 | 0 | 0 | 0 | 0 | 0 | 0 | 0 | 0 | 0 | 0 | 0 | 0 | Miscellaneous_Turnover_LED Display Lighting (Interior)_TRC | 0 | 0 | 0 | 0 | 0 | 0 | 0 | 0 | 0 | 0 | 0 | 0 | 0 | 0 | 0 | 0 | 0 | 0 | 0 | 0
Offices | Turnover | LED Display Lighting (Interior) | 0.07509 | 0.016963 |  | 305.782 | 15 |  | 35 | 35 | fixture | 0 | 6.8021 | FAIL | FAIL | Offices_Turnover_LED Display Lighting (Interior)_RIM | 0 | 0 | 0 | 0 | 0 | 0 | 0 | 0 | 0 | 0 | 0 | 0 | 0 | 0 | 0 | 0 | 0 | 0 | 0 | 0 | Offices_Turnover_LED Display Lighting (Interior)_TRC | 0 | 0 | 0 | 0 | 0 | 0 | 0 | 0 | 0 | 0 | 0 | 0 | 0 | 0 | 0 | 0 | 0 | 0 | 0 | 0
Restaurants | Turnover | LED Display Lighting (Interior) | 0.076537 | 5.511e-06 |  | 315.558 | 15 |  | 35 | 35 | fixture | 0 | 7.0196 | FAIL | FAIL | Restaurants_Turnover_LED Display Lighting (Interior)_RIM | 0 | 0 | 0 | 0 | 0 | 0 | 0 | 0 | 0 | 0 | 0 | 0 | 0 | 0 | 0 | 0 | 0 | 0 | 0 | 0 | Restaurants_Turnover_LED Display Lighting (Interior)_TRC | 0 | 0 | 0 | 0 | 0 | 0 | 0 | 0 | 0 | 0 | 0 | 0 | 0 | 0 | 0 | 0 | 0 | 0 | 0 | 0
Retail | Turnover | LED Display Lighting (Interior) | 0.11363 | 8.182e-06 |  | 468.496 | 15 |  | 35 | 35 | fixture | 0 | 10.4217 | FAIL | FAIL | Retail_Turnover_LED Display Lighting (Interior)_RIM | 0 | 0 | 0 | 0 | 0 | 0 | 0 | 0 | 0 | 0 | 0 | 0 | 0 | 0 | 0 | 0 | 0 | 0 | 0 | 0 | Retail_Turnover_LED Display Lighting (Interior)_TRC | 0 | 0 | 0 | 0 | 0 | 0 | 0 | 0 | 0 | 0 | 0 | 0 | 0 | 0 | 0 | 0 | 0 | 0 | 0 | 0
Schools K-12 | Turnover | LED Display Lighting (Interior) | 0.054915 | 0.012405 |  | 223.626 | 15 |  | 35 | 35 | fixture | 0 | 4.9746 | FAIL | FAIL | Schools K-12_Turnover_LED Display Lighting (Interior)_RIM | 0 | 0 | 0 | 0 | 0 | 0 | 0 | 0 | 0 | 0 | 0 | 0 | 0 | 0 | 0 | 0 | 0 | 0 | 0 | 0 | Schools K-12_Turnover_LED Display Lighting (Interior)_TRC | 0 | 0 | 0 | 0 | 0 | 0 | 0 | 0 | 0 | 0 | 0 | 0 | 0 | 0 | 0 | 0 | 0 | 0 | 0 | 0
Warehouse | Turnover | LED Display Lighting (Interior) | 0.08827 | 0.01994 |  | 359.456 | 15 |  | 35 | 35 | fixture | 0 | 7.9961 | FAIL | FAIL | Warehouse_Turnover_LED Display Lighting (Interior)_RIM | 0 | 0 | 0 | 0 | 0 | 0 | 0 | 0 | 0 | 0 | 0 | 0 | 0 | 0 | 0 | 0 | 0 | 0 | 0 | 0 | Warehouse_Turnover_LED Display Lighting (Interior)_TRC | 0 | 0 | 0 | 0 | 0 | 0 | 0 | 0 | 0 | 0 | 0 | 0 | 0 | 0 | 0 | 0 | 0 | 0 | 0 | 0
Assembly | New | LED Display Lighting (Interior) | 0.066388 | 0.014997 |  | 270.344 | 15 |  | 35 | 35 | fixture | 0 | 6.0138 | FAIL | FAIL | Assembly_New_LED Display Lighting (Interior)_RIM | 0 | 0 | 0 | 0 | 0 | 0 | 0 | 0 | 0 | 0 | 0 | 0 | 0 | 0 | 0 | 0 | 0 | 0 | 0 | 0 | Assembly_New_LED Display Lighting (Interior)_TRC | 0 | 0 | 0 | 0 | 0 | 0 | 0 | 0 | 0 | 0 | 0 | 0 | 0 | 0 | 0 | 0 | 0 | 0 | 0 | 0
College and University | New | LED Display Lighting (Interior) | 0.043517 | 0.04079 |  | 414.352 | 15 |  | 35 | 35 | fixture | 0 | 9.2172 | FAIL | FAIL | College and University_New_LED Display Lighting (Interior)_RIM | 0 | 0 | 0 | 0 | 0 | 0 | 0 | 0 | 0 | 0 | 0 | 0 | 0 | 0 | 0 | 0 | 0 | 0 | 0 | 0 | College and University_New_LED Display Lighting (Interior)_TRC | 0 | 0 | 0 | 0 | 0 | 0 | 0 | 0 | 0 | 0 | 0 | 0 | 0 | 0 | 0 | 0 | 0 | 0 | 0 | 0
Grocery | New | LED Display Lighting (Interior) | 0.1264 | 9.1014e-06 |  | 521.136 | 15 |  | 35 | 35 | fixture | 0 | 11.5927 | FAIL | FAIL | Grocery_New_LED Display Lighting (Interior)_RIM | 0 | 0 | 0 | 0 | 0 | 0 | 0 | 0 | 0 | 0 | 0 | 0 | 0 | 0 | 0 | 0 | 0 | 0 | 0 | 0 | Grocery_New_LED Display Lighting (Interior)_TRC | 0 | 0 | 0 | 0 | 0 | 0 | 0 | 0 | 0 | 0 | 0 | 0 | 0 | 0 | 0 | 0 | 0 | 0 | 0 | 0
Healthcare | New | LED Display Lighting (Interior) | 0.11606 | 0.026219 |  | 472.632 | 15 |  | 35 | 35 | fixture | 0 | 10.5137 | FAIL | FAIL | Healthcare_New_LED Display Lighting (Interior)_RIM | 0 | 0 | 0 | 0 | 0 | 0 | 0 | 0 | 0 | 0 | 0 | 0 | 0 | 0 | 0 | 0 | 0 | 0 | 0 | 0 | Healthcare_New_LED Display Lighting (Interior)_TRC | 0 | 0 | 0 | 0 | 0 | 0 | 0 | 0 | 0 | 0 | 0 | 0 | 0 | 0 | 0 | 0 | 0 | 0 | 0 | 0
Hospitals | New | LED Display Lighting (Interior) | 0.067152 | 0.062943 |  | 639.388 | 15 |  | 35 | 35 | fixture | 0 | 14.2232 | FAIL | FAIL | Hospitals_New_LED Display Lighting (Interior)_RIM | 0 | 0 | 0 | 0 | 0 | 0 | 0 | 0 | 0 | 0 | 0 | 0 | 0 | 0 | 0 | 0 | 0 | 0 | 0 | 0 | Hospitals_New_LED Display Lighting (Interior)_TRC | 0 | 0 | 0 | 0 | 0 | 0 | 0 | 0 | 0 | 0 | 0 | 0 | 0 | 0 | 0 | 0 | 0 | 0 | 0 | 0
Institutional | New | LED Display Lighting (Interior) | 0.076152 | 0.017203 |  | 310.106 | 15 |  | 35 | 35 | fixture | 0 | 6.8983 | FAIL | FAIL | Institutional_New_LED Display Lighting (Interior)_RIM | 0 | 0 | 0 | 0 | 0 | 0 | 0 | 0 | 0 | 0 | 0 | 0 | 0 | 0 | 0 | 0 | 0 | 0 | 0 | 0 | Institutional_New_LED Display Lighting (Interior)_TRC | 0 | 0 | 0 | 0 | 0 | 0 | 0 | 0 | 0 | 0 | 0 | 0 | 0 | 0 | 0 | 0 | 0 | 0 | 0 | 0
Lodging/Hospitality | New | LED Display Lighting (Interior) | 0.085589 | 6.1628e-06 |  | 352.876 | 15 |  | 35 | 35 | fixture | 0 | 7.8497 | FAIL | FAIL | Lodging/Hospitality_New_LED Display Lighting (Interior)_RIM | 0 | 0 | 0 | 0 | 0 | 0 | 0 | 0 | 0 | 0 | 0 | 0 | 0 | 0 | 0 | 0 | 0 | 0 | 0 | 0 | Lodging/Hospitality_New_LED Display Lighting (Interior)_TRC | 0 | 0 | 0 | 0 | 0 | 0 | 0 | 0 | 0 | 0 | 0 | 0 | 0 | 0 | 0 | 0 | 0 | 0 | 0 | 0
Miscellaneous | New | LED Display Lighting (Interior) | 0.10175 | 0.022986 |  | 414.352 | 15 |  | 35 | 35 | fixture | 0 | 9.2172 | FAIL | FAIL | Miscellaneous_New_LED Display Lighting (Interior)_RIM | 0 | 0 | 0 | 0 | 0 | 0 | 0 | 0 | 0 | 0 | 0 | 0 | 0 | 0 | 0 | 0 | 0 | 0 | 0 | 0 | Miscellaneous_New_LED Display Lighting (Interior)_TRC | 0 | 0 | 0 | 0 | 0 | 0 | 0 | 0 | 0 | 0 | 0 | 0 | 0 | 0 | 0 | 0 | 0 | 0 | 0 | 0
Offices | New | LED Display Lighting (Interior) | 0.07509 | 0.016963 |  | 305.782 | 15 |  | 35 | 35 | fixture | 0 | 6.8021 | FAIL | FAIL | Offices_New_LED Display Lighting (Interior)_RIM | 0 | 0 | 0 | 0 | 0 | 0 | 0 | 0 | 0 | 0 | 0 | 0 | 0 | 0 | 0 | 0 | 0 | 0 | 0 | 0 | Offices_New_LED Display Lighting (Interior)_TRC | 0 | 0 | 0 | 0 | 0 | 0 | 0 | 0 | 0 | 0 | 0 | 0 | 0 | 0 | 0 | 0 | 0 | 0 | 0 | 0
Restaurants | New | LED Display Lighting (Interior) | 0.076537 | 5.511e-06 |  | 315.558 | 15 |  | 35 | 35 | fixture | 0 | 7.0196 | FAIL | FAIL | Restaurants_New_LED Display Lighting (Interior)_RIM | 0 | 0 | 0 | 0 | 0 | 0 | 0 | 0 | 0 | 0 | 0 | 0 | 0 | 0 | 0 | 0 | 0 | 0 | 0 | 0 | Restaurants_New_LED Display Lighting (Interior)_TRC | 0 | 0 | 0 | 0 | 0 | 0 | 0 | 0 | 0 | 0 | 0 | 0 | 0 | 0 | 0 | 0 | 0 | 0 | 0 | 0
Retail | New | LED Display Lighting (Interior) | 0.11363 | 8.182e-06 |  | 468.496 | 15 |  | 35 | 35 | fixture | 0 | 10.4217 | FAIL | FAIL | Retail_New_LED Display Lighting (Interior)_RIM | 0 | 0 | 0 | 0 | 0 | 0 | 0 | 0 | 0 | 0 | 0 | 0 | 0 | 0 | 0 | 0 | 0 | 0 | 0 | 0 | Retail_New_LED Display Lighting (Interior)_TRC | 0 | 0 | 0 | 0 | 0 | 0 | 0 | 0 | 0 | 0 | 0 | 0 | 0 | 0 | 0 | 0 | 0 | 0 | 0 | 0
Schools K-12 | New | LED Display Lighting (Interior) | 0.054915 | 0.012405 |  | 223.626 | 15 |  | 35 | 35 | fixture | 0 | 4.9746 | FAIL | FAIL | Schools K-12_New_LED Display Lighting (Interior)_RIM | 0 | 0 | 0 | 0 | 0 | 0 | 0 | 0 | 0 | 0 | 0 | 0 | 0 | 0 | 0 | 0 | 0 | 0 | 0 | 0 | Schools K-12_New_LED Display Lighting (Interior)_TRC | 0 | 0 | 0 | 0 | 0 | 0 | 0 | 0 | 0 | 0 | 0 | 0 | 0 | 0 | 0 | 0 | 0 | 0 | 0 | 0
Warehouse | New | LED Display Lighting (Interior) | 0.08827 | 0.01994 |  | 359.456 | 15 |  | 35 | 35 | fixture | 0 | 7.9961 | FAIL | FAIL | Warehouse_New_LED Display Lighting (Interior)_RIM | 0 | 0 | 0 | 0 | 0 | 0 | 0 | 0 | 0 | 0 | 0 | 0 | 0 | 0 | 0 | 0 | 0 | 0 | 0 | 0 | Warehouse_New_LED Display Lighting (Interior)_TRC | 0 | 0 | 0 | 0 | 0 | 0 | 0 | 0 | 0 | 0 | 0 | 0 | 0 | 0 | 0 | 0 | 0 | 0 | 0 | 0
Assembly | Turnover | LED Linear - Fixture Replacement | 0.05923 | 0.01355 |  | 244.345 | 15 |  | 20 | 20 | fixture | 0 | 5.4354 | FAIL | FAIL | Assembly_Turnover_LED Linear - Fixture Replacement_RIM | 0 | 0 | 0 | 0 | 0 | 0 | 0 | 0 | 0 | 0 | 0 | 0 | 0 | 0 | 0 | 0 | 0 | 0 | 0 | 0 | Assembly_Turnover_LED Linear - Fixture Replacement_TRC | 0 | 0 | 0 | 0 | 0 | 0 | 0 | 0 | 0 | 0 | 0 | 0 | 0 | 0 | 0 | 0 | 0 | 0 | 0 | 0
College and University | Turnover | LED Linear - Fixture Replacement | 0.039245 | 0.036402 |  | 374.5037 | 15 |  | 20 | 20 | fixture | 0 | 8.3308 | FAIL | FAIL | College and University_Turnover_LED Linear - Fixture Replacement_RIM | 0 | 0 | 0 | 0 | 0 | 0 | 0 | 0 | 0 | 0 | 0 | 0 | 0 | 0 | 0 | 0 | 0 | 0 | 0 | 0 | College and University_Turnover_LED Linear - Fixture Replacement_TRC | 0 | 0 | 0 | 0 | 0 | 0 | 0 | 0 | 0 | 0 | 0 | 0 | 0 | 0 | 0 | 0 | 0 | 0 | 0 | 0
Grocery | Turnover | LED Linear - Fixture Replacement | 0.11487 | 6.293e-06 |  | 471.0182 | 15 |  | 20 | 20 | fixture | 0 | 10.4778 | FAIL | FAIL | Grocery_Turnover_LED Linear - Fixture Replacement_RIM | 0 | 0 | 0 | 0 | 0 | 0 | 0 | 0 | 0 | 0 | 0 | 0 | 0 | 0 | 0 | 0 | 0 | 0 | 0 | 0 | Grocery_Turnover_LED Linear - Fixture Replacement_TRC | 0 | 0 | 0 | 0 | 0 | 0 | 0 | 0 | 0 | 0 | 0 | 0 | 0 | 0 | 0 | 0 | 0 | 0 | 0 | 0
Healthcare | Turnover | LED Linear - Fixture Replacement | 0.10355 | 0.023688 |  | 427.1789 | 15 |  | 20 | 20 | fixture | 0 | 9.5026 | FAIL | FAIL | Healthcare_Turnover_LED Linear - Fixture Replacement_RIM | 0 | 0 | 0 | 0 | 0 | 0 | 0 | 0 | 0 | 0 | 0 | 0 | 0 | 0 | 0 | 0 | 0 | 0 | 0 | 0 | Healthcare_Turnover_LED Linear - Fixture Replacement_TRC | 0 | 0 | 0 | 0 | 0 | 0 | 0 | 0 | 0 | 0 | 0 | 0 | 0 | 0 | 0 | 0 | 0 | 0 | 0 | 0
Hospitals | Turnover | LED Linear - Fixture Replacement | 0.060559 | 0.056172 |  | 577.8979 | 15 |  | 20 | 20 | fixture | 0 | 12.8553 | FAIL | FAIL | Hospitals_Turnover_LED Linear - Fixture Replacement_RIM | 0 | 0 | 0 | 0 | 0 | 0 | 0 | 0 | 0 | 0 | 0 | 0 | 0 | 0 | 0 | 0 | 0 | 0 | 0 | 0 | Hospitals_Turnover_LED Linear - Fixture Replacement_TRC | 0 | 0 | 0 | 0 | 0 | 0 | 0 | 0 | 0 | 0 | 0 | 0 | 0 | 0 | 0 | 0 | 0 | 0 | 0 | 0
Institutional | Turnover | LED Linear - Fixture Replacement | 0.067942 | 0.015543 |  | 280.283 | 15 |  | 20 | 20 | fixture | 0 | 6.2349 | FAIL | FAIL | Institutional_Turnover_LED Linear - Fixture Replacement_RIM | 0 | 0 | 0 | 0 | 0 | 0 | 0 | 0 | 0 | 0 | 0 | 0 | 0 | 0 | 0 | 0 | 0 | 0 | 0 | 0 | Institutional_Turnover_LED Linear - Fixture Replacement_TRC | 0 | 0 | 0 | 0 | 0 | 0 | 0 | 0 | 0 | 0 | 0 | 0 | 0 | 0 | 0 | 0 | 0 | 0 | 0 | 0
Lodging/Hospitality | Turnover | LED Linear - Fixture Replacement | 0.07778 | 4.2611e-06 |  | 318.9398 | 15 |  | 20 | 20 | fixture | 0 | 7.0948 | FAIL | FAIL | Lodging/Hospitality_Turnover_LED Linear - Fixture Replacement_RIM | 0 | 0 | 0 | 0 | 0 | 0 | 0 | 0 | 0 | 0 | 0 | 0 | 0 | 0 | 0 | 0 | 0 | 0 | 0 | 0 | Lodging/Hospitality_Turnover_LED Linear - Fixture Replacement_TRC | 0 | 0 | 0 | 0 | 0 | 0 | 0 | 0 | 0 | 0 | 0 | 0 | 0 | 0 | 0 | 0 | 0 | 0 | 0 | 0
Miscellaneous | Turnover | LED Linear - Fixture Replacement | 0.090781 | 0.020767 |  | 374.5037 | 15 |  | 20 | 20 | fixture | 0 | 8.3308 | FAIL | FAIL | Miscellaneous_Turnover_LED Linear - Fixture Replacement_RIM | 0 | 0 | 0 | 0 | 0 | 0 | 0 | 0 | 0 | 0 | 0 | 0 | 0 | 0 | 0 | 0 | 0 | 0 | 0 | 0 | Miscellaneous_Turnover_LED Linear - Fixture Replacement_TRC | 0 | 0 | 0 | 0 | 0 | 0 | 0 | 0 | 0 | 0 | 0 | 0 | 0 | 0 | 0 | 0 | 0 | 0 | 0 | 0
Offices | Turnover | LED Linear - Fixture Replacement | 0.066994 | 0.015326 |  | 276.3749 | 15 |  | 20 | 20 | fixture | 0 | 6.1479 | FAIL | FAIL | Offices_Turnover_LED Linear - Fixture Replacement_RIM | 0 | 0 | 0 | 0 | 0 | 0 | 0 | 0 | 0 | 0 | 0 | 0 | 0 | 0 | 0 | 0 | 0 | 0 | 0 | 0 | Offices_Turnover_LED Linear - Fixture Replacement_TRC | 0 | 0 | 0 | 0 | 0 | 0 | 0 | 0 | 0 | 0 | 0 | 0 | 0 | 0 | 0 | 0 | 0 | 0 | 0 | 0
Restaurants | Turnover | LED Linear - Fixture Replacement | 0.069555 | 3.8105e-06 |  | 285.2107 | 15 |  | 20 | 20 | fixture | 0 | 6.3445 | FAIL | FAIL | Restaurants_Turnover_LED Linear - Fixture Replacement_RIM | 0 | 0 | 0 | 0 | 0 | 0 | 0 | 0 | 0 | 0 | 0 | 0 | 0 | 0 | 0 | 0 | 0 | 0 | 0 | 0 | Restaurants_Turnover_LED Linear - Fixture Replacement_TRC | 0 | 0 | 0 | 0 | 0 | 0 | 0 | 0 | 0 | 0 | 0 | 0 | 0 | 0 | 0 | 0 | 0 | 0 | 0 | 0
Retail | Turnover | LED Linear - Fixture Replacement | 0.10326 | 5.6573e-06 |  | 423.4406 | 15 |  | 20 | 20 | fixture | 0 | 9.4194 | FAIL | FAIL | Retail_Turnover_LED Linear - Fixture Replacement_RIM | 0 | 0 | 0 | 0 | 0 | 0 | 0 | 0 | 0 | 0 | 0 | 0 | 0 | 0 | 0 | 0 | 0 | 0 | 0 | 0 | Retail_Turnover_LED Linear - Fixture Replacement_TRC | 0 | 0 | 0 | 0 | 0 | 0 | 0 | 0 | 0 | 0 | 0 | 0 | 0 | 0 | 0 | 0 | 0 | 0 | 0 | 0
Schools K-12 | Turnover | LED Linear - Fixture Replacement | 0.048995 | 0.011208 |  | 202.1198 | 15 |  | 20 | 20 | fixture | 0 | 4.4961 | FAIL | FAIL | Schools K-12_Turnover_LED Linear - Fixture Replacement_RIM | 0 | 0 | 0 | 0 | 0 | 0 | 0 | 0 | 0 | 0 | 0 | 0 | 0 | 0 | 0 | 0 | 0 | 0 | 0 | 0 | Schools K-12_Turnover_LED Linear - Fixture Replacement_TRC | 0 | 0 | 0 | 0 | 0 | 0 | 0 | 0 | 0 | 0 | 0 | 0 | 0 | 0 | 0 | 0 | 0 | 0 | 0 | 0
Warehouse | Turnover | LED Linear - Fixture Replacement | 0.078754 | 0.018016 |  | 324.887 | 15 |  | 20 | 20 | fixture | 0 | 7.2271 | FAIL | FAIL | Warehouse_Turnover_LED Linear - Fixture Replacement_RIM | 0 | 0 | 0 | 0 | 0 | 0 | 0 | 0 | 0 | 0 | 0 | 0 | 0 | 0 | 0 | 0 | 0 | 0 | 0 | 0 | Warehouse_Turnover_LED Linear - Fixture Replacement_TRC | 0 | 0 | 0 | 0 | 0 | 0 | 0 | 0 | 0 | 0 | 0 | 0 | 0 | 0 | 0 | 0 | 0 | 0 | 0 | 0
Assembly | New | LED Linear - Fixture Replacement | 0.05923 | 0.01355 |  | 244.345 | 15 |  | 20 | 20 | fixture | 0 | 5.4354 | FAIL | FAIL | Assembly_New_LED Linear - Fixture Replacement_RIM | 0 | 0 | 0 | 0 | 0 | 0 | 0 | 0 | 0 | 0 | 0 | 0 | 0 | 0 | 0 | 0 | 0 | 0 | 0 | 0 | Assembly_New_LED Linear - Fixture Replacement_TRC | 0 | 0 | 0 | 0 | 0 | 0 | 0 | 0 | 0 | 0 | 0 | 0 | 0 | 0 | 0 | 0 | 0 | 0 | 0 | 0
College and University | New | LED Linear - Fixture Replacement | 0.039245 | 0.036402 |  | 374.5037 | 15 |  | 20 | 20 | fixture | 0 | 8.3308 | FAIL | FAIL | College and University_New_LED Linear - Fixture Replacement_RIM | 0 | 0 | 0 | 0 | 0 | 0 | 0 | 0 | 0 | 0 | 0 | 0 | 0 | 0 | 0 | 0 | 0 | 0 | 0 | 0 | College and University_New_LED Linear - Fixture Replacement_TRC | 0 | 0 | 0 | 0 | 0 | 0 | 0 | 0 | 0 | 0 | 0 | 0 | 0 | 0 | 0 | 0 | 0 | 0 | 0 | 0
Grocery | New | LED Linear - Fixture Replacement | 0.11487 | 6.293e-06 |  | 471.0182 | 15 |  | 20 | 20 | fixture | 0 | 10.4778 | FAIL | FAIL | Grocery_New_LED Linear - Fixture Replacement_RIM | 0 | 0 | 0 | 0 | 0 | 0 | 0 | 0 | 0 | 0 | 0 | 0 | 0 | 0 | 0 | 0 | 0 | 0 | 0 | 0 | Grocery_New_LED Linear - Fixture Replacement_TRC | 0 | 0 | 0 | 0 | 0 | 0 | 0 | 0 | 0 | 0 | 0 | 0 | 0 | 0 | 0 | 0 | 0 | 0 | 0 | 0
Healthcare | New | LED Linear - Fixture Replacement | 0.10355 | 0.023688 |  | 427.1789 | 15 |  | 20 | 20 | fixture | 0 | 9.5026 | FAIL | FAIL | Healthcare_New_LED Linear - Fixture Replacement_RIM | 0 | 0 | 0 | 0 | 0 | 0 | 0 | 0 | 0 | 0 | 0 | 0 | 0 | 0 | 0 | 0 | 0 | 0 | 0 | 0 | Healthcare_New_LED Linear - Fixture Replacement_TRC | 0 | 0 | 0 | 0 | 0 | 0 | 0 | 0 | 0 | 0 | 0 | 0 | 0 | 0 | 0 | 0 | 0 | 0 | 0 | 0
Hospitals | New | LED Linear - Fixture Replacement | 0.060559 | 0.056172 |  | 577.8979 | 15 |  | 20 | 20 | fixture | 0 | 12.8553 | FAIL | FAIL | Hospitals_New_LED Linear - Fixture Replacement_RIM | 0 | 0 | 0 | 0 | 0 | 0 | 0 | 0 | 0 | 0 | 0 | 0 | 0 | 0 | 0 | 0 | 0 | 0 | 0 | 0 | Hospitals_New_LED Linear - Fixture Replacement_TRC | 0 | 0 | 0 | 0 | 0 | 0 | 0 | 0 | 0 | 0 | 0 | 0 | 0 | 0 | 0 | 0 | 0 | 0 | 0 | 0
Institutional | New | LED Linear - Fixture Replacement | 0.067942 | 0.015543 |  | 280.283 | 15 |  | 20 | 20 | fixture | 0 | 6.2349 | FAIL | FAIL | Institutional_New_LED Linear - Fixture Replacement_RIM | 0 | 0 | 0 | 0 | 0 | 0 | 0 | 0 | 0 | 0 | 0 | 0 | 0 | 0 | 0 | 0 | 0 | 0 | 0 | 0 | Institutional_New_LED Linear - Fixture Replacement_TRC | 0 | 0 | 0 | 0 | 0 | 0 | 0 | 0 | 0 | 0 | 0 | 0 | 0 | 0 | 0 | 0 | 0 | 0 | 0 | 0
Lodging/Hospitality | New | LED Linear - Fixture Replacement | 0.07778 | 4.2611e-06 |  | 318.9398 | 15 |  | 20 | 20 | fixture | 0 | 7.0948 | FAIL | FAIL | Lodging/Hospitality_New_LED Linear - Fixture Replacement_RIM | 0 | 0 | 0 | 0 | 0 | 0 | 0 | 0 | 0 | 0 | 0 | 0 | 0 | 0 | 0 | 0 | 0 | 0 | 0 | 0 | Lodging/Hospitality_New_LED Linear - Fixture Replacement_TRC | 0 | 0 | 0 | 0 | 0 | 0 | 0 | 0 | 0 | 0 | 0 | 0 | 0 | 0 | 0 | 0 | 0 | 0 | 0 | 0
Miscellaneous | New | LED Linear - Fixture Replacement | 0.090781 | 0.020767 |  | 374.5037 | 15 |  | 20 | 20 | fixture | 0 | 8.3308 | FAIL | FAIL | Miscellaneous_New_LED Linear - Fixture Replacement_RIM | 0 | 0 | 0 | 0 | 0 | 0 | 0 | 0 | 0 | 0 | 0 | 0 | 0 | 0 | 0 | 0 | 0 | 0 | 0 | 0 | Miscellaneous_New_LED Linear - Fixture Replacement_TRC | 0 | 0 | 0 | 0 | 0 | 0 | 0 | 0 | 0 | 0 | 0 | 0 | 0 | 0 | 0 | 0 | 0 | 0 | 0 | 0
Offices | New | LED Linear - Fixture Replacement | 0.066994 | 0.015326 |  | 276.3749 | 15 |  | 20 | 20 | fixture | 0 | 6.1479 | FAIL | FAIL | Offices_New_LED Linear - Fixture Replacement_RIM | 0 | 0 | 0 | 0 | 0 | 0 | 0 | 0 | 0 | 0 | 0 | 0 | 0 | 0 | 0 | 0 | 0 | 0 | 0 | 0 | Offices_New_LED Linear - Fixture Replacement_TRC | 0 | 0 | 0 | 0 | 0 | 0 | 0 | 0 | 0 | 0 | 0 | 0 | 0 | 0 | 0 | 0 | 0 | 0 | 0 | 0
Restaurants | New | LED Linear - Fixture Replacement | 0.069555 | 3.8105e-06 |  | 285.2107 | 15 |  | 20 | 20 | fixture | 0 | 6.3445 | FAIL | FAIL | Restaurants_New_LED Linear - Fixture Replacement_RIM | 0 | 0 | 0 | 0 | 0 | 0 | 0 | 0 | 0 | 0 | 0 | 0 | 0 | 0 | 0 | 0 | 0 | 0 | 0 | 0 | Restaurants_New_LED Linear - Fixture Replacement_TRC | 0 | 0 | 0 | 0 | 0 | 0 | 0 | 0 | 0 | 0 | 0 | 0 | 0 | 0 | 0 | 0 | 0 | 0 | 0 | 0
Retail | New | LED Linear - Fixture Replacement | 0.10326 | 5.6573e-06 |  | 423.4406 | 15 |  | 20 | 20 | fixture | 0 | 9.4194 | FAIL | FAIL | Retail_New_LED Linear - Fixture Replacement_RIM | 0 | 0 | 0 | 0 | 0 | 0 | 0 | 0 | 0 | 0 | 0 | 0 | 0 | 0 | 0 | 0 | 0 | 0 | 0 | 0 | Retail_New_LED Linear - Fixture Replacement_TRC | 0 | 0 | 0 | 0 | 0 | 0 | 0 | 0 | 0 | 0 | 0 | 0 | 0 | 0 | 0 | 0 | 0 | 0 | 0 | 0
Schools K-12 | New | LED Linear - Fixture Replacement | 0.048995 | 0.011208 |  | 202.1198 | 15 |  | 20 | 20 | fixture | 0 | 4.4961 | FAIL | FAIL | Schools K-12_New_LED Linear - Fixture Replacement_RIM | 0 | 0 | 0 | 0 | 0 | 0 | 0 | 0 | 0 | 0 | 0 | 0 | 0 | 0 | 0 | 0 | 0 | 0 | 0 | 0 | Schools K-12_New_LED Linear - Fixture Replacement_TRC | 0 | 0 | 0 | 0 | 0 | 0 | 0 | 0 | 0 | 0 | 0 | 0 | 0 | 0 | 0 | 0 | 0 | 0 | 0 | 0
Warehouse | New | LED Linear - Fixture Replacement | 0.078754 | 0.018016 |  | 324.887 | 15 |  | 20 | 20 | fixture | 0 | 7.2271 | FAIL | FAIL | Warehouse_New_LED Linear - Fixture Replacement_RIM | 0 | 0 | 0 | 0 | 0 | 0 | 0 | 0 | 0 | 0 | 0 | 0 | 0 | 0 | 0 | 0 | 0 | 0 | 0 | 0 | Warehouse_New_LED Linear - Fixture Replacement_TRC | 0 | 0 | 0 | 0 | 0 | 0 | 0 | 0 | 0 | 0 | 0 | 0 | 0 | 0 | 0 | 0 | 0 | 0 | 0 | 0
Assembly | Turnover | LED Linear - Lamp Replacement | 0.0049742 | 0.0011421 |  | 20.5922 | 15 |  | 2.15 | 2.15 | lamp | 0 | 0.45807 | FAIL | FAIL | Assembly_Turnover_LED Linear - Lamp Replacement_RIM | 0 | 0 | 0 | 0 | 0 | 0 | 0 | 0 | 0 | 0 | 0 | 0 | 0 | 0 | 0 | 0 | 0 | 0 | 0 | 0 | Assembly_Turnover_LED Linear - Lamp Replacement_TRC | 0 | 0 | 0 | 0 | 0 | 0 | 0 | 0 | 0 | 0 | 0 | 0 | 0 | 0 | 0 | 0 | 0 | 0 | 0 | 0
College and University | Turnover | LED Linear - Lamp Replacement | 0.0032689 | 0.0031387 |  | 31.5613 | 15 |  | 2.15 | 2.15 | lamp | 0 | 0.70208 | FAIL | FAIL | College and University_Turnover_LED Linear - Lamp Replacement_RIM | 0 | 0 | 0 | 0 | 0 | 0 | 0 | 0 | 0 | 0 | 0 | 0 | 0 | 0 | 0 | 0 | 0 | 0 | 0 | 0 | College and University_Turnover_LED Linear - Lamp Replacement_TRC | 0 | 0 | 0 | 0 | 0 | 0 | 0 | 0 | 0 | 0 | 0 | 0 | 0 | 0 | 0 | 0 | 0 | 0 | 0 | 0
Grocery | Turnover | LED Linear - Lamp Replacement | 0.0095754 | 1.6038e-06 |  | 39.695 | 15 |  | 2.15 | 2.15 | lamp | 0 | 0.88301 | FAIL | FAIL | Grocery_Turnover_LED Linear - Lamp Replacement_RIM | 0 | 0 | 0 | 0 | 0 | 0 | 0 | 0 | 0 | 0 | 0 | 0 | 0 | 0 | 0 | 0 | 0 | 0 | 0 | 0 | Grocery_Turnover_LED Linear - Lamp Replacement_TRC | 0 | 0 | 0 | 0 | 0 | 0 | 0 | 0 | 0 | 0 | 0 | 0 | 0 | 0 | 0 | 0 | 0 | 0 | 0 | 0
Healthcare | Turnover | LED Linear - Lamp Replacement | 0.0086962 | 0.0019966 |  | 36.0005 | 15 |  | 2.15 | 2.15 | lamp | 0 | 0.80083 | FAIL | FAIL | Healthcare_Turnover_LED Linear - Lamp Replacement_RIM | 0 | 0 | 0 | 0 | 0 | 0 | 0 | 0 | 0 | 0 | 0 | 0 | 0 | 0 | 0 | 0 | 0 | 0 | 0 | 0 | Healthcare_Turnover_LED Linear - Lamp Replacement_TRC | 0 | 0 | 0 | 0 | 0 | 0 | 0 | 0 | 0 | 0 | 0 | 0 | 0 | 0 | 0 | 0 | 0 | 0 | 0 | 0
Hospitals | Turnover | LED Linear - Lamp Replacement | 0.0050442 | 0.0048434 |  | 48.7023 | 15 |  | 2.15 | 2.15 | lamp | 0 | 1.0834 | FAIL | FAIL | Hospitals_Turnover_LED Linear - Lamp Replacement_RIM | 0 | 0 | 0 | 0 | 0 | 0 | 0 | 0 | 0 | 0 | 0 | 0 | 0 | 0 | 0 | 0 | 0 | 0 | 0 | 0 | Hospitals_Turnover_LED Linear - Lamp Replacement_TRC | 0 | 0 | 0 | 0 | 0 | 0 | 0 | 0 | 0 | 0 | 0 | 0 | 0 | 0 | 0 | 0 | 0 | 0 | 0 | 0
Institutional | Turnover | LED Linear - Lamp Replacement | 0.0057058 | 0.00131 |  | 23.6208 | 15 |  | 2.15 | 2.15 | lamp | 0 | 0.52544 | FAIL | FAIL | Institutional_Turnover_LED Linear - Lamp Replacement_RIM | 0 | 0 | 0 | 0 | 0 | 0 | 0 | 0 | 0 | 0 | 0 | 0 | 0 | 0 | 0 | 0 | 0 | 0 | 0 | 0 | Institutional_Turnover_LED Linear - Lamp Replacement_TRC | 0 | 0 | 0 | 0 | 0 | 0 | 0 | 0 | 0 | 0 | 0 | 0 | 0 | 0 | 0 | 0 | 0 | 0 | 0 | 0
Lodging/Hospitality | Turnover | LED Linear - Lamp Replacement | 0.0064838 | 1.086e-06 |  | 26.8786 | 15 |  | 2.15 | 2.15 | lamp | 0 | 0.59791 | FAIL | FAIL | Lodging/Hospitality_Turnover_LED Linear - Lamp Replacement_RIM | 0 | 0 | 0 | 0 | 0 | 0 | 0 | 0 | 0 | 0 | 0 | 0 | 0 | 0 | 0 | 0 | 0 | 0 | 0 | 0 | Lodging/Hospitality_Turnover_LED Linear - Lamp Replacement_TRC | 0 | 0 | 0 | 0 | 0 | 0 | 0 | 0 | 0 | 0 | 0 | 0 | 0 | 0 | 0 | 0 | 0 | 0 | 0 | 0
Miscellaneous | Turnover | LED Linear - Lamp Replacement | 0.0076239 | 0.0017504 |  | 31.5613 | 15 |  | 2.15 | 2.15 | lamp | 0 | 0.70208 | FAIL | FAIL | Miscellaneous_Turnover_LED Linear - Lamp Replacement_RIM | 0 | 0 | 0 | 0 | 0 | 0 | 0 | 0 | 0 | 0 | 0 | 0 | 0 | 0 | 0 | 0 | 0 | 0 | 0 | 0 | Miscellaneous_Turnover_LED Linear - Lamp Replacement_TRC | 0 | 0 | 0 | 0 | 0 | 0 | 0 | 0 | 0 | 0 | 0 | 0 | 0 | 0 | 0 | 0 | 0 | 0 | 0 | 0
Offices | Turnover | LED Linear - Lamp Replacement | 0.0056262 | 0.0012918 |  | 23.2915 | 15 |  | 2.15 | 2.15 | lamp | 0 | 0.51812 | FAIL | FAIL | Offices_Turnover_LED Linear - Lamp Replacement_RIM | 0 | 0 | 0 | 0 | 0 | 0 | 0 | 0 | 0 | 0 | 0 | 0 | 0 | 0 | 0 | 0 | 0 | 0 | 0 | 0 | Offices_Turnover_LED Linear - Lamp Replacement_TRC | 0 | 0 | 0 | 0 | 0 | 0 | 0 | 0 | 0 | 0 | 0 | 0 | 0 | 0 | 0 | 0 | 0 | 0 | 0 | 0
Restaurants | Turnover | LED Linear - Lamp Replacement | 0.0057981 | 9.7112e-07 |  | 24.0361 | 15 |  | 2.15 | 2.15 | lamp | 0 | 0.53468 | FAIL | FAIL | Restaurants_Turnover_LED Linear - Lamp Replacement_RIM | 0 | 0 | 0 | 0 | 0 | 0 | 0 | 0 | 0 | 0 | 0 | 0 | 0 | 0 | 0 | 0 | 0 | 0 | 0 | 0 | Restaurants_Turnover_LED Linear - Lamp Replacement_TRC | 0 | 0 | 0 | 0 | 0 | 0 | 0 | 0 | 0 | 0 | 0 | 0 | 0 | 0 | 0 | 0 | 0 | 0 | 0 | 0
Retail | Turnover | LED Linear - Lamp Replacement | 0.0086082 | 1.4418e-06 |  | 35.6854 | 15 |  | 2.15 | 2.15 | lamp | 0 | 0.79382 | FAIL | FAIL | Retail_Turnover_LED Linear - Lamp Replacement_RIM | 0 | 0 | 0 | 0 | 0 | 0 | 0 | 0 | 0 | 0 | 0 | 0 | 0 | 0 | 0 | 0 | 0 | 0 | 0 | 0 | Retail_Turnover_LED Linear - Lamp Replacement_TRC | 0 | 0 | 0 | 0 | 0 | 0 | 0 | 0 | 0 | 0 | 0 | 0 | 0 | 0 | 0 | 0 | 0 | 0 | 0 | 0
Schools K-12 | Turnover | LED Linear - Lamp Replacement | 0.0041146 | 0.00094471 |  | 17.0336 | 15 |  | 2.15 | 2.15 | lamp | 0 | 0.37891 | FAIL | FAIL | Schools K-12_Turnover_LED Linear - Lamp Replacement_RIM | 0 | 0 | 0 | 0 | 0 | 0 | 0 | 0 | 0 | 0 | 0 | 0 | 0 | 0 | 0 | 0 | 0 | 0 | 0 | 0 | Schools K-12_Turnover_LED Linear - Lamp Replacement_TRC | 0 | 0 | 0 | 0 | 0 | 0 | 0 | 0 | 0 | 0 | 0 | 0 | 0 | 0 | 0 | 0 | 0 | 0 | 0 | 0
Warehouse | Turnover | LED Linear - Lamp Replacement | 0.0066138 | 0.0015185 |  | 27.3798 | 15 |  | 2.15 | 2.15 | lamp | 0 | 0.60906 | FAIL | FAIL | Warehouse_Turnover_LED Linear - Lamp Replacement_RIM | 0 | 0 | 0 | 0 | 0 | 0 | 0 | 0 | 0 | 0 | 0 | 0 | 0 | 0 | 0 | 0 | 0 | 0 | 0 | 0 | Warehouse_Turnover_LED Linear - Lamp Replacement_TRC | 0 | 0 | 0 | 0 | 0 | 0 | 0 | 0 | 0 | 0 | 0 | 0 | 0 | 0 | 0 | 0 | 0 | 0 | 0 | 0
Assembly | New | LED Linear - Lamp Replacement | 0.0049742 | 0.0011421 |  | 20.5922 | 15 |  | 2.15 | 2.15 | lamp | 0 | 0.45807 | FAIL | FAIL | Assembly_New_LED Linear - Lamp Replacement_RIM | 0 | 0 | 0 | 0 | 0 | 0 | 0 | 0 | 0 | 0 | 0 | 0 | 0 | 0 | 0 | 0 | 0 | 0 | 0 | 0 | Assembly_New_LED Linear - Lamp Replacement_TRC | 0 | 0 | 0 | 0 | 0 | 0 | 0 | 0 | 0 | 0 | 0 | 0 | 0 | 0 | 0 | 0 | 0 | 0 | 0 | 0
College and University | New | LED Linear - Lamp Replacement | 0.0032689 | 0.0031387 |  | 31.5613 | 15 |  | 2.15 | 2.15 | lamp | 0 | 0.70208 | FAIL | FAIL | College and University_New_LED Linear - Lamp Replacement_RIM | 0 | 0 | 0 | 0 | 0 | 0 | 0 | 0 | 0 | 0 | 0 | 0 | 0 | 0 | 0 | 0 | 0 | 0 | 0 | 0 | College and University_New_LED Linear - Lamp Replacement_TRC | 0 | 0 | 0 | 0 | 0 | 0 | 0 | 0 | 0 | 0 | 0 | 0 | 0 | 0 | 0 | 0 | 0 | 0 | 0 | 0
Grocery | New | LED Linear - Lamp Replacement | 0.0095754 | 1.6038e-06 |  | 39.695 | 15 |  | 2.15 | 2.15 | lamp | 0 | 0.88301 | FAIL | FAIL | Grocery_New_LED Linear - Lamp Replacement_RIM | 0 | 0 | 0 | 0 | 0 | 0 | 0 | 0 | 0 | 0 | 0 | 0 | 0 | 0 | 0 | 0 | 0 | 0 | 0 | 0 | Grocery_New_LED Linear - Lamp Replacement_TRC | 0 | 0 | 0 | 0 | 0 | 0 | 0 | 0 | 0 | 0 | 0 | 0 | 0 | 0 | 0 | 0 | 0 | 0 | 0 | 0
Healthcare | New | LED Linear - Lamp Replacement | 0.0086962 | 0.0019966 |  | 36.0005 | 15 |  | 2.15 | 2.15 | lamp | 0 | 0.80083 | FAIL | FAIL | Healthcare_New_LED Linear - Lamp Replacement_RIM | 0 | 0 | 0 | 0 | 0 | 0 | 0 | 0 | 0 | 0 | 0 | 0 | 0 | 0 | 0 | 0 | 0 | 0 | 0 | 0 | Healthcare_New_LED Linear - Lamp Replacement_TRC | 0 | 0 | 0 | 0 | 0 | 0 | 0 | 0 | 0 | 0 | 0 | 0 | 0 | 0 | 0 | 0 | 0 | 0 | 0 | 0
Hospitals | New | LED Linear - Lamp Replacement | 0.0050442 | 0.0048434 |  | 48.7023 | 15 |  | 2.15 | 2.15 | lamp | 0 | 1.0834 | FAIL | FAIL | Hospitals_New_LED Linear - Lamp Replacement_RIM | 0 | 0 | 0 | 0 | 0 | 0 | 0 | 0 | 0 | 0 | 0 | 0 | 0 | 0 | 0 | 0 | 0 | 0 | 0 | 0 | Hospitals_New_LED Linear - Lamp Replacement_TRC | 0 | 0 | 0 | 0 | 0 | 0 | 0 | 0 | 0 | 0 | 0 | 0 | 0 | 0 | 0 | 0 | 0 | 0 | 0 | 0
Institutional | New | LED Linear - Lamp Replacement | 0.0057058 | 0.00131 |  | 23.6208 | 15 |  | 2.15 | 2.15 | lamp | 0 | 0.52544 | FAIL | FAIL | Institutional_New_LED Linear - Lamp Replacement_RIM | 0 | 0 | 0 | 0 | 0 | 0 | 0 | 0 | 0 | 0 | 0 | 0 | 0 | 0 | 0 | 0 | 0 | 0 | 0 | 0 | Institutional_New_LED Linear - Lamp Replacement_TRC | 0 | 0 | 0 | 0 | 0 | 0 | 0 | 0 | 0 | 0 | 0 | 0 | 0 | 0 | 0 | 0 | 0 | 0 | 0 | 0
Lodging/Hospitality | New | LED Linear - Lamp Replacement | 0.0064838 | 1.086e-06 |  | 26.8786 | 15 |  | 2.15 | 2.15 | lamp | 0 | 0.59791 | FAIL | FAIL | Lodging/Hospitality_New_LED Linear - Lamp Replacement_RIM | 0 | 0 | 0 | 0 | 0 | 0 | 0 | 0 | 0 | 0 | 0 | 0 | 0 | 0 | 0 | 0 | 0 | 0 | 0 | 0 | Lodging/Hospitality_New_LED Linear - Lamp Replacement_TRC | 0 | 0 | 0 | 0 | 0 | 0 | 0 | 0 | 0 | 0 | 0 | 0 | 0 | 0 | 0 | 0 | 0 | 0 | 0 | 0
Miscellaneous | New | LED Linear - Lamp Replacement | 0.0076239 | 0.0017504 |  | 31.5613 | 15 |  | 2.15 | 2.15 | lamp | 0 | 0.70208 | FAIL | FAIL | Miscellaneous_New_LED Linear - Lamp Replacement_RIM | 0 | 0 | 0 | 0 | 0 | 0 | 0 | 0 | 0 | 0 | 0 | 0 | 0 | 0 | 0 | 0 | 0 | 0 | 0 | 0 | Miscellaneous_New_LED Linear - Lamp Replacement_TRC | 0 | 0 | 0 | 0 | 0 | 0 | 0 | 0 | 0 | 0 | 0 | 0 | 0 | 0 | 0 | 0 | 0 | 0 | 0 | 0
Offices | New | LED Linear - Lamp Replacement | 0.0056262 | 0.0012918 |  | 23.2915 | 15 |  | 2.15 | 2.15 | lamp | 0 | 0.51812 | FAIL | FAIL | Offices_New_LED Linear - Lamp Replacement_RIM | 0 | 0 | 0 | 0 | 0 | 0 | 0 | 0 | 0 | 0 | 0 | 0 | 0 | 0 | 0 | 0 | 0 | 0 | 0 | 0 | Offices_New_LED Linear - Lamp Replacement_TRC | 0 | 0 | 0 | 0 | 0 | 0 | 0 | 0 | 0 | 0 | 0 | 0 | 0 | 0 | 0 | 0 | 0 | 0 | 0 | 0
Restaurants | New | LED Linear - Lamp Replacement | 0.0057981 | 9.7112e-07 |  | 24.0361 | 15 |  | 2.15 | 2.15 | lamp | 0 | 0.53468 | FAIL | FAIL | Restaurants_New_LED Linear - Lamp Replacement_RIM | 0 | 0 | 0 | 0 | 0 | 0 | 0 | 0 | 0 | 0 | 0 | 0 | 0 | 0 | 0 | 0 | 0 | 0 | 0 | 0 | Restaurants_New_LED Linear - Lamp Replacement_TRC | 0 | 0 | 0 | 0 | 0 | 0 | 0 | 0 | 0 | 0 | 0 | 0 | 0 | 0 | 0 | 0 | 0 | 0 | 0 | 0
Retail | New | LED Linear - Lamp Replacement | 0.0086082 | 1.4418e-06 |  | 35.6854 | 15 |  | 2.15 | 2.15 | lamp | 0 | 0.79382 | FAIL | FAIL | Retail_New_LED Linear - Lamp Replacement_RIM | 0 | 0 | 0 | 0 | 0 | 0 | 0 | 0 | 0 | 0 | 0 | 0 | 0 | 0 | 0 | 0 | 0 | 0 | 0 | 0 | Retail_New_LED Linear - Lamp Replacement_TRC | 0 | 0 | 0 | 0 | 0 | 0 | 0 | 0 | 0 | 0 | 0 | 0 | 0 | 0 | 0 | 0 | 0 | 0 | 0 | 0
Schools K-12 | New | LED Linear - Lamp Replacement | 0.0041146 | 0.00094471 |  | 17.0336 | 15 |  | 2.15 | 2.15 | lamp | 0 | 0.37891 | FAIL | FAIL | Schools K-12_New_LED Linear - Lamp Replacement_RIM | 0 | 0 | 0 | 0 | 0 | 0 | 0 | 0 | 0 | 0 | 0 | 0 | 0 | 0 | 0 | 0 | 0 | 0 | 0 | 0 | Schools K-12_New_LED Linear - Lamp Replacement_TRC | 0 | 0 | 0 | 0 | 0 | 0 | 0 | 0 | 0 | 0 | 0 | 0 | 0 | 0 | 0 | 0 | 0 | 0 | 0 | 0
Warehouse | New | LED Linear - Lamp Replacement | 0.0066138 | 0.0015185 |  | 27.3798 | 15 |  | 2.15 | 2.15 | lamp | 0 | 0.60906 | FAIL | FAIL | Warehouse_New_LED Linear - Lamp Replacement_RIM | 0 | 0 | 0 | 0 | 0 | 0 | 0 | 0 | 0 | 0 | 0 | 0 | 0 | 0 | 0 | 0 | 0 | 0 | 0 | 0 | Warehouse_New_LED Linear - Lamp Replacement_TRC | 0 | 0 | 0 | 0 | 0 | 0 | 0 | 0 | 0 | 0 | 0 | 0 | 0 | 0 | 0 | 0 | 0 | 0 | 0 | 0
Assembly | Turnover | Premium T8 - Fixture Replacement | 0.0073619 | 0.0016841 |  | 30.3706 | 8 |  | 20 | 20 | fixture | 0 | 0.67559 | FAIL | 14.1053 | Assembly_Turnover_Premium T8 - Fixture Replacement_RIM | 0 | 0 | 0 | 0 | 0 | 0 | 0 | 0 | 0 | 0 | 0 | 0 | 0 | 0 | 0 | 0 | 0 | 0 | 0 | 0 | Assembly_Turnover_Premium T8 - Fixture Replacement_TRC | 266.5741 | 277.7354 | 263.6007 | 200.467 | 119.7928 | 58.2882 | 24.7704 | 9.815 | 3.779 | 1.4127 | 8096.005 | 8434.9802 | 8005.7008 | 6088.2959 | 3638.173 | 1770.2448 | 752.2894 | 298.0877 | 114.7695 | 42.9034 |  | 70.53%
College and University | Turnover | Premium T8 - Fixture Replacement | 0.0048779 | 0.0045245 |  | 46.5485 | 8 |  | 20 | 20 | fixture | 0 | 1.0355 | FAIL | 10.9653 | College and University_Turnover_Premium T8 - Fixture Replacement_RIM | 0 | 0 | 0 | 0 | 0 | 0 | 0 | 0 | 0 | 0 | 0 | 0 | 0 | 0 | 0 | 0 | 0 | 0 | 0 | 0 | College and University_Turnover_Premium T8 - Fixture Replacement_TRC | 472.8335 | 491.9721 | 464.8344 | 350.8029 | 207.3719 | 99.5026 | 41.7098 | 16.3103 | 6.2001 | 2.2888 | 22009.6815 | 22900.552 | 21637.3347 | 16329.3407 | 9652.8466 | 4631.6939 | 1941.5261 | 759.2213 | 288.6055 | 106.5415 |  | 54.83%
Grocery | Turnover | Premium T8 - Fixture Replacement | 0.014277 | 7.8218e-07 |  | 58.5446 | 8 |  | 20 | 20 | fixture | 0 | 1.3023 | FAIL | 8.637 | Grocery_Turnover_Premium T8 - Fixture Replacement_RIM | 0 | 0 | 0 | 0 | 0 | 0 | 0 | 0 | 0 | 0 | 0 | 0 | 0 | 0 | 0 | 0 | 0 | 0 | 0 | 0 | Grocery_Turnover_Premium T8 - Fixture Replacement_TRC | 351.9652 | 367.655 | 349.2377 | 265.3877 | 158.2094 | 76.6745 | 32.4711 | 12.8278 | 4.925 | 1.8364 | 20605.6754 | 21524.2284 | 20445.9979 | 15537.026 | 9262.3142 | 4488.8798 | 1901.007 | 751.0012 | 288.3335 | 107.5121 |  | 43.18%
Healthcare | Turnover | Premium T8 - Fixture Replacement | 0.012871 | 0.0029443 |  | 53.0957 | 8 |  | 20 | 20 | fixture | 0 | 1.1811 | FAIL | 9.6946 | Healthcare_Turnover_Premium T8 - Fixture Replacement_RIM | 0 | 0 | 0 | 0 | 0 | 0 | 0 | 0 | 0 | 0 | 0 | 0 | 0 | 0 | 0 | 0 | 0 | 0 | 0 | 0 | Healthcare_Turnover_Premium T8 - Fixture Replacement_TRC | 461.8829 | 481.5103 | 455.7333 | 344.4545 | 203.8844 | 97.9361 | 41.1044 | 16.0929 | 6.1233 | 2.2629 | 24523.986 | 25566.116 | 24197.4686 | 18289.0485 | 10825.3813 | 5199.983 | 2182.4645 | 854.4638 | 325.1191 | 120.1493 |  | 48.47%
Hospitals | Turnover | Premium T8 - Fixture Replacement | 0.0075271 | 0.0069818 |  | 71.8291 | 8 |  | 20 | 20 | fixture | 0 | 1.5978 | FAIL | 6.0586 | Hospitals_Turnover_Premium T8 - Fixture Replacement_RIM | 0 | 0 | 0 | 0 | 0 | 0 | 0 | 0 | 0 | 0 | 0 | 0 | 0 | 0 | 0 | 0 | 0 | 0 | 0 | 0 | Hospitals_Turnover_Premium T8 - Fixture Replacement_TRC | 310.5342 | 323.7302 | 306.3997 | 231.5845 | 137.0761 | 65.8446 | 27.6354 | 10.8196 | 4.1168 | 1.5214 | 22305.3998 | 23253.2525 | 22008.4211 | 16634.512 | 9846.0527 | 4729.5615 | 1985.0257 | 777.1639 | 295.7068 | 109.2798 |  | 30.29%
Institutional | Turnover | Premium T8 - Fixture Replacement | 0.0084447 | 0.0019318 |  | 34.8374 | 8 |  | 20 | 20 | fixture | 0 | 0.77496 | FAIL | 13.2384 | Institutional_Turnover_Premium T8 - Fixture Replacement_RIM | 0 | 0 | 0 | 0 | 0 | 0 | 0 | 0 | 0 | 0 | 0 | 0 | 0 | 0 | 0 | 0 | 0 | 0 | 0 | 0 | Institutional_Turnover_Premium T8 - Fixture Replacement_TRC | 2458.9963 | 2559.7363 | 2421.6913 | 1831.5307 | 1085.9152 | 523.0453 | 220.1826 | 86.4745 | 33.0079 | 12.2369 | 85665.1356 | 89174.6583 | 84365.5251 | 63805.8411 | 37830.5065 | 18221.5576 | 7670.5967 | 3012.5493 | 1149.9098 | 426.3038 |  | 66.19%
Lodging/Hospitality | Turnover | Premium T8 - Fixture Replacement | 0.0096676 | 5.2963e-07 |  | 39.6422 | 8 |  | 20 | 20 | fixture | 0 | 0.88184 | FAIL | 12.3058 | Lodging/Hospitality_Turnover_Premium T8 - Fixture Replacement_RIM | 0 | 0 | 0 | 0 | 0 | 0 | 0 | 0 | 0 | 0 | 0 | 0 | 0 | 0 | 0 | 0 | 0 | 0 | 0 | 0 | Lodging/Hospitality_Turnover_Premium T8 - Fixture Replacement_TRC | 524.6486 | 554.5616 | 530.4831 | 404.143 | 240.465 | 115.7962 | 48.6925 | 19.09 | 7.27 | 2.6879 | 20798.2446 | 21984.0647 | 21029.5376 | 16021.1341 | 9532.5699 | 4590.4197 | 1930.2805 | 756.769 | 288.2001 | 106.5563 |  | 61.53%
Miscellaneous | Turnover | Premium T8 - Fixture Replacement | 0.011284 | 0.0025813 |  | 46.5485 | 8 |  | 20 | 20 | fixture | 0 | 1.0355 | FAIL | 10.9653 | Miscellaneous_Turnover_Premium T8 - Fixture Replacement_RIM | 0 | 0 | 0 | 0 | 0 | 0 | 0 | 0 | 0 | 0 | 0 | 0 | 0 | 0 | 0 | 0 | 0 | 0 | 0 | 0 | Miscellaneous_Turnover_Premium T8 - Fixture Replacement_TRC | 2560.0229 | 2561.4872 | 2324.8693 | 1685.2125 | 956.699 | 440.7942 | 177.5129 | 66.7048 | 24.3672 | 8.6476 | 119165.1749 | 119233.337 | 108219.1338 | 78444.0825 | 44532.8825 | 20518.2997 | 8262.9542 | 3105.0054 | 1134.258 | 402.5327 |  | 54.83%
Offices | Turnover | Premium T8 - Fixture Replacement | 0.008327 | 0.0019049 |  | 34.3517 | 8 |  | 20 | 20 | fixture | 0 | 0.76415 | FAIL | 13.3326 | Offices_Turnover_Premium T8 - Fixture Replacement_RIM | 0 | 0 | 0 | 0 | 0 | 0 | 0 | 0 | 0 | 0 | 0 | 0 | 0 | 0 | 0 | 0 | 0 | 0 | 0 | 0 | Offices_Turnover_Premium T8 - Fixture Replacement_TRC | 4061.1878 | 4272.7392 | 4067.7182 | 3082.9799 | 1824.2164 | 873.2515 | 365.2101 | 142.4653 | 54.0055 | 19.8824 | 139508.6242 | 146775.7682 | 139732.9535 | 105905.5401 | 62664.8997 | 29997.6546 | 12545.5798 | 4893.9225 | 1855.1783 | 682.9947 |  | 66.66%
Restaurants | Turnover | Premium T8 - Fixture Replacement | 0.0086452 | 4.7362e-07 |  | 35.4499 | 8 |  | 20 | 20 | fixture | 0 | 0.78858 | FAIL | 13.1195 | Restaurants_Turnover_Premium T8 - Fixture Replacement_RIM | 0 | 0 | 0 | 0 | 0 | 0 | 0 | 0 | 0 | 0 | 0 | 0 | 0 | 0 | 0 | 0 | 0 | 0 | 0 | 0 | Restaurants_Turnover_Premium T8 - Fixture Replacement_TRC | 740.4749 | 773.4407 | 734.8779 | 558.7441 | 333.3754 | 161.7524 | 68.537 | 27.0758 | 10.393 | 3.8733 | 26249.7757 | 27418.4117 | 26051.3631 | 19807.4324 | 11818.1297 | 5734.111 | 2429.6327 | 959.8361 | 368.4318 | 137.3094 |  | 65.6%
Retail | Turnover | Premium T8 - Fixture Replacement | 0.012835 | 7.0317e-07 |  | 52.631 | 8 |  | 20 | 20 | fixture | 0 | 1.1708 | FAIL | 9.7848 | Retail_Turnover_Premium T8 - Fixture Replacement_RIM | 0 | 0 | 0 | 0 | 0 | 0 | 0 | 0 | 0 | 0 | 0 | 0 | 0 | 0 | 0 | 0 | 0 | 0 | 0 | 0 | Retail_Turnover_Premium T8 - Fixture Replacement_TRC | 3286.3698 | 3424.3822 | 3241.6809 | 2452.2456 | 1453.7109 | 699.8229 | 294.1027 | 115.2102 | 43.8321 | 16.1881 | 172965.0601 | 180228.7977 | 170613.035 | 129064.2387 | 76510.3155 | 36832.4059 | 15478.9304 | 6063.6317 | 2306.9286 | 851.9966 |  | 48.92%
Schools K-12 | Turnover | Premium T8 - Fixture Replacement | 0.0060897 | 0.0013931 |  | 25.1222 | 8 |  | 20 | 20 | fixture | 0 | 0.55884 | FAIL | FAIL | Schools K-12_Turnover_Premium T8 - Fixture Replacement_RIM | 0 | 0 | 0 | 0 | 0 | 0 | 0 | 0 | 0 | 0 | 0 | 0 | 0 | 0 | 0 | 0 | 0 | 0 | 0 | 0 | Schools K-12_Turnover_Premium T8 - Fixture Replacement_TRC | 0 | 0 | 0 | 0 | 0 | 0 | 0 | 0 | 0 | 0 | 0 | 0 | 0 | 0 | 0 | 0 | 0 | 0 | 0 | 0
Warehouse | Turnover | Premium T8 - Fixture Replacement | 0.0097886 | 0.0022393 |  | 40.3814 | 8 |  | 20 | 20 | fixture | 0 | 0.89828 | FAIL | 12.1623 | Warehouse_Turnover_Premium T8 - Fixture Replacement_RIM | 0 | 0 | 0 | 0 | 0 | 0 | 0 | 0 | 0 | 0 | 0 | 0 | 0 | 0 | 0 | 0 | 0 | 0 | 0 | 0 | Warehouse_Turnover_Premium T8 - Fixture Replacement_TRC | 310.2151 | 322.1868 | 303.9832 | 229.1812 | 135.3975 | 64.9562 | 27.2146 | 10.6319 | 4.0351 | 1.487 | 12526.9306 | 13010.3658 | 12275.2789 | 9254.6679 | 5467.548 | 2623.0247 | 1098.9643 | 429.3297 | 162.9446 | 60.0483 |  | 60.81%
Assembly | New | Premium T8 - Fixture Replacement | 0.0073619 | 0.0016841 |  | 30.3706 | 8 |  | 20 | 20 | fixture | 0 | 0.67559 | FAIL | 14.1053 | Assembly_New_Premium T8 - Fixture Replacement_RIM | 0 | 0 | 0 | 0 | 0 | 0 | 0 | 0 | 0 | 0 | 0 | 0 | 0 | 0 | 0 | 0 | 0 | 0 | 0 | 0 | Assembly_New_Premium T8 - Fixture Replacement_TRC | 0 | 0 | 0 | 0 | 0 | 0 | 0 | 0 | 0 | 0 | 0 | 0 | 0 | 0 | 0 | 0 | 0 | 0 | 0 | 0 |  | 70.53%
College and University | New | Premium T8 - Fixture Replacement | 0.0048779 | 0.0045245 |  | 46.5485 | 8 |  | 20 | 20 | fixture | 0 | 1.0355 | FAIL | 10.9653 | College and University_New_Premium T8 - Fixture Replacement_RIM | 0 | 0 | 0 | 0 | 0 | 0 | 0 | 0 | 0 | 0 | 0 | 0 | 0 | 0 | 0 | 0 | 0 | 0 | 0 | 0 | College and University_New_Premium T8 - Fixture Replacement_TRC | 0 | 0 | 0 | 0 | 0 | 0 | 0 | 0 | 0 | 0 | 0 | 0 | 0 | 0 | 0 | 0 | 0 | 0 | 0 | 0 |  | 54.83%
Grocery | New | Premium T8 - Fixture Replacement | 0.014277 | 7.8218e-07 |  | 58.5446 | 8 |  | 20 | 20 | fixture | 0 | 1.3023 | FAIL | 8.637 | Grocery_New_Premium T8 - Fixture Replacement_RIM | 0 | 0 | 0 | 0 | 0 | 0 | 0 | 0 | 0 | 0 | 0 | 0 | 0 | 0 | 0 | 0 | 0 | 0 | 0 | 0 | Grocery_New_Premium T8 - Fixture Replacement_TRC | 0 | 0 | 0 | 0 | 0 | 0 | 0 | 0 | 0 | 0 | 0 | 0 | 0 | 0 | 0 | 0 | 0 | 0 | 0 | 0 |  | 43.18%
Healthcare | New | Premium T8 - Fixture Replacement | 0.012871 | 0.0029443 |  | 53.0957 | 8 |  | 20 | 20 | fixture | 0 | 1.1811 | FAIL | 9.6946 | Healthcare_New_Premium T8 - Fixture Replacement_RIM | 0 | 0 | 0 | 0 | 0 | 0 | 0 | 0 | 0 | 0 | 0 | 0 | 0 | 0 | 0 | 0 | 0 | 0 | 0 | 0 | Healthcare_New_Premium T8 - Fixture Replacement_TRC | 0 | 0 | 0 | 0 | 0 | 0 | 0 | 0 | 0 | 0 | 0 | 0 | 0 | 0 | 0 | 0 | 0 | 0 | 0 | 0 |  | 48.47%
Hospitals | New | Premium T8 - Fixture Replacement | 0.0075271 | 0.0069818 |  | 71.8291 | 8 |  | 20 | 20 | fixture | 0 | 1.5978 | FAIL | 6.0586 | Hospitals_New_Premium T8 - Fixture Replacement_RIM | 0 | 0 | 0 | 0 | 0 | 0 | 0 | 0 | 0 | 0 | 0 | 0 | 0 | 0 | 0 | 0 | 0 | 0 | 0 | 0 | Hospitals_New_Premium T8 - Fixture Replacement_TRC | 0 | 0 | 0 | 0 | 0 | 0 | 0 | 0 | 0 | 0 | 0 | 0 | 0 | 0 | 0 | 0 | 0 | 0 | 0 | 0 |  | 30.29%
Institutional | New | Premium T8 - Fixture Replacement | 0.0084447 | 0.0019318 |  | 34.8374 | 8 |  | 20 | 20 | fixture | 0 | 0.77496 | FAIL | 13.2384 | Institutional_New_Premium T8 - Fixture Replacement_RIM | 0 | 0 | 0 | 0 | 0 | 0 | 0 | 0 | 0 | 0 | 0 | 0 | 0 | 0 | 0 | 0 | 0 | 0 | 0 | 0 | Institutional_New_Premium T8 - Fixture Replacement_TRC | 0 | 0 | 0 | 0 | 0 | 0 | 0 | 0 | 0 | 0 | 0 | 0 | 0 | 0 | 0 | 0 | 0 | 0 | 0 | 0 |  | 66.19%
Lodging/Hospitality | New | Premium T8 - Fixture Replacement | 0.0096676 | 5.2963e-07 |  | 39.6422 | 8 |  | 20 | 20 | fixture | 0 | 0.88184 | FAIL | 12.3058 | Lodging/Hospitality_New_Premium T8 - Fixture Replacement_RIM | 0 | 0 | 0 | 0 | 0 | 0 | 0 | 0 | 0 | 0 | 0 | 0 | 0 | 0 | 0 | 0 | 0 | 0 | 0 | 0 | Lodging/Hospitality_New_Premium T8 - Fixture Replacement_TRC | 0 | 0 | 0 | 0 | 0 | 0 | 0 | 0 | 0 | 0 | 0 | 0 | 0 | 0 | 0 | 0 | 0 | 0 | 0 | 0 |  | 61.53%
Miscellaneous | New | Premium T8 - Fixture Replacement | 0.011284 | 0.0025813 |  | 46.5485 | 8 |  | 20 | 20 | fixture | 0 | 1.0355 | FAIL | 10.9653 | Miscellaneous_New_Premium T8 - Fixture Replacement_RIM | 0 | 0 | 0 | 0 | 0 | 0 | 0 | 0 | 0 | 0 | 0 | 0 | 0 | 0 | 0 | 0 | 0 | 0 | 0 | 0 | Miscellaneous_New_Premium T8 - Fixture Replacement_TRC | 0 | 0 | 0 | 0 | 0 | 0 | 0 | 0 | 0 | 0 | 0 | 0 | 0 | 0 | 0 | 0 | 0 | 0 | 0 | 0 |  | 54.83%
Offices | New | Premium T8 - Fixture Replacement | 0.008327 | 0.0019049 |  | 34.3517 | 8 |  | 20 | 20 | fixture | 0 | 0.76415 | FAIL | 13.3326 | Offices_New_Premium T8 - Fixture Replacement_RIM | 0 | 0 | 0 | 0 | 0 | 0 | 0 | 0 | 0 | 0 | 0 | 0 | 0 | 0 | 0 | 0 | 0 | 0 | 0 | 0 | Offices_New_Premium T8 - Fixture Replacement_TRC | 0 | 0 | 0 | 0 | 0 | 0 | 0 | 0 | 0 | 0 | 0 | 0 | 0 | 0 | 0 | 0 | 0 | 0 | 0 | 0 |  | 66.66%
Restaurants | New | Premium T8 - Fixture Replacement | 0.0086452 | 4.7362e-07 |  | 35.4499 | 8 |  | 20 | 20 | fixture | 0 | 0.78858 | FAIL | 13.1195 | Restaurants_New_Premium T8 - Fixture Replacement_RIM | 0 | 0 | 0 | 0 | 0 | 0 | 0 | 0 | 0 | 0 | 0 | 0 | 0 | 0 | 0 | 0 | 0 | 0 | 0 | 0 | Restaurants_New_Premium T8 - Fixture Replacement_TRC | 0 | 0 | 0 | 0 | 0 | 0 | 0 | 0 | 0 | 0 | 0 | 0 | 0 | 0 | 0 | 0 | 0 | 0 | 0 | 0 |  | 65.6%
Retail | New | Premium T8 - Fixture Replacement | 0.012835 | 7.0317e-07 |  | 52.631 | 8 |  | 20 | 20 | fixture | 0 | 1.1708 | FAIL | 9.7848 | Retail_New_Premium T8 - Fixture Replacement_RIM | 0 | 0 | 0 | 0 | 0 | 0 | 0 | 0 | 0 | 0 | 0 | 0 | 0 | 0 | 0 | 0 | 0 | 0 | 0 | 0 | Retail_New_Premium T8 - Fixture Replacement_TRC | 0 | 0 | 0 | 0 | 0 | 0 | 0 | 0 | 0 | 0 | 0 | 0 | 0 | 0 | 0 | 0 | 0 | 0 | 0 | 0 |  | 48.92%
Schools K-12 | New | Premium T8 - Fixture Replacement | 0.0060897 | 0.0013931 |  | 25.1222 | 8 |  | 20 | 20 | fixture | 0 | 0.55884 | FAIL | FAIL | Schools K-12_New_Premium T8 - Fixture Replacement_RIM | 0 | 0 | 0 | 0 | 0 | 0 | 0 | 0 | 0 | 0 | 0 | 0 | 0 | 0 | 0 | 0 | 0 | 0 | 0 | 0 | Schools K-12_New_Premium T8 - Fixture Replacement_TRC | 0 | 0 | 0 | 0 | 0 | 0 | 0 | 0 | 0 | 0 | 0 | 0 | 0 | 0 | 0 | 0 | 0 | 0 | 0 | 0
Warehouse | New | Premium T8 - Fixture Replacement | 0.0097886 | 0.0022393 |  | 40.3814 | 8 |  | 20 | 20 | fixture | 0 | 0.89828 | FAIL | 12.1623 | Warehouse_New_Premium T8 - Fixture Replacement_RIM | 0 | 0 | 0 | 0 | 0 | 0 | 0 | 0 | 0 | 0 | 0 | 0 | 0 | 0 | 0 | 0 | 0 | 0 | 0 | 0 | Warehouse_New_Premium T8 - Fixture Replacement_TRC | 0 | 0 | 0 | 0 | 0 | 0 | 0 | 0 | 0 | 0 | 0 | 0 | 0 | 0 | 0 | 0 | 0 | 0 | 0 | 0 |  | 60.81%
Assembly | Turnover | Premium T8 - Lamp Replacement | 0.0024454 | 0.00056146 |  | 10.1235 | 8 |  | 0.44 | 0.44 | lamp | 0 | 0.2252 | FAIL | FAIL | Assembly_Turnover_Premium T8 - Lamp Replacement_RIM | 0 | 0 | 0 | 0 | 0 | 0 | 0 | 0 | 0 | 0 | 0 | 0 | 0 | 0 | 0 | 0 | 0 | 0 | 0 | 0 | Assembly_Turnover_Premium T8 - Lamp Replacement_TRC | 0 | 0 | 0 | 0 | 0 | 0 | 0 | 0 | 0 | 0 | 0 | 0 | 0 | 0 | 0 | 0 | 0 | 0 | 0 | 0
College and University | Turnover | Premium T8 - Lamp Replacement | 0.001607 | 0.0015431 |  | 15.5162 | 8 |  | 0.44 | 0.44 | lamp | 0 | 0.34516 | FAIL | FAIL | College and University_Turnover_Premium T8 - Lamp Replacement_RIM | 0 | 0 | 0 | 0 | 0 | 0 | 0 | 0 | 0 | 0 | 0 | 0 | 0 | 0 | 0 | 0 | 0 | 0 | 0 | 0 | College and University_Turnover_Premium T8 - Lamp Replacement_TRC | 0 | 0 | 0 | 0 | 0 | 0 | 0 | 0 | 0 | 0 | 0 | 0 | 0 | 0 | 0 | 0 | 0 | 0 | 0 | 0
Grocery | Turnover | Premium T8 - Lamp Replacement | 0.0047075 | 7.8845e-07 |  | 19.5149 | 8 |  | 0.44 | 0.44 | lamp | 0 | 0.43411 | FAIL | FAIL | Grocery_Turnover_Premium T8 - Lamp Replacement_RIM | 0 | 0 | 0 | 0 | 0 | 0 | 0 | 0 | 0 | 0 | 0 | 0 | 0 | 0 | 0 | 0 | 0 | 0 | 0 | 0 | Grocery_Turnover_Premium T8 - Lamp Replacement_TRC | 0 | 0 | 0 | 0 | 0 | 0 | 0 | 0 | 0 | 0 | 0 | 0 | 0 | 0 | 0 | 0 | 0 | 0 | 0 | 0
Healthcare | Turnover | Premium T8 - Lamp Replacement | 0.0042752 | 0.00098159 |  | 17.6986 | 8 |  | 0.44 | 0.44 | lamp | 0 | 0.3937 | FAIL | FAIL | Healthcare_Turnover_Premium T8 - Lamp Replacement_RIM | 0 | 0 | 0 | 0 | 0 | 0 | 0 | 0 | 0 | 0 | 0 | 0 | 0 | 0 | 0 | 0 | 0 | 0 | 0 | 0 | Healthcare_Turnover_Premium T8 - Lamp Replacement_TRC | 0 | 0 | 0 | 0 | 0 | 0 | 0 | 0 | 0 | 0 | 0 | 0 | 0 | 0 | 0 | 0 | 0 | 0 | 0 | 0
Hospitals | Turnover | Premium T8 - Lamp Replacement | 0.0024798 | 0.0023811 |  | 23.943 | 8 |  | 0.44 | 0.44 | lamp | 0 | 0.53261 | FAIL | FAIL | Hospitals_Turnover_Premium T8 - Lamp Replacement_RIM | 0 | 0 | 0 | 0 | 0 | 0 | 0 | 0 | 0 | 0 | 0 | 0 | 0 | 0 | 0 | 0 | 0 | 0 | 0 | 0 | Hospitals_Turnover_Premium T8 - Lamp Replacement_TRC | 0 | 0 | 0 | 0 | 0 | 0 | 0 | 0 | 0 | 0 | 0 | 0 | 0 | 0 | 0 | 0 | 0 | 0 | 0 | 0
Institutional | Turnover | Premium T8 - Lamp Replacement | 0.0028051 | 0.00064404 |  | 11.6125 | 8 |  | 0.44 | 0.44 | lamp | 0 | 0.25832 | FAIL | FAIL | Institutional_Turnover_Premium T8 - Lamp Replacement_RIM | 0 | 0 | 0 | 0 | 0 | 0 | 0 | 0 | 0 | 0 | 0 | 0 | 0 | 0 | 0 | 0 | 0 | 0 | 0 | 0 | Institutional_Turnover_Premium T8 - Lamp Replacement_TRC | 0 | 0 | 0 | 0 | 0 | 0 | 0 | 0 | 0 | 0 | 0 | 0 | 0 | 0 | 0 | 0 | 0 | 0 | 0 | 0
Lodging/Hospitality | Turnover | Premium T8 - Lamp Replacement | 0.0031876 | 5.3388e-07 |  | 13.2141 | 8 |  | 0.44 | 0.44 | lamp | 0 | 0.29395 | FAIL | FAIL | Lodging/Hospitality_Turnover_Premium T8 - Lamp Replacement_RIM | 0 | 0 | 0 | 0 | 0 | 0 | 0 | 0 | 0 | 0 | 0 | 0 | 0 | 0 | 0 | 0 | 0 | 0 | 0 | 0 | Lodging/Hospitality_Turnover_Premium T8 - Lamp Replacement_TRC | 0 | 0 | 0 | 0 | 0 | 0 | 0 | 0 | 0 | 0 | 0 | 0 | 0 | 0 | 0 | 0 | 0 | 0 | 0 | 0
Miscellaneous | Turnover | Premium T8 - Lamp Replacement | 0.003748 | 0.00086055 |  | 15.5162 | 8 |  | 0.44 | 0.44 | lamp | 0 | 0.34516 | FAIL | FAIL | Miscellaneous_Turnover_Premium T8 - Lamp Replacement_RIM | 0 | 0 | 0 | 0 | 0 | 0 | 0 | 0 | 0 | 0 | 0 | 0 | 0 | 0 | 0 | 0 | 0 | 0 | 0 | 0 | Miscellaneous_Turnover_Premium T8 - Lamp Replacement_TRC | 0 | 0 | 0 | 0 | 0 | 0 | 0 | 0 | 0 | 0 | 0 | 0 | 0 | 0 | 0 | 0 | 0 | 0 | 0 | 0
Offices | Turnover | Premium T8 - Lamp Replacement | 0.002766 | 0.00063506 |  | 11.4506 | 8 |  | 0.44 | 0.44 | lamp | 0 | 0.25472 | FAIL | FAIL | Offices_Turnover_Premium T8 - Lamp Replacement_RIM | 0 | 0 | 0 | 0 | 0 | 0 | 0 | 0 | 0 | 0 | 0 | 0 | 0 | 0 | 0 | 0 | 0 | 0 | 0 | 0 | Offices_Turnover_Premium T8 - Lamp Replacement_TRC | 0 | 0 | 0 | 0 | 0 | 0 | 0 | 0 | 0 | 0 | 0 | 0 | 0 | 0 | 0 | 0 | 0 | 0 | 0 | 0
Restaurants | Turnover | Premium T8 - Lamp Replacement | 0.0028505 | 4.7742e-07 |  | 11.8166 | 8 |  | 0.44 | 0.44 | lamp | 0 | 0.26286 | FAIL | FAIL | Restaurants_Turnover_Premium T8 - Lamp Replacement_RIM | 0 | 0 | 0 | 0 | 0 | 0 | 0 | 0 | 0 | 0 | 0 | 0 | 0 | 0 | 0 | 0 | 0 | 0 | 0 | 0 | Restaurants_Turnover_Premium T8 - Lamp Replacement_TRC | 0 | 0 | 0 | 0 | 0 | 0 | 0 | 0 | 0 | 0 | 0 | 0 | 0 | 0 | 0 | 0 | 0 | 0 | 0 | 0
Retail | Turnover | Premium T8 - Lamp Replacement | 0.004232 | 7.0881e-07 |  | 17.5437 | 8 |  | 0.44 | 0.44 | lamp | 0 | 0.39026 | FAIL | FAIL | Retail_Turnover_Premium T8 - Lamp Replacement_RIM | 0 | 0 | 0 | 0 | 0 | 0 | 0 | 0 | 0 | 0 | 0 | 0 | 0 | 0 | 0 | 0 | 0 | 0 | 0 | 0 | Retail_Turnover_Premium T8 - Lamp Replacement_TRC | 0 | 0 | 0 | 0 | 0 | 0 | 0 | 0 | 0 | 0 | 0 | 0 | 0 | 0 | 0 | 0 | 0 | 0 | 0 | 0
Schools K-12 | Turnover | Premium T8 - Lamp Replacement | 0.0020228 | 0.00046444 |  | 8.3741 | 8 |  | 0.44 | 0.44 | lamp | 0 | 0.18628 | FAIL | FAIL | Schools K-12_Turnover_Premium T8 - Lamp Replacement_RIM | 0 | 0 | 0 | 0 | 0 | 0 | 0 | 0 | 0 | 0 | 0 | 0 | 0 | 0 | 0 | 0 | 0 | 0 | 0 | 0 | Schools K-12_Turnover_Premium T8 - Lamp Replacement_TRC | 0 | 0 | 0 | 0 | 0 | 0 | 0 | 0 | 0 | 0 | 0 | 0 | 0 | 0 | 0 | 0 | 0 | 0 | 0 | 0
Warehouse | Turnover | Premium T8 - Lamp Replacement | 0.0032515 | 0.00074654 |  | 13.4605 | 8 |  | 0.44 | 0.44 | lamp | 0 | 0.29943 | FAIL | FAIL | Warehouse_Turnover_Premium T8 - Lamp Replacement_RIM | 0 | 0 | 0 | 0 | 0 | 0 | 0 | 0 | 0 | 0 | 0 | 0 | 0 | 0 | 0 | 0 | 0 | 0 | 0 | 0 | Warehouse_Turnover_Premium T8 - Lamp Replacement_TRC | 0 | 0 | 0 | 0 | 0 | 0 | 0 | 0 | 0 | 0 | 0 | 0 | 0 | 0 | 0 | 0 | 0 | 0 | 0 | 0
Assembly | New | Premium T8 - Lamp Replacement | 0.0024454 | 0.00056146 |  | 10.1235 | 8 |  | 0.44 | 0.44 | lamp | 0 | 0.2252 | FAIL | FAIL | Assembly_New_Premium T8 - Lamp Replacement_RIM | 0 | 0 | 0 | 0 | 0 | 0 | 0 | 0 | 0 | 0 | 0 | 0 | 0 | 0 | 0 | 0 | 0 | 0 | 0 | 0 | Assembly_New_Premium T8 - Lamp Replacement_TRC | 0 | 0 | 0 | 0 | 0 | 0 | 0 | 0 | 0 | 0 | 0 | 0 | 0 | 0 | 0 | 0 | 0 | 0 | 0 | 0
College and University | New | Premium T8 - Lamp Replacement | 0.001607 | 0.0015431 |  | 15.5162 | 8 |  | 0.44 | 0.44 | lamp | 0 | 0.34516 | FAIL | FAIL | College and University_New_Premium T8 - Lamp Replacement_RIM | 0 | 0 | 0 | 0 | 0 | 0 | 0 | 0 | 0 | 0 | 0 | 0 | 0 | 0 | 0 | 0 | 0 | 0 | 0 | 0 | College and University_New_Premium T8 - Lamp Replacement_TRC | 0 | 0 | 0 | 0 | 0 | 0 | 0 | 0 | 0 | 0 | 0 | 0 | 0 | 0 | 0 | 0 | 0 | 0 | 0 | 0
Grocery | New | Premium T8 - Lamp Replacement | 0.0047075 | 7.8845e-07 |  | 19.5149 | 8 |  | 0.44 | 0.44 | lamp | 0 | 0.43411 | FAIL | FAIL | Grocery_New_Premium T8 - Lamp Replacement_RIM | 0 | 0 | 0 | 0 | 0 | 0 | 0 | 0 | 0 | 0 | 0 | 0 | 0 | 0 | 0 | 0 | 0 | 0 | 0 | 0 | Grocery_New_Premium T8 - Lamp Replacement_TRC | 0 | 0 | 0 | 0 | 0 | 0 | 0 | 0 | 0 | 0 | 0 | 0 | 0 | 0 | 0 | 0 | 0 | 0 | 0 | 0
Healthcare | New | Premium T8 - Lamp Replacement | 0.0042752 | 0.00098159 |  | 17.6986 | 8 |  | 0.44 | 0.44 | lamp | 0 | 0.3937 | FAIL | FAIL | Healthcare_New_Premium T8 - Lamp Replacement_RIM | 0 | 0 | 0 | 0 | 0 | 0 | 0 | 0 | 0 | 0 | 0 | 0 | 0 | 0 | 0 | 0 | 0 | 0 | 0 | 0 | Healthcare_New_Premium T8 - Lamp Replacement_TRC | 0 | 0 | 0 | 0 | 0 | 0 | 0 | 0 | 0 | 0 | 0 | 0 | 0 | 0 | 0 | 0 | 0 | 0 | 0 | 0
Hospitals | New | Premium T8 - Lamp Replacement | 0.0024798 | 0.0023811 |  | 23.943 | 8 |  | 0.44 | 0.44 | lamp | 0 | 0.53261 | FAIL | FAIL | Hospitals_New_Premium T8 - Lamp Replacement_RIM | 0 | 0 | 0 | 0 | 0 | 0 | 0 | 0 | 0 | 0 | 0 | 0 | 0 | 0 | 0 | 0 | 0 | 0 | 0 | 0 | Hospitals_New_Premium T8 - Lamp Replacement_TRC | 0 | 0 | 0 | 0 | 0 | 0 | 0 | 0 | 0 | 0 | 0 | 0 | 0 | 0 | 0 | 0 | 0 | 0 | 0 | 0
Institutional | New | Premium T8 - Lamp Replacement | 0.0028051 | 0.00064404 |  | 11.6125 | 8 |  | 0.44 | 0.44 | lamp | 0 | 0.25832 | FAIL | FAIL | Institutional_New_Premium T8 - Lamp Replacement_RIM | 0 | 0 | 0 | 0 | 0 | 0 | 0 | 0 | 0 | 0 | 0 | 0 | 0 | 0 | 0 | 0 | 0 | 0 | 0 | 0 | Institutional_New_Premium T8 - Lamp Replacement_TRC | 0 | 0 | 0 | 0 | 0 | 0 | 0 | 0 | 0 | 0 | 0 | 0 | 0 | 0 | 0 | 0 | 0 | 0 | 0 | 0
Lodging/Hospitality | New | Premium T8 - Lamp Replacement | 0.0031876 | 5.3388e-07 |  | 13.2141 | 8 |  | 0.44 | 0.44 | lamp | 0 | 0.29395 | FAIL | FAIL | Lodging/Hospitality_New_Premium T8 - Lamp Replacement_RIM | 0 | 0 | 0 | 0 | 0 | 0 | 0 | 0 | 0 | 0 | 0 | 0 | 0 | 0 | 0 | 0 | 0 | 0 | 0 | 0 | Lodging/Hospitality_New_Premium T8 - Lamp Replacement_TRC | 0 | 0 | 0 | 0 | 0 | 0 | 0 | 0 | 0 | 0 | 0 | 0 | 0 | 0 | 0 | 0 | 0 | 0 | 0 | 0
Miscellaneous | New | Premium T8 - Lamp Replacement | 0.003748 | 0.00086055 |  | 15.5162 | 8 |  | 0.44 | 0.44 | lamp | 0 | 0.34516 | FAIL | FAIL | Miscellaneous_New_Premium T8 - Lamp Replacement_RIM | 0 | 0 | 0 | 0 | 0 | 0 | 0 | 0 | 0 | 0 | 0 | 0 | 0 | 0 | 0 | 0 | 0 | 0 | 0 | 0 | Miscellaneous_New_Premium T8 - Lamp Replacement_TRC | 0 | 0 | 0 | 0 | 0 | 0 | 0 | 0 | 0 | 0 | 0 | 0 | 0 | 0 | 0 | 0 | 0 | 0 | 0 | 0
Offices | New | Premium T8 - Lamp Replacement | 0.002766 | 0.00063506 |  | 11.4506 | 8 |  | 0.44 | 0.44 | lamp | 0 | 0.25472 | FAIL | FAIL | Offices_New_Premium T8 - Lamp Replacement_RIM | 0 | 0 | 0 | 0 | 0 | 0 | 0 | 0 | 0 | 0 | 0 | 0 | 0 | 0 | 0 | 0 | 0 | 0 | 0 | 0 | Offices_New_Premium T8 - Lamp Replacement_TRC | 0 | 0 | 0 | 0 | 0 | 0 | 0 | 0 | 0 | 0 | 0 | 0 | 0 | 0 | 0 | 0 | 0 | 0 | 0 | 0
Restaurants | New | Premium T8 - Lamp Replacement | 0.0028505 | 4.7742e-07 |  | 11.8166 | 8 |  | 0.44 | 0.44 | lamp | 0 | 0.26286 | FAIL | FAIL | Restaurants_New_Premium T8 - Lamp Replacement_RIM | 0 | 0 | 0 | 0 | 0 | 0 | 0 | 0 | 0 | 0 | 0 | 0 | 0 | 0 | 0 | 0 | 0 | 0 | 0 | 0 | Restaurants_New_Premium T8 - Lamp Replacement_TRC | 0 | 0 | 0 | 0 | 0 | 0 | 0 | 0 | 0 | 0 | 0 | 0 | 0 | 0 | 0 | 0 | 0 | 0 | 0 | 0
Retail | New | Premium T8 - Lamp Replacement | 0.004232 | 7.0881e-07 |  | 17.5437 | 8 |  | 0.44 | 0.44 | lamp | 0 | 0.39026 | FAIL | FAIL | Retail_New_Premium T8 - Lamp Replacement_RIM | 0 | 0 | 0 | 0 | 0 | 0 | 0 | 0 | 0 | 0 | 0 | 0 | 0 | 0 | 0 | 0 | 0 | 0 | 0 | 0 | Retail_New_Premium T8 - Lamp Replacement_TRC | 0 | 0 | 0 | 0 | 0 | 0 | 0 | 0 | 0 | 0 | 0 | 0 | 0 | 0 | 0 | 0 | 0 | 0 | 0 | 0
Schools K-12 | New | Premium T8 - Lamp Replacement | 0.0020228 | 0.00046444 |  | 8.3741 | 8 |  | 0.44 | 0.44 | lamp | 0 | 0.18628 | FAIL | FAIL | Schools K-12_New_Premium T8 - Lamp Replacement_RIM | 0 | 0 | 0 | 0 | 0 | 0 | 0 | 0 | 0 | 0 | 0 | 0 | 0 | 0 | 0 | 0 | 0 | 0 | 0 | 0 | Schools K-12_New_Premium T8 - Lamp Replacement_TRC | 0 | 0 | 0 | 0 | 0 | 0 | 0 | 0 | 0 | 0 | 0 | 0 | 0 | 0 | 0 | 0 | 0 | 0 | 0 | 0
Warehouse | New | Premium T8 - Lamp Replacement | 0.0032515 | 0.00074654 |  | 13.4605 | 8 |  | 0.44 | 0.44 | lamp | 0 | 0.29943 | FAIL | FAIL | Warehouse_New_Premium T8 - Lamp Replacement_RIM | 0 | 0 | 0 | 0 | 0 | 0 | 0 | 0 | 0 | 0 | 0 | 0 | 0 | 0 | 0 | 0 | 0 | 0 | 0 | 0 | Warehouse_New_Premium T8 - Lamp Replacement_TRC | 0 | 0 | 0 | 0 | 0 | 0 | 0 | 0 | 0 | 0 | 0 | 0 | 0 | 0 | 0 | 0 | 0 | 0 | 0 | 0
Assembly | Turnover | Efficient Battery Charger | 0.60888 | 0 |  | 1111.206 | 7 |  | 400 | 400 | unit | 0 | 38.1335 | FAIL | 184.3246 | Assembly_Turnover_Efficient Battery Charger_RIM | 0 | 0 | 0 | 0 | 0 | 0 | 0 | 0 | 0 | 0 | 0 | 0 | 0 | 0 | 0 | 0 | 0 | 0 | 0 | 0 | Assembly_Turnover_Efficient Battery Charger_TRC | 2.2502 | 3.2447 | 4.9229 | 7.0923 | 9.3855 | 10.935 | 10.6196 | 8.1951 | 4.9546 | 2.4308 | 2500.4723 | 3605.5524 | 5470.3503 | 7880.9851 | 10429.2086 | 12150.995 | 11800.5482 | 9106.4199 | 5505.5417 | 2701.1451 |  | 46.08%
College and University | Turnover | Efficient Battery Charger | 0.60888 | 0 |  | 1111.206 | 7 |  | 400 | 400 | unit | 0 | 38.1335 | FAIL | 184.3246 | College and University_Turnover_Efficient Battery Charger_RIM | 0 | 0 | 0 | 0 | 0 | 0 | 0 | 0 | 0 | 0 | 0 | 0 | 0 | 0 | 0 | 0 | 0 | 0 | 0 | 0 | College and University_Turnover_Efficient Battery Charger_TRC | 0 | 0 | 0 | 0 | 0 | 0 | 0 | 0 | 0 | 0 | 0 | 0 | 0 | 0 | 0 | 0 | 0 | 0 | 0 | 0 |  | 46.08%
Grocery | Turnover | Efficient Battery Charger | 0.60888 | 0 |  | 1111.206 | 7 |  | 400 | 400 | unit | 0 | 38.1335 | FAIL | 184.3246 | Grocery_Turnover_Efficient Battery Charger_RIM | 0 | 0 | 0 | 0 | 0 | 0 | 0 | 0 | 0 | 0 | 0 | 0 | 0 | 0 | 0 | 0 | 0 | 0 | 0 | 0 | Grocery_Turnover_Efficient Battery Charger_TRC | 2.7059 | 3.9119 | 5.9401 | 8.5511 | 11.289 | 13.1004 | 12.6785 | 9.7546 | 5.8808 | 2.8779 | 3006.7664 | 4346.8723 | 6600.6338 | 9501.9819 | 12544.3762 | 14557.2065 | 14088.4262 | 10839.4117 | 6534.771 | 3197.9763 |  | 46.08%
Healthcare | Turnover | Efficient Battery Charger | 0.60888 | 0 |  | 1111.206 | 7 |  | 400 | 400 | unit | 0 | 38.1335 | FAIL | 184.3246 | Healthcare_Turnover_Efficient Battery Charger_RIM | 0 | 0 | 0 | 0 | 0 | 0 | 0 | 0 | 0 | 0 | 0 | 0 | 0 | 0 | 0 | 0 | 0 | 0 | 0 | 0 | Healthcare_Turnover_Efficient Battery Charger_TRC | 4.2467 | 6.1272 | 9.2704 | 13.2735 | 17.3989 | 20.012 | 19.1944 | 14.6355 | 8.7443 | 4.2412 | 4718.9717 | 6808.5952 | 10301.2691 | 14749.622 | 19333.7561 | 22237.4746 | 21328.9475 | 16263.0589 | 9716.7533 | 4712.8364 |  | 46.08%
Hospitals | Turnover | Efficient Battery Charger | 0.60888 | 0 |  | 1111.206 | 7 |  | 400 | 400 | unit | 0 | 38.1335 | FAIL | 184.3246 | Hospitals_Turnover_Efficient Battery Charger_RIM | 0 | 0 | 0 | 0 | 0 | 0 | 0 | 0 | 0 | 0 | 0 | 0 | 0 | 0 | 0 | 0 | 0 | 0 | 0 | 0 | Hospitals_Turnover_Efficient Battery Charger_TRC | 5.3174 | 7.672 | 11.6076 | 16.62 | 21.7855 | 25.0574 | 24.0337 | 18.3254 | 10.9489 | 5.3105 | 5908.7105 | 8525.1663 | 12898.407 | 18468.2708 | 24208.1487 | 27843.9477 | 26706.3642 | 20363.2728 | 12166.524 | 5901.0284 |  | 46.08%
Institutional | Turnover | Efficient Battery Charger | 0.60888 | 0 |  | 1111.206 | 7 |  | 400 | 400 | unit | 0 | 38.1335 | FAIL | 184.3246 | Institutional_Turnover_Efficient Battery Charger_RIM | 0 | 0 | 0 | 0 | 0 | 0 | 0 | 0 | 0 | 0 | 0 | 0 | 0 | 0 | 0 | 0 | 0 | 0 | 0 | 0 | Institutional_Turnover_Efficient Battery Charger_TRC | 15.1818 | 21.8725 | 33.0788 | 47.393 | 62.227 | 71.7683 | 69.0423 | 52.8088 | 31.6524 | 15.4008 | 16870.139 | 24304.8229 | 36757.3386 | 52663.3476 | 69147.0145 | 79749.374 | 76720.184 | 58681.4701 | 35172.3008 | 17113.495 |  | 46.08%
Lodging/Hospitality | Turnover | Efficient Battery Charger | 0.60888 | 0 |  | 1111.206 | 7 |  | 400 | 400 | unit | 0 | 38.1335 | FAIL | 184.3246 | Lodging/Hospitality_Turnover_Efficient Battery Charger_RIM | 0 | 0 | 0 | 0 | 0 | 0 | 0 | 0 | 0 | 0 | 0 | 0 | 0 | 0 | 0 | 0 | 0 | 0 | 0 | 0 | Lodging/Hospitality_Turnover_Efficient Battery Charger_TRC | 5.8914 | 8.6186 | 13.1791 | 19.0203 | 25.0621 | 28.8982 | 27.7701 | 21.2035 | 12.6797 | 6.1528 | 6546.5551 | 9577.0244 | 14644.696 | 21135.5168 | 27849.2093 | 32111.8828 | 30858.3359 | 23561.4351 | 14089.7329 | 6837.0741 |  | 46.08%
Miscellaneous | Turnover | Efficient Battery Charger | 0.60888 | 0 |  | 1111.206 | 7 |  | 400 | 400 | unit | 0 | 38.1335 | FAIL | 184.3246 | Miscellaneous_Turnover_Efficient Battery Charger_RIM | 0 | 0 | 0 | 0 | 0 | 0 | 0 | 0 | 0 | 0 | 0 | 0 | 0 | 0 | 0 | 0 | 0 | 0 | 0 | 0 | Miscellaneous_Turnover_Efficient Battery Charger_TRC | 0 | 0 | 0 | 0 | 0 | 0 | 0 | 0 | 0 | 0 | 0 | 0 | 0 | 0 | 0 | 0 | 0 | 0 | 0 | 0 |  | 46.08%
Offices | Turnover | Efficient Battery Charger | 0.60888 | 0 |  | 1111.206 | 7 |  | 400 | 400 | unit | 0 | 38.1335 | FAIL | 184.3246 | Offices_Turnover_Efficient Battery Charger_RIM | 0 | 0 | 0 | 0 | 0 | 0 | 0 | 0 | 0 | 0 | 0 | 0 | 0 | 0 | 0 | 0 | 0 | 0 | 0 | 0 | Offices_Turnover_Efficient Battery Charger_TRC | 30.2653 | 44.0692 | 67.0668 | 96.2934 | 126.1785 | 144.6301 | 138.2295 | 105.0155 | 62.5104 | 30.2041 | 33631.0047 | 48969.9431 | 74525.0222 | 107001.7634 | 140210.2803 | 160713.8538 | 153601.4993 | 116693.8955 | 69461.9337 | 33563.0241 |  | 46.08%
Restaurants | Turnover | Efficient Battery Charger | 0.60888 | 0 |  | 1111.206 | 7 |  | 400 | 400 | unit | 0 | 38.1335 | FAIL | 184.3246 | Restaurants_Turnover_Efficient Battery Charger_RIM | 0 | 0 | 0 | 0 | 0 | 0 | 0 | 0 | 0 | 0 | 0 | 0 | 0 | 0 | 0 | 0 | 0 | 0 | 0 | 0 | Restaurants_Turnover_Efficient Battery Charger_TRC | 0 | 0 | 0 | 0 | 0 | 0 | 0 | 0 | 0 | 0 | 0 | 0 | 0 | 0 | 0 | 0 | 0 | 0 | 0 | 0 |  | 46.08%
Retail | Turnover | Efficient Battery Charger | 0.60888 | 0 |  | 1111.206 | 7 |  | 400 | 400 | unit | 0 | 38.1335 | FAIL | 184.3246 | Retail_Turnover_Efficient Battery Charger_RIM | 0 | 0 | 0 | 0 | 0 | 0 | 0 | 0 | 0 | 0 | 0 | 0 | 0 | 0 | 0 | 0 | 0 | 0 | 0 | 0 | Retail_Turnover_Efficient Battery Charger_TRC | 16.6418 | 23.9995 | 36.3177 | 52.0452 | 68.3247 | 78.7587 | 75.6394 | 57.7067 | 34.4745 | 16.7103 | 18492.4357 | 26668.3638 | 40356.4014 | 57832.921 | 75922.841 | 87517.1268 | 84050.9476 | 64124.0315 | 38308.2515 | 18568.5743 |  | 46.08%
Schools K-12 | Turnover | Efficient Battery Charger | 0.60888 | 0 |  | 1111.206 | 7 |  | 400 | 400 | unit | 0 | 38.1335 | FAIL | 184.3246 | Schools K-12_Turnover_Efficient Battery Charger_RIM | 0 | 0 | 0 | 0 | 0 | 0 | 0 | 0 | 0 | 0 | 0 | 0 | 0 | 0 | 0 | 0 | 0 | 0 | 0 | 0 | Schools K-12_Turnover_Efficient Battery Charger_TRC | 0 | 0 | 0 | 0 | 0 | 0 | 0 | 0 | 0 | 0 | 0 | 0 | 0 | 0 | 0 | 0 | 0 | 0 | 0 | 0 |  | 46.08%
Warehouse | Turnover | Efficient Battery Charger | 0.60888 | 0 |  | 1111.206 | 7 |  | 400 | 400 | unit | 0 | 38.1335 | FAIL | 184.3246 | Warehouse_Turnover_Efficient Battery Charger_RIM | 0 | 0 | 0 | 0 | 0 | 0 | 0 | 0 | 0 | 0 | 0 | 0 | 0 | 0 | 0 | 0 | 0 | 0 | 0 | 0 | Warehouse_Turnover_Efficient Battery Charger_TRC | 2.9986 | 4.3102 | 6.5008 | 9.2846 | 12.1473 | 13.9541 | 13.3604 | 10.1652 | 6.0581 | 2.9301 | 3332.0403 | 4789.5149 | 7223.7287 | 10317.1531 | 13498.1701 | 15505.8355 | 14846.1919 | 11295.5851 | 6731.7519 | 3255.9029 |  | 46.08%
Assembly | New | Efficient Battery Charger | 0.60888 | 0 |  | 1111.206 | 7 |  | 400 | 400 | unit | 0 | 38.1335 | FAIL | 184.3246 | Assembly_New_Efficient Battery Charger_RIM | 0 | 0 | 0 | 0 | 0 | 0 | 0 | 0 | 0 | 0 | 0 | 0 | 0 | 0 | 0 | 0 | 0 | 0 | 0 | 0 | Assembly_New_Efficient Battery Charger_TRC | 0.15067 | 0.30249 | 0.59047 | 1.0402 | 1.6273 | 1.8277 | 1.7101 | 1.289 | 0.75538 | 0.3667 | 167.421 | 336.1259 | 656.1375 | 1155.8553 | 1808.2585 | 2030.9997 | 1900.2181 | 1432.3096 | 839.3777 | 407.4779 |  | 46.08%
College and University | New | Efficient Battery Charger | 0.60888 | 0 |  | 1111.206 | 7 |  | 400 | 400 | unit | 0 | 38.1335 | FAIL | 184.3246 | College and University_New_Efficient Battery Charger_RIM | 0 | 0 | 0 | 0 | 0 | 0 | 0 | 0 | 0 | 0 | 0 | 0 | 0 | 0 | 0 | 0 | 0 | 0 | 0 | 0 | College and University_New_Efficient Battery Charger_TRC | 0 | 0 | 0 | 0 | 0 | 0 | 0 | 0 | 0 | 0 | 0 | 0 | 0 | 0 | 0 | 0 | 0 | 0 | 0 | 0 |  | 46.08%
Grocery | New | Efficient Battery Charger | 0.60888 | 0 |  | 1111.206 | 7 |  | 400 | 400 | unit | 0 | 38.1335 | FAIL | 184.3246 | Grocery_New_Efficient Battery Charger_RIM | 0 | 0 | 0 | 0 | 0 | 0 | 0 | 0 | 0 | 0 | 0 | 0 | 0 | 0 | 0 | 0 | 0 | 0 | 0 | 0 | Grocery_New_Efficient Battery Charger_TRC | 0.27179 | 0.44038 | 0.74969 | 1.1957 | 1.7325 | 1.9844 | 1.8915 | 1.4325 | 0.84901 | 0.40881 | 302.0162 | 489.3562 | 833.0652 | 1328.7111 | 1925.1173 | 2205.0658 | 2101.8418 | 1591.7712 | 943.427 | 454.2704 |  | 46.08%
Healthcare | New | Efficient Battery Charger | 0.60888 | 0 |  | 1111.206 | 7 |  | 400 | 400 | unit | 0 | 38.1335 | FAIL | 184.3246 | Healthcare_New_Efficient Battery Charger_RIM | 0 | 0 | 0 | 0 | 0 | 0 | 0 | 0 | 0 | 0 | 0 | 0 | 0 | 0 | 0 | 0 | 0 | 0 | 0 | 0 | Healthcare_New_Efficient Battery Charger_TRC | 0.30508 | 0.4335 | 0.65009 | 0.92254 | 1.1984 | 1.3238 | 1.2228 | 0.89976 | 0.5197 | 0.24404 | 339.008 | 481.7113 | 722.3796 | 1025.1273 | 1331.65 | 1471.0601 | 1358.76 | 999.8184 | 577.494 | 271.1736 |  | 46.08%
Hospitals | New | Efficient Battery Charger | 0.60888 | 0 |  | 1111.206 | 7 |  | 400 | 400 | unit | 0 | 38.1335 | FAIL | 184.3246 | Hospitals_New_Efficient Battery Charger_RIM | 0 | 0 | 0 | 0 | 0 | 0 | 0 | 0 | 0 | 0 | 0 | 0 | 0 | 0 | 0 | 0 | 0 | 0 | 0 | 0 | Hospitals_New_Efficient Battery Charger_TRC | 0.382 | 0.5428 | 0.81398 | 1.1551 | 1.5005 | 1.6576 | 1.5311 | 1.1266 | 0.65073 | 0.30556 | 424.478 | 603.1595 | 904.5046 | 1283.5806 | 1667.3832 | 1841.9412 | 1701.3281 | 1251.8909 | 723.0908 | 339.5414 |  | 46.08%
Institutional | New | Efficient Battery Charger | 0.60888 | 0 |  | 1111.206 | 7 |  | 400 | 400 | unit | 0 | 38.1335 | FAIL | 184.3246 | Institutional_New_Efficient Battery Charger_RIM | 0 | 0 | 0 | 0 | 0 | 0 | 0 | 0 | 0 | 0 | 0 | 0 | 0 | 0 | 0 | 0 | 0 | 0 | 0 | 0 | Institutional_New_Efficient Battery Charger_TRC | 1.0783 | 1.7146 | 2.853 | 4.46 | 6.3448 | 7.2736 | 6.9051 | 5.1854 | 3.0405 | 1.4437 | 1198.202 | 1905.2614 | 3170.2457 | 4955.9364 | 7050.4196 | 8082.5197 | 7672.9906 | 5762.0322 | 3378.6759 | 1604.2087 |  | 46.08%
Lodging/Hospitality | New | Efficient Battery Charger | 0.60888 | 0 |  | 1111.206 | 7 |  | 400 | 400 | unit | 0 | 38.1335 | FAIL | 184.3246 | Lodging/Hospitality_New_Efficient Battery Charger_RIM | 0 | 0 | 0 | 0 | 0 | 0 | 0 | 0 | 0 | 0 | 0 | 0 | 0 | 0 | 0 | 0 | 0 | 0 | 0 | 0 | Lodging/Hospitality_New_Efficient Battery Charger_TRC | 1.1293 | 1.4168 | 1.8676 | 2.2641 | 2.415 | 2.5652 | 2.2799 | 1.6089 | 0.89475 | 0.40678 | 1254.8793 | 1574.343 | 2075.3388 | 2515.9091 | 2683.597 | 2850.4775 | 2533.4556 | 1787.8554 | 994.2464 | 452.016 |  | 46.08%
Miscellaneous | New | Efficient Battery Charger | 0.60888 | 0 |  | 1111.206 | 7 |  | 400 | 400 | unit | 0 | 38.1335 | FAIL | 184.3246 | Miscellaneous_New_Efficient Battery Charger_RIM | 0 | 0 | 0 | 0 | 0 | 0 | 0 | 0 | 0 | 0 | 0 | 0 | 0 | 0 | 0 | 0 | 0 | 0 | 0 | 0 | Miscellaneous_New_Efficient Battery Charger_TRC | 0 | 0 | 0 | 0 | 0 | 0 | 0 | 0 | 0 | 0 | 0 | 0 | 0 | 0 | 0 | 0 | 0 | 0 | 0 | 0 |  | 46.08%
Offices | New | Efficient Battery Charger | 0.60888 | 0 |  | 1111.206 | 7 |  | 400 | 400 | unit | 0 | 38.1335 | FAIL | 184.3246 | Offices_New_Efficient Battery Charger_RIM | 0 | 0 | 0 | 0 | 0 | 0 | 0 | 0 | 0 | 0 | 0 | 0 | 0 | 0 | 0 | 0 | 0 | 0 | 0 | 0 | Offices_New_Efficient Battery Charger_TRC | 4.5888 | 5.4441 | 6.5638 | 6.9527 | 5.8722 | 6.2147 | 5.5043 | 3.8706 | 2.1456 | 0.97277 | 5099.1375 | 6049.4759 | 7293.6981 | 7725.9373 | 6525.2744 | 6905.7577 | 6116.3747 | 4301.0523 | 2384.1827 | 1080.9477 |  | 46.08%
Restaurants | New | Efficient Battery Charger | 0.60888 | 0 |  | 1111.206 | 7 |  | 400 | 400 | unit | 0 | 38.1335 | FAIL | 184.3246 | Restaurants_New_Efficient Battery Charger_RIM | 0 | 0 | 0 | 0 | 0 | 0 | 0 | 0 | 0 | 0 | 0 | 0 | 0 | 0 | 0 | 0 | 0 | 0 | 0 | 0 | Restaurants_New_Efficient Battery Charger_TRC | 0 | 0 | 0 | 0 | 0 | 0 | 0 | 0 | 0 | 0 | 0 | 0 | 0 | 0 | 0 | 0 | 0 | 0 | 0 | 0 |  | 46.08%
Retail | New | Efficient Battery Charger | 0.60888 | 0 |  | 1111.206 | 7 |  | 400 | 400 | unit | 0 | 38.1335 | FAIL | 184.3246 | Retail_New_Efficient Battery Charger_RIM | 0 | 0 | 0 | 0 | 0 | 0 | 0 | 0 | 0 | 0 | 0 | 0 | 0 | 0 | 0 | 0 | 0 | 0 | 0 | 0 | Retail_New_Efficient Battery Charger_TRC | 1.2905 | 1.9647 | 3.1462 | 4.7567 | 6.5703 | 6.7923 | 5.8871 | 4.0485 | 2.2024 | 0.98447 | 1433.9853 | 2183.1593 | 3496.0595 | 5285.6843 | 7300.9053 | 7547.6895 | 6541.7633 | 4498.7395 | 2447.2735 | 1093.9544 |  | 46.08%
Schools K-12 | New | Efficient Battery Charger | 0.60888 | 0 |  | 1111.206 | 7 |  | 400 | 400 | unit | 0 | 38.1335 | FAIL | 184.3246 | Schools K-12_New_Efficient Battery Charger_RIM | 0 | 0 | 0 | 0 | 0 | 0 | 0 | 0 | 0 | 0 | 0 | 0 | 0 | 0 | 0 | 0 | 0 | 0 | 0 | 0 | Schools K-12_New_Efficient Battery Charger_TRC | 0 | 0 | 0 | 0 | 0 | 0 | 0 | 0 | 0 | 0 | 0 | 0 | 0 | 0 | 0 | 0 | 0 | 0 | 0 | 0 |  | 46.08%
Warehouse | New | Efficient Battery Charger | 0.60888 | 0 |  | 1111.206 | 7 |  | 400 | 400 | unit | 0 | 38.1335 | FAIL | 184.3246 | Warehouse_New_Efficient Battery Charger_RIM | 0 | 0 | 0 | 0 | 0 | 0 | 0 | 0 | 0 | 0 | 0 | 0 | 0 | 0 | 0 | 0 | 0 | 0 | 0 | 0 | Warehouse_New_Efficient Battery Charger_TRC | 0.13995 | 0.21769 | 0.35701 | 0.55087 | 0.77431 | 0.79579 | 0.6859 | 0.46904 | 0.25389 | 0.11305 | 155.5086 | 241.899 | 396.7163 | 612.1248 | 860.4231 | 884.2841 | 762.1734 | 521.1976 | 282.1281 | 125.6181 |  | 46.08%
Assembly | Turnover | ENERGY STAR Commercial Clothes Washer | 0 | 0 |  | 1060.1591 | 7 |  | 550 | 550 | unit | 0 | 36.3817 | FAIL | FAIL | Assembly_Turnover_ENERGY STAR Commercial Clothes Washer_RIM | 0 | 0 | 0 | 0 | 0 | 0 | 0 | 0 | 0 | 0 | 0 | 0 | 0 | 0 | 0 | 0 | 0 | 0 | 0 | 0 | Assembly_Turnover_ENERGY STAR Commercial Clothes Washer_TRC | 0 | 0 | 0 | 0 | 0 | 0 | 0 | 0 | 0 | 0 | 0 | 0 | 0 | 0 | 0 | 0 | 0 | 0 | 0 | 0
College and University | Turnover | ENERGY STAR Commercial Clothes Washer | 0.10782 | 0.1241 |  | 1060.1591 | 7 |  | 550 | 550 | unit | 0 | 36.3817 | FAIL | 344.2323 | College and University_Turnover_ENERGY STAR Commercial Clothes Washer_RIM | 0 | 0 | 0 | 0 | 0 | 0 | 0 | 0 | 0 | 0 | 0 | 0 | 0 | 0 | 0 | 0 | 0 | 0 | 0 | 0 | College and University_Turnover_ENERGY STAR Commercial Clothes Washer_TRC | 15.0063 | 21.6094 | 32.6384 | 46.6619 | 61.0847 | 70.1823 | 67.231 | 51.2013 | 30.5624 | 14.8076 | 15909.0869 | 22909.4096 | 34601.8842 | 49469.0551 | 64759.5203 | 74404.3916 | 71275.5622 | 54281.538 | 32401.0079 | 15698.3905 |  | 62.59%
Grocery | Turnover | ENERGY STAR Commercial Clothes Washer | 0.092846 | 0.067168 |  | 1060.1591 | 7 |  | 550 | 550 | unit | 0 | 36.3817 | FAIL | 344.2323 | Grocery_Turnover_ENERGY STAR Commercial Clothes Washer_RIM | 0 | 0 | 0 | 0 | 0 | 0 | 0 | 0 | 0 | 0 | 0 | 0 | 0 | 0 | 0 | 0 | 0 | 0 | 0 | 0 | Grocery_Turnover_ENERGY STAR Commercial Clothes Washer_TRC | 0 | 0 | 0 | 0 | 0 | 0 | 0 | 0 | 0 | 0 | 0 | 0 | 0 | 0 | 0 | 0 | 0 | 0 | 0 | 0 |  | 62.59%
Healthcare | Turnover | ENERGY STAR Commercial Clothes Washer | 0.092846 | 0.067168 |  | 1060.1591 | 7 |  | 550 | 550 | unit | 0 | 36.3817 | FAIL | 344.2323 | Healthcare_Turnover_ENERGY STAR Commercial Clothes Washer_RIM | 0 | 0 | 0 | 0 | 0 | 0 | 0 | 0 | 0 | 0 | 0 | 0 | 0 | 0 | 0 | 0 | 0 | 0 | 0 | 0 | Healthcare_Turnover_ENERGY STAR Commercial Clothes Washer_TRC | 11.6173 | 16.7258 | 25.2312 | 35.9957 | 47.0144 | 53.9664 | 51.8227 | 39.6883 | 23.8392 | 11.6077 | 12316.1899 | 17732.0154 | 26749.077 | 38161.1738 | 49842.7749 | 57212.9554 | 54940.2608 | 42075.8956 | 25273.3297 | 12306.048 |  | 62.59%
Hospitals | Turnover | ENERGY STAR Commercial Clothes Washer | 0.10782 | 0.1241 |  | 1060.1591 | 7 |  | 550 | 550 | unit | 0 | 36.3817 | FAIL | 344.2323 | Hospitals_Turnover_ENERGY STAR Commercial Clothes Washer_RIM | 0 | 0 | 0 | 0 | 0 | 0 | 0 | 0 | 0 | 0 | 0 | 0 | 0 | 0 | 0 | 0 | 0 | 0 | 0 | 0 | Hospitals_Turnover_ENERGY STAR Commercial Clothes Washer_TRC | 14.5462 | 20.9427 | 31.5924 | 45.0709 | 58.8676 | 67.5723 | 64.8881 | 49.6944 | 29.8495 | 14.5343 | 15421.3261 | 22202.58 | 33493.0073 | 47782.3019 | 62409.0477 | 71637.3853 | 68791.7028 | 52683.9965 | 31645.1972 | 15408.6272 |  | 62.59%
Institutional | Turnover | ENERGY STAR Commercial Clothes Washer | 0 | 0 |  | 1060.1591 | 7 |  | 550 | 550 | unit | 0 | 36.3817 | FAIL | FAIL | Institutional_Turnover_ENERGY STAR Commercial Clothes Washer_RIM | 0 | 0 | 0 | 0 | 0 | 0 | 0 | 0 | 0 | 0 | 0 | 0 | 0 | 0 | 0 | 0 | 0 | 0 | 0 | 0 | Institutional_Turnover_ENERGY STAR Commercial Clothes Washer_TRC | 0 | 0 | 0 | 0 | 0 | 0 | 0 | 0 | 0 | 0 | 0 | 0 | 0 | 0 | 0 | 0 | 0 | 0 | 0 | 0
Lodging/Hospitality | Turnover | ENERGY STAR Commercial Clothes Washer | 0.10782 | 0.1241 |  | 1060.1591 | 7 |  | 550 | 550 | unit | 0 | 36.3817 | FAIL | 344.2323 | Lodging/Hospitality_Turnover_ENERGY STAR Commercial Clothes Washer_RIM | 0 | 0 | 0 | 0 | 0 | 0 | 0 | 0 | 0 | 0 | 0 | 0 | 0 | 0 | 0 | 0 | 0 | 0 | 0 | 0 | Lodging/Hospitality_Turnover_ENERGY STAR Commercial Clothes Washer_TRC | 16.1165 | 23.5267 | 35.8697 | 51.5802 | 67.7217 | 77.9298 | 74.9761 | 57.4992 | 34.5679 | 16.8397 | 17086.0564 | 24941.9943 | 38027.5572 | 54683.1729 | 71795.7682 | 82618.0019 | 79486.5767 | 60958.3037 | 36647.4744 | 17852.8078 |  | 62.59%
Miscellaneous | Turnover | ENERGY STAR Commercial Clothes Washer | 0 | 0 |  | 1060.1591 | 7 |  | 550 | 550 | unit | 0 | 36.3817 | FAIL | FAIL | Miscellaneous_Turnover_ENERGY STAR Commercial Clothes Washer_RIM | 0 | 0 | 0 | 0 | 0 | 0 | 0 | 0 | 0 | 0 | 0 | 0 | 0 | 0 | 0 | 0 | 0 | 0 | 0 | 0 | Miscellaneous_Turnover_ENERGY STAR Commercial Clothes Washer_TRC | 0 | 0 | 0 | 0 | 0 | 0 | 0 | 0 | 0 | 0 | 0 | 0 | 0 | 0 | 0 | 0 | 0 | 0 | 0 | 0
Offices | Turnover | ENERGY STAR Commercial Clothes Washer | 0.092846 | 0.067168 |  | 1060.1591 | 7 |  | 550 | 550 | unit | 0 | 36.3817 | FAIL | 344.2323 | Offices_Turnover_ENERGY STAR Commercial Clothes Washer_RIM | 0 | 0 | 0 | 0 | 0 | 0 | 0 | 0 | 0 | 0 | 0 | 0 | 0 | 0 | 0 | 0 | 0 | 0 | 0 | 0 | Offices_Turnover_ENERGY STAR Commercial Clothes Washer_TRC | 0 | 0 | 0 | 0 | 0 | 0 | 0 | 0 | 0 | 0 | 0 | 0 | 0 | 0 | 0 | 0 | 0 | 0 | 0 | 0 |  | 62.59%
Restaurants | Turnover | ENERGY STAR Commercial Clothes Washer | 0 | 0 |  | 1060.1591 | 7 |  | 550 | 550 | unit | 0 | 36.3817 | FAIL | FAIL | Restaurants_Turnover_ENERGY STAR Commercial Clothes Washer_RIM | 0 | 0 | 0 | 0 | 0 | 0 | 0 | 0 | 0 | 0 | 0 | 0 | 0 | 0 | 0 | 0 | 0 | 0 | 0 | 0 | Restaurants_Turnover_ENERGY STAR Commercial Clothes Washer_TRC | 0 | 0 | 0 | 0 | 0 | 0 | 0 | 0 | 0 | 0 | 0 | 0 | 0 | 0 | 0 | 0 | 0 | 0 | 0 | 0
Retail | Turnover | ENERGY STAR Commercial Clothes Washer | 0.092846 | 0.067168 |  | 1060.1591 | 7 |  | 550 | 550 | unit | 0 | 36.3817 | FAIL | 344.2323 | Retail_Turnover_ENERGY STAR Commercial Clothes Washer_RIM | 0 | 0 | 0 | 0 | 0 | 0 | 0 | 0 | 0 | 0 | 0 | 0 | 0 | 0 | 0 | 0 | 0 | 0 | 0 | 0 | Retail_Turnover_ENERGY STAR Commercial Clothes Washer_TRC | 0 | 0 | 0 | 0 | 0 | 0 | 0 | 0 | 0 | 0 | 0 | 0 | 0 | 0 | 0 | 0 | 0 | 0 | 0 | 0 |  | 62.59%
Schools K-12 | Turnover | ENERGY STAR Commercial Clothes Washer | 0.10782 | 0.1241 |  | 1060.1591 | 7 |  | 550 | 550 | unit | 0 | 36.3817 | FAIL | 344.2323 | Schools K-12_Turnover_ENERGY STAR Commercial Clothes Washer_RIM | 0 | 0 | 0 | 0 | 0 | 0 | 0 | 0 | 0 | 0 | 0 | 0 | 0 | 0 | 0 | 0 | 0 | 0 | 0 | 0 | Schools K-12_Turnover_ENERGY STAR Commercial Clothes Washer_TRC | 27.4482 | 39.526 | 59.6992 | 85.3498 | 111.7307 | 128.3712 | 122.973 | 93.6529 | 55.902 | 27.0847 | 29099.4845 | 41903.8512 | 63290.6841 | 90484.3887 | 118452.3456 | 136093.8851 | 130370.9089 | 99286.9539 | 59265.0372 | 28714.0975 |  | 62.59%
Warehouse | Turnover | ENERGY STAR Commercial Clothes Washer | 0 | 0 |  | 1060.1591 | 7 |  | 550 | 550 | unit | 0 | 36.3817 | FAIL | FAIL | Warehouse_Turnover_ENERGY STAR Commercial Clothes Washer_RIM | 0 | 0 | 0 | 0 | 0 | 0 | 0 | 0 | 0 | 0 | 0 | 0 | 0 | 0 | 0 | 0 | 0 | 0 | 0 | 0 | Warehouse_Turnover_ENERGY STAR Commercial Clothes Washer_TRC | 0 | 0 | 0 | 0 | 0 | 0 | 0 | 0 | 0 | 0 | 0 | 0 | 0 | 0 | 0 | 0 | 0 | 0 | 0 | 0
Assembly | New | ENERGY STAR Commercial Clothes Washer | 0 | 0 |  | 1060.1591 | 7 |  | 550 | 550 | unit | 0 | 36.3817 | FAIL | FAIL | Assembly_New_ENERGY STAR Commercial Clothes Washer_RIM | 0 | 0 | 0 | 0 | 0 | 0 | 0 | 0 | 0 | 0 | 0 | 0 | 0 | 0 | 0 | 0 | 0 | 0 | 0 | 0 | Assembly_New_ENERGY STAR Commercial Clothes Washer_TRC | 0 | 0 | 0 | 0 | 0 | 0 | 0 | 0 | 0 | 0 | 0 | 0 | 0 | 0 | 0 | 0 | 0 | 0 | 0 | 0
College and University | New | ENERGY STAR Commercial Clothes Washer | 0.10782 | 0.1241 |  | 1060.1591 | 7 |  | 550 | 550 | unit | 0 | 36.3817 | FAIL | 344.2323 | College and University_New_ENERGY STAR Commercial Clothes Washer_RIM | 0 | 0 | 0 | 0 | 0 | 0 | 0 | 0 | 0 | 0 | 0 | 0 | 0 | 0 | 0 | 0 | 0 | 0 | 0 | 0 | College and University_New_ENERGY STAR Commercial Clothes Washer_TRC | 0.88776 | 1.2863 | 1.9627 | 2.8238 | 3.704 | 3.9174 | 3.5604 | 2.6789 | 1.5274 | 0.7301 | 941.1659 | 1363.708 | 2080.7244 | 2993.677 | 3926.8739 | 4153.0964 | 3774.5596 | 2840.0222 | 1619.3217 | 774.0188 |  | 62.59%
Grocery | New | ENERGY STAR Commercial Clothes Washer | 0.092846 | 0.067168 |  | 1060.1591 | 7 |  | 550 | 550 | unit | 0 | 36.3817 | FAIL | 344.2323 | Grocery_New_ENERGY STAR Commercial Clothes Washer_RIM | 0 | 0 | 0 | 0 | 0 | 0 | 0 | 0 | 0 | 0 | 0 | 0 | 0 | 0 | 0 | 0 | 0 | 0 | 0 | 0 | Grocery_New_ENERGY STAR Commercial Clothes Washer_TRC | 0 | 0 | 0 | 0 | 0 | 0 | 0 | 0 | 0 | 0 | 0 | 0 | 0 | 0 | 0 | 0 | 0 | 0 | 0 | 0 |  | 62.59%
Healthcare | New | ENERGY STAR Commercial Clothes Washer | 0.092846 | 0.067168 |  | 1060.1591 | 7 |  | 550 | 550 | unit | 0 | 36.3817 | FAIL | 344.2323 | Healthcare_New_ENERGY STAR Commercial Clothes Washer_RIM | 0 | 0 | 0 | 0 | 0 | 0 | 0 | 0 | 0 | 0 | 0 | 0 | 0 | 0 | 0 | 0 | 0 | 0 | 0 | 0 | Healthcare_New_ENERGY STAR Commercial Clothes Washer_TRC | 0.82783 | 1.1682 | 1.7338 | 2.425 | 3.0923 | 3.3479 | 3.0428 | 2.2299 | 1.3055 | 0.62984 | 877.6318 | 1238.4266 | 1838.0743 | 2570.8564 | 3278.3467 | 3549.2797 | 3225.8442 | 2364.0152 | 1384.004 | 667.7353 |  | 62.59%
Hospitals | New | ENERGY STAR Commercial Clothes Washer | 0.10782 | 0.1241 |  | 1060.1591 | 7 |  | 550 | 550 | unit | 0 | 36.3817 | FAIL | 344.2323 | Hospitals_New_ENERGY STAR Commercial Clothes Washer_RIM | 0 | 0 | 0 | 0 | 0 | 0 | 0 | 0 | 0 | 0 | 0 | 0 | 0 | 0 | 0 | 0 | 0 | 0 | 0 | 0 | Hospitals_New_ENERGY STAR Commercial Clothes Washer_TRC | 1.0383 | 1.4665 | 2.1799 | 3.0558 | 3.9089 | 4.2482 | 3.8754 | 2.8452 | 1.6628 | 0.79828 | 1100.7149 | 1554.7476 | 2311.0538 | 3239.6638 | 4144.0811 | 4503.7677 | 4108.5326 | 3016.3919 | 1762.8235 | 846.3055 |  | 62.59%
Institutional | New | ENERGY STAR Commercial Clothes Washer | 0 | 0 |  | 1060.1591 | 7 |  | 550 | 550 | unit | 0 | 36.3817 | FAIL | FAIL | Institutional_New_ENERGY STAR Commercial Clothes Washer_RIM | 0 | 0 | 0 | 0 | 0 | 0 | 0 | 0 | 0 | 0 | 0 | 0 | 0 | 0 | 0 | 0 | 0 | 0 | 0 | 0 | Institutional_New_ENERGY STAR Commercial Clothes Washer_TRC | 0 | 0 | 0 | 0 | 0 | 0 | 0 | 0 | 0 | 0 | 0 | 0 | 0 | 0 | 0 | 0 | 0 | 0 | 0 | 0
Lodging/Hospitality | New | ENERGY STAR Commercial Clothes Washer | 0.10782 | 0.1241 |  | 1060.1591 | 7 |  | 550 | 550 | unit | 0 | 36.3817 | FAIL | 344.2323 | Lodging/Hospitality_New_ENERGY STAR Commercial Clothes Washer_RIM | 0 | 0 | 0 | 0 | 0 | 0 | 0 | 0 | 0 | 0 | 0 | 0 | 0 | 0 | 0 | 0 | 0 | 0 | 0 | 0 | Lodging/Hospitality_New_ENERGY STAR Commercial Clothes Washer_TRC | 3.0643 | 3.8178 | 4.981 | 5.9515 | 6.2318 | 6.4872 | 5.6734 | 3.9874 | 2.2476 | 1.0499 | 3248.6613 | 4047.4625 | 5280.6405 | 6309.5002 | 6606.6622 | 6877.4499 | 6014.6998 | 4227.2848 | 2382.7797 | 1113.0401 |  | 62.59%
Miscellaneous | New | ENERGY STAR Commercial Clothes Washer | 0 | 0 |  | 1060.1591 | 7 |  | 550 | 550 | unit | 0 | 36.3817 | FAIL | FAIL | Miscellaneous_New_ENERGY STAR Commercial Clothes Washer_RIM | 0 | 0 | 0 | 0 | 0 | 0 | 0 | 0 | 0 | 0 | 0 | 0 | 0 | 0 | 0 | 0 | 0 | 0 | 0 | 0 | Miscellaneous_New_ENERGY STAR Commercial Clothes Washer_TRC | 0 | 0 | 0 | 0 | 0 | 0 | 0 | 0 | 0 | 0 | 0 | 0 | 0 | 0 | 0 | 0 | 0 | 0 | 0 | 0
Offices | New | ENERGY STAR Commercial Clothes Washer | 0.092846 | 0.067168 |  | 1060.1591 | 7 |  | 550 | 550 | unit | 0 | 36.3817 | FAIL | 344.2323 | Offices_New_ENERGY STAR Commercial Clothes Washer_RIM | 0 | 0 | 0 | 0 | 0 | 0 | 0 | 0 | 0 | 0 | 0 | 0 | 0 | 0 | 0 | 0 | 0 | 0 | 0 | 0 | Offices_New_ENERGY STAR Commercial Clothes Washer_TRC | 0 | 0 | 0 | 0 | 0 | 0 | 0 | 0 | 0 | 0 | 0 | 0 | 0 | 0 | 0 | 0 | 0 | 0 | 0 | 0 |  | 62.59%
Restaurants | New | ENERGY STAR Commercial Clothes Washer | 0 | 0 |  | 1060.1591 | 7 |  | 550 | 550 | unit | 0 | 36.3817 | FAIL | FAIL | Restaurants_New_ENERGY STAR Commercial Clothes Washer_RIM | 0 | 0 | 0 | 0 | 0 | 0 | 0 | 0 | 0 | 0 | 0 | 0 | 0 | 0 | 0 | 0 | 0 | 0 | 0 | 0 | Restaurants_New_ENERGY STAR Commercial Clothes Washer_TRC | 0 | 0 | 0 | 0 | 0 | 0 | 0 | 0 | 0 | 0 | 0 | 0 | 0 | 0 | 0 | 0 | 0 | 0 | 0 | 0
Retail | New | ENERGY STAR Commercial Clothes Washer | 0.092846 | 0.067168 |  | 1060.1591 | 7 |  | 550 | 550 | unit | 0 | 36.3817 | FAIL | 344.2323 | Retail_New_ENERGY STAR Commercial Clothes Washer_RIM | 0 | 0 | 0 | 0 | 0 | 0 | 0 | 0 | 0 | 0 | 0 | 0 | 0 | 0 | 0 | 0 | 0 | 0 | 0 | 0 | Retail_New_ENERGY STAR Commercial Clothes Washer_TRC | 0 | 0 | 0 | 0 | 0 | 0 | 0 | 0 | 0 | 0 | 0 | 0 | 0 | 0 | 0 | 0 | 0 | 0 | 0 | 0 |  | 62.59%
Schools K-12 | New | ENERGY STAR Commercial Clothes Washer | 0.10782 | 0.1241 |  | 1060.1591 | 7 |  | 550 | 550 | unit | 0 | 36.3817 | FAIL | 344.2323 | Schools K-12_New_ENERGY STAR Commercial Clothes Washer_RIM | 0 | 0 | 0 | 0 | 0 | 0 | 0 | 0 | 0 | 0 | 0 | 0 | 0 | 0 | 0 | 0 | 0 | 0 | 0 | 0 | Schools K-12_New_ENERGY STAR Commercial Clothes Washer_TRC | 1.6263 | 2.3586 | 3.6036 | 5.1953 | 6.8337 | 7.2515 | 6.6114 | 4.9821 | 2.8365 | 1.3501 | 1724.1349 | 2500.4571 | 3820.4354 | 5507.8697 | 7244.8003 | 7687.7423 | 7009.101 | 5281.818 | 3007.1345 | 1431.315 |  | 62.59%
Warehouse | New | ENERGY STAR Commercial Clothes Washer | 0 | 0 |  | 1060.1591 | 7 |  | 550 | 550 | unit | 0 | 36.3817 | FAIL | FAIL | Warehouse_New_ENERGY STAR Commercial Clothes Washer_RIM | 0 | 0 | 0 | 0 | 0 | 0 | 0 | 0 | 0 | 0 | 0 | 0 | 0 | 0 | 0 | 0 | 0 | 0 | 0 | 0 | Warehouse_New_ENERGY STAR Commercial Clothes Washer_TRC | 0 | 0 | 0 | 0 | 0 | 0 | 0 | 0 | 0 | 0 | 0 | 0 | 0 | 0 | 0 | 0 | 0 | 0 | 0 | 0
Assembly | Turnover | ENERGY STAR Water Cooler | 0.095219 | 0.095219 |  | 547.5 | 10 |  | 85 | 85 | unit | 0 | 18.7887 | FAIL | FAIL | Assembly_Turnover_ENERGY STAR Water Cooler_RIM | 0 | 0 | 0 | 0 | 0 | 0 | 0 | 0 | 0 | 0 | 0 | 0 | 0 | 0 | 0 | 0 | 0 | 0 | 0 | 0 | Assembly_Turnover_ENERGY STAR Water Cooler_TRC | 0 | 0 | 0 | 0 | 0 | 0 | 0 | 0 | 0 | 0 | 0 | 0 | 0 | 0 | 0 | 0 | 0 | 0 | 0 | 0
College and University | Turnover | ENERGY STAR Water Cooler | 0.095219 | 0.095219 |  | 547.5 | 10 |  | 85 | 85 | unit | 0 | 18.7887 | FAIL | FAIL | College and University_Turnover_ENERGY STAR Water Cooler_RIM | 0 | 0 | 0 | 0 | 0 | 0 | 0 | 0 | 0 | 0 | 0 | 0 | 0 | 0 | 0 | 0 | 0 | 0 | 0 | 0 | College and University_Turnover_ENERGY STAR Water Cooler_TRC | 0 | 0 | 0 | 0 | 0 | 0 | 0 | 0 | 0 | 0 | 0 | 0 | 0 | 0 | 0 | 0 | 0 | 0 | 0 | 0
Grocery | Turnover | ENERGY STAR Water Cooler | 0.095219 | 0.095219 |  | 547.5 | 10 |  | 85 | 85 | unit | 0 | 18.7887 | FAIL | FAIL | Grocery_Turnover_ENERGY STAR Water Cooler_RIM | 0 | 0 | 0 | 0 | 0 | 0 | 0 | 0 | 0 | 0 | 0 | 0 | 0 | 0 | 0 | 0 | 0 | 0 | 0 | 0 | Grocery_Turnover_ENERGY STAR Water Cooler_TRC | 0 | 0 | 0 | 0 | 0 | 0 | 0 | 0 | 0 | 0 | 0 | 0 | 0 | 0 | 0 | 0 | 0 | 0 | 0 | 0
Healthcare | Turnover | ENERGY STAR Water Cooler | 0.095219 | 0.095219 |  | 547.5 | 10 |  | 85 | 85 | unit | 0 | 18.7887 | FAIL | FAIL | Healthcare_Turnover_ENERGY STAR Water Cooler_RIM | 0 | 0 | 0 | 0 | 0 | 0 | 0 | 0 | 0 | 0 | 0 | 0 | 0 | 0 | 0 | 0 | 0 | 0 | 0 | 0 | Healthcare_Turnover_ENERGY STAR Water Cooler_TRC | 0 | 0 | 0 | 0 | 0 | 0 | 0 | 0 | 0 | 0 | 0 | 0 | 0 | 0 | 0 | 0 | 0 | 0 | 0 | 0
Hospitals | Turnover | ENERGY STAR Water Cooler | 0.095219 | 0.095219 |  | 547.5 | 10 |  | 85 | 85 | unit | 0 | 18.7887 | FAIL | FAIL | Hospitals_Turnover_ENERGY STAR Water Cooler_RIM | 0 | 0 | 0 | 0 | 0 | 0 | 0 | 0 | 0 | 0 | 0 | 0 | 0 | 0 | 0 | 0 | 0 | 0 | 0 | 0 | Hospitals_Turnover_ENERGY STAR Water Cooler_TRC | 0 | 0 | 0 | 0 | 0 | 0 | 0 | 0 | 0 | 0 | 0 | 0 | 0 | 0 | 0 | 0 | 0 | 0 | 0 | 0
Institutional | Turnover | ENERGY STAR Water Cooler | 0.095219 | 0.095219 |  | 547.5 | 10 |  | 85 | 85 | unit | 0 | 18.7887 | FAIL | FAIL | Institutional_Turnover_ENERGY STAR Water Cooler_RIM | 0 | 0 | 0 | 0 | 0 | 0 | 0 | 0 | 0 | 0 | 0 | 0 | 0 | 0 | 0 | 0 | 0 | 0 | 0 | 0 | Institutional_Turnover_ENERGY STAR Water Cooler_TRC | 0 | 0 | 0 | 0 | 0 | 0 | 0 | 0 | 0 | 0 | 0 | 0 | 0 | 0 | 0 | 0 | 0 | 0 | 0 | 0
Lodging/Hospitality | Turnover | ENERGY STAR Water Cooler | 0.095219 | 0.095219 |  | 547.5 | 10 |  | 85 | 85 | unit | 0 | 18.7887 | FAIL | FAIL | Lodging/Hospitality_Turnover_ENERGY STAR Water Cooler_RIM | 0 | 0 | 0 | 0 | 0 | 0 | 0 | 0 | 0 | 0 | 0 | 0 | 0 | 0 | 0 | 0 | 0 | 0 | 0 | 0 | Lodging/Hospitality_Turnover_ENERGY STAR Water Cooler_TRC | 0 | 0 | 0 | 0 | 0 | 0 | 0 | 0 | 0 | 0 | 0 | 0 | 0 | 0 | 0 | 0 | 0 | 0 | 0 | 0
Miscellaneous | Turnover | ENERGY STAR Water Cooler | 0.095219 | 0.095219 |  | 547.5 | 10 |  | 85 | 85 | unit | 0 | 18.7887 | FAIL | FAIL | Miscellaneous_Turnover_ENERGY STAR Water Cooler_RIM | 0 | 0 | 0 | 0 | 0 | 0 | 0 | 0 | 0 | 0 | 0 | 0 | 0 | 0 | 0 | 0 | 0 | 0 | 0 | 0 | Miscellaneous_Turnover_ENERGY STAR Water Cooler_TRC | 0 | 0 | 0 | 0 | 0 | 0 | 0 | 0 | 0 | 0 | 0 | 0 | 0 | 0 | 0 | 0 | 0 | 0 | 0 | 0
Offices | Turnover | ENERGY STAR Water Cooler | 0.095219 | 0.095219 |  | 547.5 | 10 |  | 85 | 85 | unit | 0 | 18.7887 | FAIL | FAIL | Offices_Turnover_ENERGY STAR Water Cooler_RIM | 0 | 0 | 0 | 0 | 0 | 0 | 0 | 0 | 0 | 0 | 0 | 0 | 0 | 0 | 0 | 0 | 0 | 0 | 0 | 0 | Offices_Turnover_ENERGY STAR Water Cooler_TRC | 0 | 0 | 0 | 0 | 0 | 0 | 0 | 0 | 0 | 0 | 0 | 0 | 0 | 0 | 0 | 0 | 0 | 0 | 0 | 0
Restaurants | Turnover | ENERGY STAR Water Cooler | 0.095219 | 0.095219 |  | 547.5 | 10 |  | 85 | 85 | unit | 0 | 18.7887 | FAIL | FAIL | Restaurants_Turnover_ENERGY STAR Water Cooler_RIM | 0 | 0 | 0 | 0 | 0 | 0 | 0 | 0 | 0 | 0 | 0 | 0 | 0 | 0 | 0 | 0 | 0 | 0 | 0 | 0 | Restaurants_Turnover_ENERGY STAR Water Cooler_TRC | 0 | 0 | 0 | 0 | 0 | 0 | 0 | 0 | 0 | 0 | 0 | 0 | 0 | 0 | 0 | 0 | 0 | 0 | 0 | 0
Retail | Turnover | ENERGY STAR Water Cooler | 0.095219 | 0.095219 |  | 547.5 | 10 |  | 85 | 85 | unit | 0 | 18.7887 | FAIL | FAIL | Retail_Turnover_ENERGY STAR Water Cooler_RIM | 0 | 0 | 0 | 0 | 0 | 0 | 0 | 0 | 0 | 0 | 0 | 0 | 0 | 0 | 0 | 0 | 0 | 0 | 0 | 0 | Retail_Turnover_ENERGY STAR Water Cooler_TRC | 0 | 0 | 0 | 0 | 0 | 0 | 0 | 0 | 0 | 0 | 0 | 0 | 0 | 0 | 0 | 0 | 0 | 0 | 0 | 0
Schools K-12 | Turnover | ENERGY STAR Water Cooler | 0.095219 | 0.095219 |  | 547.5 | 10 |  | 85 | 85 | unit | 0 | 18.7887 | FAIL | FAIL | Schools K-12_Turnover_ENERGY STAR Water Cooler_RIM | 0 | 0 | 0 | 0 | 0 | 0 | 0 | 0 | 0 | 0 | 0 | 0 | 0 | 0 | 0 | 0 | 0 | 0 | 0 | 0 | Schools K-12_Turnover_ENERGY STAR Water Cooler_TRC | 0 | 0 | 0 | 0 | 0 | 0 | 0 | 0 | 0 | 0 | 0 | 0 | 0 | 0 | 0 | 0 | 0 | 0 | 0 | 0
Warehouse | Turnover | ENERGY STAR Water Cooler | 0.095219 | 0.095219 |  | 547.5 | 10 |  | 85 | 85 | unit | 0 | 18.7887 | FAIL | FAIL | Warehouse_Turnover_ENERGY STAR Water Cooler_RIM | 0 | 0 | 0 | 0 | 0 | 0 | 0 | 0 | 0 | 0 | 0 | 0 | 0 | 0 | 0 | 0 | 0 | 0 | 0 | 0 | Warehouse_Turnover_ENERGY STAR Water Cooler_TRC | 0 | 0 | 0 | 0 | 0 | 0 | 0 | 0 | 0 | 0 | 0 | 0 | 0 | 0 | 0 | 0 | 0 | 0 | 0 | 0
Assembly | New | ENERGY STAR Water Cooler | 0.095219 | 0.095219 |  | 547.5 | 10 |  | 85 | 85 | unit | 0 | 18.7887 | FAIL | FAIL | Assembly_New_ENERGY STAR Water Cooler_RIM | 0 | 0 | 0 | 0 | 0 | 0 | 0 | 0 | 0 | 0 | 0 | 0 | 0 | 0 | 0 | 0 | 0 | 0 | 0 | 0 | Assembly_New_ENERGY STAR Water Cooler_TRC | 0 | 0 | 0 | 0 | 0 | 0 | 0 | 0 | 0 | 0 | 0 | 0 | 0 | 0 | 0 | 0 | 0 | 0 | 0 | 0
College and University | New | ENERGY STAR Water Cooler | 0.095219 | 0.095219 |  | 547.5 | 10 |  | 85 | 85 | unit | 0 | 18.7887 | FAIL | FAIL | College and University_New_ENERGY STAR Water Cooler_RIM | 0 | 0 | 0 | 0 | 0 | 0 | 0 | 0 | 0 | 0 | 0 | 0 | 0 | 0 | 0 | 0 | 0 | 0 | 0 | 0 | College and University_New_ENERGY STAR Water Cooler_TRC | 0 | 0 | 0 | 0 | 0 | 0 | 0 | 0 | 0 | 0 | 0 | 0 | 0 | 0 | 0 | 0 | 0 | 0 | 0 | 0
Grocery | New | ENERGY STAR Water Cooler | 0.095219 | 0.095219 |  | 547.5 | 10 |  | 85 | 85 | unit | 0 | 18.7887 | FAIL | FAIL | Grocery_New_ENERGY STAR Water Cooler_RIM | 0 | 0 | 0 | 0 | 0 | 0 | 0 | 0 | 0 | 0 | 0 | 0 | 0 | 0 | 0 | 0 | 0 | 0 | 0 | 0 | Grocery_New_ENERGY STAR Water Cooler_TRC | 0 | 0 | 0 | 0 | 0 | 0 | 0 | 0 | 0 | 0 | 0 | 0 | 0 | 0 | 0 | 0 | 0 | 0 | 0 | 0
Healthcare | New | ENERGY STAR Water Cooler | 0.095219 | 0.095219 |  | 547.5 | 10 |  | 85 | 85 | unit | 0 | 18.7887 | FAIL | FAIL | Healthcare_New_ENERGY STAR Water Cooler_RIM | 0 | 0 | 0 | 0 | 0 | 0 | 0 | 0 | 0 | 0 | 0 | 0 | 0 | 0 | 0 | 0 | 0 | 0 | 0 | 0 | Healthcare_New_ENERGY STAR Water Cooler_TRC | 0 | 0 | 0 | 0 | 0 | 0 | 0 | 0 | 0 | 0 | 0 | 0 | 0 | 0 | 0 | 0 | 0 | 0 | 0 | 0
Hospitals | New | ENERGY STAR Water Cooler | 0.095219 | 0.095219 |  | 547.5 | 10 |  | 85 | 85 | unit | 0 | 18.7887 | FAIL | FAIL | Hospitals_New_ENERGY STAR Water Cooler_RIM | 0 | 0 | 0 | 0 | 0 | 0 | 0 | 0 | 0 | 0 | 0 | 0 | 0 | 0 | 0 | 0 | 0 | 0 | 0 | 0 | Hospitals_New_ENERGY STAR Water Cooler_TRC | 0 | 0 | 0 | 0 | 0 | 0 | 0 | 0 | 0 | 0 | 0 | 0 | 0 | 0 | 0 | 0 | 0 | 0 | 0 | 0
Institutional | New | ENERGY STAR Water Cooler | 0.095219 | 0.095219 |  | 547.5 | 10 |  | 85 | 85 | unit | 0 | 18.7887 | FAIL | FAIL | Institutional_New_ENERGY STAR Water Cooler_RIM | 0 | 0 | 0 | 0 | 0 | 0 | 0 | 0 | 0 | 0 | 0 | 0 | 0 | 0 | 0 | 0 | 0 | 0 | 0 | 0 | Institutional_New_ENERGY STAR Water Cooler_TRC | 0 | 0 | 0 | 0 | 0 | 0 | 0 | 0 | 0 | 0 | 0 | 0 | 0 | 0 | 0 | 0 | 0 | 0 | 0 | 0
Lodging/Hospitality | New | ENERGY STAR Water Cooler | 0.095219 | 0.095219 |  | 547.5 | 10 |  | 85 | 85 | unit | 0 | 18.7887 | FAIL | FAIL | Lodging/Hospitality_New_ENERGY STAR Water Cooler_RIM | 0 | 0 | 0 | 0 | 0 | 0 | 0 | 0 | 0 | 0 | 0 | 0 | 0 | 0 | 0 | 0 | 0 | 0 | 0 | 0 | Lodging/Hospitality_New_ENERGY STAR Water Cooler_TRC | 0 | 0 | 0 | 0 | 0 | 0 | 0 | 0 | 0 | 0 | 0 | 0 | 0 | 0 | 0 | 0 | 0 | 0 | 0 | 0
Miscellaneous | New | ENERGY STAR Water Cooler | 0.095219 | 0.095219 |  | 547.5 | 10 |  | 85 | 85 | unit | 0 | 18.7887 | FAIL | FAIL | Miscellaneous_New_ENERGY STAR Water Cooler_RIM | 0 | 0 | 0 | 0 | 0 | 0 | 0 | 0 | 0 | 0 | 0 | 0 | 0 | 0 | 0 | 0 | 0 | 0 | 0 | 0 | Miscellaneous_New_ENERGY STAR Water Cooler_TRC | 0 | 0 | 0 | 0 | 0 | 0 | 0 | 0 | 0 | 0 | 0 | 0 | 0 | 0 | 0 | 0 | 0 | 0 | 0 | 0
Offices | New | ENERGY STAR Water Cooler | 0.095219 | 0.095219 |  | 547.5 | 10 |  | 85 | 85 | unit | 0 | 18.7887 | FAIL | FAIL | Offices_New_ENERGY STAR Water Cooler_RIM | 0 | 0 | 0 | 0 | 0 | 0 | 0 | 0 | 0 | 0 | 0 | 0 | 0 | 0 | 0 | 0 | 0 | 0 | 0 | 0 | Offices_New_ENERGY STAR Water Cooler_TRC | 0 | 0 | 0 | 0 | 0 | 0 | 0 | 0 | 0 | 0 | 0 | 0 | 0 | 0 | 0 | 0 | 0 | 0 | 0 | 0
Restaurants | New | ENERGY STAR Water Cooler | 0.095219 | 0.095219 |  | 547.5 | 10 |  | 85 | 85 | unit | 0 | 18.7887 | FAIL | FAIL | Restaurants_New_ENERGY STAR Water Cooler_RIM | 0 | 0 | 0 | 0 | 0 | 0 | 0 | 0 | 0 | 0 | 0 | 0 | 0 | 0 | 0 | 0 | 0 | 0 | 0 | 0 | Restaurants_New_ENERGY STAR Water Cooler_TRC | 0 | 0 | 0 | 0 | 0 | 0 | 0 | 0 | 0 | 0 | 0 | 0 | 0 | 0 | 0 | 0 | 0 | 0 | 0 | 0
Retail | New | ENERGY STAR Water Cooler | 0.095219 | 0.095219 |  | 547.5 | 10 |  | 85 | 85 | unit | 0 | 18.7887 | FAIL | FAIL | Retail_New_ENERGY STAR Water Cooler_RIM | 0 | 0 | 0 | 0 | 0 | 0 | 0 | 0 | 0 | 0 | 0 | 0 | 0 | 0 | 0 | 0 | 0 | 0 | 0 | 0 | Retail_New_ENERGY STAR Water Cooler_TRC | 0 | 0 | 0 | 0 | 0 | 0 | 0 | 0 | 0 | 0 | 0 | 0 | 0 | 0 | 0 | 0 | 0 | 0 | 0 | 0
Schools K-12 | New | ENERGY STAR Water Cooler | 0.095219 | 0.095219 |  | 547.5 | 10 |  | 85 | 85 | unit | 0 | 18.7887 | FAIL | FAIL | Schools K-12_New_ENERGY STAR Water Cooler_RIM | 0 | 0 | 0 | 0 | 0 | 0 | 0 | 0 | 0 | 0 | 0 | 0 | 0 | 0 | 0 | 0 | 0 | 0 | 0 | 0 | Schools K-12_New_ENERGY STAR Water Cooler_TRC | 0 | 0 | 0 | 0 | 0 | 0 | 0 | 0 | 0 | 0 | 0 | 0 | 0 | 0 | 0 | 0 | 0 | 0 | 0 | 0
Warehouse | New | ENERGY STAR Water Cooler | 0.095219 | 0.095219 |  | 547.5 | 10 |  | 85 | 85 | unit | 0 | 18.7887 | FAIL | FAIL | Warehouse_New_ENERGY STAR Water Cooler_RIM | 0 | 0 | 0 | 0 | 0 | 0 | 0 | 0 | 0 | 0 | 0 | 0 | 0 | 0 | 0 | 0 | 0 | 0 | 0 | 0 | Warehouse_New_ENERGY STAR Water Cooler_TRC | 0 | 0 | 0 | 0 | 0 | 0 | 0 | 0 | 0 | 0 | 0 | 0 | 0 | 0 | 0 | 0 | 0 | 0 | 0 | 0
Assembly | Turnover | Heat Pump Pool Heater | 0 | 0.34381 |  | 9411.7647 | 15 |  | 906.95 | 906.95 | unit | 0 | 322.9859 | FAIL | FAIL | Assembly_Turnover_Heat Pump Pool Heater_RIM | 0 | 0 | 0 | 0 | 0 | 0 | 0 | 0 | 0 | 0 | 0 | 0 | 0 | 0 | 0 | 0 | 0 | 0 | 0 | 0 | Assembly_Turnover_Heat Pump Pool Heater_TRC | 0 | 0 | 0 | 0 | 0 | 0 | 0 | 0 | 0 | 0 | 0 | 0 | 0 | 0 | 0 | 0 | 0 | 0 | 0 | 0
College and University | Turnover | Heat Pump Pool Heater | 0 | 0.34381 |  | 9411.7647 | 15 |  | 906.95 | 906.95 | unit | 0 | 322.9859 | FAIL | FAIL | College and University_Turnover_Heat Pump Pool Heater_RIM | 0 | 0 | 0 | 0 | 0 | 0 | 0 | 0 | 0 | 0 | 0 | 0 | 0 | 0 | 0 | 0 | 0 | 0 | 0 | 0 | College and University_Turnover_Heat Pump Pool Heater_TRC | 0 | 0 | 0 | 0 | 0 | 0 | 0 | 0 | 0 | 0 | 0 | 0 | 0 | 0 | 0 | 0 | 0 | 0 | 0 | 0
Grocery | Turnover | Heat Pump Pool Heater | 0 | 0.34381 |  | 9411.7647 | 15 |  | 906.95 | 906.95 | unit | 0 | 322.9859 | FAIL | FAIL | Grocery_Turnover_Heat Pump Pool Heater_RIM | 0 | 0 | 0 | 0 | 0 | 0 | 0 | 0 | 0 | 0 | 0 | 0 | 0 | 0 | 0 | 0 | 0 | 0 | 0 | 0 | Grocery_Turnover_Heat Pump Pool Heater_TRC | 0 | 0 | 0 | 0 | 0 | 0 | 0 | 0 | 0 | 0 | 0 | 0 | 0 | 0 | 0 | 0 | 0 | 0 | 0 | 0
Healthcare | Turnover | Heat Pump Pool Heater | 0 | 0.34381 |  | 9411.7647 | 15 |  | 906.95 | 906.95 | unit | 0 | 322.9859 | FAIL | FAIL | Healthcare_Turnover_Heat Pump Pool Heater_RIM | 0 | 0 | 0 | 0 | 0 | 0 | 0 | 0 | 0 | 0 | 0 | 0 | 0 | 0 | 0 | 0 | 0 | 0 | 0 | 0 | Healthcare_Turnover_Heat Pump Pool Heater_TRC | 0 | 0 | 0 | 0 | 0 | 0 | 0 | 0 | 0 | 0 | 0 | 0 | 0 | 0 | 0 | 0 | 0 | 0 | 0 | 0
Hospitals | Turnover | Heat Pump Pool Heater | 0 | 0.34381 |  | 9411.7647 | 15 |  | 906.95 | 906.95 | unit | 0 | 322.9859 | FAIL | FAIL | Hospitals_Turnover_Heat Pump Pool Heater_RIM | 0 | 0 | 0 | 0 | 0 | 0 | 0 | 0 | 0 | 0 | 0 | 0 | 0 | 0 | 0 | 0 | 0 | 0 | 0 | 0 | Hospitals_Turnover_Heat Pump Pool Heater_TRC | 0 | 0 | 0 | 0 | 0 | 0 | 0 | 0 | 0 | 0 | 0 | 0 | 0 | 0 | 0 | 0 | 0 | 0 | 0 | 0
Institutional | Turnover | Heat Pump Pool Heater | 0 | 0.34381 |  | 9411.7647 | 15 |  | 906.95 | 906.95 | unit | 0 | 322.9859 | FAIL | FAIL | Institutional_Turnover_Heat Pump Pool Heater_RIM | 0 | 0 | 0 | 0 | 0 | 0 | 0 | 0 | 0 | 0 | 0 | 0 | 0 | 0 | 0 | 0 | 0 | 0 | 0 | 0 | Institutional_Turnover_Heat Pump Pool Heater_TRC | 0 | 0 | 0 | 0 | 0 | 0 | 0 | 0 | 0 | 0 | 0 | 0 | 0 | 0 | 0 | 0 | 0 | 0 | 0 | 0
Lodging/Hospitality | Turnover | Heat Pump Pool Heater | 0 | 0.34381 |  | 9411.7647 | 15 |  | 906.95 | 906.95 | unit | 0 | 322.9859 | FAIL | FAIL | Lodging/Hospitality_Turnover_Heat Pump Pool Heater_RIM | 0 | 0 | 0 | 0 | 0 | 0 | 0 | 0 | 0 | 0 | 0 | 0 | 0 | 0 | 0 | 0 | 0 | 0 | 0 | 0 | Lodging/Hospitality_Turnover_Heat Pump Pool Heater_TRC | 0 | 0 | 0 | 0 | 0 | 0 | 0 | 0 | 0 | 0 | 0 | 0 | 0 | 0 | 0 | 0 | 0 | 0 | 0 | 0
Miscellaneous | Turnover | Heat Pump Pool Heater | 0 | 0.34381 |  | 9411.7647 | 15 |  | 906.95 | 906.95 | unit | 0 | 322.9859 | FAIL | FAIL | Miscellaneous_Turnover_Heat Pump Pool Heater_RIM | 0 | 0 | 0 | 0 | 0 | 0 | 0 | 0 | 0 | 0 | 0 | 0 | 0 | 0 | 0 | 0 | 0 | 0 | 0 | 0 | Miscellaneous_Turnover_Heat Pump Pool Heater_TRC | 0 | 0 | 0 | 0 | 0 | 0 | 0 | 0 | 0 | 0 | 0 | 0 | 0 | 0 | 0 | 0 | 0 | 0 | 0 | 0
Offices | Turnover | Heat Pump Pool Heater | 0 | 0.34381 |  | 9411.7647 | 15 |  | 906.95 | 906.95 | unit | 0 | 322.9859 | FAIL | FAIL | Offices_Turnover_Heat Pump Pool Heater_RIM | 0 | 0 | 0 | 0 | 0 | 0 | 0 | 0 | 0 | 0 | 0 | 0 | 0 | 0 | 0 | 0 | 0 | 0 | 0 | 0 | Offices_Turnover_Heat Pump Pool Heater_TRC | 0 | 0 | 0 | 0 | 0 | 0 | 0 | 0 | 0 | 0 | 0 | 0 | 0 | 0 | 0 | 0 | 0 | 0 | 0 | 0
Restaurants | Turnover | Heat Pump Pool Heater | 0 | 0.34381 |  | 9411.7647 | 15 |  | 906.95 | 906.95 | unit | 0 | 322.9859 | FAIL | FAIL | Restaurants_Turnover_Heat Pump Pool Heater_RIM | 0 | 0 | 0 | 0 | 0 | 0 | 0 | 0 | 0 | 0 | 0 | 0 | 0 | 0 | 0 | 0 | 0 | 0 | 0 | 0 | Restaurants_Turnover_Heat Pump Pool Heater_TRC | 0 | 0 | 0 | 0 | 0 | 0 | 0 | 0 | 0 | 0 | 0 | 0 | 0 | 0 | 0 | 0 | 0 | 0 | 0 | 0
Retail | Turnover | Heat Pump Pool Heater | 0 | 0.34381 |  | 9411.7647 | 15 |  | 906.95 | 906.95 | unit | 0 | 322.9859 | FAIL | FAIL | Retail_Turnover_Heat Pump Pool Heater_RIM | 0 | 0 | 0 | 0 | 0 | 0 | 0 | 0 | 0 | 0 | 0 | 0 | 0 | 0 | 0 | 0 | 0 | 0 | 0 | 0 | Retail_Turnover_Heat Pump Pool Heater_TRC | 0 | 0 | 0 | 0 | 0 | 0 | 0 | 0 | 0 | 0 | 0 | 0 | 0 | 0 | 0 | 0 | 0 | 0 | 0 | 0
Schools K-12 | Turnover | Heat Pump Pool Heater | 0 | 0.34381 |  | 9411.7647 | 15 |  | 906.95 | 906.95 | unit | 0 | 322.9859 | FAIL | FAIL | Schools K-12_Turnover_Heat Pump Pool Heater_RIM | 0 | 0 | 0 | 0 | 0 | 0 | 0 | 0 | 0 | 0 | 0 | 0 | 0 | 0 | 0 | 0 | 0 | 0 | 0 | 0 | Schools K-12_Turnover_Heat Pump Pool Heater_TRC | 0 | 0 | 0 | 0 | 0 | 0 | 0 | 0 | 0 | 0 | 0 | 0 | 0 | 0 | 0 | 0 | 0 | 0 | 0 | 0
Warehouse | Turnover | Heat Pump Pool Heater | 0 | 0.34381 |  | 9411.7647 | 15 |  | 906.95 | 906.95 | unit | 0 | 322.9859 | FAIL | FAIL | Warehouse_Turnover_Heat Pump Pool Heater_RIM | 0 | 0 | 0 | 0 | 0 | 0 | 0 | 0 | 0 | 0 | 0 | 0 | 0 | 0 | 0 | 0 | 0 | 0 | 0 | 0 | Warehouse_Turnover_Heat Pump Pool Heater_TRC | 0 | 0 | 0 | 0 | 0 | 0 | 0 | 0 | 0 | 0 | 0 | 0 | 0 | 0 | 0 | 0 | 0 | 0 | 0 | 0
Assembly | New | Heat Pump Pool Heater | 0 | 0.34381 |  | 9411.7647 | 15 |  | 906.95 | 906.95 | unit | 0 | 322.9859 | FAIL | FAIL | Assembly_New_Heat Pump Pool Heater_RIM | 0 | 0 | 0 | 0 | 0 | 0 | 0 | 0 | 0 | 0 | 0 | 0 | 0 | 0 | 0 | 0 | 0 | 0 | 0 | 0 | Assembly_New_Heat Pump Pool Heater_TRC | 0 | 0 | 0 | 0 | 0 | 0 | 0 | 0 | 0 | 0 | 0 | 0 | 0 | 0 | 0 | 0 | 0 | 0 | 0 | 0
College and University | New | Heat Pump Pool Heater | 0 | 0.34381 |  | 9411.7647 | 15 |  | 906.95 | 906.95 | unit | 0 | 322.9859 | FAIL | FAIL | College and University_New_Heat Pump Pool Heater_RIM | 0 | 0 | 0 | 0 | 0 | 0 | 0 | 0 | 0 | 0 | 0 | 0 | 0 | 0 | 0 | 0 | 0 | 0 | 0 | 0 | College and University_New_Heat Pump Pool Heater_TRC | 0 | 0 | 0 | 0 | 0 | 0 | 0 | 0 | 0 | 0 | 0 | 0 | 0 | 0 | 0 | 0 | 0 | 0 | 0 | 0
Grocery | New | Heat Pump Pool Heater | 0 | 0.34381 |  | 9411.7647 | 15 |  | 906.95 | 906.95 | unit | 0 | 322.9859 | FAIL | FAIL | Grocery_New_Heat Pump Pool Heater_RIM | 0 | 0 | 0 | 0 | 0 | 0 | 0 | 0 | 0 | 0 | 0 | 0 | 0 | 0 | 0 | 0 | 0 | 0 | 0 | 0 | Grocery_New_Heat Pump Pool Heater_TRC | 0 | 0 | 0 | 0 | 0 | 0 | 0 | 0 | 0 | 0 | 0 | 0 | 0 | 0 | 0 | 0 | 0 | 0 | 0 | 0
Healthcare | New | Heat Pump Pool Heater | 0 | 0.34381 |  | 9411.7647 | 15 |  | 906.95 | 906.95 | unit | 0 | 322.9859 | FAIL | FAIL | Healthcare_New_Heat Pump Pool Heater_RIM | 0 | 0 | 0 | 0 | 0 | 0 | 0 | 0 | 0 | 0 | 0 | 0 | 0 | 0 | 0 | 0 | 0 | 0 | 0 | 0 | Healthcare_New_Heat Pump Pool Heater_TRC | 0 | 0 | 0 | 0 | 0 | 0 | 0 | 0 | 0 | 0 | 0 | 0 | 0 | 0 | 0 | 0 | 0 | 0 | 0 | 0
Hospitals | New | Heat Pump Pool Heater | 0 | 0.34381 |  | 9411.7647 | 15 |  | 906.95 | 906.95 | unit | 0 | 322.9859 | FAIL | FAIL | Hospitals_New_Heat Pump Pool Heater_RIM | 0 | 0 | 0 | 0 | 0 | 0 | 0 | 0 | 0 | 0 | 0 | 0 | 0 | 0 | 0 | 0 | 0 | 0 | 0 | 0 | Hospitals_New_Heat Pump Pool Heater_TRC | 0 | 0 | 0 | 0 | 0 | 0 | 0 | 0 | 0 | 0 | 0 | 0 | 0 | 0 | 0 | 0 | 0 | 0 | 0 | 0
Institutional | New | Heat Pump Pool Heater | 0 | 0.34381 |  | 9411.7647 | 15 |  | 906.95 | 906.95 | unit | 0 | 322.9859 | FAIL | FAIL | Institutional_New_Heat Pump Pool Heater_RIM | 0 | 0 | 0 | 0 | 0 | 0 | 0 | 0 | 0 | 0 | 0 | 0 | 0 | 0 | 0 | 0 | 0 | 0 | 0 | 0 | Institutional_New_Heat Pump Pool Heater_TRC | 0 | 0 | 0 | 0 | 0 | 0 | 0 | 0 | 0 | 0 | 0 | 0 | 0 | 0 | 0 | 0 | 0 | 0 | 0 | 0
Lodging/Hospitality | New | Heat Pump Pool Heater | 0 | 0.34381 |  | 9411.7647 | 15 |  | 906.95 | 906.95 | unit | 0 | 322.9859 | FAIL | FAIL | Lodging/Hospitality_New_Heat Pump Pool Heater_RIM | 0 | 0 | 0 | 0 | 0 | 0 | 0 | 0 | 0 | 0 | 0 | 0 | 0 | 0 | 0 | 0 | 0 | 0 | 0 | 0 | Lodging/Hospitality_New_Heat Pump Pool Heater_TRC | 0 | 0 | 0 | 0 | 0 | 0 | 0 | 0 | 0 | 0 | 0 | 0 | 0 | 0 | 0 | 0 | 0 | 0 | 0 | 0
Miscellaneous | New | Heat Pump Pool Heater | 0 | 0.34381 |  | 9411.7647 | 15 |  | 906.95 | 906.95 | unit | 0 | 322.9859 | FAIL | FAIL | Miscellaneous_New_Heat Pump Pool Heater_RIM | 0 | 0 | 0 | 0 | 0 | 0 | 0 | 0 | 0 | 0 | 0 | 0 | 0 | 0 | 0 | 0 | 0 | 0 | 0 | 0 | Miscellaneous_New_Heat Pump Pool Heater_TRC | 0 | 0 | 0 | 0 | 0 | 0 | 0 | 0 | 0 | 0 | 0 | 0 | 0 | 0 | 0 | 0 | 0 | 0 | 0 | 0
Offices | New | Heat Pump Pool Heater | 0 | 0.34381 |  | 9411.7647 | 15 |  | 906.95 | 906.95 | unit | 0 | 322.9859 | FAIL | FAIL | Offices_New_Heat Pump Pool Heater_RIM | 0 | 0 | 0 | 0 | 0 | 0 | 0 | 0 | 0 | 0 | 0 | 0 | 0 | 0 | 0 | 0 | 0 | 0 | 0 | 0 | Offices_New_Heat Pump Pool Heater_TRC | 0 | 0 | 0 | 0 | 0 | 0 | 0 | 0 | 0 | 0 | 0 | 0 | 0 | 0 | 0 | 0 | 0 | 0 | 0 | 0
Restaurants | New | Heat Pump Pool Heater | 0 | 0.34381 |  | 9411.7647 | 15 |  | 906.95 | 906.95 | unit | 0 | 322.9859 | FAIL | FAIL | Restaurants_New_Heat Pump Pool Heater_RIM | 0 | 0 | 0 | 0 | 0 | 0 | 0 | 0 | 0 | 0 | 0 | 0 | 0 | 0 | 0 | 0 | 0 | 0 | 0 | 0 | Restaurants_New_Heat Pump Pool Heater_TRC | 0 | 0 | 0 | 0 | 0 | 0 | 0 | 0 | 0 | 0 | 0 | 0 | 0 | 0 | 0 | 0 | 0 | 0 | 0 | 0
Retail | New | Heat Pump Pool Heater | 0 | 0.34381 |  | 9411.7647 | 15 |  | 906.95 | 906.95 | unit | 0 | 322.9859 | FAIL | FAIL | Retail_New_Heat Pump Pool Heater_RIM | 0 | 0 | 0 | 0 | 0 | 0 | 0 | 0 | 0 | 0 | 0 | 0 | 0 | 0 | 0 | 0 | 0 | 0 | 0 | 0 | Retail_New_Heat Pump Pool Heater_TRC | 0 | 0 | 0 | 0 | 0 | 0 | 0 | 0 | 0 | 0 | 0 | 0 | 0 | 0 | 0 | 0 | 0 | 0 | 0 | 0
Schools K-12 | New | Heat Pump Pool Heater | 0 | 0.34381 |  | 9411.7647 | 15 |  | 906.95 | 906.95 | unit | 0 | 322.9859 | FAIL | FAIL | Schools K-12_New_Heat Pump Pool Heater_RIM | 0 | 0 | 0 | 0 | 0 | 0 | 0 | 0 | 0 | 0 | 0 | 0 | 0 | 0 | 0 | 0 | 0 | 0 | 0 | 0 | Schools K-12_New_Heat Pump Pool Heater_TRC | 0 | 0 | 0 | 0 | 0 | 0 | 0 | 0 | 0 | 0 | 0 | 0 | 0 | 0 | 0 | 0 | 0 | 0 | 0 | 0
Warehouse | New | Heat Pump Pool Heater | 0 | 0.34381 |  | 9411.7647 | 15 |  | 906.95 | 906.95 | unit | 0 | 322.9859 | FAIL | FAIL | Warehouse_New_Heat Pump Pool Heater_RIM | 0 | 0 | 0 | 0 | 0 | 0 | 0 | 0 | 0 | 0 | 0 | 0 | 0 | 0 | 0 | 0 | 0 | 0 | 0 | 0 | Warehouse_New_Heat Pump Pool Heater_TRC | 0 | 0 | 0 | 0 | 0 | 0 | 0 | 0 | 0 | 0 | 0 | 0 | 0 | 0 | 0 | 0 | 0 | 0 | 0 | 0
Assembly | Turnover | Solar Pool Heater | 0 | 0.37007 |  | 10130.719 | 15 |  | 3477 | 3477 | unit | 0 | 347.6584 | FAIL | 1510.7155 | Assembly_Turnover_Solar Pool Heater_RIM | 0 | 0 | 0 | 0 | 0 | 0 | 0 | 0 | 0 | 0 | 0 | 0 | 0 | 0 | 0 | 0 | 0 | 0 | 0 | 0 | Assembly_Turnover_Solar Pool Heater_TRC | 0.0010558 | 0.0014735 | 0.0021336 | 0.0028936 | 0.0035949 | 0.0040349 | 0.0040056 | 0.0033423 | 0.0022052 | 0.0011487 | 10.6956 | 14.928 | 21.6149 | 29.3142 | 36.4194 | 40.8766 | 40.5797 | 33.8594 | 22.3403 | 11.6368 |  | 43.45%
College and University | Turnover | Solar Pool Heater | 0 | 0.37007 |  | 10130.719 | 15 |  | 3477 | 3477 | unit | 0 | 347.6584 | FAIL | 1510.7155 | College and University_Turnover_Solar Pool Heater_RIM | 0 | 0 | 0 | 0 | 0 | 0 | 0 | 0 | 0 | 0 | 0 | 0 | 0 | 0 | 0 | 0 | 0 | 0 | 0 | 0 | College and University_Turnover_Solar Pool Heater_TRC | 0 | 0 | 0 | 0 | 0 | 0 | 0 | 0 | 0 | 0 | 0 | 0 | 0 | 0 | 0 | 0 | 0 | 0 | 0 | 0 |  | 43.45%
Grocery | Turnover | Solar Pool Heater | 0 | 0.37007 |  | 10130.719 | 15 |  | 3477 | 3477 | unit | 0 | 347.6584 | FAIL | 1510.7155 | Grocery_Turnover_Solar Pool Heater_RIM | 0 | 0 | 0 | 0 | 0 | 0 | 0 | 0 | 0 | 0 | 0 | 0 | 0 | 0 | 0 | 0 | 0 | 0 | 0 | 0 | Grocery_Turnover_Solar Pool Heater_TRC | 0 | 0 | 0 | 0 | 0 | 0 | 0 | 0 | 0 | 0 | 0 | 0 | 0 | 0 | 0 | 0 | 0 | 0 | 0 | 0 |  | 43.45%
Healthcare | Turnover | Solar Pool Heater | 0 | 0.37007 |  | 10130.719 | 15 |  | 3477 | 3477 | unit | 0 | 347.6584 | FAIL | 1510.7155 | Healthcare_Turnover_Solar Pool Heater_RIM | 0 | 0 | 0 | 0 | 0 | 0 | 0 | 0 | 0 | 0 | 0 | 0 | 0 | 0 | 0 | 0 | 0 | 0 | 0 | 0 | Healthcare_Turnover_Solar Pool Heater_TRC | 0 | 0 | 0 | 0 | 0 | 0 | 0 | 0 | 0 | 0 | 0 | 0 | 0 | 0 | 0 | 0 | 0 | 0 | 0 | 0 |  | 43.45%
Hospitals | Turnover | Solar Pool Heater | 0 | 0.37007 |  | 10130.719 | 15 |  | 3477 | 3477 | unit | 0 | 347.6584 | FAIL | 1510.7155 | Hospitals_Turnover_Solar Pool Heater_RIM | 0 | 0 | 0 | 0 | 0 | 0 | 0 | 0 | 0 | 0 | 0 | 0 | 0 | 0 | 0 | 0 | 0 | 0 | 0 | 0 | Hospitals_Turnover_Solar Pool Heater_TRC | 0 | 0 | 0 | 0 | 0 | 0 | 0 | 0 | 0 | 0 | 0 | 0 | 0 | 0 | 0 | 0 | 0 | 0 | 0 | 0 |  | 43.45%
Institutional | Turnover | Solar Pool Heater | 0 | 0.37007 |  | 10130.719 | 15 |  | 3477 | 3477 | unit | 0 | 347.6584 | FAIL | 1510.7155 | Institutional_Turnover_Solar Pool Heater_RIM | 0 | 0 | 0 | 0 | 0 | 0 | 0 | 0 | 0 | 0 | 0 | 0 | 0 | 0 | 0 | 0 | 0 | 0 | 0 | 0 | Institutional_Turnover_Solar Pool Heater_TRC | 0 | 0 | 0 | 0 | 0 | 0 | 0 | 0 | 0 | 0 | 0 | 0 | 0 | 0 | 0 | 0 | 0 | 0 | 0 | 0 |  | 43.45%
Lodging/Hospitality | Turnover | Solar Pool Heater | 0 | 0.37007 |  | 10130.719 | 15 |  | 3477 | 3477 | unit | 0 | 347.6584 | FAIL | 1510.7155 | Lodging/Hospitality_Turnover_Solar Pool Heater_RIM | 0 | 0 | 0 | 0 | 0 | 0 | 0 | 0 | 0 | 0 | 0 | 0 | 0 | 0 | 0 | 0 | 0 | 0 | 0 | 0 | Lodging/Hospitality_Turnover_Solar Pool Heater_TRC | 0.033512 | 0.047453 | 0.069251 | 0.094084 | 0.11639 | 0.12928 | 0.127 | 0.10484 | 0.068423 | 0.03525 | 339.504 | 480.7372 | 701.5615 | 953.1436 | 1179.0758 | 1309.7142 | 1286.5517 | 1062.1384 | 693.1701 | 357.1115 |  | 43.45%
Miscellaneous | Turnover | Solar Pool Heater | 0 | 0.37007 |  | 10130.719 | 15 |  | 3477 | 3477 | unit | 0 | 347.6584 | FAIL | 1510.7155 | Miscellaneous_Turnover_Solar Pool Heater_RIM | 0 | 0 | 0 | 0 | 0 | 0 | 0 | 0 | 0 | 0 | 0 | 0 | 0 | 0 | 0 | 0 | 0 | 0 | 0 | 0 | Miscellaneous_Turnover_Solar Pool Heater_TRC | 0 | 0 | 0 | 0 | 0 | 0 | 0 | 0 | 0 | 0 | 0 | 0 | 0 | 0 | 0 | 0 | 0 | 0 | 0 | 0 |  | 43.45%
Offices | Turnover | Solar Pool Heater | 0 | 0.37007 |  | 10130.719 | 15 |  | 3477 | 3477 | unit | 0 | 347.6584 | FAIL | 1510.7155 | Offices_Turnover_Solar Pool Heater_RIM | 0 | 0 | 0 | 0 | 0 | 0 | 0 | 0 | 0 | 0 | 0 | 0 | 0 | 0 | 0 | 0 | 0 | 0 | 0 | 0 | Offices_Turnover_Solar Pool Heater_TRC | 0 | 0 | 0 | 0 | 0 | 0 | 0 | 0 | 0 | 0 | 0 | 0 | 0 | 0 | 0 | 0 | 0 | 0 | 0 | 0 |  | 43.45%
Restaurants | Turnover | Solar Pool Heater | 0 | 0.37007 |  | 10130.719 | 15 |  | 3477 | 3477 | unit | 0 | 347.6584 | FAIL | 1510.7155 | Restaurants_Turnover_Solar Pool Heater_RIM | 0 | 0 | 0 | 0 | 0 | 0 | 0 | 0 | 0 | 0 | 0 | 0 | 0 | 0 | 0 | 0 | 0 | 0 | 0 | 0 | Restaurants_Turnover_Solar Pool Heater_TRC | 0 | 0 | 0 | 0 | 0 | 0 | 0 | 0 | 0 | 0 | 0 | 0 | 0 | 0 | 0 | 0 | 0 | 0 | 0 | 0 |  | 43.45%
Retail | Turnover | Solar Pool Heater | 0 | 0.37007 |  | 10130.719 | 15 |  | 3477 | 3477 | unit | 0 | 347.6584 | FAIL | 1510.7155 | Retail_Turnover_Solar Pool Heater_RIM | 0 | 0 | 0 | 0 | 0 | 0 | 0 | 0 | 0 | 0 | 0 | 0 | 0 | 0 | 0 | 0 | 0 | 0 | 0 | 0 | Retail_Turnover_Solar Pool Heater_TRC | 0 | 0 | 0 | 0 | 0 | 0 | 0 | 0 | 0 | 0 | 0 | 0 | 0 | 0 | 0 | 0 | 0 | 0 | 0 | 0 |  | 43.45%
Schools K-12 | Turnover | Solar Pool Heater | 0 | 0.37007 |  | 10130.719 | 15 |  | 3477 | 3477 | unit | 0 | 347.6584 | FAIL | 1510.7155 | Schools K-12_Turnover_Solar Pool Heater_RIM | 0 | 0 | 0 | 0 | 0 | 0 | 0 | 0 | 0 | 0 | 0 | 0 | 0 | 0 | 0 | 0 | 0 | 0 | 0 | 0 | Schools K-12_Turnover_Solar Pool Heater_TRC | 0 | 0 | 0 | 0 | 0 | 0 | 0 | 0 | 0 | 0 | 0 | 0 | 0 | 0 | 0 | 0 | 0 | 0 | 0 | 0 |  | 43.45%
Warehouse | Turnover | Solar Pool Heater | 0 | 0.37007 |  | 10130.719 | 15 |  | 3477 | 3477 | unit | 0 | 347.6584 | FAIL | 1510.7155 | Warehouse_Turnover_Solar Pool Heater_RIM | 0 | 0 | 0 | 0 | 0 | 0 | 0 | 0 | 0 | 0 | 0 | 0 | 0 | 0 | 0 | 0 | 0 | 0 | 0 | 0 | Warehouse_Turnover_Solar Pool Heater_TRC | 0 | 0 | 0 | 0 | 0 | 0 | 0 | 0 | 0 | 0 | 0 | 0 | 0 | 0 | 0 | 0 | 0 | 0 | 0 | 0 |  | 43.45%
Assembly | New | Solar Pool Heater | 0 | 0.37007 |  | 10130.719 | 15 |  | 3477 | 3477 | unit | 0 | 347.6584 | FAIL | 1510.7155 | Assembly_New_Solar Pool Heater_RIM | 0 | 0 | 0 | 0 | 0 | 0 | 0 | 0 | 0 | 0 | 0 | 0 | 0 | 0 | 0 | 0 | 0 | 0 | 0 | 0 | Assembly_New_Solar Pool Heater_TRC | 7.0689e-05 | 0.00013737 | 0.00025591 | 0.00042439 | 0.00062331 | 0.00067442 | 0.00064502 | 0.00052569 | 0.00033621 | 0.00017328 | 0.71613 | 1.3917 | 2.5926 | 4.2993 | 6.3145 | 6.8324 | 6.5345 | 5.3256 | 3.406 | 1.7555 |  | 43.45%
College and University | New | Solar Pool Heater | 0 | 0.37007 |  | 10130.719 | 15 |  | 3477 | 3477 | unit | 0 | 347.6584 | FAIL | 1510.7155 | College and University_New_Solar Pool Heater_RIM | 0 | 0 | 0 | 0 | 0 | 0 | 0 | 0 | 0 | 0 | 0 | 0 | 0 | 0 | 0 | 0 | 0 | 0 | 0 | 0 | College and University_New_Solar Pool Heater_TRC | 0 | 0 | 0 | 0 | 0 | 0 | 0 | 0 | 0 | 0 | 0 | 0 | 0 | 0 | 0 | 0 | 0 | 0 | 0 | 0 |  | 43.45%
Grocery | New | Solar Pool Heater | 0 | 0.37007 |  | 10130.719 | 15 |  | 3477 | 3477 | unit | 0 | 347.6584 | FAIL | 1510.7155 | Grocery_New_Solar Pool Heater_RIM | 0 | 0 | 0 | 0 | 0 | 0 | 0 | 0 | 0 | 0 | 0 | 0 | 0 | 0 | 0 | 0 | 0 | 0 | 0 | 0 | Grocery_New_Solar Pool Heater_TRC | 0 | 0 | 0 | 0 | 0 | 0 | 0 | 0 | 0 | 0 | 0 | 0 | 0 | 0 | 0 | 0 | 0 | 0 | 0 | 0 |  | 43.45%
Healthcare | New | Solar Pool Heater | 0 | 0.37007 |  | 10130.719 | 15 |  | 3477 | 3477 | unit | 0 | 347.6584 | FAIL | 1510.7155 | Healthcare_New_Solar Pool Heater_RIM | 0 | 0 | 0 | 0 | 0 | 0 | 0 | 0 | 0 | 0 | 0 | 0 | 0 | 0 | 0 | 0 | 0 | 0 | 0 | 0 | Healthcare_New_Solar Pool Heater_TRC | 0 | 0 | 0 | 0 | 0 | 0 | 0 | 0 | 0 | 0 | 0 | 0 | 0 | 0 | 0 | 0 | 0 | 0 | 0 | 0 |  | 43.45%
Hospitals | New | Solar Pool Heater | 0 | 0.37007 |  | 10130.719 | 15 |  | 3477 | 3477 | unit | 0 | 347.6584 | FAIL | 1510.7155 | Hospitals_New_Solar Pool Heater_RIM | 0 | 0 | 0 | 0 | 0 | 0 | 0 | 0 | 0 | 0 | 0 | 0 | 0 | 0 | 0 | 0 | 0 | 0 | 0 | 0 | Hospitals_New_Solar Pool Heater_TRC | 0 | 0 | 0 | 0 | 0 | 0 | 0 | 0 | 0 | 0 | 0 | 0 | 0 | 0 | 0 | 0 | 0 | 0 | 0 | 0 |  | 43.45%
Institutional | New | Solar Pool Heater | 0 | 0.37007 |  | 10130.719 | 15 |  | 3477 | 3477 | unit | 0 | 347.6584 | FAIL | 1510.7155 | Institutional_New_Solar Pool Heater_RIM | 0 | 0 | 0 | 0 | 0 | 0 | 0 | 0 | 0 | 0 | 0 | 0 | 0 | 0 | 0 | 0 | 0 | 0 | 0 | 0 | Institutional_New_Solar Pool Heater_TRC | 0 | 0 | 0 | 0 | 0 | 0 | 0 | 0 | 0 | 0 | 0 | 0 | 0 | 0 | 0 | 0 | 0 | 0 | 0 | 0 |  | 43.45%
Lodging/Hospitality | New | Solar Pool Heater | 0 | 0.37007 |  | 10130.719 | 15 |  | 3477 | 3477 | unit | 0 | 347.6584 | FAIL | 1510.7155 | Lodging/Hospitality_New_Solar Pool Heater_RIM | 0 | 0 | 0 | 0 | 0 | 0 | 0 | 0 | 0 | 0 | 0 | 0 | 0 | 0 | 0 | 0 | 0 | 0 | 0 | 0 | Lodging/Hospitality_New_Solar Pool Heater_TRC | 0.0064238 | 0.0078007 | 0.0098137 | 0.0112 | 0.011215 | 0.011476 | 0.010426 | 0.0079556 | 0.0048283 | 0.0023305 | 65.078 | 79.0272 | 99.4201 | 113.4594 | 113.6177 | 116.2595 | 105.6253 | 80.5957 | 48.9138 | 23.6095 |  | 43.45%
Miscellaneous | New | Solar Pool Heater | 0 | 0.37007 |  | 10130.719 | 15 |  | 3477 | 3477 | unit | 0 | 347.6584 | FAIL | 1510.7155 | Miscellaneous_New_Solar Pool Heater_RIM | 0 | 0 | 0 | 0 | 0 | 0 | 0 | 0 | 0 | 0 | 0 | 0 | 0 | 0 | 0 | 0 | 0 | 0 | 0 | 0 | Miscellaneous_New_Solar Pool Heater_TRC | 0 | 0 | 0 | 0 | 0 | 0 | 0 | 0 | 0 | 0 | 0 | 0 | 0 | 0 | 0 | 0 | 0 | 0 | 0 | 0 |  | 43.45%
Offices | New | Solar Pool Heater | 0 | 0.37007 |  | 10130.719 | 15 |  | 3477 | 3477 | unit | 0 | 347.6584 | FAIL | 1510.7155 | Offices_New_Solar Pool Heater_RIM | 0 | 0 | 0 | 0 | 0 | 0 | 0 | 0 | 0 | 0 | 0 | 0 | 0 | 0 | 0 | 0 | 0 | 0 | 0 | 0 | Offices_New_Solar Pool Heater_TRC | 0 | 0 | 0 | 0 | 0 | 0 | 0 | 0 | 0 | 0 | 0 | 0 | 0 | 0 | 0 | 0 | 0 | 0 | 0 | 0 |  | 43.45%
Restaurants | New | Solar Pool Heater | 0 | 0.37007 |  | 10130.719 | 15 |  | 3477 | 3477 | unit | 0 | 347.6584 | FAIL | 1510.7155 | Restaurants_New_Solar Pool Heater_RIM | 0 | 0 | 0 | 0 | 0 | 0 | 0 | 0 | 0 | 0 | 0 | 0 | 0 | 0 | 0 | 0 | 0 | 0 | 0 | 0 | Restaurants_New_Solar Pool Heater_TRC | 0 | 0 | 0 | 0 | 0 | 0 | 0 | 0 | 0 | 0 | 0 | 0 | 0 | 0 | 0 | 0 | 0 | 0 | 0 | 0 |  | 43.45%
Retail | New | Solar Pool Heater | 0 | 0.37007 |  | 10130.719 | 15 |  | 3477 | 3477 | unit | 0 | 347.6584 | FAIL | 1510.7155 | Retail_New_Solar Pool Heater_RIM | 0 | 0 | 0 | 0 | 0 | 0 | 0 | 0 | 0 | 0 | 0 | 0 | 0 | 0 | 0 | 0 | 0 | 0 | 0 | 0 | Retail_New_Solar Pool Heater_TRC | 0 | 0 | 0 | 0 | 0 | 0 | 0 | 0 | 0 | 0 | 0 | 0 | 0 | 0 | 0 | 0 | 0 | 0 | 0 | 0 |  | 43.45%
Schools K-12 | New | Solar Pool Heater | 0 | 0.37007 |  | 10130.719 | 15 |  | 3477 | 3477 | unit | 0 | 347.6584 | FAIL | 1510.7155 | Schools K-12_New_Solar Pool Heater_RIM | 0 | 0 | 0 | 0 | 0 | 0 | 0 | 0 | 0 | 0 | 0 | 0 | 0 | 0 | 0 | 0 | 0 | 0 | 0 | 0 | Schools K-12_New_Solar Pool Heater_TRC | 0 | 0 | 0 | 0 | 0 | 0 | 0 | 0 | 0 | 0 | 0 | 0 | 0 | 0 | 0 | 0 | 0 | 0 | 0 | 0 |  | 43.45%
Warehouse | New | Solar Pool Heater | 0 | 0.37007 |  | 10130.719 | 15 |  | 3477 | 3477 | unit | 0 | 347.6584 | FAIL | 1510.7155 | Warehouse_New_Solar Pool Heater_RIM | 0 | 0 | 0 | 0 | 0 | 0 | 0 | 0 | 0 | 0 | 0 | 0 | 0 | 0 | 0 | 0 | 0 | 0 | 0 | 0 | Warehouse_New_Solar Pool Heater_TRC | 0 | 0 | 0 | 0 | 0 | 0 | 0 | 0 | 0 | 0 | 0 | 0 | 0 | 0 | 0 | 0 | 0 | 0 | 0 | 0 |  | 43.45%
Assembly | Turnover | Solar Powered Pool Pump | 0.9567 | 0.1485 |  | 4065.1875 | 10 |  | 2259.01 | 2259.01 | motor | 0 | 139.5061 | FAIL | 1469.9925 | Assembly_Turnover_Solar Powered Pool Pump_RIM | 0 | 0 | 0 | 0 | 0 | 0 | 0 | 0 | 0 | 0 | 0 | 0 | 0 | 0 | 0 | 0 | 0 | 0 | 0 | 0 | Assembly_Turnover_Solar Powered Pool Pump_TRC | 0 | 0 | 0 | 0 | 0 | 0 | 0 | 0 | 0 | 0 | 0 | 0 | 0 | 0 | 0 | 0 | 0 | 0 | 0 | 0 |  | 65.07%
College and University | Turnover | Solar Powered Pool Pump | 0.9567 | 0.1485 |  | 4065.1875 | 10 |  | 2259.01 | 2259.01 | motor | 0 | 139.5061 | FAIL | 1469.9925 | College and University_Turnover_Solar Powered Pool Pump_RIM | 0 | 0 | 0 | 0 | 0 | 0 | 0 | 0 | 0 | 0 | 0 | 0 | 0 | 0 | 0 | 0 | 0 | 0 | 0 | 0 | College and University_Turnover_Solar Powered Pool Pump_TRC | 0 | 0 | 0 | 0 | 0 | 0 | 0 | 0 | 0 | 0 | 0 | 0 | 0 | 0 | 0 | 0 | 0 | 0 | 0 | 0 |  | 65.07%
Grocery | Turnover | Solar Powered Pool Pump | 0.9567 | 0.1485 |  | 4065.1875 | 10 |  | 2259.01 | 2259.01 | motor | 0 | 139.5061 | FAIL | 1469.9925 | Grocery_Turnover_Solar Powered Pool Pump_RIM | 0 | 0 | 0 | 0 | 0 | 0 | 0 | 0 | 0 | 0 | 0 | 0 | 0 | 0 | 0 | 0 | 0 | 0 | 0 | 0 | Grocery_Turnover_Solar Powered Pool Pump_TRC | 0 | 0 | 0 | 0 | 0 | 0 | 0 | 0 | 0 | 0 | 0 | 0 | 0 | 0 | 0 | 0 | 0 | 0 | 0 | 0 |  | 65.07%
Healthcare | Turnover | Solar Powered Pool Pump | 0.9567 | 0.1485 |  | 4065.1875 | 10 |  | 2259.01 | 2259.01 | motor | 0 | 139.5061 | FAIL | 1469.9925 | Healthcare_Turnover_Solar Powered Pool Pump_RIM | 0 | 0 | 0 | 0 | 0 | 0 | 0 | 0 | 0 | 0 | 0 | 0 | 0 | 0 | 0 | 0 | 0 | 0 | 0 | 0 | Healthcare_Turnover_Solar Powered Pool Pump_TRC | 0 | 0 | 0 | 0 | 0 | 0 | 0 | 0 | 0 | 0 | 0 | 0 | 0 | 0 | 0 | 0 | 0 | 0 | 0 | 0 |  | 65.07%
Hospitals | Turnover | Solar Powered Pool Pump | 0.9567 | 0.1485 |  | 4065.1875 | 10 |  | 2259.01 | 2259.01 | motor | 0 | 139.5061 | FAIL | 1469.9925 | Hospitals_Turnover_Solar Powered Pool Pump_RIM | 0 | 0 | 0 | 0 | 0 | 0 | 0 | 0 | 0 | 0 | 0 | 0 | 0 | 0 | 0 | 0 | 0 | 0 | 0 | 0 | Hospitals_Turnover_Solar Powered Pool Pump_TRC | 0 | 0 | 0 | 0 | 0 | 0 | 0 | 0 | 0 | 0 | 0 | 0 | 0 | 0 | 0 | 0 | 0 | 0 | 0 | 0 |  | 65.07%
Institutional | Turnover | Solar Powered Pool Pump | 0.9567 | 0.1485 |  | 4065.1875 | 10 |  | 2259.01 | 2259.01 | motor | 0 | 139.5061 | FAIL | 1469.9925 | Institutional_Turnover_Solar Powered Pool Pump_RIM | 0 | 0 | 0 | 0 | 0 | 0 | 0 | 0 | 0 | 0 | 0 | 0 | 0 | 0 | 0 | 0 | 0 | 0 | 0 | 0 | Institutional_Turnover_Solar Powered Pool Pump_TRC | 0 | 0 | 0 | 0 | 0 | 0 | 0 | 0 | 0 | 0 | 0 | 0 | 0 | 0 | 0 | 0 | 0 | 0 | 0 | 0 |  | 65.07%
Lodging/Hospitality | Turnover | Solar Powered Pool Pump | 0.9567 | 0.1485 |  | 4065.1875 | 10 |  | 2259.01 | 2259.01 | motor | 0 | 139.5061 | FAIL | 1469.9925 | Lodging/Hospitality_Turnover_Solar Powered Pool Pump_RIM | 0 | 0 | 0 | 0 | 0 | 0 | 0 | 0 | 0 | 0 | 0 | 0 | 0 | 0 | 0 | 0 | 0 | 0 | 0 | 0 | Lodging/Hospitality_Turnover_Solar Powered Pool Pump_TRC | 0 | 0 | 0 | 0 | 0 | 0 | 0 | 0 | 0 | 0 | 0 | 0 | 0 | 0 | 0 | 0 | 0 | 0 | 0 | 0 |  | 65.07%
Miscellaneous | Turnover | Solar Powered Pool Pump | 0.9567 | 0.1485 |  | 4065.1875 | 10 |  | 2259.01 | 2259.01 | motor | 0 | 139.5061 | FAIL | 1469.9925 | Miscellaneous_Turnover_Solar Powered Pool Pump_RIM | 0 | 0 | 0 | 0 | 0 | 0 | 0 | 0 | 0 | 0 | 0 | 0 | 0 | 0 | 0 | 0 | 0 | 0 | 0 | 0 | Miscellaneous_Turnover_Solar Powered Pool Pump_TRC | 0 | 0 | 0 | 0 | 0 | 0 | 0 | 0 | 0 | 0 | 0 | 0 | 0 | 0 | 0 | 0 | 0 | 0 | 0 | 0 |  | 65.07%
Offices | Turnover | Solar Powered Pool Pump | 0.9567 | 0.1485 |  | 4065.1875 | 10 |  | 2259.01 | 2259.01 | motor | 0 | 139.5061 | FAIL | 1469.9925 | Offices_Turnover_Solar Powered Pool Pump_RIM | 0 | 0 | 0 | 0 | 0 | 0 | 0 | 0 | 0 | 0 | 0 | 0 | 0 | 0 | 0 | 0 | 0 | 0 | 0 | 0 | Offices_Turnover_Solar Powered Pool Pump_TRC | 0 | 0 | 0 | 0 | 0 | 0 | 0 | 0 | 0 | 0 | 0 | 0 | 0 | 0 | 0 | 0 | 0 | 0 | 0 | 0 |  | 65.07%
Restaurants | Turnover | Solar Powered Pool Pump | 0.9567 | 0.1485 |  | 4065.1875 | 10 |  | 2259.01 | 2259.01 | motor | 0 | 139.5061 | FAIL | 1469.9925 | Restaurants_Turnover_Solar Powered Pool Pump_RIM | 0 | 0 | 0 | 0 | 0 | 0 | 0 | 0 | 0 | 0 | 0 | 0 | 0 | 0 | 0 | 0 | 0 | 0 | 0 | 0 | Restaurants_Turnover_Solar Powered Pool Pump_TRC | 0 | 0 | 0 | 0 | 0 | 0 | 0 | 0 | 0 | 0 | 0 | 0 | 0 | 0 | 0 | 0 | 0 | 0 | 0 | 0 |  | 65.07%
Retail | Turnover | Solar Powered Pool Pump | 0.9567 | 0.1485 |  | 4065.1875 | 10 |  | 2259.01 | 2259.01 | motor | 0 | 139.5061 | FAIL | 1469.9925 | Retail_Turnover_Solar Powered Pool Pump_RIM | 0 | 0 | 0 | 0 | 0 | 0 | 0 | 0 | 0 | 0 | 0 | 0 | 0 | 0 | 0 | 0 | 0 | 0 | 0 | 0 | Retail_Turnover_Solar Powered Pool Pump_TRC | 0 | 0 | 0 | 0 | 0 | 0 | 0 | 0 | 0 | 0 | 0 | 0 | 0 | 0 | 0 | 0 | 0 | 0 | 0 | 0 |  | 65.07%
Schools K-12 | Turnover | Solar Powered Pool Pump | 0.9567 | 0.1485 |  | 4065.1875 | 10 |  | 2259.01 | 2259.01 | motor | 0 | 139.5061 | FAIL | 1469.9925 | Schools K-12_Turnover_Solar Powered Pool Pump_RIM | 0 | 0 | 0 | 0 | 0 | 0 | 0 | 0 | 0 | 0 | 0 | 0 | 0 | 0 | 0 | 0 | 0 | 0 | 0 | 0 | Schools K-12_Turnover_Solar Powered Pool Pump_TRC | 0 | 0 | 0 | 0 | 0 | 0 | 0 | 0 | 0 | 0 | 0 | 0 | 0 | 0 | 0 | 0 | 0 | 0 | 0 | 0 |  | 65.07%
Assembly | New | Solar Powered Pool Pump | 0.9567 | 0.1485 |  | 4065.1875 | 10 |  | 2259.01 | 2259.01 | motor | 0 | 139.5061 | FAIL | 1469.9925 | Assembly_New_Solar Powered Pool Pump_RIM | 0 | 0 | 0 | 0 | 0 | 0 | 0 | 0 | 0 | 0 | 0 | 0 | 0 | 0 | 0 | 0 | 0 | 0 | 0 | 0 | Assembly_New_Solar Powered Pool Pump_TRC | 0 | 0 | 0 | 0 | 0 | 0 | 0 | 0 | 0 | 0 | 0 | 0 | 0 | 0 | 0 | 0 | 0 | 0 | 0 | 0 |  | 65.07%
College and University | New | Solar Powered Pool Pump | 0.9567 | 0.1485 |  | 4065.1875 | 10 |  | 2259.01 | 2259.01 | motor | 0 | 139.5061 | FAIL | 1469.9925 | College and University_New_Solar Powered Pool Pump_RIM | 0 | 0 | 0 | 0 | 0 | 0 | 0 | 0 | 0 | 0 | 0 | 0 | 0 | 0 | 0 | 0 | 0 | 0 | 0 | 0 | College and University_New_Solar Powered Pool Pump_TRC | 0 | 0 | 0 | 0 | 0 | 0 | 0 | 0 | 0 | 0 | 0 | 0 | 0 | 0 | 0 | 0 | 0 | 0 | 0 | 0 |  | 65.07%
Grocery | New | Solar Powered Pool Pump | 0.9567 | 0.1485 |  | 4065.1875 | 10 |  | 2259.01 | 2259.01 | motor | 0 | 139.5061 | FAIL | 1469.9925 | Grocery_New_Solar Powered Pool Pump_RIM | 0 | 0 | 0 | 0 | 0 | 0 | 0 | 0 | 0 | 0 | 0 | 0 | 0 | 0 | 0 | 0 | 0 | 0 | 0 | 0 | Grocery_New_Solar Powered Pool Pump_TRC | 0 | 0 | 0 | 0 | 0 | 0 | 0 | 0 | 0 | 0 | 0 | 0 | 0 | 0 | 0 | 0 | 0 | 0 | 0 | 0 |  | 65.07%
Healthcare | New | Solar Powered Pool Pump | 0.9567 | 0.1485 |  | 4065.1875 | 10 |  | 2259.01 | 2259.01 | motor | 0 | 139.5061 | FAIL | 1469.9925 | Healthcare_New_Solar Powered Pool Pump_RIM | 0 | 0 | 0 | 0 | 0 | 0 | 0 | 0 | 0 | 0 | 0 | 0 | 0 | 0 | 0 | 0 | 0 | 0 | 0 | 0 | Healthcare_New_Solar Powered Pool Pump_TRC | 0 | 0 | 0 | 0 | 0 | 0 | 0 | 0 | 0 | 0 | 0 | 0 | 0 | 0 | 0 | 0 | 0 | 0 | 0 | 0 |  | 65.07%
Hospitals | New | Solar Powered Pool Pump | 0.9567 | 0.1485 |  | 4065.1875 | 10 |  | 2259.01 | 2259.01 | motor | 0 | 139.5061 | FAIL | 1469.9925 | Hospitals_New_Solar Powered Pool Pump_RIM | 0 | 0 | 0 | 0 | 0 | 0 | 0 | 0 | 0 | 0 | 0 | 0 | 0 | 0 | 0 | 0 | 0 | 0 | 0 | 0 | Hospitals_New_Solar Powered Pool Pump_TRC | 0 | 0 | 0 | 0 | 0 | 0 | 0 | 0 | 0 | 0 | 0 | 0 | 0 | 0 | 0 | 0 | 0 | 0 | 0 | 0 |  | 65.07%
Institutional | New | Solar Powered Pool Pump | 0.9567 | 0.1485 |  | 4065.1875 | 10 |  | 2259.01 | 2259.01 | motor | 0 | 139.5061 | FAIL | 1469.9925 | Institutional_New_Solar Powered Pool Pump_RIM | 0 | 0 | 0 | 0 | 0 | 0 | 0 | 0 | 0 | 0 | 0 | 0 | 0 | 0 | 0 | 0 | 0 | 0 | 0 | 0 | Institutional_New_Solar Powered Pool Pump_TRC | 0 | 0 | 0 | 0 | 0 | 0 | 0 | 0 | 0 | 0 | 0 | 0 | 0 | 0 | 0 | 0 | 0 | 0 | 0 | 0 |  | 65.07%
Lodging/Hospitality | New | Solar Powered Pool Pump | 0.9567 | 0.1485 |  | 4065.1875 | 10 |  | 2259.01 | 2259.01 | motor | 0 | 139.5061 | FAIL | 1469.9925 | Lodging/Hospitality_New_Solar Powered Pool Pump_RIM | 0 | 0 | 0 | 0 | 0 | 0 | 0 | 0 | 0 | 0 | 0 | 0 | 0 | 0 | 0 | 0 | 0 | 0 | 0 | 0 | Lodging/Hospitality_New_Solar Powered Pool Pump_TRC | 0 | 0 | 0 | 0 | 0 | 0 | 0 | 0 | 0 | 0 | 0 | 0 | 0 | 0 | 0 | 0 | 0 | 0 | 0 | 0 |  | 65.07%
Miscellaneous | New | Solar Powered Pool Pump | 0.9567 | 0.1485 |  | 4065.1875 | 10 |  | 2259.01 | 2259.01 | motor | 0 | 139.5061 | FAIL | 1469.9925 | Miscellaneous_New_Solar Powered Pool Pump_RIM | 0 | 0 | 0 | 0 | 0 | 0 | 0 | 0 | 0 | 0 | 0 | 0 | 0 | 0 | 0 | 0 | 0 | 0 | 0 | 0 | Miscellaneous_New_Solar Powered Pool Pump_TRC | 0 | 0 | 0 | 0 | 0 | 0 | 0 | 0 | 0 | 0 | 0 | 0 | 0 | 0 | 0 | 0 | 0 | 0 | 0 | 0 |  | 65.07%
Offices | New | Solar Powered Pool Pump | 0.9567 | 0.1485 |  | 4065.1875 | 10 |  | 2259.01 | 2259.01 | motor | 0 | 139.5061 | FAIL | 1469.9925 | Offices_New_Solar Powered Pool Pump_RIM | 0 | 0 | 0 | 0 | 0 | 0 | 0 | 0 | 0 | 0 | 0 | 0 | 0 | 0 | 0 | 0 | 0 | 0 | 0 | 0 | Offices_New_Solar Powered Pool Pump_TRC | 0 | 0 | 0 | 0 | 0 | 0 | 0 | 0 | 0 | 0 | 0 | 0 | 0 | 0 | 0 | 0 | 0 | 0 | 0 | 0 |  | 65.07%
Restaurants | New | Solar Powered Pool Pump | 0.9567 | 0.1485 |  | 4065.1875 | 10 |  | 2259.01 | 2259.01 | motor | 0 | 139.5061 | FAIL | 1469.9925 | Restaurants_New_Solar Powered Pool Pump_RIM | 0 | 0 | 0 | 0 | 0 | 0 | 0 | 0 | 0 | 0 | 0 | 0 | 0 | 0 | 0 | 0 | 0 | 0 | 0 | 0 | Restaurants_New_Solar Powered Pool Pump_TRC | 0 | 0 | 0 | 0 | 0 | 0 | 0 | 0 | 0 | 0 | 0 | 0 | 0 | 0 | 0 | 0 | 0 | 0 | 0 | 0 |  | 65.07%
Retail | New | Solar Powered Pool Pump | 0.9567 | 0.1485 |  | 4065.1875 | 10 |  | 2259.01 | 2259.01 | motor | 0 | 139.5061 | FAIL | 1469.9925 | Retail_New_Solar Powered Pool Pump_RIM | 0 | 0 | 0 | 0 | 0 | 0 | 0 | 0 | 0 | 0 | 0 | 0 | 0 | 0 | 0 | 0 | 0 | 0 | 0 | 0 | Retail_New_Solar Powered Pool Pump_TRC | 0 | 0 | 0 | 0 | 0 | 0 | 0 | 0 | 0 | 0 | 0 | 0 | 0 | 0 | 0 | 0 | 0 | 0 | 0 | 0 |  | 65.07%
Schools K-12 | New | Solar Powered Pool Pump | 0.9567 | 0.1485 |  | 4065.1875 | 10 |  | 2259.01 | 2259.01 | motor | 0 | 139.5061 | FAIL | 1469.9925 | Schools K-12_New_Solar Powered Pool Pump_RIM | 0 | 0 | 0 | 0 | 0 | 0 | 0 | 0 | 0 | 0 | 0 | 0 | 0 | 0 | 0 | 0 | 0 | 0 | 0 | 0 | Schools K-12_New_Solar Powered Pool Pump_TRC | 0 | 0 | 0 | 0 | 0 | 0 | 0 | 0 | 0 | 0 | 0 | 0 | 0 | 0 | 0 | 0 | 0 | 0 | 0 | 0 |  | 65.07%
Assembly | Turnover | Two Speed Pool Pump | 0.72975 | 0.11327 |  | 3100.8409 | 10 |  | 359.01 | 359.01 | motor | 0 | 106.4123 | FAIL | FAIL | Assembly_Turnover_Two Speed Pool Pump_RIM | 0 | 0 | 0 | 0 | 0 | 0 | 0 | 0 | 0 | 0 | 0 | 0 | 0 | 0 | 0 | 0 | 0 | 0 | 0 | 0 | Assembly_Turnover_Two Speed Pool Pump_TRC | 0 | 0 | 0 | 0 | 0 | 0 | 0 | 0 | 0 | 0 | 0 | 0 | 0 | 0 | 0 | 0 | 0 | 0 | 0 | 0
College and University | Turnover | Two Speed Pool Pump | 0.72975 | 0.11327 |  | 3100.8409 | 10 |  | 359.01 | 359.01 | motor | 0 | 106.4123 | FAIL | FAIL | College and University_Turnover_Two Speed Pool Pump_RIM | 0 | 0 | 0 | 0 | 0 | 0 | 0 | 0 | 0 | 0 | 0 | 0 | 0 | 0 | 0 | 0 | 0 | 0 | 0 | 0 | College and University_Turnover_Two Speed Pool Pump_TRC | 0 | 0 | 0 | 0 | 0 | 0 | 0 | 0 | 0 | 0 | 0 | 0 | 0 | 0 | 0 | 0 | 0 | 0 | 0 | 0
Grocery | Turnover | Two Speed Pool Pump | 0.72975 | 0.11327 |  | 3100.8409 | 10 |  | 359.01 | 359.01 | motor | 0 | 106.4123 | FAIL | FAIL | Grocery_Turnover_Two Speed Pool Pump_RIM | 0 | 0 | 0 | 0 | 0 | 0 | 0 | 0 | 0 | 0 | 0 | 0 | 0 | 0 | 0 | 0 | 0 | 0 | 0 | 0 | Grocery_Turnover_Two Speed Pool Pump_TRC | 0 | 0 | 0 | 0 | 0 | 0 | 0 | 0 | 0 | 0 | 0 | 0 | 0 | 0 | 0 | 0 | 0 | 0 | 0 | 0
Healthcare | Turnover | Two Speed Pool Pump | 0.72975 | 0.11327 |  | 3100.8409 | 10 |  | 359.01 | 359.01 | motor | 0 | 106.4123 | FAIL | FAIL | Healthcare_Turnover_Two Speed Pool Pump_RIM | 0 | 0 | 0 | 0 | 0 | 0 | 0 | 0 | 0 | 0 | 0 | 0 | 0 | 0 | 0 | 0 | 0 | 0 | 0 | 0 | Healthcare_Turnover_Two Speed Pool Pump_TRC | 0 | 0 | 0 | 0 | 0 | 0 | 0 | 0 | 0 | 0 | 0 | 0 | 0 | 0 | 0 | 0 | 0 | 0 | 0 | 0
Hospitals | Turnover | Two Speed Pool Pump | 0.72975 | 0.11327 |  | 3100.8409 | 10 |  | 359.01 | 359.01 | motor | 0 | 106.4123 | FAIL | FAIL | Hospitals_Turnover_Two Speed Pool Pump_RIM | 0 | 0 | 0 | 0 | 0 | 0 | 0 | 0 | 0 | 0 | 0 | 0 | 0 | 0 | 0 | 0 | 0 | 0 | 0 | 0 | Hospitals_Turnover_Two Speed Pool Pump_TRC | 0 | 0 | 0 | 0 | 0 | 0 | 0 | 0 | 0 | 0 | 0 | 0 | 0 | 0 | 0 | 0 | 0 | 0 | 0 | 0
Institutional | Turnover | Two Speed Pool Pump | 0.72975 | 0.11327 |  | 3100.8409 | 10 |  | 359.01 | 359.01 | motor | 0 | 106.4123 | FAIL | FAIL | Institutional_Turnover_Two Speed Pool Pump_RIM | 0 | 0 | 0 | 0 | 0 | 0 | 0 | 0 | 0 | 0 | 0 | 0 | 0 | 0 | 0 | 0 | 0 | 0 | 0 | 0 | Institutional_Turnover_Two Speed Pool Pump_TRC | 0 | 0 | 0 | 0 | 0 | 0 | 0 | 0 | 0 | 0 | 0 | 0 | 0 | 0 | 0 | 0 | 0 | 0 | 0 | 0
Lodging/Hospitality | Turnover | Two Speed Pool Pump | 0.72975 | 0.11327 |  | 3100.8409 | 10 |  | 359.01 | 359.01 | motor | 0 | 106.4123 | FAIL | FAIL | Lodging/Hospitality_Turnover_Two Speed Pool Pump_RIM | 0 | 0 | 0 | 0 | 0 | 0 | 0 | 0 | 0 | 0 | 0 | 0 | 0 | 0 | 0 | 0 | 0 | 0 | 0 | 0 | Lodging/Hospitality_Turnover_Two Speed Pool Pump_TRC | 0 | 0 | 0 | 0 | 0 | 0 | 0 | 0 | 0 | 0 | 0 | 0 | 0 | 0 | 0 | 0 | 0 | 0 | 0 | 0
Miscellaneous | Turnover | Two Speed Pool Pump | 0.72975 | 0.11327 |  | 3100.8409 | 10 |  | 359.01 | 359.01 | motor | 0 | 106.4123 | FAIL | FAIL | Miscellaneous_Turnover_Two Speed Pool Pump_RIM | 0 | 0 | 0 | 0 | 0 | 0 | 0 | 0 | 0 | 0 | 0 | 0 | 0 | 0 | 0 | 0 | 0 | 0 | 0 | 0 | Miscellaneous_Turnover_Two Speed Pool Pump_TRC | 0 | 0 | 0 | 0 | 0 | 0 | 0 | 0 | 0 | 0 | 0 | 0 | 0 | 0 | 0 | 0 | 0 | 0 | 0 | 0
Offices | Turnover | Two Speed Pool Pump | 0.72975 | 0.11327 |  | 3100.8409 | 10 |  | 359.01 | 359.01 | motor | 0 | 106.4123 | FAIL | FAIL | Offices_Turnover_Two Speed Pool Pump_RIM | 0 | 0 | 0 | 0 | 0 | 0 | 0 | 0 | 0 | 0 | 0 | 0 | 0 | 0 | 0 | 0 | 0 | 0 | 0 | 0 | Offices_Turnover_Two Speed Pool Pump_TRC | 0 | 0 | 0 | 0 | 0 | 0 | 0 | 0 | 0 | 0 | 0 | 0 | 0 | 0 | 0 | 0 | 0 | 0 | 0 | 0
Restaurants | Turnover | Two Speed Pool Pump | 0.72975 | 0.11327 |  | 3100.8409 | 10 |  | 359.01 | 359.01 | motor | 0 | 106.4123 | FAIL | FAIL | Restaurants_Turnover_Two Speed Pool Pump_RIM | 0 | 0 | 0 | 0 | 0 | 0 | 0 | 0 | 0 | 0 | 0 | 0 | 0 | 0 | 0 | 0 | 0 | 0 | 0 | 0 | Restaurants_Turnover_Two Speed Pool Pump_TRC | 0 | 0 | 0 | 0 | 0 | 0 | 0 | 0 | 0 | 0 | 0 | 0 | 0 | 0 | 0 | 0 | 0 | 0 | 0 | 0
Retail | Turnover | Two Speed Pool Pump | 0.72975 | 0.11327 |  | 3100.8409 | 10 |  | 359.01 | 359.01 | motor | 0 | 106.4123 | FAIL | FAIL | Retail_Turnover_Two Speed Pool Pump_RIM | 0 | 0 | 0 | 0 | 0 | 0 | 0 | 0 | 0 | 0 | 0 | 0 | 0 | 0 | 0 | 0 | 0 | 0 | 0 | 0 | Retail_Turnover_Two Speed Pool Pump_TRC | 0 | 0 | 0 | 0 | 0 | 0 | 0 | 0 | 0 | 0 | 0 | 0 | 0 | 0 | 0 | 0 | 0 | 0 | 0 | 0
Schools K-12 | Turnover | Two Speed Pool Pump | 0.72975 | 0.11327 |  | 3100.8409 | 10 |  | 359.01 | 359.01 | motor | 0 | 106.4123 | FAIL | FAIL | Schools K-12_Turnover_Two Speed Pool Pump_RIM | 0 | 0 | 0 | 0 | 0 | 0 | 0 | 0 | 0 | 0 | 0 | 0 | 0 | 0 | 0 | 0 | 0 | 0 | 0 | 0 | Schools K-12_Turnover_Two Speed Pool Pump_TRC | 0 | 0 | 0 | 0 | 0 | 0 | 0 | 0 | 0 | 0 | 0 | 0 | 0 | 0 | 0 | 0 | 0 | 0 | 0 | 0
Warehouse | Turnover | Two Speed Pool Pump | 0.72975 | 0.11327 |  | 3100.8409 | 10 |  | 359.01 | 359.01 | motor | 0 | 106.4123 | FAIL | FAIL | Warehouse_Turnover_Two Speed Pool Pump_RIM | 0 | 0 | 0 | 0 | 0 | 0 | 0 | 0 | 0 | 0 | 0 | 0 | 0 | 0 | 0 | 0 | 0 | 0 | 0 | 0 | Warehouse_Turnover_Two Speed Pool Pump_TRC | 0 | 0 | 0 | 0 | 0 | 0 | 0 | 0 | 0 | 0 | 0 | 0 | 0 | 0 | 0 | 0 | 0 | 0 | 0 | 0
Assembly | New | Two Speed Pool Pump | 0.72975 | 0.11327 |  | 3100.8409 | 10 |  | 359.01 | 359.01 | motor | 0 | 106.4123 | FAIL | FAIL | Assembly_New_Two Speed Pool Pump_RIM | 0 | 0 | 0 | 0 | 0 | 0 | 0 | 0 | 0 | 0 | 0 | 0 | 0 | 0 | 0 | 0 | 0 | 0 | 0 | 0 | Assembly_New_Two Speed Pool Pump_TRC | 0 | 0 | 0 | 0 | 0 | 0 | 0 | 0 | 0 | 0 | 0 | 0 | 0 | 0 | 0 | 0 | 0 | 0 | 0 | 0
College and University | New | Two Speed Pool Pump | 0.72975 | 0.11327 |  | 3100.8409 | 10 |  | 359.01 | 359.01 | motor | 0 | 106.4123 | FAIL | FAIL | College and University_New_Two Speed Pool Pump_RIM | 0 | 0 | 0 | 0 | 0 | 0 | 0 | 0 | 0 | 0 | 0 | 0 | 0 | 0 | 0 | 0 | 0 | 0 | 0 | 0 | College and University_New_Two Speed Pool Pump_TRC | 0 | 0 | 0 | 0 | 0 | 0 | 0 | 0 | 0 | 0 | 0 | 0 | 0 | 0 | 0 | 0 | 0 | 0 | 0 | 0
Grocery | New | Two Speed Pool Pump | 0.72975 | 0.11327 |  | 3100.8409 | 10 |  | 359.01 | 359.01 | motor | 0 | 106.4123 | FAIL | FAIL | Grocery_New_Two Speed Pool Pump_RIM | 0 | 0 | 0 | 0 | 0 | 0 | 0 | 0 | 0 | 0 | 0 | 0 | 0 | 0 | 0 | 0 | 0 | 0 | 0 | 0 | Grocery_New_Two Speed Pool Pump_TRC | 0 | 0 | 0 | 0 | 0 | 0 | 0 | 0 | 0 | 0 | 0 | 0 | 0 | 0 | 0 | 0 | 0 | 0 | 0 | 0
Healthcare | New | Two Speed Pool Pump | 0.72975 | 0.11327 |  | 3100.8409 | 10 |  | 359.01 | 359.01 | motor | 0 | 106.4123 | FAIL | FAIL | Healthcare_New_Two Speed Pool Pump_RIM | 0 | 0 | 0 | 0 | 0 | 0 | 0 | 0 | 0 | 0 | 0 | 0 | 0 | 0 | 0 | 0 | 0 | 0 | 0 | 0 | Healthcare_New_Two Speed Pool Pump_TRC | 0 | 0 | 0 | 0 | 0 | 0 | 0 | 0 | 0 | 0 | 0 | 0 | 0 | 0 | 0 | 0 | 0 | 0 | 0 | 0
Hospitals | New | Two Speed Pool Pump | 0.72975 | 0.11327 |  | 3100.8409 | 10 |  | 359.01 | 359.01 | motor | 0 | 106.4123 | FAIL | FAIL | Hospitals_New_Two Speed Pool Pump_RIM | 0 | 0 | 0 | 0 | 0 | 0 | 0 | 0 | 0 | 0 | 0 | 0 | 0 | 0 | 0 | 0 | 0 | 0 | 0 | 0 | Hospitals_New_Two Speed Pool Pump_TRC | 0 | 0 | 0 | 0 | 0 | 0 | 0 | 0 | 0 | 0 | 0 | 0 | 0 | 0 | 0 | 0 | 0 | 0 | 0 | 0
Institutional | New | Two Speed Pool Pump | 0.72975 | 0.11327 |  | 3100.8409 | 10 |  | 359.01 | 359.01 | motor | 0 | 106.4123 | FAIL | FAIL | Institutional_New_Two Speed Pool Pump_RIM | 0 | 0 | 0 | 0 | 0 | 0 | 0 | 0 | 0 | 0 | 0 | 0 | 0 | 0 | 0 | 0 | 0 | 0 | 0 | 0 | Institutional_New_Two Speed Pool Pump_TRC | 0 | 0 | 0 | 0 | 0 | 0 | 0 | 0 | 0 | 0 | 0 | 0 | 0 | 0 | 0 | 0 | 0 | 0 | 0 | 0
Lodging/Hospitality | New | Two Speed Pool Pump | 0.72975 | 0.11327 |  | 3100.8409 | 10 |  | 359.01 | 359.01 | motor | 0 | 106.4123 | FAIL | FAIL | Lodging/Hospitality_New_Two Speed Pool Pump_RIM | 0 | 0 | 0 | 0 | 0 | 0 | 0 | 0 | 0 | 0 | 0 | 0 | 0 | 0 | 0 | 0 | 0 | 0 | 0 | 0 | Lodging/Hospitality_New_Two Speed Pool Pump_TRC | 0 | 0 | 0 | 0 | 0 | 0 | 0 | 0 | 0 | 0 | 0 | 0 | 0 | 0 | 0 | 0 | 0 | 0 | 0 | 0
Miscellaneous | New | Two Speed Pool Pump | 0.72975 | 0.11327 |  | 3100.8409 | 10 |  | 359.01 | 359.01 | motor | 0 | 106.4123 | FAIL | FAIL | Miscellaneous_New_Two Speed Pool Pump_RIM | 0 | 0 | 0 | 0 | 0 | 0 | 0 | 0 | 0 | 0 | 0 | 0 | 0 | 0 | 0 | 0 | 0 | 0 | 0 | 0 | Miscellaneous_New_Two Speed Pool Pump_TRC | 0 | 0 | 0 | 0 | 0 | 0 | 0 | 0 | 0 | 0 | 0 | 0 | 0 | 0 | 0 | 0 | 0 | 0 | 0 | 0
Offices | New | Two Speed Pool Pump | 0.72975 | 0.11327 |  | 3100.8409 | 10 |  | 359.01 | 359.01 | motor | 0 | 106.4123 | FAIL | FAIL | Offices_New_Two Speed Pool Pump_RIM | 0 | 0 | 0 | 0 | 0 | 0 | 0 | 0 | 0 | 0 | 0 | 0 | 0 | 0 | 0 | 0 | 0 | 0 | 0 | 0 | Offices_New_Two Speed Pool Pump_TRC | 0 | 0 | 0 | 0 | 0 | 0 | 0 | 0 | 0 | 0 | 0 | 0 | 0 | 0 | 0 | 0 | 0 | 0 | 0 | 0
Restaurants | New | Two Speed Pool Pump | 0.72975 | 0.11327 |  | 3100.8409 | 10 |  | 359.01 | 359.01 | motor | 0 | 106.4123 | FAIL | FAIL | Restaurants_New_Two Speed Pool Pump_RIM | 0 | 0 | 0 | 0 | 0 | 0 | 0 | 0 | 0 | 0 | 0 | 0 | 0 | 0 | 0 | 0 | 0 | 0 | 0 | 0 | Restaurants_New_Two Speed Pool Pump_TRC | 0 | 0 | 0 | 0 | 0 | 0 | 0 | 0 | 0 | 0 | 0 | 0 | 0 | 0 | 0 | 0 | 0 | 0 | 0 | 0
Retail | New | Two Speed Pool Pump | 0.72975 | 0.11327 |  | 3100.8409 | 10 |  | 359.01 | 359.01 | motor | 0 | 106.4123 | FAIL | FAIL | Retail_New_Two Speed Pool Pump_RIM | 0 | 0 | 0 | 0 | 0 | 0 | 0 | 0 | 0 | 0 | 0 | 0 | 0 | 0 | 0 | 0 | 0 | 0 | 0 | 0 | Retail_New_Two Speed Pool Pump_TRC | 0 | 0 | 0 | 0 | 0 | 0 | 0 | 0 | 0 | 0 | 0 | 0 | 0 | 0 | 0 | 0 | 0 | 0 | 0 | 0
Schools K-12 | New | Two Speed Pool Pump | 0.72975 | 0.11327 |  | 3100.8409 | 10 |  | 359.01 | 359.01 | motor | 0 | 106.4123 | FAIL | FAIL | Schools K-12_New_Two Speed Pool Pump_RIM | 0 | 0 | 0 | 0 | 0 | 0 | 0 | 0 | 0 | 0 | 0 | 0 | 0 | 0 | 0 | 0 | 0 | 0 | 0 | 0 | Schools K-12_New_Two Speed Pool Pump_TRC | 0 | 0 | 0 | 0 | 0 | 0 | 0 | 0 | 0 | 0 | 0 | 0 | 0 | 0 | 0 | 0 | 0 | 0 | 0 | 0
Warehouse | New | Two Speed Pool Pump | 0.72975 | 0.11327 |  | 3100.8409 | 10 |  | 359.01 | 359.01 | motor | 0 | 106.4123 | FAIL | FAIL | Warehouse_New_Two Speed Pool Pump_RIM | 0 | 0 | 0 | 0 | 0 | 0 | 0 | 0 | 0 | 0 | 0 | 0 | 0 | 0 | 0 | 0 | 0 | 0 | 0 | 0 | Warehouse_New_Two Speed Pool Pump_TRC | 0 | 0 | 0 | 0 | 0 | 0 | 0 | 0 | 0 | 0 | 0 | 0 | 0 | 0 | 0 | 0 | 0 | 0 | 0 | 0
Assembly | Turnover | Variable Speed Pool Pump | 0.7602 | 0.118 |  | 3230.25 | 10 |  | 1085.01 | 1085.01 | motor | 0 | 110.8533 | FAIL | 458.0466 | Assembly_Turnover_Variable Speed Pool Pump_RIM | 0 | 0 | 0 | 0 | 0 | 0 | 0 | 0 | 0 | 0 | 0 | 0 | 0 | 0 | 0 | 0 | 0 | 0 | 0 | 0 | Assembly_Turnover_Variable Speed Pool Pump_TRC | 0.011931 | 0.017204 | 0.026102 | 0.037605 | 0.049764 | 0.057979 | 0.056307 | 0.043452 | 0.02627 | 0.012889 | 38.5407 | 55.5736 | 84.3164 | 121.4724 | 160.749 | 187.2875 | 181.886 | 140.3604 | 84.8588 | 41.6337 |  | 42.22%
College and University | Turnover | Variable Speed Pool Pump | 0.7602 | 0.118 |  | 3230.25 | 10 |  | 1085.01 | 1085.01 | motor | 0 | 110.8533 | FAIL | 458.0466 | College and University_Turnover_Variable Speed Pool Pump_RIM | 0 | 0 | 0 | 0 | 0 | 0 | 0 | 0 | 0 | 0 | 0 | 0 | 0 | 0 | 0 | 0 | 0 | 0 | 0 | 0 | College and University_Turnover_Variable Speed Pool Pump_TRC | 0 | 0 | 0 | 0 | 0 | 0 | 0 | 0 | 0 | 0 | 0 | 0 | 0 | 0 | 0 | 0 | 0 | 0 | 0 | 0 |  | 42.22%
Grocery | Turnover | Variable Speed Pool Pump | 0.7602 | 0.118 |  | 3230.25 | 10 |  | 1085.01 | 1085.01 | motor | 0 | 110.8533 | FAIL | 458.0466 | Grocery_Turnover_Variable Speed Pool Pump_RIM | 0 | 0 | 0 | 0 | 0 | 0 | 0 | 0 | 0 | 0 | 0 | 0 | 0 | 0 | 0 | 0 | 0 | 0 | 0 | 0 | Grocery_Turnover_Variable Speed Pool Pump_TRC | 0 | 0 | 0 | 0 | 0 | 0 | 0 | 0 | 0 | 0 | 0 | 0 | 0 | 0 | 0 | 0 | 0 | 0 | 0 | 0 |  | 42.22%
Healthcare | Turnover | Variable Speed Pool Pump | 0.7602 | 0.118 |  | 3230.25 | 10 |  | 1085.01 | 1085.01 | motor | 0 | 110.8533 | FAIL | 458.0466 | Healthcare_Turnover_Variable Speed Pool Pump_RIM | 0 | 0 | 0 | 0 | 0 | 0 | 0 | 0 | 0 | 0 | 0 | 0 | 0 | 0 | 0 | 0 | 0 | 0 | 0 | 0 | Healthcare_Turnover_Variable Speed Pool Pump_TRC | 0 | 0 | 0 | 0 | 0 | 0 | 0 | 0 | 0 | 0 | 0 | 0 | 0 | 0 | 0 | 0 | 0 | 0 | 0 | 0 |  | 42.22%
Hospitals | Turnover | Variable Speed Pool Pump | 0.7602 | 0.118 |  | 3230.25 | 10 |  | 1085.01 | 1085.01 | motor | 0 | 110.8533 | FAIL | 458.0466 | Hospitals_Turnover_Variable Speed Pool Pump_RIM | 0 | 0 | 0 | 0 | 0 | 0 | 0 | 0 | 0 | 0 | 0 | 0 | 0 | 0 | 0 | 0 | 0 | 0 | 0 | 0 | Hospitals_Turnover_Variable Speed Pool Pump_TRC | 0 | 0 | 0 | 0 | 0 | 0 | 0 | 0 | 0 | 0 | 0 | 0 | 0 | 0 | 0 | 0 | 0 | 0 | 0 | 0 |  | 42.22%
Institutional | Turnover | Variable Speed Pool Pump | 0.7602 | 0.118 |  | 3230.25 | 10 |  | 1085.01 | 1085.01 | motor | 0 | 110.8533 | FAIL | 458.0466 | Institutional_Turnover_Variable Speed Pool Pump_RIM | 0 | 0 | 0 | 0 | 0 | 0 | 0 | 0 | 0 | 0 | 0 | 0 | 0 | 0 | 0 | 0 | 0 | 0 | 0 | 0 | Institutional_Turnover_Variable Speed Pool Pump_TRC | 0 | 0 | 0 | 0 | 0 | 0 | 0 | 0 | 0 | 0 | 0 | 0 | 0 | 0 | 0 | 0 | 0 | 0 | 0 | 0 |  | 42.22%
Lodging/Hospitality | Turnover | Variable Speed Pool Pump | 0.7602 | 0.118 |  | 3230.25 | 10 |  | 1085.01 | 1085.01 | motor | 0 | 110.8533 | FAIL | 458.0466 | Lodging/Hospitality_Turnover_Variable Speed Pool Pump_RIM | 0 | 0 | 0 | 0 | 0 | 0 | 0 | 0 | 0 | 0 | 0 | 0 | 0 | 0 | 0 | 0 | 0 | 0 | 0 | 0 | Lodging/Hospitality_Turnover_Variable Speed Pool Pump_TRC | 0.88369 | 1.2928 | 1.9768 | 2.853 | 3.7592 | 4.3346 | 4.1654 | 3.1804 | 1.9019 | 0.9229 | 2854.5274 | 4175.9181 | 6385.6005 | 9215.8258 | 12143.2309 | 14001.9058 | 13455.3155 | 10273.6111 | 6143.6171 | 2981.2038 |  | 42.22%
Miscellaneous | Turnover | Variable Speed Pool Pump | 0.7602 | 0.118 |  | 3230.25 | 10 |  | 1085.01 | 1085.01 | motor | 0 | 110.8533 | FAIL | 458.0466 | Miscellaneous_Turnover_Variable Speed Pool Pump_RIM | 0 | 0 | 0 | 0 | 0 | 0 | 0 | 0 | 0 | 0 | 0 | 0 | 0 | 0 | 0 | 0 | 0 | 0 | 0 | 0 | Miscellaneous_Turnover_Variable Speed Pool Pump_TRC | 0 | 0 | 0 | 0 | 0 | 0 | 0 | 0 | 0 | 0 | 0 | 0 | 0 | 0 | 0 | 0 | 0 | 0 | 0 | 0 |  | 42.22%
Offices | Turnover | Variable Speed Pool Pump | 0.7602 | 0.118 |  | 3230.25 | 10 |  | 1085.01 | 1085.01 | motor | 0 | 110.8533 | FAIL | 458.0466 | Offices_Turnover_Variable Speed Pool Pump_RIM | 0 | 0 | 0 | 0 | 0 | 0 | 0 | 0 | 0 | 0 | 0 | 0 | 0 | 0 | 0 | 0 | 0 | 0 | 0 | 0 | Offices_Turnover_Variable Speed Pool Pump_TRC | 0 | 0 | 0 | 0 | 0 | 0 | 0 | 0 | 0 | 0 | 0 | 0 | 0 | 0 | 0 | 0 | 0 | 0 | 0 | 0 |  | 42.22%
Restaurants | Turnover | Variable Speed Pool Pump | 0.7602 | 0.118 |  | 3230.25 | 10 |  | 1085.01 | 1085.01 | motor | 0 | 110.8533 | FAIL | 458.0466 | Restaurants_Turnover_Variable Speed Pool Pump_RIM | 0 | 0 | 0 | 0 | 0 | 0 | 0 | 0 | 0 | 0 | 0 | 0 | 0 | 0 | 0 | 0 | 0 | 0 | 0 | 0 | Restaurants_Turnover_Variable Speed Pool Pump_TRC | 0 | 0 | 0 | 0 | 0 | 0 | 0 | 0 | 0 | 0 | 0 | 0 | 0 | 0 | 0 | 0 | 0 | 0 | 0 | 0 |  | 42.22%
Retail | Turnover | Variable Speed Pool Pump | 0.7602 | 0.118 |  | 3230.25 | 10 |  | 1085.01 | 1085.01 | motor | 0 | 110.8533 | FAIL | 458.0466 | Retail_Turnover_Variable Speed Pool Pump_RIM | 0 | 0 | 0 | 0 | 0 | 0 | 0 | 0 | 0 | 0 | 0 | 0 | 0 | 0 | 0 | 0 | 0 | 0 | 0 | 0 | Retail_Turnover_Variable Speed Pool Pump_TRC | 0 | 0 | 0 | 0 | 0 | 0 | 0 | 0 | 0 | 0 | 0 | 0 | 0 | 0 | 0 | 0 | 0 | 0 | 0 | 0 |  | 42.22%
Schools K-12 | Turnover | Variable Speed Pool Pump | 0.7602 | 0.118 |  | 3230.25 | 10 |  | 1085.01 | 1085.01 | motor | 0 | 110.8533 | FAIL | 458.0466 | Schools K-12_Turnover_Variable Speed Pool Pump_RIM | 0 | 0 | 0 | 0 | 0 | 0 | 0 | 0 | 0 | 0 | 0 | 0 | 0 | 0 | 0 | 0 | 0 | 0 | 0 | 0 | Schools K-12_Turnover_Variable Speed Pool Pump_TRC | 0 | 0 | 0 | 0 | 0 | 0 | 0 | 0 | 0 | 0 | 0 | 0 | 0 | 0 | 0 | 0 | 0 | 0 | 0 | 0 |  | 42.22%
Assembly | New | Variable Speed Pool Pump | 0.7602 | 0.118 |  | 3230.25 | 10 |  | 1085.01 | 1085.01 | motor | 0 | 110.8533 | FAIL | 458.0466 | Assembly_New_Variable Speed Pool Pump_RIM | 0 | 0 | 0 | 0 | 0 | 0 | 0 | 0 | 0 | 0 | 0 | 0 | 0 | 0 | 0 | 0 | 0 | 0 | 0 | 0 | Assembly_New_Variable Speed Pool Pump_TRC | 0.00079886 | 0.0016038 | 0.0031308 | 0.0055152 | 0.0086282 | 0.009691 | 0.009067 | 0.0068344 | 0.0040051 | 0.0019443 | 2.5805 | 5.1808 | 10.1133 | 17.8156 | 27.8713 | 31.3045 | 29.2887 | 22.0767 | 12.9376 | 6.2806 |  | 42.22%
College and University | New | Variable Speed Pool Pump | 0.7602 | 0.118 |  | 3230.25 | 10 |  | 1085.01 | 1085.01 | motor | 0 | 110.8533 | FAIL | 458.0466 | College and University_New_Variable Speed Pool Pump_RIM | 0 | 0 | 0 | 0 | 0 | 0 | 0 | 0 | 0 | 0 | 0 | 0 | 0 | 0 | 0 | 0 | 0 | 0 | 0 | 0 | College and University_New_Variable Speed Pool Pump_TRC | 0 | 0 | 0 | 0 | 0 | 0 | 0 | 0 | 0 | 0 | 0 | 0 | 0 | 0 | 0 | 0 | 0 | 0 | 0 | 0 |  | 42.22%
Grocery | New | Variable Speed Pool Pump | 0.7602 | 0.118 |  | 3230.25 | 10 |  | 1085.01 | 1085.01 | motor | 0 | 110.8533 | FAIL | 458.0466 | Grocery_New_Variable Speed Pool Pump_RIM | 0 | 0 | 0 | 0 | 0 | 0 | 0 | 0 | 0 | 0 | 0 | 0 | 0 | 0 | 0 | 0 | 0 | 0 | 0 | 0 | Grocery_New_Variable Speed Pool Pump_TRC | 0 | 0 | 0 | 0 | 0 | 0 | 0 | 0 | 0 | 0 | 0 | 0 | 0 | 0 | 0 | 0 | 0 | 0 | 0 | 0 |  | 42.22%
Healthcare | New | Variable Speed Pool Pump | 0.7602 | 0.118 |  | 3230.25 | 10 |  | 1085.01 | 1085.01 | motor | 0 | 110.8533 | FAIL | 458.0466 | Healthcare_New_Variable Speed Pool Pump_RIM | 0 | 0 | 0 | 0 | 0 | 0 | 0 | 0 | 0 | 0 | 0 | 0 | 0 | 0 | 0 | 0 | 0 | 0 | 0 | 0 | Healthcare_New_Variable Speed Pool Pump_TRC | 0 | 0 | 0 | 0 | 0 | 0 | 0 | 0 | 0 | 0 | 0 | 0 | 0 | 0 | 0 | 0 | 0 | 0 | 0 | 0 |  | 42.22%
Hospitals | New | Variable Speed Pool Pump | 0.7602 | 0.118 |  | 3230.25 | 10 |  | 1085.01 | 1085.01 | motor | 0 | 110.8533 | FAIL | 458.0466 | Hospitals_New_Variable Speed Pool Pump_RIM | 0 | 0 | 0 | 0 | 0 | 0 | 0 | 0 | 0 | 0 | 0 | 0 | 0 | 0 | 0 | 0 | 0 | 0 | 0 | 0 | Hospitals_New_Variable Speed Pool Pump_TRC | 0 | 0 | 0 | 0 | 0 | 0 | 0 | 0 | 0 | 0 | 0 | 0 | 0 | 0 | 0 | 0 | 0 | 0 | 0 | 0 |  | 42.22%
Institutional | New | Variable Speed Pool Pump | 0.7602 | 0.118 |  | 3230.25 | 10 |  | 1085.01 | 1085.01 | motor | 0 | 110.8533 | FAIL | 458.0466 | Institutional_New_Variable Speed Pool Pump_RIM | 0 | 0 | 0 | 0 | 0 | 0 | 0 | 0 | 0 | 0 | 0 | 0 | 0 | 0 | 0 | 0 | 0 | 0 | 0 | 0 | Institutional_New_Variable Speed Pool Pump_TRC | 0 | 0 | 0 | 0 | 0 | 0 | 0 | 0 | 0 | 0 | 0 | 0 | 0 | 0 | 0 | 0 | 0 | 0 | 0 | 0 |  | 42.22%
Lodging/Hospitality | New | Variable Speed Pool Pump | 0.7602 | 0.118 |  | 3230.25 | 10 |  | 1085.01 | 1085.01 | motor | 0 | 110.8533 | FAIL | 458.0466 | Lodging/Hospitality_New_Variable Speed Pool Pump_RIM | 0 | 0 | 0 | 0 | 0 | 0 | 0 | 0 | 0 | 0 | 0 | 0 | 0 | 0 | 0 | 0 | 0 | 0 | 0 | 0 | Lodging/Hospitality_New_Variable Speed Pool Pump_TRC | 0.16939 | 0.21251 | 0.28014 | 0.33961 | 0.36225 | 0.38477 | 0.34198 | 0.24133 | 0.13421 | 0.061015 | 547.1713 | 686.4687 | 904.9204 | 1097.0245 | 1170.1423 | 1242.9081 | 1104.6754 | 779.5676 | 433.5263 | 197.0948 |  | 42.22%
Miscellaneous | New | Variable Speed Pool Pump | 0.7602 | 0.118 |  | 3230.25 | 10 |  | 1085.01 | 1085.01 | motor | 0 | 110.8533 | FAIL | 458.0466 | Miscellaneous_New_Variable Speed Pool Pump_RIM | 0 | 0 | 0 | 0 | 0 | 0 | 0 | 0 | 0 | 0 | 0 | 0 | 0 | 0 | 0 | 0 | 0 | 0 | 0 | 0 | Miscellaneous_New_Variable Speed Pool Pump_TRC | 0 | 0 | 0 | 0 | 0 | 0 | 0 | 0 | 0 | 0 | 0 | 0 | 0 | 0 | 0 | 0 | 0 | 0 | 0 | 0 |  | 42.22%
Offices | New | Variable Speed Pool Pump | 0.7602 | 0.118 |  | 3230.25 | 10 |  | 1085.01 | 1085.01 | motor | 0 | 110.8533 | FAIL | 458.0466 | Offices_New_Variable Speed Pool Pump_RIM | 0 | 0 | 0 | 0 | 0 | 0 | 0 | 0 | 0 | 0 | 0 | 0 | 0 | 0 | 0 | 0 | 0 | 0 | 0 | 0 | Offices_New_Variable Speed Pool Pump_TRC | 0 | 0 | 0 | 0 | 0 | 0 | 0 | 0 | 0 | 0 | 0 | 0 | 0 | 0 | 0 | 0 | 0 | 0 | 0 | 0 |  | 42.22%
Restaurants | New | Variable Speed Pool Pump | 0.7602 | 0.118 |  | 3230.25 | 10 |  | 1085.01 | 1085.01 | motor | 0 | 110.8533 | FAIL | 458.0466 | Restaurants_New_Variable Speed Pool Pump_RIM | 0 | 0 | 0 | 0 | 0 | 0 | 0 | 0 | 0 | 0 | 0 | 0 | 0 | 0 | 0 | 0 | 0 | 0 | 0 | 0 | Restaurants_New_Variable Speed Pool Pump_TRC | 0 | 0 | 0 | 0 | 0 | 0 | 0 | 0 | 0 | 0 | 0 | 0 | 0 | 0 | 0 | 0 | 0 | 0 | 0 | 0 |  | 42.22%
Retail | New | Variable Speed Pool Pump | 0.7602 | 0.118 |  | 3230.25 | 10 |  | 1085.01 | 1085.01 | motor | 0 | 110.8533 | FAIL | 458.0466 | Retail_New_Variable Speed Pool Pump_RIM | 0 | 0 | 0 | 0 | 0 | 0 | 0 | 0 | 0 | 0 | 0 | 0 | 0 | 0 | 0 | 0 | 0 | 0 | 0 | 0 | Retail_New_Variable Speed Pool Pump_TRC | 0 | 0 | 0 | 0 | 0 | 0 | 0 | 0 | 0 | 0 | 0 | 0 | 0 | 0 | 0 | 0 | 0 | 0 | 0 | 0 |  | 42.22%
Schools K-12 | New | Variable Speed Pool Pump | 0.7602 | 0.118 |  | 3230.25 | 10 |  | 1085.01 | 1085.01 | motor | 0 | 110.8533 | FAIL | 458.0466 | Schools K-12_New_Variable Speed Pool Pump_RIM | 0 | 0 | 0 | 0 | 0 | 0 | 0 | 0 | 0 | 0 | 0 | 0 | 0 | 0 | 0 | 0 | 0 | 0 | 0 | 0 | Schools K-12_New_Variable Speed Pool Pump_TRC | 0 | 0 | 0 | 0 | 0 | 0 | 0 | 0 | 0 | 0 | 0 | 0 | 0 | 0 | 0 | 0 | 0 | 0 | 0 | 0 |  | 42.22%
Assembly | Turnover | ENERGY STAR Imaging Equipment | 0.0578 | 0.038813 |  | 416.8 | 6 |  | 585.14 | 585.14 | unit | 0 | 9.2717 | FAIL | FAIL | Assembly_Turnover_ENERGY STAR Imaging Equipment_RIM | 0 | 0 | 0 | 0 | 0 | 0 | 0 | 0 | 0 | 0 | 0 | 0 | 0 | 0 | 0 | 0 | 0 | 0 | 0 | 0 | Assembly_Turnover_ENERGY STAR Imaging Equipment_TRC | 0 | 0 | 0 | 0 | 0 | 0 | 0 | 0 | 0 | 0 | 0 | 0 | 0 | 0 | 0 | 0 | 0 | 0 | 0 | 0
College and University | Turnover | ENERGY STAR Imaging Equipment | 0.0578 | 0.038813 |  | 416.8 | 6 |  | 585.14 | 585.14 | unit | 0 | 9.2717 | FAIL | FAIL | College and University_Turnover_ENERGY STAR Imaging Equipment_RIM | 0 | 0 | 0 | 0 | 0 | 0 | 0 | 0 | 0 | 0 | 0 | 0 | 0 | 0 | 0 | 0 | 0 | 0 | 0 | 0 | College and University_Turnover_ENERGY STAR Imaging Equipment_TRC | 0 | 0 | 0 | 0 | 0 | 0 | 0 | 0 | 0 | 0 | 0 | 0 | 0 | 0 | 0 | 0 | 0 | 0 | 0 | 0
Grocery | Turnover | ENERGY STAR Imaging Equipment | 0.0578 | 0.038813 |  | 416.8 | 6 |  | 585.14 | 585.14 | unit | 0 | 9.2717 | FAIL | FAIL | Grocery_Turnover_ENERGY STAR Imaging Equipment_RIM | 0 | 0 | 0 | 0 | 0 | 0 | 0 | 0 | 0 | 0 | 0 | 0 | 0 | 0 | 0 | 0 | 0 | 0 | 0 | 0 | Grocery_Turnover_ENERGY STAR Imaging Equipment_TRC | 0 | 0 | 0 | 0 | 0 | 0 | 0 | 0 | 0 | 0 | 0 | 0 | 0 | 0 | 0 | 0 | 0 | 0 | 0 | 0
Healthcare | Turnover | ENERGY STAR Imaging Equipment | 0.0578 | 0.038813 |  | 416.8 | 6 |  | 585.14 | 585.14 | unit | 0 | 9.2717 | FAIL | FAIL | Healthcare_Turnover_ENERGY STAR Imaging Equipment_RIM | 0 | 0 | 0 | 0 | 0 | 0 | 0 | 0 | 0 | 0 | 0 | 0 | 0 | 0 | 0 | 0 | 0 | 0 | 0 | 0 | Healthcare_Turnover_ENERGY STAR Imaging Equipment_TRC | 0 | 0 | 0 | 0 | 0 | 0 | 0 | 0 | 0 | 0 | 0 | 0 | 0 | 0 | 0 | 0 | 0 | 0 | 0 | 0
Hospitals | Turnover | ENERGY STAR Imaging Equipment | 0.0578 | 0.038813 |  | 416.8 | 6 |  | 585.14 | 585.14 | unit | 0 | 9.2717 | FAIL | FAIL | Hospitals_Turnover_ENERGY STAR Imaging Equipment_RIM | 0 | 0 | 0 | 0 | 0 | 0 | 0 | 0 | 0 | 0 | 0 | 0 | 0 | 0 | 0 | 0 | 0 | 0 | 0 | 0 | Hospitals_Turnover_ENERGY STAR Imaging Equipment_TRC | 0 | 0 | 0 | 0 | 0 | 0 | 0 | 0 | 0 | 0 | 0 | 0 | 0 | 0 | 0 | 0 | 0 | 0 | 0 | 0
Institutional | Turnover | ENERGY STAR Imaging Equipment | 0.0578 | 0.038813 |  | 416.8 | 6 |  | 585.14 | 585.14 | unit | 0 | 9.2717 | FAIL | FAIL | Institutional_Turnover_ENERGY STAR Imaging Equipment_RIM | 0 | 0 | 0 | 0 | 0 | 0 | 0 | 0 | 0 | 0 | 0 | 0 | 0 | 0 | 0 | 0 | 0 | 0 | 0 | 0 | Institutional_Turnover_ENERGY STAR Imaging Equipment_TRC | 0 | 0 | 0 | 0 | 0 | 0 | 0 | 0 | 0 | 0 | 0 | 0 | 0 | 0 | 0 | 0 | 0 | 0 | 0 | 0
Lodging/Hospitality | Turnover | ENERGY STAR Imaging Equipment | 0.0578 | 0.038813 |  | 416.8 | 6 |  | 585.14 | 585.14 | unit | 0 | 9.2717 | FAIL | FAIL | Lodging/Hospitality_Turnover_ENERGY STAR Imaging Equipment_RIM | 0 | 0 | 0 | 0 | 0 | 0 | 0 | 0 | 0 | 0 | 0 | 0 | 0 | 0 | 0 | 0 | 0 | 0 | 0 | 0 | Lodging/Hospitality_Turnover_ENERGY STAR Imaging Equipment_TRC | 0 | 0 | 0 | 0 | 0 | 0 | 0 | 0 | 0 | 0 | 0 | 0 | 0 | 0 | 0 | 0 | 0 | 0 | 0 | 0
Miscellaneous | Turnover | ENERGY STAR Imaging Equipment | 0.0578 | 0.038813 |  | 416.8 | 6 |  | 585.14 | 585.14 | unit | 0 | 9.2717 | FAIL | FAIL | Miscellaneous_Turnover_ENERGY STAR Imaging Equipment_RIM | 0 | 0 | 0 | 0 | 0 | 0 | 0 | 0 | 0 | 0 | 0 | 0 | 0 | 0 | 0 | 0 | 0 | 0 | 0 | 0 | Miscellaneous_Turnover_ENERGY STAR Imaging Equipment_TRC | 0 | 0 | 0 | 0 | 0 | 0 | 0 | 0 | 0 | 0 | 0 | 0 | 0 | 0 | 0 | 0 | 0 | 0 | 0 | 0
Offices | Turnover | ENERGY STAR Imaging Equipment | 0.0578 | 0.038813 |  | 416.8 | 6 |  | 585.14 | 585.14 | unit | 0 | 9.2717 | FAIL | FAIL | Offices_Turnover_ENERGY STAR Imaging Equipment_RIM | 0 | 0 | 0 | 0 | 0 | 0 | 0 | 0 | 0 | 0 | 0 | 0 | 0 | 0 | 0 | 0 | 0 | 0 | 0 | 0 | Offices_Turnover_ENERGY STAR Imaging Equipment_TRC | 0 | 0 | 0 | 0 | 0 | 0 | 0 | 0 | 0 | 0 | 0 | 0 | 0 | 0 | 0 | 0 | 0 | 0 | 0 | 0
Restaurants | Turnover | ENERGY STAR Imaging Equipment | 0.0578 | 0.038813 |  | 416.8 | 6 |  | 585.14 | 585.14 | unit | 0 | 9.2717 | FAIL | FAIL | Restaurants_Turnover_ENERGY STAR Imaging Equipment_RIM | 0 | 0 | 0 | 0 | 0 | 0 | 0 | 0 | 0 | 0 | 0 | 0 | 0 | 0 | 0 | 0 | 0 | 0 | 0 | 0 | Restaurants_Turnover_ENERGY STAR Imaging Equipment_TRC | 0 | 0 | 0 | 0 | 0 | 0 | 0 | 0 | 0 | 0 | 0 | 0 | 0 | 0 | 0 | 0 | 0 | 0 | 0 | 0
Retail | Turnover | ENERGY STAR Imaging Equipment | 0.0578 | 0.038813 |  | 416.8 | 6 |  | 585.14 | 585.14 | unit | 0 | 9.2717 | FAIL | FAIL | Retail_Turnover_ENERGY STAR Imaging Equipment_RIM | 0 | 0 | 0 | 0 | 0 | 0 | 0 | 0 | 0 | 0 | 0 | 0 | 0 | 0 | 0 | 0 | 0 | 0 | 0 | 0 | Retail_Turnover_ENERGY STAR Imaging Equipment_TRC | 0 | 0 | 0 | 0 | 0 | 0 | 0 | 0 | 0 | 0 | 0 | 0 | 0 | 0 | 0 | 0 | 0 | 0 | 0 | 0
Schools K-12 | Turnover | ENERGY STAR Imaging Equipment | 0.0578 | 0.038813 |  | 416.8 | 6 |  | 585.14 | 585.14 | unit | 0 | 9.2717 | FAIL | FAIL | Schools K-12_Turnover_ENERGY STAR Imaging Equipment_RIM | 0 | 0 | 0 | 0 | 0 | 0 | 0 | 0 | 0 | 0 | 0 | 0 | 0 | 0 | 0 | 0 | 0 | 0 | 0 | 0 | Schools K-12_Turnover_ENERGY STAR Imaging Equipment_TRC | 0 | 0 | 0 | 0 | 0 | 0 | 0 | 0 | 0 | 0 | 0 | 0 | 0 | 0 | 0 | 0 | 0 | 0 | 0 | 0
Warehouse | Turnover | ENERGY STAR Imaging Equipment | 0.0578 | 0.038813 |  | 416.8 | 6 |  | 585.14 | 585.14 | unit | 0 | 9.2717 | FAIL | FAIL | Warehouse_Turnover_ENERGY STAR Imaging Equipment_RIM | 0 | 0 | 0 | 0 | 0 | 0 | 0 | 0 | 0 | 0 | 0 | 0 | 0 | 0 | 0 | 0 | 0 | 0 | 0 | 0 | Warehouse_Turnover_ENERGY STAR Imaging Equipment_TRC | 0 | 0 | 0 | 0 | 0 | 0 | 0 | 0 | 0 | 0 | 0 | 0 | 0 | 0 | 0 | 0 | 0 | 0 | 0 | 0
Assembly | New | ENERGY STAR Imaging Equipment | 0.0578 | 0.038813 |  | 416.8 | 6 |  | 585.14 | 585.14 | unit | 0 | 9.2717 | FAIL | FAIL | Assembly_New_ENERGY STAR Imaging Equipment_RIM | 0 | 0 | 0 | 0 | 0 | 0 | 0 | 0 | 0 | 0 | 0 | 0 | 0 | 0 | 0 | 0 | 0 | 0 | 0 | 0 | Assembly_New_ENERGY STAR Imaging Equipment_TRC | 0 | 0 | 0 | 0 | 0 | 0 | 0 | 0 | 0 | 0 | 0 | 0 | 0 | 0 | 0 | 0 | 0 | 0 | 0 | 0
College and University | New | ENERGY STAR Imaging Equipment | 0.0578 | 0.038813 |  | 416.8 | 6 |  | 585.14 | 585.14 | unit | 0 | 9.2717 | FAIL | FAIL | College and University_New_ENERGY STAR Imaging Equipment_RIM | 0 | 0 | 0 | 0 | 0 | 0 | 0 | 0 | 0 | 0 | 0 | 0 | 0 | 0 | 0 | 0 | 0 | 0 | 0 | 0 | College and University_New_ENERGY STAR Imaging Equipment_TRC | 0 | 0 | 0 | 0 | 0 | 0 | 0 | 0 | 0 | 0 | 0 | 0 | 0 | 0 | 0 | 0 | 0 | 0 | 0 | 0
Grocery | New | ENERGY STAR Imaging Equipment | 0.0578 | 0.038813 |  | 416.8 | 6 |  | 585.14 | 585.14 | unit | 0 | 9.2717 | FAIL | FAIL | Grocery_New_ENERGY STAR Imaging Equipment_RIM | 0 | 0 | 0 | 0 | 0 | 0 | 0 | 0 | 0 | 0 | 0 | 0 | 0 | 0 | 0 | 0 | 0 | 0 | 0 | 0 | Grocery_New_ENERGY STAR Imaging Equipment_TRC | 0 | 0 | 0 | 0 | 0 | 0 | 0 | 0 | 0 | 0 | 0 | 0 | 0 | 0 | 0 | 0 | 0 | 0 | 0 | 0
Healthcare | New | ENERGY STAR Imaging Equipment | 0.0578 | 0.038813 |  | 416.8 | 6 |  | 585.14 | 585.14 | unit | 0 | 9.2717 | FAIL | FAIL | Healthcare_New_ENERGY STAR Imaging Equipment_RIM | 0 | 0 | 0 | 0 | 0 | 0 | 0 | 0 | 0 | 0 | 0 | 0 | 0 | 0 | 0 | 0 | 0 | 0 | 0 | 0 | Healthcare_New_ENERGY STAR Imaging Equipment_TRC | 0 | 0 | 0 | 0 | 0 | 0 | 0 | 0 | 0 | 0 | 0 | 0 | 0 | 0 | 0 | 0 | 0 | 0 | 0 | 0
Hospitals | New | ENERGY STAR Imaging Equipment | 0.0578 | 0.038813 |  | 416.8 | 6 |  | 585.14 | 585.14 | unit | 0 | 9.2717 | FAIL | FAIL | Hospitals_New_ENERGY STAR Imaging Equipment_RIM | 0 | 0 | 0 | 0 | 0 | 0 | 0 | 0 | 0 | 0 | 0 | 0 | 0 | 0 | 0 | 0 | 0 | 0 | 0 | 0 | Hospitals_New_ENERGY STAR Imaging Equipment_TRC | 0 | 0 | 0 | 0 | 0 | 0 | 0 | 0 | 0 | 0 | 0 | 0 | 0 | 0 | 0 | 0 | 0 | 0 | 0 | 0
Institutional | New | ENERGY STAR Imaging Equipment | 0.0578 | 0.038813 |  | 416.8 | 6 |  | 585.14 | 585.14 | unit | 0 | 9.2717 | FAIL | FAIL | Institutional_New_ENERGY STAR Imaging Equipment_RIM | 0 | 0 | 0 | 0 | 0 | 0 | 0 | 0 | 0 | 0 | 0 | 0 | 0 | 0 | 0 | 0 | 0 | 0 | 0 | 0 | Institutional_New_ENERGY STAR Imaging Equipment_TRC | 0 | 0 | 0 | 0 | 0 | 0 | 0 | 0 | 0 | 0 | 0 | 0 | 0 | 0 | 0 | 0 | 0 | 0 | 0 | 0
Lodging/Hospitality | New | ENERGY STAR Imaging Equipment | 0.0578 | 0.038813 |  | 416.8 | 6 |  | 585.14 | 585.14 | unit | 0 | 9.2717 | FAIL | FAIL | Lodging/Hospitality_New_ENERGY STAR Imaging Equipment_RIM | 0 | 0 | 0 | 0 | 0 | 0 | 0 | 0 | 0 | 0 | 0 | 0 | 0 | 0 | 0 | 0 | 0 | 0 | 0 | 0 | Lodging/Hospitality_New_ENERGY STAR Imaging Equipment_TRC | 0 | 0 | 0 | 0 | 0 | 0 | 0 | 0 | 0 | 0 | 0 | 0 | 0 | 0 | 0 | 0 | 0 | 0 | 0 | 0
Miscellaneous | New | ENERGY STAR Imaging Equipment | 0.0578 | 0.038813 |  | 416.8 | 6 |  | 585.14 | 585.14 | unit | 0 | 9.2717 | FAIL | FAIL | Miscellaneous_New_ENERGY STAR Imaging Equipment_RIM | 0 | 0 | 0 | 0 | 0 | 0 | 0 | 0 | 0 | 0 | 0 | 0 | 0 | 0 | 0 | 0 | 0 | 0 | 0 | 0 | Miscellaneous_New_ENERGY STAR Imaging Equipment_TRC | 0 | 0 | 0 | 0 | 0 | 0 | 0 | 0 | 0 | 0 | 0 | 0 | 0 | 0 | 0 | 0 | 0 | 0 | 0 | 0
Offices | New | ENERGY STAR Imaging Equipment | 0.0578 | 0.038813 |  | 416.8 | 6 |  | 585.14 | 585.14 | unit | 0 | 9.2717 | FAIL | FAIL | Offices_New_ENERGY STAR Imaging Equipment_RIM | 0 | 0 | 0 | 0 | 0 | 0 | 0 | 0 | 0 | 0 | 0 | 0 | 0 | 0 | 0 | 0 | 0 | 0 | 0 | 0 | Offices_New_ENERGY STAR Imaging Equipment_TRC | 0 | 0 | 0 | 0 | 0 | 0 | 0 | 0 | 0 | 0 | 0 | 0 | 0 | 0 | 0 | 0 | 0 | 0 | 0 | 0
Restaurants | New | ENERGY STAR Imaging Equipment | 0.0578 | 0.038813 |  | 416.8 | 6 |  | 585.14 | 585.14 | unit | 0 | 9.2717 | FAIL | FAIL | Restaurants_New_ENERGY STAR Imaging Equipment_RIM | 0 | 0 | 0 | 0 | 0 | 0 | 0 | 0 | 0 | 0 | 0 | 0 | 0 | 0 | 0 | 0 | 0 | 0 | 0 | 0 | Restaurants_New_ENERGY STAR Imaging Equipment_TRC | 0 | 0 | 0 | 0 | 0 | 0 | 0 | 0 | 0 | 0 | 0 | 0 | 0 | 0 | 0 | 0 | 0 | 0 | 0 | 0
Retail | New | ENERGY STAR Imaging Equipment | 0.0578 | 0.038813 |  | 416.8 | 6 |  | 585.14 | 585.14 | unit | 0 | 9.2717 | FAIL | FAIL | Retail_New_ENERGY STAR Imaging Equipment_RIM | 0 | 0 | 0 | 0 | 0 | 0 | 0 | 0 | 0 | 0 | 0 | 0 | 0 | 0 | 0 | 0 | 0 | 0 | 0 | 0 | Retail_New_ENERGY STAR Imaging Equipment_TRC | 0 | 0 | 0 | 0 | 0 | 0 | 0 | 0 | 0 | 0 | 0 | 0 | 0 | 0 | 0 | 0 | 0 | 0 | 0 | 0
Schools K-12 | New | ENERGY STAR Imaging Equipment | 0.0578 | 0.038813 |  | 416.8 | 6 |  | 585.14 | 585.14 | unit | 0 | 9.2717 | FAIL | FAIL | Schools K-12_New_ENERGY STAR Imaging Equipment_RIM | 0 | 0 | 0 | 0 | 0 | 0 | 0 | 0 | 0 | 0 | 0 | 0 | 0 | 0 | 0 | 0 | 0 | 0 | 0 | 0 | Schools K-12_New_ENERGY STAR Imaging Equipment_TRC | 0 | 0 | 0 | 0 | 0 | 0 | 0 | 0 | 0 | 0 | 0 | 0 | 0 | 0 | 0 | 0 | 0 | 0 | 0 | 0
Warehouse | New | ENERGY STAR Imaging Equipment | 0.0578 | 0.038813 |  | 416.8 | 6 |  | 585.14 | 585.14 | unit | 0 | 9.2717 | FAIL | FAIL | Warehouse_New_ENERGY STAR Imaging Equipment_RIM | 0 | 0 | 0 | 0 | 0 | 0 | 0 | 0 | 0 | 0 | 0 | 0 | 0 | 0 | 0 | 0 | 0 | 0 | 0 | 0 | Warehouse_New_ENERGY STAR Imaging Equipment_TRC | 0 | 0 | 0 | 0 | 0 | 0 | 0 | 0 | 0 | 0 | 0 | 0 | 0 | 0 | 0 | 0 | 0 | 0 | 0 | 0
Assembly | Turnover | Energy Star PCs | 0.017591 | 0 |  | 123.5154 | 4 |  | 20 | 20 | unit | 0 | 2.7476 | FAIL | FAIL | Assembly_Turnover_Energy Star PCs_RIM | 0 | 0 | 0 | 0 | 0 | 0 | 0 | 0 | 0 | 0 | 0 | 0 | 0 | 0 | 0 | 0 | 0 | 0 | 0 | 0 | Assembly_Turnover_Energy Star PCs_TRC | 0 | 0 | 0 | 0 | 0 | 0 | 0 | 0 | 0 | 0 | 0 | 0 | 0 | 0 | 0 | 0 | 0 | 0 | 0 | 0
College and University | Turnover | Energy Star PCs | 0.023703 | 0.023703 |  | 123.5154 | 4 |  | 20 | 20 | unit | 0 | 2.7476 | FAIL | FAIL | College and University_Turnover_Energy Star PCs_RIM | 0 | 0 | 0 | 0 | 0 | 0 | 0 | 0 | 0 | 0 | 0 | 0 | 0 | 0 | 0 | 0 | 0 | 0 | 0 | 0 | College and University_Turnover_Energy Star PCs_TRC | 0 | 0 | 0 | 0 | 0 | 0 | 0 | 0 | 0 | 0 | 0 | 0 | 0 | 0 | 0 | 0 | 0 | 0 | 0 | 0
Grocery | Turnover | Energy Star PCs | 0.017591 | 0.0068231 |  | 123.5154 | 4 |  | 20 | 20 | unit | 0 | 2.7476 | FAIL | FAIL | Grocery_Turnover_Energy Star PCs_RIM | 0 | 0 | 0 | 0 | 0 | 0 | 0 | 0 | 0 | 0 | 0 | 0 | 0 | 0 | 0 | 0 | 0 | 0 | 0 | 0 | Grocery_Turnover_Energy Star PCs_TRC | 0 | 0 | 0 | 0 | 0 | 0 | 0 | 0 | 0 | 0 | 0 | 0 | 0 | 0 | 0 | 0 | 0 | 0 | 0 | 0
Healthcare | Turnover | Energy Star PCs | 0.017591 | 0.0068231 |  | 123.5154 | 4 |  | 20 | 20 | unit | 0 | 2.7476 | FAIL | FAIL | Healthcare_Turnover_Energy Star PCs_RIM | 0 | 0 | 0 | 0 | 0 | 0 | 0 | 0 | 0 | 0 | 0 | 0 | 0 | 0 | 0 | 0 | 0 | 0 | 0 | 0 | Healthcare_Turnover_Energy Star PCs_TRC | 0 | 0 | 0 | 0 | 0 | 0 | 0 | 0 | 0 | 0 | 0 | 0 | 0 | 0 | 0 | 0 | 0 | 0 | 0 | 0
Hospitals | Turnover | Energy Star PCs | 0.023703 | 0.023703 |  | 123.5154 | 4 |  | 20 | 20 | unit | 0 | 2.7476 | FAIL | FAIL | Hospitals_Turnover_Energy Star PCs_RIM | 0 | 0 | 0 | 0 | 0 | 0 | 0 | 0 | 0 | 0 | 0 | 0 | 0 | 0 | 0 | 0 | 0 | 0 | 0 | 0 | Hospitals_Turnover_Energy Star PCs_TRC | 0 | 0 | 0 | 0 | 0 | 0 | 0 | 0 | 0 | 0 | 0 | 0 | 0 | 0 | 0 | 0 | 0 | 0 | 0 | 0
Institutional | Turnover | Energy Star PCs | 0.017591 | 0 |  | 123.5154 | 4 |  | 20 | 20 | unit | 0 | 2.7476 | FAIL | FAIL | Institutional_Turnover_Energy Star PCs_RIM | 0 | 0 | 0 | 0 | 0 | 0 | 0 | 0 | 0 | 0 | 0 | 0 | 0 | 0 | 0 | 0 | 0 | 0 | 0 | 0 | Institutional_Turnover_Energy Star PCs_TRC | 0 | 0 | 0 | 0 | 0 | 0 | 0 | 0 | 0 | 0 | 0 | 0 | 0 | 0 | 0 | 0 | 0 | 0 | 0 | 0
Lodging/Hospitality | Turnover | Energy Star PCs | 0.017591 | 0.0068231 |  | 123.5154 | 4 |  | 20 | 20 | unit | 0 | 2.7476 | FAIL | FAIL | Lodging/Hospitality_Turnover_Energy Star PCs_RIM | 0 | 0 | 0 | 0 | 0 | 0 | 0 | 0 | 0 | 0 | 0 | 0 | 0 | 0 | 0 | 0 | 0 | 0 | 0 | 0 | Lodging/Hospitality_Turnover_Energy Star PCs_TRC | 0 | 0 | 0 | 0 | 0 | 0 | 0 | 0 | 0 | 0 | 0 | 0 | 0 | 0 | 0 | 0 | 0 | 0 | 0 | 0
Miscellaneous | Turnover | Energy Star PCs | 0.017591 | 0 |  | 123.5154 | 4 |  | 20 | 20 | unit | 0 | 2.7476 | FAIL | FAIL | Miscellaneous_Turnover_Energy Star PCs_RIM | 0 | 0 | 0 | 0 | 0 | 0 | 0 | 0 | 0 | 0 | 0 | 0 | 0 | 0 | 0 | 0 | 0 | 0 | 0 | 0 | Miscellaneous_Turnover_Energy Star PCs_TRC | 0 | 0 | 0 | 0 | 0 | 0 | 0 | 0 | 0 | 0 | 0 | 0 | 0 | 0 | 0 | 0 | 0 | 0 | 0 | 0
Offices | Turnover | Energy Star PCs | 0.017591 | 0.0068231 |  | 123.5154 | 4 |  | 20 | 20 | unit | 0 | 2.7476 | FAIL | FAIL | Offices_Turnover_Energy Star PCs_RIM | 0 | 0 | 0 | 0 | 0 | 0 | 0 | 0 | 0 | 0 | 0 | 0 | 0 | 0 | 0 | 0 | 0 | 0 | 0 | 0 | Offices_Turnover_Energy Star PCs_TRC | 0 | 0 | 0 | 0 | 0 | 0 | 0 | 0 | 0 | 0 | 0 | 0 | 0 | 0 | 0 | 0 | 0 | 0 | 0 | 0
Restaurants | Turnover | Energy Star PCs | 0.017591 | 0 |  | 123.5154 | 4 |  | 20 | 20 | unit | 0 | 2.7476 | FAIL | FAIL | Restaurants_Turnover_Energy Star PCs_RIM | 0 | 0 | 0 | 0 | 0 | 0 | 0 | 0 | 0 | 0 | 0 | 0 | 0 | 0 | 0 | 0 | 0 | 0 | 0 | 0 | Restaurants_Turnover_Energy Star PCs_TRC | 0 | 0 | 0 | 0 | 0 | 0 | 0 | 0 | 0 | 0 | 0 | 0 | 0 | 0 | 0 | 0 | 0 | 0 | 0 | 0
Retail | Turnover | Energy Star PCs | 0.017591 | 0.0068231 |  | 123.5154 | 4 |  | 20 | 20 | unit | 0 | 2.7476 | FAIL | FAIL | Retail_Turnover_Energy Star PCs_RIM | 0 | 0 | 0 | 0 | 0 | 0 | 0 | 0 | 0 | 0 | 0 | 0 | 0 | 0 | 0 | 0 | 0 | 0 | 0 | 0 | Retail_Turnover_Energy Star PCs_TRC | 0 | 0 | 0 | 0 | 0 | 0 | 0 | 0 | 0 | 0 | 0 | 0 | 0 | 0 | 0 | 0 | 0 | 0 | 0 | 0
Schools K-12 | Turnover | Energy Star PCs | 0.017591 | 0.0068231 |  | 123.5154 | 4 |  | 20 | 20 | unit | 0 | 2.7476 | FAIL | FAIL | Schools K-12_Turnover_Energy Star PCs_RIM | 0 | 0 | 0 | 0 | 0 | 0 | 0 | 0 | 0 | 0 | 0 | 0 | 0 | 0 | 0 | 0 | 0 | 0 | 0 | 0 | Schools K-12_Turnover_Energy Star PCs_TRC | 0 | 0 | 0 | 0 | 0 | 0 | 0 | 0 | 0 | 0 | 0 | 0 | 0 | 0 | 0 | 0 | 0 | 0 | 0 | 0
Warehouse | Turnover | Energy Star PCs | 0.017591 | 0 |  | 123.5154 | 4 |  | 20 | 20 | unit | 0 | 2.7476 | FAIL | FAIL | Warehouse_Turnover_Energy Star PCs_RIM | 0 | 0 | 0 | 0 | 0 | 0 | 0 | 0 | 0 | 0 | 0 | 0 | 0 | 0 | 0 | 0 | 0 | 0 | 0 | 0 | Warehouse_Turnover_Energy Star PCs_TRC | 0 | 0 | 0 | 0 | 0 | 0 | 0 | 0 | 0 | 0 | 0 | 0 | 0 | 0 | 0 | 0 | 0 | 0 | 0 | 0
Assembly | New | Energy Star PCs | 0.017591 | 0 |  | 123.5154 | 4 |  | 20 | 20 | unit | 0 | 2.7476 | FAIL | FAIL | Assembly_New_Energy Star PCs_RIM | 0 | 0 | 0 | 0 | 0 | 0 | 0 | 0 | 0 | 0 | 0 | 0 | 0 | 0 | 0 | 0 | 0 | 0 | 0 | 0 | Assembly_New_Energy Star PCs_TRC | 0 | 0 | 0 | 0 | 0 | 0 | 0 | 0 | 0 | 0 | 0 | 0 | 0 | 0 | 0 | 0 | 0 | 0 | 0 | 0
College and University | New | Energy Star PCs | 0.023703 | 0.023703 |  | 123.5154 | 4 |  | 20 | 20 | unit | 0 | 2.7476 | FAIL | FAIL | College and University_New_Energy Star PCs_RIM | 0 | 0 | 0 | 0 | 0 | 0 | 0 | 0 | 0 | 0 | 0 | 0 | 0 | 0 | 0 | 0 | 0 | 0 | 0 | 0 | College and University_New_Energy Star PCs_TRC | 0 | 0 | 0 | 0 | 0 | 0 | 0 | 0 | 0 | 0 | 0 | 0 | 0 | 0 | 0 | 0 | 0 | 0 | 0 | 0
Grocery | New | Energy Star PCs | 0.017591 | 0.0068231 |  | 123.5154 | 4 |  | 20 | 20 | unit | 0 | 2.7476 | FAIL | FAIL | Grocery_New_Energy Star PCs_RIM | 0 | 0 | 0 | 0 | 0 | 0 | 0 | 0 | 0 | 0 | 0 | 0 | 0 | 0 | 0 | 0 | 0 | 0 | 0 | 0 | Grocery_New_Energy Star PCs_TRC | 0 | 0 | 0 | 0 | 0 | 0 | 0 | 0 | 0 | 0 | 0 | 0 | 0 | 0 | 0 | 0 | 0 | 0 | 0 | 0
Healthcare | New | Energy Star PCs | 0.017591 | 0.0068231 |  | 123.5154 | 4 |  | 20 | 20 | unit | 0 | 2.7476 | FAIL | FAIL | Healthcare_New_Energy Star PCs_RIM | 0 | 0 | 0 | 0 | 0 | 0 | 0 | 0 | 0 | 0 | 0 | 0 | 0 | 0 | 0 | 0 | 0 | 0 | 0 | 0 | Healthcare_New_Energy Star PCs_TRC | 0 | 0 | 0 | 0 | 0 | 0 | 0 | 0 | 0 | 0 | 0 | 0 | 0 | 0 | 0 | 0 | 0 | 0 | 0 | 0
Hospitals | New | Energy Star PCs | 0.023703 | 0.023703 |  | 123.5154 | 4 |  | 20 | 20 | unit | 0 | 2.7476 | FAIL | FAIL | Hospitals_New_Energy Star PCs_RIM | 0 | 0 | 0 | 0 | 0 | 0 | 0 | 0 | 0 | 0 | 0 | 0 | 0 | 0 | 0 | 0 | 0 | 0 | 0 | 0 | Hospitals_New_Energy Star PCs_TRC | 0 | 0 | 0 | 0 | 0 | 0 | 0 | 0 | 0 | 0 | 0 | 0 | 0 | 0 | 0 | 0 | 0 | 0 | 0 | 0
Institutional | New | Energy Star PCs | 0.017591 | 0 |  | 123.5154 | 4 |  | 20 | 20 | unit | 0 | 2.7476 | FAIL | FAIL | Institutional_New_Energy Star PCs_RIM | 0 | 0 | 0 | 0 | 0 | 0 | 0 | 0 | 0 | 0 | 0 | 0 | 0 | 0 | 0 | 0 | 0 | 0 | 0 | 0 | Institutional_New_Energy Star PCs_TRC | 0 | 0 | 0 | 0 | 0 | 0 | 0 | 0 | 0 | 0 | 0 | 0 | 0 | 0 | 0 | 0 | 0 | 0 | 0 | 0
Lodging/Hospitality | New | Energy Star PCs | 0.017591 | 0.0068231 |  | 123.5154 | 4 |  | 20 | 20 | unit | 0 | 2.7476 | FAIL | FAIL | Lodging/Hospitality_New_Energy Star PCs_RIM | 0 | 0 | 0 | 0 | 0 | 0 | 0 | 0 | 0 | 0 | 0 | 0 | 0 | 0 | 0 | 0 | 0 | 0 | 0 | 0 | Lodging/Hospitality_New_Energy Star PCs_TRC | 0 | 0 | 0 | 0 | 0 | 0 | 0 | 0 | 0 | 0 | 0 | 0 | 0 | 0 | 0 | 0 | 0 | 0 | 0 | 0
Miscellaneous | New | Energy Star PCs | 0.017591 | 0 |  | 123.5154 | 4 |  | 20 | 20 | unit | 0 | 2.7476 | FAIL | FAIL | Miscellaneous_New_Energy Star PCs_RIM | 0 | 0 | 0 | 0 | 0 | 0 | 0 | 0 | 0 | 0 | 0 | 0 | 0 | 0 | 0 | 0 | 0 | 0 | 0 | 0 | Miscellaneous_New_Energy Star PCs_TRC | 0 | 0 | 0 | 0 | 0 | 0 | 0 | 0 | 0 | 0 | 0 | 0 | 0 | 0 | 0 | 0 | 0 | 0 | 0 | 0
Offices | New | Energy Star PCs | 0.017591 | 0.0068231 |  | 123.5154 | 4 |  | 20 | 20 | unit | 0 | 2.7476 | FAIL | FAIL | Offices_New_Energy Star PCs_RIM | 0 | 0 | 0 | 0 | 0 | 0 | 0 | 0 | 0 | 0 | 0 | 0 | 0 | 0 | 0 | 0 | 0 | 0 | 0 | 0 | Offices_New_Energy Star PCs_TRC | 0 | 0 | 0 | 0 | 0 | 0 | 0 | 0 | 0 | 0 | 0 | 0 | 0 | 0 | 0 | 0 | 0 | 0 | 0 | 0
Restaurants | New | Energy Star PCs | 0.017591 | 0 |  | 123.5154 | 4 |  | 20 | 20 | unit | 0 | 2.7476 | FAIL | FAIL | Restaurants_New_Energy Star PCs_RIM | 0 | 0 | 0 | 0 | 0 | 0 | 0 | 0 | 0 | 0 | 0 | 0 | 0 | 0 | 0 | 0 | 0 | 0 | 0 | 0 | Restaurants_New_Energy Star PCs_TRC | 0 | 0 | 0 | 0 | 0 | 0 | 0 | 0 | 0 | 0 | 0 | 0 | 0 | 0 | 0 | 0 | 0 | 0 | 0 | 0
Retail | New | Energy Star PCs | 0.017591 | 0.0068231 |  | 123.5154 | 4 |  | 20 | 20 | unit | 0 | 2.7476 | FAIL | FAIL | Retail_New_Energy Star PCs_RIM | 0 | 0 | 0 | 0 | 0 | 0 | 0 | 0 | 0 | 0 | 0 | 0 | 0 | 0 | 0 | 0 | 0 | 0 | 0 | 0 | Retail_New_Energy Star PCs_TRC | 0 | 0 | 0 | 0 | 0 | 0 | 0 | 0 | 0 | 0 | 0 | 0 | 0 | 0 | 0 | 0 | 0 | 0 | 0 | 0
Schools K-12 | New | Energy Star PCs | 0.017591 | 0.0068231 |  | 123.5154 | 4 |  | 20 | 20 | unit | 0 | 2.7476 | FAIL | FAIL | Schools K-12_New_Energy Star PCs_RIM | 0 | 0 | 0 | 0 | 0 | 0 | 0 | 0 | 0 | 0 | 0 | 0 | 0 | 0 | 0 | 0 | 0 | 0 | 0 | 0 | Schools K-12_New_Energy Star PCs_TRC | 0 | 0 | 0 | 0 | 0 | 0 | 0 | 0 | 0 | 0 | 0 | 0 | 0 | 0 | 0 | 0 | 0 | 0 | 0 | 0
Warehouse | New | Energy Star PCs | 0.017591 | 0 |  | 123.5154 | 4 |  | 20 | 20 | unit | 0 | 2.7476 | FAIL | FAIL | Warehouse_New_Energy Star PCs_RIM | 0 | 0 | 0 | 0 | 0 | 0 | 0 | 0 | 0 | 0 | 0 | 0 | 0 | 0 | 0 | 0 | 0 | 0 | 0 | 0 | Warehouse_New_Energy Star PCs_TRC | 0 | 0 | 0 | 0 | 0 | 0 | 0 | 0 | 0 | 0 | 0 | 0 | 0 | 0 | 0 | 0 | 0 | 0 | 0 | 0
Assembly | Turnover | Energy Star Servers | 0.16919 | 0.11767 |  | 1136.6997 | 4 |  | 70 | 70 | unit | 0 | 25.2858 | FAIL | FAIL | Assembly_Turnover_Energy Star Servers_RIM | 0 | 0 | 0 | 0 | 0 | 0 | 0 | 0 | 0 | 0 | 0 | 0 | 0 | 0 | 0 | 0 | 0 | 0 | 0 | 0 | Assembly_Turnover_Energy Star Servers_TRC | 0 | 0 | 0 | 0 | 0 | 0 | 0 | 0 | 0 | 0 | 0 | 0 | 0 | 0 | 0 | 0 | 0 | 0 | 0 | 0
College and University | Turnover | Energy Star Servers | 0.16919 | 0.11767 |  | 1136.6997 | 4 |  | 70 | 70 | unit | 0 | 25.2858 | FAIL | FAIL | College and University_Turnover_Energy Star Servers_RIM | 0 | 0 | 0 | 0 | 0 | 0 | 0 | 0 | 0 | 0 | 0 | 0 | 0 | 0 | 0 | 0 | 0 | 0 | 0 | 0 | College and University_Turnover_Energy Star Servers_TRC | 0 | 0 | 0 | 0 | 0 | 0 | 0 | 0 | 0 | 0 | 0 | 0 | 0 | 0 | 0 | 0 | 0 | 0 | 0 | 0
Grocery | Turnover | Energy Star Servers | 0.16919 | 0.11767 |  | 1136.6997 | 4 |  | 70 | 70 | unit | 0 | 25.2858 | FAIL | FAIL | Grocery_Turnover_Energy Star Servers_RIM | 0 | 0 | 0 | 0 | 0 | 0 | 0 | 0 | 0 | 0 | 0 | 0 | 0 | 0 | 0 | 0 | 0 | 0 | 0 | 0 | Grocery_Turnover_Energy Star Servers_TRC | 0 | 0 | 0 | 0 | 0 | 0 | 0 | 0 | 0 | 0 | 0 | 0 | 0 | 0 | 0 | 0 | 0 | 0 | 0 | 0
Healthcare | Turnover | Energy Star Servers | 0.16919 | 0.11767 |  | 1136.6997 | 4 |  | 70 | 70 | unit | 0 | 25.2858 | FAIL | FAIL | Healthcare_Turnover_Energy Star Servers_RIM | 0 | 0 | 0 | 0 | 0 | 0 | 0 | 0 | 0 | 0 | 0 | 0 | 0 | 0 | 0 | 0 | 0 | 0 | 0 | 0 | Healthcare_Turnover_Energy Star Servers_TRC | 0 | 0 | 0 | 0 | 0 | 0 | 0 | 0 | 0 | 0 | 0 | 0 | 0 | 0 | 0 | 0 | 0 | 0 | 0 | 0
Hospitals | Turnover | Energy Star Servers | 0.16919 | 0.11767 |  | 1136.6997 | 4 |  | 70 | 70 | unit | 0 | 25.2858 | FAIL | FAIL | Hospitals_Turnover_Energy Star Servers_RIM | 0 | 0 | 0 | 0 | 0 | 0 | 0 | 0 | 0 | 0 | 0 | 0 | 0 | 0 | 0 | 0 | 0 | 0 | 0 | 0 | Hospitals_Turnover_Energy Star Servers_TRC | 0 | 0 | 0 | 0 | 0 | 0 | 0 | 0 | 0 | 0 | 0 | 0 | 0 | 0 | 0 | 0 | 0 | 0 | 0 | 0
Institutional | Turnover | Energy Star Servers | 0.16919 | 0.11767 |  | 1136.6997 | 4 |  | 70 | 70 | unit | 0 | 25.2858 | FAIL | FAIL | Institutional_Turnover_Energy Star Servers_RIM | 0 | 0 | 0 | 0 | 0 | 0 | 0 | 0 | 0 | 0 | 0 | 0 | 0 | 0 | 0 | 0 | 0 | 0 | 0 | 0 | Institutional_Turnover_Energy Star Servers_TRC | 0 | 0 | 0 | 0 | 0 | 0 | 0 | 0 | 0 | 0 | 0 | 0 | 0 | 0 | 0 | 0 | 0 | 0 | 0 | 0
Lodging/Hospitality | Turnover | Energy Star Servers | 0.16919 | 0.11767 |  | 1136.6997 | 4 |  | 70 | 70 | unit | 0 | 25.2858 | FAIL | FAIL | Lodging/Hospitality_Turnover_Energy Star Servers_RIM | 0 | 0 | 0 | 0 | 0 | 0 | 0 | 0 | 0 | 0 | 0 | 0 | 0 | 0 | 0 | 0 | 0 | 0 | 0 | 0 | Lodging/Hospitality_Turnover_Energy Star Servers_TRC | 0 | 0 | 0 | 0 | 0 | 0 | 0 | 0 | 0 | 0 | 0 | 0 | 0 | 0 | 0 | 0 | 0 | 0 | 0 | 0
Miscellaneous | Turnover | Energy Star Servers | 0.16919 | 0.11767 |  | 1136.6997 | 4 |  | 70 | 70 | unit | 0 | 25.2858 | FAIL | FAIL | Miscellaneous_Turnover_Energy Star Servers_RIM | 0 | 0 | 0 | 0 | 0 | 0 | 0 | 0 | 0 | 0 | 0 | 0 | 0 | 0 | 0 | 0 | 0 | 0 | 0 | 0 | Miscellaneous_Turnover_Energy Star Servers_TRC | 0 | 0 | 0 | 0 | 0 | 0 | 0 | 0 | 0 | 0 | 0 | 0 | 0 | 0 | 0 | 0 | 0 | 0 | 0 | 0
Offices | Turnover | Energy Star Servers | 0.16919 | 0.11767 |  | 1136.6997 | 4 |  | 70 | 70 | unit | 0 | 25.2858 | FAIL | FAIL | Offices_Turnover_Energy Star Servers_RIM | 0 | 0 | 0 | 0 | 0 | 0 | 0 | 0 | 0 | 0 | 0 | 0 | 0 | 0 | 0 | 0 | 0 | 0 | 0 | 0 | Offices_Turnover_Energy Star Servers_TRC | 0 | 0 | 0 | 0 | 0 | 0 | 0 | 0 | 0 | 0 | 0 | 0 | 0 | 0 | 0 | 0 | 0 | 0 | 0 | 0
Restaurants | Turnover | Energy Star Servers | 0.16919 | 0.11767 |  | 1136.6997 | 4 |  | 70 | 70 | unit | 0 | 25.2858 | FAIL | FAIL | Restaurants_Turnover_Energy Star Servers_RIM | 0 | 0 | 0 | 0 | 0 | 0 | 0 | 0 | 0 | 0 | 0 | 0 | 0 | 0 | 0 | 0 | 0 | 0 | 0 | 0 | Restaurants_Turnover_Energy Star Servers_TRC | 0 | 0 | 0 | 0 | 0 | 0 | 0 | 0 | 0 | 0 | 0 | 0 | 0 | 0 | 0 | 0 | 0 | 0 | 0 | 0
Retail | Turnover | Energy Star Servers | 0.16919 | 0.11767 |  | 1136.6997 | 4 |  | 70 | 70 | unit | 0 | 25.2858 | FAIL | FAIL | Retail_Turnover_Energy Star Servers_RIM | 0 | 0 | 0 | 0 | 0 | 0 | 0 | 0 | 0 | 0 | 0 | 0 | 0 | 0 | 0 | 0 | 0 | 0 | 0 | 0 | Retail_Turnover_Energy Star Servers_TRC | 0 | 0 | 0 | 0 | 0 | 0 | 0 | 0 | 0 | 0 | 0 | 0 | 0 | 0 | 0 | 0 | 0 | 0 | 0 | 0
Schools K-12 | Turnover | Energy Star Servers | 0.16919 | 0.11767 |  | 1136.6997 | 4 |  | 70 | 70 | unit | 0 | 25.2858 | FAIL | FAIL | Schools K-12_Turnover_Energy Star Servers_RIM | 0 | 0 | 0 | 0 | 0 | 0 | 0 | 0 | 0 | 0 | 0 | 0 | 0 | 0 | 0 | 0 | 0 | 0 | 0 | 0 | Schools K-12_Turnover_Energy Star Servers_TRC | 0 | 0 | 0 | 0 | 0 | 0 | 0 | 0 | 0 | 0 | 0 | 0 | 0 | 0 | 0 | 0 | 0 | 0 | 0 | 0
Warehouse | Turnover | Energy Star Servers | 0.16919 | 0.11767 |  | 1136.6997 | 4 |  | 70 | 70 | unit | 0 | 25.2858 | FAIL | FAIL | Warehouse_Turnover_Energy Star Servers_RIM | 0 | 0 | 0 | 0 | 0 | 0 | 0 | 0 | 0 | 0 | 0 | 0 | 0 | 0 | 0 | 0 | 0 | 0 | 0 | 0 | Warehouse_Turnover_Energy Star Servers_TRC | 0 | 0 | 0 | 0 | 0 | 0 | 0 | 0 | 0 | 0 | 0 | 0 | 0 | 0 | 0 | 0 | 0 | 0 | 0 | 0
Assembly | New | Energy Star Servers | 0.16919 | 0.11767 |  | 1136.6997 | 4 |  | 70 | 70 | unit | 0 | 25.2858 | FAIL | FAIL | Assembly_New_Energy Star Servers_RIM | 0 | 0 | 0 | 0 | 0 | 0 | 0 | 0 | 0 | 0 | 0 | 0 | 0 | 0 | 0 | 0 | 0 | 0 | 0 | 0 | Assembly_New_Energy Star Servers_TRC | 0 | 0 | 0 | 0 | 0 | 0 | 0 | 0 | 0 | 0 | 0 | 0 | 0 | 0 | 0 | 0 | 0 | 0 | 0 | 0
College and University | New | Energy Star Servers | 0.16919 | 0.11767 |  | 1136.6997 | 4 |  | 70 | 70 | unit | 0 | 25.2858 | FAIL | FAIL | College and University_New_Energy Star Servers_RIM | 0 | 0 | 0 | 0 | 0 | 0 | 0 | 0 | 0 | 0 | 0 | 0 | 0 | 0 | 0 | 0 | 0 | 0 | 0 | 0 | College and University_New_Energy Star Servers_TRC | 0 | 0 | 0 | 0 | 0 | 0 | 0 | 0 | 0 | 0 | 0 | 0 | 0 | 0 | 0 | 0 | 0 | 0 | 0 | 0
Grocery | New | Energy Star Servers | 0.16919 | 0.11767 |  | 1136.6997 | 4 |  | 70 | 70 | unit | 0 | 25.2858 | FAIL | FAIL | Grocery_New_Energy Star Servers_RIM | 0 | 0 | 0 | 0 | 0 | 0 | 0 | 0 | 0 | 0 | 0 | 0 | 0 | 0 | 0 | 0 | 0 | 0 | 0 | 0 | Grocery_New_Energy Star Servers_TRC | 0 | 0 | 0 | 0 | 0 | 0 | 0 | 0 | 0 | 0 | 0 | 0 | 0 | 0 | 0 | 0 | 0 | 0 | 0 | 0
Healthcare | New | Energy Star Servers | 0.16919 | 0.11767 |  | 1136.6997 | 4 |  | 70 | 70 | unit | 0 | 25.2858 | FAIL | FAIL | Healthcare_New_Energy Star Servers_RIM | 0 | 0 | 0 | 0 | 0 | 0 | 0 | 0 | 0 | 0 | 0 | 0 | 0 | 0 | 0 | 0 | 0 | 0 | 0 | 0 | Healthcare_New_Energy Star Servers_TRC | 0 | 0 | 0 | 0 | 0 | 0 | 0 | 0 | 0 | 0 | 0 | 0 | 0 | 0 | 0 | 0 | 0 | 0 | 0 | 0
Hospitals | New | Energy Star Servers | 0.16919 | 0.11767 |  | 1136.6997 | 4 |  | 70 | 70 | unit | 0 | 25.2858 | FAIL | FAIL | Hospitals_New_Energy Star Servers_RIM | 0 | 0 | 0 | 0 | 0 | 0 | 0 | 0 | 0 | 0 | 0 | 0 | 0 | 0 | 0 | 0 | 0 | 0 | 0 | 0 | Hospitals_New_Energy Star Servers_TRC | 0 | 0 | 0 | 0 | 0 | 0 | 0 | 0 | 0 | 0 | 0 | 0 | 0 | 0 | 0 | 0 | 0 | 0 | 0 | 0
Institutional | New | Energy Star Servers | 0.16919 | 0.11767 |  | 1136.6997 | 4 |  | 70 | 70 | unit | 0 | 25.2858 | FAIL | FAIL | Institutional_New_Energy Star Servers_RIM | 0 | 0 | 0 | 0 | 0 | 0 | 0 | 0 | 0 | 0 | 0 | 0 | 0 | 0 | 0 | 0 | 0 | 0 | 0 | 0 | Institutional_New_Energy Star Servers_TRC | 0 | 0 | 0 | 0 | 0 | 0 | 0 | 0 | 0 | 0 | 0 | 0 | 0 | 0 | 0 | 0 | 0 | 0 | 0 | 0
Lodging/Hospitality | New | Energy Star Servers | 0.16919 | 0.11767 |  | 1136.6997 | 4 |  | 70 | 70 | unit | 0 | 25.2858 | FAIL | FAIL | Lodging/Hospitality_New_Energy Star Servers_RIM | 0 | 0 | 0 | 0 | 0 | 0 | 0 | 0 | 0 | 0 | 0 | 0 | 0 | 0 | 0 | 0 | 0 | 0 | 0 | 0 | Lodging/Hospitality_New_Energy Star Servers_TRC | 0 | 0 | 0 | 0 | 0 | 0 | 0 | 0 | 0 | 0 | 0 | 0 | 0 | 0 | 0 | 0 | 0 | 0 | 0 | 0
Miscellaneous | New | Energy Star Servers | 0.16919 | 0.11767 |  | 1136.6997 | 4 |  | 70 | 70 | unit | 0 | 25.2858 | FAIL | FAIL | Miscellaneous_New_Energy Star Servers_RIM | 0 | 0 | 0 | 0 | 0 | 0 | 0 | 0 | 0 | 0 | 0 | 0 | 0 | 0 | 0 | 0 | 0 | 0 | 0 | 0 | Miscellaneous_New_Energy Star Servers_TRC | 0 | 0 | 0 | 0 | 0 | 0 | 0 | 0 | 0 | 0 | 0 | 0 | 0 | 0 | 0 | 0 | 0 | 0 | 0 | 0
Offices | New | Energy Star Servers | 0.16919 | 0.11767 |  | 1136.6997 | 4 |  | 70 | 70 | unit | 0 | 25.2858 | FAIL | FAIL | Offices_New_Energy Star Servers_RIM | 0 | 0 | 0 | 0 | 0 | 0 | 0 | 0 | 0 | 0 | 0 | 0 | 0 | 0 | 0 | 0 | 0 | 0 | 0 | 0 | Offices_New_Energy Star Servers_TRC | 0 | 0 | 0 | 0 | 0 | 0 | 0 | 0 | 0 | 0 | 0 | 0 | 0 | 0 | 0 | 0 | 0 | 0 | 0 | 0
Restaurants | New | Energy Star Servers | 0.16919 | 0.11767 |  | 1136.6997 | 4 |  | 70 | 70 | unit | 0 | 25.2858 | FAIL | FAIL | Restaurants_New_Energy Star Servers_RIM | 0 | 0 | 0 | 0 | 0 | 0 | 0 | 0 | 0 | 0 | 0 | 0 | 0 | 0 | 0 | 0 | 0 | 0 | 0 | 0 | Restaurants_New_Energy Star Servers_TRC | 0 | 0 | 0 | 0 | 0 | 0 | 0 | 0 | 0 | 0 | 0 | 0 | 0 | 0 | 0 | 0 | 0 | 0 | 0 | 0
Retail | New | Energy Star Servers | 0.16919 | 0.11767 |  | 1136.6997 | 4 |  | 70 | 70 | unit | 0 | 25.2858 | FAIL | FAIL | Retail_New_Energy Star Servers_RIM | 0 | 0 | 0 | 0 | 0 | 0 | 0 | 0 | 0 | 0 | 0 | 0 | 0 | 0 | 0 | 0 | 0 | 0 | 0 | 0 | Retail_New_Energy Star Servers_TRC | 0 | 0 | 0 | 0 | 0 | 0 | 0 | 0 | 0 | 0 | 0 | 0 | 0 | 0 | 0 | 0 | 0 | 0 | 0 | 0
Schools K-12 | New | Energy Star Servers | 0.16919 | 0.11767 |  | 1136.6997 | 4 |  | 70 | 70 | unit | 0 | 25.2858 | FAIL | FAIL | Schools K-12_New_Energy Star Servers_RIM | 0 | 0 | 0 | 0 | 0 | 0 | 0 | 0 | 0 | 0 | 0 | 0 | 0 | 0 | 0 | 0 | 0 | 0 | 0 | 0 | Schools K-12_New_Energy Star Servers_TRC | 0 | 0 | 0 | 0 | 0 | 0 | 0 | 0 | 0 | 0 | 0 | 0 | 0 | 0 | 0 | 0 | 0 | 0 | 0 | 0
Warehouse | New | Energy Star Servers | 0.16919 | 0.11767 |  | 1136.6997 | 4 |  | 70 | 70 | unit | 0 | 25.2858 | FAIL | FAIL | Warehouse_New_Energy Star Servers_RIM | 0 | 0 | 0 | 0 | 0 | 0 | 0 | 0 | 0 | 0 | 0 | 0 | 0 | 0 | 0 | 0 | 0 | 0 | 0 | 0 | Warehouse_New_Energy Star Servers_TRC | 0 | 0 | 0 | 0 | 0 | 0 | 0 | 0 | 0 | 0 | 0 | 0 | 0 | 0 | 0 | 0 | 0 | 0 | 0 | 0
Assembly | Turnover | Energy Star Uninterruptable Power Supply | 0.00061097 | 0.00061097 |  | 5.3521 | 10 |  | 1.5473 | 1.5473 | unit | 0 | 0.11906 | FAIL | 0.50851 | Assembly_Turnover_Energy Star Uninterruptable Power Supply_RIM | 0 | 0 | 0 | 0 | 0 | 0 | 0 | 0 | 0 | 0 | 0 | 0 | 0 | 0 | 0 | 0 | 0 | 0 | 0 | 0 | Assembly_Turnover_Energy Star Uninterruptable Power Supply_TRC | 0 | 0 | 0 | 0 | 0 | 0 | 0 | 0 | 0 | 0 | 0 | 0 | 0 | 0 | 0 | 0 | 0 | 0 | 0 | 0 |  | 32.86%
College and University | Turnover | Energy Star Uninterruptable Power Supply | 0.00061097 | 0.00061097 |  | 5.3521 | 10 |  | 1.5473 | 1.5473 | unit | 0 | 0.11906 | FAIL | 0.50851 | College and University_Turnover_Energy Star Uninterruptable Power Supply_RIM | 0 | 0 | 0 | 0 | 0 | 0 | 0 | 0 | 0 | 0 | 0 | 0 | 0 | 0 | 0 | 0 | 0 | 0 | 0 | 0 | College and University_Turnover_Energy Star Uninterruptable Power Supply_TRC | 222.3717 | 317.7901 | 476.3414 | 675.8407 | 878.0241 | 1001.137 | 951.7606 | 719.3352 | 426.1179 | 204.889 | 1190.159 | 1700.849 | 2549.4337 | 3617.1766 | 4699.2856 | 5358.1998 | 5093.9316 | 3849.9645 | 2280.632 | 1096.5892 |  | 32.86%
Grocery | Turnover | Energy Star Uninterruptable Power Supply | 0.00061097 | 0.00061097 |  | 5.3521 | 10 |  | 1.5473 | 1.5473 | unit | 0 | 0.11906 | FAIL | 0.50851 | Grocery_Turnover_Energy Star Uninterruptable Power Supply_RIM | 0 | 0 | 0 | 0 | 0 | 0 | 0 | 0 | 0 | 0 | 0 | 0 | 0 | 0 | 0 | 0 | 0 | 0 | 0 | 0 | Grocery_Turnover_Energy Star Uninterruptable Power Supply_TRC | 0 | 0 | 0 | 0 | 0 | 0 | 0 | 0 | 0 | 0 | 0 | 0 | 0 | 0 | 0 | 0 | 0 | 0 | 0 | 0 |  | 32.86%
Healthcare | Turnover | Energy Star Uninterruptable Power Supply | 0.00061097 | 0.00061097 |  | 5.3521 | 10 |  | 1.5473 | 1.5473 | unit | 0 | 0.11906 | FAIL | 0.50851 | Healthcare_Turnover_Energy Star Uninterruptable Power Supply_RIM | 0 | 0 | 0 | 0 | 0 | 0 | 0 | 0 | 0 | 0 | 0 | 0 | 0 | 0 | 0 | 0 | 0 | 0 | 0 | 0 | Healthcare_Turnover_Energy Star Uninterruptable Power Supply_TRC | 95.4662 | 136.6948 | 205.2472 | 291.6484 | 379.391 | 433.0603 | 412.2156 | 311.9244 | 184.9526 | 89.0254 | 510.9461 | 731.6062 | 1098.5067 | 1560.9356 | 2030.5442 | 2317.7884 | 2206.2254 | 1669.4553 | 989.8875 | 476.474 |  | 32.86%
Hospitals | Turnover | Energy Star Uninterruptable Power Supply | 0.00061097 | 0.00061097 |  | 5.3521 | 10 |  | 1.5473 | 1.5473 | unit | 0 | 0.11906 | FAIL | 0.50851 | Hospitals_Turnover_Energy Star Uninterruptable Power Supply_RIM | 0 | 0 | 0 | 0 | 0 | 0 | 0 | 0 | 0 | 0 | 0 | 0 | 0 | 0 | 0 | 0 | 0 | 0 | 0 | 0 | Hospitals_Turnover_Energy Star Uninterruptable Power Supply_TRC | 111.5901 | 159.7821 | 239.9128 | 340.9068 | 443.4688 | 506.2027 | 481.8374 | 364.6074 | 216.1904 | 104.0614 | 597.2431 | 855.1718 | 1284.0405 | 1824.572 | 2373.4958 | 2709.2546 | 2578.8489 | 1951.4204 | 1157.076 | 556.9487 |  | 32.86%
Institutional | Turnover | Energy Star Uninterruptable Power Supply | 0.00061097 | 0.00061097 |  | 5.3521 | 10 |  | 1.5473 | 1.5473 | unit | 0 | 0.11906 | FAIL | 0.50851 | Institutional_Turnover_Energy Star Uninterruptable Power Supply_RIM | 0 | 0 | 0 | 0 | 0 | 0 | 0 | 0 | 0 | 0 | 0 | 0 | 0 | 0 | 0 | 0 | 0 | 0 | 0 | 0 | Institutional_Turnover_Energy Star Uninterruptable Power Supply_TRC | 222.0452 | 317.4734 | 476.487 | 677.4973 | 882.8047 | 1010.4402 | 964.684 | 732.2655 | 435.5725 | 210.3248 | 1188.4113 | 1699.1538 | 2550.2128 | 3626.0429 | 4724.8718 | 5407.9915 | 5163.0993 | 3919.1686 | 2331.2339 | 1125.6825 |  | 32.86%
Lodging/Hospitality | Turnover | Energy Star Uninterruptable Power Supply | 0.00061097 | 0.00061097 |  | 5.3521 | 10 |  | 1.5473 | 1.5473 | unit | 0 | 0.11906 | FAIL | 0.50851 | Lodging/Hospitality_Turnover_Energy Star Uninterruptable Power Supply_RIM | 0 | 0 | 0 | 0 | 0 | 0 | 0 | 0 | 0 | 0 | 0 | 0 | 0 | 0 | 0 | 0 | 0 | 0 | 0 | 0 | Lodging/Hospitality_Turnover_Energy Star Uninterruptable Power Supply_TRC | 448.5802 | 651.2534 | 988.307 | 1415.5216 | 1851.0094 | 2118.135 | 2020.0052 | 1530.6428 | 908.3788 | 437.4482 | 2400.8526 | 3485.5826 | 5289.5322 | 7576.0337 | 9906.8142 | 11336.5012 | 10811.2993 | 8192.1755 | 4861.7474 | 2341.2729 |  | 32.86%
Miscellaneous | Turnover | Energy Star Uninterruptable Power Supply | 0.00061097 | 0.00061097 |  | 5.3521 | 10 |  | 1.5473 | 1.5473 | unit | 0 | 0.11906 | FAIL | 0.50851 | Miscellaneous_Turnover_Energy Star Uninterruptable Power Supply_RIM | 0 | 0 | 0 | 0 | 0 | 0 | 0 | 0 | 0 | 0 | 0 | 0 | 0 | 0 | 0 | 0 | 0 | 0 | 0 | 0 | Miscellaneous_Turnover_Energy Star Uninterruptable Power Supply_TRC | 41.7308 | 57.35 | 82.5771 | 112.5323 | 140.4019 | 153.7221 | 140.398 | 101.9686 | 58.0468 | 26.8313 | 223.3479 | 306.9437 | 441.9623 | 602.2856 | 751.4472 | 822.7382 | 751.4264 | 545.7477 | 310.6731 | 143.6044 |  | 32.86%
Offices | Turnover | Energy Star Uninterruptable Power Supply | 0.00061097 | 0.00061097 |  | 5.3521 | 10 |  | 1.5473 | 1.5473 | unit | 0 | 0.11906 | FAIL | 0.50851 | Offices_Turnover_Energy Star Uninterruptable Power Supply_RIM | 0 | 0 | 0 | 0 | 0 | 0 | 0 | 0 | 0 | 0 | 0 | 0 | 0 | 0 | 0 | 0 | 0 | 0 | 0 | 0 | Offices_Turnover_Energy Star Uninterruptable Power Supply_TRC | 606.6557 | 876.6458 | 1324.0025 | 1886.5562 | 2453.3007 | 2790.7206 | 2646.9797 | 1995.7007 | 1178.9253 | 565.3177 | 3246.8908 | 4691.9087 | 7086.2128 | 10097.0645 | 13130.3461 | 14936.2561 | 14166.9386 | 10681.2189 | 6309.743 | 3025.6452 |  | 32.86%
Restaurants | Turnover | Energy Star Uninterruptable Power Supply | 0.00061097 | 0.00061097 |  | 5.3521 | 10 |  | 1.5473 | 1.5473 | unit | 0 | 0.11906 | FAIL | 0.50851 | Restaurants_Turnover_Energy Star Uninterruptable Power Supply_RIM | 0 | 0 | 0 | 0 | 0 | 0 | 0 | 0 | 0 | 0 | 0 | 0 | 0 | 0 | 0 | 0 | 0 | 0 | 0 | 0 | Restaurants_Turnover_Energy Star Uninterruptable Power Supply_TRC | 0 | 0 | 0 | 0 | 0 | 0 | 0 | 0 | 0 | 0 | 0 | 0 | 0 | 0 | 0 | 0 | 0 | 0 | 0 | 0 |  | 32.86%
Retail | Turnover | Energy Star Uninterruptable Power Supply | 0.00061097 | 0.00061097 |  | 5.3521 | 10 |  | 1.5473 | 1.5473 | unit | 0 | 0.11906 | FAIL | 0.50851 | Retail_Turnover_Energy Star Uninterruptable Power Supply_RIM | 0 | 0 | 0 | 0 | 0 | 0 | 0 | 0 | 0 | 0 | 0 | 0 | 0 | 0 | 0 | 0 | 0 | 0 | 0 | 0 | Retail_Turnover_Energy Star Uninterruptable Power Supply_TRC | 0 | 0 | 0 | 0 | 0 | 0 | 0 | 0 | 0 | 0 | 0 | 0 | 0 | 0 | 0 | 0 | 0 | 0 | 0 | 0 |  | 32.86%
Schools K-12 | Turnover | Energy Star Uninterruptable Power Supply | 0.00061097 | 0.00061097 |  | 5.3521 | 10 |  | 1.5473 | 1.5473 | unit | 0 | 0.11906 | FAIL | 0.50851 | Schools K-12_Turnover_Energy Star Uninterruptable Power Supply_RIM | 0 | 0 | 0 | 0 | 0 | 0 | 0 | 0 | 0 | 0 | 0 | 0 | 0 | 0 | 0 | 0 | 0 | 0 | 0 | 0 | Schools K-12_Turnover_Energy Star Uninterruptable Power Supply_TRC | 240.4434 | 343.6161 | 515.0525 | 730.7646 | 949.379 | 1082.497 | 1029.1079 | 777.7939 | 460.7475 | 221.5398 | 1286.8804 | 1839.0729 | 2756.6201 | 3911.1359 | 5081.1853 | 5793.648 | 5507.9033 | 4162.8419 | 2465.9735 | 1185.7063 |  | 32.86%
Warehouse | Turnover | Energy Star Uninterruptable Power Supply | 0.00061097 | 0.00061097 |  | 5.3521 | 10 |  | 1.5473 | 1.5473 | unit | 0 | 0.11906 | FAIL | 0.50851 | Warehouse_Turnover_Energy Star Uninterruptable Power Supply_RIM | 0 | 0 | 0 | 0 | 0 | 0 | 0 | 0 | 0 | 0 | 0 | 0 | 0 | 0 | 0 | 0 | 0 | 0 | 0 | 0 | Warehouse_Turnover_Energy Star Uninterruptable Power Supply_TRC | 0 | 0 | 0 | 0 | 0 | 0 | 0 | 0 | 0 | 0 | 0 | 0 | 0 | 0 | 0 | 0 | 0 | 0 | 0 | 0 |  | 32.86%
Assembly | New | Energy Star Uninterruptable Power Supply | 0.00061097 | 0.00061097 |  | 5.3521 | 10 |  | 1.5473 | 1.5473 | unit | 0 | 0.11906 | FAIL | 0.50851 | Assembly_New_Energy Star Uninterruptable Power Supply_RIM | 0 | 0 | 0 | 0 | 0 | 0 | 0 | 0 | 0 | 0 | 0 | 0 | 0 | 0 | 0 | 0 | 0 | 0 | 0 | 0 | Assembly_New_Energy Star Uninterruptable Power Supply_TRC | 0 | 0 | 0 | 0 | 0 | 0 | 0 | 0 | 0 | 0 | 0 | 0 | 0 | 0 | 0 | 0 | 0 | 0 | 0 | 0 |  | 32.86%
College and University | New | Energy Star Uninterruptable Power Supply | 0.00061097 | 0.00061097 |  | 5.3521 | 10 |  | 1.5473 | 1.5473 | unit | 0 | 0.11906 | FAIL | 0.50851 | College and University_New_Energy Star Uninterruptable Power Supply_RIM | 0 | 0 | 0 | 0 | 0 | 0 | 0 | 0 | 0 | 0 | 0 | 0 | 0 | 0 | 0 | 0 | 0 | 0 | 0 | 0 | College and University_New_Energy Star Uninterruptable Power Supply_TRC | 16.5782 | 23.9538 | 36.5396 | 52.7432 | 69.6917 | 74.4862 | 68.3572 | 51.477 | 28.8912 | 13.3907 | 88.7284 | 128.2036 | 195.5641 | 282.2876 | 372.9979 | 398.6589 | 365.8553 | 275.5106 | 154.6291 | 71.6687 |  | 32.86%
Grocery | New | Energy Star Uninterruptable Power Supply | 0.00061097 | 0.00061097 |  | 5.3521 | 10 |  | 1.5473 | 1.5473 | unit | 0 | 0.11906 | FAIL | 0.50851 | Grocery_New_Energy Star Uninterruptable Power Supply_RIM | 0 | 0 | 0 | 0 | 0 | 0 | 0 | 0 | 0 | 0 | 0 | 0 | 0 | 0 | 0 | 0 | 0 | 0 | 0 | 0 | Grocery_New_Energy Star Uninterruptable Power Supply_TRC | 0 | 0 | 0 | 0 | 0 | 0 | 0 | 0 | 0 | 0 | 0 | 0 | 0 | 0 | 0 | 0 | 0 | 0 | 0 | 0 |  | 32.86%
Healthcare | New | Energy Star Uninterruptable Power Supply | 0.00061097 | 0.00061097 |  | 5.3521 | 10 |  | 1.5473 | 1.5473 | unit | 0 | 0.11906 | FAIL | 0.50851 | Healthcare_New_Energy Star Uninterruptable Power Supply_RIM | 0 | 0 | 0 | 0 | 0 | 0 | 0 | 0 | 0 | 0 | 0 | 0 | 0 | 0 | 0 | 0 | 0 | 0 | 0 | 0 | Healthcare_New_Energy Star Uninterruptable Power Supply_TRC | 8.5728 | 12.089 | 17.9913 | 25.3377 | 32.6641 | 35.8099 | 32.8252 | 23.9706 | 13.7403 | 6.4031 | 45.8826 | 64.7018 | 96.2914 | 135.6101 | 174.8221 | 191.6588 | 175.6844 | 128.2932 | 73.5398 | 34.27 |  | 32.86%
Hospitals | New | Energy Star Uninterruptable Power Supply | 0.00061097 | 0.00061097 |  | 5.3521 | 10 |  | 1.5473 | 1.5473 | unit | 0 | 0.11906 | FAIL | 0.50851 | Hospitals_New_Energy Star Uninterruptable Power Supply_RIM | 0 | 0 | 0 | 0 | 0 | 0 | 0 | 0 | 0 | 0 | 0 | 0 | 0 | 0 | 0 | 0 | 0 | 0 | 0 | 0 | Hospitals_New_Energy Star Uninterruptable Power Supply_TRC | 10.0207 | 14.1308 | 21.0299 | 29.6171 | 38.181 | 41.8581 | 38.3693 | 28.0191 | 16.061 | 7.4845 | 53.632 | 75.6298 | 112.5547 | 158.5141 | 204.3489 | 224.0293 | 205.3569 | 149.9615 | 85.9604 | 40.0581 |  | 32.86%
Institutional | New | Energy Star Uninterruptable Power Supply | 0.00061097 | 0.00061097 |  | 5.3521 | 10 |  | 1.5473 | 1.5473 | unit | 0 | 0.11906 | FAIL | 0.50851 | Institutional_New_Energy Star Uninterruptable Power Supply_RIM | 0 | 0 | 0 | 0 | 0 | 0 | 0 | 0 | 0 | 0 | 0 | 0 | 0 | 0 | 0 | 0 | 0 | 0 | 0 | 0 | Institutional_New_Energy Star Uninterruptable Power Supply_TRC | 19.7135 | 31.1085 | 51.37 | 79.6957 | 112.5165 | 128.0089 | 120.6008 | 89.878 | 52.3018 | 24.6447 | 105.5087 | 166.4964 | 274.9383 | 426.5404 | 602.2011 | 685.1182 | 645.4692 | 481.0372 | 279.925 | 131.901 |  | 32.86%
Lodging/Hospitality | New | Energy Star Uninterruptable Power Supply | 0.00061097 | 0.00061097 |  | 5.3521 | 10 |  | 1.5473 | 1.5473 | unit | 0 | 0.11906 | FAIL | 0.50851 | Lodging/Hospitality_New_Energy Star Uninterruptable Power Supply_RIM | 0 | 0 | 0 | 0 | 0 | 0 | 0 | 0 | 0 | 0 | 0 | 0 | 0 | 0 | 0 | 0 | 0 | 0 | 0 | 0 | Lodging/Hospitality_New_Energy Star Uninterruptable Power Supply_TRC | 107.4829 | 133.8224 | 175.0695 | 210.6244 | 222.958 | 235.0258 | 207.3019 | 145.1826 | 80.125 | 36.151 | 575.2606 | 716.2327 | 936.9921 | 1127.2857 | 1193.2968 | 1257.8849 | 1109.5036 | 777.0338 | 428.8384 | 193.4842 |  | 32.86%
Miscellaneous | New | Energy Star Uninterruptable Power Supply | 0.00061097 | 0.00061097 |  | 5.3521 | 10 |  | 1.5473 | 1.5473 | unit | 0 | 0.11906 | FAIL | 0.50851 | Miscellaneous_New_Energy Star Uninterruptable Power Supply_RIM | 0 | 0 | 0 | 0 | 0 | 0 | 0 | 0 | 0 | 0 | 0 | 0 | 0 | 0 | 0 | 0 | 0 | 0 | 0 | 0 | Miscellaneous_New_Energy Star Uninterruptable Power Supply_TRC | 0 | 0 | 0 | 0 | 0 | 0 | 0 | 0 | 0 | 0 | 0 | 0 | 0 | 0 | 0 | 0 | 0 | 0 | 0 | 0 |  | 32.86%
Offices | New | Energy Star Uninterruptable Power Supply | 0.00061097 | 0.00061097 |  | 5.3521 | 10 |  | 1.5473 | 1.5473 | unit | 0 | 0.11906 | FAIL | 0.50851 | Offices_New_Energy Star Uninterruptable Power Supply_RIM | 0 | 0 | 0 | 0 | 0 | 0 | 0 | 0 | 0 | 0 | 0 | 0 | 0 | 0 | 0 | 0 | 0 | 0 | 0 | 0 | Offices_New_Energy Star Uninterruptable Power Supply_TRC | 114.9765 | 135.37 | 161.9737 | 170.2707 | 142.7183 | 149.894 | 131.7526 | 91.9458 | 50.5812 | 22.7586 | 615.3675 | 724.5156 | 866.9017 | 911.3084 | 763.8448 | 802.2501 | 705.1551 | 492.1046 | 270.7163 | 121.8068 |  | 32.86%
Restaurants | New | Energy Star Uninterruptable Power Supply | 0.00061097 | 0.00061097 |  | 5.3521 | 10 |  | 1.5473 | 1.5473 | unit | 0 | 0.11906 | FAIL | 0.50851 | Restaurants_New_Energy Star Uninterruptable Power Supply_RIM | 0 | 0 | 0 | 0 | 0 | 0 | 0 | 0 | 0 | 0 | 0 | 0 | 0 | 0 | 0 | 0 | 0 | 0 | 0 | 0 | Restaurants_New_Energy Star Uninterruptable Power Supply_TRC | 0 | 0 | 0 | 0 | 0 | 0 | 0 | 0 | 0 | 0 | 0 | 0 | 0 | 0 | 0 | 0 | 0 | 0 | 0 | 0 |  | 32.86%
Retail | New | Energy Star Uninterruptable Power Supply | 0.00061097 | 0.00061097 |  | 5.3521 | 10 |  | 1.5473 | 1.5473 | unit | 0 | 0.11906 | FAIL | 0.50851 | Retail_New_Energy Star Uninterruptable Power Supply_RIM | 0 | 0 | 0 | 0 | 0 | 0 | 0 | 0 | 0 | 0 | 0 | 0 | 0 | 0 | 0 | 0 | 0 | 0 | 0 | 0 | Retail_New_Energy Star Uninterruptable Power Supply_TRC | 0 | 0 | 0 | 0 | 0 | 0 | 0 | 0 | 0 | 0 | 0 | 0 | 0 | 0 | 0 | 0 | 0 | 0 | 0 | 0 |  | 32.86%
Schools K-12 | New | Energy Star Uninterruptable Power Supply | 0.00061097 | 0.00061097 |  | 5.3521 | 10 |  | 1.5473 | 1.5473 | unit | 0 | 0.11906 | FAIL | 0.50851 | Schools K-12_New_Energy Star Uninterruptable Power Supply_RIM | 0 | 0 | 0 | 0 | 0 | 0 | 0 | 0 | 0 | 0 | 0 | 0 | 0 | 0 | 0 | 0 | 0 | 0 | 0 | 0 | Schools K-12_New_Energy Star Uninterruptable Power Supply_TRC | 17.9255 | 25.9005 | 39.5091 | 57.0295 | 75.3554 | 80.5396 | 73.9124 | 55.6604 | 31.2391 | 14.479 | 95.9391 | 138.6224 | 211.4571 | 305.2285 | 403.3105 | 431.057 | 395.5875 | 297.9007 | 167.1955 | 77.4931 |  | 32.86%
Warehouse | New | Energy Star Uninterruptable Power Supply | 0.00061097 | 0.00061097 |  | 5.3521 | 10 |  | 1.5473 | 1.5473 | unit | 0 | 0.11906 | FAIL | 0.50851 | Warehouse_New_Energy Star Uninterruptable Power Supply_RIM | 0 | 0 | 0 | 0 | 0 | 0 | 0 | 0 | 0 | 0 | 0 | 0 | 0 | 0 | 0 | 0 | 0 | 0 | 0 | 0 | Warehouse_New_Energy Star Uninterruptable Power Supply_TRC | 0 | 0 | 0 | 0 | 0 | 0 | 0 | 0 | 0 | 0 | 0 | 0 | 0 | 0 | 0 | 0 | 0 | 0 | 0 | 0 |  | 32.86%
Assembly | Turnover | Server Virtualization | 3.1292 | 2.1764 |  | 21024 | 3 |  | 17700 | 17700 | system | 0 | 467.6782 | FAIL | FAIL | Assembly_Turnover_Server Virtualization_RIM | 0 | 0 | 0 | 0 | 0 | 0 | 0 | 0 | 0 | 0 | 0 | 0 | 0 | 0 | 0 | 0 | 0 | 0 | 0 | 0 | Assembly_Turnover_Server Virtualization_TRC | 0 | 0 | 0 | 0 | 0 | 0 | 0 | 0 | 0 | 0 | 0 | 0 | 0 | 0 | 0 | 0 | 0 | 0 | 0 | 0
College and University | Turnover | Server Virtualization | 3.1292 | 2.1764 |  | 21024 | 3 |  | 17700 | 17700 | system | 0 | 467.6782 | FAIL | FAIL | College and University_Turnover_Server Virtualization_RIM | 0 | 0 | 0 | 0 | 0 | 0 | 0 | 0 | 0 | 0 | 0 | 0 | 0 | 0 | 0 | 0 | 0 | 0 | 0 | 0 | College and University_Turnover_Server Virtualization_TRC | 0 | 0 | 0 | 0 | 0 | 0 | 0 | 0 | 0 | 0 | 0 | 0 | 0 | 0 | 0 | 0 | 0 | 0 | 0 | 0
Grocery | Turnover | Server Virtualization | 3.1292 | 2.1764 |  | 21024 | 3 |  | 17700 | 17700 | system | 0 | 467.6782 | FAIL | FAIL | Grocery_Turnover_Server Virtualization_RIM | 0 | 0 | 0 | 0 | 0 | 0 | 0 | 0 | 0 | 0 | 0 | 0 | 0 | 0 | 0 | 0 | 0 | 0 | 0 | 0 | Grocery_Turnover_Server Virtualization_TRC | 0 | 0 | 0 | 0 | 0 | 0 | 0 | 0 | 0 | 0 | 0 | 0 | 0 | 0 | 0 | 0 | 0 | 0 | 0 | 0
Healthcare | Turnover | Server Virtualization | 3.1292 | 2.1764 |  | 21024 | 3 |  | 17700 | 17700 | system | 0 | 467.6782 | FAIL | FAIL | Healthcare_Turnover_Server Virtualization_RIM | 0 | 0 | 0 | 0 | 0 | 0 | 0 | 0 | 0 | 0 | 0 | 0 | 0 | 0 | 0 | 0 | 0 | 0 | 0 | 0 | Healthcare_Turnover_Server Virtualization_TRC | 0 | 0 | 0 | 0 | 0 | 0 | 0 | 0 | 0 | 0 | 0 | 0 | 0 | 0 | 0 | 0 | 0 | 0 | 0 | 0
Hospitals | Turnover | Server Virtualization | 3.1292 | 2.1764 |  | 21024 | 3 |  | 17700 | 17700 | system | 0 | 467.6782 | FAIL | FAIL | Hospitals_Turnover_Server Virtualization_RIM | 0 | 0 | 0 | 0 | 0 | 0 | 0 | 0 | 0 | 0 | 0 | 0 | 0 | 0 | 0 | 0 | 0 | 0 | 0 | 0 | Hospitals_Turnover_Server Virtualization_TRC | 0 | 0 | 0 | 0 | 0 | 0 | 0 | 0 | 0 | 0 | 0 | 0 | 0 | 0 | 0 | 0 | 0 | 0 | 0 | 0
Institutional | Turnover | Server Virtualization | 3.1292 | 2.1764 |  | 21024 | 3 |  | 17700 | 17700 | system | 0 | 467.6782 | FAIL | FAIL | Institutional_Turnover_Server Virtualization_RIM | 0 | 0 | 0 | 0 | 0 | 0 | 0 | 0 | 0 | 0 | 0 | 0 | 0 | 0 | 0 | 0 | 0 | 0 | 0 | 0 | Institutional_Turnover_Server Virtualization_TRC | 0 | 0 | 0 | 0 | 0 | 0 | 0 | 0 | 0 | 0 | 0 | 0 | 0 | 0 | 0 | 0 | 0 | 0 | 0 | 0
Lodging/Hospitality | Turnover | Server Virtualization | 3.1292 | 2.1764 |  | 21024 | 3 |  | 17700 | 17700 | system | 0 | 467.6782 | FAIL | FAIL | Lodging/Hospitality_Turnover_Server Virtualization_RIM | 0 | 0 | 0 | 0 | 0 | 0 | 0 | 0 | 0 | 0 | 0 | 0 | 0 | 0 | 0 | 0 | 0 | 0 | 0 | 0 | Lodging/Hospitality_Turnover_Server Virtualization_TRC | 0 | 0 | 0 | 0 | 0 | 0 | 0 | 0 | 0 | 0 | 0 | 0 | 0 | 0 | 0 | 0 | 0 | 0 | 0 | 0
Miscellaneous | Turnover | Server Virtualization | 3.1292 | 2.1764 |  | 21024 | 3 |  | 17700 | 17700 | system | 0 | 467.6782 | FAIL | FAIL | Miscellaneous_Turnover_Server Virtualization_RIM | 0 | 0 | 0 | 0 | 0 | 0 | 0 | 0 | 0 | 0 | 0 | 0 | 0 | 0 | 0 | 0 | 0 | 0 | 0 | 0 | Miscellaneous_Turnover_Server Virtualization_TRC | 0 | 0 | 0 | 0 | 0 | 0 | 0 | 0 | 0 | 0 | 0 | 0 | 0 | 0 | 0 | 0 | 0 | 0 | 0 | 0
Offices | Turnover | Server Virtualization | 3.1292 | 2.1764 |  | 21024 | 3 |  | 17700 | 17700 | system | 0 | 467.6782 | FAIL | FAIL | Offices_Turnover_Server Virtualization_RIM | 0 | 0 | 0 | 0 | 0 | 0 | 0 | 0 | 0 | 0 | 0 | 0 | 0 | 0 | 0 | 0 | 0 | 0 | 0 | 0 | Offices_Turnover_Server Virtualization_TRC | 0 | 0 | 0 | 0 | 0 | 0 | 0 | 0 | 0 | 0 | 0 | 0 | 0 | 0 | 0 | 0 | 0 | 0 | 0 | 0
Restaurants | Turnover | Server Virtualization | 3.1292 | 2.1764 |  | 21024 | 3 |  | 17700 | 17700 | system | 0 | 467.6782 | FAIL | FAIL | Restaurants_Turnover_Server Virtualization_RIM | 0 | 0 | 0 | 0 | 0 | 0 | 0 | 0 | 0 | 0 | 0 | 0 | 0 | 0 | 0 | 0 | 0 | 0 | 0 | 0 | Restaurants_Turnover_Server Virtualization_TRC | 0 | 0 | 0 | 0 | 0 | 0 | 0 | 0 | 0 | 0 | 0 | 0 | 0 | 0 | 0 | 0 | 0 | 0 | 0 | 0
Retail | Turnover | Server Virtualization | 3.1292 | 2.1764 |  | 21024 | 3 |  | 17700 | 17700 | system | 0 | 467.6782 | FAIL | FAIL | Retail_Turnover_Server Virtualization_RIM | 0 | 0 | 0 | 0 | 0 | 0 | 0 | 0 | 0 | 0 | 0 | 0 | 0 | 0 | 0 | 0 | 0 | 0 | 0 | 0 | Retail_Turnover_Server Virtualization_TRC | 0 | 0 | 0 | 0 | 0 | 0 | 0 | 0 | 0 | 0 | 0 | 0 | 0 | 0 | 0 | 0 | 0 | 0 | 0 | 0
Schools K-12 | Turnover | Server Virtualization | 3.1292 | 2.1764 |  | 21024 | 3 |  | 17700 | 17700 | system | 0 | 467.6782 | FAIL | FAIL | Schools K-12_Turnover_Server Virtualization_RIM | 0 | 0 | 0 | 0 | 0 | 0 | 0 | 0 | 0 | 0 | 0 | 0 | 0 | 0 | 0 | 0 | 0 | 0 | 0 | 0 | Schools K-12_Turnover_Server Virtualization_TRC | 0 | 0 | 0 | 0 | 0 | 0 | 0 | 0 | 0 | 0 | 0 | 0 | 0 | 0 | 0 | 0 | 0 | 0 | 0 | 0
Warehouse | Turnover | Server Virtualization | 3.1292 | 2.1764 |  | 21024 | 3 |  | 17700 | 17700 | system | 0 | 467.6782 | FAIL | FAIL | Warehouse_Turnover_Server Virtualization_RIM | 0 | 0 | 0 | 0 | 0 | 0 | 0 | 0 | 0 | 0 | 0 | 0 | 0 | 0 | 0 | 0 | 0 | 0 | 0 | 0 | Warehouse_Turnover_Server Virtualization_TRC | 0 | 0 | 0 | 0 | 0 | 0 | 0 | 0 | 0 | 0 | 0 | 0 | 0 | 0 | 0 | 0 | 0 | 0 | 0 | 0
Assembly | New | Server Virtualization | 3.1292 | 2.1764 |  | 21024 | 3 |  | 17700 | 17700 | system | 0 | 467.6782 | FAIL | FAIL | Assembly_New_Server Virtualization_RIM | 0 | 0 | 0 | 0 | 0 | 0 | 0 | 0 | 0 | 0 | 0 | 0 | 0 | 0 | 0 | 0 | 0 | 0 | 0 | 0 | Assembly_New_Server Virtualization_TRC | 0 | 0 | 0 | 0 | 0 | 0 | 0 | 0 | 0 | 0 | 0 | 0 | 0 | 0 | 0 | 0 | 0 | 0 | 0 | 0
College and University | New | Server Virtualization | 3.1292 | 2.1764 |  | 21024 | 3 |  | 17700 | 17700 | system | 0 | 467.6782 | FAIL | FAIL | College and University_New_Server Virtualization_RIM | 0 | 0 | 0 | 0 | 0 | 0 | 0 | 0 | 0 | 0 | 0 | 0 | 0 | 0 | 0 | 0 | 0 | 0 | 0 | 0 | College and University_New_Server Virtualization_TRC | 0 | 0 | 0 | 0 | 0 | 0 | 0 | 0 | 0 | 0 | 0 | 0 | 0 | 0 | 0 | 0 | 0 | 0 | 0 | 0
Grocery | New | Server Virtualization | 3.1292 | 2.1764 |  | 21024 | 3 |  | 17700 | 17700 | system | 0 | 467.6782 | FAIL | FAIL | Grocery_New_Server Virtualization_RIM | 0 | 0 | 0 | 0 | 0 | 0 | 0 | 0 | 0 | 0 | 0 | 0 | 0 | 0 | 0 | 0 | 0 | 0 | 0 | 0 | Grocery_New_Server Virtualization_TRC | 0 | 0 | 0 | 0 | 0 | 0 | 0 | 0 | 0 | 0 | 0 | 0 | 0 | 0 | 0 | 0 | 0 | 0 | 0 | 0
Healthcare | New | Server Virtualization | 3.1292 | 2.1764 |  | 21024 | 3 |  | 17700 | 17700 | system | 0 | 467.6782 | FAIL | FAIL | Healthcare_New_Server Virtualization_RIM | 0 | 0 | 0 | 0 | 0 | 0 | 0 | 0 | 0 | 0 | 0 | 0 | 0 | 0 | 0 | 0 | 0 | 0 | 0 | 0 | Healthcare_New_Server Virtualization_TRC | 0 | 0 | 0 | 0 | 0 | 0 | 0 | 0 | 0 | 0 | 0 | 0 | 0 | 0 | 0 | 0 | 0 | 0 | 0 | 0
Hospitals | New | Server Virtualization | 3.1292 | 2.1764 |  | 21024 | 3 |  | 17700 | 17700 | system | 0 | 467.6782 | FAIL | FAIL | Hospitals_New_Server Virtualization_RIM | 0 | 0 | 0 | 0 | 0 | 0 | 0 | 0 | 0 | 0 | 0 | 0 | 0 | 0 | 0 | 0 | 0 | 0 | 0 | 0 | Hospitals_New_Server Virtualization_TRC | 0 | 0 | 0 | 0 | 0 | 0 | 0 | 0 | 0 | 0 | 0 | 0 | 0 | 0 | 0 | 0 | 0 | 0 | 0 | 0
Institutional | New | Server Virtualization | 3.1292 | 2.1764 |  | 21024 | 3 |  | 17700 | 17700 | system | 0 | 467.6782 | FAIL | FAIL | Institutional_New_Server Virtualization_RIM | 0 | 0 | 0 | 0 | 0 | 0 | 0 | 0 | 0 | 0 | 0 | 0 | 0 | 0 | 0 | 0 | 0 | 0 | 0 | 0 | Institutional_New_Server Virtualization_TRC | 0 | 0 | 0 | 0 | 0 | 0 | 0 | 0 | 0 | 0 | 0 | 0 | 0 | 0 | 0 | 0 | 0 | 0 | 0 | 0
Lodging/Hospitality | New | Server Virtualization | 3.1292 | 2.1764 |  | 21024 | 3 |  | 17700 | 17700 | system | 0 | 467.6782 | FAIL | FAIL | Lodging/Hospitality_New_Server Virtualization_RIM | 0 | 0 | 0 | 0 | 0 | 0 | 0 | 0 | 0 | 0 | 0 | 0 | 0 | 0 | 0 | 0 | 0 | 0 | 0 | 0 | Lodging/Hospitality_New_Server Virtualization_TRC | 0 | 0 | 0 | 0 | 0 | 0 | 0 | 0 | 0 | 0 | 0 | 0 | 0 | 0 | 0 | 0 | 0 | 0 | 0 | 0
Miscellaneous | New | Server Virtualization | 3.1292 | 2.1764 |  | 21024 | 3 |  | 17700 | 17700 | system | 0 | 467.6782 | FAIL | FAIL | Miscellaneous_New_Server Virtualization_RIM | 0 | 0 | 0 | 0 | 0 | 0 | 0 | 0 | 0 | 0 | 0 | 0 | 0 | 0 | 0 | 0 | 0 | 0 | 0 | 0 | Miscellaneous_New_Server Virtualization_TRC | 0 | 0 | 0 | 0 | 0 | 0 | 0 | 0 | 0 | 0 | 0 | 0 | 0 | 0 | 0 | 0 | 0 | 0 | 0 | 0
Offices | New | Server Virtualization | 3.1292 | 2.1764 |  | 21024 | 3 |  | 17700 | 17700 | system | 0 | 467.6782 | FAIL | FAIL | Offices_New_Server Virtualization_RIM | 0 | 0 | 0 | 0 | 0 | 0 | 0 | 0 | 0 | 0 | 0 | 0 | 0 | 0 | 0 | 0 | 0 | 0 | 0 | 0 | Offices_New_Server Virtualization_TRC | 0 | 0 | 0 | 0 | 0 | 0 | 0 | 0 | 0 | 0 | 0 | 0 | 0 | 0 | 0 | 0 | 0 | 0 | 0 | 0
Restaurants | New | Server Virtualization | 3.1292 | 2.1764 |  | 21024 | 3 |  | 17700 | 17700 | system | 0 | 467.6782 | FAIL | FAIL | Restaurants_New_Server Virtualization_RIM | 0 | 0 | 0 | 0 | 0 | 0 | 0 | 0 | 0 | 0 | 0 | 0 | 0 | 0 | 0 | 0 | 0 | 0 | 0 | 0 | Restaurants_New_Server Virtualization_TRC | 0 | 0 | 0 | 0 | 0 | 0 | 0 | 0 | 0 | 0 | 0 | 0 | 0 | 0 | 0 | 0 | 0 | 0 | 0 | 0
Retail | New | Server Virtualization | 3.1292 | 2.1764 |  | 21024 | 3 |  | 17700 | 17700 | system | 0 | 467.6782 | FAIL | FAIL | Retail_New_Server Virtualization_RIM | 0 | 0 | 0 | 0 | 0 | 0 | 0 | 0 | 0 | 0 | 0 | 0 | 0 | 0 | 0 | 0 | 0 | 0 | 0 | 0 | Retail_New_Server Virtualization_TRC | 0 | 0 | 0 | 0 | 0 | 0 | 0 | 0 | 0 | 0 | 0 | 0 | 0 | 0 | 0 | 0 | 0 | 0 | 0 | 0
Schools K-12 | New | Server Virtualization | 3.1292 | 2.1764 |  | 21024 | 3 |  | 17700 | 17700 | system | 0 | 467.6782 | FAIL | FAIL | Schools K-12_New_Server Virtualization_RIM | 0 | 0 | 0 | 0 | 0 | 0 | 0 | 0 | 0 | 0 | 0 | 0 | 0 | 0 | 0 | 0 | 0 | 0 | 0 | 0 | Schools K-12_New_Server Virtualization_TRC | 0 | 0 | 0 | 0 | 0 | 0 | 0 | 0 | 0 | 0 | 0 | 0 | 0 | 0 | 0 | 0 | 0 | 0 | 0 | 0
Warehouse | New | Server Virtualization | 3.1292 | 2.1764 |  | 21024 | 3 |  | 17700 | 17700 | system | 0 | 467.6782 | FAIL | FAIL | Warehouse_New_Server Virtualization_RIM | 0 | 0 | 0 | 0 | 0 | 0 | 0 | 0 | 0 | 0 | 0 | 0 | 0 | 0 | 0 | 0 | 0 | 0 | 0 | 0 | Warehouse_New_Server Virtualization_TRC | 0 | 0 | 0 | 0 | 0 | 0 | 0 | 0 | 0 | 0 | 0 | 0 | 0 | 0 | 0 | 0 | 0 | 0 | 0 | 0
Assembly | Turnover | Energy Star Commercial Glass Door Freezer | 0.64112 | 0.22051 |  | 4389.9823 | 12 |  | 166 | 166 | freezer | 0 | 97.655 | FAIL | FAIL | Assembly_Turnover_Energy Star Commercial Glass Door Freezer_RIM | 0 | 0 | 0 | 0 | 0 | 0 | 0 | 0 | 0 | 0 | 0 | 0 | 0 | 0 | 0 | 0 | 0 | 0 | 0 | 0 | Assembly_Turnover_Energy Star Commercial Glass Door Freezer_TRC | 0 | 0 | 0 | 0 | 0 | 0 | 0 | 0 | 0 | 0 | 0 | 0 | 0 | 0 | 0 | 0 | 0 | 0 | 0 | 0
College and University | Turnover | Energy Star Commercial Glass Door Freezer | 0.56918 | 0.47676 |  | 4389.9823 | 12 |  | 166 | 166 | freezer | 0 | 97.655 | FAIL | FAIL | College and University_Turnover_Energy Star Commercial Glass Door Freezer_RIM | 0 | 0 | 0 | 0 | 0 | 0 | 0 | 0 | 0 | 0 | 0 | 0 | 0 | 0 | 0 | 0 | 0 | 0 | 0 | 0 | College and University_Turnover_Energy Star Commercial Glass Door Freezer_TRC | 0 | 0 | 0 | 0 | 0 | 0 | 0 | 0 | 0 | 0 | 0 | 0 | 0 | 0 | 0 | 0 | 0 | 0 | 0 | 0
Grocery | Turnover | Energy Star Commercial Glass Door Freezer | 0.64112 | 0.22051 |  | 4389.9823 | 12 |  | 166 | 166 | freezer | 0 | 97.655 | FAIL | FAIL | Grocery_Turnover_Energy Star Commercial Glass Door Freezer_RIM | 0 | 0 | 0 | 0 | 0 | 0 | 0 | 0 | 0 | 0 | 0 | 0 | 0 | 0 | 0 | 0 | 0 | 0 | 0 | 0 | Grocery_Turnover_Energy Star Commercial Glass Door Freezer_TRC | 0 | 0 | 0 | 0 | 0 | 0 | 0 | 0 | 0 | 0 | 0 | 0 | 0 | 0 | 0 | 0 | 0 | 0 | 0 | 0
Healthcare | Turnover | Energy Star Commercial Glass Door Freezer | 0.56918 | 0.47676 |  | 4389.9823 | 12 |  | 166 | 166 | freezer | 0 | 97.655 | FAIL | FAIL | Healthcare_Turnover_Energy Star Commercial Glass Door Freezer_RIM | 0 | 0 | 0 | 0 | 0 | 0 | 0 | 0 | 0 | 0 | 0 | 0 | 0 | 0 | 0 | 0 | 0 | 0 | 0 | 0 | Healthcare_Turnover_Energy Star Commercial Glass Door Freezer_TRC | 0 | 0 | 0 | 0 | 0 | 0 | 0 | 0 | 0 | 0 | 0 | 0 | 0 | 0 | 0 | 0 | 0 | 0 | 0 | 0
Hospitals | Turnover | Energy Star Commercial Glass Door Freezer | 0.56918 | 0.47676 |  | 4389.9823 | 12 |  | 166 | 166 | freezer | 0 | 97.655 | FAIL | FAIL | Hospitals_Turnover_Energy Star Commercial Glass Door Freezer_RIM | 0 | 0 | 0 | 0 | 0 | 0 | 0 | 0 | 0 | 0 | 0 | 0 | 0 | 0 | 0 | 0 | 0 | 0 | 0 | 0 | Hospitals_Turnover_Energy Star Commercial Glass Door Freezer_TRC | 0 | 0 | 0 | 0 | 0 | 0 | 0 | 0 | 0 | 0 | 0 | 0 | 0 | 0 | 0 | 0 | 0 | 0 | 0 | 0
Institutional | Turnover | Energy Star Commercial Glass Door Freezer | 0.64112 | 0.22051 |  | 4389.9823 | 12 |  | 166 | 166 | freezer | 0 | 97.655 | FAIL | FAIL | Institutional_Turnover_Energy Star Commercial Glass Door Freezer_RIM | 0 | 0 | 0 | 0 | 0 | 0 | 0 | 0 | 0 | 0 | 0 | 0 | 0 | 0 | 0 | 0 | 0 | 0 | 0 | 0 | Institutional_Turnover_Energy Star Commercial Glass Door Freezer_TRC | 0 | 0 | 0 | 0 | 0 | 0 | 0 | 0 | 0 | 0 | 0 | 0 | 0 | 0 | 0 | 0 | 0 | 0 | 0 | 0
Lodging/Hospitality | Turnover | Energy Star Commercial Glass Door Freezer | 0.56918 | 0.47676 |  | 4389.9823 | 12 |  | 166 | 166 | freezer | 0 | 97.655 | FAIL | FAIL | Lodging/Hospitality_Turnover_Energy Star Commercial Glass Door Freezer_RIM | 0 | 0 | 0 | 0 | 0 | 0 | 0 | 0 | 0 | 0 | 0 | 0 | 0 | 0 | 0 | 0 | 0 | 0 | 0 | 0 | Lodging/Hospitality_Turnover_Energy Star Commercial Glass Door Freezer_TRC | 0 | 0 | 0 | 0 | 0 | 0 | 0 | 0 | 0 | 0 | 0 | 0 | 0 | 0 | 0 | 0 | 0 | 0 | 0 | 0
Miscellaneous | Turnover | Energy Star Commercial Glass Door Freezer | 0.64112 | 0.22051 |  | 4389.9823 | 12 |  | 166 | 166 | freezer | 0 | 97.655 | FAIL | FAIL | Miscellaneous_Turnover_Energy Star Commercial Glass Door Freezer_RIM | 0 | 0 | 0 | 0 | 0 | 0 | 0 | 0 | 0 | 0 | 0 | 0 | 0 | 0 | 0 | 0 | 0 | 0 | 0 | 0 | Miscellaneous_Turnover_Energy Star Commercial Glass Door Freezer_TRC | 0 | 0 | 0 | 0 | 0 | 0 | 0 | 0 | 0 | 0 | 0 | 0 | 0 | 0 | 0 | 0 | 0 | 0 | 0 | 0
Offices | Turnover | Energy Star Commercial Glass Door Freezer | 0.64112 | 0.22051 |  | 4389.9823 | 12 |  | 166 | 166 | freezer | 0 | 97.655 | FAIL | FAIL | Offices_Turnover_Energy Star Commercial Glass Door Freezer_RIM | 0 | 0 | 0 | 0 | 0 | 0 | 0 | 0 | 0 | 0 | 0 | 0 | 0 | 0 | 0 | 0 | 0 | 0 | 0 | 0 | Offices_Turnover_Energy Star Commercial Glass Door Freezer_TRC | 0 | 0 | 0 | 0 | 0 | 0 | 0 | 0 | 0 | 0 | 0 | 0 | 0 | 0 | 0 | 0 | 0 | 0 | 0 | 0
Restaurants | Turnover | Energy Star Commercial Glass Door Freezer | 0.56918 | 0.47676 |  | 4389.9823 | 12 |  | 166 | 166 | freezer | 0 | 97.655 | FAIL | FAIL | Restaurants_Turnover_Energy Star Commercial Glass Door Freezer_RIM | 0 | 0 | 0 | 0 | 0 | 0 | 0 | 0 | 0 | 0 | 0 | 0 | 0 | 0 | 0 | 0 | 0 | 0 | 0 | 0 | Restaurants_Turnover_Energy Star Commercial Glass Door Freezer_TRC | 0 | 0 | 0 | 0 | 0 | 0 | 0 | 0 | 0 | 0 | 0 | 0 | 0 | 0 | 0 | 0 | 0 | 0 | 0 | 0
Retail | Turnover | Energy Star Commercial Glass Door Freezer | 0.64112 | 0.22051 |  | 4389.9823 | 12 |  | 166 | 166 | freezer | 0 | 97.655 | FAIL | FAIL | Retail_Turnover_Energy Star Commercial Glass Door Freezer_RIM | 0 | 0 | 0 | 0 | 0 | 0 | 0 | 0 | 0 | 0 | 0 | 0 | 0 | 0 | 0 | 0 | 0 | 0 | 0 | 0 | Retail_Turnover_Energy Star Commercial Glass Door Freezer_TRC | 0 | 0 | 0 | 0 | 0 | 0 | 0 | 0 | 0 | 0 | 0 | 0 | 0 | 0 | 0 | 0 | 0 | 0 | 0 | 0
Schools K-12 | Turnover | Energy Star Commercial Glass Door Freezer | 0.56918 | 0.47676 |  | 4389.9823 | 12 |  | 166 | 166 | freezer | 0 | 97.655 | FAIL | FAIL | Schools K-12_Turnover_Energy Star Commercial Glass Door Freezer_RIM | 0 | 0 | 0 | 0 | 0 | 0 | 0 | 0 | 0 | 0 | 0 | 0 | 0 | 0 | 0 | 0 | 0 | 0 | 0 | 0 | Schools K-12_Turnover_Energy Star Commercial Glass Door Freezer_TRC | 0 | 0 | 0 | 0 | 0 | 0 | 0 | 0 | 0 | 0 | 0 | 0 | 0 | 0 | 0 | 0 | 0 | 0 | 0 | 0
Warehouse | Turnover | Energy Star Commercial Glass Door Freezer | 0.64112 | 0.22051 |  | 4389.9823 | 12 |  | 166 | 166 | freezer | 0 | 97.655 | FAIL | FAIL | Warehouse_Turnover_Energy Star Commercial Glass Door Freezer_RIM | 0 | 0 | 0 | 0 | 0 | 0 | 0 | 0 | 0 | 0 | 0 | 0 | 0 | 0 | 0 | 0 | 0 | 0 | 0 | 0 | Warehouse_Turnover_Energy Star Commercial Glass Door Freezer_TRC | 0 | 0 | 0 | 0 | 0 | 0 | 0 | 0 | 0 | 0 | 0 | 0 | 0 | 0 | 0 | 0 | 0 | 0 | 0 | 0
Assembly | New | Energy Star Commercial Glass Door Freezer | 0.64112 | 0.22051 |  | 4389.9823 | 12 |  | 166 | 166 | freezer | 0 | 97.655 | FAIL | FAIL | Assembly_New_Energy Star Commercial Glass Door Freezer_RIM | 0 | 0 | 0 | 0 | 0 | 0 | 0 | 0 | 0 | 0 | 0 | 0 | 0 | 0 | 0 | 0 | 0 | 0 | 0 | 0 | Assembly_New_Energy Star Commercial Glass Door Freezer_TRC | 0 | 0 | 0 | 0 | 0 | 0 | 0 | 0 | 0 | 0 | 0 | 0 | 0 | 0 | 0 | 0 | 0 | 0 | 0 | 0
College and University | New | Energy Star Commercial Glass Door Freezer | 0.56918 | 0.47676 |  | 4389.9823 | 12 |  | 166 | 166 | freezer | 0 | 97.655 | FAIL | FAIL | College and University_New_Energy Star Commercial Glass Door Freezer_RIM | 0 | 0 | 0 | 0 | 0 | 0 | 0 | 0 | 0 | 0 | 0 | 0 | 0 | 0 | 0 | 0 | 0 | 0 | 0 | 0 | College and University_New_Energy Star Commercial Glass Door Freezer_TRC | 0 | 0 | 0 | 0 | 0 | 0 | 0 | 0 | 0 | 0 | 0 | 0 | 0 | 0 | 0 | 0 | 0 | 0 | 0 | 0
Grocery | New | Energy Star Commercial Glass Door Freezer | 0.64112 | 0.22051 |  | 4389.9823 | 12 |  | 166 | 166 | freezer | 0 | 97.655 | FAIL | FAIL | Grocery_New_Energy Star Commercial Glass Door Freezer_RIM | 0 | 0 | 0 | 0 | 0 | 0 | 0 | 0 | 0 | 0 | 0 | 0 | 0 | 0 | 0 | 0 | 0 | 0 | 0 | 0 | Grocery_New_Energy Star Commercial Glass Door Freezer_TRC | 0 | 0 | 0 | 0 | 0 | 0 | 0 | 0 | 0 | 0 | 0 | 0 | 0 | 0 | 0 | 0 | 0 | 0 | 0 | 0
Healthcare | New | Energy Star Commercial Glass Door Freezer | 0.56918 | 0.47676 |  | 4389.9823 | 12 |  | 166 | 166 | freezer | 0 | 97.655 | FAIL | FAIL | Healthcare_New_Energy Star Commercial Glass Door Freezer_RIM | 0 | 0 | 0 | 0 | 0 | 0 | 0 | 0 | 0 | 0 | 0 | 0 | 0 | 0 | 0 | 0 | 0 | 0 | 0 | 0 | Healthcare_New_Energy Star Commercial Glass Door Freezer_TRC | 0 | 0 | 0 | 0 | 0 | 0 | 0 | 0 | 0 | 0 | 0 | 0 | 0 | 0 | 0 | 0 | 0 | 0 | 0 | 0
Hospitals | New | Energy Star Commercial Glass Door Freezer | 0.56918 | 0.47676 |  | 4389.9823 | 12 |  | 166 | 166 | freezer | 0 | 97.655 | FAIL | FAIL | Hospitals_New_Energy Star Commercial Glass Door Freezer_RIM | 0 | 0 | 0 | 0 | 0 | 0 | 0 | 0 | 0 | 0 | 0 | 0 | 0 | 0 | 0 | 0 | 0 | 0 | 0 | 0 | Hospitals_New_Energy Star Commercial Glass Door Freezer_TRC | 0 | 0 | 0 | 0 | 0 | 0 | 0 | 0 | 0 | 0 | 0 | 0 | 0 | 0 | 0 | 0 | 0 | 0 | 0 | 0
Institutional | New | Energy Star Commercial Glass Door Freezer | 0.64112 | 0.22051 |  | 4389.9823 | 12 |  | 166 | 166 | freezer | 0 | 97.655 | FAIL | FAIL | Institutional_New_Energy Star Commercial Glass Door Freezer_RIM | 0 | 0 | 0 | 0 | 0 | 0 | 0 | 0 | 0 | 0 | 0 | 0 | 0 | 0 | 0 | 0 | 0 | 0 | 0 | 0 | Institutional_New_Energy Star Commercial Glass Door Freezer_TRC | 0 | 0 | 0 | 0 | 0 | 0 | 0 | 0 | 0 | 0 | 0 | 0 | 0 | 0 | 0 | 0 | 0 | 0 | 0 | 0
Lodging/Hospitality | New | Energy Star Commercial Glass Door Freezer | 0.56918 | 0.47676 |  | 4389.9823 | 12 |  | 166 | 166 | freezer | 0 | 97.655 | FAIL | FAIL | Lodging/Hospitality_New_Energy Star Commercial Glass Door Freezer_RIM | 0 | 0 | 0 | 0 | 0 | 0 | 0 | 0 | 0 | 0 | 0 | 0 | 0 | 0 | 0 | 0 | 0 | 0 | 0 | 0 | Lodging/Hospitality_New_Energy Star Commercial Glass Door Freezer_TRC | 0 | 0 | 0 | 0 | 0 | 0 | 0 | 0 | 0 | 0 | 0 | 0 | 0 | 0 | 0 | 0 | 0 | 0 | 0 | 0
Miscellaneous | New | Energy Star Commercial Glass Door Freezer | 0.64112 | 0.22051 |  | 4389.9823 | 12 |  | 166 | 166 | freezer | 0 | 97.655 | FAIL | FAIL | Miscellaneous_New_Energy Star Commercial Glass Door Freezer_RIM | 0 | 0 | 0 | 0 | 0 | 0 | 0 | 0 | 0 | 0 | 0 | 0 | 0 | 0 | 0 | 0 | 0 | 0 | 0 | 0 | Miscellaneous_New_Energy Star Commercial Glass Door Freezer_TRC | 0 | 0 | 0 | 0 | 0 | 0 | 0 | 0 | 0 | 0 | 0 | 0 | 0 | 0 | 0 | 0 | 0 | 0 | 0 | 0
Offices | New | Energy Star Commercial Glass Door Freezer | 0.64112 | 0.22051 |  | 4389.9823 | 12 |  | 166 | 166 | freezer | 0 | 97.655 | FAIL | FAIL | Offices_New_Energy Star Commercial Glass Door Freezer_RIM | 0 | 0 | 0 | 0 | 0 | 0 | 0 | 0 | 0 | 0 | 0 | 0 | 0 | 0 | 0 | 0 | 0 | 0 | 0 | 0 | Offices_New_Energy Star Commercial Glass Door Freezer_TRC | 0 | 0 | 0 | 0 | 0 | 0 | 0 | 0 | 0 | 0 | 0 | 0 | 0 | 0 | 0 | 0 | 0 | 0 | 0 | 0
Restaurants | New | Energy Star Commercial Glass Door Freezer | 0.56918 | 0.47676 |  | 4389.9823 | 12 |  | 166 | 166 | freezer | 0 | 97.655 | FAIL | FAIL | Restaurants_New_Energy Star Commercial Glass Door Freezer_RIM | 0 | 0 | 0 | 0 | 0 | 0 | 0 | 0 | 0 | 0 | 0 | 0 | 0 | 0 | 0 | 0 | 0 | 0 | 0 | 0 | Restaurants_New_Energy Star Commercial Glass Door Freezer_TRC | 0 | 0 | 0 | 0 | 0 | 0 | 0 | 0 | 0 | 0 | 0 | 0 | 0 | 0 | 0 | 0 | 0 | 0 | 0 | 0
Retail | New | Energy Star Commercial Glass Door Freezer | 0.64112 | 0.22051 |  | 4389.9823 | 12 |  | 166 | 166 | freezer | 0 | 97.655 | FAIL | FAIL | Retail_New_Energy Star Commercial Glass Door Freezer_RIM | 0 | 0 | 0 | 0 | 0 | 0 | 0 | 0 | 0 | 0 | 0 | 0 | 0 | 0 | 0 | 0 | 0 | 0 | 0 | 0 | Retail_New_Energy Star Commercial Glass Door Freezer_TRC | 0 | 0 | 0 | 0 | 0 | 0 | 0 | 0 | 0 | 0 | 0 | 0 | 0 | 0 | 0 | 0 | 0 | 0 | 0 | 0
Schools K-12 | New | Energy Star Commercial Glass Door Freezer | 0.56918 | 0.47676 |  | 4389.9823 | 12 |  | 166 | 166 | freezer | 0 | 97.655 | FAIL | FAIL | Schools K-12_New_Energy Star Commercial Glass Door Freezer_RIM | 0 | 0 | 0 | 0 | 0 | 0 | 0 | 0 | 0 | 0 | 0 | 0 | 0 | 0 | 0 | 0 | 0 | 0 | 0 | 0 | Schools K-12_New_Energy Star Commercial Glass Door Freezer_TRC | 0 | 0 | 0 | 0 | 0 | 0 | 0 | 0 | 0 | 0 | 0 | 0 | 0 | 0 | 0 | 0 | 0 | 0 | 0 | 0
Warehouse | New | Energy Star Commercial Glass Door Freezer | 0.64112 | 0.22051 |  | 4389.9823 | 12 |  | 166 | 166 | freezer | 0 | 97.655 | FAIL | FAIL | Warehouse_New_Energy Star Commercial Glass Door Freezer_RIM | 0 | 0 | 0 | 0 | 0 | 0 | 0 | 0 | 0 | 0 | 0 | 0 | 0 | 0 | 0 | 0 | 0 | 0 | 0 | 0 | Warehouse_New_Energy Star Commercial Glass Door Freezer_TRC | 0 | 0 | 0 | 0 | 0 | 0 | 0 | 0 | 0 | 0 | 0 | 0 | 0 | 0 | 0 | 0 | 0 | 0 | 0 | 0
Assembly | Turnover | Energy Star Commercial Glass Door Refrigerator | 0.13478 | 0.046356 |  | 922.8665 | 12 |  | 164 | 164 | refrigerator | 0 | 20.5291 | FAIL | FAIL | Assembly_Turnover_Energy Star Commercial Glass Door Refrigerator_RIM | 0 | 0 | 0 | 0 | 0 | 0 | 0 | 0 | 0 | 0 | 0 | 0 | 0 | 0 | 0 | 0 | 0 | 0 | 0 | 0 | Assembly_Turnover_Energy Star Commercial Glass Door Refrigerator_TRC | 0 | 0 | 0 | 0 | 0 | 0 | 0 | 0 | 0 | 0 | 0 | 0 | 0 | 0 | 0 | 0 | 0 | 0 | 0 | 0
College and University | Turnover | Energy Star Commercial Glass Door Refrigerator | 0.11965 | 0.10023 |  | 922.8665 | 12 |  | 164 | 164 | refrigerator | 0 | 20.5291 | FAIL | FAIL | College and University_Turnover_Energy Star Commercial Glass Door Refrigerator_RIM | 0 | 0 | 0 | 0 | 0 | 0 | 0 | 0 | 0 | 0 | 0 | 0 | 0 | 0 | 0 | 0 | 0 | 0 | 0 | 0 | College and University_Turnover_Energy Star Commercial Glass Door Refrigerator_TRC | 0 | 0 | 0 | 0 | 0 | 0 | 0 | 0 | 0 | 0 | 0 | 0 | 0 | 0 | 0 | 0 | 0 | 0 | 0 | 0
Grocery | Turnover | Energy Star Commercial Glass Door Refrigerator | 0.13478 | 0.046356 |  | 922.8665 | 12 |  | 164 | 164 | refrigerator | 0 | 20.5291 | FAIL | FAIL | Grocery_Turnover_Energy Star Commercial Glass Door Refrigerator_RIM | 0 | 0 | 0 | 0 | 0 | 0 | 0 | 0 | 0 | 0 | 0 | 0 | 0 | 0 | 0 | 0 | 0 | 0 | 0 | 0 | Grocery_Turnover_Energy Star Commercial Glass Door Refrigerator_TRC | 0 | 0 | 0 | 0 | 0 | 0 | 0 | 0 | 0 | 0 | 0 | 0 | 0 | 0 | 0 | 0 | 0 | 0 | 0 | 0
Healthcare | Turnover | Energy Star Commercial Glass Door Refrigerator | 0.11965 | 0.10023 |  | 922.8665 | 12 |  | 164 | 164 | refrigerator | 0 | 20.5291 | FAIL | FAIL | Healthcare_Turnover_Energy Star Commercial Glass Door Refrigerator_RIM | 0 | 0 | 0 | 0 | 0 | 0 | 0 | 0 | 0 | 0 | 0 | 0 | 0 | 0 | 0 | 0 | 0 | 0 | 0 | 0 | Healthcare_Turnover_Energy Star Commercial Glass Door Refrigerator_TRC | 0 | 0 | 0 | 0 | 0 | 0 | 0 | 0 | 0 | 0 | 0 | 0 | 0 | 0 | 0 | 0 | 0 | 0 | 0 | 0
Hospitals | Turnover | Energy Star Commercial Glass Door Refrigerator | 0.11965 | 0.10023 |  | 922.8665 | 12 |  | 164 | 164 | refrigerator | 0 | 20.5291 | FAIL | FAIL | Hospitals_Turnover_Energy Star Commercial Glass Door Refrigerator_RIM | 0 | 0 | 0 | 0 | 0 | 0 | 0 | 0 | 0 | 0 | 0 | 0 | 0 | 0 | 0 | 0 | 0 | 0 | 0 | 0 | Hospitals_Turnover_Energy Star Commercial Glass Door Refrigerator_TRC | 0 | 0 | 0 | 0 | 0 | 0 | 0 | 0 | 0 | 0 | 0 | 0 | 0 | 0 | 0 | 0 | 0 | 0 | 0 | 0
Institutional | Turnover | Energy Star Commercial Glass Door Refrigerator | 0.13478 | 0.046356 |  | 922.8665 | 12 |  | 164 | 164 | refrigerator | 0 | 20.5291 | FAIL | FAIL | Institutional_Turnover_Energy Star Commercial Glass Door Refrigerator_RIM | 0 | 0 | 0 | 0 | 0 | 0 | 0 | 0 | 0 | 0 | 0 | 0 | 0 | 0 | 0 | 0 | 0 | 0 | 0 | 0 | Institutional_Turnover_Energy Star Commercial Glass Door Refrigerator_TRC | 0 | 0 | 0 | 0 | 0 | 0 | 0 | 0 | 0 | 0 | 0 | 0 | 0 | 0 | 0 | 0 | 0 | 0 | 0 | 0
Lodging/Hospitality | Turnover | Energy Star Commercial Glass Door Refrigerator | 0.11965 | 0.10023 |  | 922.8665 | 12 |  | 164 | 164 | refrigerator | 0 | 20.5291 | FAIL | FAIL | Lodging/Hospitality_Turnover_Energy Star Commercial Glass Door Refrigerator_RIM | 0 | 0 | 0 | 0 | 0 | 0 | 0 | 0 | 0 | 0 | 0 | 0 | 0 | 0 | 0 | 0 | 0 | 0 | 0 | 0 | Lodging/Hospitality_Turnover_Energy Star Commercial Glass Door Refrigerator_TRC | 0 | 0 | 0 | 0 | 0 | 0 | 0 | 0 | 0 | 0 | 0 | 0 | 0 | 0 | 0 | 0 | 0 | 0 | 0 | 0
Miscellaneous | Turnover | Energy Star Commercial Glass Door Refrigerator | 0.13478 | 0.046356 |  | 922.8665 | 12 |  | 164 | 164 | refrigerator | 0 | 20.5291 | FAIL | FAIL | Miscellaneous_Turnover_Energy Star Commercial Glass Door Refrigerator_RIM | 0 | 0 | 0 | 0 | 0 | 0 | 0 | 0 | 0 | 0 | 0 | 0 | 0 | 0 | 0 | 0 | 0 | 0 | 0 | 0 | Miscellaneous_Turnover_Energy Star Commercial Glass Door Refrigerator_TRC | 0 | 0 | 0 | 0 | 0 | 0 | 0 | 0 | 0 | 0 | 0 | 0 | 0 | 0 | 0 | 0 | 0 | 0 | 0 | 0
Offices | Turnover | Energy Star Commercial Glass Door Refrigerator | 0.13478 | 0.046356 |  | 922.8665 | 12 |  | 164 | 164 | refrigerator | 0 | 20.5291 | FAIL | FAIL | Offices_Turnover_Energy Star Commercial Glass Door Refrigerator_RIM | 0 | 0 | 0 | 0 | 0 | 0 | 0 | 0 | 0 | 0 | 0 | 0 | 0 | 0 | 0 | 0 | 0 | 0 | 0 | 0 | Offices_Turnover_Energy Star Commercial Glass Door Refrigerator_TRC | 0 | 0 | 0 | 0 | 0 | 0 | 0 | 0 | 0 | 0 | 0 | 0 | 0 | 0 | 0 | 0 | 0 | 0 | 0 | 0
Restaurants | Turnover | Energy Star Commercial Glass Door Refrigerator | 0.11965 | 0.10023 |  | 922.8665 | 12 |  | 164 | 164 | refrigerator | 0 | 20.5291 | FAIL | FAIL | Restaurants_Turnover_Energy Star Commercial Glass Door Refrigerator_RIM | 0 | 0 | 0 | 0 | 0 | 0 | 0 | 0 | 0 | 0 | 0 | 0 | 0 | 0 | 0 | 0 | 0 | 0 | 0 | 0 | Restaurants_Turnover_Energy Star Commercial Glass Door Refrigerator_TRC | 0 | 0 | 0 | 0 | 0 | 0 | 0 | 0 | 0 | 0 | 0 | 0 | 0 | 0 | 0 | 0 | 0 | 0 | 0 | 0
Retail | Turnover | Energy Star Commercial Glass Door Refrigerator | 0.13478 | 0.046356 |  | 922.8665 | 12 |  | 164 | 164 | refrigerator | 0 | 20.5291 | FAIL | FAIL | Retail_Turnover_Energy Star Commercial Glass Door Refrigerator_RIM | 0 | 0 | 0 | 0 | 0 | 0 | 0 | 0 | 0 | 0 | 0 | 0 | 0 | 0 | 0 | 0 | 0 | 0 | 0 | 0 | Retail_Turnover_Energy Star Commercial Glass Door Refrigerator_TRC | 0 | 0 | 0 | 0 | 0 | 0 | 0 | 0 | 0 | 0 | 0 | 0 | 0 | 0 | 0 | 0 | 0 | 0 | 0 | 0
Schools K-12 | Turnover | Energy Star Commercial Glass Door Refrigerator | 0.11965 | 0.10023 |  | 922.8665 | 12 |  | 164 | 164 | refrigerator | 0 | 20.5291 | FAIL | FAIL | Schools K-12_Turnover_Energy Star Commercial Glass Door Refrigerator_RIM | 0 | 0 | 0 | 0 | 0 | 0 | 0 | 0 | 0 | 0 | 0 | 0 | 0 | 0 | 0 | 0 | 0 | 0 | 0 | 0 | Schools K-12_Turnover_Energy Star Commercial Glass Door Refrigerator_TRC | 0 | 0 | 0 | 0 | 0 | 0 | 0 | 0 | 0 | 0 | 0 | 0 | 0 | 0 | 0 | 0 | 0 | 0 | 0 | 0
Warehouse | Turnover | Energy Star Commercial Glass Door Refrigerator | 0.13478 | 0.046356 |  | 922.8665 | 12 |  | 164 | 164 | refrigerator | 0 | 20.5291 | FAIL | FAIL | Warehouse_Turnover_Energy Star Commercial Glass Door Refrigerator_RIM | 0 | 0 | 0 | 0 | 0 | 0 | 0 | 0 | 0 | 0 | 0 | 0 | 0 | 0 | 0 | 0 | 0 | 0 | 0 | 0 | Warehouse_Turnover_Energy Star Commercial Glass Door Refrigerator_TRC | 0 | 0 | 0 | 0 | 0 | 0 | 0 | 0 | 0 | 0 | 0 | 0 | 0 | 0 | 0 | 0 | 0 | 0 | 0 | 0
Assembly | New | Energy Star Commercial Glass Door Refrigerator | 0.13478 | 0.046356 |  | 922.8665 | 12 |  | 164 | 164 | refrigerator | 0 | 20.5291 | FAIL | FAIL | Assembly_New_Energy Star Commercial Glass Door Refrigerator_RIM | 0 | 0 | 0 | 0 | 0 | 0 | 0 | 0 | 0 | 0 | 0 | 0 | 0 | 0 | 0 | 0 | 0 | 0 | 0 | 0 | Assembly_New_Energy Star Commercial Glass Door Refrigerator_TRC | 0 | 0 | 0 | 0 | 0 | 0 | 0 | 0 | 0 | 0 | 0 | 0 | 0 | 0 | 0 | 0 | 0 | 0 | 0 | 0
College and University | New | Energy Star Commercial Glass Door Refrigerator | 0.11965 | 0.10023 |  | 922.8665 | 12 |  | 164 | 164 | refrigerator | 0 | 20.5291 | FAIL | FAIL | College and University_New_Energy Star Commercial Glass Door Refrigerator_RIM | 0 | 0 | 0 | 0 | 0 | 0 | 0 | 0 | 0 | 0 | 0 | 0 | 0 | 0 | 0 | 0 | 0 | 0 | 0 | 0 | College and University_New_Energy Star Commercial Glass Door Refrigerator_TRC | 0 | 0 | 0 | 0 | 0 | 0 | 0 | 0 | 0 | 0 | 0 | 0 | 0 | 0 | 0 | 0 | 0 | 0 | 0 | 0
Grocery | New | Energy Star Commercial Glass Door Refrigerator | 0.13478 | 0.046356 |  | 922.8665 | 12 |  | 164 | 164 | refrigerator | 0 | 20.5291 | FAIL | FAIL | Grocery_New_Energy Star Commercial Glass Door Refrigerator_RIM | 0 | 0 | 0 | 0 | 0 | 0 | 0 | 0 | 0 | 0 | 0 | 0 | 0 | 0 | 0 | 0 | 0 | 0 | 0 | 0 | Grocery_New_Energy Star Commercial Glass Door Refrigerator_TRC | 0 | 0 | 0 | 0 | 0 | 0 | 0 | 0 | 0 | 0 | 0 | 0 | 0 | 0 | 0 | 0 | 0 | 0 | 0 | 0
Healthcare | New | Energy Star Commercial Glass Door Refrigerator | 0.11965 | 0.10023 |  | 922.8665 | 12 |  | 164 | 164 | refrigerator | 0 | 20.5291 | FAIL | FAIL | Healthcare_New_Energy Star Commercial Glass Door Refrigerator_RIM | 0 | 0 | 0 | 0 | 0 | 0 | 0 | 0 | 0 | 0 | 0 | 0 | 0 | 0 | 0 | 0 | 0 | 0 | 0 | 0 | Healthcare_New_Energy Star Commercial Glass Door Refrigerator_TRC | 0 | 0 | 0 | 0 | 0 | 0 | 0 | 0 | 0 | 0 | 0 | 0 | 0 | 0 | 0 | 0 | 0 | 0 | 0 | 0
Hospitals | New | Energy Star Commercial Glass Door Refrigerator | 0.11965 | 0.10023 |  | 922.8665 | 12 |  | 164 | 164 | refrigerator | 0 | 20.5291 | FAIL | FAIL | Hospitals_New_Energy Star Commercial Glass Door Refrigerator_RIM | 0 | 0 | 0 | 0 | 0 | 0 | 0 | 0 | 0 | 0 | 0 | 0 | 0 | 0 | 0 | 0 | 0 | 0 | 0 | 0 | Hospitals_New_Energy Star Commercial Glass Door Refrigerator_TRC | 0 | 0 | 0 | 0 | 0 | 0 | 0 | 0 | 0 | 0 | 0 | 0 | 0 | 0 | 0 | 0 | 0 | 0 | 0 | 0
Institutional | New | Energy Star Commercial Glass Door Refrigerator | 0.13478 | 0.046356 |  | 922.8665 | 12 |  | 164 | 164 | refrigerator | 0 | 20.5291 | FAIL | FAIL | Institutional_New_Energy Star Commercial Glass Door Refrigerator_RIM | 0 | 0 | 0 | 0 | 0 | 0 | 0 | 0 | 0 | 0 | 0 | 0 | 0 | 0 | 0 | 0 | 0 | 0 | 0 | 0 | Institutional_New_Energy Star Commercial Glass Door Refrigerator_TRC | 0 | 0 | 0 | 0 | 0 | 0 | 0 | 0 | 0 | 0 | 0 | 0 | 0 | 0 | 0 | 0 | 0 | 0 | 0 | 0
Lodging/Hospitality | New | Energy Star Commercial Glass Door Refrigerator | 0.11965 | 0.10023 |  | 922.8665 | 12 |  | 164 | 164 | refrigerator | 0 | 20.5291 | FAIL | FAIL | Lodging/Hospitality_New_Energy Star Commercial Glass Door Refrigerator_RIM | 0 | 0 | 0 | 0 | 0 | 0 | 0 | 0 | 0 | 0 | 0 | 0 | 0 | 0 | 0 | 0 | 0 | 0 | 0 | 0 | Lodging/Hospitality_New_Energy Star Commercial Glass Door Refrigerator_TRC | 0 | 0 | 0 | 0 | 0 | 0 | 0 | 0 | 0 | 0 | 0 | 0 | 0 | 0 | 0 | 0 | 0 | 0 | 0 | 0
Miscellaneous | New | Energy Star Commercial Glass Door Refrigerator | 0.13478 | 0.046356 |  | 922.8665 | 12 |  | 164 | 164 | refrigerator | 0 | 20.5291 | FAIL | FAIL | Miscellaneous_New_Energy Star Commercial Glass Door Refrigerator_RIM | 0 | 0 | 0 | 0 | 0 | 0 | 0 | 0 | 0 | 0 | 0 | 0 | 0 | 0 | 0 | 0 | 0 | 0 | 0 | 0 | Miscellaneous_New_Energy Star Commercial Glass Door Refrigerator_TRC | 0 | 0 | 0 | 0 | 0 | 0 | 0 | 0 | 0 | 0 | 0 | 0 | 0 | 0 | 0 | 0 | 0 | 0 | 0 | 0
Offices | New | Energy Star Commercial Glass Door Refrigerator | 0.13478 | 0.046356 |  | 922.8665 | 12 |  | 164 | 164 | refrigerator | 0 | 20.5291 | FAIL | FAIL | Offices_New_Energy Star Commercial Glass Door Refrigerator_RIM | 0 | 0 | 0 | 0 | 0 | 0 | 0 | 0 | 0 | 0 | 0 | 0 | 0 | 0 | 0 | 0 | 0 | 0 | 0 | 0 | Offices_New_Energy Star Commercial Glass Door Refrigerator_TRC | 0 | 0 | 0 | 0 | 0 | 0 | 0 | 0 | 0 | 0 | 0 | 0 | 0 | 0 | 0 | 0 | 0 | 0 | 0 | 0
Restaurants | New | Energy Star Commercial Glass Door Refrigerator | 0.11965 | 0.10023 |  | 922.8665 | 12 |  | 164 | 164 | refrigerator | 0 | 20.5291 | FAIL | FAIL | Restaurants_New_Energy Star Commercial Glass Door Refrigerator_RIM | 0 | 0 | 0 | 0 | 0 | 0 | 0 | 0 | 0 | 0 | 0 | 0 | 0 | 0 | 0 | 0 | 0 | 0 | 0 | 0 | Restaurants_New_Energy Star Commercial Glass Door Refrigerator_TRC | 0 | 0 | 0 | 0 | 0 | 0 | 0 | 0 | 0 | 0 | 0 | 0 | 0 | 0 | 0 | 0 | 0 | 0 | 0 | 0
Retail | New | Energy Star Commercial Glass Door Refrigerator | 0.13478 | 0.046356 |  | 922.8665 | 12 |  | 164 | 164 | refrigerator | 0 | 20.5291 | FAIL | FAIL | Retail_New_Energy Star Commercial Glass Door Refrigerator_RIM | 0 | 0 | 0 | 0 | 0 | 0 | 0 | 0 | 0 | 0 | 0 | 0 | 0 | 0 | 0 | 0 | 0 | 0 | 0 | 0 | Retail_New_Energy Star Commercial Glass Door Refrigerator_TRC | 0 | 0 | 0 | 0 | 0 | 0 | 0 | 0 | 0 | 0 | 0 | 0 | 0 | 0 | 0 | 0 | 0 | 0 | 0 | 0
Schools K-12 | New | Energy Star Commercial Glass Door Refrigerator | 0.11965 | 0.10023 |  | 922.8665 | 12 |  | 164 | 164 | refrigerator | 0 | 20.5291 | FAIL | FAIL | Schools K-12_New_Energy Star Commercial Glass Door Refrigerator_RIM | 0 | 0 | 0 | 0 | 0 | 0 | 0 | 0 | 0 | 0 | 0 | 0 | 0 | 0 | 0 | 0 | 0 | 0 | 0 | 0 | Schools K-12_New_Energy Star Commercial Glass Door Refrigerator_TRC | 0 | 0 | 0 | 0 | 0 | 0 | 0 | 0 | 0 | 0 | 0 | 0 | 0 | 0 | 0 | 0 | 0 | 0 | 0 | 0
Warehouse | New | Energy Star Commercial Glass Door Refrigerator | 0.13478 | 0.046356 |  | 922.8665 | 12 |  | 164 | 164 | refrigerator | 0 | 20.5291 | FAIL | FAIL | Warehouse_New_Energy Star Commercial Glass Door Refrigerator_RIM | 0 | 0 | 0 | 0 | 0 | 0 | 0 | 0 | 0 | 0 | 0 | 0 | 0 | 0 | 0 | 0 | 0 | 0 | 0 | 0 | Warehouse_New_Energy Star Commercial Glass Door Refrigerator_TRC | 0 | 0 | 0 | 0 | 0 | 0 | 0 | 0 | 0 | 0 | 0 | 0 | 0 | 0 | 0 | 0 | 0 | 0 | 0 | 0
Assembly | Turnover | Energy Star Commercial Solid Door Freezer | 0.37834 | 0.16907 |  | 2533.0469 | 12 |  | 166 | 166 | freezer | 0 | 56.3475 | FAIL | FAIL | Assembly_Turnover_Energy Star Commercial Solid Door Freezer_RIM | 0 | 0 | 0 | 0 | 0 | 0 | 0 | 0 | 0 | 0 | 0 | 0 | 0 | 0 | 0 | 0 | 0 | 0 | 0 | 0 | Assembly_Turnover_Energy Star Commercial Solid Door Freezer_TRC | 0 | 0 | 0 | 0 | 0 | 0 | 0 | 0 | 0 | 0 | 0 | 0 | 0 | 0 | 0 | 0 | 0 | 0 | 0 | 0
College and University | Turnover | Energy Star Commercial Solid Door Freezer | 0.32842 | 0.27509 |  | 2533.0469 | 12 |  | 166 | 166 | freezer | 0 | 56.3475 | FAIL | FAIL | College and University_Turnover_Energy Star Commercial Solid Door Freezer_RIM | 0 | 0 | 0 | 0 | 0 | 0 | 0 | 0 | 0 | 0 | 0 | 0 | 0 | 0 | 0 | 0 | 0 | 0 | 0 | 0 | College and University_Turnover_Energy Star Commercial Solid Door Freezer_TRC | 0 | 0 | 0 | 0 | 0 | 0 | 0 | 0 | 0 | 0 | 0 | 0 | 0 | 0 | 0 | 0 | 0 | 0 | 0 | 0
Grocery | Turnover | Energy Star Commercial Solid Door Freezer | 0.37834 | 0.16907 |  | 2533.0469 | 12 |  | 166 | 166 | freezer | 0 | 56.3475 | FAIL | FAIL | Grocery_Turnover_Energy Star Commercial Solid Door Freezer_RIM | 0 | 0 | 0 | 0 | 0 | 0 | 0 | 0 | 0 | 0 | 0 | 0 | 0 | 0 | 0 | 0 | 0 | 0 | 0 | 0 | Grocery_Turnover_Energy Star Commercial Solid Door Freezer_TRC | 0 | 0 | 0 | 0 | 0 | 0 | 0 | 0 | 0 | 0 | 0 | 0 | 0 | 0 | 0 | 0 | 0 | 0 | 0 | 0
Healthcare | Turnover | Energy Star Commercial Solid Door Freezer | 0.32842 | 0.27509 |  | 2533.0469 | 12 |  | 166 | 166 | freezer | 0 | 56.3475 | FAIL | FAIL | Healthcare_Turnover_Energy Star Commercial Solid Door Freezer_RIM | 0 | 0 | 0 | 0 | 0 | 0 | 0 | 0 | 0 | 0 | 0 | 0 | 0 | 0 | 0 | 0 | 0 | 0 | 0 | 0 | Healthcare_Turnover_Energy Star Commercial Solid Door Freezer_TRC | 0 | 0 | 0 | 0 | 0 | 0 | 0 | 0 | 0 | 0 | 0 | 0 | 0 | 0 | 0 | 0 | 0 | 0 | 0 | 0
Hospitals | Turnover | Energy Star Commercial Solid Door Freezer | 0.32842 | 0.27509 |  | 2533.0469 | 12 |  | 166 | 166 | freezer | 0 | 56.3475 | FAIL | FAIL | Hospitals_Turnover_Energy Star Commercial Solid Door Freezer_RIM | 0 | 0 | 0 | 0 | 0 | 0 | 0 | 0 | 0 | 0 | 0 | 0 | 0 | 0 | 0 | 0 | 0 | 0 | 0 | 0 | Hospitals_Turnover_Energy Star Commercial Solid Door Freezer_TRC | 0 | 0 | 0 | 0 | 0 | 0 | 0 | 0 | 0 | 0 | 0 | 0 | 0 | 0 | 0 | 0 | 0 | 0 | 0 | 0
Institutional | Turnover | Energy Star Commercial Solid Door Freezer | 0.37834 | 0.16907 |  | 2533.0469 | 12 |  | 166 | 166 | freezer | 0 | 56.3475 | FAIL | FAIL | Institutional_Turnover_Energy Star Commercial Solid Door Freezer_RIM | 0 | 0 | 0 | 0 | 0 | 0 | 0 | 0 | 0 | 0 | 0 | 0 | 0 | 0 | 0 | 0 | 0 | 0 | 0 | 0 | Institutional_Turnover_Energy Star Commercial Solid Door Freezer_TRC | 0 | 0 | 0 | 0 | 0 | 0 | 0 | 0 | 0 | 0 | 0 | 0 | 0 | 0 | 0 | 0 | 0 | 0 | 0 | 0
Lodging/Hospitality | Turnover | Energy Star Commercial Solid Door Freezer | 0.32842 | 0.27509 |  | 2533.0469 | 12 |  | 166 | 166 | freezer | 0 | 56.3475 | FAIL | FAIL | Lodging/Hospitality_Turnover_Energy Star Commercial Solid Door Freezer_RIM | 0 | 0 | 0 | 0 | 0 | 0 | 0 | 0 | 0 | 0 | 0 | 0 | 0 | 0 | 0 | 0 | 0 | 0 | 0 | 0 | Lodging/Hospitality_Turnover_Energy Star Commercial Solid Door Freezer_TRC | 0 | 0 | 0 | 0 | 0 | 0 | 0 | 0 | 0 | 0 | 0 | 0 | 0 | 0 | 0 | 0 | 0 | 0 | 0 | 0
Miscellaneous | Turnover | Energy Star Commercial Solid Door Freezer | 0.37834 | 0.16907 |  | 2533.0469 | 12 |  | 166 | 166 | freezer | 0 | 56.3475 | FAIL | FAIL | Miscellaneous_Turnover_Energy Star Commercial Solid Door Freezer_RIM | 0 | 0 | 0 | 0 | 0 | 0 | 0 | 0 | 0 | 0 | 0 | 0 | 0 | 0 | 0 | 0 | 0 | 0 | 0 | 0 | Miscellaneous_Turnover_Energy Star Commercial Solid Door Freezer_TRC | 0 | 0 | 0 | 0 | 0 | 0 | 0 | 0 | 0 | 0 | 0 | 0 | 0 | 0 | 0 | 0 | 0 | 0 | 0 | 0
Offices | Turnover | Energy Star Commercial Solid Door Freezer | 0.37834 | 0.16907 |  | 2533.0469 | 12 |  | 166 | 166 | freezer | 0 | 56.3475 | FAIL | FAIL | Offices_Turnover_Energy Star Commercial Solid Door Freezer_RIM | 0 | 0 | 0 | 0 | 0 | 0 | 0 | 0 | 0 | 0 | 0 | 0 | 0 | 0 | 0 | 0 | 0 | 0 | 0 | 0 | Offices_Turnover_Energy Star Commercial Solid Door Freezer_TRC | 0 | 0 | 0 | 0 | 0 | 0 | 0 | 0 | 0 | 0 | 0 | 0 | 0 | 0 | 0 | 0 | 0 | 0 | 0 | 0
Restaurants | Turnover | Energy Star Commercial Solid Door Freezer | 0.32842 | 0.27509 |  | 2533.0469 | 12 |  | 166 | 166 | freezer | 0 | 56.3475 | FAIL | FAIL | Restaurants_Turnover_Energy Star Commercial Solid Door Freezer_RIM | 0 | 0 | 0 | 0 | 0 | 0 | 0 | 0 | 0 | 0 | 0 | 0 | 0 | 0 | 0 | 0 | 0 | 0 | 0 | 0 | Restaurants_Turnover_Energy Star Commercial Solid Door Freezer_TRC | 0 | 0 | 0 | 0 | 0 | 0 | 0 | 0 | 0 | 0 | 0 | 0 | 0 | 0 | 0 | 0 | 0 | 0 | 0 | 0
Retail | Turnover | Energy Star Commercial Solid Door Freezer | 0.37834 | 0.16907 |  | 2533.0469 | 12 |  | 166 | 166 | freezer | 0 | 56.3475 | FAIL | FAIL | Retail_Turnover_Energy Star Commercial Solid Door Freezer_RIM | 0 | 0 | 0 | 0 | 0 | 0 | 0 | 0 | 0 | 0 | 0 | 0 | 0 | 0 | 0 | 0 | 0 | 0 | 0 | 0 | Retail_Turnover_Energy Star Commercial Solid Door Freezer_TRC | 0 | 0 | 0 | 0 | 0 | 0 | 0 | 0 | 0 | 0 | 0 | 0 | 0 | 0 | 0 | 0 | 0 | 0 | 0 | 0
Schools K-12 | Turnover | Energy Star Commercial Solid Door Freezer | 0.32842 | 0.27509 |  | 2533.0469 | 12 |  | 166 | 166 | freezer | 0 | 56.3475 | FAIL | FAIL | Schools K-12_Turnover_Energy Star Commercial Solid Door Freezer_RIM | 0 | 0 | 0 | 0 | 0 | 0 | 0 | 0 | 0 | 0 | 0 | 0 | 0 | 0 | 0 | 0 | 0 | 0 | 0 | 0 | Schools K-12_Turnover_Energy Star Commercial Solid Door Freezer_TRC | 0 | 0 | 0 | 0 | 0 | 0 | 0 | 0 | 0 | 0 | 0 | 0 | 0 | 0 | 0 | 0 | 0 | 0 | 0 | 0
Warehouse | Turnover | Energy Star Commercial Solid Door Freezer | 0.37834 | 0.16907 |  | 2533.0469 | 12 |  | 166 | 166 | freezer | 0 | 56.3475 | FAIL | FAIL | Warehouse_Turnover_Energy Star Commercial Solid Door Freezer_RIM | 0 | 0 | 0 | 0 | 0 | 0 | 0 | 0 | 0 | 0 | 0 | 0 | 0 | 0 | 0 | 0 | 0 | 0 | 0 | 0 | Warehouse_Turnover_Energy Star Commercial Solid Door Freezer_TRC | 0 | 0 | 0 | 0 | 0 | 0 | 0 | 0 | 0 | 0 | 0 | 0 | 0 | 0 | 0 | 0 | 0 | 0 | 0 | 0
Assembly | New | Energy Star Commercial Solid Door Freezer | 0.37834 | 0.16907 |  | 2533.0469 | 12 |  | 166 | 166 | freezer | 0 | 56.3475 | FAIL | FAIL | Assembly_New_Energy Star Commercial Solid Door Freezer_RIM | 0 | 0 | 0 | 0 | 0 | 0 | 0 | 0 | 0 | 0 | 0 | 0 | 0 | 0 | 0 | 0 | 0 | 0 | 0 | 0 | Assembly_New_Energy Star Commercial Solid Door Freezer_TRC | 0 | 0 | 0 | 0 | 0 | 0 | 0 | 0 | 0 | 0 | 0 | 0 | 0 | 0 | 0 | 0 | 0 | 0 | 0 | 0
College and University | New | Energy Star Commercial Solid Door Freezer | 0.32842 | 0.27509 |  | 2533.0469 | 12 |  | 166 | 166 | freezer | 0 | 56.3475 | FAIL | FAIL | College and University_New_Energy Star Commercial Solid Door Freezer_RIM | 0 | 0 | 0 | 0 | 0 | 0 | 0 | 0 | 0 | 0 | 0 | 0 | 0 | 0 | 0 | 0 | 0 | 0 | 0 | 0 | College and University_New_Energy Star Commercial Solid Door Freezer_TRC | 0 | 0 | 0 | 0 | 0 | 0 | 0 | 0 | 0 | 0 | 0 | 0 | 0 | 0 | 0 | 0 | 0 | 0 | 0 | 0
Grocery | New | Energy Star Commercial Solid Door Freezer | 0.37834 | 0.16907 |  | 2533.0469 | 12 |  | 166 | 166 | freezer | 0 | 56.3475 | FAIL | FAIL | Grocery_New_Energy Star Commercial Solid Door Freezer_RIM | 0 | 0 | 0 | 0 | 0 | 0 | 0 | 0 | 0 | 0 | 0 | 0 | 0 | 0 | 0 | 0 | 0 | 0 | 0 | 0 | Grocery_New_Energy Star Commercial Solid Door Freezer_TRC | 0 | 0 | 0 | 0 | 0 | 0 | 0 | 0 | 0 | 0 | 0 | 0 | 0 | 0 | 0 | 0 | 0 | 0 | 0 | 0
Healthcare | New | Energy Star Commercial Solid Door Freezer | 0.32842 | 0.27509 |  | 2533.0469 | 12 |  | 166 | 166 | freezer | 0 | 56.3475 | FAIL | FAIL | Healthcare_New_Energy Star Commercial Solid Door Freezer_RIM | 0 | 0 | 0 | 0 | 0 | 0 | 0 | 0 | 0 | 0 | 0 | 0 | 0 | 0 | 0 | 0 | 0 | 0 | 0 | 0 | Healthcare_New_Energy Star Commercial Solid Door Freezer_TRC | 0 | 0 | 0 | 0 | 0 | 0 | 0 | 0 | 0 | 0 | 0 | 0 | 0 | 0 | 0 | 0 | 0 | 0 | 0 | 0
Hospitals | New | Energy Star Commercial Solid Door Freezer | 0.32842 | 0.27509 |  | 2533.0469 | 12 |  | 166 | 166 | freezer | 0 | 56.3475 | FAIL | FAIL | Hospitals_New_Energy Star Commercial Solid Door Freezer_RIM | 0 | 0 | 0 | 0 | 0 | 0 | 0 | 0 | 0 | 0 | 0 | 0 | 0 | 0 | 0 | 0 | 0 | 0 | 0 | 0 | Hospitals_New_Energy Star Commercial Solid Door Freezer_TRC | 0 | 0 | 0 | 0 | 0 | 0 | 0 | 0 | 0 | 0 | 0 | 0 | 0 | 0 | 0 | 0 | 0 | 0 | 0 | 0
Institutional | New | Energy Star Commercial Solid Door Freezer | 0.37834 | 0.16907 |  | 2533.0469 | 12 |  | 166 | 166 | freezer | 0 | 56.3475 | FAIL | FAIL | Institutional_New_Energy Star Commercial Solid Door Freezer_RIM | 0 | 0 | 0 | 0 | 0 | 0 | 0 | 0 | 0 | 0 | 0 | 0 | 0 | 0 | 0 | 0 | 0 | 0 | 0 | 0 | Institutional_New_Energy Star Commercial Solid Door Freezer_TRC | 0 | 0 | 0 | 0 | 0 | 0 | 0 | 0 | 0 | 0 | 0 | 0 | 0 | 0 | 0 | 0 | 0 | 0 | 0 | 0
Lodging/Hospitality | New | Energy Star Commercial Solid Door Freezer | 0.32842 | 0.27509 |  | 2533.0469 | 12 |  | 166 | 166 | freezer | 0 | 56.3475 | FAIL | FAIL | Lodging/Hospitality_New_Energy Star Commercial Solid Door Freezer_RIM | 0 | 0 | 0 | 0 | 0 | 0 | 0 | 0 | 0 | 0 | 0 | 0 | 0 | 0 | 0 | 0 | 0 | 0 | 0 | 0 | Lodging/Hospitality_New_Energy Star Commercial Solid Door Freezer_TRC | 0 | 0 | 0 | 0 | 0 | 0 | 0 | 0 | 0 | 0 | 0 | 0 | 0 | 0 | 0 | 0 | 0 | 0 | 0 | 0
Miscellaneous | New | Energy Star Commercial Solid Door Freezer | 0.37834 | 0.16907 |  | 2533.0469 | 12 |  | 166 | 166 | freezer | 0 | 56.3475 | FAIL | FAIL | Miscellaneous_New_Energy Star Commercial Solid Door Freezer_RIM | 0 | 0 | 0 | 0 | 0 | 0 | 0 | 0 | 0 | 0 | 0 | 0 | 0 | 0 | 0 | 0 | 0 | 0 | 0 | 0 | Miscellaneous_New_Energy Star Commercial Solid Door Freezer_TRC | 0 | 0 | 0 | 0 | 0 | 0 | 0 | 0 | 0 | 0 | 0 | 0 | 0 | 0 | 0 | 0 | 0 | 0 | 0 | 0
Offices | New | Energy Star Commercial Solid Door Freezer | 0.37834 | 0.16907 |  | 2533.0469 | 12 |  | 166 | 166 | freezer | 0 | 56.3475 | FAIL | FAIL | Offices_New_Energy Star Commercial Solid Door Freezer_RIM | 0 | 0 | 0 | 0 | 0 | 0 | 0 | 0 | 0 | 0 | 0 | 0 | 0 | 0 | 0 | 0 | 0 | 0 | 0 | 0 | Offices_New_Energy Star Commercial Solid Door Freezer_TRC | 0 | 0 | 0 | 0 | 0 | 0 | 0 | 0 | 0 | 0 | 0 | 0 | 0 | 0 | 0 | 0 | 0 | 0 | 0 | 0
Restaurants | New | Energy Star Commercial Solid Door Freezer | 0.32842 | 0.27509 |  | 2533.0469 | 12 |  | 166 | 166 | freezer | 0 | 56.3475 | FAIL | FAIL | Restaurants_New_Energy Star Commercial Solid Door Freezer_RIM | 0 | 0 | 0 | 0 | 0 | 0 | 0 | 0 | 0 | 0 | 0 | 0 | 0 | 0 | 0 | 0 | 0 | 0 | 0 | 0 | Restaurants_New_Energy Star Commercial Solid Door Freezer_TRC | 0 | 0 | 0 | 0 | 0 | 0 | 0 | 0 | 0 | 0 | 0 | 0 | 0 | 0 | 0 | 0 | 0 | 0 | 0 | 0
Retail | New | Energy Star Commercial Solid Door Freezer | 0.37834 | 0.16907 |  | 2533.0469 | 12 |  | 166 | 166 | freezer | 0 | 56.3475 | FAIL | FAIL | Retail_New_Energy Star Commercial Solid Door Freezer_RIM | 0 | 0 | 0 | 0 | 0 | 0 | 0 | 0 | 0 | 0 | 0 | 0 | 0 | 0 | 0 | 0 | 0 | 0 | 0 | 0 | Retail_New_Energy Star Commercial Solid Door Freezer_TRC | 0 | 0 | 0 | 0 | 0 | 0 | 0 | 0 | 0 | 0 | 0 | 0 | 0 | 0 | 0 | 0 | 0 | 0 | 0 | 0
Schools K-12 | New | Energy Star Commercial Solid Door Freezer | 0.32842 | 0.27509 |  | 2533.0469 | 12 |  | 166 | 166 | freezer | 0 | 56.3475 | FAIL | FAIL | Schools K-12_New_Energy Star Commercial Solid Door Freezer_RIM | 0 | 0 | 0 | 0 | 0 | 0 | 0 | 0 | 0 | 0 | 0 | 0 | 0 | 0 | 0 | 0 | 0 | 0 | 0 | 0 | Schools K-12_New_Energy Star Commercial Solid Door Freezer_TRC | 0 | 0 | 0 | 0 | 0 | 0 | 0 | 0 | 0 | 0 | 0 | 0 | 0 | 0 | 0 | 0 | 0 | 0 | 0 | 0
Warehouse | New | Energy Star Commercial Solid Door Freezer | 0.37834 | 0.16907 |  | 2533.0469 | 12 |  | 166 | 166 | freezer | 0 | 56.3475 | FAIL | FAIL | Warehouse_New_Energy Star Commercial Solid Door Freezer_RIM | 0 | 0 | 0 | 0 | 0 | 0 | 0 | 0 | 0 | 0 | 0 | 0 | 0 | 0 | 0 | 0 | 0 | 0 | 0 | 0 | Warehouse_New_Energy Star Commercial Solid Door Freezer_TRC | 0 | 0 | 0 | 0 | 0 | 0 | 0 | 0 | 0 | 0 | 0 | 0 | 0 | 0 | 0 | 0 | 0 | 0 | 0 | 0
Assembly | Turnover | Energy Star Commercial Solid Door Refrigerator | 0.12695 | 0.056728 |  | 849.9239 | 12 |  | 164 | 164 | refrigerator | 0 | 18.9065 | FAIL | FAIL | Assembly_Turnover_Energy Star Commercial Solid Door Refrigerator_RIM | 0 | 0 | 0 | 0 | 0 | 0 | 0 | 0 | 0 | 0 | 0 | 0 | 0 | 0 | 0 | 0 | 0 | 0 | 0 | 0 | Assembly_Turnover_Energy Star Commercial Solid Door Refrigerator_TRC | 0 | 0 | 0 | 0 | 0 | 0 | 0 | 0 | 0 | 0 | 0 | 0 | 0 | 0 | 0 | 0 | 0 | 0 | 0 | 0
College and University | Turnover | Energy Star Commercial Solid Door Refrigerator | 0.1102 | 0.092304 |  | 849.9239 | 12 |  | 164 | 164 | refrigerator | 0 | 18.9065 | FAIL | FAIL | College and University_Turnover_Energy Star Commercial Solid Door Refrigerator_RIM | 0 | 0 | 0 | 0 | 0 | 0 | 0 | 0 | 0 | 0 | 0 | 0 | 0 | 0 | 0 | 0 | 0 | 0 | 0 | 0 | College and University_Turnover_Energy Star Commercial Solid Door Refrigerator_TRC | 0 | 0 | 0 | 0 | 0 | 0 | 0 | 0 | 0 | 0 | 0 | 0 | 0 | 0 | 0 | 0 | 0 | 0 | 0 | 0
Grocery | Turnover | Energy Star Commercial Solid Door Refrigerator | 0.12695 | 0.056728 |  | 849.9239 | 12 |  | 164 | 164 | refrigerator | 0 | 18.9065 | FAIL | FAIL | Grocery_Turnover_Energy Star Commercial Solid Door Refrigerator_RIM | 0 | 0 | 0 | 0 | 0 | 0 | 0 | 0 | 0 | 0 | 0 | 0 | 0 | 0 | 0 | 0 | 0 | 0 | 0 | 0 | Grocery_Turnover_Energy Star Commercial Solid Door Refrigerator_TRC | 0 | 0 | 0 | 0 | 0 | 0 | 0 | 0 | 0 | 0 | 0 | 0 | 0 | 0 | 0 | 0 | 0 | 0 | 0 | 0
Healthcare | Turnover | Energy Star Commercial Solid Door Refrigerator | 0.1102 | 0.092304 |  | 849.9239 | 12 |  | 164 | 164 | refrigerator | 0 | 18.9065 | FAIL | FAIL | Healthcare_Turnover_Energy Star Commercial Solid Door Refrigerator_RIM | 0 | 0 | 0 | 0 | 0 | 0 | 0 | 0 | 0 | 0 | 0 | 0 | 0 | 0 | 0 | 0 | 0 | 0 | 0 | 0 | Healthcare_Turnover_Energy Star Commercial Solid Door Refrigerator_TRC | 0 | 0 | 0 | 0 | 0 | 0 | 0 | 0 | 0 | 0 | 0 | 0 | 0 | 0 | 0 | 0 | 0 | 0 | 0 | 0
Hospitals | Turnover | Energy Star Commercial Solid Door Refrigerator | 0.1102 | 0.092304 |  | 849.9239 | 12 |  | 164 | 164 | refrigerator | 0 | 18.9065 | FAIL | FAIL | Hospitals_Turnover_Energy Star Commercial Solid Door Refrigerator_RIM | 0 | 0 | 0 | 0 | 0 | 0 | 0 | 0 | 0 | 0 | 0 | 0 | 0 | 0 | 0 | 0 | 0 | 0 | 0 | 0 | Hospitals_Turnover_Energy Star Commercial Solid Door Refrigerator_TRC | 0 | 0 | 0 | 0 | 0 | 0 | 0 | 0 | 0 | 0 | 0 | 0 | 0 | 0 | 0 | 0 | 0 | 0 | 0 | 0
Institutional | Turnover | Energy Star Commercial Solid Door Refrigerator | 0.12695 | 0.056728 |  | 849.9239 | 12 |  | 164 | 164 | refrigerator | 0 | 18.9065 | FAIL | FAIL | Institutional_Turnover_Energy Star Commercial Solid Door Refrigerator_RIM | 0 | 0 | 0 | 0 | 0 | 0 | 0 | 0 | 0 | 0 | 0 | 0 | 0 | 0 | 0 | 0 | 0 | 0 | 0 | 0 | Institutional_Turnover_Energy Star Commercial Solid Door Refrigerator_TRC | 0 | 0 | 0 | 0 | 0 | 0 | 0 | 0 | 0 | 0 | 0 | 0 | 0 | 0 | 0 | 0 | 0 | 0 | 0 | 0
Lodging/Hospitality | Turnover | Energy Star Commercial Solid Door Refrigerator | 0.1102 | 0.092304 |  | 849.9239 | 12 |  | 164 | 164 | refrigerator | 0 | 18.9065 | FAIL | FAIL | Lodging/Hospitality_Turnover_Energy Star Commercial Solid Door Refrigerator_RIM | 0 | 0 | 0 | 0 | 0 | 0 | 0 | 0 | 0 | 0 | 0 | 0 | 0 | 0 | 0 | 0 | 0 | 0 | 0 | 0 | Lodging/Hospitality_Turnover_Energy Star Commercial Solid Door Refrigerator_TRC | 0 | 0 | 0 | 0 | 0 | 0 | 0 | 0 | 0 | 0 | 0 | 0 | 0 | 0 | 0 | 0 | 0 | 0 | 0 | 0
Miscellaneous | Turnover | Energy Star Commercial Solid Door Refrigerator | 0.12695 | 0.056728 |  | 849.9239 | 12 |  | 164 | 164 | refrigerator | 0 | 18.9065 | FAIL | FAIL | Miscellaneous_Turnover_Energy Star Commercial Solid Door Refrigerator_RIM | 0 | 0 | 0 | 0 | 0 | 0 | 0 | 0 | 0 | 0 | 0 | 0 | 0 | 0 | 0 | 0 | 0 | 0 | 0 | 0 | Miscellaneous_Turnover_Energy Star Commercial Solid Door Refrigerator_TRC | 0 | 0 | 0 | 0 | 0 | 0 | 0 | 0 | 0 | 0 | 0 | 0 | 0 | 0 | 0 | 0 | 0 | 0 | 0 | 0
Offices | Turnover | Energy Star Commercial Solid Door Refrigerator | 0.12695 | 0.056728 |  | 849.9239 | 12 |  | 164 | 164 | refrigerator | 0 | 18.9065 | FAIL | FAIL | Offices_Turnover_Energy Star Commercial Solid Door Refrigerator_RIM | 0 | 0 | 0 | 0 | 0 | 0 | 0 | 0 | 0 | 0 | 0 | 0 | 0 | 0 | 0 | 0 | 0 | 0 | 0 | 0 | Offices_Turnover_Energy Star Commercial Solid Door Refrigerator_TRC | 0 | 0 | 0 | 0 | 0 | 0 | 0 | 0 | 0 | 0 | 0 | 0 | 0 | 0 | 0 | 0 | 0 | 0 | 0 | 0
Restaurants | Turnover | Energy Star Commercial Solid Door Refrigerator | 0.1102 | 0.092304 |  | 849.9239 | 12 |  | 164 | 164 | refrigerator | 0 | 18.9065 | FAIL | FAIL | Restaurants_Turnover_Energy Star Commercial Solid Door Refrigerator_RIM | 0 | 0 | 0 | 0 | 0 | 0 | 0 | 0 | 0 | 0 | 0 | 0 | 0 | 0 | 0 | 0 | 0 | 0 | 0 | 0 | Restaurants_Turnover_Energy Star Commercial Solid Door Refrigerator_TRC | 0 | 0 | 0 | 0 | 0 | 0 | 0 | 0 | 0 | 0 | 0 | 0 | 0 | 0 | 0 | 0 | 0 | 0 | 0 | 0
Retail | Turnover | Energy Star Commercial Solid Door Refrigerator | 0.12695 | 0.056728 |  | 849.9239 | 12 |  | 164 | 164 | refrigerator | 0 | 18.9065 | FAIL | FAIL | Retail_Turnover_Energy Star Commercial Solid Door Refrigerator_RIM | 0 | 0 | 0 | 0 | 0 | 0 | 0 | 0 | 0 | 0 | 0 | 0 | 0 | 0 | 0 | 0 | 0 | 0 | 0 | 0 | Retail_Turnover_Energy Star Commercial Solid Door Refrigerator_TRC | 0 | 0 | 0 | 0 | 0 | 0 | 0 | 0 | 0 | 0 | 0 | 0 | 0 | 0 | 0 | 0 | 0 | 0 | 0 | 0
Schools K-12 | Turnover | Energy Star Commercial Solid Door Refrigerator | 0.1102 | 0.092304 |  | 849.9239 | 12 |  | 164 | 164 | refrigerator | 0 | 18.9065 | FAIL | FAIL | Schools K-12_Turnover_Energy Star Commercial Solid Door Refrigerator_RIM | 0 | 0 | 0 | 0 | 0 | 0 | 0 | 0 | 0 | 0 | 0 | 0 | 0 | 0 | 0 | 0 | 0 | 0 | 0 | 0 | Schools K-12_Turnover_Energy Star Commercial Solid Door Refrigerator_TRC | 0 | 0 | 0 | 0 | 0 | 0 | 0 | 0 | 0 | 0 | 0 | 0 | 0 | 0 | 0 | 0 | 0 | 0 | 0 | 0
Warehouse | Turnover | Energy Star Commercial Solid Door Refrigerator | 0.12695 | 0.056728 |  | 849.9239 | 12 |  | 164 | 164 | refrigerator | 0 | 18.9065 | FAIL | FAIL | Warehouse_Turnover_Energy Star Commercial Solid Door Refrigerator_RIM | 0 | 0 | 0 | 0 | 0 | 0 | 0 | 0 | 0 | 0 | 0 | 0 | 0 | 0 | 0 | 0 | 0 | 0 | 0 | 0 | Warehouse_Turnover_Energy Star Commercial Solid Door Refrigerator_TRC | 0 | 0 | 0 | 0 | 0 | 0 | 0 | 0 | 0 | 0 | 0 | 0 | 0 | 0 | 0 | 0 | 0 | 0 | 0 | 0
Assembly | New | Energy Star Commercial Solid Door Refrigerator | 0.12695 | 0.056728 |  | 849.9239 | 12 |  | 164 | 164 | refrigerator | 0 | 18.9065 | FAIL | FAIL | Assembly_New_Energy Star Commercial Solid Door Refrigerator_RIM | 0 | 0 | 0 | 0 | 0 | 0 | 0 | 0 | 0 | 0 | 0 | 0 | 0 | 0 | 0 | 0 | 0 | 0 | 0 | 0 | Assembly_New_Energy Star Commercial Solid Door Refrigerator_TRC | 0 | 0 | 0 | 0 | 0 | 0 | 0 | 0 | 0 | 0 | 0 | 0 | 0 | 0 | 0 | 0 | 0 | 0 | 0 | 0
College and University | New | Energy Star Commercial Solid Door Refrigerator | 0.1102 | 0.092304 |  | 849.9239 | 12 |  | 164 | 164 | refrigerator | 0 | 18.9065 | FAIL | FAIL | College and University_New_Energy Star Commercial Solid Door Refrigerator_RIM | 0 | 0 | 0 | 0 | 0 | 0 | 0 | 0 | 0 | 0 | 0 | 0 | 0 | 0 | 0 | 0 | 0 | 0 | 0 | 0 | College and University_New_Energy Star Commercial Solid Door Refrigerator_TRC | 0 | 0 | 0 | 0 | 0 | 0 | 0 | 0 | 0 | 0 | 0 | 0 | 0 | 0 | 0 | 0 | 0 | 0 | 0 | 0
Grocery | New | Energy Star Commercial Solid Door Refrigerator | 0.12695 | 0.056728 |  | 849.9239 | 12 |  | 164 | 164 | refrigerator | 0 | 18.9065 | FAIL | FAIL | Grocery_New_Energy Star Commercial Solid Door Refrigerator_RIM | 0 | 0 | 0 | 0 | 0 | 0 | 0 | 0 | 0 | 0 | 0 | 0 | 0 | 0 | 0 | 0 | 0 | 0 | 0 | 0 | Grocery_New_Energy Star Commercial Solid Door Refrigerator_TRC | 0 | 0 | 0 | 0 | 0 | 0 | 0 | 0 | 0 | 0 | 0 | 0 | 0 | 0 | 0 | 0 | 0 | 0 | 0 | 0
Healthcare | New | Energy Star Commercial Solid Door Refrigerator | 0.1102 | 0.092304 |  | 849.9239 | 12 |  | 164 | 164 | refrigerator | 0 | 18.9065 | FAIL | FAIL | Healthcare_New_Energy Star Commercial Solid Door Refrigerator_RIM | 0 | 0 | 0 | 0 | 0 | 0 | 0 | 0 | 0 | 0 | 0 | 0 | 0 | 0 | 0 | 0 | 0 | 0 | 0 | 0 | Healthcare_New_Energy Star Commercial Solid Door Refrigerator_TRC | 0 | 0 | 0 | 0 | 0 | 0 | 0 | 0 | 0 | 0 | 0 | 0 | 0 | 0 | 0 | 0 | 0 | 0 | 0 | 0
Hospitals | New | Energy Star Commercial Solid Door Refrigerator | 0.1102 | 0.092304 |  | 849.9239 | 12 |  | 164 | 164 | refrigerator | 0 | 18.9065 | FAIL | FAIL | Hospitals_New_Energy Star Commercial Solid Door Refrigerator_RIM | 0 | 0 | 0 | 0 | 0 | 0 | 0 | 0 | 0 | 0 | 0 | 0 | 0 | 0 | 0 | 0 | 0 | 0 | 0 | 0 | Hospitals_New_Energy Star Commercial Solid Door Refrigerator_TRC | 0 | 0 | 0 | 0 | 0 | 0 | 0 | 0 | 0 | 0 | 0 | 0 | 0 | 0 | 0 | 0 | 0 | 0 | 0 | 0
Institutional | New | Energy Star Commercial Solid Door Refrigerator | 0.12695 | 0.056728 |  | 849.9239 | 12 |  | 164 | 164 | refrigerator | 0 | 18.9065 | FAIL | FAIL | Institutional_New_Energy Star Commercial Solid Door Refrigerator_RIM | 0 | 0 | 0 | 0 | 0 | 0 | 0 | 0 | 0 | 0 | 0 | 0 | 0 | 0 | 0 | 0 | 0 | 0 | 0 | 0 | Institutional_New_Energy Star Commercial Solid Door Refrigerator_TRC | 0 | 0 | 0 | 0 | 0 | 0 | 0 | 0 | 0 | 0 | 0 | 0 | 0 | 0 | 0 | 0 | 0 | 0 | 0 | 0
Lodging/Hospitality | New | Energy Star Commercial Solid Door Refrigerator | 0.1102 | 0.092304 |  | 849.9239 | 12 |  | 164 | 164 | refrigerator | 0 | 18.9065 | FAIL | FAIL | Lodging/Hospitality_New_Energy Star Commercial Solid Door Refrigerator_RIM | 0 | 0 | 0 | 0 | 0 | 0 | 0 | 0 | 0 | 0 | 0 | 0 | 0 | 0 | 0 | 0 | 0 | 0 | 0 | 0 | Lodging/Hospitality_New_Energy Star Commercial Solid Door Refrigerator_TRC | 0 | 0 | 0 | 0 | 0 | 0 | 0 | 0 | 0 | 0 | 0 | 0 | 0 | 0 | 0 | 0 | 0 | 0 | 0 | 0
Miscellaneous | New | Energy Star Commercial Solid Door Refrigerator | 0.12695 | 0.056728 |  | 849.9239 | 12 |  | 164 | 164 | refrigerator | 0 | 18.9065 | FAIL | FAIL | Miscellaneous_New_Energy Star Commercial Solid Door Refrigerator_RIM | 0 | 0 | 0 | 0 | 0 | 0 | 0 | 0 | 0 | 0 | 0 | 0 | 0 | 0 | 0 | 0 | 0 | 0 | 0 | 0 | Miscellaneous_New_Energy Star Commercial Solid Door Refrigerator_TRC | 0 | 0 | 0 | 0 | 0 | 0 | 0 | 0 | 0 | 0 | 0 | 0 | 0 | 0 | 0 | 0 | 0 | 0 | 0 | 0
Offices | New | Energy Star Commercial Solid Door Refrigerator | 0.12695 | 0.056728 |  | 849.9239 | 12 |  | 164 | 164 | refrigerator | 0 | 18.9065 | FAIL | FAIL | Offices_New_Energy Star Commercial Solid Door Refrigerator_RIM | 0 | 0 | 0 | 0 | 0 | 0 | 0 | 0 | 0 | 0 | 0 | 0 | 0 | 0 | 0 | 0 | 0 | 0 | 0 | 0 | Offices_New_Energy Star Commercial Solid Door Refrigerator_TRC | 0 | 0 | 0 | 0 | 0 | 0 | 0 | 0 | 0 | 0 | 0 | 0 | 0 | 0 | 0 | 0 | 0 | 0 | 0 | 0
Restaurants | New | Energy Star Commercial Solid Door Refrigerator | 0.1102 | 0.092304 |  | 849.9239 | 12 |  | 164 | 164 | refrigerator | 0 | 18.9065 | FAIL | FAIL | Restaurants_New_Energy Star Commercial Solid Door Refrigerator_RIM | 0 | 0 | 0 | 0 | 0 | 0 | 0 | 0 | 0 | 0 | 0 | 0 | 0 | 0 | 0 | 0 | 0 | 0 | 0 | 0 | Restaurants_New_Energy Star Commercial Solid Door Refrigerator_TRC | 0 | 0 | 0 | 0 | 0 | 0 | 0 | 0 | 0 | 0 | 0 | 0 | 0 | 0 | 0 | 0 | 0 | 0 | 0 | 0
Retail | New | Energy Star Commercial Solid Door Refrigerator | 0.12695 | 0.056728 |  | 849.9239 | 12 |  | 164 | 164 | refrigerator | 0 | 18.9065 | FAIL | FAIL | Retail_New_Energy Star Commercial Solid Door Refrigerator_RIM | 0 | 0 | 0 | 0 | 0 | 0 | 0 | 0 | 0 | 0 | 0 | 0 | 0 | 0 | 0 | 0 | 0 | 0 | 0 | 0 | Retail_New_Energy Star Commercial Solid Door Refrigerator_TRC | 0 | 0 | 0 | 0 | 0 | 0 | 0 | 0 | 0 | 0 | 0 | 0 | 0 | 0 | 0 | 0 | 0 | 0 | 0 | 0
Schools K-12 | New | Energy Star Commercial Solid Door Refrigerator | 0.1102 | 0.092304 |  | 849.9239 | 12 |  | 164 | 164 | refrigerator | 0 | 18.9065 | FAIL | FAIL | Schools K-12_New_Energy Star Commercial Solid Door Refrigerator_RIM | 0 | 0 | 0 | 0 | 0 | 0 | 0 | 0 | 0 | 0 | 0 | 0 | 0 | 0 | 0 | 0 | 0 | 0 | 0 | 0 | Schools K-12_New_Energy Star Commercial Solid Door Refrigerator_TRC | 0 | 0 | 0 | 0 | 0 | 0 | 0 | 0 | 0 | 0 | 0 | 0 | 0 | 0 | 0 | 0 | 0 | 0 | 0 | 0
Warehouse | New | Energy Star Commercial Solid Door Refrigerator | 0.12695 | 0.056728 |  | 849.9239 | 12 |  | 164 | 164 | refrigerator | 0 | 18.9065 | FAIL | FAIL | Warehouse_New_Energy Star Commercial Solid Door Refrigerator_RIM | 0 | 0 | 0 | 0 | 0 | 0 | 0 | 0 | 0 | 0 | 0 | 0 | 0 | 0 | 0 | 0 | 0 | 0 | 0 | 0 | Warehouse_New_Energy Star Commercial Solid Door Refrigerator_TRC | 0 | 0 | 0 | 0 | 0 | 0 | 0 | 0 | 0 | 0 | 0 | 0 | 0 | 0 | 0 | 0 | 0 | 0 | 0 | 0
Assembly | Turnover | Energy Star Ice Maker | 0.036863 | 0.023275 |  | 237.861 | 8 |  | 249 | 249 | ice maker | 0 | 5.2912 | FAIL | FAIL | Assembly_Turnover_Energy Star Ice Maker_RIM | 0 | 0 | 0 | 0 | 0 | 0 | 0 | 0 | 0 | 0 | 0 | 0 | 0 | 0 | 0 | 0 | 0 | 0 | 0 | 0 | Assembly_Turnover_Energy Star Ice Maker_TRC | 0 | 0 | 0 | 0 | 0 | 0 | 0 | 0 | 0 | 0 | 0 | 0 | 0 | 0 | 0 | 0 | 0 | 0 | 0 | 0
College and University | Turnover | Energy Star Ice Maker | 0.03084 | 0.025832 |  | 237.861 | 8 |  | 249 | 249 | ice maker | 0 | 5.2912 | FAIL | FAIL | College and University_Turnover_Energy Star Ice Maker_RIM | 0 | 0 | 0 | 0 | 0 | 0 | 0 | 0 | 0 | 0 | 0 | 0 | 0 | 0 | 0 | 0 | 0 | 0 | 0 | 0 | College and University_Turnover_Energy Star Ice Maker_TRC | 0 | 0 | 0 | 0 | 0 | 0 | 0 | 0 | 0 | 0 | 0 | 0 | 0 | 0 | 0 | 0 | 0 | 0 | 0 | 0
Grocery | Turnover | Energy Star Ice Maker | 0.036863 | 0.023275 |  | 237.861 | 8 |  | 249 | 249 | ice maker | 0 | 5.2912 | FAIL | FAIL | Grocery_Turnover_Energy Star Ice Maker_RIM | 0 | 0 | 0 | 0 | 0 | 0 | 0 | 0 | 0 | 0 | 0 | 0 | 0 | 0 | 0 | 0 | 0 | 0 | 0 | 0 | Grocery_Turnover_Energy Star Ice Maker_TRC | 0 | 0 | 0 | 0 | 0 | 0 | 0 | 0 | 0 | 0 | 0 | 0 | 0 | 0 | 0 | 0 | 0 | 0 | 0 | 0
Healthcare | Turnover | Energy Star Ice Maker | 0.03084 | 0.025832 |  | 237.861 | 8 |  | 249 | 249 | ice maker | 0 | 5.2912 | FAIL | FAIL | Healthcare_Turnover_Energy Star Ice Maker_RIM | 0 | 0 | 0 | 0 | 0 | 0 | 0 | 0 | 0 | 0 | 0 | 0 | 0 | 0 | 0 | 0 | 0 | 0 | 0 | 0 | Healthcare_Turnover_Energy Star Ice Maker_TRC | 0 | 0 | 0 | 0 | 0 | 0 | 0 | 0 | 0 | 0 | 0 | 0 | 0 | 0 | 0 | 0 | 0 | 0 | 0 | 0
Hospitals | Turnover | Energy Star Ice Maker | 0.03084 | 0.025832 |  | 237.861 | 8 |  | 249 | 249 | ice maker | 0 | 5.2912 | FAIL | FAIL | Hospitals_Turnover_Energy Star Ice Maker_RIM | 0 | 0 | 0 | 0 | 0 | 0 | 0 | 0 | 0 | 0 | 0 | 0 | 0 | 0 | 0 | 0 | 0 | 0 | 0 | 0 | Hospitals_Turnover_Energy Star Ice Maker_TRC | 0 | 0 | 0 | 0 | 0 | 0 | 0 | 0 | 0 | 0 | 0 | 0 | 0 | 0 | 0 | 0 | 0 | 0 | 0 | 0
Institutional | Turnover | Energy Star Ice Maker | 0.036863 | 0.023275 |  | 237.861 | 8 |  | 249 | 249 | ice maker | 0 | 5.2912 | FAIL | FAIL | Institutional_Turnover_Energy Star Ice Maker_RIM | 0 | 0 | 0 | 0 | 0 | 0 | 0 | 0 | 0 | 0 | 0 | 0 | 0 | 0 | 0 | 0 | 0 | 0 | 0 | 0 | Institutional_Turnover_Energy Star Ice Maker_TRC | 0 | 0 | 0 | 0 | 0 | 0 | 0 | 0 | 0 | 0 | 0 | 0 | 0 | 0 | 0 | 0 | 0 | 0 | 0 | 0
Lodging/Hospitality | Turnover | Energy Star Ice Maker | 0.03084 | 0.025832 |  | 237.861 | 8 |  | 249 | 249 | ice maker | 0 | 5.2912 | FAIL | FAIL | Lodging/Hospitality_Turnover_Energy Star Ice Maker_RIM | 0 | 0 | 0 | 0 | 0 | 0 | 0 | 0 | 0 | 0 | 0 | 0 | 0 | 0 | 0 | 0 | 0 | 0 | 0 | 0 | Lodging/Hospitality_Turnover_Energy Star Ice Maker_TRC | 0 | 0 | 0 | 0 | 0 | 0 | 0 | 0 | 0 | 0 | 0 | 0 | 0 | 0 | 0 | 0 | 0 | 0 | 0 | 0
Miscellaneous | Turnover | Energy Star Ice Maker | 0.036863 | 0.023275 |  | 237.861 | 8 |  | 249 | 249 | ice maker | 0 | 5.2912 | FAIL | FAIL | Miscellaneous_Turnover_Energy Star Ice Maker_RIM | 0 | 0 | 0 | 0 | 0 | 0 | 0 | 0 | 0 | 0 | 0 | 0 | 0 | 0 | 0 | 0 | 0 | 0 | 0 | 0 | Miscellaneous_Turnover_Energy Star Ice Maker_TRC | 0 | 0 | 0 | 0 | 0 | 0 | 0 | 0 | 0 | 0 | 0 | 0 | 0 | 0 | 0 | 0 | 0 | 0 | 0 | 0
Offices | Turnover | Energy Star Ice Maker | 0.036863 | 0.023275 |  | 237.861 | 8 |  | 249 | 249 | ice maker | 0 | 5.2912 | FAIL | FAIL | Offices_Turnover_Energy Star Ice Maker_RIM | 0 | 0 | 0 | 0 | 0 | 0 | 0 | 0 | 0 | 0 | 0 | 0 | 0 | 0 | 0 | 0 | 0 | 0 | 0 | 0 | Offices_Turnover_Energy Star Ice Maker_TRC | 0 | 0 | 0 | 0 | 0 | 0 | 0 | 0 | 0 | 0 | 0 | 0 | 0 | 0 | 0 | 0 | 0 | 0 | 0 | 0
Restaurants | Turnover | Energy Star Ice Maker | 0.03084 | 0.025832 |  | 237.861 | 8 |  | 249 | 249 | ice maker | 0 | 5.2912 | FAIL | FAIL | Restaurants_Turnover_Energy Star Ice Maker_RIM | 0 | 0 | 0 | 0 | 0 | 0 | 0 | 0 | 0 | 0 | 0 | 0 | 0 | 0 | 0 | 0 | 0 | 0 | 0 | 0 | Restaurants_Turnover_Energy Star Ice Maker_TRC | 0 | 0 | 0 | 0 | 0 | 0 | 0 | 0 | 0 | 0 | 0 | 0 | 0 | 0 | 0 | 0 | 0 | 0 | 0 | 0
Retail | Turnover | Energy Star Ice Maker | 0.036863 | 0.023275 |  | 237.861 | 8 |  | 249 | 249 | ice maker | 0 | 5.2912 | FAIL | FAIL | Retail_Turnover_Energy Star Ice Maker_RIM | 0 | 0 | 0 | 0 | 0 | 0 | 0 | 0 | 0 | 0 | 0 | 0 | 0 | 0 | 0 | 0 | 0 | 0 | 0 | 0 | Retail_Turnover_Energy Star Ice Maker_TRC | 0 | 0 | 0 | 0 | 0 | 0 | 0 | 0 | 0 | 0 | 0 | 0 | 0 | 0 | 0 | 0 | 0 | 0 | 0 | 0
Schools K-12 | Turnover | Energy Star Ice Maker | 0.03084 | 0.025832 |  | 237.861 | 8 |  | 249 | 249 | ice maker | 0 | 5.2912 | FAIL | FAIL | Schools K-12_Turnover_Energy Star Ice Maker_RIM | 0 | 0 | 0 | 0 | 0 | 0 | 0 | 0 | 0 | 0 | 0 | 0 | 0 | 0 | 0 | 0 | 0 | 0 | 0 | 0 | Schools K-12_Turnover_Energy Star Ice Maker_TRC | 0 | 0 | 0 | 0 | 0 | 0 | 0 | 0 | 0 | 0 | 0 | 0 | 0 | 0 | 0 | 0 | 0 | 0 | 0 | 0
Warehouse | Turnover | Energy Star Ice Maker | 0.036863 | 0.023275 |  | 237.861 | 8 |  | 249 | 249 | ice maker | 0 | 5.2912 | FAIL | FAIL | Warehouse_Turnover_Energy Star Ice Maker_RIM | 0 | 0 | 0 | 0 | 0 | 0 | 0 | 0 | 0 | 0 | 0 | 0 | 0 | 0 | 0 | 0 | 0 | 0 | 0 | 0 | Warehouse_Turnover_Energy Star Ice Maker_TRC | 0 | 0 | 0 | 0 | 0 | 0 | 0 | 0 | 0 | 0 | 0 | 0 | 0 | 0 | 0 | 0 | 0 | 0 | 0 | 0
Assembly | New | Energy Star Ice Maker | 0.036863 | 0.023275 |  | 237.861 | 8 |  | 249 | 249 | ice maker | 0 | 5.2912 | FAIL | FAIL | Assembly_New_Energy Star Ice Maker_RIM | 0 | 0 | 0 | 0 | 0 | 0 | 0 | 0 | 0 | 0 | 0 | 0 | 0 | 0 | 0 | 0 | 0 | 0 | 0 | 0 | Assembly_New_Energy Star Ice Maker_TRC | 0 | 0 | 0 | 0 | 0 | 0 | 0 | 0 | 0 | 0 | 0 | 0 | 0 | 0 | 0 | 0 | 0 | 0 | 0 | 0
College and University | New | Energy Star Ice Maker | 0.03084 | 0.025832 |  | 237.861 | 8 |  | 249 | 249 | ice maker | 0 | 5.2912 | FAIL | FAIL | College and University_New_Energy Star Ice Maker_RIM | 0 | 0 | 0 | 0 | 0 | 0 | 0 | 0 | 0 | 0 | 0 | 0 | 0 | 0 | 0 | 0 | 0 | 0 | 0 | 0 | College and University_New_Energy Star Ice Maker_TRC | 0 | 0 | 0 | 0 | 0 | 0 | 0 | 0 | 0 | 0 | 0 | 0 | 0 | 0 | 0 | 0 | 0 | 0 | 0 | 0
Grocery | New | Energy Star Ice Maker | 0.036863 | 0.023275 |  | 237.861 | 8 |  | 249 | 249 | ice maker | 0 | 5.2912 | FAIL | FAIL | Grocery_New_Energy Star Ice Maker_RIM | 0 | 0 | 0 | 0 | 0 | 0 | 0 | 0 | 0 | 0 | 0 | 0 | 0 | 0 | 0 | 0 | 0 | 0 | 0 | 0 | Grocery_New_Energy Star Ice Maker_TRC | 0 | 0 | 0 | 0 | 0 | 0 | 0 | 0 | 0 | 0 | 0 | 0 | 0 | 0 | 0 | 0 | 0 | 0 | 0 | 0
Healthcare | New | Energy Star Ice Maker | 0.03084 | 0.025832 |  | 237.861 | 8 |  | 249 | 249 | ice maker | 0 | 5.2912 | FAIL | FAIL | Healthcare_New_Energy Star Ice Maker_RIM | 0 | 0 | 0 | 0 | 0 | 0 | 0 | 0 | 0 | 0 | 0 | 0 | 0 | 0 | 0 | 0 | 0 | 0 | 0 | 0 | Healthcare_New_Energy Star Ice Maker_TRC | 0 | 0 | 0 | 0 | 0 | 0 | 0 | 0 | 0 | 0 | 0 | 0 | 0 | 0 | 0 | 0 | 0 | 0 | 0 | 0
Hospitals | New | Energy Star Ice Maker | 0.03084 | 0.025832 |  | 237.861 | 8 |  | 249 | 249 | ice maker | 0 | 5.2912 | FAIL | FAIL | Hospitals_New_Energy Star Ice Maker_RIM | 0 | 0 | 0 | 0 | 0 | 0 | 0 | 0 | 0 | 0 | 0 | 0 | 0 | 0 | 0 | 0 | 0 | 0 | 0 | 0 | Hospitals_New_Energy Star Ice Maker_TRC | 0 | 0 | 0 | 0 | 0 | 0 | 0 | 0 | 0 | 0 | 0 | 0 | 0 | 0 | 0 | 0 | 0 | 0 | 0 | 0
Institutional | New | Energy Star Ice Maker | 0.036863 | 0.023275 |  | 237.861 | 8 |  | 249 | 249 | ice maker | 0 | 5.2912 | FAIL | FAIL | Institutional_New_Energy Star Ice Maker_RIM | 0 | 0 | 0 | 0 | 0 | 0 | 0 | 0 | 0 | 0 | 0 | 0 | 0 | 0 | 0 | 0 | 0 | 0 | 0 | 0 | Institutional_New_Energy Star Ice Maker_TRC | 0 | 0 | 0 | 0 | 0 | 0 | 0 | 0 | 0 | 0 | 0 | 0 | 0 | 0 | 0 | 0 | 0 | 0 | 0 | 0
Lodging/Hospitality | New | Energy Star Ice Maker | 0.03084 | 0.025832 |  | 237.861 | 8 |  | 249 | 249 | ice maker | 0 | 5.2912 | FAIL | FAIL | Lodging/Hospitality_New_Energy Star Ice Maker_RIM | 0 | 0 | 0 | 0 | 0 | 0 | 0 | 0 | 0 | 0 | 0 | 0 | 0 | 0 | 0 | 0 | 0 | 0 | 0 | 0 | Lodging/Hospitality_New_Energy Star Ice Maker_TRC | 0 | 0 | 0 | 0 | 0 | 0 | 0 | 0 | 0 | 0 | 0 | 0 | 0 | 0 | 0 | 0 | 0 | 0 | 0 | 0
Miscellaneous | New | Energy Star Ice Maker | 0.036863 | 0.023275 |  | 237.861 | 8 |  | 249 | 249 | ice maker | 0 | 5.2912 | FAIL | FAIL | Miscellaneous_New_Energy Star Ice Maker_RIM | 0 | 0 | 0 | 0 | 0 | 0 | 0 | 0 | 0 | 0 | 0 | 0 | 0 | 0 | 0 | 0 | 0 | 0 | 0 | 0 | Miscellaneous_New_Energy Star Ice Maker_TRC | 0 | 0 | 0 | 0 | 0 | 0 | 0 | 0 | 0 | 0 | 0 | 0 | 0 | 0 | 0 | 0 | 0 | 0 | 0 | 0
Offices | New | Energy Star Ice Maker | 0.036863 | 0.023275 |  | 237.861 | 8 |  | 249 | 249 | ice maker | 0 | 5.2912 | FAIL | FAIL | Offices_New_Energy Star Ice Maker_RIM | 0 | 0 | 0 | 0 | 0 | 0 | 0 | 0 | 0 | 0 | 0 | 0 | 0 | 0 | 0 | 0 | 0 | 0 | 0 | 0 | Offices_New_Energy Star Ice Maker_TRC | 0 | 0 | 0 | 0 | 0 | 0 | 0 | 0 | 0 | 0 | 0 | 0 | 0 | 0 | 0 | 0 | 0 | 0 | 0 | 0
Restaurants | New | Energy Star Ice Maker | 0.03084 | 0.025832 |  | 237.861 | 8 |  | 249 | 249 | ice maker | 0 | 5.2912 | FAIL | FAIL | Restaurants_New_Energy Star Ice Maker_RIM | 0 | 0 | 0 | 0 | 0 | 0 | 0 | 0 | 0 | 0 | 0 | 0 | 0 | 0 | 0 | 0 | 0 | 0 | 0 | 0 | Restaurants_New_Energy Star Ice Maker_TRC | 0 | 0 | 0 | 0 | 0 | 0 | 0 | 0 | 0 | 0 | 0 | 0 | 0 | 0 | 0 | 0 | 0 | 0 | 0 | 0
Retail | New | Energy Star Ice Maker | 0.036863 | 0.023275 |  | 237.861 | 8 |  | 249 | 249 | ice maker | 0 | 5.2912 | FAIL | FAIL | Retail_New_Energy Star Ice Maker_RIM | 0 | 0 | 0 | 0 | 0 | 0 | 0 | 0 | 0 | 0 | 0 | 0 | 0 | 0 | 0 | 0 | 0 | 0 | 0 | 0 | Retail_New_Energy Star Ice Maker_TRC | 0 | 0 | 0 | 0 | 0 | 0 | 0 | 0 | 0 | 0 | 0 | 0 | 0 | 0 | 0 | 0 | 0 | 0 | 0 | 0
Schools K-12 | New | Energy Star Ice Maker | 0.03084 | 0.025832 |  | 237.861 | 8 |  | 249 | 249 | ice maker | 0 | 5.2912 | FAIL | FAIL | Schools K-12_New_Energy Star Ice Maker_RIM | 0 | 0 | 0 | 0 | 0 | 0 | 0 | 0 | 0 | 0 | 0 | 0 | 0 | 0 | 0 | 0 | 0 | 0 | 0 | 0 | Schools K-12_New_Energy Star Ice Maker_TRC | 0 | 0 | 0 | 0 | 0 | 0 | 0 | 0 | 0 | 0 | 0 | 0 | 0 | 0 | 0 | 0 | 0 | 0 | 0 | 0
Warehouse | New | Energy Star Ice Maker | 0.036863 | 0.023275 |  | 237.861 | 8 |  | 249 | 249 | ice maker | 0 | 5.2912 | FAIL | FAIL | Warehouse_New_Energy Star Ice Maker_RIM | 0 | 0 | 0 | 0 | 0 | 0 | 0 | 0 | 0 | 0 | 0 | 0 | 0 | 0 | 0 | 0 | 0 | 0 | 0 | 0 | Warehouse_New_Energy Star Ice Maker_TRC | 0 | 0 | 0 | 0 | 0 | 0 | 0 | 0 | 0 | 0 | 0 | 0 | 0 | 0 | 0 | 0 | 0 | 0 | 0 | 0
Assembly | Turnover | Energy Star Refrigerator | 0.017577 | 0.01383 |  | 133.5 | 12 |  | 122 | 122 | refrigerator | 0 | 2.9697 | FAIL | FAIL | Assembly_Turnover_Energy Star Refrigerator_RIM | 0 | 0 | 0 | 0 | 0 | 0 | 0 | 0 | 0 | 0 | 0 | 0 | 0 | 0 | 0 | 0 | 0 | 0 | 0 | 0 | Assembly_Turnover_Energy Star Refrigerator_TRC | 0 | 0 | 0 | 0 | 0 | 0 | 0 | 0 | 0 | 0 | 0 | 0 | 0 | 0 | 0 | 0 | 0 | 0 | 0 | 0
College and University | Turnover | Energy Star Refrigerator | 0.017577 | 0.01383 |  | 133.5 | 12 |  | 122 | 122 | refrigerator | 0 | 2.9697 | FAIL | FAIL | College and University_Turnover_Energy Star Refrigerator_RIM | 0 | 0 | 0 | 0 | 0 | 0 | 0 | 0 | 0 | 0 | 0 | 0 | 0 | 0 | 0 | 0 | 0 | 0 | 0 | 0 | College and University_Turnover_Energy Star Refrigerator_TRC | 0 | 0 | 0 | 0 | 0 | 0 | 0 | 0 | 0 | 0 | 0 | 0 | 0 | 0 | 0 | 0 | 0 | 0 | 0 | 0
Grocery | Turnover | Energy Star Refrigerator | 0.017577 | 0.01383 |  | 133.5 | 12 |  | 122 | 122 | refrigerator | 0 | 2.9697 | FAIL | FAIL | Grocery_Turnover_Energy Star Refrigerator_RIM | 0 | 0 | 0 | 0 | 0 | 0 | 0 | 0 | 0 | 0 | 0 | 0 | 0 | 0 | 0 | 0 | 0 | 0 | 0 | 0 | Grocery_Turnover_Energy Star Refrigerator_TRC | 0 | 0 | 0 | 0 | 0 | 0 | 0 | 0 | 0 | 0 | 0 | 0 | 0 | 0 | 0 | 0 | 0 | 0 | 0 | 0
Healthcare | Turnover | Energy Star Refrigerator | 0.017577 | 0.01383 |  | 133.5 | 12 |  | 122 | 122 | refrigerator | 0 | 2.9697 | FAIL | FAIL | Healthcare_Turnover_Energy Star Refrigerator_RIM | 0 | 0 | 0 | 0 | 0 | 0 | 0 | 0 | 0 | 0 | 0 | 0 | 0 | 0 | 0 | 0 | 0 | 0 | 0 | 0 | Healthcare_Turnover_Energy Star Refrigerator_TRC | 0 | 0 | 0 | 0 | 0 | 0 | 0 | 0 | 0 | 0 | 0 | 0 | 0 | 0 | 0 | 0 | 0 | 0 | 0 | 0
Hospitals | Turnover | Energy Star Refrigerator | 0.017577 | 0.01383 |  | 133.5 | 12 |  | 122 | 122 | refrigerator | 0 | 2.9697 | FAIL | FAIL | Hospitals_Turnover_Energy Star Refrigerator_RIM | 0 | 0 | 0 | 0 | 0 | 0 | 0 | 0 | 0 | 0 | 0 | 0 | 0 | 0 | 0 | 0 | 0 | 0 | 0 | 0 | Hospitals_Turnover_Energy Star Refrigerator_TRC | 0 | 0 | 0 | 0 | 0 | 0 | 0 | 0 | 0 | 0 | 0 | 0 | 0 | 0 | 0 | 0 | 0 | 0 | 0 | 0
Institutional | Turnover | Energy Star Refrigerator | 0.017577 | 0.01383 |  | 133.5 | 12 |  | 122 | 122 | refrigerator | 0 | 2.9697 | FAIL | FAIL | Institutional_Turnover_Energy Star Refrigerator_RIM | 0 | 0 | 0 | 0 | 0 | 0 | 0 | 0 | 0 | 0 | 0 | 0 | 0 | 0 | 0 | 0 | 0 | 0 | 0 | 0 | Institutional_Turnover_Energy Star Refrigerator_TRC | 0 | 0 | 0 | 0 | 0 | 0 | 0 | 0 | 0 | 0 | 0 | 0 | 0 | 0 | 0 | 0 | 0 | 0 | 0 | 0
Lodging/Hospitality | Turnover | Energy Star Refrigerator | 0.017577 | 0.01383 |  | 133.5 | 12 |  | 122 | 122 | refrigerator | 0 | 2.9697 | FAIL | FAIL | Lodging/Hospitality_Turnover_Energy Star Refrigerator_RIM | 0 | 0 | 0 | 0 | 0 | 0 | 0 | 0 | 0 | 0 | 0 | 0 | 0 | 0 | 0 | 0 | 0 | 0 | 0 | 0 | Lodging/Hospitality_Turnover_Energy Star Refrigerator_TRC | 0 | 0 | 0 | 0 | 0 | 0 | 0 | 0 | 0 | 0 | 0 | 0 | 0 | 0 | 0 | 0 | 0 | 0 | 0 | 0
Miscellaneous | Turnover | Energy Star Refrigerator | 0.017577 | 0.01383 |  | 133.5 | 12 |  | 122 | 122 | refrigerator | 0 | 2.9697 | FAIL | FAIL | Miscellaneous_Turnover_Energy Star Refrigerator_RIM | 0 | 0 | 0 | 0 | 0 | 0 | 0 | 0 | 0 | 0 | 0 | 0 | 0 | 0 | 0 | 0 | 0 | 0 | 0 | 0 | Miscellaneous_Turnover_Energy Star Refrigerator_TRC | 0 | 0 | 0 | 0 | 0 | 0 | 0 | 0 | 0 | 0 | 0 | 0 | 0 | 0 | 0 | 0 | 0 | 0 | 0 | 0
Offices | Turnover | Energy Star Refrigerator | 0.017577 | 0.01383 |  | 133.5 | 12 |  | 122 | 122 | refrigerator | 0 | 2.9697 | FAIL | FAIL | Offices_Turnover_Energy Star Refrigerator_RIM | 0 | 0 | 0 | 0 | 0 | 0 | 0 | 0 | 0 | 0 | 0 | 0 | 0 | 0 | 0 | 0 | 0 | 0 | 0 | 0 | Offices_Turnover_Energy Star Refrigerator_TRC | 0 | 0 | 0 | 0 | 0 | 0 | 0 | 0 | 0 | 0 | 0 | 0 | 0 | 0 | 0 | 0 | 0 | 0 | 0 | 0
Restaurants | Turnover | Energy Star Refrigerator | 0.017577 | 0.01383 |  | 133.5 | 12 |  | 122 | 122 | refrigerator | 0 | 2.9697 | FAIL | FAIL | Restaurants_Turnover_Energy Star Refrigerator_RIM | 0 | 0 | 0 | 0 | 0 | 0 | 0 | 0 | 0 | 0 | 0 | 0 | 0 | 0 | 0 | 0 | 0 | 0 | 0 | 0 | Restaurants_Turnover_Energy Star Refrigerator_TRC | 0 | 0 | 0 | 0 | 0 | 0 | 0 | 0 | 0 | 0 | 0 | 0 | 0 | 0 | 0 | 0 | 0 | 0 | 0 | 0
Retail | Turnover | Energy Star Refrigerator | 0.017577 | 0.01383 |  | 133.5 | 12 |  | 122 | 122 | refrigerator | 0 | 2.9697 | FAIL | FAIL | Retail_Turnover_Energy Star Refrigerator_RIM | 0 | 0 | 0 | 0 | 0 | 0 | 0 | 0 | 0 | 0 | 0 | 0 | 0 | 0 | 0 | 0 | 0 | 0 | 0 | 0 | Retail_Turnover_Energy Star Refrigerator_TRC | 0 | 0 | 0 | 0 | 0 | 0 | 0 | 0 | 0 | 0 | 0 | 0 | 0 | 0 | 0 | 0 | 0 | 0 | 0 | 0
Schools K-12 | Turnover | Energy Star Refrigerator | 0.017577 | 0.01383 |  | 133.5 | 12 |  | 122 | 122 | refrigerator | 0 | 2.9697 | FAIL | FAIL | Schools K-12_Turnover_Energy Star Refrigerator_RIM | 0 | 0 | 0 | 0 | 0 | 0 | 0 | 0 | 0 | 0 | 0 | 0 | 0 | 0 | 0 | 0 | 0 | 0 | 0 | 0 | Schools K-12_Turnover_Energy Star Refrigerator_TRC | 0 | 0 | 0 | 0 | 0 | 0 | 0 | 0 | 0 | 0 | 0 | 0 | 0 | 0 | 0 | 0 | 0 | 0 | 0 | 0
Warehouse | Turnover | Energy Star Refrigerator | 0.017577 | 0.01383 |  | 133.5 | 12 |  | 122 | 122 | refrigerator | 0 | 2.9697 | FAIL | FAIL | Warehouse_Turnover_Energy Star Refrigerator_RIM | 0 | 0 | 0 | 0 | 0 | 0 | 0 | 0 | 0 | 0 | 0 | 0 | 0 | 0 | 0 | 0 | 0 | 0 | 0 | 0 | Warehouse_Turnover_Energy Star Refrigerator_TRC | 0 | 0 | 0 | 0 | 0 | 0 | 0 | 0 | 0 | 0 | 0 | 0 | 0 | 0 | 0 | 0 | 0 | 0 | 0 | 0
Assembly | New | Energy Star Refrigerator | 0.017577 | 0.01383 |  | 133.5 | 12 |  | 122 | 122 | refrigerator | 0 | 2.9697 | FAIL | FAIL | Assembly_New_Energy Star Refrigerator_RIM | 0 | 0 | 0 | 0 | 0 | 0 | 0 | 0 | 0 | 0 | 0 | 0 | 0 | 0 | 0 | 0 | 0 | 0 | 0 | 0 | Assembly_New_Energy Star Refrigerator_TRC | 0 | 0 | 0 | 0 | 0 | 0 | 0 | 0 | 0 | 0 | 0 | 0 | 0 | 0 | 0 | 0 | 0 | 0 | 0 | 0
College and University | New | Energy Star Refrigerator | 0.017577 | 0.01383 |  | 133.5 | 12 |  | 122 | 122 | refrigerator | 0 | 2.9697 | FAIL | FAIL | College and University_New_Energy Star Refrigerator_RIM | 0 | 0 | 0 | 0 | 0 | 0 | 0 | 0 | 0 | 0 | 0 | 0 | 0 | 0 | 0 | 0 | 0 | 0 | 0 | 0 | College and University_New_Energy Star Refrigerator_TRC | 0 | 0 | 0 | 0 | 0 | 0 | 0 | 0 | 0 | 0 | 0 | 0 | 0 | 0 | 0 | 0 | 0 | 0 | 0 | 0
Grocery | New | Energy Star Refrigerator | 0.017577 | 0.01383 |  | 133.5 | 12 |  | 122 | 122 | refrigerator | 0 | 2.9697 | FAIL | FAIL | Grocery_New_Energy Star Refrigerator_RIM | 0 | 0 | 0 | 0 | 0 | 0 | 0 | 0 | 0 | 0 | 0 | 0 | 0 | 0 | 0 | 0 | 0 | 0 | 0 | 0 | Grocery_New_Energy Star Refrigerator_TRC | 0 | 0 | 0 | 0 | 0 | 0 | 0 | 0 | 0 | 0 | 0 | 0 | 0 | 0 | 0 | 0 | 0 | 0 | 0 | 0
Healthcare | New | Energy Star Refrigerator | 0.017577 | 0.01383 |  | 133.5 | 12 |  | 122 | 122 | refrigerator | 0 | 2.9697 | FAIL | FAIL | Healthcare_New_Energy Star Refrigerator_RIM | 0 | 0 | 0 | 0 | 0 | 0 | 0 | 0 | 0 | 0 | 0 | 0 | 0 | 0 | 0 | 0 | 0 | 0 | 0 | 0 | Healthcare_New_Energy Star Refrigerator_TRC | 0 | 0 | 0 | 0 | 0 | 0 | 0 | 0 | 0 | 0 | 0 | 0 | 0 | 0 | 0 | 0 | 0 | 0 | 0 | 0
Hospitals | New | Energy Star Refrigerator | 0.017577 | 0.01383 |  | 133.5 | 12 |  | 122 | 122 | refrigerator | 0 | 2.9697 | FAIL | FAIL | Hospitals_New_Energy Star Refrigerator_RIM | 0 | 0 | 0 | 0 | 0 | 0 | 0 | 0 | 0 | 0 | 0 | 0 | 0 | 0 | 0 | 0 | 0 | 0 | 0 | 0 | Hospitals_New_Energy Star Refrigerator_TRC | 0 | 0 | 0 | 0 | 0 | 0 | 0 | 0 | 0 | 0 | 0 | 0 | 0 | 0 | 0 | 0 | 0 | 0 | 0 | 0
Institutional | New | Energy Star Refrigerator | 0.017577 | 0.01383 |  | 133.5 | 12 |  | 122 | 122 | refrigerator | 0 | 2.9697 | FAIL | FAIL | Institutional_New_Energy Star Refrigerator_RIM | 0 | 0 | 0 | 0 | 0 | 0 | 0 | 0 | 0 | 0 | 0 | 0 | 0 | 0 | 0 | 0 | 0 | 0 | 0 | 0 | Institutional_New_Energy Star Refrigerator_TRC | 0 | 0 | 0 | 0 | 0 | 0 | 0 | 0 | 0 | 0 | 0 | 0 | 0 | 0 | 0 | 0 | 0 | 0 | 0 | 0
Lodging/Hospitality | New | Energy Star Refrigerator | 0.017577 | 0.01383 |  | 133.5 | 12 |  | 122 | 122 | refrigerator | 0 | 2.9697 | FAIL | FAIL | Lodging/Hospitality_New_Energy Star Refrigerator_RIM | 0 | 0 | 0 | 0 | 0 | 0 | 0 | 0 | 0 | 0 | 0 | 0 | 0 | 0 | 0 | 0 | 0 | 0 | 0 | 0 | Lodging/Hospitality_New_Energy Star Refrigerator_TRC | 0 | 0 | 0 | 0 | 0 | 0 | 0 | 0 | 0 | 0 | 0 | 0 | 0 | 0 | 0 | 0 | 0 | 0 | 0 | 0
Miscellaneous | New | Energy Star Refrigerator | 0.017577 | 0.01383 |  | 133.5 | 12 |  | 122 | 122 | refrigerator | 0 | 2.9697 | FAIL | FAIL | Miscellaneous_New_Energy Star Refrigerator_RIM | 0 | 0 | 0 | 0 | 0 | 0 | 0 | 0 | 0 | 0 | 0 | 0 | 0 | 0 | 0 | 0 | 0 | 0 | 0 | 0 | Miscellaneous_New_Energy Star Refrigerator_TRC | 0 | 0 | 0 | 0 | 0 | 0 | 0 | 0 | 0 | 0 | 0 | 0 | 0 | 0 | 0 | 0 | 0 | 0 | 0 | 0
Offices | New | Energy Star Refrigerator | 0.017577 | 0.01383 |  | 133.5 | 12 |  | 122 | 122 | refrigerator | 0 | 2.9697 | FAIL | FAIL | Offices_New_Energy Star Refrigerator_RIM | 0 | 0 | 0 | 0 | 0 | 0 | 0 | 0 | 0 | 0 | 0 | 0 | 0 | 0 | 0 | 0 | 0 | 0 | 0 | 0 | Offices_New_Energy Star Refrigerator_TRC | 0 | 0 | 0 | 0 | 0 | 0 | 0 | 0 | 0 | 0 | 0 | 0 | 0 | 0 | 0 | 0 | 0 | 0 | 0 | 0
Restaurants | New | Energy Star Refrigerator | 0.017577 | 0.01383 |  | 133.5 | 12 |  | 122 | 122 | refrigerator | 0 | 2.9697 | FAIL | FAIL | Restaurants_New_Energy Star Refrigerator_RIM | 0 | 0 | 0 | 0 | 0 | 0 | 0 | 0 | 0 | 0 | 0 | 0 | 0 | 0 | 0 | 0 | 0 | 0 | 0 | 0 | Restaurants_New_Energy Star Refrigerator_TRC | 0 | 0 | 0 | 0 | 0 | 0 | 0 | 0 | 0 | 0 | 0 | 0 | 0 | 0 | 0 | 0 | 0 | 0 | 0 | 0
Retail | New | Energy Star Refrigerator | 0.017577 | 0.01383 |  | 133.5 | 12 |  | 122 | 122 | refrigerator | 0 | 2.9697 | FAIL | FAIL | Retail_New_Energy Star Refrigerator_RIM | 0 | 0 | 0 | 0 | 0 | 0 | 0 | 0 | 0 | 0 | 0 | 0 | 0 | 0 | 0 | 0 | 0 | 0 | 0 | 0 | Retail_New_Energy Star Refrigerator_TRC | 0 | 0 | 0 | 0 | 0 | 0 | 0 | 0 | 0 | 0 | 0 | 0 | 0 | 0 | 0 | 0 | 0 | 0 | 0 | 0
Schools K-12 | New | Energy Star Refrigerator | 0.017577 | 0.01383 |  | 133.5 | 12 |  | 122 | 122 | refrigerator | 0 | 2.9697 | FAIL | FAIL | Schools K-12_New_Energy Star Refrigerator_RIM | 0 | 0 | 0 | 0 | 0 | 0 | 0 | 0 | 0 | 0 | 0 | 0 | 0 | 0 | 0 | 0 | 0 | 0 | 0 | 0 | Schools K-12_New_Energy Star Refrigerator_TRC | 0 | 0 | 0 | 0 | 0 | 0 | 0 | 0 | 0 | 0 | 0 | 0 | 0 | 0 | 0 | 0 | 0 | 0 | 0 | 0
Warehouse | New | Energy Star Refrigerator | 0.017577 | 0.01383 |  | 133.5 | 12 |  | 122 | 122 | refrigerator | 0 | 2.9697 | FAIL | FAIL | Warehouse_New_Energy Star Refrigerator_RIM | 0 | 0 | 0 | 0 | 0 | 0 | 0 | 0 | 0 | 0 | 0 | 0 | 0 | 0 | 0 | 0 | 0 | 0 | 0 | 0 | Warehouse_New_Energy Star Refrigerator_TRC | 0 | 0 | 0 | 0 | 0 | 0 | 0 | 0 | 0 | 0 | 0 | 0 | 0 | 0 | 0 | 0 | 0 | 0 | 0 | 0
Assembly | Turnover | Energy Star Vending Machine | 0.082226 | 0.051367 |  | 525.7314 | 14 |  | 500 | 500 | vending machine | 0 | 11.6949 | FAIL | FAIL | Assembly_Turnover_Energy Star Vending Machine_RIM | 0 | 0 | 0 | 0 | 0 | 0 | 0 | 0 | 0 | 0 | 0 | 0 | 0 | 0 | 0 | 0 | 0 | 0 | 0 | 0 | Assembly_Turnover_Energy Star Vending Machine_TRC | 0 | 0 | 0 | 0 | 0 | 0 | 0 | 0 | 0 | 0 | 0 | 0 | 0 | 0 | 0 | 0 | 0 | 0 | 0 | 0
College and University | Turnover | Energy Star Vending Machine | 0.082504 | 0.051277 |  | 525.7314 | 14 |  | 500 | 500 | vending machine | 0 | 11.6949 | FAIL | FAIL | College and University_Turnover_Energy Star Vending Machine_RIM | 0 | 0 | 0 | 0 | 0 | 0 | 0 | 0 | 0 | 0 | 0 | 0 | 0 | 0 | 0 | 0 | 0 | 0 | 0 | 0 | College and University_Turnover_Energy Star Vending Machine_TRC | 0 | 0 | 0 | 0 | 0 | 0 | 0 | 0 | 0 | 0 | 0 | 0 | 0 | 0 | 0 | 0 | 0 | 0 | 0 | 0
Grocery | Turnover | Energy Star Vending Machine | 0.082226 | 0.051367 |  | 525.7314 | 14 |  | 500 | 500 | vending machine | 0 | 11.6949 | FAIL | FAIL | Grocery_Turnover_Energy Star Vending Machine_RIM | 0 | 0 | 0 | 0 | 0 | 0 | 0 | 0 | 0 | 0 | 0 | 0 | 0 | 0 | 0 | 0 | 0 | 0 | 0 | 0 | Grocery_Turnover_Energy Star Vending Machine_TRC | 0 | 0 | 0 | 0 | 0 | 0 | 0 | 0 | 0 | 0 | 0 | 0 | 0 | 0 | 0 | 0 | 0 | 0 | 0 | 0
Healthcare | Turnover | Energy Star Vending Machine | 0.082504 | 0.051277 |  | 525.7314 | 14 |  | 500 | 500 | vending machine | 0 | 11.6949 | FAIL | FAIL | Healthcare_Turnover_Energy Star Vending Machine_RIM | 0 | 0 | 0 | 0 | 0 | 0 | 0 | 0 | 0 | 0 | 0 | 0 | 0 | 0 | 0 | 0 | 0 | 0 | 0 | 0 | Healthcare_Turnover_Energy Star Vending Machine_TRC | 0 | 0 | 0 | 0 | 0 | 0 | 0 | 0 | 0 | 0 | 0 | 0 | 0 | 0 | 0 | 0 | 0 | 0 | 0 | 0
Hospitals | Turnover | Energy Star Vending Machine | 0.082504 | 0.051277 |  | 525.7314 | 14 |  | 500 | 500 | vending machine | 0 | 11.6949 | FAIL | FAIL | Hospitals_Turnover_Energy Star Vending Machine_RIM | 0 | 0 | 0 | 0 | 0 | 0 | 0 | 0 | 0 | 0 | 0 | 0 | 0 | 0 | 0 | 0 | 0 | 0 | 0 | 0 | Hospitals_Turnover_Energy Star Vending Machine_TRC | 0 | 0 | 0 | 0 | 0 | 0 | 0 | 0 | 0 | 0 | 0 | 0 | 0 | 0 | 0 | 0 | 0 | 0 | 0 | 0
Institutional | Turnover | Energy Star Vending Machine | 0.082226 | 0.051367 |  | 525.7314 | 14 |  | 500 | 500 | vending machine | 0 | 11.6949 | FAIL | FAIL | Institutional_Turnover_Energy Star Vending Machine_RIM | 0 | 0 | 0 | 0 | 0 | 0 | 0 | 0 | 0 | 0 | 0 | 0 | 0 | 0 | 0 | 0 | 0 | 0 | 0 | 0 | Institutional_Turnover_Energy Star Vending Machine_TRC | 0 | 0 | 0 | 0 | 0 | 0 | 0 | 0 | 0 | 0 | 0 | 0 | 0 | 0 | 0 | 0 | 0 | 0 | 0 | 0
Lodging/Hospitality | Turnover | Energy Star Vending Machine | 0.082504 | 0.051277 |  | 525.7314 | 14 |  | 500 | 500 | vending machine | 0 | 11.6949 | FAIL | FAIL | Lodging/Hospitality_Turnover_Energy Star Vending Machine_RIM | 0 | 0 | 0 | 0 | 0 | 0 | 0 | 0 | 0 | 0 | 0 | 0 | 0 | 0 | 0 | 0 | 0 | 0 | 0 | 0 | Lodging/Hospitality_Turnover_Energy Star Vending Machine_TRC | 0 | 0 | 0 | 0 | 0 | 0 | 0 | 0 | 0 | 0 | 0 | 0 | 0 | 0 | 0 | 0 | 0 | 0 | 0 | 0
Miscellaneous | Turnover | Energy Star Vending Machine | 0.082226 | 0.051367 |  | 525.7314 | 14 |  | 500 | 500 | vending machine | 0 | 11.6949 | FAIL | FAIL | Miscellaneous_Turnover_Energy Star Vending Machine_RIM | 0 | 0 | 0 | 0 | 0 | 0 | 0 | 0 | 0 | 0 | 0 | 0 | 0 | 0 | 0 | 0 | 0 | 0 | 0 | 0 | Miscellaneous_Turnover_Energy Star Vending Machine_TRC | 0 | 0 | 0 | 0 | 0 | 0 | 0 | 0 | 0 | 0 | 0 | 0 | 0 | 0 | 0 | 0 | 0 | 0 | 0 | 0
Offices | Turnover | Energy Star Vending Machine | 0.082226 | 0.051367 |  | 525.7314 | 14 |  | 500 | 500 | vending machine | 0 | 11.6949 | FAIL | FAIL | Offices_Turnover_Energy Star Vending Machine_RIM | 0 | 0 | 0 | 0 | 0 | 0 | 0 | 0 | 0 | 0 | 0 | 0 | 0 | 0 | 0 | 0 | 0 | 0 | 0 | 0 | Offices_Turnover_Energy Star Vending Machine_TRC | 0 | 0 | 0 | 0 | 0 | 0 | 0 | 0 | 0 | 0 | 0 | 0 | 0 | 0 | 0 | 0 | 0 | 0 | 0 | 0
Restaurants | Turnover | Energy Star Vending Machine | 0.082504 | 0.051277 |  | 525.7314 | 14 |  | 500 | 500 | vending machine | 0 | 11.6949 | FAIL | FAIL | Restaurants_Turnover_Energy Star Vending Machine_RIM | 0 | 0 | 0 | 0 | 0 | 0 | 0 | 0 | 0 | 0 | 0 | 0 | 0 | 0 | 0 | 0 | 0 | 0 | 0 | 0 | Restaurants_Turnover_Energy Star Vending Machine_TRC | 0 | 0 | 0 | 0 | 0 | 0 | 0 | 0 | 0 | 0 | 0 | 0 | 0 | 0 | 0 | 0 | 0 | 0 | 0 | 0
Retail | Turnover | Energy Star Vending Machine | 0.082226 | 0.051367 |  | 525.7314 | 14 |  | 500 | 500 | vending machine | 0 | 11.6949 | FAIL | FAIL | Retail_Turnover_Energy Star Vending Machine_RIM | 0 | 0 | 0 | 0 | 0 | 0 | 0 | 0 | 0 | 0 | 0 | 0 | 0 | 0 | 0 | 0 | 0 | 0 | 0 | 0 | Retail_Turnover_Energy Star Vending Machine_TRC | 0 | 0 | 0 | 0 | 0 | 0 | 0 | 0 | 0 | 0 | 0 | 0 | 0 | 0 | 0 | 0 | 0 | 0 | 0 | 0
Schools K-12 | Turnover | Energy Star Vending Machine | 0.082504 | 0.051277 |  | 525.7314 | 14 |  | 500 | 500 | vending machine | 0 | 11.6949 | FAIL | FAIL | Schools K-12_Turnover_Energy Star Vending Machine_RIM | 0 | 0 | 0 | 0 | 0 | 0 | 0 | 0 | 0 | 0 | 0 | 0 | 0 | 0 | 0 | 0 | 0 | 0 | 0 | 0 | Schools K-12_Turnover_Energy Star Vending Machine_TRC | 0 | 0 | 0 | 0 | 0 | 0 | 0 | 0 | 0 | 0 | 0 | 0 | 0 | 0 | 0 | 0 | 0 | 0 | 0 | 0
Warehouse | Turnover | Energy Star Vending Machine | 0.082226 | 0.051367 |  | 525.7314 | 14 |  | 500 | 500 | vending machine | 0 | 11.6949 | FAIL | FAIL | Warehouse_Turnover_Energy Star Vending Machine_RIM | 0 | 0 | 0 | 0 | 0 | 0 | 0 | 0 | 0 | 0 | 0 | 0 | 0 | 0 | 0 | 0 | 0 | 0 | 0 | 0 | Warehouse_Turnover_Energy Star Vending Machine_TRC | 0 | 0 | 0 | 0 | 0 | 0 | 0 | 0 | 0 | 0 | 0 | 0 | 0 | 0 | 0 | 0 | 0 | 0 | 0 | 0
Assembly | New | Energy Star Vending Machine | 0.082226 | 0.051367 |  | 525.7314 | 14 |  | 500 | 500 | vending machine | 0 | 11.6949 | FAIL | FAIL | Assembly_New_Energy Star Vending Machine_RIM | 0 | 0 | 0 | 0 | 0 | 0 | 0 | 0 | 0 | 0 | 0 | 0 | 0 | 0 | 0 | 0 | 0 | 0 | 0 | 0 | Assembly_New_Energy Star Vending Machine_TRC | 0 | 0 | 0 | 0 | 0 | 0 | 0 | 0 | 0 | 0 | 0 | 0 | 0 | 0 | 0 | 0 | 0 | 0 | 0 | 0
College and University | New | Energy Star Vending Machine | 0.082504 | 0.051277 |  | 525.7314 | 14 |  | 500 | 500 | vending machine | 0 | 11.6949 | FAIL | FAIL | College and University_New_Energy Star Vending Machine_RIM | 0 | 0 | 0 | 0 | 0 | 0 | 0 | 0 | 0 | 0 | 0 | 0 | 0 | 0 | 0 | 0 | 0 | 0 | 0 | 0 | College and University_New_Energy Star Vending Machine_TRC | 0 | 0 | 0 | 0 | 0 | 0 | 0 | 0 | 0 | 0 | 0 | 0 | 0 | 0 | 0 | 0 | 0 | 0 | 0 | 0
Grocery | New | Energy Star Vending Machine | 0.082226 | 0.051367 |  | 525.7314 | 14 |  | 500 | 500 | vending machine | 0 | 11.6949 | FAIL | FAIL | Grocery_New_Energy Star Vending Machine_RIM | 0 | 0 | 0 | 0 | 0 | 0 | 0 | 0 | 0 | 0 | 0 | 0 | 0 | 0 | 0 | 0 | 0 | 0 | 0 | 0 | Grocery_New_Energy Star Vending Machine_TRC | 0 | 0 | 0 | 0 | 0 | 0 | 0 | 0 | 0 | 0 | 0 | 0 | 0 | 0 | 0 | 0 | 0 | 0 | 0 | 0
Healthcare | New | Energy Star Vending Machine | 0.082504 | 0.051277 |  | 525.7314 | 14 |  | 500 | 500 | vending machine | 0 | 11.6949 | FAIL | FAIL | Healthcare_New_Energy Star Vending Machine_RIM | 0 | 0 | 0 | 0 | 0 | 0 | 0 | 0 | 0 | 0 | 0 | 0 | 0 | 0 | 0 | 0 | 0 | 0 | 0 | 0 | Healthcare_New_Energy Star Vending Machine_TRC | 0 | 0 | 0 | 0 | 0 | 0 | 0 | 0 | 0 | 0 | 0 | 0 | 0 | 0 | 0 | 0 | 0 | 0 | 0 | 0
Hospitals | New | Energy Star Vending Machine | 0.082504 | 0.051277 |  | 525.7314 | 14 |  | 500 | 500 | vending machine | 0 | 11.6949 | FAIL | FAIL | Hospitals_New_Energy Star Vending Machine_RIM | 0 | 0 | 0 | 0 | 0 | 0 | 0 | 0 | 0 | 0 | 0 | 0 | 0 | 0 | 0 | 0 | 0 | 0 | 0 | 0 | Hospitals_New_Energy Star Vending Machine_TRC | 0 | 0 | 0 | 0 | 0 | 0 | 0 | 0 | 0 | 0 | 0 | 0 | 0 | 0 | 0 | 0 | 0 | 0 | 0 | 0
Institutional | New | Energy Star Vending Machine | 0.082226 | 0.051367 |  | 525.7314 | 14 |  | 500 | 500 | vending machine | 0 | 11.6949 | FAIL | FAIL | Institutional_New_Energy Star Vending Machine_RIM | 0 | 0 | 0 | 0 | 0 | 0 | 0 | 0 | 0 | 0 | 0 | 0 | 0 | 0 | 0 | 0 | 0 | 0 | 0 | 0 | Institutional_New_Energy Star Vending Machine_TRC | 0 | 0 | 0 | 0 | 0 | 0 | 0 | 0 | 0 | 0 | 0 | 0 | 0 | 0 | 0 | 0 | 0 | 0 | 0 | 0
Lodging/Hospitality | New | Energy Star Vending Machine | 0.082504 | 0.051277 |  | 525.7314 | 14 |  | 500 | 500 | vending machine | 0 | 11.6949 | FAIL | FAIL | Lodging/Hospitality_New_Energy Star Vending Machine_RIM | 0 | 0 | 0 | 0 | 0 | 0 | 0 | 0 | 0 | 0 | 0 | 0 | 0 | 0 | 0 | 0 | 0 | 0 | 0 | 0 | Lodging/Hospitality_New_Energy Star Vending Machine_TRC | 0 | 0 | 0 | 0 | 0 | 0 | 0 | 0 | 0 | 0 | 0 | 0 | 0 | 0 | 0 | 0 | 0 | 0 | 0 | 0
Miscellaneous | New | Energy Star Vending Machine | 0.082226 | 0.051367 |  | 525.7314 | 14 |  | 500 | 500 | vending machine | 0 | 11.6949 | FAIL | FAIL | Miscellaneous_New_Energy Star Vending Machine_RIM | 0 | 0 | 0 | 0 | 0 | 0 | 0 | 0 | 0 | 0 | 0 | 0 | 0 | 0 | 0 | 0 | 0 | 0 | 0 | 0 | Miscellaneous_New_Energy Star Vending Machine_TRC | 0 | 0 | 0 | 0 | 0 | 0 | 0 | 0 | 0 | 0 | 0 | 0 | 0 | 0 | 0 | 0 | 0 | 0 | 0 | 0
Offices | New | Energy Star Vending Machine | 0.082226 | 0.051367 |  | 525.7314 | 14 |  | 500 | 500 | vending machine | 0 | 11.6949 | FAIL | FAIL | Offices_New_Energy Star Vending Machine_RIM | 0 | 0 | 0 | 0 | 0 | 0 | 0 | 0 | 0 | 0 | 0 | 0 | 0 | 0 | 0 | 0 | 0 | 0 | 0 | 0 | Offices_New_Energy Star Vending Machine_TRC | 0 | 0 | 0 | 0 | 0 | 0 | 0 | 0 | 0 | 0 | 0 | 0 | 0 | 0 | 0 | 0 | 0 | 0 | 0 | 0
Restaurants | New | Energy Star Vending Machine | 0.082504 | 0.051277 |  | 525.7314 | 14 |  | 500 | 500 | vending machine | 0 | 11.6949 | FAIL | FAIL | Restaurants_New_Energy Star Vending Machine_RIM | 0 | 0 | 0 | 0 | 0 | 0 | 0 | 0 | 0 | 0 | 0 | 0 | 0 | 0 | 0 | 0 | 0 | 0 | 0 | 0 | Restaurants_New_Energy Star Vending Machine_TRC | 0 | 0 | 0 | 0 | 0 | 0 | 0 | 0 | 0 | 0 | 0 | 0 | 0 | 0 | 0 | 0 | 0 | 0 | 0 | 0
Retail | New | Energy Star Vending Machine | 0.082226 | 0.051367 |  | 525.7314 | 14 |  | 500 | 500 | vending machine | 0 | 11.6949 | FAIL | FAIL | Retail_New_Energy Star Vending Machine_RIM | 0 | 0 | 0 | 0 | 0 | 0 | 0 | 0 | 0 | 0 | 0 | 0 | 0 | 0 | 0 | 0 | 0 | 0 | 0 | 0 | Retail_New_Energy Star Vending Machine_TRC | 0 | 0 | 0 | 0 | 0 | 0 | 0 | 0 | 0 | 0 | 0 | 0 | 0 | 0 | 0 | 0 | 0 | 0 | 0 | 0
Schools K-12 | New | Energy Star Vending Machine | 0.082504 | 0.051277 |  | 525.7314 | 14 |  | 500 | 500 | vending machine | 0 | 11.6949 | FAIL | FAIL | Schools K-12_New_Energy Star Vending Machine_RIM | 0 | 0 | 0 | 0 | 0 | 0 | 0 | 0 | 0 | 0 | 0 | 0 | 0 | 0 | 0 | 0 | 0 | 0 | 0 | 0 | Schools K-12_New_Energy Star Vending Machine_TRC | 0 | 0 | 0 | 0 | 0 | 0 | 0 | 0 | 0 | 0 | 0 | 0 | 0 | 0 | 0 | 0 | 0 | 0 | 0 | 0
Warehouse | New | Energy Star Vending Machine | 0.082226 | 0.051367 |  | 525.7314 | 14 |  | 500 | 500 | vending machine | 0 | 11.6949 | FAIL | FAIL | Warehouse_New_Energy Star Vending Machine_RIM | 0 | 0 | 0 | 0 | 0 | 0 | 0 | 0 | 0 | 0 | 0 | 0 | 0 | 0 | 0 | 0 | 0 | 0 | 0 | 0 | Warehouse_New_Energy Star Vending Machine_TRC | 0 | 0 | 0 | 0 | 0 | 0 | 0 | 0 | 0 | 0 | 0 | 0 | 0 | 0 | 0 | 0 | 0 | 0 | 0 | 0
Assembly | Turnover | Refrigerated Display Case LED Lighting | 0.024002 | 0.013074 |  | 160.9897 | 8 |  | 55 | 55 | fixture (5 ft lamp) | 0 | 3.5812 | FAIL | 23.7533 | Assembly_Turnover_Refrigerated Display Case LED Lighting_RIM | 0 | 0 | 0 | 0 | 0 | 0 | 0 | 0 | 0 | 0 | 0 | 0 | 0 | 0 | 0 | 0 | 0 | 0 | 0 | 0 | Assembly_Turnover_Refrigerated Display Case LED Lighting_TRC | 0 | 0 | 0 | 0 | 0 | 0 | 0 | 0 | 0 | 0 | 0 | 0 | 0 | 0 | 0 | 0 | 0 | 0 | 0 | 0 |  | 43.19%
College and University | Turnover | Refrigerated Display Case LED Lighting | 0.020873 | 0.017484 |  | 160.9897 | 8 |  | 55 | 55 | fixture (5 ft lamp) | 0 | 3.5812 | FAIL | 23.7533 | College and University_Turnover_Refrigerated Display Case LED Lighting_RIM | 0 | 0 | 0 | 0 | 0 | 0 | 0 | 0 | 0 | 0 | 0 | 0 | 0 | 0 | 0 | 0 | 0 | 0 | 0 | 0 | College and University_Turnover_Refrigerated Display Case LED Lighting_TRC | 0 | 0 | 0 | 0 | 0 | 0 | 0 | 0 | 0 | 0 | 0 | 0 | 0 | 0 | 0 | 0 | 0 | 0 | 0 | 0 |  | 43.19%
Grocery | Turnover | Refrigerated Display Case LED Lighting | 0.024002 | 0.013074 |  | 160.9897 | 8 |  | 55 | 55 | fixture (5 ft lamp) | 0 | 3.5812 | FAIL | 23.7533 | Grocery_Turnover_Refrigerated Display Case LED Lighting_RIM | 0 | 0 | 0 | 0 | 0 | 0 | 0 | 0 | 0 | 0 | 0 | 0 | 0 | 0 | 0 | 0 | 0 | 0 | 0 | 0 | Grocery_Turnover_Refrigerated Display Case LED Lighting_TRC | 117.6829 | 158.823 | 217.8433 | 270.2115 | 288.4957 | 251.7677 | 172.8082 | 93.69 | 42.4994 | 17.3655 | 18945.7343 | 25568.8555 | 35070.5207 | 43501.2527 | 46444.8228 | 40532.0013 | 27820.3288 | 15083.1281 | 6841.9593 | 2795.6667 |  | 43.19%
Healthcare | Turnover | Refrigerated Display Case LED Lighting | 0.020873 | 0.017484 |  | 160.9897 | 8 |  | 55 | 55 | fixture (5 ft lamp) | 0 | 3.5812 | FAIL | 23.7533 | Healthcare_Turnover_Refrigerated Display Case LED Lighting_RIM | 0 | 0 | 0 | 0 | 0 | 0 | 0 | 0 | 0 | 0 | 0 | 0 | 0 | 0 | 0 | 0 | 0 | 0 | 0 | 0 | Healthcare_Turnover_Refrigerated Display Case LED Lighting_TRC | 0 | 0 | 0 | 0 | 0 | 0 | 0 | 0 | 0 | 0 | 0 | 0 | 0 | 0 | 0 | 0 | 0 | 0 | 0 | 0 |  | 43.19%
Hospitals | Turnover | Refrigerated Display Case LED Lighting | 0.020873 | 0.017484 |  | 160.9897 | 8 |  | 55 | 55 | fixture (5 ft lamp) | 0 | 3.5812 | FAIL | 23.7533 | Hospitals_Turnover_Refrigerated Display Case LED Lighting_RIM | 0 | 0 | 0 | 0 | 0 | 0 | 0 | 0 | 0 | 0 | 0 | 0 | 0 | 0 | 0 | 0 | 0 | 0 | 0 | 0 | Hospitals_Turnover_Refrigerated Display Case LED Lighting_TRC | 0 | 0 | 0 | 0 | 0 | 0 | 0 | 0 | 0 | 0 | 0 | 0 | 0 | 0 | 0 | 0 | 0 | 0 | 0 | 0 |  | 43.19%
Institutional | Turnover | Refrigerated Display Case LED Lighting | 0.024002 | 0.013074 |  | 160.9897 | 8 |  | 55 | 55 | fixture (5 ft lamp) | 0 | 3.5812 | FAIL | 23.7533 | Institutional_Turnover_Refrigerated Display Case LED Lighting_RIM | 0 | 0 | 0 | 0 | 0 | 0 | 0 | 0 | 0 | 0 | 0 | 0 | 0 | 0 | 0 | 0 | 0 | 0 | 0 | 0 | Institutional_Turnover_Refrigerated Display Case LED Lighting_TRC | 0 | 0 | 0 | 0 | 0 | 0 | 0 | 0 | 0 | 0 | 0 | 0 | 0 | 0 | 0 | 0 | 0 | 0 | 0 | 0 |  | 43.19%
Lodging/Hospitality | Turnover | Refrigerated Display Case LED Lighting | 0.020873 | 0.017484 |  | 160.9897 | 8 |  | 55 | 55 | fixture (5 ft lamp) | 0 | 3.5812 | FAIL | 23.7533 | Lodging/Hospitality_Turnover_Refrigerated Display Case LED Lighting_RIM | 0 | 0 | 0 | 0 | 0 | 0 | 0 | 0 | 0 | 0 | 0 | 0 | 0 | 0 | 0 | 0 | 0 | 0 | 0 | 0 | Lodging/Hospitality_Turnover_Refrigerated Display Case LED Lighting_TRC | 0 | 0 | 0 | 0 | 0 | 0 | 0 | 0 | 0 | 0 | 0 | 0 | 0 | 0 | 0 | 0 | 0 | 0 | 0 | 0 |  | 43.19%
Miscellaneous | Turnover | Refrigerated Display Case LED Lighting | 0.024002 | 0.013074 |  | 160.9897 | 8 |  | 55 | 55 | fixture (5 ft lamp) | 0 | 3.5812 | FAIL | 23.7533 | Miscellaneous_Turnover_Refrigerated Display Case LED Lighting_RIM | 0 | 0 | 0 | 0 | 0 | 0 | 0 | 0 | 0 | 0 | 0 | 0 | 0 | 0 | 0 | 0 | 0 | 0 | 0 | 0 | Miscellaneous_Turnover_Refrigerated Display Case LED Lighting_TRC | 0 | 0 | 0 | 0 | 0 | 0 | 0 | 0 | 0 | 0 | 0 | 0 | 0 | 0 | 0 | 0 | 0 | 0 | 0 | 0 |  | 43.19%
Offices | Turnover | Refrigerated Display Case LED Lighting | 0.024002 | 0.013074 |  | 160.9897 | 8 |  | 55 | 55 | fixture (5 ft lamp) | 0 | 3.5812 | FAIL | 23.7533 | Offices_Turnover_Refrigerated Display Case LED Lighting_RIM | 0 | 0 | 0 | 0 | 0 | 0 | 0 | 0 | 0 | 0 | 0 | 0 | 0 | 0 | 0 | 0 | 0 | 0 | 0 | 0 | Offices_Turnover_Refrigerated Display Case LED Lighting_TRC | 0 | 0 | 0 | 0 | 0 | 0 | 0 | 0 | 0 | 0 | 0 | 0 | 0 | 0 | 0 | 0 | 0 | 0 | 0 | 0 |  | 43.19%
Restaurants | Turnover | Refrigerated Display Case LED Lighting | 0.020873 | 0.017484 |  | 160.9897 | 8 |  | 55 | 55 | fixture (5 ft lamp) | 0 | 3.5812 | FAIL | 23.7533 | Restaurants_Turnover_Refrigerated Display Case LED Lighting_RIM | 0 | 0 | 0 | 0 | 0 | 0 | 0 | 0 | 0 | 0 | 0 | 0 | 0 | 0 | 0 | 0 | 0 | 0 | 0 | 0 | Restaurants_Turnover_Refrigerated Display Case LED Lighting_TRC | 0 | 0 | 0 | 0 | 0 | 0 | 0 | 0 | 0 | 0 | 0 | 0 | 0 | 0 | 0 | 0 | 0 | 0 | 0 | 0 |  | 43.19%
Retail | Turnover | Refrigerated Display Case LED Lighting | 0.024002 | 0.013074 |  | 160.9897 | 8 |  | 55 | 55 | fixture (5 ft lamp) | 0 | 3.5812 | FAIL | 23.7533 | Retail_Turnover_Refrigerated Display Case LED Lighting_RIM | 0 | 0 | 0 | 0 | 0 | 0 | 0 | 0 | 0 | 0 | 0 | 0 | 0 | 0 | 0 | 0 | 0 | 0 | 0 | 0 | Retail_Turnover_Refrigerated Display Case LED Lighting_TRC | 0 | 0 | 0 | 0 | 0 | 0 | 0 | 0 | 0 | 0 | 0 | 0 | 0 | 0 | 0 | 0 | 0 | 0 | 0 | 0 |  | 43.19%
Schools K-12 | Turnover | Refrigerated Display Case LED Lighting | 0.020873 | 0.017484 |  | 160.9897 | 8 |  | 55 | 55 | fixture (5 ft lamp) | 0 | 3.5812 | FAIL | 23.7533 | Schools K-12_Turnover_Refrigerated Display Case LED Lighting_RIM | 0 | 0 | 0 | 0 | 0 | 0 | 0 | 0 | 0 | 0 | 0 | 0 | 0 | 0 | 0 | 0 | 0 | 0 | 0 | 0 | Schools K-12_Turnover_Refrigerated Display Case LED Lighting_TRC | 0 | 0 | 0 | 0 | 0 | 0 | 0 | 0 | 0 | 0 | 0 | 0 | 0 | 0 | 0 | 0 | 0 | 0 | 0 | 0 |  | 43.19%
Warehouse | Turnover | Refrigerated Display Case LED Lighting | 0.024002 | 0.013074 |  | 160.9897 | 8 |  | 55 | 55 | fixture (5 ft lamp) | 0 | 3.5812 | FAIL | 23.7533 | Warehouse_Turnover_Refrigerated Display Case LED Lighting_RIM | 0 | 0 | 0 | 0 | 0 | 0 | 0 | 0 | 0 | 0 | 0 | 0 | 0 | 0 | 0 | 0 | 0 | 0 | 0 | 0 | Warehouse_Turnover_Refrigerated Display Case LED Lighting_TRC | 0 | 0 | 0 | 0 | 0 | 0 | 0 | 0 | 0 | 0 | 0 | 0 | 0 | 0 | 0 | 0 | 0 | 0 | 0 | 0 |  | 43.19%
Assembly | New | Refrigerated Display Case LED Lighting | 0 | 0 |  | 0 | 8 |  | 55 | 55 | fixture (5 ft lamp) | 0 | 0 | FAIL | FAIL | Assembly_New_Refrigerated Display Case LED Lighting_RIM | 0 | 0 | 0 | 0 | 0 | 0 | 0 | 0 | 0 | 0 | 0 | 0 | 0 | 0 | 0 | 0 | 0 | 0 | 0 | 0 | Assembly_New_Refrigerated Display Case LED Lighting_TRC | 0 | 0 | 0 | 0 | 0 | 0 | 0 | 0 | 0 | 0 | 0 | 0 | 0 | 0 | 0 | 0 | 0 | 0 | 0 | 0
College and University | New | Refrigerated Display Case LED Lighting | 0 | 0 |  | 0 | 8 |  | 55 | 55 | fixture (5 ft lamp) | 0 | 0 | FAIL | FAIL | College and University_New_Refrigerated Display Case LED Lighting_RIM | 0 | 0 | 0 | 0 | 0 | 0 | 0 | 0 | 0 | 0 | 0 | 0 | 0 | 0 | 0 | 0 | 0 | 0 | 0 | 0 | College and University_New_Refrigerated Display Case LED Lighting_TRC | 0 | 0 | 0 | 0 | 0 | 0 | 0 | 0 | 0 | 0 | 0 | 0 | 0 | 0 | 0 | 0 | 0 | 0 | 0 | 0
Grocery | New | Refrigerated Display Case LED Lighting | 0 | 0 |  | 0 | 8 |  | 55 | 55 | fixture (5 ft lamp) | 0 | 0 | FAIL | FAIL | Grocery_New_Refrigerated Display Case LED Lighting_RIM | 0 | 0 | 0 | 0 | 0 | 0 | 0 | 0 | 0 | 0 | 0 | 0 | 0 | 0 | 0 | 0 | 0 | 0 | 0 | 0 | Grocery_New_Refrigerated Display Case LED Lighting_TRC | 0 | 0 | 0 | 0 | 0 | 0 | 0 | 0 | 0 | 0 | 0 | 0 | 0 | 0 | 0 | 0 | 0 | 0 | 0 | 0
Healthcare | New | Refrigerated Display Case LED Lighting | 0 | 0 |  | 0 | 8 |  | 55 | 55 | fixture (5 ft lamp) | 0 | 0 | FAIL | FAIL | Healthcare_New_Refrigerated Display Case LED Lighting_RIM | 0 | 0 | 0 | 0 | 0 | 0 | 0 | 0 | 0 | 0 | 0 | 0 | 0 | 0 | 0 | 0 | 0 | 0 | 0 | 0 | Healthcare_New_Refrigerated Display Case LED Lighting_TRC | 0 | 0 | 0 | 0 | 0 | 0 | 0 | 0 | 0 | 0 | 0 | 0 | 0 | 0 | 0 | 0 | 0 | 0 | 0 | 0
Hospitals | New | Refrigerated Display Case LED Lighting | 0 | 0 |  | 0 | 8 |  | 55 | 55 | fixture (5 ft lamp) | 0 | 0 | FAIL | FAIL | Hospitals_New_Refrigerated Display Case LED Lighting_RIM | 0 | 0 | 0 | 0 | 0 | 0 | 0 | 0 | 0 | 0 | 0 | 0 | 0 | 0 | 0 | 0 | 0 | 0 | 0 | 0 | Hospitals_New_Refrigerated Display Case LED Lighting_TRC | 0 | 0 | 0 | 0 | 0 | 0 | 0 | 0 | 0 | 0 | 0 | 0 | 0 | 0 | 0 | 0 | 0 | 0 | 0 | 0
Institutional | New | Refrigerated Display Case LED Lighting | 0 | 0 |  | 0 | 8 |  | 55 | 55 | fixture (5 ft lamp) | 0 | 0 | FAIL | FAIL | Institutional_New_Refrigerated Display Case LED Lighting_RIM | 0 | 0 | 0 | 0 | 0 | 0 | 0 | 0 | 0 | 0 | 0 | 0 | 0 | 0 | 0 | 0 | 0 | 0 | 0 | 0 | Institutional_New_Refrigerated Display Case LED Lighting_TRC | 0 | 0 | 0 | 0 | 0 | 0 | 0 | 0 | 0 | 0 | 0 | 0 | 0 | 0 | 0 | 0 | 0 | 0 | 0 | 0
Lodging/Hospitality | New | Refrigerated Display Case LED Lighting | 0 | 0 |  | 0 | 8 |  | 55 | 55 | fixture (5 ft lamp) | 0 | 0 | FAIL | FAIL | Lodging/Hospitality_New_Refrigerated Display Case LED Lighting_RIM | 0 | 0 | 0 | 0 | 0 | 0 | 0 | 0 | 0 | 0 | 0 | 0 | 0 | 0 | 0 | 0 | 0 | 0 | 0 | 0 | Lodging/Hospitality_New_Refrigerated Display Case LED Lighting_TRC | 0 | 0 | 0 | 0 | 0 | 0 | 0 | 0 | 0 | 0 | 0 | 0 | 0 | 0 | 0 | 0 | 0 | 0 | 0 | 0
Miscellaneous | New | Refrigerated Display Case LED Lighting | 0 | 0 |  | 0 | 8 |  | 55 | 55 | fixture (5 ft lamp) | 0 | 0 | FAIL | FAIL | Miscellaneous_New_Refrigerated Display Case LED Lighting_RIM | 0 | 0 | 0 | 0 | 0 | 0 | 0 | 0 | 0 | 0 | 0 | 0 | 0 | 0 | 0 | 0 | 0 | 0 | 0 | 0 | Miscellaneous_New_Refrigerated Display Case LED Lighting_TRC | 0 | 0 | 0 | 0 | 0 | 0 | 0 | 0 | 0 | 0 | 0 | 0 | 0 | 0 | 0 | 0 | 0 | 0 | 0 | 0
Offices | New | Refrigerated Display Case LED Lighting | 0 | 0 |  | 0 | 8 |  | 55 | 55 | fixture (5 ft lamp) | 0 | 0 | FAIL | FAIL | Offices_New_Refrigerated Display Case LED Lighting_RIM | 0 | 0 | 0 | 0 | 0 | 0 | 0 | 0 | 0 | 0 | 0 | 0 | 0 | 0 | 0 | 0 | 0 | 0 | 0 | 0 | Offices_New_Refrigerated Display Case LED Lighting_TRC | 0 | 0 | 0 | 0 | 0 | 0 | 0 | 0 | 0 | 0 | 0 | 0 | 0 | 0 | 0 | 0 | 0 | 0 | 0 | 0
Restaurants | New | Refrigerated Display Case LED Lighting | 0 | 0 |  | 0 | 8 |  | 55 | 55 | fixture (5 ft lamp) | 0 | 0 | FAIL | FAIL | Restaurants_New_Refrigerated Display Case LED Lighting_RIM | 0 | 0 | 0 | 0 | 0 | 0 | 0 | 0 | 0 | 0 | 0 | 0 | 0 | 0 | 0 | 0 | 0 | 0 | 0 | 0 | Restaurants_New_Refrigerated Display Case LED Lighting_TRC | 0 | 0 | 0 | 0 | 0 | 0 | 0 | 0 | 0 | 0 | 0 | 0 | 0 | 0 | 0 | 0 | 0 | 0 | 0 | 0
Retail | New | Refrigerated Display Case LED Lighting | 0 | 0 |  | 0 | 8 |  | 55 | 55 | fixture (5 ft lamp) | 0 | 0 | FAIL | FAIL | Retail_New_Refrigerated Display Case LED Lighting_RIM | 0 | 0 | 0 | 0 | 0 | 0 | 0 | 0 | 0 | 0 | 0 | 0 | 0 | 0 | 0 | 0 | 0 | 0 | 0 | 0 | Retail_New_Refrigerated Display Case LED Lighting_TRC | 0 | 0 | 0 | 0 | 0 | 0 | 0 | 0 | 0 | 0 | 0 | 0 | 0 | 0 | 0 | 0 | 0 | 0 | 0 | 0
Schools K-12 | New | Refrigerated Display Case LED Lighting | 0 | 0 |  | 0 | 8 |  | 55 | 55 | fixture (5 ft lamp) | 0 | 0 | FAIL | FAIL | Schools K-12_New_Refrigerated Display Case LED Lighting_RIM | 0 | 0 | 0 | 0 | 0 | 0 | 0 | 0 | 0 | 0 | 0 | 0 | 0 | 0 | 0 | 0 | 0 | 0 | 0 | 0 | Schools K-12_New_Refrigerated Display Case LED Lighting_TRC | 0 | 0 | 0 | 0 | 0 | 0 | 0 | 0 | 0 | 0 | 0 | 0 | 0 | 0 | 0 | 0 | 0 | 0 | 0 | 0
Warehouse | New | Refrigerated Display Case LED Lighting | 0 | 0 |  | 0 | 8 |  | 55 | 55 | fixture (5 ft lamp) | 0 | 0 | FAIL | FAIL | Warehouse_New_Refrigerated Display Case LED Lighting_RIM | 0 | 0 | 0 | 0 | 0 | 0 | 0 | 0 | 0 | 0 | 0 | 0 | 0 | 0 | 0 | 0 | 0 | 0 | 0 | 0 | Warehouse_New_Refrigerated Display Case LED Lighting_TRC | 0 | 0 | 0 | 0 | 0 | 0 | 0 | 0 | 0 | 0 | 0 | 0 | 0 | 0 | 0 | 0 | 0 | 0 | 0 | 0
Assembly | Turnover | 10HP Open Drip-Proof(ODP) Motor | 0.030596 | 0.0075551 |  | 223.1921 | 15 |  | 745.15 | 745.15 | motor (10 hp) | 0 | 9.8361 | FAIL | FAIL | Assembly_Turnover_10HP Open Drip-Proof(ODP) Motor_RIM | 0 | 0 | 0 | 0 | 0 | 0 | 0 | 0 | 0 | 0 | 0 | 0 | 0 | 0 | 0 | 0 | 0 | 0 | 0 | 0 | Assembly_Turnover_10HP Open Drip-Proof(ODP) Motor_TRC | 0 | 0 | 0 | 0 | 0 | 0 | 0 | 0 | 0 | 0 | 0 | 0 | 0 | 0 | 0 | 0 | 0 | 0 | 0 | 0
College and University | Turnover | 10HP Open Drip-Proof(ODP) Motor | 0.028938 | 0.024239 |  | 223.1921 | 15 |  | 745.15 | 745.15 | motor (10 hp) | 0 | 9.8361 | FAIL | FAIL | College and University_Turnover_10HP Open Drip-Proof(ODP) Motor_RIM | 0 | 0 | 0 | 0 | 0 | 0 | 0 | 0 | 0 | 0 | 0 | 0 | 0 | 0 | 0 | 0 | 0 | 0 | 0 | 0 | College and University_Turnover_10HP Open Drip-Proof(ODP) Motor_TRC | 0 | 0 | 0 | 0 | 0 | 0 | 0 | 0 | 0 | 0 | 0 | 0 | 0 | 0 | 0 | 0 | 0 | 0 | 0 | 0
Grocery | Turnover | 10HP Open Drip-Proof(ODP) Motor | 0.030596 | 0.0075551 |  | 223.1921 | 15 |  | 745.15 | 745.15 | motor (10 hp) | 0 | 9.8361 | FAIL | FAIL | Grocery_Turnover_10HP Open Drip-Proof(ODP) Motor_RIM | 0 | 0 | 0 | 0 | 0 | 0 | 0 | 0 | 0 | 0 | 0 | 0 | 0 | 0 | 0 | 0 | 0 | 0 | 0 | 0 | Grocery_Turnover_10HP Open Drip-Proof(ODP) Motor_TRC | 0 | 0 | 0 | 0 | 0 | 0 | 0 | 0 | 0 | 0 | 0 | 0 | 0 | 0 | 0 | 0 | 0 | 0 | 0 | 0
Healthcare | Turnover | 10HP Open Drip-Proof(ODP) Motor | 0.028938 | 0.024239 |  | 223.1921 | 15 |  | 745.15 | 745.15 | motor (10 hp) | 0 | 9.8361 | FAIL | FAIL | Healthcare_Turnover_10HP Open Drip-Proof(ODP) Motor_RIM | 0 | 0 | 0 | 0 | 0 | 0 | 0 | 0 | 0 | 0 | 0 | 0 | 0 | 0 | 0 | 0 | 0 | 0 | 0 | 0 | Healthcare_Turnover_10HP Open Drip-Proof(ODP) Motor_TRC | 0 | 0 | 0 | 0 | 0 | 0 | 0 | 0 | 0 | 0 | 0 | 0 | 0 | 0 | 0 | 0 | 0 | 0 | 0 | 0
Hospitals | Turnover | 10HP Open Drip-Proof(ODP) Motor | 0.028938 | 0.024239 |  | 223.1921 | 15 |  | 745.15 | 745.15 | motor (10 hp) | 0 | 9.8361 | FAIL | FAIL | Hospitals_Turnover_10HP Open Drip-Proof(ODP) Motor_RIM | 0 | 0 | 0 | 0 | 0 | 0 | 0 | 0 | 0 | 0 | 0 | 0 | 0 | 0 | 0 | 0 | 0 | 0 | 0 | 0 | Hospitals_Turnover_10HP Open Drip-Proof(ODP) Motor_TRC | 0 | 0 | 0 | 0 | 0 | 0 | 0 | 0 | 0 | 0 | 0 | 0 | 0 | 0 | 0 | 0 | 0 | 0 | 0 | 0
Institutional | Turnover | 10HP Open Drip-Proof(ODP) Motor | 0.030596 | 0.0075551 |  | 223.1921 | 15 |  | 745.15 | 745.15 | motor (10 hp) | 0 | 9.8361 | FAIL | FAIL | Institutional_Turnover_10HP Open Drip-Proof(ODP) Motor_RIM | 0 | 0 | 0 | 0 | 0 | 0 | 0 | 0 | 0 | 0 | 0 | 0 | 0 | 0 | 0 | 0 | 0 | 0 | 0 | 0 | Institutional_Turnover_10HP Open Drip-Proof(ODP) Motor_TRC | 0 | 0 | 0 | 0 | 0 | 0 | 0 | 0 | 0 | 0 | 0 | 0 | 0 | 0 | 0 | 0 | 0 | 0 | 0 | 0
Lodging/Hospitality | Turnover | 10HP Open Drip-Proof(ODP) Motor | 0.028938 | 0.024239 |  | 223.1921 | 15 |  | 745.15 | 745.15 | motor (10 hp) | 0 | 9.8361 | FAIL | FAIL | Lodging/Hospitality_Turnover_10HP Open Drip-Proof(ODP) Motor_RIM | 0 | 0 | 0 | 0 | 0 | 0 | 0 | 0 | 0 | 0 | 0 | 0 | 0 | 0 | 0 | 0 | 0 | 0 | 0 | 0 | Lodging/Hospitality_Turnover_10HP Open Drip-Proof(ODP) Motor_TRC | 0 | 0 | 0 | 0 | 0 | 0 | 0 | 0 | 0 | 0 | 0 | 0 | 0 | 0 | 0 | 0 | 0 | 0 | 0 | 0
Miscellaneous | Turnover | 10HP Open Drip-Proof(ODP) Motor | 0.030596 | 0.0075551 |  | 223.1921 | 15 |  | 745.15 | 745.15 | motor (10 hp) | 0 | 9.8361 | FAIL | FAIL | Miscellaneous_Turnover_10HP Open Drip-Proof(ODP) Motor_RIM | 0 | 0 | 0 | 0 | 0 | 0 | 0 | 0 | 0 | 0 | 0 | 0 | 0 | 0 | 0 | 0 | 0 | 0 | 0 | 0 | Miscellaneous_Turnover_10HP Open Drip-Proof(ODP) Motor_TRC | 0 | 0 | 0 | 0 | 0 | 0 | 0 | 0 | 0 | 0 | 0 | 0 | 0 | 0 | 0 | 0 | 0 | 0 | 0 | 0
Offices | Turnover | 10HP Open Drip-Proof(ODP) Motor | 0.030596 | 0.0075551 |  | 223.1921 | 15 |  | 745.15 | 745.15 | motor (10 hp) | 0 | 9.8361 | FAIL | FAIL | Offices_Turnover_10HP Open Drip-Proof(ODP) Motor_RIM | 0 | 0 | 0 | 0 | 0 | 0 | 0 | 0 | 0 | 0 | 0 | 0 | 0 | 0 | 0 | 0 | 0 | 0 | 0 | 0 | Offices_Turnover_10HP Open Drip-Proof(ODP) Motor_TRC | 0 | 0 | 0 | 0 | 0 | 0 | 0 | 0 | 0 | 0 | 0 | 0 | 0 | 0 | 0 | 0 | 0 | 0 | 0 | 0
Restaurants | Turnover | 10HP Open Drip-Proof(ODP) Motor | 0.028938 | 0.024239 |  | 223.1921 | 15 |  | 745.15 | 745.15 | motor (10 hp) | 0 | 9.8361 | FAIL | FAIL | Restaurants_Turnover_10HP Open Drip-Proof(ODP) Motor_RIM | 0 | 0 | 0 | 0 | 0 | 0 | 0 | 0 | 0 | 0 | 0 | 0 | 0 | 0 | 0 | 0 | 0 | 0 | 0 | 0 | Restaurants_Turnover_10HP Open Drip-Proof(ODP) Motor_TRC | 0 | 0 | 0 | 0 | 0 | 0 | 0 | 0 | 0 | 0 | 0 | 0 | 0 | 0 | 0 | 0 | 0 | 0 | 0 | 0
Retail | Turnover | 10HP Open Drip-Proof(ODP) Motor | 0.030596 | 0.0075551 |  | 223.1921 | 15 |  | 745.15 | 745.15 | motor (10 hp) | 0 | 9.8361 | FAIL | FAIL | Retail_Turnover_10HP Open Drip-Proof(ODP) Motor_RIM | 0 | 0 | 0 | 0 | 0 | 0 | 0 | 0 | 0 | 0 | 0 | 0 | 0 | 0 | 0 | 0 | 0 | 0 | 0 | 0 | Retail_Turnover_10HP Open Drip-Proof(ODP) Motor_TRC | 0 | 0 | 0 | 0 | 0 | 0 | 0 | 0 | 0 | 0 | 0 | 0 | 0 | 0 | 0 | 0 | 0 | 0 | 0 | 0
Schools K-12 | Turnover | 10HP Open Drip-Proof(ODP) Motor | 0.028938 | 0.024239 |  | 223.1921 | 15 |  | 745.15 | 745.15 | motor (10 hp) | 0 | 9.8361 | FAIL | FAIL | Schools K-12_Turnover_10HP Open Drip-Proof(ODP) Motor_RIM | 0 | 0 | 0 | 0 | 0 | 0 | 0 | 0 | 0 | 0 | 0 | 0 | 0 | 0 | 0 | 0 | 0 | 0 | 0 | 0 | Schools K-12_Turnover_10HP Open Drip-Proof(ODP) Motor_TRC | 0 | 0 | 0 | 0 | 0 | 0 | 0 | 0 | 0 | 0 | 0 | 0 | 0 | 0 | 0 | 0 | 0 | 0 | 0 | 0
Warehouse | Turnover | 10HP Open Drip-Proof(ODP) Motor | 0.030596 | 0.0075551 |  | 223.1921 | 15 |  | 745.15 | 745.15 | motor (10 hp) | 0 | 9.8361 | FAIL | FAIL | Warehouse_Turnover_10HP Open Drip-Proof(ODP) Motor_RIM | 0 | 0 | 0 | 0 | 0 | 0 | 0 | 0 | 0 | 0 | 0 | 0 | 0 | 0 | 0 | 0 | 0 | 0 | 0 | 0 | Warehouse_Turnover_10HP Open Drip-Proof(ODP) Motor_TRC | 0 | 0 | 0 | 0 | 0 | 0 | 0 | 0 | 0 | 0 | 0 | 0 | 0 | 0 | 0 | 0 | 0 | 0 | 0 | 0
Assembly | New | 10HP Open Drip-Proof(ODP) Motor | 0.030596 | 0.0075551 |  | 223.1921 | 15 |  | 745.15 | 745.15 | motor (10 hp) | 0 | 9.8361 | FAIL | FAIL | Assembly_New_10HP Open Drip-Proof(ODP) Motor_RIM | 0 | 0 | 0 | 0 | 0 | 0 | 0 | 0 | 0 | 0 | 0 | 0 | 0 | 0 | 0 | 0 | 0 | 0 | 0 | 0 | Assembly_New_10HP Open Drip-Proof(ODP) Motor_TRC | 0 | 0 | 0 | 0 | 0 | 0 | 0 | 0 | 0 | 0 | 0 | 0 | 0 | 0 | 0 | 0 | 0 | 0 | 0 | 0
College and University | New | 10HP Open Drip-Proof(ODP) Motor | 0.028938 | 0.024239 |  | 223.1921 | 15 |  | 745.15 | 745.15 | motor (10 hp) | 0 | 9.8361 | FAIL | FAIL | College and University_New_10HP Open Drip-Proof(ODP) Motor_RIM | 0 | 0 | 0 | 0 | 0 | 0 | 0 | 0 | 0 | 0 | 0 | 0 | 0 | 0 | 0 | 0 | 0 | 0 | 0 | 0 | College and University_New_10HP Open Drip-Proof(ODP) Motor_TRC | 0 | 0 | 0 | 0 | 0 | 0 | 0 | 0 | 0 | 0 | 0 | 0 | 0 | 0 | 0 | 0 | 0 | 0 | 0 | 0
Grocery | New | 10HP Open Drip-Proof(ODP) Motor | 0.030596 | 0.0075551 |  | 223.1921 | 15 |  | 745.15 | 745.15 | motor (10 hp) | 0 | 9.8361 | FAIL | FAIL | Grocery_New_10HP Open Drip-Proof(ODP) Motor_RIM | 0 | 0 | 0 | 0 | 0 | 0 | 0 | 0 | 0 | 0 | 0 | 0 | 0 | 0 | 0 | 0 | 0 | 0 | 0 | 0 | Grocery_New_10HP Open Drip-Proof(ODP) Motor_TRC | 0 | 0 | 0 | 0 | 0 | 0 | 0 | 0 | 0 | 0 | 0 | 0 | 0 | 0 | 0 | 0 | 0 | 0 | 0 | 0
Healthcare | New | 10HP Open Drip-Proof(ODP) Motor | 0.028938 | 0.024239 |  | 223.1921 | 15 |  | 745.15 | 745.15 | motor (10 hp) | 0 | 9.8361 | FAIL | FAIL | Healthcare_New_10HP Open Drip-Proof(ODP) Motor_RIM | 0 | 0 | 0 | 0 | 0 | 0 | 0 | 0 | 0 | 0 | 0 | 0 | 0 | 0 | 0 | 0 | 0 | 0 | 0 | 0 | Healthcare_New_10HP Open Drip-Proof(ODP) Motor_TRC | 0 | 0 | 0 | 0 | 0 | 0 | 0 | 0 | 0 | 0 | 0 | 0 | 0 | 0 | 0 | 0 | 0 | 0 | 0 | 0
Hospitals | New | 10HP Open Drip-Proof(ODP) Motor | 0.028938 | 0.024239 |  | 223.1921 | 15 |  | 745.15 | 745.15 | motor (10 hp) | 0 | 9.8361 | FAIL | FAIL | Hospitals_New_10HP Open Drip-Proof(ODP) Motor_RIM | 0 | 0 | 0 | 0 | 0 | 0 | 0 | 0 | 0 | 0 | 0 | 0 | 0 | 0 | 0 | 0 | 0 | 0 | 0 | 0 | Hospitals_New_10HP Open Drip-Proof(ODP) Motor_TRC | 0 | 0 | 0 | 0 | 0 | 0 | 0 | 0 | 0 | 0 | 0 | 0 | 0 | 0 | 0 | 0 | 0 | 0 | 0 | 0
Institutional | New | 10HP Open Drip-Proof(ODP) Motor | 0.030596 | 0.0075551 |  | 223.1921 | 15 |  | 745.15 | 745.15 | motor (10 hp) | 0 | 9.8361 | FAIL | FAIL | Institutional_New_10HP Open Drip-Proof(ODP) Motor_RIM | 0 | 0 | 0 | 0 | 0 | 0 | 0 | 0 | 0 | 0 | 0 | 0 | 0 | 0 | 0 | 0 | 0 | 0 | 0 | 0 | Institutional_New_10HP Open Drip-Proof(ODP) Motor_TRC | 0 | 0 | 0 | 0 | 0 | 0 | 0 | 0 | 0 | 0 | 0 | 0 | 0 | 0 | 0 | 0 | 0 | 0 | 0 | 0
Lodging/Hospitality | New | 10HP Open Drip-Proof(ODP) Motor | 0.028938 | 0.024239 |  | 223.1921 | 15 |  | 745.15 | 745.15 | motor (10 hp) | 0 | 9.8361 | FAIL | FAIL | Lodging/Hospitality_New_10HP Open Drip-Proof(ODP) Motor_RIM | 0 | 0 | 0 | 0 | 0 | 0 | 0 | 0 | 0 | 0 | 0 | 0 | 0 | 0 | 0 | 0 | 0 | 0 | 0 | 0 | Lodging/Hospitality_New_10HP Open Drip-Proof(ODP) Motor_TRC | 0 | 0 | 0 | 0 | 0 | 0 | 0 | 0 | 0 | 0 | 0 | 0 | 0 | 0 | 0 | 0 | 0 | 0 | 0 | 0
Miscellaneous | New | 10HP Open Drip-Proof(ODP) Motor | 0.030596 | 0.0075551 |  | 223.1921 | 15 |  | 745.15 | 745.15 | motor (10 hp) | 0 | 9.8361 | FAIL | FAIL | Miscellaneous_New_10HP Open Drip-Proof(ODP) Motor_RIM | 0 | 0 | 0 | 0 | 0 | 0 | 0 | 0 | 0 | 0 | 0 | 0 | 0 | 0 | 0 | 0 | 0 | 0 | 0 | 0 | Miscellaneous_New_10HP Open Drip-Proof(ODP) Motor_TRC | 0 | 0 | 0 | 0 | 0 | 0 | 0 | 0 | 0 | 0 | 0 | 0 | 0 | 0 | 0 | 0 | 0 | 0 | 0 | 0
Offices | New | 10HP Open Drip-Proof(ODP) Motor | 0.030596 | 0.0075551 |  | 223.1921 | 15 |  | 745.15 | 745.15 | motor (10 hp) | 0 | 9.8361 | FAIL | FAIL | Offices_New_10HP Open Drip-Proof(ODP) Motor_RIM | 0 | 0 | 0 | 0 | 0 | 0 | 0 | 0 | 0 | 0 | 0 | 0 | 0 | 0 | 0 | 0 | 0 | 0 | 0 | 0 | Offices_New_10HP Open Drip-Proof(ODP) Motor_TRC | 0 | 0 | 0 | 0 | 0 | 0 | 0 | 0 | 0 | 0 | 0 | 0 | 0 | 0 | 0 | 0 | 0 | 0 | 0 | 0
Restaurants | New | 10HP Open Drip-Proof(ODP) Motor | 0.028938 | 0.024239 |  | 223.1921 | 15 |  | 745.15 | 745.15 | motor (10 hp) | 0 | 9.8361 | FAIL | FAIL | Restaurants_New_10HP Open Drip-Proof(ODP) Motor_RIM | 0 | 0 | 0 | 0 | 0 | 0 | 0 | 0 | 0 | 0 | 0 | 0 | 0 | 0 | 0 | 0 | 0 | 0 | 0 | 0 | Restaurants_New_10HP Open Drip-Proof(ODP) Motor_TRC | 0 | 0 | 0 | 0 | 0 | 0 | 0 | 0 | 0 | 0 | 0 | 0 | 0 | 0 | 0 | 0 | 0 | 0 | 0 | 0
Retail | New | 10HP Open Drip-Proof(ODP) Motor | 0.030596 | 0.0075551 |  | 223.1921 | 15 |  | 745.15 | 745.15 | motor (10 hp) | 0 | 9.8361 | FAIL | FAIL | Retail_New_10HP Open Drip-Proof(ODP) Motor_RIM | 0 | 0 | 0 | 0 | 0 | 0 | 0 | 0 | 0 | 0 | 0 | 0 | 0 | 0 | 0 | 0 | 0 | 0 | 0 | 0 | Retail_New_10HP Open Drip-Proof(ODP) Motor_TRC | 0 | 0 | 0 | 0 | 0 | 0 | 0 | 0 | 0 | 0 | 0 | 0 | 0 | 0 | 0 | 0 | 0 | 0 | 0 | 0
Schools K-12 | New | 10HP Open Drip-Proof(ODP) Motor | 0.028938 | 0.024239 |  | 223.1921 | 15 |  | 745.15 | 745.15 | motor (10 hp) | 0 | 9.8361 | FAIL | FAIL | Schools K-12_New_10HP Open Drip-Proof(ODP) Motor_RIM | 0 | 0 | 0 | 0 | 0 | 0 | 0 | 0 | 0 | 0 | 0 | 0 | 0 | 0 | 0 | 0 | 0 | 0 | 0 | 0 | Schools K-12_New_10HP Open Drip-Proof(ODP) Motor_TRC | 0 | 0 | 0 | 0 | 0 | 0 | 0 | 0 | 0 | 0 | 0 | 0 | 0 | 0 | 0 | 0 | 0 | 0 | 0 | 0
Warehouse | New | 10HP Open Drip-Proof(ODP) Motor | 0.030596 | 0.0075551 |  | 223.1921 | 15 |  | 745.15 | 745.15 | motor (10 hp) | 0 | 9.8361 | FAIL | FAIL | Warehouse_New_10HP Open Drip-Proof(ODP) Motor_RIM | 0 | 0 | 0 | 0 | 0 | 0 | 0 | 0 | 0 | 0 | 0 | 0 | 0 | 0 | 0 | 0 | 0 | 0 | 0 | 0 | Warehouse_New_10HP Open Drip-Proof(ODP) Motor_TRC | 0 | 0 | 0 | 0 | 0 | 0 | 0 | 0 | 0 | 0 | 0 | 0 | 0 | 0 | 0 | 0 | 0 | 0 | 0 | 0
Assembly | Turnover | High Speed Fans | 0.070783 | 0.0064843 |  | 508.5618 | 7 |  | 150 | 150 | fan | 0 | 22.4123 | FAIL | 51.2926 | Assembly_Turnover_High Speed Fans_RIM | 0 | 0 | 0 | 0 | 0 | 0 | 0 | 0 | 0 | 0 | 0 | 0 | 0 | 0 | 0 | 0 | 0 | 0 | 0 | 0 | Assembly_Turnover_High Speed Fans_TRC | 7.3407e-05 | 0.00010794 | 0.00017057 | 0.00026464 | 0.00039623 | 0.00056026 | 0.00072183 | 0.00080997 | 0.00075266 | 0.00055336 | 0.037332 | 0.054896 | 0.086744 | 0.13458 | 0.20151 | 0.28493 | 0.3671 | 0.41192 | 0.38278 | 0.28142 |  | 34.2%
College and University | Turnover | High Speed Fans | 0.065938 | 0.055231 |  | 508.5618 | 7 |  | 150 | 150 | fan | 0 | 22.4123 | FAIL | 51.2926 | College and University_Turnover_High Speed Fans_RIM | 0 | 0 | 0 | 0 | 0 | 0 | 0 | 0 | 0 | 0 | 0 | 0 | 0 | 0 | 0 | 0 | 0 | 0 | 0 | 0 | College and University_Turnover_High Speed Fans_TRC | 0 | 0 | 0 | 0 | 0 | 0 | 0 | 0 | 0 | 0 | 0 | 0 | 0 | 0 | 0 | 0 | 0 | 0 | 0 | 0 |  | 34.2%
Grocery | Turnover | High Speed Fans | 0.070783 | 0.0064843 |  | 508.5618 | 7 |  | 150 | 150 | fan | 0 | 22.4123 | FAIL | 51.2926 | Grocery_Turnover_High Speed Fans_RIM | 0 | 0 | 0 | 0 | 0 | 0 | 0 | 0 | 0 | 0 | 0 | 0 | 0 | 0 | 0 | 0 | 0 | 0 | 0 | 0 | Grocery_Turnover_High Speed Fans_TRC | 0.0047073 | 0.0069399 | 0.010975 | 0.017015 | 0.025415 | 0.035794 | 0.045957 | 0.051414 | 0.047641 | 0.034937 | 2.3939 | 3.5294 | 5.5816 | 8.6533 | 12.9253 | 18.2033 | 23.3719 | 26.1473 | 24.2286 | 17.7677 |  | 34.2%
Healthcare | Turnover | High Speed Fans | 0.065938 | 0.055231 |  | 508.5618 | 7 |  | 150 | 150 | fan | 0 | 22.4123 | FAIL | 51.2926 | Healthcare_Turnover_High Speed Fans_RIM | 0 | 0 | 0 | 0 | 0 | 0 | 0 | 0 | 0 | 0 | 0 | 0 | 0 | 0 | 0 | 0 | 0 | 0 | 0 | 0 | Healthcare_Turnover_High Speed Fans_TRC | 0.018745 | 0.027581 | 0.043461 | 0.067016 | 0.099388 | 0.13874 | 0.17653 | 0.19573 | 0.17974 | 0.13064 | 9.533 | 14.0266 | 22.1024 | 34.0817 | 50.5451 | 70.5554 | 89.7786 | 99.5394 | 91.4095 | 66.4372 |  | 34.2%
Hospitals | Turnover | High Speed Fans | 0.065938 | 0.055231 |  | 508.5618 | 7 |  | 150 | 150 | fan | 0 | 22.4123 | FAIL | 51.2926 | Hospitals_Turnover_High Speed Fans_RIM | 0 | 0 | 0 | 0 | 0 | 0 | 0 | 0 | 0 | 0 | 0 | 0 | 0 | 0 | 0 | 0 | 0 | 0 | 0 | 0 | Hospitals_Turnover_High Speed Fans_TRC | 0.19484 | 0.28668 | 0.45173 | 0.69656 | 1.033 | 1.442 | 1.8349 | 2.0344 | 1.8682 | 1.3578 | 99.0866 | 145.7923 | 229.7323 | 354.2459 | 525.3672 | 733.354 | 933.1605 | 1034.6151 | 950.1123 | 690.5496 |  | 34.2%
Institutional | Turnover | High Speed Fans | 0.070783 | 0.0064843 |  | 508.5618 | 7 |  | 150 | 150 | fan | 0 | 22.4123 | FAIL | 51.2926 | Institutional_Turnover_High Speed Fans_RIM | 0 | 0 | 0 | 0 | 0 | 0 | 0 | 0 | 0 | 0 | 0 | 0 | 0 | 0 | 0 | 0 | 0 | 0 | 0 | 0 | Institutional_Turnover_High Speed Fans_TRC | 0 | 0 | 0 | 0 | 0 | 0 | 0 | 0 | 0 | 0 | 0 | 0 | 0 | 0 | 0 | 0 | 0 | 0 | 0 | 0 |  | 34.2%
Lodging/Hospitality | Turnover | High Speed Fans | 0.065938 | 0.055231 |  | 508.5618 | 7 |  | 150 | 150 | fan | 0 | 22.4123 | FAIL | 51.2926 | Lodging/Hospitality_Turnover_High Speed Fans_RIM | 0 | 0 | 0 | 0 | 0 | 0 | 0 | 0 | 0 | 0 | 0 | 0 | 0 | 0 | 0 | 0 | 0 | 0 | 0 | 0 | Lodging/Hospitality_Turnover_High Speed Fans_TRC | 0.010661 | 0.015905 | 0.025331 | 0.03937 | 0.058694 | 0.082135 | 0.10471 | 0.11626 | 0.10685 | 0.077699 | 5.422 | 8.0888 | 12.8822 | 20.0223 | 29.8495 | 41.7706 | 53.2521 | 59.1229 | 54.3418 | 39.5148 |  | 34.2%
Miscellaneous | Turnover | High Speed Fans | 0.070783 | 0.0064843 |  | 508.5618 | 7 |  | 150 | 150 | fan | 0 | 22.4123 | FAIL | 51.2926 | Miscellaneous_Turnover_High Speed Fans_RIM | 0 | 0 | 0 | 0 | 0 | 0 | 0 | 0 | 0 | 0 | 0 | 0 | 0 | 0 | 0 | 0 | 0 | 0 | 0 | 0 | Miscellaneous_Turnover_High Speed Fans_TRC | 0.0025446 | 0.0035935 | 0.0054301 | 0.0080301 | 0.011422 | 0.015293 | 0.018672 | 0.01987 | 0.017518 | 0.012227 | 1.2941 | 1.8275 | 2.7615 | 4.0838 | 5.8089 | 7.7776 | 9.4959 | 10.1051 | 8.9092 | 6.2182 |  | 34.2%
Offices | Turnover | High Speed Fans | 0.070783 | 0.0064843 |  | 508.5618 | 7 |  | 150 | 150 | fan | 0 | 22.4123 | FAIL | 51.2926 | Offices_Turnover_High Speed Fans_RIM | 0 | 0 | 0 | 0 | 0 | 0 | 0 | 0 | 0 | 0 | 0 | 0 | 0 | 0 | 0 | 0 | 0 | 0 | 0 | 0 | Offices_Turnover_High Speed Fans_TRC | 0.020747 | 0.030807 | 0.048829 | 0.075502 | 0.11194 | 0.15571 | 0.19743 | 0.2181 | 0.19955 | 0.14448 | 10.551 | 15.6672 | 24.8324 | 38.3972 | 56.9261 | 79.1892 | 100.4077 | 110.9199 | 101.4811 | 73.4782 |  | 34.2%
Restaurants | Turnover | High Speed Fans | 0.065938 | 0.055231 |  | 508.5618 | 7 |  | 150 | 150 | fan | 0 | 22.4123 | FAIL | 51.2926 | Restaurants_Turnover_High Speed Fans_RIM | 0 | 0 | 0 | 0 | 0 | 0 | 0 | 0 | 0 | 0 | 0 | 0 | 0 | 0 | 0 | 0 | 0 | 0 | 0 | 0 | Restaurants_Turnover_High Speed Fans_TRC | 0.0096294 | 0.014196 | 0.022456 | 0.034833 | 0.052073 | 0.073422 | 0.094319 | 0.10552 | 0.097755 | 0.071651 | 4.8971 | 7.2194 | 11.4202 | 17.7147 | 26.4825 | 37.3395 | 47.9668 | 53.6628 | 49.7142 | 36.4389 |  | 34.2%
Retail | Turnover | High Speed Fans | 0.070783 | 0.0064843 |  | 508.5618 | 7 |  | 150 | 150 | fan | 0 | 22.4123 | FAIL | 51.2926 | Retail_Turnover_High Speed Fans_RIM | 0 | 0 | 0 | 0 | 0 | 0 | 0 | 0 | 0 | 0 | 0 | 0 | 0 | 0 | 0 | 0 | 0 | 0 | 0 | 0 | Retail_Turnover_High Speed Fans_TRC | 0.038849 | 0.057133 | 0.090045 | 0.13897 | 0.20641 | 0.28876 | 0.36791 | 0.40814 | 0.37477 | 0.27221 | 19.7571 | 29.0559 | 45.7935 | 70.674 | 104.9735 | 146.8526 | 187.1069 | 207.5667 | 190.5928 | 138.4368 |  | 34.2%
Schools K-12 | Turnover | High Speed Fans | 0.065938 | 0.055231 |  | 508.5618 | 7 |  | 150 | 150 | fan | 0 | 22.4123 | FAIL | 51.2926 | Schools K-12_Turnover_High Speed Fans_RIM | 0 | 0 | 0 | 0 | 0 | 0 | 0 | 0 | 0 | 0 | 0 | 0 | 0 | 0 | 0 | 0 | 0 | 0 | 0 | 0 | Schools K-12_Turnover_High Speed Fans_TRC | 0.017451 | 0.025628 | 0.040313 | 0.062069 | 0.091932 | 0.12819 | 0.16291 | 0.1804 | 0.16551 | 0.12017 | 8.8751 | 13.0333 | 20.5018 | 31.566 | 46.7533 | 65.1911 | 82.8494 | 91.7467 | 84.1732 | 61.1124 |  | 34.2%
Warehouse | Turnover | High Speed Fans | 0.070783 | 0.0064843 |  | 508.5618 | 7 |  | 150 | 150 | fan | 0 | 22.4123 | FAIL | 51.2926 | Warehouse_Turnover_High Speed Fans_RIM | 0 | 0 | 0 | 0 | 0 | 0 | 0 | 0 | 0 | 0 | 0 | 0 | 0 | 0 | 0 | 0 | 0 | 0 | 0 | 0 | Warehouse_Turnover_High Speed Fans_TRC | 2.2791e-05 | 3.3409e-05 | 5.2479e-05 | 8.0719e-05 | 0.00011949 | 0.00016658 | 0.00021159 | 0.00023409 | 0.00021442 | 0.00015541 | 0.011591 | 0.01699 | 0.026689 | 0.041051 | 0.060766 | 0.084715 | 0.10761 | 0.11905 | 0.10905 | 0.079035 |  | 34.2%
Assembly | New | High Speed Fans | 0.070783 | 0.0064843 |  | 508.5618 | 7 |  | 150 | 150 | fan | 0 | 22.4123 | FAIL | 51.2926 | Assembly_New_High Speed Fans_RIM | 0 | 0 | 0 | 0 | 0 | 0 | 0 | 0 | 0 | 0 | 0 | 0 | 0 | 0 | 0 | 0 | 0 | 0 | 0 | 0 | Assembly_New_High Speed Fans_TRC | 1.0174e-05 | 2.067e-05 | 4.1573e-05 | 7.7822e-05 | 0.00013592 | 0.00018388 | 0.00022925 | 0.00025542 | 0.00023461 | 0.0001731 | 0.0051744 | 0.010512 | 0.021142 | 0.039577 | 0.069126 | 0.093516 | 0.11659 | 0.1299 | 0.11931 | 0.088033 |  | 34.2%
College and University | New | High Speed Fans | 0.065938 | 0.055231 |  | 508.5618 | 7 |  | 150 | 150 | fan | 0 | 22.4123 | FAIL | 51.2926 | College and University_New_High Speed Fans_RIM | 0 | 0 | 0 | 0 | 0 | 0 | 0 | 0 | 0 | 0 | 0 | 0 | 0 | 0 | 0 | 0 | 0 | 0 | 0 | 0 | College and University_New_High Speed Fans_TRC | 0 | 0 | 0 | 0 | 0 | 0 | 0 | 0 | 0 | 0 | 0 | 0 | 0 | 0 | 0 | 0 | 0 | 0 | 0 | 0 |  | 34.2%
Grocery | New | High Speed Fans | 0.070783 | 0.0064843 |  | 508.5618 | 7 |  | 150 | 150 | fan | 0 | 22.4123 | FAIL | 51.2926 | Grocery_New_High Speed Fans_RIM | 0 | 0 | 0 | 0 | 0 | 0 | 0 | 0 | 0 | 0 | 0 | 0 | 0 | 0 | 0 | 0 | 0 | 0 | 0 | 0 | Grocery_New_High Speed Fans_TRC | 0.00098937 | 0.0016316 | 0.0028852 | 0.0049398 | 0.0080716 | 0.0112 | 0.014178 | 0.015675 | 0.014348 | 0.010389 | 0.50316 | 0.82979 | 1.4673 | 2.5122 | 4.1049 | 5.6958 | 7.2103 | 7.9716 | 7.2967 | 5.2834 |  | 34.2%
Healthcare | New | High Speed Fans | 0.065938 | 0.055231 |  | 508.5618 | 7 |  | 150 | 150 | fan | 0 | 22.4123 | FAIL | 51.2926 | Healthcare_New_High Speed Fans_RIM | 0 | 0 | 0 | 0 | 0 | 0 | 0 | 0 | 0 | 0 | 0 | 0 | 0 | 0 | 0 | 0 | 0 | 0 | 0 | 0 | Healthcare_New_High Speed Fans_TRC | 0.0028279 | 0.0040978 | 0.0064001 | 0.0097812 | 0.014376 | 0.019273 | 0.023617 | 0.025269 | 0.022433 | 0.015785 | 1.4382 | 2.084 | 3.2549 | 4.9744 | 7.3109 | 9.8015 | 12.0106 | 12.8509 | 11.4087 | 8.0278 |  | 34.2%
Hospitals | New | High Speed Fans | 0.065938 | 0.055231 |  | 508.5618 | 7 |  | 150 | 150 | fan | 0 | 22.4123 | FAIL | 51.2926 | Hospitals_New_High Speed Fans_RIM | 0 | 0 | 0 | 0 | 0 | 0 | 0 | 0 | 0 | 0 | 0 | 0 | 0 | 0 | 0 | 0 | 0 | 0 | 0 | 0 | Hospitals_New_High Speed Fans_TRC | 0.029394 | 0.042593 | 0.066523 | 0.10167 | 0.14942 | 0.20032 | 0.24547 | 0.26265 | 0.23317 | 0.16407 | 14.9485 | 21.6612 | 33.8311 | 51.7036 | 75.9899 | 101.8774 | 124.8386 | 133.5725 | 118.5825 | 83.4409 |  | 34.2%
Institutional | New | High Speed Fans | 0.070783 | 0.0064843 |  | 508.5618 | 7 |  | 150 | 150 | fan | 0 | 22.4123 | FAIL | 51.2926 | Institutional_New_High Speed Fans_RIM | 0 | 0 | 0 | 0 | 0 | 0 | 0 | 0 | 0 | 0 | 0 | 0 | 0 | 0 | 0 | 0 | 0 | 0 | 0 | 0 | Institutional_New_High Speed Fans_TRC | 0 | 0 | 0 | 0 | 0 | 0 | 0 | 0 | 0 | 0 | 0 | 0 | 0 | 0 | 0 | 0 | 0 | 0 | 0 | 0 |  | 34.2%
Lodging/Hospitality | New | High Speed Fans | 0.065938 | 0.055231 |  | 508.5618 | 7 |  | 150 | 150 | fan | 0 | 22.4123 | FAIL | 51.2926 | Lodging/Hospitality_New_High Speed Fans_RIM | 0 | 0 | 0 | 0 | 0 | 0 | 0 | 0 | 0 | 0 | 0 | 0 | 0 | 0 | 0 | 0 | 0 | 0 | 0 | 0 | Lodging/Hospitality_New_High Speed Fans_TRC | 0.004225 | 0.0053598 | 0.0072724 | 0.0093565 | 0.011128 | 0.014226 | 0.016856 | 0.01761 | 0.015378 | 0.01064 | 2.1487 | 2.7258 | 3.6984 | 4.7584 | 5.6593 | 7.2351 | 8.5725 | 8.9559 | 7.8206 | 5.411 |  | 34.2%
Miscellaneous | New | High Speed Fans | 0.070783 | 0.0064843 |  | 508.5618 | 7 |  | 150 | 150 | fan | 0 | 22.4123 | FAIL | 51.2926 | Miscellaneous_New_High Speed Fans_RIM | 0 | 0 | 0 | 0 | 0 | 0 | 0 | 0 | 0 | 0 | 0 | 0 | 0 | 0 | 0 | 0 | 0 | 0 | 0 | 0 | Miscellaneous_New_High Speed Fans_TRC | 0 | 0 | 0 | 0 | 0 | 0 | 0 | 0 | 0 | 0 | 0 | 0 | 0 | 0 | 0 | 0 | 0 | 0 | 0 | 0 |  | 34.2%
Offices | New | High Speed Fans | 0.070783 | 0.0064843 |  | 508.5618 | 7 |  | 150 | 150 | fan | 0 | 22.4123 | FAIL | 51.2926 | Offices_New_High Speed Fans_RIM | 0 | 0 | 0 | 0 | 0 | 0 | 0 | 0 | 0 | 0 | 0 | 0 | 0 | 0 | 0 | 0 | 0 | 0 | 0 | 0 | Offices_New_High Speed Fans_TRC | 0.0065637 | 0.0079138 | 0.0098903 | 0.011217 | 0.010657 | 0.013643 | 0.016061 | 0.016539 | 0.014213 | 0.009717 | 3.338 | 4.0247 | 5.0298 | 5.7043 | 5.4196 | 6.9381 | 8.1679 | 8.4113 | 7.2282 | 4.9417 |  | 34.2%
Restaurants | New | High Speed Fans | 0.065938 | 0.055231 |  | 508.5618 | 7 |  | 150 | 150 | fan | 0 | 22.4123 | FAIL | 51.2926 | Restaurants_New_High Speed Fans_RIM | 0 | 0 | 0 | 0 | 0 | 0 | 0 | 0 | 0 | 0 | 0 | 0 | 0 | 0 | 0 | 0 | 0 | 0 | 0 | 0 | Restaurants_New_High Speed Fans_TRC | 0.0020312 | 0.0034293 | 0.0061831 | 0.010768 | 0.017856 | 0.024087 | 0.029637 | 0.032248 | 0.028886 | 0.020917 | 1.033 | 1.744 | 3.1445 | 5.4761 | 9.081 | 12.2499 | 15.0725 | 16.4001 | 14.6901 | 10.6377 |  | 34.2%
Retail | New | High Speed Fans | 0.070783 | 0.0064843 |  | 508.5618 | 7 |  | 150 | 150 | fan | 0 | 22.4123 | FAIL | 51.2926 | Retail_New_High Speed Fans_RIM | 0 | 0 | 0 | 0 | 0 | 0 | 0 | 0 | 0 | 0 | 0 | 0 | 0 | 0 | 0 | 0 | 0 | 0 | 0 | 0 | Retail_New_High Speed Fans_TRC | 0.0062061 | 0.0095357 | 0.015675 | 0.025065 | 0.038468 | 0.047768 | 0.055259 | 0.056501 | 0.048505 | 0.033115 | 3.1562 | 4.8495 | 7.9715 | 12.7468 | 19.5635 | 24.2932 | 28.1026 | 28.734 | 24.6678 | 16.8409 |  | 34.2%
Schools K-12 | New | High Speed Fans | 0.065938 | 0.055231 |  | 508.5618 | 7 |  | 150 | 150 | fan | 0 | 22.4123 | FAIL | 51.2926 | Schools K-12_New_High Speed Fans_RIM | 0 | 0 | 0 | 0 | 0 | 0 | 0 | 0 | 0 | 0 | 0 | 0 | 0 | 0 | 0 | 0 | 0 | 0 | 0 | 0 | Schools K-12_New_High Speed Fans_TRC | 0.0021857 | 0.0032453 | 0.0051952 | 0.0081378 | 0.012259 | 0.016023 | 0.019657 | 0.021689 | 0.018853 | 0.013194 | 1.1116 | 1.6504 | 2.6421 | 4.1386 | 6.2344 | 8.1486 | 9.9967 | 11.0301 | 9.5878 | 6.71 |  | 34.2%
Warehouse | New | High Speed Fans | 0.070783 | 0.0064843 |  | 508.5618 | 7 |  | 150 | 150 | fan | 0 | 22.4123 | FAIL | 51.2926 | Warehouse_New_High Speed Fans_RIM | 0 | 0 | 0 | 0 | 0 | 0 | 0 | 0 | 0 | 0 | 0 | 0 | 0 | 0 | 0 | 0 | 0 | 0 | 0 | 0 | Warehouse_New_High Speed Fans_TRC | 2.2337e-06 | 3.5434e-06 | 6.0523e-06 | 1.0057e-05 | 1.5994e-05 | 1.9949e-05 | 2.2811e-05 | 2.2682e-05 | 1.8872e-05 | 1.2591e-05 | 0.001136 | 0.001802 | 0.003078 | 0.0051147 | 0.0081342 | 0.010146 | 0.011601 | 0.011535 | 0.0095974 | 0.0064035 |  | 34.2%
Assembly | Existing | Drain Water Heat Recovery | 0.22336 | 0.10621 |  | 922.7493 | 15 |  | 7592 | 7592 | system | 1 | 20.5265 | FAIL | FAIL | Assembly_Existing_Drain Water Heat Recovery_RIM | 0 | 0 | 0 | 0 | 0 | 0 | 0 | 0 | 0 | 0 | 0 | 0 | 0 | 0 | 0 | 0 | 0 | 0 | 0 | 0 | Assembly_Existing_Drain Water Heat Recovery_TRC | 0 | 0 | 0 | 0 | 0 | 0 | 0 | 0 | 0 | 0 | 0 | 0 | 0 | 0 | 0 | 0 | 0 | 0 | 0 | 0
College and University | Existing | Drain Water Heat Recovery | 2.1673 | 4.8102 |  | 21223.2333 | 15 |  | 75920 | 7592 | system | 10 | 472.1101 | FAIL | FAIL | College and University_Existing_Drain Water Heat Recovery_RIM | 0 | 0 | 0 | 0 | 0 | 0 | 0 | 0 | 0 | 0 | 0 | 0 | 0 | 0 | 0 | 0 | 0 | 0 | 0 | 0 | College and University_Existing_Drain Water Heat Recovery_TRC | 0 | 0 | 0 | 0 | 0 | 0 | 0 | 0 | 0 | 0 | 0 | 0 | 0 | 0 | 0 | 0 | 0 | 0 | 0 | 0
Grocery | Existing | Drain Water Heat Recovery | 0.11154 | 0.77467 |  | 1845.4985 | 15 |  | 7592 | 7592 | system | 1 | 41.0531 | FAIL | FAIL | Grocery_Existing_Drain Water Heat Recovery_RIM | 0 | 0 | 0 | 0 | 0 | 0 | 0 | 0 | 0 | 0 | 0 | 0 | 0 | 0 | 0 | 0 | 0 | 0 | 0 | 0 | Grocery_Existing_Drain Water Heat Recovery_TRC | 0 | 0 | 0 | 0 | 0 | 0 | 0 | 0 | 0 | 0 | 0 | 0 | 0 | 0 | 0 | 0 | 0 | 0 | 0 | 0
Healthcare | Existing | Drain Water Heat Recovery | 0.29781 | 0.14162 |  | 1230.3324 | 15 |  | 7592 | 7592 | system | 1 | 27.3687 | FAIL | FAIL | Healthcare_Existing_Drain Water Heat Recovery_RIM | 0 | 0 | 0 | 0 | 0 | 0 | 0 | 0 | 0 | 0 | 0 | 0 | 0 | 0 | 0 | 0 | 0 | 0 | 0 | 0 | Healthcare_Existing_Drain Water Heat Recovery_TRC | 0 | 0 | 0 | 0 | 0 | 0 | 0 | 0 | 0 | 0 | 0 | 0 | 0 | 0 | 0 | 0 | 0 | 0 | 0 | 0
Hospitals | Existing | Drain Water Heat Recovery | 3.8005 | 8.4354 |  | 37217.5541 | 15 |  | 113880 | 7592 | system | 15 | 827.9032 | FAIL | FAIL | Hospitals_Existing_Drain Water Heat Recovery_RIM | 0 | 0 | 0 | 0 | 0 | 0 | 0 | 0 | 0 | 0 | 0 | 0 | 0 | 0 | 0 | 0 | 0 | 0 | 0 | 0 | Hospitals_Existing_Drain Water Heat Recovery_TRC | 0 | 0 | 0 | 0 | 0 | 0 | 0 | 0 | 0 | 0 | 0 | 0 | 0 | 0 | 0 | 0 | 0 | 0 | 0 | 0
Institutional | Existing | Drain Water Heat Recovery | 17.8685 | 8.497 |  | 73819.942 | 15 |  | 189800 | 7592 | system | 25 | 1642.1221 | FAIL | FAIL | Institutional_Existing_Drain Water Heat Recovery_RIM | 0 | 0 | 0 | 0 | 0 | 0 | 0 | 0 | 0 | 0 | 0 | 0 | 0 | 0 | 0 | 0 | 0 | 0 | 0 | 0 | Institutional_Existing_Drain Water Heat Recovery_TRC | 0 | 0 | 0 | 0 | 0 | 0 | 0 | 0 | 0 | 0 | 0 | 0 | 0 | 0 | 0 | 0 | 0 | 0 | 0 | 0
Lodging/Hospitality | Existing | Drain Water Heat Recovery | 0.53539 | 3.7184 |  | 8858.393 | 15 |  | 22776 | 7592 | system | 3 | 197.0547 | FAIL | FAIL | Lodging/Hospitality_Existing_Drain Water Heat Recovery_RIM | 0 | 0 | 0 | 0 | 0 | 0 | 0 | 0 | 0 | 0 | 0 | 0 | 0 | 0 | 0 | 0 | 0 | 0 | 0 | 0 | Lodging/Hospitality_Existing_Drain Water Heat Recovery_TRC | 0 | 0 | 0 | 0 | 0 | 0 | 0 | 0 | 0 | 0 | 0 | 0 | 0 | 0 | 0 | 0 | 0 | 0 | 0 | 0
Miscellaneous | Existing | Drain Water Heat Recovery | 13.4013 | 6.3728 |  | 55364.9565 | 15 |  | 151840 | 7592 | system | 20 | 1231.5916 | FAIL | FAIL | Miscellaneous_Existing_Drain Water Heat Recovery_RIM | 0 | 0 | 0 | 0 | 0 | 0 | 0 | 0 | 0 | 0 | 0 | 0 | 0 | 0 | 0 | 0 | 0 | 0 | 0 | 0 | Miscellaneous_Existing_Drain Water Heat Recovery_TRC | 0 | 0 | 0 | 0 | 0 | 0 | 0 | 0 | 0 | 0 | 0 | 0 | 0 | 0 | 0 | 0 | 0 | 0 | 0 | 0
Offices | Existing | Drain Water Heat Recovery | 1.8613 | 0.88511 |  | 7689.5773 | 15 |  | 22776 | 7592 | system | 3 | 171.0544 | FAIL | FAIL | Offices_Existing_Drain Water Heat Recovery_RIM | 0 | 0 | 0 | 0 | 0 | 0 | 0 | 0 | 0 | 0 | 0 | 0 | 0 | 0 | 0 | 0 | 0 | 0 | 0 | 0 | Offices_Existing_Drain Water Heat Recovery_TRC | 0 | 0 | 0 | 0 | 0 | 0 | 0 | 0 | 0 | 0 | 0 | 0 | 0 | 0 | 0 | 0 | 0 | 0 | 0 | 0
Restaurants | Existing | Drain Water Heat Recovery | 0.1859 | 1.2911 |  | 3075.8309 | 15 |  | 15184 | 7592 | system | 2 | 68.4218 | FAIL | FAIL | Restaurants_Existing_Drain Water Heat Recovery_RIM | 0 | 0 | 0 | 0 | 0 | 0 | 0 | 0 | 0 | 0 | 0 | 0 | 0 | 0 | 0 | 0 | 0 | 0 | 0 | 0 | Restaurants_Existing_Drain Water Heat Recovery_TRC | 0 | 0 | 0 | 0 | 0 | 0 | 0 | 0 | 0 | 0 | 0 | 0 | 0 | 0 | 0 | 0 | 0 | 0 | 0 | 0
Retail | Existing | Drain Water Heat Recovery | 0.33127 | 2.3008 |  | 5481.1307 | 15 |  | 22776 | 7592 | system | 3 | 121.9276 | FAIL | FAIL | Retail_Existing_Drain Water Heat Recovery_RIM | 0 | 0 | 0 | 0 | 0 | 0 | 0 | 0 | 0 | 0 | 0 | 0 | 0 | 0 | 0 | 0 | 0 | 0 | 0 | 0 | Retail_Existing_Drain Water Heat Recovery_TRC | 0 | 0 | 0 | 0 | 0 | 0 | 0 | 0 | 0 | 0 | 0 | 0 | 0 | 0 | 0 | 0 | 0 | 0 | 0 | 0
Schools K-12 | Existing | Drain Water Heat Recovery | 0.093067 | 0.044256 |  | 384.4873 | 15 |  | 7592 | 7592 | system | 1 | 8.5529 | FAIL | FAIL | Schools K-12_Existing_Drain Water Heat Recovery_RIM | 0 | 0 | 0 | 0 | 0 | 0 | 0 | 0 | 0 | 0 | 0 | 0 | 0 | 0 | 0 | 0 | 0 | 0 | 0 | 0 | Schools K-12_Existing_Drain Water Heat Recovery_TRC | 0 | 0 | 0 | 0 | 0 | 0 | 0 | 0 | 0 | 0 | 0 | 0 | 0 | 0 | 0 | 0 | 0 | 0 | 0 | 0
Warehouse | Existing | Drain Water Heat Recovery | 0.44671 | 0.21243 |  | 1845.4985 | 15 |  | 7592 | 7592 | system | 1 | 41.0531 | FAIL | FAIL | Warehouse_Existing_Drain Water Heat Recovery_RIM | 0 | 0 | 0 | 0 | 0 | 0 | 0 | 0 | 0 | 0 | 0 | 0 | 0 | 0 | 0 | 0 | 0 | 0 | 0 | 0 | Warehouse_Existing_Drain Water Heat Recovery_TRC | 0 | 0 | 0 | 0 | 0 | 0 | 0 | 0 | 0 | 0 | 0 | 0 | 0 | 0 | 0 | 0 | 0 | 0 | 0 | 0
Assembly | New | Drain Water Heat Recovery | 0.21367 | 0.1016 |  | 882.7147 | 15 |  | 7592 | 7592 | system | 1 | 19.636 | FAIL | FAIL | Assembly_New_Drain Water Heat Recovery_RIM | 0 | 0 | 0 | 0 | 0 | 0 | 0 | 0 | 0 | 0 | 0 | 0 | 0 | 0 | 0 | 0 | 0 | 0 | 0 | 0 | Assembly_New_Drain Water Heat Recovery_TRC | 0 | 0 | 0 | 0 | 0 | 0 | 0 | 0 | 0 | 0 | 0 | 0 | 0 | 0 | 0 | 0 | 0 | 0 | 0 | 0
College and University | New | Drain Water Heat Recovery | 2.0732 | 4.6015 |  | 20302.437 | 15 |  | 75920 | 7592 | system | 10 | 451.627 | FAIL | FAIL | College and University_New_Drain Water Heat Recovery_RIM | 0 | 0 | 0 | 0 | 0 | 0 | 0 | 0 | 0 | 0 | 0 | 0 | 0 | 0 | 0 | 0 | 0 | 0 | 0 | 0 | College and University_New_Drain Water Heat Recovery_TRC | 0 | 0 | 0 | 0 | 0 | 0 | 0 | 0 | 0 | 0 | 0 | 0 | 0 | 0 | 0 | 0 | 0 | 0 | 0 | 0
Grocery | New | Drain Water Heat Recovery | 0.1067 | 0.74106 |  | 1765.4293 | 15 |  | 7592 | 7592 | system | 1 | 39.2719 | FAIL | FAIL | Grocery_New_Drain Water Heat Recovery_RIM | 0 | 0 | 0 | 0 | 0 | 0 | 0 | 0 | 0 | 0 | 0 | 0 | 0 | 0 | 0 | 0 | 0 | 0 | 0 | 0 | Grocery_New_Drain Water Heat Recovery_TRC | 0 | 0 | 0 | 0 | 0 | 0 | 0 | 0 | 0 | 0 | 0 | 0 | 0 | 0 | 0 | 0 | 0 | 0 | 0 | 0
Healthcare | New | Drain Water Heat Recovery | 0.28489 | 0.13547 |  | 1176.9529 | 15 |  | 7592 | 7592 | system | 1 | 26.1813 | FAIL | FAIL | Healthcare_New_Drain Water Heat Recovery_RIM | 0 | 0 | 0 | 0 | 0 | 0 | 0 | 0 | 0 | 0 | 0 | 0 | 0 | 0 | 0 | 0 | 0 | 0 | 0 | 0 | Healthcare_New_Drain Water Heat Recovery_TRC | 0 | 0 | 0 | 0 | 0 | 0 | 0 | 0 | 0 | 0 | 0 | 0 | 0 | 0 | 0 | 0 | 0 | 0 | 0 | 0
Hospitals | New | Drain Water Heat Recovery | 3.6357 | 8.0694 |  | 35602.8242 | 15 |  | 113880 | 7592 | system | 15 | 791.9836 | FAIL | FAIL | Hospitals_New_Drain Water Heat Recovery_RIM | 0 | 0 | 0 | 0 | 0 | 0 | 0 | 0 | 0 | 0 | 0 | 0 | 0 | 0 | 0 | 0 | 0 | 0 | 0 | 0 | Hospitals_New_Drain Water Heat Recovery_TRC | 0 | 0 | 0 | 0 | 0 | 0 | 0 | 0 | 0 | 0 | 0 | 0 | 0 | 0 | 0 | 0 | 0 | 0 | 0 | 0
Institutional | New | Drain Water Heat Recovery | 17.0932 | 8.1284 |  | 70617.172 | 15 |  | 189800 | 7592 | system | 25 | 1570.8766 | FAIL | FAIL | Institutional_New_Drain Water Heat Recovery_RIM | 0 | 0 | 0 | 0 | 0 | 0 | 0 | 0 | 0 | 0 | 0 | 0 | 0 | 0 | 0 | 0 | 0 | 0 | 0 | 0 | Institutional_New_Drain Water Heat Recovery_TRC | 0 | 0 | 0 | 0 | 0 | 0 | 0 | 0 | 0 | 0 | 0 | 0 | 0 | 0 | 0 | 0 | 0 | 0 | 0 | 0
Lodging/Hospitality | New | Drain Water Heat Recovery | 0.51216 | 3.5571 |  | 8474.0606 | 15 |  | 22776 | 7592 | system | 3 | 188.5052 | FAIL | FAIL | Lodging/Hospitality_New_Drain Water Heat Recovery_RIM | 0 | 0 | 0 | 0 | 0 | 0 | 0 | 0 | 0 | 0 | 0 | 0 | 0 | 0 | 0 | 0 | 0 | 0 | 0 | 0 | Lodging/Hospitality_New_Drain Water Heat Recovery_TRC | 0 | 0 | 0 | 0 | 0 | 0 | 0 | 0 | 0 | 0 | 0 | 0 | 0 | 0 | 0 | 0 | 0 | 0 | 0 | 0
Miscellaneous | New | Drain Water Heat Recovery | 12.8199 | 6.0963 |  | 52962.879 | 15 |  | 151840 | 7592 | system | 20 | 1178.1575 | FAIL | FAIL | Miscellaneous_New_Drain Water Heat Recovery_RIM | 0 | 0 | 0 | 0 | 0 | 0 | 0 | 0 | 0 | 0 | 0 | 0 | 0 | 0 | 0 | 0 | 0 | 0 | 0 | 0 | Miscellaneous_New_Drain Water Heat Recovery_TRC | 0 | 0 | 0 | 0 | 0 | 0 | 0 | 0 | 0 | 0 | 0 | 0 | 0 | 0 | 0 | 0 | 0 | 0 | 0 | 0
Offices | New | Drain Water Heat Recovery | 1.7805 | 0.8467 |  | 7355.9554 | 15 |  | 22776 | 7592 | system | 3 | 163.633 | FAIL | FAIL | Offices_New_Drain Water Heat Recovery_RIM | 0 | 0 | 0 | 0 | 0 | 0 | 0 | 0 | 0 | 0 | 0 | 0 | 0 | 0 | 0 | 0 | 0 | 0 | 0 | 0 | Offices_New_Drain Water Heat Recovery_TRC | 0 | 0 | 0 | 0 | 0 | 0 | 0 | 0 | 0 | 0 | 0 | 0 | 0 | 0 | 0 | 0 | 0 | 0 | 0 | 0
Restaurants | New | Drain Water Heat Recovery | 0.17783 | 1.2351 |  | 2942.3822 | 15 |  | 15184 | 7592 | system | 2 | 65.4532 | FAIL | FAIL | Restaurants_New_Drain Water Heat Recovery_RIM | 0 | 0 | 0 | 0 | 0 | 0 | 0 | 0 | 0 | 0 | 0 | 0 | 0 | 0 | 0 | 0 | 0 | 0 | 0 | 0 | Restaurants_New_Drain Water Heat Recovery_TRC | 0 | 0 | 0 | 0 | 0 | 0 | 0 | 0 | 0 | 0 | 0 | 0 | 0 | 0 | 0 | 0 | 0 | 0 | 0 | 0
Retail | New | Drain Water Heat Recovery | 0.3169 | 2.201 |  | 5243.325 | 15 |  | 22776 | 7592 | system | 3 | 116.6376 | FAIL | FAIL | Retail_New_Drain Water Heat Recovery_RIM | 0 | 0 | 0 | 0 | 0 | 0 | 0 | 0 | 0 | 0 | 0 | 0 | 0 | 0 | 0 | 0 | 0 | 0 | 0 | 0 | Retail_New_Drain Water Heat Recovery_TRC | 0 | 0 | 0 | 0 | 0 | 0 | 0 | 0 | 0 | 0 | 0 | 0 | 0 | 0 | 0 | 0 | 0 | 0 | 0 | 0
Schools K-12 | New | Drain Water Heat Recovery | 0.089029 | 0.042336 |  | 367.8058 | 15 |  | 7592 | 7592 | system | 1 | 8.1818 | FAIL | FAIL | Schools K-12_New_Drain Water Heat Recovery_RIM | 0 | 0 | 0 | 0 | 0 | 0 | 0 | 0 | 0 | 0 | 0 | 0 | 0 | 0 | 0 | 0 | 0 | 0 | 0 | 0 | Schools K-12_New_Drain Water Heat Recovery_TRC | 0 | 0 | 0 | 0 | 0 | 0 | 0 | 0 | 0 | 0 | 0 | 0 | 0 | 0 | 0 | 0 | 0 | 0 | 0 | 0
Warehouse | New | Drain Water Heat Recovery | 0.42733 | 0.20321 |  | 1765.4293 | 15 |  | 7592 | 7592 | system | 1 | 39.2719 | FAIL | FAIL | Warehouse_New_Drain Water Heat Recovery_RIM | 0 | 0 | 0 | 0 | 0 | 0 | 0 | 0 | 0 | 0 | 0 | 0 | 0 | 0 | 0 | 0 | 0 | 0 | 0 | 0 | Warehouse_New_Drain Water Heat Recovery_TRC | 0 | 0 | 0 | 0 | 0 | 0 | 0 | 0 | 0 | 0 | 0 | 0 | 0 | 0 | 0 | 0 | 0 | 0 | 0 | 0
Assembly | Existing | Faucet Aerator | 0.05118 | 0.030823 |  | 245.5646 | 10 |  | 19.65 | 6.55 | aerator | 3 | 5.4626 | FAIL | FAIL | Assembly_Existing_Faucet Aerator_RIM | 0 | 0 | 0 | 0 | 0 | 0 | 0 | 0 | 0 | 0 | 0 | 0 | 0 | 0 | 0 | 0 | 0 | 0 | 0 | 0 | Assembly_Existing_Faucet Aerator_TRC | 0 | 0 | 0 | 0 | 0 | 0 | 0 | 0 | 0 | 0 | 0 | 0 | 0 | 0 | 0 | 0 | 0 | 0 | 0 | 0
College and University | Existing | Faucet Aerator | 0.25657 | 0.67071 |  | 2783.0649 | 10 |  | 222.7 | 6.55 | aerator | 34 | 61.9092 | FAIL | FAIL | College and University_Existing_Faucet Aerator_RIM | 0 | 0 | 0 | 0 | 0 | 0 | 0 | 0 | 0 | 0 | 0 | 0 | 0 | 0 | 0 | 0 | 0 | 0 | 0 | 0 | College and University_Existing_Faucet Aerator_TRC | 0 | 0 | 0 | 0 | 0 | 0 | 0 | 0 | 0 | 0 | 0 | 0 | 0 | 0 | 0 | 0 | 0 | 0 | 0 | 0
Grocery | Existing | Faucet Aerator | 0.013033 | 0.11121 |  | 245.5646 | 10 |  | 19.65 | 6.55 | aerator | 3 | 5.4626 | FAIL | FAIL | Grocery_Existing_Faucet Aerator_RIM | 0 | 0 | 0 | 0 | 0 | 0 | 0 | 0 | 0 | 0 | 0 | 0 | 0 | 0 | 0 | 0 | 0 | 0 | 0 | 0 | Grocery_Existing_Faucet Aerator_TRC | 0 | 0 | 0 | 0 | 0 | 0 | 0 | 0 | 0 | 0 | 0 | 0 | 0 | 0 | 0 | 0 | 0 | 0 | 0 | 0
Healthcare | Existing | Faucet Aerator | 0.05118 | 0.030823 |  | 245.5646 | 10 |  | 19.65 | 6.55 | aerator | 3 | 5.4626 | FAIL | FAIL | Healthcare_Existing_Faucet Aerator_RIM | 0 | 0 | 0 | 0 | 0 | 0 | 0 | 0 | 0 | 0 | 0 | 0 | 0 | 0 | 0 | 0 | 0 | 0 | 0 | 0 | Healthcare_Existing_Faucet Aerator_TRC | 0 | 0 | 0 | 0 | 0 | 0 | 0 | 0 | 0 | 0 | 0 | 0 | 0 | 0 | 0 | 0 | 0 | 0 | 0 | 0
Hospitals | Existing | Faucet Aerator | 0.2943 | 0.76934 |  | 3192.3392 | 10 |  | 255.45 | 6.55 | aerator | 39 | 71.0135 | FAIL | FAIL | Hospitals_Existing_Faucet Aerator_RIM | 0 | 0 | 0 | 0 | 0 | 0 | 0 | 0 | 0 | 0 | 0 | 0 | 0 | 0 | 0 | 0 | 0 | 0 | 0 | 0 | Hospitals_Existing_Faucet Aerator_TRC | 0 | 0 | 0 | 0 | 0 | 0 | 0 | 0 | 0 | 0 | 0 | 0 | 0 | 0 | 0 | 0 | 0 | 0 | 0 | 0
Institutional | Existing | Faucet Aerator | 2.7637 | 1.6644 |  | 13260.4858 | 10 |  | 1061.1 | 6.55 | aerator | 162 | 294.9791 | FAIL | FAIL | Institutional_Existing_Faucet Aerator_RIM | 0 | 0 | 0 | 0 | 0 | 0 | 0 | 0 | 0 | 0 | 0 | 0 | 0 | 0 | 0 | 0 | 0 | 0 | 0 | 0 | Institutional_Existing_Faucet Aerator_TRC | 0 | 0 | 0 | 0 | 0 | 0 | 0 | 0 | 0 | 0 | 0 | 0 | 0 | 0 | 0 | 0 | 0 | 0 | 0 | 0
Lodging/Hospitality | Existing | Faucet Aerator | 0.034753 | 0.29655 |  | 654.8388 | 10 |  | 52.4 | 6.55 | aerator | 8 | 14.5669 | FAIL | FAIL | Lodging/Hospitality_Existing_Faucet Aerator_RIM | 0 | 0 | 0 | 0 | 0 | 0 | 0 | 0 | 0 | 0 | 0 | 0 | 0 | 0 | 0 | 0 | 0 | 0 | 0 | 0 | Lodging/Hospitality_Existing_Faucet Aerator_TRC | 0 | 0 | 0 | 0 | 0 | 0 | 0 | 0 | 0 | 0 | 0 | 0 | 0 | 0 | 0 | 0 | 0 | 0 | 0 | 0
Miscellaneous | Existing | Faucet Aerator | 0.40944 | 0.24658 |  | 1964.5164 | 10 |  | 157.2 | 6.55 | aerator | 24 | 43.7006 | FAIL | FAIL | Miscellaneous_Existing_Faucet Aerator_RIM | 0 | 0 | 0 | 0 | 0 | 0 | 0 | 0 | 0 | 0 | 0 | 0 | 0 | 0 | 0 | 0 | 0 | 0 | 0 | 0 | Miscellaneous_Existing_Faucet Aerator_TRC | 0 | 0 | 0 | 0 | 0 | 0 | 0 | 0 | 0 | 0 | 0 | 0 | 0 | 0 | 0 | 0 | 0 | 0 | 0 | 0
Offices | Existing | Faucet Aerator | 0.05118 | 0.030823 |  | 245.5646 | 10 |  | 19.65 | 6.55 | aerator | 3 | 5.4626 | FAIL | FAIL | Offices_Existing_Faucet Aerator_RIM | 0 | 0 | 0 | 0 | 0 | 0 | 0 | 0 | 0 | 0 | 0 | 0 | 0 | 0 | 0 | 0 | 0 | 0 | 0 | 0 | Offices_Existing_Faucet Aerator_TRC | 0 | 0 | 0 | 0 | 0 | 0 | 0 | 0 | 0 | 0 | 0 | 0 | 0 | 0 | 0 | 0 | 0 | 0 | 0 | 0
Restaurants | Existing | Faucet Aerator | 0.0043442 | 0.037069 |  | 81.8549 | 10 |  | 6.55 | 6.55 | aerator | 1 | 1.8209 | FAIL | FAIL | Restaurants_Existing_Faucet Aerator_RIM | 0 | 0 | 0 | 0 | 0 | 0 | 0 | 0 | 0 | 0 | 0 | 0 | 0 | 0 | 0 | 0 | 0 | 0 | 0 | 0 | Restaurants_Existing_Faucet Aerator_TRC | 0 | 0 | 0 | 0 | 0 | 0 | 0 | 0 | 0 | 0 | 0 | 0 | 0 | 0 | 0 | 0 | 0 | 0 | 0 | 0
Retail | Existing | Faucet Aerator | 0.0086884 | 0.074138 |  | 163.7097 | 10 |  | 13.1 | 6.55 | aerator | 2 | 3.6417 | FAIL | FAIL | Retail_Existing_Faucet Aerator_RIM | 0 | 0 | 0 | 0 | 0 | 0 | 0 | 0 | 0 | 0 | 0 | 0 | 0 | 0 | 0 | 0 | 0 | 0 | 0 | 0 | Retail_Existing_Faucet Aerator_TRC | 0 | 0 | 0 | 0 | 0 | 0 | 0 | 0 | 0 | 0 | 0 | 0 | 0 | 0 | 0 | 0 | 0 | 0 | 0 | 0
Schools K-12 | Existing | Faucet Aerator | 0.01706 | 0.010274 |  | 81.8549 | 10 |  | 6.55 | 6.55 | aerator | 1 | 1.8209 | FAIL | FAIL | Schools K-12_Existing_Faucet Aerator_RIM | 0 | 0 | 0 | 0 | 0 | 0 | 0 | 0 | 0 | 0 | 0 | 0 | 0 | 0 | 0 | 0 | 0 | 0 | 0 | 0 | Schools K-12_Existing_Faucet Aerator_TRC | 0 | 0 | 0 | 0 | 0 | 0 | 0 | 0 | 0 | 0 | 0 | 0 | 0 | 0 | 0 | 0 | 0 | 0 | 0 | 0
Warehouse | Existing | Faucet Aerator | 0.01706 | 0.010274 |  | 81.8549 | 10 |  | 6.55 | 6.55 | aerator | 1 | 1.8209 | FAIL | FAIL | Warehouse_Existing_Faucet Aerator_RIM | 0 | 0 | 0 | 0 | 0 | 0 | 0 | 0 | 0 | 0 | 0 | 0 | 0 | 0 | 0 | 0 | 0 | 0 | 0 | 0 | Warehouse_Existing_Faucet Aerator_TRC | 0 | 0 | 0 | 0 | 0 | 0 | 0 | 0 | 0 | 0 | 0 | 0 | 0 | 0 | 0 | 0 | 0 | 0 | 0 | 0
Assembly | New | Faucet Aerator | 0.05118 | 0.030823 |  | 245.5646 | 10 |  | 19.65 | 6.55 | aerator | 3 | 5.4626 | FAIL | FAIL | Assembly_New_Faucet Aerator_RIM | 0 | 0 | 0 | 0 | 0 | 0 | 0 | 0 | 0 | 0 | 0 | 0 | 0 | 0 | 0 | 0 | 0 | 0 | 0 | 0 | Assembly_New_Faucet Aerator_TRC | 0 | 0 | 0 | 0 | 0 | 0 | 0 | 0 | 0 | 0 | 0 | 0 | 0 | 0 | 0 | 0 | 0 | 0 | 0 | 0
College and University | New | Faucet Aerator | 0.25657 | 0.67071 |  | 2783.0649 | 10 |  | 222.7 | 6.55 | aerator | 34 | 61.9092 | FAIL | FAIL | College and University_New_Faucet Aerator_RIM | 0 | 0 | 0 | 0 | 0 | 0 | 0 | 0 | 0 | 0 | 0 | 0 | 0 | 0 | 0 | 0 | 0 | 0 | 0 | 0 | College and University_New_Faucet Aerator_TRC | 0 | 0 | 0 | 0 | 0 | 0 | 0 | 0 | 0 | 0 | 0 | 0 | 0 | 0 | 0 | 0 | 0 | 0 | 0 | 0
Grocery | New | Faucet Aerator | 0.013033 | 0.11121 |  | 245.5646 | 10 |  | 19.65 | 6.55 | aerator | 3 | 5.4626 | FAIL | FAIL | Grocery_New_Faucet Aerator_RIM | 0 | 0 | 0 | 0 | 0 | 0 | 0 | 0 | 0 | 0 | 0 | 0 | 0 | 0 | 0 | 0 | 0 | 0 | 0 | 0 | Grocery_New_Faucet Aerator_TRC | 0 | 0 | 0 | 0 | 0 | 0 | 0 | 0 | 0 | 0 | 0 | 0 | 0 | 0 | 0 | 0 | 0 | 0 | 0 | 0
Healthcare | New | Faucet Aerator | 0.05118 | 0.030823 |  | 245.5646 | 10 |  | 19.65 | 6.55 | aerator | 3 | 5.4626 | FAIL | FAIL | Healthcare_New_Faucet Aerator_RIM | 0 | 0 | 0 | 0 | 0 | 0 | 0 | 0 | 0 | 0 | 0 | 0 | 0 | 0 | 0 | 0 | 0 | 0 | 0 | 0 | Healthcare_New_Faucet Aerator_TRC | 0 | 0 | 0 | 0 | 0 | 0 | 0 | 0 | 0 | 0 | 0 | 0 | 0 | 0 | 0 | 0 | 0 | 0 | 0 | 0
Hospitals | New | Faucet Aerator | 0.2943 | 0.76934 |  | 3192.3392 | 10 |  | 255.45 | 6.55 | aerator | 39 | 71.0135 | FAIL | FAIL | Hospitals_New_Faucet Aerator_RIM | 0 | 0 | 0 | 0 | 0 | 0 | 0 | 0 | 0 | 0 | 0 | 0 | 0 | 0 | 0 | 0 | 0 | 0 | 0 | 0 | Hospitals_New_Faucet Aerator_TRC | 0 | 0 | 0 | 0 | 0 | 0 | 0 | 0 | 0 | 0 | 0 | 0 | 0 | 0 | 0 | 0 | 0 | 0 | 0 | 0
Institutional | New | Faucet Aerator | 2.7637 | 1.6644 |  | 13260.4858 | 10 |  | 1061.1 | 6.55 | aerator | 162 | 294.9791 | FAIL | FAIL | Institutional_New_Faucet Aerator_RIM | 0 | 0 | 0 | 0 | 0 | 0 | 0 | 0 | 0 | 0 | 0 | 0 | 0 | 0 | 0 | 0 | 0 | 0 | 0 | 0 | Institutional_New_Faucet Aerator_TRC | 0 | 0 | 0 | 0 | 0 | 0 | 0 | 0 | 0 | 0 | 0 | 0 | 0 | 0 | 0 | 0 | 0 | 0 | 0 | 0
Lodging/Hospitality | New | Faucet Aerator | 0.034753 | 0.29655 |  | 654.8388 | 10 |  | 52.4 | 6.55 | aerator | 8 | 14.5669 | FAIL | FAIL | Lodging/Hospitality_New_Faucet Aerator_RIM | 0 | 0 | 0 | 0 | 0 | 0 | 0 | 0 | 0 | 0 | 0 | 0 | 0 | 0 | 0 | 0 | 0 | 0 | 0 | 0 | Lodging/Hospitality_New_Faucet Aerator_TRC | 0 | 0 | 0 | 0 | 0 | 0 | 0 | 0 | 0 | 0 | 0 | 0 | 0 | 0 | 0 | 0 | 0 | 0 | 0 | 0
Miscellaneous | New | Faucet Aerator | 0.40944 | 0.24658 |  | 1964.5164 | 10 |  | 157.2 | 6.55 | aerator | 24 | 43.7006 | FAIL | FAIL | Miscellaneous_New_Faucet Aerator_RIM | 0 | 0 | 0 | 0 | 0 | 0 | 0 | 0 | 0 | 0 | 0 | 0 | 0 | 0 | 0 | 0 | 0 | 0 | 0 | 0 | Miscellaneous_New_Faucet Aerator_TRC | 0 | 0 | 0 | 0 | 0 | 0 | 0 | 0 | 0 | 0 | 0 | 0 | 0 | 0 | 0 | 0 | 0 | 0 | 0 | 0
Offices | New | Faucet Aerator | 0.05118 | 0.030823 |  | 245.5646 | 10 |  | 19.65 | 6.55 | aerator | 3 | 5.4626 | FAIL | FAIL | Offices_New_Faucet Aerator_RIM | 0 | 0 | 0 | 0 | 0 | 0 | 0 | 0 | 0 | 0 | 0 | 0 | 0 | 0 | 0 | 0 | 0 | 0 | 0 | 0 | Offices_New_Faucet Aerator_TRC | 0 | 0 | 0 | 0 | 0 | 0 | 0 | 0 | 0 | 0 | 0 | 0 | 0 | 0 | 0 | 0 | 0 | 0 | 0 | 0
Restaurants | New | Faucet Aerator | 0.0043442 | 0.037069 |  | 81.8549 | 10 |  | 6.55 | 6.55 | aerator | 1 | 1.8209 | FAIL | FAIL | Restaurants_New_Faucet Aerator_RIM | 0 | 0 | 0 | 0 | 0 | 0 | 0 | 0 | 0 | 0 | 0 | 0 | 0 | 0 | 0 | 0 | 0 | 0 | 0 | 0 | Restaurants_New_Faucet Aerator_TRC | 0 | 0 | 0 | 0 | 0 | 0 | 0 | 0 | 0 | 0 | 0 | 0 | 0 | 0 | 0 | 0 | 0 | 0 | 0 | 0
Retail | New | Faucet Aerator | 0.0086884 | 0.074138 |  | 163.7097 | 10 |  | 13.1 | 6.55 | aerator | 2 | 3.6417 | FAIL | FAIL | Retail_New_Faucet Aerator_RIM | 0 | 0 | 0 | 0 | 0 | 0 | 0 | 0 | 0 | 0 | 0 | 0 | 0 | 0 | 0 | 0 | 0 | 0 | 0 | 0 | Retail_New_Faucet Aerator_TRC | 0 | 0 | 0 | 0 | 0 | 0 | 0 | 0 | 0 | 0 | 0 | 0 | 0 | 0 | 0 | 0 | 0 | 0 | 0 | 0
Schools K-12 | New | Faucet Aerator | 0.01706 | 0.010274 |  | 81.8549 | 10 |  | 6.55 | 6.55 | aerator | 1 | 1.8209 | FAIL | FAIL | Schools K-12_New_Faucet Aerator_RIM | 0 | 0 | 0 | 0 | 0 | 0 | 0 | 0 | 0 | 0 | 0 | 0 | 0 | 0 | 0 | 0 | 0 | 0 | 0 | 0 | Schools K-12_New_Faucet Aerator_TRC | 0 | 0 | 0 | 0 | 0 | 0 | 0 | 0 | 0 | 0 | 0 | 0 | 0 | 0 | 0 | 0 | 0 | 0 | 0 | 0
Warehouse | New | Faucet Aerator | 0.01706 | 0.010274 |  | 81.8549 | 10 |  | 6.55 | 6.55 | aerator | 1 | 1.8209 | FAIL | FAIL | Warehouse_New_Faucet Aerator_RIM | 0 | 0 | 0 | 0 | 0 | 0 | 0 | 0 | 0 | 0 | 0 | 0 | 0 | 0 | 0 | 0 | 0 | 0 | 0 | 0 | Warehouse_New_Faucet Aerator_TRC | 0 | 0 | 0 | 0 | 0 | 0 | 0 | 0 | 0 | 0 | 0 | 0 | 0 | 0 | 0 | 0 | 0 | 0 | 0 | 0
Assembly | Existing | Hot Water Circulation Pump Control | 0.030962 | 0.032526 |  | 651 | 15 |  | 459 | 459 | pump | 1 | 14.4815 | FAIL | FAIL | Assembly_Existing_Hot Water Circulation Pump Control_RIM | 0 | 0 | 0 | 0 | 0 | 0 | 0 | 0 | 0 | 0 | 0 | 0 | 0 | 0 | 0 | 0 | 0 | 0 | 0 | 0 | Assembly_Existing_Hot Water Circulation Pump Control_TRC | 0 | 0 | 0 | 0 | 0 | 0 | 0 | 0 | 0 | 0 | 0 | 0 | 0 | 0 | 0 | 0 | 0 | 0 | 0 | 0
College and University | Existing | Hot Water Circulation Pump Control | 0.8107 | 0.8107 |  | 6510 | 15 |  | 4590 | 459 | pump | 10 | 144.8147 | FAIL | 3326.4656 | College and University_Existing_Hot Water Circulation Pump Control_RIM | 0 | 0 | 0 | 0 | 0 | 0 | 0 | 0 | 0 | 0 | 0 | 0 | 0 | 0 | 0 | 0 | 0 | 0 | 0 | 0 | College and University_Existing_Hot Water Circulation Pump Control_TRC | 0.0083229 | 0.01401 | 0.022757 | 0.036923 | 0.05945 | 0.094348 | 0.14687 | 0.22088 | 0.31534 | 0.41488 | 54.1819 | 91.2076 | 148.1509 | 240.3692 | 387.0211 | 614.207 | 956.1462 | 1437.9399 | 2052.8807 | 2700.8911 |  | 72.47%
Grocery | Existing | Hot Water Circulation Pump Control | 0 | 0 |  | 651 | 15 |  | 459 | 459 | pump | 1 | 14.4815 | FAIL | FAIL | Grocery_Existing_Hot Water Circulation Pump Control_RIM | 0 | 0 | 0 | 0 | 0 | 0 | 0 | 0 | 0 | 0 | 0 | 0 | 0 | 0 | 0 | 0 | 0 | 0 | 0 | 0 | Grocery_Existing_Hot Water Circulation Pump Control_TRC | 0 | 0 | 0 | 0 | 0 | 0 | 0 | 0 | 0 | 0 | 0 | 0 | 0 | 0 | 0 | 0 | 0 | 0 | 0 | 0
Healthcare | Existing | Hot Water Circulation Pump Control | 0.030962 | 0.032526 |  | 651 | 15 |  | 459 | 459 | pump | 1 | 14.4815 | FAIL | FAIL | Healthcare_Existing_Hot Water Circulation Pump Control_RIM | 0 | 0 | 0 | 0 | 0 | 0 | 0 | 0 | 0 | 0 | 0 | 0 | 0 | 0 | 0 | 0 | 0 | 0 | 0 | 0 | Healthcare_Existing_Hot Water Circulation Pump Control_TRC | 0 | 0 | 0 | 0 | 0 | 0 | 0 | 0 | 0 | 0 | 0 | 0 | 0 | 0 | 0 | 0 | 0 | 0 | 0 | 0
Hospitals | Existing | Hot Water Circulation Pump Control | 1.2161 | 1.2161 |  | 9765 | 15 |  | 6885 | 459 | pump | 15 | 217.2221 | FAIL | 4989.6984 | Hospitals_Existing_Hot Water Circulation Pump Control_RIM | 0 | 0 | 0 | 0 | 0 | 0 | 0 | 0 | 0 | 0 | 0 | 0 | 0 | 0 | 0 | 0 | 0 | 0 | 0 | 0 | Hospitals_Existing_Hot Water Circulation Pump Control_TRC | 0.004863 | 0.0082092 | 0.013349 | 0.021677 | 0.034924 | 0.055469 | 0.086412 | 0.13001 | 0.18572 | 0.24448 | 47.4875 | 80.1628 | 130.3508 | 211.6719 | 341.0353 | 541.6546 | 843.8155 | 1269.5864 | 1813.5426 | 2387.3461 |  | 72.47%
Institutional | Existing | Hot Water Circulation Pump Control | 0.77405 | 0.81316 |  | 16275 | 15 |  | 11475 | 459 | pump | 25 | 362.0368 | FAIL | FAIL | Institutional_Existing_Hot Water Circulation Pump Control_RIM | 0 | 0 | 0 | 0 | 0 | 0 | 0 | 0 | 0 | 0 | 0 | 0 | 0 | 0 | 0 | 0 | 0 | 0 | 0 | 0 | Institutional_Existing_Hot Water Circulation Pump Control_TRC | 0 | 0 | 0 | 0 | 0 | 0 | 0 | 0 | 0 | 0 | 0 | 0 | 0 | 0 | 0 | 0 | 0 | 0 | 0 | 0
Lodging/Hospitality | Existing | Hot Water Circulation Pump Control | 0 | 0 |  | 1953 | 15 |  | 1377 | 459 | pump | 3 | 43.4444 | FAIL | FAIL | Lodging/Hospitality_Existing_Hot Water Circulation Pump Control_RIM | 0 | 0 | 0 | 0 | 0 | 0 | 0 | 0 | 0 | 0 | 0 | 0 | 0 | 0 | 0 | 0 | 0 | 0 | 0 | 0 | Lodging/Hospitality_Existing_Hot Water Circulation Pump Control_TRC | 0 | 0 | 0 | 0 | 0 | 0 | 0 | 0 | 0 | 0 | 0 | 0 | 0 | 0 | 0 | 0 | 0 | 0 | 0 | 0
Miscellaneous | Existing | Hot Water Circulation Pump Control | 0.61924 | 0.65053 |  | 13020 | 15 |  | 9180 | 459 | pump | 20 | 289.6295 | FAIL | FAIL | Miscellaneous_Existing_Hot Water Circulation Pump Control_RIM | 0 | 0 | 0 | 0 | 0 | 0 | 0 | 0 | 0 | 0 | 0 | 0 | 0 | 0 | 0 | 0 | 0 | 0 | 0 | 0 | Miscellaneous_Existing_Hot Water Circulation Pump Control_TRC | 0 | 0 | 0 | 0 | 0 | 0 | 0 | 0 | 0 | 0 | 0 | 0 | 0 | 0 | 0 | 0 | 0 | 0 | 0 | 0
Offices | Existing | Hot Water Circulation Pump Control | 0.092886 | 0.097579 |  | 1953 | 15 |  | 1377 | 459 | pump | 3 | 43.4444 | FAIL | FAIL | Offices_Existing_Hot Water Circulation Pump Control_RIM | 0 | 0 | 0 | 0 | 0 | 0 | 0 | 0 | 0 | 0 | 0 | 0 | 0 | 0 | 0 | 0 | 0 | 0 | 0 | 0 | Offices_Existing_Hot Water Circulation Pump Control_TRC | 0 | 0 | 0 | 0 | 0 | 0 | 0 | 0 | 0 | 0 | 0 | 0 | 0 | 0 | 0 | 0 | 0 | 0 | 0 | 0
Restaurants | Existing | Hot Water Circulation Pump Control | 0 | 0 |  | 1302 | 15 |  | 918 | 459 | pump | 2 | 28.9629 | FAIL | FAIL | Restaurants_Existing_Hot Water Circulation Pump Control_RIM | 0 | 0 | 0 | 0 | 0 | 0 | 0 | 0 | 0 | 0 | 0 | 0 | 0 | 0 | 0 | 0 | 0 | 0 | 0 | 0 | Restaurants_Existing_Hot Water Circulation Pump Control_TRC | 0 | 0 | 0 | 0 | 0 | 0 | 0 | 0 | 0 | 0 | 0 | 0 | 0 | 0 | 0 | 0 | 0 | 0 | 0 | 0
Retail | Existing | Hot Water Circulation Pump Control | 0 | 0 |  | 1953 | 15 |  | 1377 | 459 | pump | 3 | 43.4444 | FAIL | FAIL | Retail_Existing_Hot Water Circulation Pump Control_RIM | 0 | 0 | 0 | 0 | 0 | 0 | 0 | 0 | 0 | 0 | 0 | 0 | 0 | 0 | 0 | 0 | 0 | 0 | 0 | 0 | Retail_Existing_Hot Water Circulation Pump Control_TRC | 0 | 0 | 0 | 0 | 0 | 0 | 0 | 0 | 0 | 0 | 0 | 0 | 0 | 0 | 0 | 0 | 0 | 0 | 0 | 0
Schools K-12 | Existing | Hot Water Circulation Pump Control | 0.030962 | 0.032526 |  | 651 | 15 |  | 459 | 459 | pump | 1 | 14.4815 | FAIL | FAIL | Schools K-12_Existing_Hot Water Circulation Pump Control_RIM | 0 | 0 | 0 | 0 | 0 | 0 | 0 | 0 | 0 | 0 | 0 | 0 | 0 | 0 | 0 | 0 | 0 | 0 | 0 | 0 | Schools K-12_Existing_Hot Water Circulation Pump Control_TRC | 0 | 0 | 0 | 0 | 0 | 0 | 0 | 0 | 0 | 0 | 0 | 0 | 0 | 0 | 0 | 0 | 0 | 0 | 0 | 0
Warehouse | Existing | Hot Water Circulation Pump Control | 0.030962 | 0.032526 |  | 651 | 15 |  | 459 | 459 | pump | 1 | 14.4815 | FAIL | FAIL | Warehouse_Existing_Hot Water Circulation Pump Control_RIM | 0 | 0 | 0 | 0 | 0 | 0 | 0 | 0 | 0 | 0 | 0 | 0 | 0 | 0 | 0 | 0 | 0 | 0 | 0 | 0 | Warehouse_Existing_Hot Water Circulation Pump Control_TRC | 0 | 0 | 0 | 0 | 0 | 0 | 0 | 0 | 0 | 0 | 0 | 0 | 0 | 0 | 0 | 0 | 0 | 0 | 0 | 0
Assembly | New | Hot Water Circulation Pump Control | 0.030962 | 0.032526 |  | 651 | 15 |  | 459 | 459 | pump | 1 | 14.4815 | FAIL | FAIL | Assembly_New_Hot Water Circulation Pump Control_RIM | 0 | 0 | 0 | 0 | 0 | 0 | 0 | 0 | 0 | 0 | 0 | 0 | 0 | 0 | 0 | 0 | 0 | 0 | 0 | 0 | Assembly_New_Hot Water Circulation Pump Control_TRC | 0 | 0 | 0 | 0 | 0 | 0 | 0 | 0 | 0 | 0 | 0 | 0 | 0 | 0 | 0 | 0 | 0 | 0 | 0 | 0
College and University | New | Hot Water Circulation Pump Control | 0.8107 | 0.8107 |  | 6510 | 15 |  | 4590 | 459 | pump | 10 | 144.8147 | FAIL | 3326.4656 | College and University_New_Hot Water Circulation Pump Control_RIM | 0 | 0 | 0 | 0 | 0 | 0 | 0 | 0 | 0 | 0 | 0 | 0 | 0 | 0 | 0 | 0 | 0 | 0 | 0 | 0 | College and University_New_Hot Water Circulation Pump Control_TRC | 0 | 0 | 0 | 0 | 0 | 0 | 0 | 0 | 0 | 0 | 0 | 0 | 0 | 0 | 0 | 0 | 0 | 0 | 0 | 0 |  | 72.47%
Grocery | New | Hot Water Circulation Pump Control | 0 | 0 |  | 651 | 15 |  | 459 | 459 | pump | 1 | 14.4815 | FAIL | FAIL | Grocery_New_Hot Water Circulation Pump Control_RIM | 0 | 0 | 0 | 0 | 0 | 0 | 0 | 0 | 0 | 0 | 0 | 0 | 0 | 0 | 0 | 0 | 0 | 0 | 0 | 0 | Grocery_New_Hot Water Circulation Pump Control_TRC | 0 | 0 | 0 | 0 | 0 | 0 | 0 | 0 | 0 | 0 | 0 | 0 | 0 | 0 | 0 | 0 | 0 | 0 | 0 | 0
Healthcare | New | Hot Water Circulation Pump Control | 0.030962 | 0.032526 |  | 651 | 15 |  | 459 | 459 | pump | 1 | 14.4815 | FAIL | FAIL | Healthcare_New_Hot Water Circulation Pump Control_RIM | 0 | 0 | 0 | 0 | 0 | 0 | 0 | 0 | 0 | 0 | 0 | 0 | 0 | 0 | 0 | 0 | 0 | 0 | 0 | 0 | Healthcare_New_Hot Water Circulation Pump Control_TRC | 0 | 0 | 0 | 0 | 0 | 0 | 0 | 0 | 0 | 0 | 0 | 0 | 0 | 0 | 0 | 0 | 0 | 0 | 0 | 0
Hospitals | New | Hot Water Circulation Pump Control | 1.2161 | 1.2161 |  | 9765 | 15 |  | 6885 | 459 | pump | 15 | 217.2221 | FAIL | 4989.6984 | Hospitals_New_Hot Water Circulation Pump Control_RIM | 0 | 0 | 0 | 0 | 0 | 0 | 0 | 0 | 0 | 0 | 0 | 0 | 0 | 0 | 0 | 0 | 0 | 0 | 0 | 0 | Hospitals_New_Hot Water Circulation Pump Control_TRC | 0 | 0 | 0 | 0 | 0 | 0 | 0 | 0 | 0 | 0 | 0 | 0 | 0 | 0 | 0 | 0 | 0 | 0 | 0 | 0 |  | 72.47%
Institutional | New | Hot Water Circulation Pump Control | 0.77405 | 0.81316 |  | 16275 | 15 |  | 11475 | 459 | pump | 25 | 362.0368 | FAIL | FAIL | Institutional_New_Hot Water Circulation Pump Control_RIM | 0 | 0 | 0 | 0 | 0 | 0 | 0 | 0 | 0 | 0 | 0 | 0 | 0 | 0 | 0 | 0 | 0 | 0 | 0 | 0 | Institutional_New_Hot Water Circulation Pump Control_TRC | 0 | 0 | 0 | 0 | 0 | 0 | 0 | 0 | 0 | 0 | 0 | 0 | 0 | 0 | 0 | 0 | 0 | 0 | 0 | 0
Lodging/Hospitality | New | Hot Water Circulation Pump Control | 0 | 0 |  | 1953 | 15 |  | 1377 | 459 | pump | 3 | 43.4444 | FAIL | FAIL | Lodging/Hospitality_New_Hot Water Circulation Pump Control_RIM | 0 | 0 | 0 | 0 | 0 | 0 | 0 | 0 | 0 | 0 | 0 | 0 | 0 | 0 | 0 | 0 | 0 | 0 | 0 | 0 | Lodging/Hospitality_New_Hot Water Circulation Pump Control_TRC | 0 | 0 | 0 | 0 | 0 | 0 | 0 | 0 | 0 | 0 | 0 | 0 | 0 | 0 | 0 | 0 | 0 | 0 | 0 | 0
Miscellaneous | New | Hot Water Circulation Pump Control | 0.61924 | 0.65053 |  | 13020 | 15 |  | 9180 | 459 | pump | 20 | 289.6295 | FAIL | FAIL | Miscellaneous_New_Hot Water Circulation Pump Control_RIM | 0 | 0 | 0 | 0 | 0 | 0 | 0 | 0 | 0 | 0 | 0 | 0 | 0 | 0 | 0 | 0 | 0 | 0 | 0 | 0 | Miscellaneous_New_Hot Water Circulation Pump Control_TRC | 0 | 0 | 0 | 0 | 0 | 0 | 0 | 0 | 0 | 0 | 0 | 0 | 0 | 0 | 0 | 0 | 0 | 0 | 0 | 0
Offices | New | Hot Water Circulation Pump Control | 0.092886 | 0.097579 |  | 1953 | 15 |  | 1377 | 459 | pump | 3 | 43.4444 | FAIL | FAIL | Offices_New_Hot Water Circulation Pump Control_RIM | 0 | 0 | 0 | 0 | 0 | 0 | 0 | 0 | 0 | 0 | 0 | 0 | 0 | 0 | 0 | 0 | 0 | 0 | 0 | 0 | Offices_New_Hot Water Circulation Pump Control_TRC | 0 | 0 | 0 | 0 | 0 | 0 | 0 | 0 | 0 | 0 | 0 | 0 | 0 | 0 | 0 | 0 | 0 | 0 | 0 | 0
Restaurants | New | Hot Water Circulation Pump Control | 0 | 0 |  | 1302 | 15 |  | 918 | 459 | pump | 2 | 28.9629 | FAIL | FAIL | Restaurants_New_Hot Water Circulation Pump Control_RIM | 0 | 0 | 0 | 0 | 0 | 0 | 0 | 0 | 0 | 0 | 0 | 0 | 0 | 0 | 0 | 0 | 0 | 0 | 0 | 0 | Restaurants_New_Hot Water Circulation Pump Control_TRC | 0 | 0 | 0 | 0 | 0 | 0 | 0 | 0 | 0 | 0 | 0 | 0 | 0 | 0 | 0 | 0 | 0 | 0 | 0 | 0
Retail | New | Hot Water Circulation Pump Control | 0 | 0 |  | 1953 | 15 |  | 1377 | 459 | pump | 3 | 43.4444 | FAIL | FAIL | Retail_New_Hot Water Circulation Pump Control_RIM | 0 | 0 | 0 | 0 | 0 | 0 | 0 | 0 | 0 | 0 | 0 | 0 | 0 | 0 | 0 | 0 | 0 | 0 | 0 | 0 | Retail_New_Hot Water Circulation Pump Control_TRC | 0 | 0 | 0 | 0 | 0 | 0 | 0 | 0 | 0 | 0 | 0 | 0 | 0 | 0 | 0 | 0 | 0 | 0 | 0 | 0
Schools K-12 | New | Hot Water Circulation Pump Control | 0.030962 | 0.032526 |  | 651 | 15 |  | 459 | 459 | pump | 1 | 14.4815 | FAIL | FAIL | Schools K-12_New_Hot Water Circulation Pump Control_RIM | 0 | 0 | 0 | 0 | 0 | 0 | 0 | 0 | 0 | 0 | 0 | 0 | 0 | 0 | 0 | 0 | 0 | 0 | 0 | 0 | Schools K-12_New_Hot Water Circulation Pump Control_TRC | 0 | 0 | 0 | 0 | 0 | 0 | 0 | 0 | 0 | 0 | 0 | 0 | 0 | 0 | 0 | 0 | 0 | 0 | 0 | 0
Warehouse | New | Hot Water Circulation Pump Control | 0.030962 | 0.032526 |  | 651 | 15 |  | 459 | 459 | pump | 1 | 14.4815 | FAIL | FAIL | Warehouse_New_Hot Water Circulation Pump Control_RIM | 0 | 0 | 0 | 0 | 0 | 0 | 0 | 0 | 0 | 0 | 0 | 0 | 0 | 0 | 0 | 0 | 0 | 0 | 0 | 0 | Warehouse_New_Hot Water Circulation Pump Control_TRC | 0 | 0 | 0 | 0 | 0 | 0 | 0 | 0 | 0 | 0 | 0 | 0 | 0 | 0 | 0 | 0 | 0 | 0 | 0 | 0
Assembly | Existing | Hot Water Pipe Insulation | 0.15144 | 0.1702 |  | 1355.592 | 13 |  | 180 | 3 | linear ft | 60 | 30.1551 | FAIL | FAIL | Assembly_Existing_Hot Water Pipe Insulation_RIM | 0 | 0 | 0 | 0 | 0 | 0 | 0 | 0 | 0 | 0 | 0 | 0 | 0 | 0 | 0 | 0 | 0 | 0 | 0 | 0 | Assembly_Existing_Hot Water Pipe Insulation_TRC | 0 | 0 | 0 | 0 | 0 | 0 | 0 | 0 | 0 | 0 | 0 | 0 | 0 | 0 | 0 | 0 | 0 | 0 | 0 | 0
College and University | Existing | Hot Water Pipe Insulation | 1.5475 | 1.5475 |  | 13555.9203 | 13 |  | 1800 | 3 | linear ft | 600 | 301.551 | FAIL | FAIL | College and University_Existing_Hot Water Pipe Insulation_RIM | 0 | 0 | 0 | 0 | 0 | 0 | 0 | 0 | 0 | 0 | 0 | 0 | 0 | 0 | 0 | 0 | 0 | 0 | 0 | 0 | College and University_Existing_Hot Water Pipe Insulation_TRC | 0 | 0 | 0 | 0 | 0 | 0 | 0 | 0 | 0 | 0 | 0 | 0 | 0 | 0 | 0 | 0 | 0 | 0 | 0 | 0
Grocery | Existing | Hot Water Pipe Insulation | 0.10667 | 0.18442 |  | 1355.592 | 13 |  | 180 | 3 | linear ft | 60 | 30.1551 | FAIL | FAIL | Grocery_Existing_Hot Water Pipe Insulation_RIM | 0 | 0 | 0 | 0 | 0 | 0 | 0 | 0 | 0 | 0 | 0 | 0 | 0 | 0 | 0 | 0 | 0 | 0 | 0 | 0 | Grocery_Existing_Hot Water Pipe Insulation_TRC | 0 | 0 | 0 | 0 | 0 | 0 | 0 | 0 | 0 | 0 | 0 | 0 | 0 | 0 | 0 | 0 | 0 | 0 | 0 | 0
Healthcare | Existing | Hot Water Pipe Insulation | 0.15144 | 0.1702 |  | 1355.592 | 13 |  | 180 | 3 | linear ft | 60 | 30.1551 | FAIL | FAIL | Healthcare_Existing_Hot Water Pipe Insulation_RIM | 0 | 0 | 0 | 0 | 0 | 0 | 0 | 0 | 0 | 0 | 0 | 0 | 0 | 0 | 0 | 0 | 0 | 0 | 0 | 0 | Healthcare_Existing_Hot Water Pipe Insulation_TRC | 0 | 0 | 0 | 0 | 0 | 0 | 0 | 0 | 0 | 0 | 0 | 0 | 0 | 0 | 0 | 0 | 0 | 0 | 0 | 0
Hospitals | Existing | Hot Water Pipe Insulation | 2.3212 | 2.3212 |  | 20333.8804 | 13 |  | 2700 | 3 | linear ft | 900 | 452.3265 | FAIL | FAIL | Hospitals_Existing_Hot Water Pipe Insulation_RIM | 0 | 0 | 0 | 0 | 0 | 0 | 0 | 0 | 0 | 0 | 0 | 0 | 0 | 0 | 0 | 0 | 0 | 0 | 0 | 0 | Hospitals_Existing_Hot Water Pipe Insulation_TRC | 0 | 0 | 0 | 0 | 0 | 0 | 0 | 0 | 0 | 0 | 0 | 0 | 0 | 0 | 0 | 0 | 0 | 0 | 0 | 0
Institutional | Existing | Hot Water Pipe Insulation | 3.786 | 4.255 |  | 33889.8007 | 13 |  | 4500 | 3 | linear ft | 1500 | 753.8775 | FAIL | FAIL | Institutional_Existing_Hot Water Pipe Insulation_RIM | 0 | 0 | 0 | 0 | 0 | 0 | 0 | 0 | 0 | 0 | 0 | 0 | 0 | 0 | 0 | 0 | 0 | 0 | 0 | 0 | Institutional_Existing_Hot Water Pipe Insulation_TRC | 0 | 0 | 0 | 0 | 0 | 0 | 0 | 0 | 0 | 0 | 0 | 0 | 0 | 0 | 0 | 0 | 0 | 0 | 0 | 0
Lodging/Hospitality | Existing | Hot Water Pipe Insulation | 0.32002 | 0.55325 |  | 4066.7761 | 13 |  | 540 | 3 | linear ft | 180 | 90.4653 | FAIL | FAIL | Lodging/Hospitality_Existing_Hot Water Pipe Insulation_RIM | 0 | 0 | 0 | 0 | 0 | 0 | 0 | 0 | 0 | 0 | 0 | 0 | 0 | 0 | 0 | 0 | 0 | 0 | 0 | 0 | Lodging/Hospitality_Existing_Hot Water Pipe Insulation_TRC | 0 | 0 | 0 | 0 | 0 | 0 | 0 | 0 | 0 | 0 | 0 | 0 | 0 | 0 | 0 | 0 | 0 | 0 | 0 | 0
Miscellaneous | Existing | Hot Water Pipe Insulation | 3.0288 | 3.404 |  | 27111.8406 | 13 |  | 3600 | 3 | linear ft | 1200 | 603.102 | FAIL | FAIL | Miscellaneous_Existing_Hot Water Pipe Insulation_RIM | 0 | 0 | 0 | 0 | 0 | 0 | 0 | 0 | 0 | 0 | 0 | 0 | 0 | 0 | 0 | 0 | 0 | 0 | 0 | 0 | Miscellaneous_Existing_Hot Water Pipe Insulation_TRC | 0 | 0 | 0 | 0 | 0 | 0 | 0 | 0 | 0 | 0 | 0 | 0 | 0 | 0 | 0 | 0 | 0 | 0 | 0 | 0
Offices | Existing | Hot Water Pipe Insulation | 0.45432 | 0.51059 |  | 4066.7761 | 13 |  | 540 | 3 | linear ft | 180 | 90.4653 | FAIL | FAIL | Offices_Existing_Hot Water Pipe Insulation_RIM | 0 | 0 | 0 | 0 | 0 | 0 | 0 | 0 | 0 | 0 | 0 | 0 | 0 | 0 | 0 | 0 | 0 | 0 | 0 | 0 | Offices_Existing_Hot Water Pipe Insulation_TRC | 0 | 0 | 0 | 0 | 0 | 0 | 0 | 0 | 0 | 0 | 0 | 0 | 0 | 0 | 0 | 0 | 0 | 0 | 0 | 0
Restaurants | Existing | Hot Water Pipe Insulation | 0.21335 | 0.36883 |  | 2711.1841 | 13 |  | 360 | 3 | linear ft | 120 | 60.3102 | FAIL | FAIL | Restaurants_Existing_Hot Water Pipe Insulation_RIM | 0 | 0 | 0 | 0 | 0 | 0 | 0 | 0 | 0 | 0 | 0 | 0 | 0 | 0 | 0 | 0 | 0 | 0 | 0 | 0 | Restaurants_Existing_Hot Water Pipe Insulation_TRC | 0 | 0 | 0 | 0 | 0 | 0 | 0 | 0 | 0 | 0 | 0 | 0 | 0 | 0 | 0 | 0 | 0 | 0 | 0 | 0
Retail | Existing | Hot Water Pipe Insulation | 0.32002 | 0.55325 |  | 4066.7761 | 13 |  | 540 | 3 | linear ft | 180 | 90.4653 | FAIL | FAIL | Retail_Existing_Hot Water Pipe Insulation_RIM | 0 | 0 | 0 | 0 | 0 | 0 | 0 | 0 | 0 | 0 | 0 | 0 | 0 | 0 | 0 | 0 | 0 | 0 | 0 | 0 | Retail_Existing_Hot Water Pipe Insulation_TRC | 0 | 0 | 0 | 0 | 0 | 0 | 0 | 0 | 0 | 0 | 0 | 0 | 0 | 0 | 0 | 0 | 0 | 0 | 0 | 0
Schools K-12 | Existing | Hot Water Pipe Insulation | 0.15144 | 0.1702 |  | 1355.592 | 13 |  | 180 | 3 | linear ft | 60 | 30.1551 | FAIL | FAIL | Schools K-12_Existing_Hot Water Pipe Insulation_RIM | 0 | 0 | 0 | 0 | 0 | 0 | 0 | 0 | 0 | 0 | 0 | 0 | 0 | 0 | 0 | 0 | 0 | 0 | 0 | 0 | Schools K-12_Existing_Hot Water Pipe Insulation_TRC | 0 | 0 | 0 | 0 | 0 | 0 | 0 | 0 | 0 | 0 | 0 | 0 | 0 | 0 | 0 | 0 | 0 | 0 | 0 | 0
Warehouse | Existing | Hot Water Pipe Insulation | 0.15144 | 0.1702 |  | 1355.592 | 13 |  | 180 | 3 | linear ft | 60 | 30.1551 | FAIL | FAIL | Warehouse_Existing_Hot Water Pipe Insulation_RIM | 0 | 0 | 0 | 0 | 0 | 0 | 0 | 0 | 0 | 0 | 0 | 0 | 0 | 0 | 0 | 0 | 0 | 0 | 0 | 0 | Warehouse_Existing_Hot Water Pipe Insulation_TRC | 0 | 0 | 0 | 0 | 0 | 0 | 0 | 0 | 0 | 0 | 0 | 0 | 0 | 0 | 0 | 0 | 0 | 0 | 0 | 0
Assembly | New | Hot Water Pipe Insulation | 0.15144 | 0.1702 |  | 1355.592 | 13 |  | 180 | 3 | linear ft | 60 | 30.1551 | FAIL | FAIL | Assembly_New_Hot Water Pipe Insulation_RIM | 0 | 0 | 0 | 0 | 0 | 0 | 0 | 0 | 0 | 0 | 0 | 0 | 0 | 0 | 0 | 0 | 0 | 0 | 0 | 0 | Assembly_New_Hot Water Pipe Insulation_TRC | 0 | 0 | 0 | 0 | 0 | 0 | 0 | 0 | 0 | 0 | 0 | 0 | 0 | 0 | 0 | 0 | 0 | 0 | 0 | 0
College and University | New | Hot Water Pipe Insulation | 1.5475 | 1.5475 |  | 13555.9203 | 13 |  | 1800 | 3 | linear ft | 600 | 301.551 | FAIL | FAIL | College and University_New_Hot Water Pipe Insulation_RIM | 0 | 0 | 0 | 0 | 0 | 0 | 0 | 0 | 0 | 0 | 0 | 0 | 0 | 0 | 0 | 0 | 0 | 0 | 0 | 0 | College and University_New_Hot Water Pipe Insulation_TRC | 0 | 0 | 0 | 0 | 0 | 0 | 0 | 0 | 0 | 0 | 0 | 0 | 0 | 0 | 0 | 0 | 0 | 0 | 0 | 0
Grocery | New | Hot Water Pipe Insulation | 0.10667 | 0.18442 |  | 1355.592 | 13 |  | 180 | 3 | linear ft | 60 | 30.1551 | FAIL | FAIL | Grocery_New_Hot Water Pipe Insulation_RIM | 0 | 0 | 0 | 0 | 0 | 0 | 0 | 0 | 0 | 0 | 0 | 0 | 0 | 0 | 0 | 0 | 0 | 0 | 0 | 0 | Grocery_New_Hot Water Pipe Insulation_TRC | 0 | 0 | 0 | 0 | 0 | 0 | 0 | 0 | 0 | 0 | 0 | 0 | 0 | 0 | 0 | 0 | 0 | 0 | 0 | 0
Healthcare | New | Hot Water Pipe Insulation | 0.15144 | 0.1702 |  | 1355.592 | 13 |  | 180 | 3 | linear ft | 60 | 30.1551 | FAIL | FAIL | Healthcare_New_Hot Water Pipe Insulation_RIM | 0 | 0 | 0 | 0 | 0 | 0 | 0 | 0 | 0 | 0 | 0 | 0 | 0 | 0 | 0 | 0 | 0 | 0 | 0 | 0 | Healthcare_New_Hot Water Pipe Insulation_TRC | 0 | 0 | 0 | 0 | 0 | 0 | 0 | 0 | 0 | 0 | 0 | 0 | 0 | 0 | 0 | 0 | 0 | 0 | 0 | 0
Hospitals | New | Hot Water Pipe Insulation | 2.3212 | 2.3212 |  | 20333.8804 | 13 |  | 2700 | 3 | linear ft | 900 | 452.3265 | FAIL | FAIL | Hospitals_New_Hot Water Pipe Insulation_RIM | 0 | 0 | 0 | 0 | 0 | 0 | 0 | 0 | 0 | 0 | 0 | 0 | 0 | 0 | 0 | 0 | 0 | 0 | 0 | 0 | Hospitals_New_Hot Water Pipe Insulation_TRC | 0 | 0 | 0 | 0 | 0 | 0 | 0 | 0 | 0 | 0 | 0 | 0 | 0 | 0 | 0 | 0 | 0 | 0 | 0 | 0
Institutional | New | Hot Water Pipe Insulation | 3.786 | 4.255 |  | 33889.8007 | 13 |  | 4500 | 3 | linear ft | 1500 | 753.8775 | FAIL | FAIL | Institutional_New_Hot Water Pipe Insulation_RIM | 0 | 0 | 0 | 0 | 0 | 0 | 0 | 0 | 0 | 0 | 0 | 0 | 0 | 0 | 0 | 0 | 0 | 0 | 0 | 0 | Institutional_New_Hot Water Pipe Insulation_TRC | 0 | 0 | 0 | 0 | 0 | 0 | 0 | 0 | 0 | 0 | 0 | 0 | 0 | 0 | 0 | 0 | 0 | 0 | 0 | 0
Lodging/Hospitality | New | Hot Water Pipe Insulation | 0.32002 | 0.55325 |  | 4066.7761 | 13 |  | 540 | 3 | linear ft | 180 | 90.4653 | FAIL | FAIL | Lodging/Hospitality_New_Hot Water Pipe Insulation_RIM | 0 | 0 | 0 | 0 | 0 | 0 | 0 | 0 | 0 | 0 | 0 | 0 | 0 | 0 | 0 | 0 | 0 | 0 | 0 | 0 | Lodging/Hospitality_New_Hot Water Pipe Insulation_TRC | 0 | 0 | 0 | 0 | 0 | 0 | 0 | 0 | 0 | 0 | 0 | 0 | 0 | 0 | 0 | 0 | 0 | 0 | 0 | 0
Miscellaneous | New | Hot Water Pipe Insulation | 3.0288 | 3.404 |  | 27111.8406 | 13 |  | 3600 | 3 | linear ft | 1200 | 603.102 | FAIL | FAIL | Miscellaneous_New_Hot Water Pipe Insulation_RIM | 0 | 0 | 0 | 0 | 0 | 0 | 0 | 0 | 0 | 0 | 0 | 0 | 0 | 0 | 0 | 0 | 0 | 0 | 0 | 0 | Miscellaneous_New_Hot Water Pipe Insulation_TRC | 0 | 0 | 0 | 0 | 0 | 0 | 0 | 0 | 0 | 0 | 0 | 0 | 0 | 0 | 0 | 0 | 0 | 0 | 0 | 0
Offices | New | Hot Water Pipe Insulation | 0.45432 | 0.51059 |  | 4066.7761 | 13 |  | 540 | 3 | linear ft | 180 | 90.4653 | FAIL | FAIL | Offices_New_Hot Water Pipe Insulation_RIM | 0 | 0 | 0 | 0 | 0 | 0 | 0 | 0 | 0 | 0 | 0 | 0 | 0 | 0 | 0 | 0 | 0 | 0 | 0 | 0 | Offices_New_Hot Water Pipe Insulation_TRC | 0 | 0 | 0 | 0 | 0 | 0 | 0 | 0 | 0 | 0 | 0 | 0 | 0 | 0 | 0 | 0 | 0 | 0 | 0 | 0
Restaurants | New | Hot Water Pipe Insulation | 0.21335 | 0.36883 |  | 2711.1841 | 13 |  | 360 | 3 | linear ft | 120 | 60.3102 | FAIL | FAIL | Restaurants_New_Hot Water Pipe Insulation_RIM | 0 | 0 | 0 | 0 | 0 | 0 | 0 | 0 | 0 | 0 | 0 | 0 | 0 | 0 | 0 | 0 | 0 | 0 | 0 | 0 | Restaurants_New_Hot Water Pipe Insulation_TRC | 0 | 0 | 0 | 0 | 0 | 0 | 0 | 0 | 0 | 0 | 0 | 0 | 0 | 0 | 0 | 0 | 0 | 0 | 0 | 0
Retail | New | Hot Water Pipe Insulation | 0.32002 | 0.55325 |  | 4066.7761 | 13 |  | 540 | 3 | linear ft | 180 | 90.4653 | FAIL | FAIL | Retail_New_Hot Water Pipe Insulation_RIM | 0 | 0 | 0 | 0 | 0 | 0 | 0 | 0 | 0 | 0 | 0 | 0 | 0 | 0 | 0 | 0 | 0 | 0 | 0 | 0 | Retail_New_Hot Water Pipe Insulation_TRC | 0 | 0 | 0 | 0 | 0 | 0 | 0 | 0 | 0 | 0 | 0 | 0 | 0 | 0 | 0 | 0 | 0 | 0 | 0 | 0
Schools K-12 | New | Hot Water Pipe Insulation | 0.15144 | 0.1702 |  | 1355.592 | 13 |  | 180 | 3 | linear ft | 60 | 30.1551 | FAIL | FAIL | Schools K-12_New_Hot Water Pipe Insulation_RIM | 0 | 0 | 0 | 0 | 0 | 0 | 0 | 0 | 0 | 0 | 0 | 0 | 0 | 0 | 0 | 0 | 0 | 0 | 0 | 0 | Schools K-12_New_Hot Water Pipe Insulation_TRC | 0 | 0 | 0 | 0 | 0 | 0 | 0 | 0 | 0 | 0 | 0 | 0 | 0 | 0 | 0 | 0 | 0 | 0 | 0 | 0
Warehouse | New | Hot Water Pipe Insulation | 0.15144 | 0.1702 |  | 1355.592 | 13 |  | 180 | 3 | linear ft | 60 | 30.1551 | FAIL | FAIL | Warehouse_New_Hot Water Pipe Insulation_RIM | 0 | 0 | 0 | 0 | 0 | 0 | 0 | 0 | 0 | 0 | 0 | 0 | 0 | 0 | 0 | 0 | 0 | 0 | 0 | 0 | Warehouse_New_Hot Water Pipe Insulation_TRC | 0 | 0 | 0 | 0 | 0 | 0 | 0 | 0 | 0 | 0 | 0 | 0 | 0 | 0 | 0 | 0 | 0 | 0 | 0 | 0
Assembly | Existing | Low Flow Shower Head | 0.029366 | 0.019532 |  | 173.768 | 10 |  | 12 | 12 | shower head | 1 | 3.8655 | FAIL | FAIL | Assembly_Existing_Low Flow Shower Head_RIM | 0 | 0 | 0 | 0 | 0 | 0 | 0 | 0 | 0 | 0 | 0 | 0 | 0 | 0 | 0 | 0 | 0 | 0 | 0 | 0 | Assembly_Existing_Low Flow Shower Head_TRC | 0 | 0 | 0 | 0 | 0 | 0 | 0 | 0 | 0 | 0 | 0 | 0 | 0 | 0 | 0 | 0 | 0 | 0 | 0 | 0
College and University | Existing | Low Flow Shower Head | 0.47547 | 2.4944 |  | 6776.952 | 10 |  | 468 | 12 | shower head | 39 | 150.7531 | FAIL | FAIL | College and University_Existing_Low Flow Shower Head_RIM | 0 | 0 | 0 | 0 | 0 | 0 | 0 | 0 | 0 | 0 | 0 | 0 | 0 | 0 | 0 | 0 | 0 | 0 | 0 | 0 | College and University_Existing_Low Flow Shower Head_TRC | 0 | 0 | 0 | 0 | 0 | 0 | 0 | 0 | 0 | 0 | 0 | 0 | 0 | 0 | 0 | 0 | 0 | 0 | 0 | 0
Grocery | Existing | Low Flow Shower Head | 0.012191 | 0.063959 |  | 173.768 | 10 |  | 12 | 12 | shower head | 1 | 3.8655 | FAIL | FAIL | Grocery_Existing_Low Flow Shower Head_RIM | 0 | 0 | 0 | 0 | 0 | 0 | 0 | 0 | 0 | 0 | 0 | 0 | 0 | 0 | 0 | 0 | 0 | 0 | 0 | 0 | Grocery_Existing_Low Flow Shower Head_TRC | 0 | 0 | 0 | 0 | 0 | 0 | 0 | 0 | 0 | 0 | 0 | 0 | 0 | 0 | 0 | 0 | 0 | 0 | 0 | 0
Healthcare | Existing | Low Flow Shower Head | 0.01602 | 0.041877 |  | 173.768 | 10 |  | 12 | 12 | shower head | 1 | 3.8655 | FAIL | FAIL | Healthcare_Existing_Low Flow Shower Head_RIM | 0 | 0 | 0 | 0 | 0 | 0 | 0 | 0 | 0 | 0 | 0 | 0 | 0 | 0 | 0 | 0 | 0 | 0 | 0 | 0 | Healthcare_Existing_Low Flow Shower Head_TRC | 0 | 0 | 0 | 0 | 0 | 0 | 0 | 0 | 0 | 0 | 0 | 0 | 0 | 0 | 0 | 0 | 0 | 0 | 0 | 0
Hospitals | Existing | Low Flow Shower Head | 0.41651 | 1.0888 |  | 4517.968 | 10 |  | 312 | 12 | shower head | 26 | 100.502 | FAIL | FAIL | Hospitals_Existing_Low Flow Shower Head_RIM | 0 | 0 | 0 | 0 | 0 | 0 | 0 | 0 | 0 | 0 | 0 | 0 | 0 | 0 | 0 | 0 | 0 | 0 | 0 | 0 | Hospitals_Existing_Low Flow Shower Head_TRC | 0 | 0 | 0 | 0 | 0 | 0 | 0 | 0 | 0 | 0 | 0 | 0 | 0 | 0 | 0 | 0 | 0 | 0 | 0 | 0
Institutional | Existing | Low Flow Shower Head | 0.64604 | 0.4297 |  | 3822.896 | 10 |  | 264 | 12 | shower head | 22 | 85.0402 | FAIL | FAIL | Institutional_Existing_Low Flow Shower Head_RIM | 0 | 0 | 0 | 0 | 0 | 0 | 0 | 0 | 0 | 0 | 0 | 0 | 0 | 0 | 0 | 0 | 0 | 0 | 0 | 0 | Institutional_Existing_Low Flow Shower Head_TRC | 0 | 0 | 0 | 0 | 0 | 0 | 0 | 0 | 0 | 0 | 0 | 0 | 0 | 0 | 0 | 0 | 0 | 0 | 0 | 0
Lodging/Hospitality | Existing | Low Flow Shower Head | 0.10115 | 0.86313 |  | 1911.448 | 10 |  | 132 | 12 | shower head | 11 | 42.5201 | FAIL | FAIL | Lodging/Hospitality_Existing_Low Flow Shower Head_RIM | 0 | 0 | 0 | 0 | 0 | 0 | 0 | 0 | 0 | 0 | 0 | 0 | 0 | 0 | 0 | 0 | 0 | 0 | 0 | 0 | Lodging/Hospitality_Existing_Low Flow Shower Head_TRC | 0 | 0 | 0 | 0 | 0 | 0 | 0 | 0 | 0 | 0 | 0 | 0 | 0 | 0 | 0 | 0 | 0 | 0 | 0 | 0
Miscellaneous | Existing | Low Flow Shower Head | 0.49922 | 0.33204 |  | 2954.056 | 10 |  | 204 | 12 | shower head | 17 | 65.7129 | FAIL | FAIL | Miscellaneous_Existing_Low Flow Shower Head_RIM | 0 | 0 | 0 | 0 | 0 | 0 | 0 | 0 | 0 | 0 | 0 | 0 | 0 | 0 | 0 | 0 | 0 | 0 | 0 | 0 | Miscellaneous_Existing_Low Flow Shower Head_TRC | 0 | 0 | 0 | 0 | 0 | 0 | 0 | 0 | 0 | 0 | 0 | 0 | 0 | 0 | 0 | 0 | 0 | 0 | 0 | 0
Offices | Existing | Low Flow Shower Head | 0.058731 | 0.039063 |  | 347.536 | 10 |  | 24 | 12 | shower head | 2 | 7.7309 | FAIL | FAIL | Offices_Existing_Low Flow Shower Head_RIM | 0 | 0 | 0 | 0 | 0 | 0 | 0 | 0 | 0 | 0 | 0 | 0 | 0 | 0 | 0 | 0 | 0 | 0 | 0 | 0 | Offices_Existing_Low Flow Shower Head_TRC | 0 | 0 | 0 | 0 | 0 | 0 | 0 | 0 | 0 | 0 | 0 | 0 | 0 | 0 | 0 | 0 | 0 | 0 | 0 | 0
Restaurants | Existing | Low Flow Shower Head | 0.012191 | 0.063959 |  | 173.768 | 10 |  | 12 | 12 | shower head | 1 | 3.8655 | FAIL | FAIL | Restaurants_Existing_Low Flow Shower Head_RIM | 0 | 0 | 0 | 0 | 0 | 0 | 0 | 0 | 0 | 0 | 0 | 0 | 0 | 0 | 0 | 0 | 0 | 0 | 0 | 0 | Restaurants_Existing_Low Flow Shower Head_TRC | 0 | 0 | 0 | 0 | 0 | 0 | 0 | 0 | 0 | 0 | 0 | 0 | 0 | 0 | 0 | 0 | 0 | 0 | 0 | 0
Retail | Existing | Low Flow Shower Head | 0.024383 | 0.12792 |  | 347.536 | 10 |  | 24 | 12 | shower head | 2 | 7.7309 | FAIL | FAIL | Retail_Existing_Low Flow Shower Head_RIM | 0 | 0 | 0 | 0 | 0 | 0 | 0 | 0 | 0 | 0 | 0 | 0 | 0 | 0 | 0 | 0 | 0 | 0 | 0 | 0 | Retail_Existing_Low Flow Shower Head_TRC | 0 | 0 | 0 | 0 | 0 | 0 | 0 | 0 | 0 | 0 | 0 | 0 | 0 | 0 | 0 | 0 | 0 | 0 | 0 | 0
Schools K-12 | Existing | Low Flow Shower Head | 0.029366 | 0.019532 |  | 173.768 | 10 |  | 12 | 12 | shower head | 1 | 3.8655 | FAIL | FAIL | Schools K-12_Existing_Low Flow Shower Head_RIM | 0 | 0 | 0 | 0 | 0 | 0 | 0 | 0 | 0 | 0 | 0 | 0 | 0 | 0 | 0 | 0 | 0 | 0 | 0 | 0 | Schools K-12_Existing_Low Flow Shower Head_TRC | 0 | 0 | 0 | 0 | 0 | 0 | 0 | 0 | 0 | 0 | 0 | 0 | 0 | 0 | 0 | 0 | 0 | 0 | 0 | 0
Warehouse | Existing | Low Flow Shower Head | 0.029366 | 0.019532 |  | 173.768 | 10 |  | 12 | 12 | shower head | 1 | 3.8655 | FAIL | FAIL | Warehouse_Existing_Low Flow Shower Head_RIM | 0 | 0 | 0 | 0 | 0 | 0 | 0 | 0 | 0 | 0 | 0 | 0 | 0 | 0 | 0 | 0 | 0 | 0 | 0 | 0 | Warehouse_Existing_Low Flow Shower Head_TRC | 0 | 0 | 0 | 0 | 0 | 0 | 0 | 0 | 0 | 0 | 0 | 0 | 0 | 0 | 0 | 0 | 0 | 0 | 0 | 0
Assembly | New | Low Flow Shower Head | 0.029366 | 0.019532 |  | 173.768 | 10 |  | 12 | 12 | shower head | 1 | 3.8655 | FAIL | FAIL | Assembly_New_Low Flow Shower Head_RIM | 0 | 0 | 0 | 0 | 0 | 0 | 0 | 0 | 0 | 0 | 0 | 0 | 0 | 0 | 0 | 0 | 0 | 0 | 0 | 0 | Assembly_New_Low Flow Shower Head_TRC | 0 | 0 | 0 | 0 | 0 | 0 | 0 | 0 | 0 | 0 | 0 | 0 | 0 | 0 | 0 | 0 | 0 | 0 | 0 | 0
College and University | New | Low Flow Shower Head | 0.47547 | 2.4944 |  | 6776.952 | 10 |  | 468 | 12 | shower head | 39 | 150.7531 | FAIL | FAIL | College and University_New_Low Flow Shower Head_RIM | 0 | 0 | 0 | 0 | 0 | 0 | 0 | 0 | 0 | 0 | 0 | 0 | 0 | 0 | 0 | 0 | 0 | 0 | 0 | 0 | College and University_New_Low Flow Shower Head_TRC | 0 | 0 | 0 | 0 | 0 | 0 | 0 | 0 | 0 | 0 | 0 | 0 | 0 | 0 | 0 | 0 | 0 | 0 | 0 | 0
Grocery | New | Low Flow Shower Head | 0.012191 | 0.063959 |  | 173.768 | 10 |  | 12 | 12 | shower head | 1 | 3.8655 | FAIL | FAIL | Grocery_New_Low Flow Shower Head_RIM | 0 | 0 | 0 | 0 | 0 | 0 | 0 | 0 | 0 | 0 | 0 | 0 | 0 | 0 | 0 | 0 | 0 | 0 | 0 | 0 | Grocery_New_Low Flow Shower Head_TRC | 0 | 0 | 0 | 0 | 0 | 0 | 0 | 0 | 0 | 0 | 0 | 0 | 0 | 0 | 0 | 0 | 0 | 0 | 0 | 0
Healthcare | New | Low Flow Shower Head | 0.01602 | 0.041877 |  | 173.768 | 10 |  | 12 | 12 | shower head | 1 | 3.8655 | FAIL | FAIL | Healthcare_New_Low Flow Shower Head_RIM | 0 | 0 | 0 | 0 | 0 | 0 | 0 | 0 | 0 | 0 | 0 | 0 | 0 | 0 | 0 | 0 | 0 | 0 | 0 | 0 | Healthcare_New_Low Flow Shower Head_TRC | 0 | 0 | 0 | 0 | 0 | 0 | 0 | 0 | 0 | 0 | 0 | 0 | 0 | 0 | 0 | 0 | 0 | 0 | 0 | 0
Hospitals | New | Low Flow Shower Head | 0.41651 | 1.0888 |  | 4517.968 | 10 |  | 312 | 12 | shower head | 26 | 100.502 | FAIL | FAIL | Hospitals_New_Low Flow Shower Head_RIM | 0 | 0 | 0 | 0 | 0 | 0 | 0 | 0 | 0 | 0 | 0 | 0 | 0 | 0 | 0 | 0 | 0 | 0 | 0 | 0 | Hospitals_New_Low Flow Shower Head_TRC | 0 | 0 | 0 | 0 | 0 | 0 | 0 | 0 | 0 | 0 | 0 | 0 | 0 | 0 | 0 | 0 | 0 | 0 | 0 | 0
Institutional | New | Low Flow Shower Head | 0.64604 | 0.4297 |  | 3822.896 | 10 |  | 264 | 12 | shower head | 22 | 85.0402 | FAIL | FAIL | Institutional_New_Low Flow Shower Head_RIM | 0 | 0 | 0 | 0 | 0 | 0 | 0 | 0 | 0 | 0 | 0 | 0 | 0 | 0 | 0 | 0 | 0 | 0 | 0 | 0 | Institutional_New_Low Flow Shower Head_TRC | 0 | 0 | 0 | 0 | 0 | 0 | 0 | 0 | 0 | 0 | 0 | 0 | 0 | 0 | 0 | 0 | 0 | 0 | 0 | 0
Lodging/Hospitality | New | Low Flow Shower Head | 0.10115 | 0.86313 |  | 1911.448 | 10 |  | 132 | 12 | shower head | 11 | 42.5201 | FAIL | FAIL | Lodging/Hospitality_New_Low Flow Shower Head_RIM | 0 | 0 | 0 | 0 | 0 | 0 | 0 | 0 | 0 | 0 | 0 | 0 | 0 | 0 | 0 | 0 | 0 | 0 | 0 | 0 | Lodging/Hospitality_New_Low Flow Shower Head_TRC | 0 | 0 | 0 | 0 | 0 | 0 | 0 | 0 | 0 | 0 | 0 | 0 | 0 | 0 | 0 | 0 | 0 | 0 | 0 | 0
Miscellaneous | New | Low Flow Shower Head | 0.49922 | 0.33204 |  | 2954.056 | 10 |  | 204 | 12 | shower head | 17 | 65.7129 | FAIL | FAIL | Miscellaneous_New_Low Flow Shower Head_RIM | 0 | 0 | 0 | 0 | 0 | 0 | 0 | 0 | 0 | 0 | 0 | 0 | 0 | 0 | 0 | 0 | 0 | 0 | 0 | 0 | Miscellaneous_New_Low Flow Shower Head_TRC | 0 | 0 | 0 | 0 | 0 | 0 | 0 | 0 | 0 | 0 | 0 | 0 | 0 | 0 | 0 | 0 | 0 | 0 | 0 | 0
Offices | New | Low Flow Shower Head | 0.058731 | 0.039063 |  | 347.536 | 10 |  | 24 | 12 | shower head | 2 | 7.7309 | FAIL | FAIL | Offices_New_Low Flow Shower Head_RIM | 0 | 0 | 0 | 0 | 0 | 0 | 0 | 0 | 0 | 0 | 0 | 0 | 0 | 0 | 0 | 0 | 0 | 0 | 0 | 0 | Offices_New_Low Flow Shower Head_TRC | 0 | 0 | 0 | 0 | 0 | 0 | 0 | 0 | 0 | 0 | 0 | 0 | 0 | 0 | 0 | 0 | 0 | 0 | 0 | 0
Restaurants | New | Low Flow Shower Head | 0.012191 | 0.063959 |  | 173.768 | 10 |  | 12 | 12 | shower head | 1 | 3.8655 | FAIL | FAIL | Restaurants_New_Low Flow Shower Head_RIM | 0 | 0 | 0 | 0 | 0 | 0 | 0 | 0 | 0 | 0 | 0 | 0 | 0 | 0 | 0 | 0 | 0 | 0 | 0 | 0 | Restaurants_New_Low Flow Shower Head_TRC | 0 | 0 | 0 | 0 | 0 | 0 | 0 | 0 | 0 | 0 | 0 | 0 | 0 | 0 | 0 | 0 | 0 | 0 | 0 | 0
Retail | New | Low Flow Shower Head | 0.024383 | 0.12792 |  | 347.536 | 10 |  | 24 | 12 | shower head | 2 | 7.7309 | FAIL | FAIL | Retail_New_Low Flow Shower Head_RIM | 0 | 0 | 0 | 0 | 0 | 0 | 0 | 0 | 0 | 0 | 0 | 0 | 0 | 0 | 0 | 0 | 0 | 0 | 0 | 0 | Retail_New_Low Flow Shower Head_TRC | 0 | 0 | 0 | 0 | 0 | 0 | 0 | 0 | 0 | 0 | 0 | 0 | 0 | 0 | 0 | 0 | 0 | 0 | 0 | 0
Schools K-12 | New | Low Flow Shower Head | 0.029366 | 0.019532 |  | 173.768 | 10 |  | 12 | 12 | shower head | 1 | 3.8655 | FAIL | FAIL | Schools K-12_New_Low Flow Shower Head_RIM | 0 | 0 | 0 | 0 | 0 | 0 | 0 | 0 | 0 | 0 | 0 | 0 | 0 | 0 | 0 | 0 | 0 | 0 | 0 | 0 | Schools K-12_New_Low Flow Shower Head_TRC | 0 | 0 | 0 | 0 | 0 | 0 | 0 | 0 | 0 | 0 | 0 | 0 | 0 | 0 | 0 | 0 | 0 | 0 | 0 | 0
Warehouse | New | Low Flow Shower Head | 0.029366 | 0.019532 |  | 173.768 | 10 |  | 12 | 12 | shower head | 1 | 3.8655 | FAIL | FAIL | Warehouse_New_Low Flow Shower Head_RIM | 0 | 0 | 0 | 0 | 0 | 0 | 0 | 0 | 0 | 0 | 0 | 0 | 0 | 0 | 0 | 0 | 0 | 0 | 0 | 0 | Warehouse_New_Low Flow Shower Head_TRC | 0 | 0 | 0 | 0 | 0 | 0 | 0 | 0 | 0 | 0 | 0 | 0 | 0 | 0 | 0 | 0 | 0 | 0 | 0 | 0
Assembly | Existing | Low-Flow Pre-Rinse Sprayers | 0.20853 | 0.54512 |  | 2261.9741 | 5 |  | 185.8 | 92.9 | sprayer | 2 | 50.3175 | FAIL | FAIL | Assembly_Existing_Low-Flow Pre-Rinse Sprayers_RIM | 0 | 0 | 0 | 0 | 0 | 0 | 0 | 0 | 0 | 0 | 0 | 0 | 0 | 0 | 0 | 0 | 0 | 0 | 0 | 0 | Assembly_Existing_Low-Flow Pre-Rinse Sprayers_TRC | 0 | 0 | 0 | 0 | 0 | 0 | 0 | 0 | 0 | 0 | 0 | 0 | 0 | 0 | 0 | 0 | 0 | 0 | 0 | 0
College and University | Existing | Low-Flow Pre-Rinse Sprayers | 0.20853 | 0.54512 |  | 2261.9741 | 5 |  | 185.8 | 92.9 | sprayer | 2 | 50.3175 | FAIL | FAIL | College and University_Existing_Low-Flow Pre-Rinse Sprayers_RIM | 0 | 0 | 0 | 0 | 0 | 0 | 0 | 0 | 0 | 0 | 0 | 0 | 0 | 0 | 0 | 0 | 0 | 0 | 0 | 0 | College and University_Existing_Low-Flow Pre-Rinse Sprayers_TRC | 0 | 0 | 0 | 0 | 0 | 0 | 0 | 0 | 0 | 0 | 0 | 0 | 0 | 0 | 0 | 0 | 0 | 0 | 0 | 0
Grocery | Existing | Low-Flow Pre-Rinse Sprayers | 0.20853 | 0.54512 |  | 2261.9741 | 5 |  | 185.8 | 92.9 | sprayer | 2 | 50.3175 | FAIL | FAIL | Grocery_Existing_Low-Flow Pre-Rinse Sprayers_RIM | 0 | 0 | 0 | 0 | 0 | 0 | 0 | 0 | 0 | 0 | 0 | 0 | 0 | 0 | 0 | 0 | 0 | 0 | 0 | 0 | Grocery_Existing_Low-Flow Pre-Rinse Sprayers_TRC | 0 | 0 | 0 | 0 | 0 | 0 | 0 | 0 | 0 | 0 | 0 | 0 | 0 | 0 | 0 | 0 | 0 | 0 | 0 | 0
Healthcare | Existing | Low-Flow Pre-Rinse Sprayers | 0.20853 | 0.54512 |  | 2261.9741 | 5 |  | 185.8 | 92.9 | sprayer | 2 | 50.3175 | FAIL | FAIL | Healthcare_Existing_Low-Flow Pre-Rinse Sprayers_RIM | 0 | 0 | 0 | 0 | 0 | 0 | 0 | 0 | 0 | 0 | 0 | 0 | 0 | 0 | 0 | 0 | 0 | 0 | 0 | 0 | Healthcare_Existing_Low-Flow Pre-Rinse Sprayers_TRC | 0 | 0 | 0 | 0 | 0 | 0 | 0 | 0 | 0 | 0 | 0 | 0 | 0 | 0 | 0 | 0 | 0 | 0 | 0 | 0
Hospitals | Existing | Low-Flow Pre-Rinse Sprayers | 0.20853 | 0.54512 |  | 2261.9741 | 5 |  | 185.8 | 92.9 | sprayer | 2 | 50.3175 | FAIL | FAIL | Hospitals_Existing_Low-Flow Pre-Rinse Sprayers_RIM | 0 | 0 | 0 | 0 | 0 | 0 | 0 | 0 | 0 | 0 | 0 | 0 | 0 | 0 | 0 | 0 | 0 | 0 | 0 | 0 | Hospitals_Existing_Low-Flow Pre-Rinse Sprayers_TRC | 0 | 0 | 0 | 0 | 0 | 0 | 0 | 0 | 0 | 0 | 0 | 0 | 0 | 0 | 0 | 0 | 0 | 0 | 0 | 0
Institutional | Existing | Low-Flow Pre-Rinse Sprayers | 0.20853 | 0.54512 |  | 2261.9741 | 5 |  | 185.8 | 92.9 | sprayer | 2 | 50.3175 | FAIL | FAIL | Institutional_Existing_Low-Flow Pre-Rinse Sprayers_RIM | 0 | 0 | 0 | 0 | 0 | 0 | 0 | 0 | 0 | 0 | 0 | 0 | 0 | 0 | 0 | 0 | 0 | 0 | 0 | 0 | Institutional_Existing_Low-Flow Pre-Rinse Sprayers_TRC | 0 | 0 | 0 | 0 | 0 | 0 | 0 | 0 | 0 | 0 | 0 | 0 | 0 | 0 | 0 | 0 | 0 | 0 | 0 | 0
Lodging/Hospitality | Existing | Low-Flow Pre-Rinse Sprayers | 0.12005 | 1.0244 |  | 2261.9741 | 5 |  | 185.8 | 92.9 | sprayer | 2 | 50.3175 | FAIL | FAIL | Lodging/Hospitality_Existing_Low-Flow Pre-Rinse Sprayers_RIM | 0 | 0 | 0 | 0 | 0 | 0 | 0 | 0 | 0 | 0 | 0 | 0 | 0 | 0 | 0 | 0 | 0 | 0 | 0 | 0 | Lodging/Hospitality_Existing_Low-Flow Pre-Rinse Sprayers_TRC | 0 | 0 | 0 | 0 | 0 | 0 | 0 | 0 | 0 | 0 | 0 | 0 | 0 | 0 | 0 | 0 | 0 | 0 | 0 | 0
Miscellaneous | Existing | Low-Flow Pre-Rinse Sprayers | 0.20853 | 0.54512 |  | 2261.9741 | 5 |  | 185.8 | 92.9 | sprayer | 2 | 50.3175 | FAIL | FAIL | Miscellaneous_Existing_Low-Flow Pre-Rinse Sprayers_RIM | 0 | 0 | 0 | 0 | 0 | 0 | 0 | 0 | 0 | 0 | 0 | 0 | 0 | 0 | 0 | 0 | 0 | 0 | 0 | 0 | Miscellaneous_Existing_Low-Flow Pre-Rinse Sprayers_TRC | 0 | 0 | 0 | 0 | 0 | 0 | 0 | 0 | 0 | 0 | 0 | 0 | 0 | 0 | 0 | 0 | 0 | 0 | 0 | 0
Offices | Existing | Low-Flow Pre-Rinse Sprayers | 0.20853 | 0.54512 |  | 2261.9741 | 5 |  | 185.8 | 92.9 | sprayer | 2 | 50.3175 | FAIL | FAIL | Offices_Existing_Low-Flow Pre-Rinse Sprayers_RIM | 0 | 0 | 0 | 0 | 0 | 0 | 0 | 0 | 0 | 0 | 0 | 0 | 0 | 0 | 0 | 0 | 0 | 0 | 0 | 0 | Offices_Existing_Low-Flow Pre-Rinse Sprayers_TRC | 0 | 0 | 0 | 0 | 0 | 0 | 0 | 0 | 0 | 0 | 0 | 0 | 0 | 0 | 0 | 0 | 0 | 0 | 0 | 0
Restaurants | Existing | Low-Flow Pre-Rinse Sprayers | 0.35603 | 0.19768 |  | 2261.9741 | 5 |  | 185.8 | 92.9 | sprayer | 2 | 50.3175 | FAIL | FAIL | Restaurants_Existing_Low-Flow Pre-Rinse Sprayers_RIM | 0 | 0 | 0 | 0 | 0 | 0 | 0 | 0 | 0 | 0 | 0 | 0 | 0 | 0 | 0 | 0 | 0 | 0 | 0 | 0 | Restaurants_Existing_Low-Flow Pre-Rinse Sprayers_TRC | 0 | 0 | 0 | 0 | 0 | 0 | 0 | 0 | 0 | 0 | 0 | 0 | 0 | 0 | 0 | 0 | 0 | 0 | 0 | 0
Retail | Existing | Low-Flow Pre-Rinse Sprayers | 0.20853 | 0.54512 |  | 2261.9741 | 5 |  | 185.8 | 92.9 | sprayer | 2 | 50.3175 | FAIL | FAIL | Retail_Existing_Low-Flow Pre-Rinse Sprayers_RIM | 0 | 0 | 0 | 0 | 0 | 0 | 0 | 0 | 0 | 0 | 0 | 0 | 0 | 0 | 0 | 0 | 0 | 0 | 0 | 0 | Retail_Existing_Low-Flow Pre-Rinse Sprayers_TRC | 0 | 0 | 0 | 0 | 0 | 0 | 0 | 0 | 0 | 0 | 0 | 0 | 0 | 0 | 0 | 0 | 0 | 0 | 0 | 0
Schools K-12 | Existing | Low-Flow Pre-Rinse Sprayers | 0.10427 | 0.27256 |  | 1130.987 | 5 |  | 92.9 | 92.9 | sprayer | 1 | 25.1588 | FAIL | FAIL | Schools K-12_Existing_Low-Flow Pre-Rinse Sprayers_RIM | 0 | 0 | 0 | 0 | 0 | 0 | 0 | 0 | 0 | 0 | 0 | 0 | 0 | 0 | 0 | 0 | 0 | 0 | 0 | 0 | Schools K-12_Existing_Low-Flow Pre-Rinse Sprayers_TRC | 0 | 0 | 0 | 0 | 0 | 0 | 0 | 0 | 0 | 0 | 0 | 0 | 0 | 0 | 0 | 0 | 0 | 0 | 0 | 0
Warehouse | Existing | Low-Flow Pre-Rinse Sprayers | 0.20853 | 0.54512 |  | 2261.9741 | 5 |  | 185.8 | 92.9 | sprayer | 2 | 50.3175 | FAIL | FAIL | Warehouse_Existing_Low-Flow Pre-Rinse Sprayers_RIM | 0 | 0 | 0 | 0 | 0 | 0 | 0 | 0 | 0 | 0 | 0 | 0 | 0 | 0 | 0 | 0 | 0 | 0 | 0 | 0 | Warehouse_Existing_Low-Flow Pre-Rinse Sprayers_TRC | 0 | 0 | 0 | 0 | 0 | 0 | 0 | 0 | 0 | 0 | 0 | 0 | 0 | 0 | 0 | 0 | 0 | 0 | 0 | 0
Assembly | New | Low-Flow Pre-Rinse Sprayers | 0.20853 | 0.54512 |  | 2261.9741 | 5 |  | 185.8 | 92.9 | sprayer | 2 | 50.3175 | FAIL | FAIL | Assembly_New_Low-Flow Pre-Rinse Sprayers_RIM | 0 | 0 | 0 | 0 | 0 | 0 | 0 | 0 | 0 | 0 | 0 | 0 | 0 | 0 | 0 | 0 | 0 | 0 | 0 | 0 | Assembly_New_Low-Flow Pre-Rinse Sprayers_TRC | 0 | 0 | 0 | 0 | 0 | 0 | 0 | 0 | 0 | 0 | 0 | 0 | 0 | 0 | 0 | 0 | 0 | 0 | 0 | 0
College and University | New | Low-Flow Pre-Rinse Sprayers | 0.20853 | 0.54512 |  | 2261.9741 | 5 |  | 185.8 | 92.9 | sprayer | 2 | 50.3175 | FAIL | FAIL | College and University_New_Low-Flow Pre-Rinse Sprayers_RIM | 0 | 0 | 0 | 0 | 0 | 0 | 0 | 0 | 0 | 0 | 0 | 0 | 0 | 0 | 0 | 0 | 0 | 0 | 0 | 0 | College and University_New_Low-Flow Pre-Rinse Sprayers_TRC | 0 | 0 | 0 | 0 | 0 | 0 | 0 | 0 | 0 | 0 | 0 | 0 | 0 | 0 | 0 | 0 | 0 | 0 | 0 | 0
Grocery | New | Low-Flow Pre-Rinse Sprayers | 0.20853 | 0.54512 |  | 2261.9741 | 5 |  | 185.8 | 92.9 | sprayer | 2 | 50.3175 | FAIL | FAIL | Grocery_New_Low-Flow Pre-Rinse Sprayers_RIM | 0 | 0 | 0 | 0 | 0 | 0 | 0 | 0 | 0 | 0 | 0 | 0 | 0 | 0 | 0 | 0 | 0 | 0 | 0 | 0 | Grocery_New_Low-Flow Pre-Rinse Sprayers_TRC | 0 | 0 | 0 | 0 | 0 | 0 | 0 | 0 | 0 | 0 | 0 | 0 | 0 | 0 | 0 | 0 | 0 | 0 | 0 | 0
Healthcare | New | Low-Flow Pre-Rinse Sprayers | 0.20853 | 0.54512 |  | 2261.9741 | 5 |  | 185.8 | 92.9 | sprayer | 2 | 50.3175 | FAIL | FAIL | Healthcare_New_Low-Flow Pre-Rinse Sprayers_RIM | 0 | 0 | 0 | 0 | 0 | 0 | 0 | 0 | 0 | 0 | 0 | 0 | 0 | 0 | 0 | 0 | 0 | 0 | 0 | 0 | Healthcare_New_Low-Flow Pre-Rinse Sprayers_TRC | 0 | 0 | 0 | 0 | 0 | 0 | 0 | 0 | 0 | 0 | 0 | 0 | 0 | 0 | 0 | 0 | 0 | 0 | 0 | 0
Hospitals | New | Low-Flow Pre-Rinse Sprayers | 0.20853 | 0.54512 |  | 2261.9741 | 5 |  | 185.8 | 92.9 | sprayer | 2 | 50.3175 | FAIL | FAIL | Hospitals_New_Low-Flow Pre-Rinse Sprayers_RIM | 0 | 0 | 0 | 0 | 0 | 0 | 0 | 0 | 0 | 0 | 0 | 0 | 0 | 0 | 0 | 0 | 0 | 0 | 0 | 0 | Hospitals_New_Low-Flow Pre-Rinse Sprayers_TRC | 0 | 0 | 0 | 0 | 0 | 0 | 0 | 0 | 0 | 0 | 0 | 0 | 0 | 0 | 0 | 0 | 0 | 0 | 0 | 0
Institutional | New | Low-Flow Pre-Rinse Sprayers | 0.20853 | 0.54512 |  | 2261.9741 | 5 |  | 185.8 | 92.9 | sprayer | 2 | 50.3175 | FAIL | FAIL | Institutional_New_Low-Flow Pre-Rinse Sprayers_RIM | 0 | 0 | 0 | 0 | 0 | 0 | 0 | 0 | 0 | 0 | 0 | 0 | 0 | 0 | 0 | 0 | 0 | 0 | 0 | 0 | Institutional_New_Low-Flow Pre-Rinse Sprayers_TRC | 0 | 0 | 0 | 0 | 0 | 0 | 0 | 0 | 0 | 0 | 0 | 0 | 0 | 0 | 0 | 0 | 0 | 0 | 0 | 0
Lodging/Hospitality | New | Low-Flow Pre-Rinse Sprayers | 0.12005 | 1.0244 |  | 2261.9741 | 5 |  | 185.8 | 92.9 | sprayer | 2 | 50.3175 | FAIL | FAIL | Lodging/Hospitality_New_Low-Flow Pre-Rinse Sprayers_RIM | 0 | 0 | 0 | 0 | 0 | 0 | 0 | 0 | 0 | 0 | 0 | 0 | 0 | 0 | 0 | 0 | 0 | 0 | 0 | 0 | Lodging/Hospitality_New_Low-Flow Pre-Rinse Sprayers_TRC | 0 | 0 | 0 | 0 | 0 | 0 | 0 | 0 | 0 | 0 | 0 | 0 | 0 | 0 | 0 | 0 | 0 | 0 | 0 | 0
Miscellaneous | New | Low-Flow Pre-Rinse Sprayers | 0.20853 | 0.54512 |  | 2261.9741 | 5 |  | 185.8 | 92.9 | sprayer | 2 | 50.3175 | FAIL | FAIL | Miscellaneous_New_Low-Flow Pre-Rinse Sprayers_RIM | 0 | 0 | 0 | 0 | 0 | 0 | 0 | 0 | 0 | 0 | 0 | 0 | 0 | 0 | 0 | 0 | 0 | 0 | 0 | 0 | Miscellaneous_New_Low-Flow Pre-Rinse Sprayers_TRC | 0 | 0 | 0 | 0 | 0 | 0 | 0 | 0 | 0 | 0 | 0 | 0 | 0 | 0 | 0 | 0 | 0 | 0 | 0 | 0
Offices | New | Low-Flow Pre-Rinse Sprayers | 0.20853 | 0.54512 |  | 2261.9741 | 5 |  | 185.8 | 92.9 | sprayer | 2 | 50.3175 | FAIL | FAIL | Offices_New_Low-Flow Pre-Rinse Sprayers_RIM | 0 | 0 | 0 | 0 | 0 | 0 | 0 | 0 | 0 | 0 | 0 | 0 | 0 | 0 | 0 | 0 | 0 | 0 | 0 | 0 | Offices_New_Low-Flow Pre-Rinse Sprayers_TRC | 0 | 0 | 0 | 0 | 0 | 0 | 0 | 0 | 0 | 0 | 0 | 0 | 0 | 0 | 0 | 0 | 0 | 0 | 0 | 0
Restaurants | New | Low-Flow Pre-Rinse Sprayers | 0.35603 | 0.19768 |  | 2261.9741 | 5 |  | 185.8 | 92.9 | sprayer | 2 | 50.3175 | FAIL | FAIL | Restaurants_New_Low-Flow Pre-Rinse Sprayers_RIM | 0 | 0 | 0 | 0 | 0 | 0 | 0 | 0 | 0 | 0 | 0 | 0 | 0 | 0 | 0 | 0 | 0 | 0 | 0 | 0 | Restaurants_New_Low-Flow Pre-Rinse Sprayers_TRC | 0 | 0 | 0 | 0 | 0 | 0 | 0 | 0 | 0 | 0 | 0 | 0 | 0 | 0 | 0 | 0 | 0 | 0 | 0 | 0
Retail | New | Low-Flow Pre-Rinse Sprayers | 0.20853 | 0.54512 |  | 2261.9741 | 5 |  | 185.8 | 92.9 | sprayer | 2 | 50.3175 | FAIL | FAIL | Retail_New_Low-Flow Pre-Rinse Sprayers_RIM | 0 | 0 | 0 | 0 | 0 | 0 | 0 | 0 | 0 | 0 | 0 | 0 | 0 | 0 | 0 | 0 | 0 | 0 | 0 | 0 | Retail_New_Low-Flow Pre-Rinse Sprayers_TRC | 0 | 0 | 0 | 0 | 0 | 0 | 0 | 0 | 0 | 0 | 0 | 0 | 0 | 0 | 0 | 0 | 0 | 0 | 0 | 0
Schools K-12 | New | Low-Flow Pre-Rinse Sprayers | 0.10427 | 0.27256 |  | 1130.987 | 5 |  | 92.9 | 92.9 | sprayer | 1 | 25.1588 | FAIL | FAIL | Schools K-12_New_Low-Flow Pre-Rinse Sprayers_RIM | 0 | 0 | 0 | 0 | 0 | 0 | 0 | 0 | 0 | 0 | 0 | 0 | 0 | 0 | 0 | 0 | 0 | 0 | 0 | 0 | Schools K-12_New_Low-Flow Pre-Rinse Sprayers_TRC | 0 | 0 | 0 | 0 | 0 | 0 | 0 | 0 | 0 | 0 | 0 | 0 | 0 | 0 | 0 | 0 | 0 | 0 | 0 | 0
Warehouse | New | Low-Flow Pre-Rinse Sprayers | 0.20853 | 0.54512 |  | 2261.9741 | 5 |  | 185.8 | 92.9 | sprayer | 2 | 50.3175 | FAIL | FAIL | Warehouse_New_Low-Flow Pre-Rinse Sprayers_RIM | 0 | 0 | 0 | 0 | 0 | 0 | 0 | 0 | 0 | 0 | 0 | 0 | 0 | 0 | 0 | 0 | 0 | 0 | 0 | 0 | Warehouse_New_Low-Flow Pre-Rinse Sprayers_TRC | 0 | 0 | 0 | 0 | 0 | 0 | 0 | 0 | 0 | 0 | 0 | 0 | 0 | 0 | 0 | 0 | 0 | 0 | 0 | 0
Assembly | Existing | Tank Wrap on Water Heater | 0.026439 | 0.026975 |  | 263.9459 | 7 |  | 167.92 | 167.92 | blanket | 1 | 5.8715 | FAIL | 116.6904 | Assembly_Existing_Tank Wrap on Water Heater_RIM | 0 | 0 | 0 | 0 | 0 | 0 | 0 | 0 | 0 | 0 | 0 | 0 | 0 | 0 | 0 | 0 | 0 | 0 | 0 | 0 | Assembly_Existing_Tank Wrap on Water Heater_TRC | 0.02176 | 0.036814 | 0.060232 | 0.098745 | 0.16116 | 0.25917 | 0.40865 | 0.62219 | 0.8991 | 1.1974 | 5.7436 | 9.7168 | 15.898 | 26.0633 | 42.5367 | 68.4077 | 107.8602 | 164.224 | 237.3141 | 316.0465 |  | 69.49%
College and University | Existing | Tank Wrap on Water Heater | 0.26439 | 0.26975 |  | 2639.4593 | 7 |  | 1679.2 | 167.92 | blanket | 10 | 58.7147 | FAIL | 1166.9039 | College and University_Existing_Tank Wrap on Water Heater_RIM | 0 | 0 | 0 | 0 | 0 | 0 | 0 | 0 | 0 | 0 | 0 | 0 | 0 | 0 | 0 | 0 | 0 | 0 | 0 | 0 | College and University_Existing_Tank Wrap on Water Heater_TRC | 0 | 0 | 0 | 0 | 0 | 0 | 0 | 0 | 0 | 0 | 0 | 0 | 0 | 0 | 0 | 0 | 0 | 0 | 0 | 0 |  | 69.49%
Grocery | Existing | Tank Wrap on Water Heater | 0.026439 | 0.026975 |  | 263.9459 | 7 |  | 167.92 | 167.92 | blanket | 1 | 5.8715 | FAIL | 116.6904 | Grocery_Existing_Tank Wrap on Water Heater_RIM | 0 | 0 | 0 | 0 | 0 | 0 | 0 | 0 | 0 | 0 | 0 | 0 | 0 | 0 | 0 | 0 | 0 | 0 | 0 | 0 | Grocery_Existing_Tank Wrap on Water Heater_TRC | 0.046462 | 0.079119 | 0.12955 | 0.21221 | 0.34549 | 0.55455 | 0.8731 | 1.3276 | 1.9166 | 2.5497 | 12.2636 | 20.8831 | 34.1938 | 56.0107 | 91.1897 | 146.3703 | 230.4511 | 350.4275 | 505.8877 | 672.9953 |  | 69.49%
Healthcare | Existing | Tank Wrap on Water Heater | 0.026439 | 0.026975 |  | 263.9459 | 7 |  | 167.92 | 167.92 | blanket | 1 | 5.8715 | FAIL | 116.6904 | Healthcare_Existing_Tank Wrap on Water Heater_RIM | 0 | 0 | 0 | 0 | 0 | 0 | 0 | 0 | 0 | 0 | 0 | 0 | 0 | 0 | 0 | 0 | 0 | 0 | 0 | 0 | Healthcare_Existing_Tank Wrap on Water Heater_TRC | 0.24564 | 0.41467 | 0.67429 | 1.095 | 1.7642 | 2.8021 | 4.3655 | 6.5686 | 9.3838 | 12.3539 | 64.8365 | 109.45 | 177.9756 | 289.0118 | 465.6514 | 739.6023 | 1152.2438 | 1733.7589 | 2476.8035 | 3260.7553 |  | 69.49%
Hospitals | Existing | Tank Wrap on Water Heater | 0.39659 | 0.40463 |  | 3959.189 | 7 |  | 2518.8 | 167.92 | blanket | 15 | 88.072 | FAIL | 1750.3558 | Hospitals_Existing_Tank Wrap on Water Heater_RIM | 0 | 0 | 0 | 0 | 0 | 0 | 0 | 0 | 0 | 0 | 0 | 0 | 0 | 0 | 0 | 0 | 0 | 0 | 0 | 0 | Hospitals_Existing_Tank Wrap on Water Heater_TRC | 0.0038373 | 0.0064777 | 0.010533 | 0.017105 | 0.027559 | 0.043773 | 0.068194 | 0.10261 | 0.14659 | 0.19298 | 15.1925 | 25.6464 | 41.7033 | 67.7214 | 109.1117 | 173.304 | 269.9944 | 406.2553 | 580.3658 | 764.0618 |  | 69.49%
Institutional | Existing | Tank Wrap on Water Heater | 0.66098 | 0.67439 |  | 6598.6483 | 7 |  | 4198 | 167.92 | blanket | 25 | 146.7867 | FAIL | 2917.2597 | Institutional_Existing_Tank Wrap on Water Heater_RIM | 0 | 0 | 0 | 0 | 0 | 0 | 0 | 0 | 0 | 0 | 0 | 0 | 0 | 0 | 0 | 0 | 0 | 0 | 0 | 0 | Institutional_Existing_Tank Wrap on Water Heater_TRC | 0.041643 | 0.070356 | 0.11463 | 0.18672 | 0.30207 | 0.48188 | 0.75411 | 1.1399 | 1.6358 | 2.1632 | 274.7843 | 464.2534 | 756.4264 | 1232.0944 | 1993.2718 | 3179.7631 | 4976.1328 | 7521.5901 | 10793.9842 | 14274.3131 |  | 69.49%
Lodging/Hospitality | Existing | Tank Wrap on Water Heater | 0.079318 | 0.080926 |  | 791.8378 | 7 |  | 503.76 | 167.92 | blanket | 3 | 17.6144 | FAIL | 350.0712 | Lodging/Hospitality_Existing_Tank Wrap on Water Heater_RIM | 0 | 0 | 0 | 0 | 0 | 0 | 0 | 0 | 0 | 0 | 0 | 0 | 0 | 0 | 0 | 0 | 0 | 0 | 0 | 0 | Lodging/Hospitality_Existing_Tank Wrap on Water Heater_TRC | 0.093949 | 0.16282 | 0.2671 | 0.43641 | 0.70553 | 1.1237 | 1.7547 | 2.645 | 3.7838 | 4.9867 | 74.3927 | 128.9249 | 211.5033 | 345.5653 | 558.6662 | 889.827 | 1389.4448 | 2094.4058 | 2996.1472 | 3948.6773 |  | 69.49%
Miscellaneous | Existing | Tank Wrap on Water Heater | 0.52878 | 0.53951 |  | 5278.9187 | 7 |  | 3358.4 | 167.92 | blanket | 20 | 117.4294 | FAIL | 2333.8078 | Miscellaneous_Existing_Tank Wrap on Water Heater_RIM | 0 | 0 | 0 | 0 | 0 | 0 | 0 | 0 | 0 | 0 | 0 | 0 | 0 | 0 | 0 | 0 | 0 | 0 | 0 | 0 | Miscellaneous_Existing_Tank Wrap on Water Heater_TRC | 0.00025173 | 0.00039189 | 0.00061175 | 0.00095374 | 0.0014754 | 0.0022508 | 0.0033689 | 0.0048715 | 0.0066897 | 0.008468 | 1.3288 | 2.0688 | 3.2294 | 5.0347 | 7.7885 | 11.8816 | 17.7841 | 25.7163 | 35.3145 | 44.7016 |  | 69.49%
Offices | Existing | Tank Wrap on Water Heater | 0.079318 | 0.080926 |  | 791.8378 | 7 |  | 503.76 | 167.92 | blanket | 3 | 17.6144 | FAIL | 350.0712 | Offices_Existing_Tank Wrap on Water Heater_RIM | 0 | 0 | 0 | 0 | 0 | 0 | 0 | 0 | 0 | 0 | 0 | 0 | 0 | 0 | 0 | 0 | 0 | 0 | 0 | 0 | Offices_Existing_Tank Wrap on Water Heater_TRC | 0.077902 | 0.13367 | 0.21811 | 0.35431 | 0.56928 | 0.9016 | 1.4005 | 2.1008 | 2.9918 | 3.9264 | 61.6858 | 105.8483 | 172.7106 | 280.556 | 450.7762 | 713.9179 | 1108.935 | 1663.4969 | 2369.0252 | 3109.0576 |  | 69.49%
Restaurants | Existing | Tank Wrap on Water Heater | 0.052878 | 0.053951 |  | 527.8919 | 7 |  | 335.84 | 167.92 | blanket | 2 | 11.7429 | FAIL | 233.3808 | Restaurants_Existing_Tank Wrap on Water Heater_RIM | 0 | 0 | 0 | 0 | 0 | 0 | 0 | 0 | 0 | 0 | 0 | 0 | 0 | 0 | 0 | 0 | 0 | 0 | 0 | 0 | Restaurants_Existing_Tank Wrap on Water Heater_TRC | 0.4724 | 0.80467 | 1.3184 | 2.1615 | 3.5233 | 5.6586 | 8.9096 | 13.5458 | 19.5464 | 25.9933 | 249.3756 | 424.7787 | 695.9491 | 1141.0233 | 1859.9099 | 2987.1146 | 4703.2858 | 7150.7299 | 10318.3683 | 13721.6754 |  | 69.49%
Retail | Existing | Tank Wrap on Water Heater | 0.079318 | 0.080926 |  | 791.8378 | 7 |  | 503.76 | 167.92 | blanket | 3 | 17.6144 | FAIL | 350.0712 | Retail_Existing_Tank Wrap on Water Heater_RIM | 0 | 0 | 0 | 0 | 0 | 0 | 0 | 0 | 0 | 0 | 0 | 0 | 0 | 0 | 0 | 0 | 0 | 0 | 0 | 0 | Retail_Existing_Tank Wrap on Water Heater_TRC | 0.06383 | 0.10798 | 0.17594 | 0.28648 | 0.46313 | 0.73743 | 1.1509 | 1.7336 | 2.4779 | 3.2627 | 50.543 | 85.4992 | 139.3137 | 226.8432 | 366.7223 | 583.9222 | 911.2997 | 1372.6913 | 1962.0745 | 2583.5463 |  | 69.49%
Schools K-12 | Existing | Tank Wrap on Water Heater | 0.026439 | 0.026975 |  | 263.9459 | 7 |  | 167.92 | 167.92 | blanket | 1 | 5.8715 | FAIL | 116.6904 | Schools K-12_Existing_Tank Wrap on Water Heater_RIM | 0 | 0 | 0 | 0 | 0 | 0 | 0 | 0 | 0 | 0 | 0 | 0 | 0 | 0 | 0 | 0 | 0 | 0 | 0 | 0 | Schools K-12_Existing_Tank Wrap on Water Heater_TRC | 0 | 0 | 0 | 0 | 0 | 0 | 0 | 0 | 0 | 0 | 0 | 0 | 0 | 0 | 0 | 0 | 0 | 0 | 0 | 0 |  | 69.49%
Warehouse | Existing | Tank Wrap on Water Heater | 0.026439 | 0.026975 |  | 263.9459 | 7 |  | 167.92 | 167.92 | blanket | 1 | 5.8715 | FAIL | 116.6904 | Warehouse_Existing_Tank Wrap on Water Heater_RIM | 0 | 0 | 0 | 0 | 0 | 0 | 0 | 0 | 0 | 0 | 0 | 0 | 0 | 0 | 0 | 0 | 0 | 0 | 0 | 0 | Warehouse_Existing_Tank Wrap on Water Heater_TRC | 0.030126 | 0.05057 | 0.082077 | 0.13312 | 0.21434 | 0.34005 | 0.52896 | 0.7944 | 1.1324 | 1.4873 | 7.9517 | 13.3478 | 21.6639 | 35.1353 | 56.5735 | 89.7551 | 139.617 | 209.6794 | 298.8914 | 392.5699 |  | 69.49%
Assembly | New | Tank Wrap on Water Heater | 0.025292 | 0.025805 |  | 252.4943 | 7 |  | 167.92 | 167.92 | blanket | 1 | 5.6167 | FAIL | 118.913 | Assembly_New_Tank Wrap on Water Heater_RIM | 0 | 0 | 0 | 0 | 0 | 0 | 0 | 0 | 0 | 0 | 0 | 0 | 0 | 0 | 0 | 0 | 0 | 0 | 0 | 0 | Assembly_New_Tank Wrap on Water Heater_TRC | 0.0021191 | 0.004434 | 0.009277 | 0.018444 | 0.035175 | 0.053849 | 0.080183 | 0.11577 | 0.15597 | 0.19687 | 0.53505 | 1.1196 | 2.3424 | 4.657 | 8.8814 | 13.5967 | 20.2457 | 29.2318 | 39.3808 | 49.7093 |  | 70.82%
College and University | New | Tank Wrap on Water Heater | 0.25292 | 0.25805 |  | 2524.9431 | 7 |  | 1679.2 | 167.92 | blanket | 10 | 56.1673 | FAIL | 1189.1305 | College and University_New_Tank Wrap on Water Heater_RIM | 0 | 0 | 0 | 0 | 0 | 0 | 0 | 0 | 0 | 0 | 0 | 0 | 0 | 0 | 0 | 0 | 0 | 0 | 0 | 0 | College and University_New_Tank Wrap on Water Heater_TRC | 0 | 0 | 0 | 0 | 0 | 0 | 0 | 0 | 0 | 0 | 0 | 0 | 0 | 0 | 0 | 0 | 0 | 0 | 0 | 0 |  | 70.82%
Grocery | New | Tank Wrap on Water Heater | 0.025292 | 0.025805 |  | 252.4943 | 7 |  | 167.92 | 167.92 | blanket | 1 | 5.6167 | FAIL | 118.913 | Grocery_New_Tank Wrap on Water Heater_RIM | 0 | 0 | 0 | 0 | 0 | 0 | 0 | 0 | 0 | 0 | 0 | 0 | 0 | 0 | 0 | 0 | 0 | 0 | 0 | 0 | Grocery_New_Tank Wrap on Water Heater_TRC | 0.0068094 | 0.011525 | 0.021103 | 0.038205 | 0.068093 | 0.10782 | 0.16711 | 0.24999 | 0.35462 | 0.46394 | 1.7193 | 2.9099 | 5.3284 | 9.6465 | 17.1932 | 27.2242 | 42.1935 | 63.1214 | 89.54 | 117.1411 |  | 70.82%
Healthcare | New | Tank Wrap on Water Heater | 0.025292 | 0.025805 |  | 252.4943 | 7 |  | 167.92 | 167.92 | blanket | 1 | 5.6167 | FAIL | 118.913 | Healthcare_New_Tank Wrap on Water Heater_RIM | 0 | 0 | 0 | 0 | 0 | 0 | 0 | 0 | 0 | 0 | 0 | 0 | 0 | 0 | 0 | 0 | 0 | 0 | 0 | 0 | Healthcare_New_Tank Wrap on Water Heater_TRC | 0.025748 | 0.038216 | 0.061644 | 0.099293 | 0.15867 | 0.24231 | 0.36391 | 0.52896 | 0.73124 | 0.93292 | 6.5013 | 9.6493 | 15.5647 | 25.0709 | 40.0631 | 61.1812 | 91.8846 | 133.5585 | 184.6336 | 235.5575 |  | 70.82%
Hospitals | New | Tank Wrap on Water Heater | 0.37938 | 0.38708 |  | 3787.4147 | 7 |  | 2518.8 | 167.92 | blanket | 15 | 84.2509 | FAIL | 1783.6957 | Hospitals_New_Tank Wrap on Water Heater_RIM | 0 | 0 | 0 | 0 | 0 | 0 | 0 | 0 | 0 | 0 | 0 | 0 | 0 | 0 | 0 | 0 | 0 | 0 | 0 | 0 | Hospitals_New_Tank Wrap on Water Heater_TRC | 0.00040205 | 0.00059658 | 0.0009619 | 0.0015484 | 0.0024717 | 0.0037684 | 0.0056459 | 0.0081786 | 0.011258 | 0.014298 | 1.5227 | 2.2595 | 3.6431 | 5.8643 | 9.3612 | 14.2725 | 21.3832 | 30.9759 | 42.6372 | 54.1511 |  | 70.82%
Institutional | New | Tank Wrap on Water Heater | 0.6323 | 0.64513 |  | 6312.3578 | 7 |  | 4198 | 167.92 | blanket | 25 | 140.4182 | FAIL | 2972.8262 | Institutional_New_Tank Wrap on Water Heater_RIM | 0 | 0 | 0 | 0 | 0 | 0 | 0 | 0 | 0 | 0 | 0 | 0 | 0 | 0 | 0 | 0 | 0 | 0 | 0 | 0 | Institutional_New_Tank Wrap on Water Heater_TRC | 0.0043104 | 0.007154 | 0.012789 | 0.022651 | 0.039522 | 0.062348 | 0.095582 | 0.14042 | 0.19465 | 0.24784 | 27.2089 | 45.1586 | 80.73 | 142.9785 | 249.4801 | 393.5638 | 603.3474 | 886.3984 | 1228.6925 | 1564.4459 |  | 70.82%
Lodging/Hospitality | New | Tank Wrap on Water Heater | 0.075876 | 0.077415 |  | 757.4829 | 7 |  | 503.76 | 167.92 | blanket | 3 | 16.8502 | FAIL | 356.7391 | Lodging/Hospitality_New_Tank Wrap on Water Heater_RIM | 0 | 0 | 0 | 0 | 0 | 0 | 0 | 0 | 0 | 0 | 0 | 0 | 0 | 0 | 0 | 0 | 0 | 0 | 0 | 0 | Lodging/Hospitality_New_Tank Wrap on Water Heater_TRC | 0.026263 | 0.034406 | 0.04876 | 0.067041 | 0.087857 | 0.12875 | 0.18553 | 0.25757 | 0.34105 | 0.41898 | 19.8938 | 26.0616 | 36.935 | 50.7824 | 66.55 | 97.5295 | 140.5334 | 195.1074 | 258.3409 | 317.373 |  | 70.82%
Miscellaneous | New | Tank Wrap on Water Heater | 0.50584 | 0.5161 |  | 5049.8862 | 7 |  | 3358.4 | 167.92 | blanket | 20 | 112.3345 | FAIL | 2378.261 | Miscellaneous_New_Tank Wrap on Water Heater_RIM | 0 | 0 | 0 | 0 | 0 | 0 | 0 | 0 | 0 | 0 | 0 | 0 | 0 | 0 | 0 | 0 | 0 | 0 | 0 | 0 | Miscellaneous_New_Tank Wrap on Water Heater_TRC | 0 | 0 | 0 | 0 | 0 | 0 | 0 | 0 | 0 | 0 | 0 | 0 | 0 | 0 | 0 | 0 | 0 | 0 | 0 | 0 |  | 70.82%
Offices | New | Tank Wrap on Water Heater | 0.075876 | 0.077415 |  | 757.4829 | 7 |  | 503.76 | 167.92 | blanket | 3 | 16.8502 | FAIL | 356.7391 | Offices_New_Tank Wrap on Water Heater_RIM | 0 | 0 | 0 | 0 | 0 | 0 | 0 | 0 | 0 | 0 | 0 | 0 | 0 | 0 | 0 | 0 | 0 | 0 | 0 | 0 | Offices_New_Tank Wrap on Water Heater_TRC | 0.017224 | 0.021336 | 0.027654 | 0.033218 | 0.034462 | 0.050303 | 0.072196 | 0.09981 | 0.13162 | 0.1611 | 13.0468 | 16.1618 | 20.9473 | 25.1619 | 26.1043 | 38.104 | 54.6875 | 75.604 | 99.6977 | 122.0289 |  | 70.82%
Restaurants | New | Tank Wrap on Water Heater | 0.050584 | 0.05161 |  | 504.9886 | 7 |  | 335.84 | 167.92 | blanket | 2 | 11.2335 | FAIL | 237.8261 | Restaurants_New_Tank Wrap on Water Heater_RIM | 0 | 0 | 0 | 0 | 0 | 0 | 0 | 0 | 0 | 0 | 0 | 0 | 0 | 0 | 0 | 0 | 0 | 0 | 0 | 0 | Restaurants_New_Tank Wrap on Water Heater_TRC | 0.069234 | 0.11973 | 0.22295 | 0.40921 | 0.73782 | 1.1337 | 1.7096 | 2.5271 | 3.5249 | 4.628 | 34.9622 | 60.4599 | 112.5862 | 206.6473 | 372.5883 | 572.5073 | 863.3508 | 1276.1703 | 1780.0174 | 2337.0886 |  | 70.82%
Retail | New | Tank Wrap on Water Heater | 0.075876 | 0.077415 |  | 757.4829 | 7 |  | 503.76 | 167.92 | blanket | 3 | 16.8502 | FAIL | 356.7391 | Retail_New_Tank Wrap on Water Heater_RIM | 0 | 0 | 0 | 0 | 0 | 0 | 0 | 0 | 0 | 0 | 0 | 0 | 0 | 0 | 0 | 0 | 0 | 0 | 0 | 0 | Retail_New_Tank Wrap on Water Heater_TRC | 0.0072219 | 0.011485 | 0.019782 | 0.033948 | 0.057684 | 0.082437 | 0.11618 | 0.15782 | 0.20548 | 0.24956 | 5.4705 | 8.6994 | 14.9847 | 25.7151 | 43.6944 | 62.4449 | 88.0015 | 119.5464 | 155.6471 | 189.0357 |  | 70.82%
Schools K-12 | New | Tank Wrap on Water Heater | 0.025292 | 0.025805 |  | 252.4943 | 7 |  | 167.92 | 167.92 | blanket | 1 | 5.6167 | FAIL | 118.913 | Schools K-12_New_Tank Wrap on Water Heater_RIM | 0 | 0 | 0 | 0 | 0 | 0 | 0 | 0 | 0 | 0 | 0 | 0 | 0 | 0 | 0 | 0 | 0 | 0 | 0 | 0 | Schools K-12_New_Tank Wrap on Water Heater_TRC | 0 | 0 | 0 | 0 | 0 | 0 | 0 | 0 | 0 | 0 | 0 | 0 | 0 | 0 | 0 | 0 | 0 | 0 | 0 | 0 |  | 70.82%
Warehouse | New | Tank Wrap on Water Heater | 0.025292 | 0.025805 |  | 252.4943 | 7 |  | 167.92 | 167.92 | blanket | 1 | 5.6167 | FAIL | 118.913 | Warehouse_New_Tank Wrap on Water Heater_RIM | 0 | 0 | 0 | 0 | 0 | 0 | 0 | 0 | 0 | 0 | 0 | 0 | 0 | 0 | 0 | 0 | 0 | 0 | 0 | 0 | Warehouse_New_Tank Wrap on Water Heater_TRC | 0.0020522 | 0.0033344 | 0.0058821 | 0.010302 | 0.017813 | 0.025308 | 0.035467 | 0.04791 | 0.06207 | 0.075089 | 0.51816 | 0.84192 | 1.4852 | 2.6011 | 4.4977 | 6.3901 | 8.9553 | 12.097 | 15.6724 | 18.9595 |  | 70.82%
Assembly | Existing | Thermostatic Shower Restriction Valve | 0.14494 | 0.096401 |  | 857.6505 | 10 |  | 29.95 | 29.95 | unit | 1 | 19.0784 | FAIL | FAIL | Assembly_Existing_Thermostatic Shower Restriction Valve_RIM | 0 | 0 | 0 | 0 | 0 | 0 | 0 | 0 | 0 | 0 | 0 | 0 | 0 | 0 | 0 | 0 | 0 | 0 | 0 | 0 | Assembly_Existing_Thermostatic Shower Restriction Valve_TRC | 0 | 0 | 0 | 0 | 0 | 0 | 0 | 0 | 0 | 0 | 0 | 0 | 0 | 0 | 0 | 0 | 0 | 0 | 0 | 0
College and University | Existing | Thermostatic Shower Restriction Valve | 2.3467 | 12.3114 |  | 33448.368 | 10 |  | 1168.05 | 29.95 | unit | 39 | 744.0578 | FAIL | FAIL | College and University_Existing_Thermostatic Shower Restriction Valve_RIM | 0 | 0 | 0 | 0 | 0 | 0 | 0 | 0 | 0 | 0 | 0 | 0 | 0 | 0 | 0 | 0 | 0 | 0 | 0 | 0 | College and University_Existing_Thermostatic Shower Restriction Valve_TRC | 0 | 0 | 0 | 0 | 0 | 0 | 0 | 0 | 0 | 0 | 0 | 0 | 0 | 0 | 0 | 0 | 0 | 0 | 0 | 0
Grocery | Existing | Thermostatic Shower Restriction Valve | 0.060172 | 0.31568 |  | 857.6505 | 10 |  | 29.95 | 29.95 | unit | 1 | 19.0784 | FAIL | FAIL | Grocery_Existing_Thermostatic Shower Restriction Valve_RIM | 0 | 0 | 0 | 0 | 0 | 0 | 0 | 0 | 0 | 0 | 0 | 0 | 0 | 0 | 0 | 0 | 0 | 0 | 0 | 0 | Grocery_Existing_Thermostatic Shower Restriction Valve_TRC | 0 | 0 | 0 | 0 | 0 | 0 | 0 | 0 | 0 | 0 | 0 | 0 | 0 | 0 | 0 | 0 | 0 | 0 | 0 | 0
Healthcare | Existing | Thermostatic Shower Restriction Valve | 0.079067 | 0.20669 |  | 857.6505 | 10 |  | 29.95 | 29.95 | unit | 1 | 19.0784 | FAIL | FAIL | Healthcare_Existing_Thermostatic Shower Restriction Valve_RIM | 0 | 0 | 0 | 0 | 0 | 0 | 0 | 0 | 0 | 0 | 0 | 0 | 0 | 0 | 0 | 0 | 0 | 0 | 0 | 0 | Healthcare_Existing_Thermostatic Shower Restriction Valve_TRC | 0 | 0 | 0 | 0 | 0 | 0 | 0 | 0 | 0 | 0 | 0 | 0 | 0 | 0 | 0 | 0 | 0 | 0 | 0 | 0
Hospitals | Existing | Thermostatic Shower Restriction Valve | 2.0558 | 5.3739 |  | 22298.912 | 10 |  | 778.7 | 29.95 | unit | 26 | 496.0385 | FAIL | FAIL | Hospitals_Existing_Thermostatic Shower Restriction Valve_RIM | 0 | 0 | 0 | 0 | 0 | 0 | 0 | 0 | 0 | 0 | 0 | 0 | 0 | 0 | 0 | 0 | 0 | 0 | 0 | 0 | Hospitals_Existing_Thermostatic Shower Restriction Valve_TRC | 0 | 0 | 0 | 0 | 0 | 0 | 0 | 0 | 0 | 0 | 0 | 0 | 0 | 0 | 0 | 0 | 0 | 0 | 0 | 0
Institutional | Existing | Thermostatic Shower Restriction Valve | 3.1886 | 2.1208 |  | 18868.3101 | 10 |  | 658.9 | 29.95 | unit | 22 | 419.7249 | FAIL | FAIL | Institutional_Existing_Thermostatic Shower Restriction Valve_RIM | 0 | 0 | 0 | 0 | 0 | 0 | 0 | 0 | 0 | 0 | 0 | 0 | 0 | 0 | 0 | 0 | 0 | 0 | 0 | 0 | Institutional_Existing_Thermostatic Shower Restriction Valve_TRC | 0 | 0 | 0 | 0 | 0 | 0 | 0 | 0 | 0 | 0 | 0 | 0 | 0 | 0 | 0 | 0 | 0 | 0 | 0 | 0
Lodging/Hospitality | Existing | Thermostatic Shower Restriction Valve | 0.49923 | 4.2601 |  | 9434.1551 | 10 |  | 329.45 | 29.95 | unit | 11 | 209.8625 | FAIL | FAIL | Lodging/Hospitality_Existing_Thermostatic Shower Restriction Valve_RIM | 0 | 0 | 0 | 0 | 0 | 0 | 0 | 0 | 0 | 0 | 0 | 0 | 0 | 0 | 0 | 0 | 0 | 0 | 0 | 0 | Lodging/Hospitality_Existing_Thermostatic Shower Restriction Valve_TRC | 0 | 0 | 0 | 0 | 0 | 0 | 0 | 0 | 0 | 0 | 0 | 0 | 0 | 0 | 0 | 0 | 0 | 0 | 0 | 0
Miscellaneous | Existing | Thermostatic Shower Restriction Valve | 2.4639 | 1.6388 |  | 14580.0578 | 10 |  | 509.15 | 29.95 | unit | 17 | 324.3329 | FAIL | FAIL | Miscellaneous_Existing_Thermostatic Shower Restriction Valve_RIM | 0 | 0 | 0 | 0 | 0 | 0 | 0 | 0 | 0 | 0 | 0 | 0 | 0 | 0 | 0 | 0 | 0 | 0 | 0 | 0 | Miscellaneous_Existing_Thermostatic Shower Restriction Valve_TRC | 0 | 0 | 0 | 0 | 0 | 0 | 0 | 0 | 0 | 0 | 0 | 0 | 0 | 0 | 0 | 0 | 0 | 0 | 0 | 0
Offices | Existing | Thermostatic Shower Restriction Valve | 0.28987 | 0.1928 |  | 1715.3009 | 10 |  | 59.9 | 29.95 | unit | 2 | 38.1568 | FAIL | FAIL | Offices_Existing_Thermostatic Shower Restriction Valve_RIM | 0 | 0 | 0 | 0 | 0 | 0 | 0 | 0 | 0 | 0 | 0 | 0 | 0 | 0 | 0 | 0 | 0 | 0 | 0 | 0 | Offices_Existing_Thermostatic Shower Restriction Valve_TRC | 0 | 0 | 0 | 0 | 0 | 0 | 0 | 0 | 0 | 0 | 0 | 0 | 0 | 0 | 0 | 0 | 0 | 0 | 0 | 0
Restaurants | Existing | Thermostatic Shower Restriction Valve | 0.060172 | 0.31568 |  | 857.6505 | 10 |  | 29.95 | 29.95 | unit | 1 | 19.0784 | FAIL | FAIL | Restaurants_Existing_Thermostatic Shower Restriction Valve_RIM | 0 | 0 | 0 | 0 | 0 | 0 | 0 | 0 | 0 | 0 | 0 | 0 | 0 | 0 | 0 | 0 | 0 | 0 | 0 | 0 | Restaurants_Existing_Thermostatic Shower Restriction Valve_TRC | 0 | 0 | 0 | 0 | 0 | 0 | 0 | 0 | 0 | 0 | 0 | 0 | 0 | 0 | 0 | 0 | 0 | 0 | 0 | 0
Retail | Existing | Thermostatic Shower Restriction Valve | 0.12034 | 0.63135 |  | 1715.3009 | 10 |  | 59.9 | 29.95 | unit | 2 | 38.1568 | FAIL | FAIL | Retail_Existing_Thermostatic Shower Restriction Valve_RIM | 0 | 0 | 0 | 0 | 0 | 0 | 0 | 0 | 0 | 0 | 0 | 0 | 0 | 0 | 0 | 0 | 0 | 0 | 0 | 0 | Retail_Existing_Thermostatic Shower Restriction Valve_TRC | 0 | 0 | 0 | 0 | 0 | 0 | 0 | 0 | 0 | 0 | 0 | 0 | 0 | 0 | 0 | 0 | 0 | 0 | 0 | 0
Schools K-12 | Existing | Thermostatic Shower Restriction Valve | 0.14494 | 0.096401 |  | 857.6505 | 10 |  | 29.95 | 29.95 | unit | 1 | 19.0784 | FAIL | FAIL | Schools K-12_Existing_Thermostatic Shower Restriction Valve_RIM | 0 | 0 | 0 | 0 | 0 | 0 | 0 | 0 | 0 | 0 | 0 | 0 | 0 | 0 | 0 | 0 | 0 | 0 | 0 | 0 | Schools K-12_Existing_Thermostatic Shower Restriction Valve_TRC | 0 | 0 | 0 | 0 | 0 | 0 | 0 | 0 | 0 | 0 | 0 | 0 | 0 | 0 | 0 | 0 | 0 | 0 | 0 | 0
Warehouse | Existing | Thermostatic Shower Restriction Valve | 0.14494 | 0.096401 |  | 857.6505 | 10 |  | 29.95 | 29.95 | unit | 1 | 19.0784 | FAIL | FAIL | Warehouse_Existing_Thermostatic Shower Restriction Valve_RIM | 0 | 0 | 0 | 0 | 0 | 0 | 0 | 0 | 0 | 0 | 0 | 0 | 0 | 0 | 0 | 0 | 0 | 0 | 0 | 0 | Warehouse_Existing_Thermostatic Shower Restriction Valve_TRC | 0 | 0 | 0 | 0 | 0 | 0 | 0 | 0 | 0 | 0 | 0 | 0 | 0 | 0 | 0 | 0 | 0 | 0 | 0 | 0
Assembly | New | Thermostatic Shower Restriction Valve | 0.14494 | 0.096401 |  | 857.6505 | 10 |  | 29.95 | 29.95 | unit | 1 | 19.0784 | FAIL | FAIL | Assembly_New_Thermostatic Shower Restriction Valve_RIM | 0 | 0 | 0 | 0 | 0 | 0 | 0 | 0 | 0 | 0 | 0 | 0 | 0 | 0 | 0 | 0 | 0 | 0 | 0 | 0 | Assembly_New_Thermostatic Shower Restriction Valve_TRC | 0 | 0 | 0 | 0 | 0 | 0 | 0 | 0 | 0 | 0 | 0 | 0 | 0 | 0 | 0 | 0 | 0 | 0 | 0 | 0
College and University | New | Thermostatic Shower Restriction Valve | 2.3467 | 12.3114 |  | 33448.368 | 10 |  | 1168.05 | 29.95 | unit | 39 | 744.0578 | FAIL | FAIL | College and University_New_Thermostatic Shower Restriction Valve_RIM | 0 | 0 | 0 | 0 | 0 | 0 | 0 | 0 | 0 | 0 | 0 | 0 | 0 | 0 | 0 | 0 | 0 | 0 | 0 | 0 | College and University_New_Thermostatic Shower Restriction Valve_TRC | 0 | 0 | 0 | 0 | 0 | 0 | 0 | 0 | 0 | 0 | 0 | 0 | 0 | 0 | 0 | 0 | 0 | 0 | 0 | 0
Grocery | New | Thermostatic Shower Restriction Valve | 0.060172 | 0.31568 |  | 857.6505 | 10 |  | 29.95 | 29.95 | unit | 1 | 19.0784 | FAIL | FAIL | Grocery_New_Thermostatic Shower Restriction Valve_RIM | 0 | 0 | 0 | 0 | 0 | 0 | 0 | 0 | 0 | 0 | 0 | 0 | 0 | 0 | 0 | 0 | 0 | 0 | 0 | 0 | Grocery_New_Thermostatic Shower Restriction Valve_TRC | 0 | 0 | 0 | 0 | 0 | 0 | 0 | 0 | 0 | 0 | 0 | 0 | 0 | 0 | 0 | 0 | 0 | 0 | 0 | 0
Healthcare | New | Thermostatic Shower Restriction Valve | 0.079067 | 0.20669 |  | 857.6505 | 10 |  | 29.95 | 29.95 | unit | 1 | 19.0784 | FAIL | FAIL | Healthcare_New_Thermostatic Shower Restriction Valve_RIM | 0 | 0 | 0 | 0 | 0 | 0 | 0 | 0 | 0 | 0 | 0 | 0 | 0 | 0 | 0 | 0 | 0 | 0 | 0 | 0 | Healthcare_New_Thermostatic Shower Restriction Valve_TRC | 0 | 0 | 0 | 0 | 0 | 0 | 0 | 0 | 0 | 0 | 0 | 0 | 0 | 0 | 0 | 0 | 0 | 0 | 0 | 0
Hospitals | New | Thermostatic Shower Restriction Valve | 2.0558 | 5.3739 |  | 22298.912 | 10 |  | 778.7 | 29.95 | unit | 26 | 496.0385 | FAIL | FAIL | Hospitals_New_Thermostatic Shower Restriction Valve_RIM | 0 | 0 | 0 | 0 | 0 | 0 | 0 | 0 | 0 | 0 | 0 | 0 | 0 | 0 | 0 | 0 | 0 | 0 | 0 | 0 | Hospitals_New_Thermostatic Shower Restriction Valve_TRC | 0 | 0 | 0 | 0 | 0 | 0 | 0 | 0 | 0 | 0 | 0 | 0 | 0 | 0 | 0 | 0 | 0 | 0 | 0 | 0
Institutional | New | Thermostatic Shower Restriction Valve | 3.1886 | 2.1208 |  | 18868.3101 | 10 |  | 658.9 | 29.95 | unit | 22 | 419.7249 | FAIL | FAIL | Institutional_New_Thermostatic Shower Restriction Valve_RIM | 0 | 0 | 0 | 0 | 0 | 0 | 0 | 0 | 0 | 0 | 0 | 0 | 0 | 0 | 0 | 0 | 0 | 0 | 0 | 0 | Institutional_New_Thermostatic Shower Restriction Valve_TRC | 0 | 0 | 0 | 0 | 0 | 0 | 0 | 0 | 0 | 0 | 0 | 0 | 0 | 0 | 0 | 0 | 0 | 0 | 0 | 0
Lodging/Hospitality | New | Thermostatic Shower Restriction Valve | 0.49923 | 4.2601 |  | 9434.1551 | 10 |  | 329.45 | 29.95 | unit | 11 | 209.8625 | FAIL | FAIL | Lodging/Hospitality_New_Thermostatic Shower Restriction Valve_RIM | 0 | 0 | 0 | 0 | 0 | 0 | 0 | 0 | 0 | 0 | 0 | 0 | 0 | 0 | 0 | 0 | 0 | 0 | 0 | 0 | Lodging/Hospitality_New_Thermostatic Shower Restriction Valve_TRC | 0 | 0 | 0 | 0 | 0 | 0 | 0 | 0 | 0 | 0 | 0 | 0 | 0 | 0 | 0 | 0 | 0 | 0 | 0 | 0
Miscellaneous | New | Thermostatic Shower Restriction Valve | 2.4639 | 1.6388 |  | 14580.0578 | 10 |  | 509.15 | 29.95 | unit | 17 | 324.3329 | FAIL | FAIL | Miscellaneous_New_Thermostatic Shower Restriction Valve_RIM | 0 | 0 | 0 | 0 | 0 | 0 | 0 | 0 | 0 | 0 | 0 | 0 | 0 | 0 | 0 | 0 | 0 | 0 | 0 | 0 | Miscellaneous_New_Thermostatic Shower Restriction Valve_TRC | 0 | 0 | 0 | 0 | 0 | 0 | 0 | 0 | 0 | 0 | 0 | 0 | 0 | 0 | 0 | 0 | 0 | 0 | 0 | 0
Offices | New | Thermostatic Shower Restriction Valve | 0.28987 | 0.1928 |  | 1715.3009 | 10 |  | 59.9 | 29.95 | unit | 2 | 38.1568 | FAIL | FAIL | Offices_New_Thermostatic Shower Restriction Valve_RIM | 0 | 0 | 0 | 0 | 0 | 0 | 0 | 0 | 0 | 0 | 0 | 0 | 0 | 0 | 0 | 0 | 0 | 0 | 0 | 0 | Offices_New_Thermostatic Shower Restriction Valve_TRC | 0 | 0 | 0 | 0 | 0 | 0 | 0 | 0 | 0 | 0 | 0 | 0 | 0 | 0 | 0 | 0 | 0 | 0 | 0 | 0
Restaurants | New | Thermostatic Shower Restriction Valve | 0.060172 | 0.31568 |  | 857.6505 | 10 |  | 29.95 | 29.95 | unit | 1 | 19.0784 | FAIL | FAIL | Restaurants_New_Thermostatic Shower Restriction Valve_RIM | 0 | 0 | 0 | 0 | 0 | 0 | 0 | 0 | 0 | 0 | 0 | 0 | 0 | 0 | 0 | 0 | 0 | 0 | 0 | 0 | Restaurants_New_Thermostatic Shower Restriction Valve_TRC | 0 | 0 | 0 | 0 | 0 | 0 | 0 | 0 | 0 | 0 | 0 | 0 | 0 | 0 | 0 | 0 | 0 | 0 | 0 | 0
Retail | New | Thermostatic Shower Restriction Valve | 0.12034 | 0.63135 |  | 1715.3009 | 10 |  | 59.9 | 29.95 | unit | 2 | 38.1568 | FAIL | FAIL | Retail_New_Thermostatic Shower Restriction Valve_RIM | 0 | 0 | 0 | 0 | 0 | 0 | 0 | 0 | 0 | 0 | 0 | 0 | 0 | 0 | 0 | 0 | 0 | 0 | 0 | 0 | Retail_New_Thermostatic Shower Restriction Valve_TRC | 0 | 0 | 0 | 0 | 0 | 0 | 0 | 0 | 0 | 0 | 0 | 0 | 0 | 0 | 0 | 0 | 0 | 0 | 0 | 0
Schools K-12 | New | Thermostatic Shower Restriction Valve | 0.14494 | 0.096401 |  | 857.6505 | 10 |  | 29.95 | 29.95 | unit | 1 | 19.0784 | FAIL | FAIL | Schools K-12_New_Thermostatic Shower Restriction Valve_RIM | 0 | 0 | 0 | 0 | 0 | 0 | 0 | 0 | 0 | 0 | 0 | 0 | 0 | 0 | 0 | 0 | 0 | 0 | 0 | 0 | Schools K-12_New_Thermostatic Shower Restriction Valve_TRC | 0 | 0 | 0 | 0 | 0 | 0 | 0 | 0 | 0 | 0 | 0 | 0 | 0 | 0 | 0 | 0 | 0 | 0 | 0 | 0
Warehouse | New | Thermostatic Shower Restriction Valve | 0.14494 | 0.096401 |  | 857.6505 | 10 |  | 29.95 | 29.95 | unit | 1 | 19.0784 | FAIL | FAIL | Warehouse_New_Thermostatic Shower Restriction Valve_RIM | 0 | 0 | 0 | 0 | 0 | 0 | 0 | 0 | 0 | 0 | 0 | 0 | 0 | 0 | 0 | 0 | 0 | 0 | 0 | 0 | Warehouse_New_Thermostatic Shower Restriction Valve_TRC | 0 | 0 | 0 | 0 | 0 | 0 | 0 | 0 | 0 | 0 | 0 | 0 | 0 | 0 | 0 | 0 | 0 | 0 | 0 | 0
Assembly | Existing | Bi-Level Lighting Control (Exterior) | 0 | 0 |  | 1357.8 | 9 |  | 399 | 399 | 500-watts controlled | 0 | 30.2042 | FAIL | 135.4628 | Assembly_Existing_Bi-Level Lighting Control (Exterior)_RIM | 0 | 0 | 0 | 0 | 0 | 0 | 0 | 0 | 0 | 0 | 0 | 0 | 0 | 0 | 0 | 0 | 0 | 0 | 0 | 0 | Assembly_Existing_Bi-Level Lighting Control (Exterior)_TRC | 0.40852 | 0.61348 | 0.902 | 1.2457 | 1.5574 | 1.6765 | 1.477 | 1.0235 | 0.55991 | 0.25501 | 554.6871 | 832.9851 | 1224.7324 | 1691.3702 | 2114.6842 | 2276.3101 | 2005.4491 | 1389.7177 | 760.2416 | 346.2495 |  | 33.95%
College and University | Existing | Bi-Level Lighting Control (Exterior) | 0 | 0 |  | 1357.8 | 9 |  | 399 | 399 | 500-watts controlled | 0 | 30.2042 | FAIL | 135.4628 | College and University_Existing_Bi-Level Lighting Control (Exterior)_RIM | 0 | 0 | 0 | 0 | 0 | 0 | 0 | 0 | 0 | 0 | 0 | 0 | 0 | 0 | 0 | 0 | 0 | 0 | 0 | 0 | College and University_Existing_Bi-Level Lighting Control (Exterior)_TRC | 1.8633 | 2.7842 | 4.0641 | 5.5545 | 6.8513 | 7.2778 | 6.3304 | 4.333 | 2.3418 | 1.0537 | 2529.9546 | 3780.399 | 5518.1977 | 7541.9043 | 9302.7098 | 9881.7594 | 8595.4308 | 5883.3369 | 3179.6893 | 1430.6661 |  | 33.95%
Grocery | Existing | Bi-Level Lighting Control (Exterior) | 0 | 0 |  | 1357.8 | 9 |  | 399 | 399 | 500-watts controlled | 0 | 30.2042 | FAIL | 135.4628 | Grocery_Existing_Bi-Level Lighting Control (Exterior)_RIM | 0 | 0 | 0 | 0 | 0 | 0 | 0 | 0 | 0 | 0 | 0 | 0 | 0 | 0 | 0 | 0 | 0 | 0 | 0 | 0 | Grocery_Existing_Bi-Level Lighting Control (Exterior)_TRC | 1.3676 | 2.0672 | 3.0417 | 4.1972 | 5.2348 | 5.6241 | 4.9477 | 3.4242 | 1.8714 | 0.85139 | 1856.9257 | 2806.8562 | 4130.0862 | 5698.9177 | 7107.8705 | 7636.4465 | 6718.0165 | 4649.4338 | 2540.9373 | 1156.0114 |  | 33.95%
Healthcare | Existing | Bi-Level Lighting Control (Exterior) | 0 | 0 |  | 1357.8 | 9 |  | 399 | 399 | 500-watts controlled | 0 | 30.2042 | FAIL | 135.4628 | Healthcare_Existing_Bi-Level Lighting Control (Exterior)_RIM | 0 | 0 | 0 | 0 | 0 | 0 | 0 | 0 | 0 | 0 | 0 | 0 | 0 | 0 | 0 | 0 | 0 | 0 | 0 | 0 | Healthcare_Existing_Bi-Level Lighting Control (Exterior)_TRC | 2.129 | 3.1901 | 4.6617 | 6.3768 | 7.8709 | 8.3677 | 7.2841 | 4.9884 | 2.6977 | 1.2146 | 2890.6911 | 4331.577 | 6329.6141 | 8658.4793 | 10687.0945 | 11361.6557 | 9890.3488 | 6773.2255 | 3662.9954 | 1649.1998 |  | 33.95%
Hospitals | Existing | Bi-Level Lighting Control (Exterior) | 0 | 0 |  | 1357.8 | 9 |  | 399 | 399 | 500-watts controlled | 0 | 30.2042 | FAIL | 135.4628 | Hospitals_Existing_Bi-Level Lighting Control (Exterior)_RIM | 0 | 0 | 0 | 0 | 0 | 0 | 0 | 0 | 0 | 0 | 0 | 0 | 0 | 0 | 0 | 0 | 0 | 0 | 0 | 0 | Hospitals_Existing_Bi-Level Lighting Control (Exterior)_TRC | 2.1053 | 3.157 | 4.6176 | 6.3234 | 7.8121 | 8.3075 | 7.2264 | 4.9416 | 2.6686 | 1.2004 | 2858.6211 | 4286.5622 | 6269.7556 | 8585.8966 | 10607.3121 | 11279.9318 | 9812.0068 | 6709.6747 | 3623.3988 | 1629.8726 |  | 33.95%
Institutional | Existing | Bi-Level Lighting Control (Exterior) | 0 | 0 |  | 1357.8 | 9 |  | 399 | 399 | 500-watts controlled | 0 | 30.2042 | FAIL | 135.4628 | Institutional_Existing_Bi-Level Lighting Control (Exterior)_RIM | 0 | 0 | 0 | 0 | 0 | 0 | 0 | 0 | 0 | 0 | 0 | 0 | 0 | 0 | 0 | 0 | 0 | 0 | 0 | 0 | Institutional_Existing_Bi-Level Lighting Control (Exterior)_TRC | 4.3951 | 6.5915 | 9.6512 | 13.2424 | 16.4121 | 17.5241 | 15.3235 | 10.5418 | 5.727 | 2.5901 | 5967.7138 | 8949.9259 | 13104.4081 | 17980.5908 | 22284.3071 | 23794.2506 | 20806.215 | 14313.6501 | 7776.0763 | 3516.7718 |  | 33.95%
Lodging/Hospitality | Existing | Bi-Level Lighting Control (Exterior) | 0 | 0 |  | 1357.8 | 9 |  | 399 | 399 | 500-watts controlled | 0 | 30.2042 | FAIL | 135.4628 | Lodging/Hospitality_Existing_Bi-Level Lighting Control (Exterior)_RIM | 0 | 0 | 0 | 0 | 0 | 0 | 0 | 0 | 0 | 0 | 0 | 0 | 0 | 0 | 0 | 0 | 0 | 0 | 0 | 0 | Lodging/Hospitality_Existing_Bi-Level Lighting Control (Exterior)_TRC | 1.6617 | 2.558 | 3.7747 | 5.2008 | 6.4472 | 6.8752 | 5.9942 | 4.1063 | 2.2206 | 0.99991 | 2256.1981 | 3473.2832 | 5125.275 | 7061.7121 | 8753.9994 | 9335.1983 | 8138.8769 | 5575.4937 | 3015.0706 | 1357.6782 |  | 33.95%
Miscellaneous | Existing | Bi-Level Lighting Control (Exterior) | 0 | 0 |  | 1357.8 | 9 |  | 399 | 399 | 500-watts controlled | 0 | 30.2042 | FAIL | 135.4628 | Miscellaneous_Existing_Bi-Level Lighting Control (Exterior)_RIM | 0 | 0 | 0 | 0 | 0 | 0 | 0 | 0 | 0 | 0 | 0 | 0 | 0 | 0 | 0 | 0 | 0 | 0 | 0 | 0 | Miscellaneous_Existing_Bi-Level Lighting Control (Exterior)_TRC | 6.6382 | 9.18 | 12.89 | 16.9468 | 20.102 | 20.5315 | 17.1587 | 11.2761 | 5.8535 | 2.5316 | 9013.3975 | 12464.6435 | 17502.0046 | 23010.3307 | 27294.5467 | 27877.7183 | 23298.1064 | 15310.7507 | 7947.9159 | 3437.4372 |  | 33.95%
Offices | Existing | Bi-Level Lighting Control (Exterior) | 0 | 0 |  | 1357.8 | 9 |  | 399 | 399 | 500-watts controlled | 0 | 30.2042 | FAIL | 135.4628 | Offices_Existing_Bi-Level Lighting Control (Exterior)_RIM | 0 | 0 | 0 | 0 | 0 | 0 | 0 | 0 | 0 | 0 | 0 | 0 | 0 | 0 | 0 | 0 | 0 | 0 | 0 | 0 | Offices_Existing_Bi-Level Lighting Control (Exterior)_TRC | 10.7449 | 16.3663 | 23.9978 | 32.8384 | 40.42 | 42.8477 | 37.1886 | 25.3901 | 13.6883 | 6.1436 | 14589.4641 | 22222.1579 | 32584.2628 | 44587.9679 | 54882.2297 | 58178.6597 | 50494.6512 | 34474.7329 | 18586.0281 | 8341.7258 |  | 33.95%
Restaurants | Existing | Bi-Level Lighting Control (Exterior) | 0 | 0 |  | 1357.8 | 9 |  | 399 | 399 | 500-watts controlled | 0 | 30.2042 | FAIL | 135.4628 | Restaurants_Existing_Bi-Level Lighting Control (Exterior)_RIM | 0 | 0 | 0 | 0 | 0 | 0 | 0 | 0 | 0 | 0 | 0 | 0 | 0 | 0 | 0 | 0 | 0 | 0 | 0 | 0 | Restaurants_Existing_Bi-Level Lighting Control (Exterior)_TRC | 0.53058 | 0.80224 | 1.1812 | 1.6313 | 2.0371 | 2.1898 | 1.9266 | 1.3331 | 0.72823 | 0.33119 | 720.4173 | 1089.2844 | 1603.7712 | 2214.9742 | 2765.9143 | 2973.3316 | 2615.8732 | 1810.1114 | 988.7898 | 449.687 |  | 33.95%
Retail | Existing | Bi-Level Lighting Control (Exterior) | 0 | 0 |  | 1357.8 | 9 |  | 399 | 399 | 500-watts controlled | 0 | 30.2042 | FAIL | 135.4628 | Retail_Existing_Bi-Level Lighting Control (Exterior)_RIM | 0 | 0 | 0 | 0 | 0 | 0 | 0 | 0 | 0 | 0 | 0 | 0 | 0 | 0 | 0 | 0 | 0 | 0 | 0 | 0 | Retail_Existing_Bi-Level Lighting Control (Exterior)_TRC | 15.6577 | 23.5279 | 34.4836 | 47.3505 | 58.6962 | 62.5737 | 54.5259 | 37.3262 | 20.1683 | 9.0736 | 21259.9751 | 31946.2364 | 46821.8378 | 64292.4856 | 79697.7417 | 84962.5388 | 74035.3235 | 50681.5529 | 27384.4715 | 12320.1497 |  | 33.95%
Schools K-12 | Existing | Bi-Level Lighting Control (Exterior) | 0 | 0 |  | 1357.8 | 9 |  | 399 | 399 | 500-watts controlled | 0 | 30.2042 | FAIL | 135.4628 | Schools K-12_Existing_Bi-Level Lighting Control (Exterior)_RIM | 0 | 0 | 0 | 0 | 0 | 0 | 0 | 0 | 0 | 0 | 0 | 0 | 0 | 0 | 0 | 0 | 0 | 0 | 0 | 0 | Schools K-12_Existing_Bi-Level Lighting Control (Exterior)_TRC | 2.6035 | 3.8903 | 5.6786 | 7.7611 | 9.5731 | 10.169 | 8.8453 | 6.0544 | 3.2721 | 1.4723 | 3535.0303 | 5282.239 | 7710.4133 | 10538.0783 | 12998.3993 | 13807.4881 | 12010.1394 | 8220.6115 | 4442.8852 | 1999.0271 |  | 33.95%
Warehouse | Existing | Bi-Level Lighting Control (Exterior) | 0 | 0 |  | 1357.8 | 9 |  | 399 | 399 | 500-watts controlled | 0 | 30.2042 | FAIL | 135.4628 | Warehouse_Existing_Bi-Level Lighting Control (Exterior)_RIM | 0 | 0 | 0 | 0 | 0 | 0 | 0 | 0 | 0 | 0 | 0 | 0 | 0 | 0 | 0 | 0 | 0 | 0 | 0 | 0 | Warehouse_Existing_Bi-Level Lighting Control (Exterior)_TRC | 1.9207 | 2.8619 | 4.1741 | 5.7028 | 7.0344 | 7.4699 | 6.4926 | 4.4379 | 2.3948 | 1.0757 | 2607.92 | 3885.8998 | 5667.6584 | 7743.197 | 9551.2884 | 10142.6736 | 8815.6808 | 6025.7734 | 3251.6843 | 1460.5696 |  | 33.95%
Assembly | New | Bi-Level Lighting Control (Exterior) | 0 | 0 |  | 1357.8 | 9 |  | 399 | 399 | 500-watts controlled | 0 | 30.2042 | FAIL | 135.4628 | Assembly_New_Bi-Level Lighting Control (Exterior)_RIM | 0 | 0 | 0 | 0 | 0 | 0 | 0 | 0 | 0 | 0 | 0 | 0 | 0 | 0 | 0 | 0 | 0 | 0 | 0 | 0 | Assembly_New_Bi-Level Lighting Control (Exterior)_TRC | 0.028693 | 0.055639 | 0.10404 | 0.17348 | 0.25346 | 0.26229 | 0.22363 | 0.15282 | 0.081794 | 0.03705 | 38.9587 | 75.5469 | 141.2635 | 235.546 | 344.1529 | 356.1319 | 303.6441 | 207.498 | 111.0594 | 50.3064 |  | 33.95%
College and University | New | Bi-Level Lighting Control (Exterior) | 0 | 0 |  | 1357.8 | 9 |  | 399 | 399 | 500-watts controlled | 0 | 30.2042 | FAIL | 135.4628 | College and University_New_Bi-Level Lighting Control (Exterior)_RIM | 0 | 0 | 0 | 0 | 0 | 0 | 0 | 0 | 0 | 0 | 0 | 0 | 0 | 0 | 0 | 0 | 0 | 0 | 0 | 0 | College and University_New_Bi-Level Lighting Control (Exterior)_TRC | 0.11657 | 0.16393 | 0.24137 | 0.33229 | 0.4132 | 0.40999 | 0.3455 | 0.23769 | 0.12277 | 0.0535 | 158.2811 | 222.5845 | 327.7266 | 451.19 | 561.0487 | 556.6902 | 469.1263 | 322.7321 | 166.6956 | 72.6426 |  | 33.95%
Grocery | New | Bi-Level Lighting Control (Exterior) | 0 | 0 |  | 1357.8 | 9 |  | 399 | 399 | 500-watts controlled | 0 | 30.2042 | FAIL | 135.4628 | Grocery_New_Bi-Level Lighting Control (Exterior)_RIM | 0 | 0 | 0 | 0 | 0 | 0 | 0 | 0 | 0 | 0 | 0 | 0 | 0 | 0 | 0 | 0 | 0 | 0 | 0 | 0 | Grocery_New_Bi-Level Lighting Control (Exterior)_TRC | 0.14405 | 0.22544 | 0.36762 | 0.555 | 0.75099 | 0.79252 | 0.68841 | 0.47265 | 0.25585 | 0.11495 | 195.5904 | 306.0992 | 499.1562 | 753.5726 | 1019.6954 | 1076.0807 | 934.7245 | 641.7707 | 347.399 | 156.083 |  | 33.95%
Healthcare | New | Bi-Level Lighting Control (Exterior) | 0 | 0 |  | 1357.8 | 9 |  | 399 | 399 | 500-watts controlled | 0 | 30.2042 | FAIL | 135.4628 | Healthcare_New_Bi-Level Lighting Control (Exterior)_RIM | 0 | 0 | 0 | 0 | 0 | 0 | 0 | 0 | 0 | 0 | 0 | 0 | 0 | 0 | 0 | 0 | 0 | 0 | 0 | 0 | Healthcare_New_Bi-Level Lighting Control (Exterior)_TRC | 0.16038 | 0.22011 | 0.31619 | 0.42471 | 0.51526 | 0.52442 | 0.44142 | 0.29447 | 0.15534 | 0.068063 | 217.7643 | 298.8707 | 429.3213 | 576.6759 | 699.621 | 712.0544 | 599.3574 | 399.8342 | 210.9246 | 92.4162 |  | 33.95%
Hospitals | New | Bi-Level Lighting Control (Exterior) | 0 | 0 |  | 1357.8 | 9 |  | 399 | 399 | 500-watts controlled | 0 | 30.2042 | FAIL | 135.4628 | Hospitals_New_Bi-Level Lighting Control (Exterior)_RIM | 0 | 0 | 0 | 0 | 0 | 0 | 0 | 0 | 0 | 0 | 0 | 0 | 0 | 0 | 0 | 0 | 0 | 0 | 0 | 0 | Hospitals_New_Bi-Level Lighting Control (Exterior)_TRC | 0.1586 | 0.21767 | 0.31268 | 0.42 | 0.50954 | 0.5186 | 0.43652 | 0.29121 | 0.15362 | 0.067308 | 215.3483 | 295.555 | 424.5583 | 570.2782 | 691.8592 | 704.1547 | 592.708 | 395.3983 | 208.5846 | 91.3909 |  | 33.95%
Institutional | New | Bi-Level Lighting Control (Exterior) | 0 | 0 |  | 1357.8 | 9 |  | 399 | 399 | 500-watts controlled | 0 | 30.2042 | FAIL | 135.4628 | Institutional_New_Bi-Level Lighting Control (Exterior)_RIM | 0 | 0 | 0 | 0 | 0 | 0 | 0 | 0 | 0 | 0 | 0 | 0 | 0 | 0 | 0 | 0 | 0 | 0 | 0 | 0 | Institutional_New_Bi-Level Lighting Control (Exterior)_TRC | 0.32735 | 0.50275 | 0.80133 | 1.1857 | 1.5754 | 1.6639 | 1.4395 | 0.98002 | 0.52484 | 0.23252 | 444.4693 | 682.6313 | 1088.04 | 1609.9588 | 2139.0587 | 2259.2513 | 1954.532 | 1330.6672 | 712.6254 | 315.7161 |  | 33.95%
Lodging/Hospitality | New | Bi-Level Lighting Control (Exterior) | 0 | 0 |  | 1357.8 | 9 |  | 399 | 399 | 500-watts controlled | 0 | 30.2042 | FAIL | 135.4628 | Lodging/Hospitality_New_Bi-Level Lighting Control (Exterior)_RIM | 0 | 0 | 0 | 0 | 0 | 0 | 0 | 0 | 0 | 0 | 0 | 0 | 0 | 0 | 0 | 0 | 0 | 0 | 0 | 0 | Lodging/Hospitality_New_Bi-Level Lighting Control (Exterior)_TRC | 0.334 | 0.40473 | 0.51107 | 0.58644 | 0.5842 | 0.57171 | 0.46305 | 0.29625 | 0.15047 | 0.063831 | 453.512 | 549.5486 | 693.9306 | 796.2676 | 793.2318 | 776.2658 | 628.7333 | 402.2548 | 204.3073 | 86.6692 |  | 33.95%
Miscellaneous | New | Bi-Level Lighting Control (Exterior) | 0 | 0 |  | 1357.8 | 9 |  | 399 | 399 | 500-watts controlled | 0 | 30.2042 | FAIL | 135.4628 | Miscellaneous_New_Bi-Level Lighting Control (Exterior)_RIM | 0 | 0 | 0 | 0 | 0 | 0 | 0 | 0 | 0 | 0 | 0 | 0 | 0 | 0 | 0 | 0 | 0 | 0 | 0 | 0 | Miscellaneous_New_Bi-Level Lighting Control (Exterior)_TRC | 0 | 0 | 0 | 0 | 0 | 0 | 0 | 0 | 0 | 0 | 0 | 0 | 0 | 0 | 0 | 0 | 0 | 0 | 0 | 0 |  | 33.95%
Offices | New | Bi-Level Lighting Control (Exterior) | 0 | 0 |  | 1357.8 | 9 |  | 399 | 399 | 500-watts controlled | 0 | 30.2042 | FAIL | 135.4628 | Offices_New_Bi-Level Lighting Control (Exterior)_RIM | 0 | 0 | 0 | 0 | 0 | 0 | 0 | 0 | 0 | 0 | 0 | 0 | 0 | 0 | 0 | 0 | 0 | 0 | 0 | 0 | Offices_New_Bi-Level Lighting Control (Exterior)_TRC | 1.7084 | 1.9576 | 2.2609 | 2.2668 | 1.7881 | 1.7434 | 1.4072 | 0.8971 | 0.45418 | 0.19214 | 2319.6295 | 2658.028 | 3069.7988 | 3077.8708 | 2427.8212 | 2367.2236 | 1910.6554 | 1218.088 | 616.6865 | 260.8859 |  | 33.95%
Restaurants | New | Bi-Level Lighting Control (Exterior) | 0 | 0 |  | 1357.8 | 9 |  | 399 | 399 | 500-watts controlled | 0 | 30.2042 | FAIL | 135.4628 | Restaurants_New_Bi-Level Lighting Control (Exterior)_RIM | 0 | 0 | 0 | 0 | 0 | 0 | 0 | 0 | 0 | 0 | 0 | 0 | 0 | 0 | 0 | 0 | 0 | 0 | 0 | 0 | Restaurants_New_Bi-Level Lighting Control (Exterior)_TRC | 0.055886 | 0.089365 | 0.1482 | 0.22683 | 0.3105 | 0.31797 | 0.26875 | 0.18232 | 0.09704 | 0.043756 | 75.8817 | 121.3395 | 201.2222 | 307.9926 | 421.5956 | 431.7421 | 364.9037 | 247.5512 | 131.7616 | 59.4121 |  | 33.95%
Retail | New | Bi-Level Lighting Control (Exterior) | 0 | 0 |  | 1357.8 | 9 |  | 399 | 399 | 500-watts controlled | 0 | 30.2042 | FAIL | 135.4628 | Retail_New_Bi-Level Lighting Control (Exterior)_RIM | 0 | 0 | 0 | 0 | 0 | 0 | 0 | 0 | 0 | 0 | 0 | 0 | 0 | 0 | 0 | 0 | 0 | 0 | 0 | 0 | Retail_New_Bi-Level Lighting Control (Exterior)_TRC | 1.2732 | 1.8722 | 2.8719 | 4.1099 | 5.3019 | 5.0498 | 3.9886 | 2.4867 | 1.2355 | 0.51532 | 1728.7642 | 2542.1219 | 3899.5104 | 5580.4544 | 7198.8607 | 6856.6362 | 5415.6707 | 3376.478 | 1677.5542 | 699.704 |  | 33.95%
Schools K-12 | New | Bi-Level Lighting Control (Exterior) | 0 | 0 |  | 1357.8 | 9 |  | 399 | 399 | 500-watts controlled | 0 | 30.2042 | FAIL | 135.4628 | Schools K-12_New_Bi-Level Lighting Control (Exterior)_RIM | 0 | 0 | 0 | 0 | 0 | 0 | 0 | 0 | 0 | 0 | 0 | 0 | 0 | 0 | 0 | 0 | 0 | 0 | 0 | 0 | Schools K-12_New_Bi-Level Lighting Control (Exterior)_TRC | 0.16288 | 0.22905 | 0.33725 | 0.46431 | 0.57736 | 0.57287 | 0.48276 | 0.33211 | 0.17154 | 0.074754 | 221.1615 | 311.0106 | 457.9226 | 630.4344 | 783.9367 | 777.8467 | 655.4962 | 450.944 | 232.9187 | 101.5013 |  | 33.95%
Warehouse | New | Bi-Level Lighting Control (Exterior) | 0 | 0 |  | 1357.8 | 9 |  | 399 | 399 | 500-watts controlled | 0 | 30.2042 | FAIL | 135.4628 | Warehouse_New_Bi-Level Lighting Control (Exterior)_RIM | 0 | 0 | 0 | 0 | 0 | 0 | 0 | 0 | 0 | 0 | 0 | 0 | 0 | 0 | 0 | 0 | 0 | 0 | 0 | 0 | Warehouse_New_Bi-Level Lighting Control (Exterior)_TRC | 0.094031 | 0.14128 | 0.22194 | 0.32414 | 0.42553 | 0.40292 | 0.31647 | 0.1962 | 0.096999 | 0.040299 | 127.6755 | 191.8258 | 301.3514 | 440.1191 | 577.7781 | 547.08 | 429.7077 | 266.402 | 131.705 | 54.7179 |  | 33.95%
Assembly | Existing | Outdoor Lighting Controls | 0 | 0 |  | 562.52 | 8 |  | 130 | 130 | 500-watts controlled | 0 | 12.5132 | FAIL | 20.8198 | Assembly_Existing_Outdoor Lighting Controls_RIM | 0 | 0 | 0 | 0 | 0 | 0 | 0 | 0 | 0 | 0 | 0 | 0 | 0 | 0 | 0 | 0 | 0 | 0 | 0 | 0 | Assembly_Existing_Outdoor Lighting Controls_TRC | 2.9679 | 4.4602 | 6.564 | 9.0747 | 11.3564 | 12.2278 | 10.7649 | 7.4488 | 4.069 | 1.8515 | 1669.522 | 2508.9356 | 3692.3577 | 5104.7194 | 6388.2277 | 6878.3687 | 6055.4589 | 4190.074 | 2288.8672 | 1041.4988 |  | 16.02%
College and University | Existing | Outdoor Lighting Controls | 0 | 0 |  | 562.52 | 8 |  | 130 | 130 | 500-watts controlled | 0 | 12.5132 | FAIL | 20.8198 | College and University_Existing_Outdoor Lighting Controls_RIM | 0 | 0 | 0 | 0 | 0 | 0 | 0 | 0 | 0 | 0 | 0 | 0 | 0 | 0 | 0 | 0 | 0 | 0 | 0 | 0 | College and University_Existing_Outdoor Lighting Controls_TRC | 8.4436 | 12.6259 | 18.4473 | 25.2399 | 31.1614 | 33.1101 | 28.779 | 19.6694 | 10.6152 | 4.7718 | 4749.7133 | 7102.3238 | 10376.9653 | 14197.9219 | 17528.9096 | 18625.1105 | 16188.7612 | 11064.4387 | 5971.2354 | 2684.2218 |  | 16.02%
Grocery | Existing | Outdoor Lighting Controls | 0 | 0 |  | 562.52 | 8 |  | 130 | 130 | 500-watts controlled | 0 | 12.5132 | FAIL | 20.8198 | Grocery_Existing_Outdoor Lighting Controls_RIM | 0 | 0 | 0 | 0 | 0 | 0 | 0 | 0 | 0 | 0 | 0 | 0 | 0 | 0 | 0 | 0 | 0 | 0 | 0 | 0 | Grocery_Existing_Outdoor Lighting Controls_TRC | 9.9357 | 15.0292 | 22.1352 | 30.5765 | 38.1713 | 41.0211 | 36.0611 | 24.9205 | 13.5996 | 6.1815 | 5589.058 | 8454.1982 | 12451.4998 | 17199.8869 | 21472.093 | 23075.1927 | 20285.0685 | 14018.2944 | 7650.0255 | 3477.2162 |  | 16.02%
Healthcare | Existing | Outdoor Lighting Controls | 0 | 0 |  | 562.52 | 8 |  | 130 | 130 | 500-watts controlled | 0 | 12.5132 | FAIL | 20.8198 | Healthcare_Existing_Outdoor Lighting Controls_RIM | 0 | 0 | 0 | 0 | 0 | 0 | 0 | 0 | 0 | 0 | 0 | 0 | 0 | 0 | 0 | 0 | 0 | 0 | 0 | 0 | Healthcare_Existing_Outdoor Lighting Controls_TRC | 9.6476 | 14.4667 | 21.1598 | 28.9766 | 35.7987 | 38.0687 | 33.1146 | 22.6445 | 12.2286 | 5.5007 | 5426.9564 | 8137.8347 | 11902.833 | 16299.9168 | 20137.4781 | 21414.4146 | 18627.6288 | 12737.9987 | 6878.8505 | 3094.2357 |  | 16.02%
Hospitals | Existing | Outdoor Lighting Controls | 0 | 0 |  | 562.52 | 8 |  | 130 | 130 | 500-watts controlled | 0 | 12.5132 | FAIL | 20.8198 | Hospitals_Existing_Outdoor Lighting Controls_RIM | 0 | 0 | 0 | 0 | 0 | 0 | 0 | 0 | 0 | 0 | 0 | 0 | 0 | 0 | 0 | 0 | 0 | 0 | 0 | 0 | Hospitals_Existing_Outdoor Lighting Controls_TRC | 9.5405 | 9.4383 | 9.5032 | 9.5895 | 9.6765 | 9.7599 | 9.8467 | 9.9247 | 10.0025 | 10.0693 | 5366.7487 | 5309.207 | 5345.7557 | 5394.2983 | 5443.2074 | 5490.1312 | 5538.959 | 5582.8701 | 5626.624 | 5664.1794 |  | 16.02%
Institutional | Existing | Outdoor Lighting Controls | 0 | 0 |  | 562.52 | 8 |  | 130 | 130 | 500-watts controlled | 0 | 12.5132 | FAIL | 20.8198 | Institutional_Existing_Outdoor Lighting Controls_RIM | 0 | 0 | 0 | 0 | 0 | 0 | 0 | 0 | 0 | 0 | 0 | 0 | 0 | 0 | 0 | 0 | 0 | 0 | 0 | 0 | Institutional_Existing_Outdoor Lighting Controls_TRC | 31.9311 | 47.9219 | 70.2331 | 96.4715 | 119.673 | 127.8168 | 111.6839 | 76.7198 | 41.619 | 18.8051 | 17961.8921 | 26957.009 | 39507.5375 | 54267.1687 | 67318.4342 | 71899.5307 | 62824.4207 | 43156.4293 | 23411.5115 | 10578.2482 |  | 16.02%
Lodging/Hospitality | Existing | Outdoor Lighting Controls | 0 | 0 |  | 562.52 | 8 |  | 130 | 130 | 500-watts controlled | 0 | 12.5132 | FAIL | 20.8198 | Lodging/Hospitality_Existing_Outdoor Lighting Controls_RIM | 0 | 0 | 0 | 0 | 0 | 0 | 0 | 0 | 0 | 0 | 0 | 0 | 0 | 0 | 0 | 0 | 0 | 0 | 0 | 0 | Lodging/Hospitality_Existing_Outdoor Lighting Controls_TRC | 7.53 | 7.6476 | 7.7685 | 7.8872 | 7.9858 | 8.0772 | 8.1676 | 8.2471 | 8.3232 | 8.3877 | 4235.7652 | 4301.9041 | 4369.9419 | 4436.6923 | 4492.1686 | 4543.5969 | 4594.4633 | 4639.1603 | 4681.9766 | 4718.2416 |  | 16.02%
Miscellaneous | Existing | Outdoor Lighting Controls | 0 | 0 |  | 562.52 | 8 |  | 130 | 130 | 500-watts controlled | 0 | 12.5132 | FAIL | 20.8198 | Miscellaneous_Existing_Outdoor Lighting Controls_RIM | 0 | 0 | 0 | 0 | 0 | 0 | 0 | 0 | 0 | 0 | 0 | 0 | 0 | 0 | 0 | 0 | 0 | 0 | 0 | 0 | Miscellaneous_Existing_Outdoor Lighting Controls_TRC | 48.2275 | 43.9999 | 42.5302 | 41.2025 | 39.9187 | 38.671 | 37.4837 | 36.3081 | 35.1752 | 34.0463 | 27128.9272 | 24750.8336 | 23924.1067 | 23177.2341 | 22455.0933 | 21753.1881 | 21085.3287 | 20424.0554 | 19786.7496 | 19151.7097 |  | 16.02%
Offices | Existing | Outdoor Lighting Controls | 0 | 0 |  | 562.52 | 8 |  | 130 | 130 | 500-watts controlled | 0 | 12.5132 | FAIL | 20.8198 | Offices_Existing_Outdoor Lighting Controls_RIM | 0 | 0 | 0 | 0 | 0 | 0 | 0 | 0 | 0 | 0 | 0 | 0 | 0 | 0 | 0 | 0 | 0 | 0 | 0 | 0 | Offices_Existing_Outdoor Lighting Controls_TRC | 48.6918 | 74.2183 | 108.9289 | 149.2188 | 183.8397 | 194.9352 | 169.0649 | 115.2573 | 62.048 | 27.8226 | 27390.1239 | 41749.2861 | 61274.674 | 83938.5466 | 103413.4856 | 109654.9634 | 95102.3713 | 64834.5613 | 34903.2678 | 15650.7818 |  | 16.02%
Restaurants | Existing | Outdoor Lighting Controls | 0 | 0 |  | 562.52 | 8 |  | 130 | 130 | 500-watts controlled | 0 | 12.5132 | FAIL | 20.8198 | Restaurants_Existing_Outdoor Lighting Controls_RIM | 0 | 0 | 0 | 0 | 0 | 0 | 0 | 0 | 0 | 0 | 0 | 0 | 0 | 0 | 0 | 0 | 0 | 0 | 0 | 0 | Restaurants_Existing_Outdoor Lighting Controls_TRC | 9.6175 | 14.5521 | 21.4456 | 29.6507 | 37.0601 | 39.8501 | 35.0336 | 24.2066 | 13.204 | 5.9995 | 5410.019 | 8185.8557 | 12063.5606 | 16679.093 | 20847.0274 | 22416.5059 | 19707.0971 | 13616.6717 | 7427.5135 | 3374.8185 |  | 16.02%
Retail | Existing | Outdoor Lighting Controls | 0 | 0 |  | 562.52 | 8 |  | 130 | 130 | 500-watts controlled | 0 | 12.5132 | FAIL | 20.8198 | Retail_Existing_Outdoor Lighting Controls_RIM | 0 | 0 | 0 | 0 | 0 | 0 | 0 | 0 | 0 | 0 | 0 | 0 | 0 | 0 | 0 | 0 | 0 | 0 | 0 | 0 | Retail_Existing_Outdoor Lighting Controls_TRC | 70.9544 | 70.34 | 70.969 | 71.8078 | 72.7039 | 73.5133 | 74.297 | 74.9666 | 75.5959 | 76.1134 | 39913.279 | 39567.6474 | 39921.5093 | 40393.3173 | 40897.3863 | 41352.6865 | 41793.5525 | 42170.2296 | 42524.1967 | 42815.3326 |  | 16.02%
Schools K-12 | Existing | Outdoor Lighting Controls | 0 | 0 |  | 562.52 | 8 |  | 130 | 130 | 500-watts controlled | 0 | 12.5132 | FAIL | 20.8198 | Schools K-12_Existing_Outdoor Lighting Controls_RIM | 0 | 0 | 0 | 0 | 0 | 0 | 0 | 0 | 0 | 0 | 0 | 0 | 0 | 0 | 0 | 0 | 0 | 0 | 0 | 0 | Schools K-12_Existing_Outdoor Lighting Controls_TRC | 18.9147 | 28.2834 | 41.324 | 56.5401 | 69.805 | 74.1704 | 64.4682 | 44.0617 | 23.7791 | 10.6893 | 10639.8924 | 15910.0047 | 23245.5704 | 31804.9434 | 39266.7308 | 41722.3442 | 36264.6475 | 24785.5883 | 13376.2394 | 6012.959 |  | 16.02%
Warehouse | Existing | Outdoor Lighting Controls | 0 | 0 |  | 562.52 | 8 |  | 130 | 130 | 500-watts controlled | 0 | 12.5132 | FAIL | 20.8198 | Warehouse_Existing_Outdoor Lighting Controls_RIM | 0 | 0 | 0 | 0 | 0 | 0 | 0 | 0 | 0 | 0 | 0 | 0 | 0 | 0 | 0 | 0 | 0 | 0 | 0 | 0 | Warehouse_Existing_Outdoor Lighting Controls_TRC | 8.7038 | 12.9783 | 18.9469 | 25.9135 | 31.9941 | 33.9844 | 29.5164 | 20.1456 | 10.8555 | 4.8715 | 4896.0847 | 7300.5306 | 10658.026 | 14576.8631 | 17997.3014 | 19116.8807 | 16603.5833 | 11332.3104 | 6106.4368 | 2740.3269 |  | 16.02%
Assembly | New | Outdoor Lighting Controls | 0 | 0 |  | 562.52 | 8 |  | 130 | 130 | 500-watts controlled | 0 | 12.5132 | FAIL | 20.8198 | Assembly_New_Outdoor Lighting Controls_RIM | 0 | 0 | 0 | 0 | 0 | 0 | 0 | 0 | 0 | 0 | 0 | 0 | 0 | 0 | 0 | 0 | 0 | 0 | 0 | 0 | Assembly_New_Outdoor Lighting Controls_TRC | 0.21048 | 0.41051 | 0.77353 | 1.3013 | 1.9159 | 1.9871 | 1.684 | 1.1369 | 0.60141 | 0.27041 | 118.3996 | 230.918 | 435.1241 | 732.0162 | 1077.7458 | 1117.802 | 947.2798 | 639.5332 | 338.3063 | 152.1093 |  | 16.02%
College and University | New | Outdoor Lighting Controls | 0 | 0 |  | 562.52 | 8 |  | 130 | 130 | 500-watts controlled | 0 | 12.5132 | FAIL | 20.8198 | College and University_New_Outdoor Lighting Controls_RIM | 0 | 0 | 0 | 0 | 0 | 0 | 0 | 0 | 0 | 0 | 0 | 0 | 0 | 0 | 0 | 0 | 0 | 0 | 0 | 0 | College and University_New_Outdoor Lighting Controls_TRC | 0.53339 | 0.75441 | 1.1194 | 1.5548 | 1.9482 | 1.9375 | 1.6228 | 1.103 | 0.56306 | 0.24355 | 300.044 | 424.3715 | 629.6588 | 874.6112 | 1095.9128 | 1089.8787 | 912.8802 | 620.4431 | 316.7301 | 137.0044 |  | 16.02%
Grocery | New | Outdoor Lighting Controls | 0 | 0 |  | 562.52 | 8 |  | 130 | 130 | 500-watts controlled | 0 | 12.5132 | FAIL | 20.8198 | Grocery_New_Outdoor Lighting Controls_RIM | 0 | 0 | 0 | 0 | 0 | 0 | 0 | 0 | 0 | 0 | 0 | 0 | 0 | 0 | 0 | 0 | 0 | 0 | 0 | 0 | Grocery_New_Outdoor Lighting Controls_TRC | 1.0567 | 1.6633 | 2.7333 | 4.1632 | 5.6767 | 6.0043 | 5.1839 | 3.5163 | 1.8812 | 0.83898 | 594.4191 | 935.6277 | 1537.5153 | 2341.9094 | 3193.2676 | 3377.5271 | 2916.0644 | 1978.0128 | 1058.2378 | 471.9417 |  | 16.02%
Healthcare | New | Outdoor Lighting Controls | 0 | 0 |  | 562.52 | 8 |  | 130 | 130 | 500-watts controlled | 0 | 12.5132 | FAIL | 20.8198 | Healthcare_New_Outdoor Lighting Controls_RIM | 0 | 0 | 0 | 0 | 0 | 0 | 0 | 0 | 0 | 0 | 0 | 0 | 0 | 0 | 0 | 0 | 0 | 0 | 0 | 0 | Healthcare_New_Outdoor Lighting Controls_TRC | 0.73385 | 1.013 | 1.4664 | 1.9872 | 2.4294 | 2.4782 | 2.0733 | 1.3665 | 0.71245 | 0.30985 | 412.8026 | 569.8162 | 824.8519 | 1117.8599 | 1366.59 | 1394.048 | 1166.2989 | 768.6695 | 400.7675 | 174.2976 |  | 16.02%
Hospitals | New | Outdoor Lighting Controls | 0 | 0 |  | 562.52 | 8 |  | 130 | 130 | 500-watts controlled | 0 | 12.5132 | FAIL | 20.8198 | Hospitals_New_Outdoor Lighting Controls_RIM | 0 | 0 | 0 | 0 | 0 | 0 | 0 | 0 | 0 | 0 | 0 | 0 | 0 | 0 | 0 | 0 | 0 | 0 | 0 | 0 | Hospitals_New_Outdoor Lighting Controls_TRC | 0.7257 | 1.0017 | 1.4501 | 1.9652 | 2.4025 | 2.4507 | 2.0503 | 1.3513 | 0.70455 | 0.30641 | 408.2229 | 563.4946 | 815.7008 | 1105.4581 | 1351.4288 | 1378.5822 | 1153.3598 | 760.1417 | 396.3213 | 172.3639 |  | 16.02%
Institutional | New | Outdoor Lighting Controls | 0 | 0 |  | 562.52 | 8 |  | 130 | 130 | 500-watts controlled | 0 | 12.5132 | FAIL | 20.8198 | Institutional_New_Outdoor Lighting Controls_RIM | 0 | 0 | 0 | 0 | 0 | 0 | 0 | 0 | 0 | 0 | 0 | 0 | 0 | 0 | 0 | 0 | 0 | 0 | 0 | 0 | Institutional_New_Outdoor Lighting Controls_TRC | 2.4013 | 3.7093 | 5.9579 | 8.8945 | 11.9083 | 12.6061 | 10.8397 | 7.2909 | 3.859 | 1.697 | 1350.7875 | 2086.5416 | 3351.4126 | 5003.3369 | 6698.6545 | 7091.1808 | 6097.5624 | 4101.2727 | 2170.781 | 954.6174 |  | 16.02%
Lodging/Hospitality | New | Outdoor Lighting Controls | 0 | 0 |  | 562.52 | 8 |  | 130 | 130 | 500-watts controlled | 0 | 12.5132 | FAIL | 20.8198 | Lodging/Hospitality_New_Outdoor Lighting Controls_RIM | 0 | 0 | 0 | 0 | 0 | 0 | 0 | 0 | 0 | 0 | 0 | 0 | 0 | 0 | 0 | 0 | 0 | 0 | 0 | 0 | Lodging/Hospitality_New_Outdoor Lighting Controls_TRC | 1.5283 | 1.8626 | 2.3701 | 2.744 | 2.7545 | 2.7017 | 2.175 | 1.3747 | 0.6901 | 0.29058 | 859.6954 | 1047.7495 | 1333.2439 | 1543.5283 | 1549.4428 | 1519.7601 | 1223.4621 | 773.3231 | 388.1943 | 163.4587 |  | 16.02%
Miscellaneous | New | Outdoor Lighting Controls | 0 | 0 |  | 562.52 | 8 |  | 130 | 130 | 500-watts controlled | 0 | 12.5132 | FAIL | 20.8198 | Miscellaneous_New_Outdoor Lighting Controls_RIM | 0 | 0 | 0 | 0 | 0 | 0 | 0 | 0 | 0 | 0 | 0 | 0 | 0 | 0 | 0 | 0 | 0 | 0 | 0 | 0 | Miscellaneous_New_Outdoor Lighting Controls_TRC | 0 | 0 | 0 | 0 | 0 | 0 | 0 | 0 | 0 | 0 | 0 | 0 | 0 | 0 | 0 | 0 | 0 | 0 | 0 | 0 |  | 16.02%
Offices | New | Outdoor Lighting Controls | 0 | 0 |  | 562.52 | 8 |  | 130 | 130 | 500-watts controlled | 0 | 12.5132 | FAIL | 20.8198 | Offices_New_Outdoor Lighting Controls_RIM | 0 | 0 | 0 | 0 | 0 | 0 | 0 | 0 | 0 | 0 | 0 | 0 | 0 | 0 | 0 | 0 | 0 | 0 | 0 | 0 | Offices_New_Outdoor Lighting Controls_TRC | 7.8169 | 9.0089 | 10.4849 | 10.6064 | 8.4305 | 8.2388 | 6.6095 | 4.1629 | 2.083 | 0.87469 | 4397.1822 | 5067.7007 | 5897.9827 | 5966.3116 | 4742.3338 | 4634.5104 | 3717.9744 | 2341.7387 | 1171.736 | 492.0326 |  | 16.02%
Restaurants | New | Outdoor Lighting Controls | 0 | 0 |  | 562.52 | 8 |  | 130 | 130 | 500-watts controlled | 0 | 12.5132 | FAIL | 20.8198 | Restaurants_New_Outdoor Lighting Controls_RIM | 0 | 0 | 0 | 0 | 0 | 0 | 0 | 0 | 0 | 0 | 0 | 0 | 0 | 0 | 0 | 0 | 0 | 0 | 0 | 0 | Restaurants_New_Outdoor Lighting Controls_TRC | 1.0229 | 1.645 | 2.7491 | 4.2454 | 5.8559 | 6.0105 | 5.0492 | 3.3841 | 1.7802 | 0.79678 | 575.3776 | 925.3658 | 1546.4274 | 2388.1179 | 3294.0596 | 3381.0298 | 2840.2878 | 1903.64 | 1001.4151 | 448.2061 |  | 16.02%
Retail | New | Outdoor Lighting Controls | 0 | 0 |  | 562.52 | 8 |  | 130 | 130 | 500-watts controlled | 0 | 12.5132 | FAIL | 20.8198 | Retail_New_Outdoor Lighting Controls_RIM | 0 | 0 | 0 | 0 | 0 | 0 | 0 | 0 | 0 | 0 | 0 | 0 | 0 | 0 | 0 | 0 | 0 | 0 | 0 | 0 | Retail_New_Outdoor Lighting Controls_TRC | 5.8258 | 8.6161 | 13.3188 | 19.2303 | 24.9978 | 23.8637 | 18.7343 | 11.5395 | 5.6664 | 2.346 | 3277.1142 | 4846.7182 | 7492.1018 | 10817.4554 | 14061.7444 | 13423.8064 | 10538.4389 | 6491.1805 | 3187.439 | 1319.6464 |  | 16.02%
Schools K-12 | New | Outdoor Lighting Controls | 0 | 0 |  | 562.52 | 8 |  | 130 | 130 | 500-watts controlled | 0 | 12.5132 | FAIL | 20.8198 | Schools K-12_New_Outdoor Lighting Controls_RIM | 0 | 0 | 0 | 0 | 0 | 0 | 0 | 0 | 0 | 0 | 0 | 0 | 0 | 0 | 0 | 0 | 0 | 0 | 0 | 0 | Schools K-12_New_Outdoor Lighting Controls_TRC | 1.1949 | 1.69 | 2.5075 | 3.4829 | 4.3642 | 4.3402 | 3.6353 | 2.4708 | 1.2613 | 0.54559 | 672.1324 | 950.64 | 1410.5066 | 1959.2276 | 2454.9681 | 2441.451 | 2044.9544 | 1389.8625 | 709.5111 | 306.9053 |  | 16.02%
Warehouse | New | Outdoor Lighting Controls | 0 | 0 |  | 562.52 | 8 |  | 130 | 130 | 500-watts controlled | 0 | 12.5132 | FAIL | 20.8198 | Warehouse_New_Outdoor Lighting Controls_RIM | 0 | 0 | 0 | 0 | 0 | 0 | 0 | 0 | 0 | 0 | 0 | 0 | 0 | 0 | 0 | 0 | 0 | 0 | 0 | 0 | Warehouse_New_Outdoor Lighting Controls_TRC | 0.43025 | 0.65016 | 1.0293 | 1.5167 | 2.0063 | 1.904 | 1.4865 | 0.91046 | 0.44487 | 0.18346 | 242.0267 | 365.7282 | 578.9844 | 853.1508 | 1128.5907 | 1071.0639 | 836.175 | 512.15 | 250.2463 | 103.1983 |  | 16.02%
Assembly | Existing | Air Curtains | 0.011723 | 0.0032285 |  | 81.081 | 8 |  | 3600 | 3600 | door | 0 | 3.5732 | FAIL | FAIL | Assembly_Existing_Air Curtains_RIM | 0 | 0 | 0 | 0 | 0 | 0 | 0 | 0 | 0 | 0 | 0 | 0 | 0 | 0 | 0 | 0 | 0 | 0 | 0 | 0 | Assembly_Existing_Air Curtains_TRC | 0 | 0 | 0 | 0 | 0 | 0 | 0 | 0 | 0 | 0 | 0 | 0 | 0 | 0 | 0 | 0 | 0 | 0 | 0 | 0
College and University | Existing | Air Curtains | 0.010513 | 0.0088056 |  | 81.081 | 8 |  | 3600 | 3600 | door | 0 | 3.5732 | FAIL | FAIL | College and University_Existing_Air Curtains_RIM | 0 | 0 | 0 | 0 | 0 | 0 | 0 | 0 | 0 | 0 | 0 | 0 | 0 | 0 | 0 | 0 | 0 | 0 | 0 | 0 | College and University_Existing_Air Curtains_TRC | 0 | 0 | 0 | 0 | 0 | 0 | 0 | 0 | 0 | 0 | 0 | 0 | 0 | 0 | 0 | 0 | 0 | 0 | 0 | 0
Grocery | Existing | Air Curtains | 0.011723 | 0.0032285 |  | 81.081 | 8 |  | 3600 | 3600 | door | 0 | 3.5732 | FAIL | FAIL | Grocery_Existing_Air Curtains_RIM | 0 | 0 | 0 | 0 | 0 | 0 | 0 | 0 | 0 | 0 | 0 | 0 | 0 | 0 | 0 | 0 | 0 | 0 | 0 | 0 | Grocery_Existing_Air Curtains_TRC | 0 | 0 | 0 | 0 | 0 | 0 | 0 | 0 | 0 | 0 | 0 | 0 | 0 | 0 | 0 | 0 | 0 | 0 | 0 | 0
Healthcare | Existing | Air Curtains | 0.010513 | 0.0088056 |  | 81.081 | 8 |  | 3600 | 3600 | door | 0 | 3.5732 | FAIL | FAIL | Healthcare_Existing_Air Curtains_RIM | 0 | 0 | 0 | 0 | 0 | 0 | 0 | 0 | 0 | 0 | 0 | 0 | 0 | 0 | 0 | 0 | 0 | 0 | 0 | 0 | Healthcare_Existing_Air Curtains_TRC | 0 | 0 | 0 | 0 | 0 | 0 | 0 | 0 | 0 | 0 | 0 | 0 | 0 | 0 | 0 | 0 | 0 | 0 | 0 | 0
Hospitals | Existing | Air Curtains | 0.010513 | 0.0088056 |  | 81.081 | 8 |  | 3600 | 3600 | door | 0 | 3.5732 | FAIL | FAIL | Hospitals_Existing_Air Curtains_RIM | 0 | 0 | 0 | 0 | 0 | 0 | 0 | 0 | 0 | 0 | 0 | 0 | 0 | 0 | 0 | 0 | 0 | 0 | 0 | 0 | Hospitals_Existing_Air Curtains_TRC | 0 | 0 | 0 | 0 | 0 | 0 | 0 | 0 | 0 | 0 | 0 | 0 | 0 | 0 | 0 | 0 | 0 | 0 | 0 | 0
Institutional | Existing | Air Curtains | 0.011723 | 0.0032285 |  | 81.081 | 8 |  | 3600 | 3600 | door | 0 | 3.5732 | FAIL | FAIL | Institutional_Existing_Air Curtains_RIM | 0 | 0 | 0 | 0 | 0 | 0 | 0 | 0 | 0 | 0 | 0 | 0 | 0 | 0 | 0 | 0 | 0 | 0 | 0 | 0 | Institutional_Existing_Air Curtains_TRC | 0 | 0 | 0 | 0 | 0 | 0 | 0 | 0 | 0 | 0 | 0 | 0 | 0 | 0 | 0 | 0 | 0 | 0 | 0 | 0
Lodging/Hospitality | Existing | Air Curtains | 0.010513 | 0.0088056 |  | 81.081 | 8 |  | 3600 | 3600 | door | 0 | 3.5732 | FAIL | FAIL | Lodging/Hospitality_Existing_Air Curtains_RIM | 0 | 0 | 0 | 0 | 0 | 0 | 0 | 0 | 0 | 0 | 0 | 0 | 0 | 0 | 0 | 0 | 0 | 0 | 0 | 0 | Lodging/Hospitality_Existing_Air Curtains_TRC | 0 | 0 | 0 | 0 | 0 | 0 | 0 | 0 | 0 | 0 | 0 | 0 | 0 | 0 | 0 | 0 | 0 | 0 | 0 | 0
Miscellaneous | Existing | Air Curtains | 0.011723 | 0.0032285 |  | 81.081 | 8 |  | 3600 | 3600 | door | 0 | 3.5732 | FAIL | FAIL | Miscellaneous_Existing_Air Curtains_RIM | 0 | 0 | 0 | 0 | 0 | 0 | 0 | 0 | 0 | 0 | 0 | 0 | 0 | 0 | 0 | 0 | 0 | 0 | 0 | 0 | Miscellaneous_Existing_Air Curtains_TRC | 0 | 0 | 0 | 0 | 0 | 0 | 0 | 0 | 0 | 0 | 0 | 0 | 0 | 0 | 0 | 0 | 0 | 0 | 0 | 0
Offices | Existing | Air Curtains | 0.011723 | 0.0032285 |  | 81.081 | 8 |  | 3600 | 3600 | door | 0 | 3.5732 | FAIL | FAIL | Offices_Existing_Air Curtains_RIM | 0 | 0 | 0 | 0 | 0 | 0 | 0 | 0 | 0 | 0 | 0 | 0 | 0 | 0 | 0 | 0 | 0 | 0 | 0 | 0 | Offices_Existing_Air Curtains_TRC | 0 | 0 | 0 | 0 | 0 | 0 | 0 | 0 | 0 | 0 | 0 | 0 | 0 | 0 | 0 | 0 | 0 | 0 | 0 | 0
Restaurants | Existing | Air Curtains | 0.010513 | 0.0088056 |  | 81.081 | 8 |  | 3600 | 3600 | door | 0 | 3.5732 | FAIL | FAIL | Restaurants_Existing_Air Curtains_RIM | 0 | 0 | 0 | 0 | 0 | 0 | 0 | 0 | 0 | 0 | 0 | 0 | 0 | 0 | 0 | 0 | 0 | 0 | 0 | 0 | Restaurants_Existing_Air Curtains_TRC | 0 | 0 | 0 | 0 | 0 | 0 | 0 | 0 | 0 | 0 | 0 | 0 | 0 | 0 | 0 | 0 | 0 | 0 | 0 | 0
Retail | Existing | Air Curtains | 0.011723 | 0.0032285 |  | 81.081 | 8 |  | 3600 | 3600 | door | 0 | 3.5732 | FAIL | FAIL | Retail_Existing_Air Curtains_RIM | 0 | 0 | 0 | 0 | 0 | 0 | 0 | 0 | 0 | 0 | 0 | 0 | 0 | 0 | 0 | 0 | 0 | 0 | 0 | 0 | Retail_Existing_Air Curtains_TRC | 0 | 0 | 0 | 0 | 0 | 0 | 0 | 0 | 0 | 0 | 0 | 0 | 0 | 0 | 0 | 0 | 0 | 0 | 0 | 0
Schools K-12 | Existing | Air Curtains | 0.010513 | 0.0088056 |  | 81.081 | 8 |  | 3600 | 3600 | door | 0 | 3.5732 | FAIL | FAIL | Schools K-12_Existing_Air Curtains_RIM | 0 | 0 | 0 | 0 | 0 | 0 | 0 | 0 | 0 | 0 | 0 | 0 | 0 | 0 | 0 | 0 | 0 | 0 | 0 | 0 | Schools K-12_Existing_Air Curtains_TRC | 0 | 0 | 0 | 0 | 0 | 0 | 0 | 0 | 0 | 0 | 0 | 0 | 0 | 0 | 0 | 0 | 0 | 0 | 0 | 0
Warehouse | Existing | Air Curtains | 0.011723 | 0.0032285 |  | 81.081 | 8 |  | 3600 | 3600 | door | 0 | 3.5732 | FAIL | FAIL | Warehouse_Existing_Air Curtains_RIM | 0 | 0 | 0 | 0 | 0 | 0 | 0 | 0 | 0 | 0 | 0 | 0 | 0 | 0 | 0 | 0 | 0 | 0 | 0 | 0 | Warehouse_Existing_Air Curtains_TRC | 0 | 0 | 0 | 0 | 0 | 0 | 0 | 0 | 0 | 0 | 0 | 0 | 0 | 0 | 0 | 0 | 0 | 0 | 0 | 0
Assembly | New | Air Curtains | 0.011723 | 0.0032285 |  | 81.081 | 8 |  | 3600 | 3600 | door | 0 | 3.5732 | FAIL | FAIL | Assembly_New_Air Curtains_RIM | 0 | 0 | 0 | 0 | 0 | 0 | 0 | 0 | 0 | 0 | 0 | 0 | 0 | 0 | 0 | 0 | 0 | 0 | 0 | 0 | Assembly_New_Air Curtains_TRC | 0 | 0 | 0 | 0 | 0 | 0 | 0 | 0 | 0 | 0 | 0 | 0 | 0 | 0 | 0 | 0 | 0 | 0 | 0 | 0
College and University | New | Air Curtains | 0.010513 | 0.0088056 |  | 81.081 | 8 |  | 3600 | 3600 | door | 0 | 3.5732 | FAIL | FAIL | College and University_New_Air Curtains_RIM | 0 | 0 | 0 | 0 | 0 | 0 | 0 | 0 | 0 | 0 | 0 | 0 | 0 | 0 | 0 | 0 | 0 | 0 | 0 | 0 | College and University_New_Air Curtains_TRC | 0 | 0 | 0 | 0 | 0 | 0 | 0 | 0 | 0 | 0 | 0 | 0 | 0 | 0 | 0 | 0 | 0 | 0 | 0 | 0
Grocery | New | Air Curtains | 0.011723 | 0.0032285 |  | 81.081 | 8 |  | 3600 | 3600 | door | 0 | 3.5732 | FAIL | FAIL | Grocery_New_Air Curtains_RIM | 0 | 0 | 0 | 0 | 0 | 0 | 0 | 0 | 0 | 0 | 0 | 0 | 0 | 0 | 0 | 0 | 0 | 0 | 0 | 0 | Grocery_New_Air Curtains_TRC | 0 | 0 | 0 | 0 | 0 | 0 | 0 | 0 | 0 | 0 | 0 | 0 | 0 | 0 | 0 | 0 | 0 | 0 | 0 | 0
Healthcare | New | Air Curtains | 0.010513 | 0.0088056 |  | 81.081 | 8 |  | 3600 | 3600 | door | 0 | 3.5732 | FAIL | FAIL | Healthcare_New_Air Curtains_RIM | 0 | 0 | 0 | 0 | 0 | 0 | 0 | 0 | 0 | 0 | 0 | 0 | 0 | 0 | 0 | 0 | 0 | 0 | 0 | 0 | Healthcare_New_Air Curtains_TRC | 0 | 0 | 0 | 0 | 0 | 0 | 0 | 0 | 0 | 0 | 0 | 0 | 0 | 0 | 0 | 0 | 0 | 0 | 0 | 0
Hospitals | New | Air Curtains | 0.010513 | 0.0088056 |  | 81.081 | 8 |  | 3600 | 3600 | door | 0 | 3.5732 | FAIL | FAIL | Hospitals_New_Air Curtains_RIM | 0 | 0 | 0 | 0 | 0 | 0 | 0 | 0 | 0 | 0 | 0 | 0 | 0 | 0 | 0 | 0 | 0 | 0 | 0 | 0 | Hospitals_New_Air Curtains_TRC | 0 | 0 | 0 | 0 | 0 | 0 | 0 | 0 | 0 | 0 | 0 | 0 | 0 | 0 | 0 | 0 | 0 | 0 | 0 | 0
Institutional | New | Air Curtains | 0.011723 | 0.0032285 |  | 81.081 | 8 |  | 3600 | 3600 | door | 0 | 3.5732 | FAIL | FAIL | Institutional_New_Air Curtains_RIM | 0 | 0 | 0 | 0 | 0 | 0 | 0 | 0 | 0 | 0 | 0 | 0 | 0 | 0 | 0 | 0 | 0 | 0 | 0 | 0 | Institutional_New_Air Curtains_TRC | 0 | 0 | 0 | 0 | 0 | 0 | 0 | 0 | 0 | 0 | 0 | 0 | 0 | 0 | 0 | 0 | 0 | 0 | 0 | 0
Lodging/Hospitality | New | Air Curtains | 0.010513 | 0.0088056 |  | 81.081 | 8 |  | 3600 | 3600 | door | 0 | 3.5732 | FAIL | FAIL | Lodging/Hospitality_New_Air Curtains_RIM | 0 | 0 | 0 | 0 | 0 | 0 | 0 | 0 | 0 | 0 | 0 | 0 | 0 | 0 | 0 | 0 | 0 | 0 | 0 | 0 | Lodging/Hospitality_New_Air Curtains_TRC | 0 | 0 | 0 | 0 | 0 | 0 | 0 | 0 | 0 | 0 | 0 | 0 | 0 | 0 | 0 | 0 | 0 | 0 | 0 | 0
Miscellaneous | New | Air Curtains | 0.011723 | 0.0032285 |  | 81.081 | 8 |  | 3600 | 3600 | door | 0 | 3.5732 | FAIL | FAIL | Miscellaneous_New_Air Curtains_RIM | 0 | 0 | 0 | 0 | 0 | 0 | 0 | 0 | 0 | 0 | 0 | 0 | 0 | 0 | 0 | 0 | 0 | 0 | 0 | 0 | Miscellaneous_New_Air Curtains_TRC | 0 | 0 | 0 | 0 | 0 | 0 | 0 | 0 | 0 | 0 | 0 | 0 | 0 | 0 | 0 | 0 | 0 | 0 | 0 | 0
Offices | New | Air Curtains | 0.011723 | 0.0032285 |  | 81.081 | 8 |  | 3600 | 3600 | door | 0 | 3.5732 | FAIL | FAIL | Offices_New_Air Curtains_RIM | 0 | 0 | 0 | 0 | 0 | 0 | 0 | 0 | 0 | 0 | 0 | 0 | 0 | 0 | 0 | 0 | 0 | 0 | 0 | 0 | Offices_New_Air Curtains_TRC | 0 | 0 | 0 | 0 | 0 | 0 | 0 | 0 | 0 | 0 | 0 | 0 | 0 | 0 | 0 | 0 | 0 | 0 | 0 | 0
Restaurants | New | Air Curtains | 0.010513 | 0.0088056 |  | 81.081 | 8 |  | 3600 | 3600 | door | 0 | 3.5732 | FAIL | FAIL | Restaurants_New_Air Curtains_RIM | 0 | 0 | 0 | 0 | 0 | 0 | 0 | 0 | 0 | 0 | 0 | 0 | 0 | 0 | 0 | 0 | 0 | 0 | 0 | 0 | Restaurants_New_Air Curtains_TRC | 0 | 0 | 0 | 0 | 0 | 0 | 0 | 0 | 0 | 0 | 0 | 0 | 0 | 0 | 0 | 0 | 0 | 0 | 0 | 0
Retail | New | Air Curtains | 0.011723 | 0.0032285 |  | 81.081 | 8 |  | 3600 | 3600 | door | 0 | 3.5732 | FAIL | FAIL | Retail_New_Air Curtains_RIM | 0 | 0 | 0 | 0 | 0 | 0 | 0 | 0 | 0 | 0 | 0 | 0 | 0 | 0 | 0 | 0 | 0 | 0 | 0 | 0 | Retail_New_Air Curtains_TRC | 0 | 0 | 0 | 0 | 0 | 0 | 0 | 0 | 0 | 0 | 0 | 0 | 0 | 0 | 0 | 0 | 0 | 0 | 0 | 0
Schools K-12 | New | Air Curtains | 0.010513 | 0.0088056 |  | 81.081 | 8 |  | 3600 | 3600 | door | 0 | 3.5732 | FAIL | FAIL | Schools K-12_New_Air Curtains_RIM | 0 | 0 | 0 | 0 | 0 | 0 | 0 | 0 | 0 | 0 | 0 | 0 | 0 | 0 | 0 | 0 | 0 | 0 | 0 | 0 | Schools K-12_New_Air Curtains_TRC | 0 | 0 | 0 | 0 | 0 | 0 | 0 | 0 | 0 | 0 | 0 | 0 | 0 | 0 | 0 | 0 | 0 | 0 | 0 | 0
Warehouse | New | Air Curtains | 0.011723 | 0.0032285 |  | 81.081 | 8 |  | 3600 | 3600 | door | 0 | 3.5732 | FAIL | FAIL | Warehouse_New_Air Curtains_RIM | 0 | 0 | 0 | 0 | 0 | 0 | 0 | 0 | 0 | 0 | 0 | 0 | 0 | 0 | 0 | 0 | 0 | 0 | 0 | 0 | Warehouse_New_Air Curtains_TRC | 0 | 0 | 0 | 0 | 0 | 0 | 0 | 0 | 0 | 0 | 0 | 0 | 0 | 0 | 0 | 0 | 0 | 0 | 0 | 0
Assembly | Existing | Airside Economizer | -0.46324 | 2.0439e-05 |  | 2253.2313 | 10 |  | 55.8035 | 144.6333 | ton | 0.38583 | 99.2999 | FAIL | FAIL | Assembly_Existing_Airside Economizer_RIM | 0 | 0 | 0 | 0 | 0 | 0 | 0 | 0 | 0 | 0 | 0 | 0 | 0 | 0 | 0 | 0 | 0 | 0 | 0 | 0 | Assembly_Existing_Airside Economizer_TRC | 0 | 0 | 0 | 0 | 0 | 0 | 0 | 0 | 0 | 0 | 0 | 0 | 0 | 0 | 0 | 0 | 0 | 0 | 0 | 0
College and University | Existing | Airside Economizer | -1.6012 | 1.8007 |  | 13457.661 | 10 |  | 333.2922 | 144.6333 | ton | 2.3044 | 593.0789 | FAIL | FAIL | College and University_Existing_Airside Economizer_RIM | 0 | 0 | 0 | 0 | 0 | 0 | 0 | 0 | 0 | 0 | 0 | 0 | 0 | 0 | 0 | 0 | 0 | 0 | 0 | 0 | College and University_Existing_Airside Economizer_TRC | 0 | 0 | 0 | 0 | 0 | 0 | 0 | 0 | 0 | 0 | 0 | 0 | 0 | 0 | 0 | 0 | 0 | 0 | 0 | 0
Grocery | Existing | Airside Economizer | -1.2116 | 0.036509 |  | 5424.8726 | 10 |  | 134.3523 | 144.6333 | ton | 0.92892 | 239.074 | FAIL | FAIL | Grocery_Existing_Airside Economizer_RIM | 0 | 0 | 0 | 0 | 0 | 0 | 0 | 0 | 0 | 0 | 0 | 0 | 0 | 0 | 0 | 0 | 0 | 0 | 0 | 0 | Grocery_Existing_Airside Economizer_TRC | 0 | 0 | 0 | 0 | 0 | 0 | 0 | 0 | 0 | 0 | 0 | 0 | 0 | 0 | 0 | 0 | 0 | 0 | 0 | 0
Healthcare | Existing | Airside Economizer | -1.9468 | 8.5893e-05 |  | 9469.1388 | 10 |  | 234.5125 | 144.6333 | ton | 1.6214 | 417.3048 | FAIL | FAIL | Healthcare_Existing_Airside Economizer_RIM | 0 | 0 | 0 | 0 | 0 | 0 | 0 | 0 | 0 | 0 | 0 | 0 | 0 | 0 | 0 | 0 | 0 | 0 | 0 | 0 | Healthcare_Existing_Airside Economizer_TRC | 0 | 0 | 0 | 0 | 0 | 0 | 0 | 0 | 0 | 0 | 0 | 0 | 0 | 0 | 0 | 0 | 0 | 0 | 0 | 0
Hospitals | Existing | Airside Economizer | -11.7391 | 13.202 |  | 98666.9364 | 10 |  | 2443.5835 | 144.6333 | ton | 16.895 | 4348.2499 | FAIL | FAIL | Hospitals_Existing_Airside Economizer_RIM | 0 | 0 | 0 | 0 | 0 | 0 | 0 | 0 | 0 | 0 | 0 | 0 | 0 | 0 | 0 | 0 | 0 | 0 | 0 | 0 | Hospitals_Existing_Airside Economizer_TRC | 0 | 0 | 0 | 0 | 0 | 0 | 0 | 0 | 0 | 0 | 0 | 0 | 0 | 0 | 0 | 0 | 0 | 0 | 0 | 0
Institutional | Existing | Airside Economizer | -2.2505 | 9.9293e-05 |  | 10946.4253 | 10 |  | 271.099 | 144.6333 | ton | 1.8744 | 482.4087 | FAIL | FAIL | Institutional_Existing_Airside Economizer_RIM | 0 | 0 | 0 | 0 | 0 | 0 | 0 | 0 | 0 | 0 | 0 | 0 | 0 | 0 | 0 | 0 | 0 | 0 | 0 | 0 | Institutional_Existing_Airside Economizer_TRC | 0 | 0 | 0 | 0 | 0 | 0 | 0 | 0 | 0 | 0 | 0 | 0 | 0 | 0 | 0 | 0 | 0 | 0 | 0 | 0
Lodging/Hospitality | Existing | Airside Economizer | -2.0055 | 0.060432 |  | 8979.6145 | 10 |  | 222.389 | 144.6333 | ton | 1.5376 | 395.7314 | FAIL | FAIL | Lodging/Hospitality_Existing_Airside Economizer_RIM | 0 | 0 | 0 | 0 | 0 | 0 | 0 | 0 | 0 | 0 | 0 | 0 | 0 | 0 | 0 | 0 | 0 | 0 | 0 | 0 | Lodging/Hospitality_Existing_Airside Economizer_TRC | 0 | 0 | 0 | 0 | 0 | 0 | 0 | 0 | 0 | 0 | 0 | 0 | 0 | 0 | 0 | 0 | 0 | 0 | 0 | 0
Miscellaneous | Existing | Airside Economizer | -21.4554 | 0.00094663 |  | 104359.7599 | 10 |  | 2584.5719 | 144.6333 | ton | 17.8698 | 4599.1325 | FAIL | FAIL | Miscellaneous_Existing_Airside Economizer_RIM | 0 | 0 | 0 | 0 | 0 | 0 | 0 | 0 | 0 | 0 | 0 | 0 | 0 | 0 | 0 | 0 | 0 | 0 | 0 | 0 | Miscellaneous_Existing_Airside Economizer_TRC | 0 | 0 | 0 | 0 | 0 | 0 | 0 | 0 | 0 | 0 | 0 | 0 | 0 | 0 | 0 | 0 | 0 | 0 | 0 | 0
Offices | Existing | Airside Economizer | -1.6038 | 7.0761e-05 |  | 7800.9322 | 10 |  | 193.1977 | 144.6333 | ton | 1.3358 | 343.7869 | FAIL | FAIL | Offices_Existing_Airside Economizer_RIM | 0 | 0 | 0 | 0 | 0 | 0 | 0 | 0 | 0 | 0 | 0 | 0 | 0 | 0 | 0 | 0 | 0 | 0 | 0 | 0 | Offices_Existing_Airside Economizer_TRC | 0 | 0 | 0 | 0 | 0 | 0 | 0 | 0 | 0 | 0 | 0 | 0 | 0 | 0 | 0 | 0 | 0 | 0 | 0 | 0
Restaurants | Existing | Airside Economizer | -1.2625 | 0.038043 |  | 5652.7504 | 10 |  | 139.9959 | 144.6333 | ton | 0.96794 | 249.1166 | FAIL | FAIL | Restaurants_Existing_Airside Economizer_RIM | 0 | 0 | 0 | 0 | 0 | 0 | 0 | 0 | 0 | 0 | 0 | 0 | 0 | 0 | 0 | 0 | 0 | 0 | 0 | 0 | Restaurants_Existing_Airside Economizer_TRC | 0 | 0 | 0 | 0 | 0 | 0 | 0 | 0 | 0 | 0 | 0 | 0 | 0 | 0 | 0 | 0 | 0 | 0 | 0 | 0
Retail | Existing | Airside Economizer | -0.55142 | 0.016616 |  | 2468.9837 | 10 |  | 61.1468 | 144.6333 | ton | 0.42277 | 108.8081 | FAIL | FAIL | Retail_Existing_Airside Economizer_RIM | 0 | 0 | 0 | 0 | 0 | 0 | 0 | 0 | 0 | 0 | 0 | 0 | 0 | 0 | 0 | 0 | 0 | 0 | 0 | 0 | Retail_Existing_Airside Economizer_TRC | 0 | 0 | 0 | 0 | 0 | 0 | 0 | 0 | 0 | 0 | 0 | 0 | 0 | 0 | 0 | 0 | 0 | 0 | 0 | 0
Schools K-12 | Existing | Airside Economizer | -1.8969 | 8.3695e-05 |  | 9226.8228 | 10 |  | 228.5113 | 144.6333 | ton | 1.5799 | 406.6259 | FAIL | FAIL | Schools K-12_Existing_Airside Economizer_RIM | 0 | 0 | 0 | 0 | 0 | 0 | 0 | 0 | 0 | 0 | 0 | 0 | 0 | 0 | 0 | 0 | 0 | 0 | 0 | 0 | Schools K-12_Existing_Airside Economizer_TRC | 0 | 0 | 0 | 0 | 0 | 0 | 0 | 0 | 0 | 0 | 0 | 0 | 0 | 0 | 0 | 0 | 0 | 0 | 0 | 0
Warehouse | Existing | Airside Economizer | -0.18844 | 8.3143e-06 |  | 916.5961 | 10 |  | 22.7004 | 144.6333 | ton | 0.15695 | 40.3944 | FAIL | FAIL | Warehouse_Existing_Airside Economizer_RIM | 0 | 0 | 0 | 0 | 0 | 0 | 0 | 0 | 0 | 0 | 0 | 0 | 0 | 0 | 0 | 0 | 0 | 0 | 0 | 0 | Warehouse_Existing_Airside Economizer_TRC | 0 | 0 | 0 | 0 | 0 | 0 | 0 | 0 | 0 | 0 | 0 | 0 | 0 | 0 | 0 | 0 | 0 | 0 | 0 | 0
Assembly | New | Airside Economizer | -0.46324 | 2.0439e-05 |  | 2253.2313 | 10 |  | 55.8035 | 144.6333 | ton | 0.38583 | 99.2999 | FAIL | FAIL | Assembly_New_Airside Economizer_RIM | 0 | 0 | 0 | 0 | 0 | 0 | 0 | 0 | 0 | 0 | 0 | 0 | 0 | 0 | 0 | 0 | 0 | 0 | 0 | 0 | Assembly_New_Airside Economizer_TRC | 0 | 0 | 0 | 0 | 0 | 0 | 0 | 0 | 0 | 0 | 0 | 0 | 0 | 0 | 0 | 0 | 0 | 0 | 0 | 0
College and University | New | Airside Economizer | -1.6012 | 1.8007 |  | 13457.661 | 10 |  | 333.2922 | 144.6333 | ton | 2.3044 | 593.0789 | FAIL | FAIL | College and University_New_Airside Economizer_RIM | 0 | 0 | 0 | 0 | 0 | 0 | 0 | 0 | 0 | 0 | 0 | 0 | 0 | 0 | 0 | 0 | 0 | 0 | 0 | 0 | College and University_New_Airside Economizer_TRC | 0 | 0 | 0 | 0 | 0 | 0 | 0 | 0 | 0 | 0 | 0 | 0 | 0 | 0 | 0 | 0 | 0 | 0 | 0 | 0
Grocery | New | Airside Economizer | -1.2116 | 0.036509 |  | 5424.8726 | 10 |  | 134.3523 | 144.6333 | ton | 0.92892 | 239.074 | FAIL | FAIL | Grocery_New_Airside Economizer_RIM | 0 | 0 | 0 | 0 | 0 | 0 | 0 | 0 | 0 | 0 | 0 | 0 | 0 | 0 | 0 | 0 | 0 | 0 | 0 | 0 | Grocery_New_Airside Economizer_TRC | 0 | 0 | 0 | 0 | 0 | 0 | 0 | 0 | 0 | 0 | 0 | 0 | 0 | 0 | 0 | 0 | 0 | 0 | 0 | 0
Healthcare | New | Airside Economizer | -1.9468 | 8.5893e-05 |  | 9469.1388 | 10 |  | 234.5125 | 144.6333 | ton | 1.6214 | 417.3048 | FAIL | FAIL | Healthcare_New_Airside Economizer_RIM | 0 | 0 | 0 | 0 | 0 | 0 | 0 | 0 | 0 | 0 | 0 | 0 | 0 | 0 | 0 | 0 | 0 | 0 | 0 | 0 | Healthcare_New_Airside Economizer_TRC | 0 | 0 | 0 | 0 | 0 | 0 | 0 | 0 | 0 | 0 | 0 | 0 | 0 | 0 | 0 | 0 | 0 | 0 | 0 | 0
Hospitals | New | Airside Economizer | -11.7391 | 13.202 |  | 98666.9364 | 10 |  | 2443.5835 | 144.6333 | ton | 16.895 | 4348.2499 | FAIL | FAIL | Hospitals_New_Airside Economizer_RIM | 0 | 0 | 0 | 0 | 0 | 0 | 0 | 0 | 0 | 0 | 0 | 0 | 0 | 0 | 0 | 0 | 0 | 0 | 0 | 0 | Hospitals_New_Airside Economizer_TRC | 0 | 0 | 0 | 0 | 0 | 0 | 0 | 0 | 0 | 0 | 0 | 0 | 0 | 0 | 0 | 0 | 0 | 0 | 0 | 0
Institutional | New | Airside Economizer | -2.2505 | 9.9293e-05 |  | 10946.4253 | 10 |  | 271.099 | 144.6333 | ton | 1.8744 | 482.4087 | FAIL | FAIL | Institutional_New_Airside Economizer_RIM | 0 | 0 | 0 | 0 | 0 | 0 | 0 | 0 | 0 | 0 | 0 | 0 | 0 | 0 | 0 | 0 | 0 | 0 | 0 | 0 | Institutional_New_Airside Economizer_TRC | 0 | 0 | 0 | 0 | 0 | 0 | 0 | 0 | 0 | 0 | 0 | 0 | 0 | 0 | 0 | 0 | 0 | 0 | 0 | 0
Lodging/Hospitality | New | Airside Economizer | -2.0055 | 0.060432 |  | 8979.6145 | 10 |  | 222.389 | 144.6333 | ton | 1.5376 | 395.7314 | FAIL | FAIL | Lodging/Hospitality_New_Airside Economizer_RIM | 0 | 0 | 0 | 0 | 0 | 0 | 0 | 0 | 0 | 0 | 0 | 0 | 0 | 0 | 0 | 0 | 0 | 0 | 0 | 0 | Lodging/Hospitality_New_Airside Economizer_TRC | 0 | 0 | 0 | 0 | 0 | 0 | 0 | 0 | 0 | 0 | 0 | 0 | 0 | 0 | 0 | 0 | 0 | 0 | 0 | 0
Miscellaneous | New | Airside Economizer | -21.4554 | 0.00094663 |  | 104359.7599 | 10 |  | 2584.5719 | 144.6333 | ton | 17.8698 | 4599.1325 | FAIL | FAIL | Miscellaneous_New_Airside Economizer_RIM | 0 | 0 | 0 | 0 | 0 | 0 | 0 | 0 | 0 | 0 | 0 | 0 | 0 | 0 | 0 | 0 | 0 | 0 | 0 | 0 | Miscellaneous_New_Airside Economizer_TRC | 0 | 0 | 0 | 0 | 0 | 0 | 0 | 0 | 0 | 0 | 0 | 0 | 0 | 0 | 0 | 0 | 0 | 0 | 0 | 0
Offices | New | Airside Economizer | -1.6038 | 7.0761e-05 |  | 7800.9322 | 10 |  | 193.1977 | 144.6333 | ton | 1.3358 | 343.7869 | FAIL | FAIL | Offices_New_Airside Economizer_RIM | 0 | 0 | 0 | 0 | 0 | 0 | 0 | 0 | 0 | 0 | 0 | 0 | 0 | 0 | 0 | 0 | 0 | 0 | 0 | 0 | Offices_New_Airside Economizer_TRC | 0 | 0 | 0 | 0 | 0 | 0 | 0 | 0 | 0 | 0 | 0 | 0 | 0 | 0 | 0 | 0 | 0 | 0 | 0 | 0
Restaurants | New | Airside Economizer | -1.2625 | 0.038043 |  | 5652.7504 | 10 |  | 139.9959 | 144.6333 | ton | 0.96794 | 249.1166 | FAIL | FAIL | Restaurants_New_Airside Economizer_RIM | 0 | 0 | 0 | 0 | 0 | 0 | 0 | 0 | 0 | 0 | 0 | 0 | 0 | 0 | 0 | 0 | 0 | 0 | 0 | 0 | Restaurants_New_Airside Economizer_TRC | 0 | 0 | 0 | 0 | 0 | 0 | 0 | 0 | 0 | 0 | 0 | 0 | 0 | 0 | 0 | 0 | 0 | 0 | 0 | 0
Retail | New | Airside Economizer | -0.55142 | 0.016616 |  | 2468.9837 | 10 |  | 61.1468 | 144.6333 | ton | 0.42277 | 108.8081 | FAIL | FAIL | Retail_New_Airside Economizer_RIM | 0 | 0 | 0 | 0 | 0 | 0 | 0 | 0 | 0 | 0 | 0 | 0 | 0 | 0 | 0 | 0 | 0 | 0 | 0 | 0 | Retail_New_Airside Economizer_TRC | 0 | 0 | 0 | 0 | 0 | 0 | 0 | 0 | 0 | 0 | 0 | 0 | 0 | 0 | 0 | 0 | 0 | 0 | 0 | 0
Schools K-12 | New | Airside Economizer | -1.8969 | 8.3695e-05 |  | 9226.8228 | 10 |  | 228.5113 | 144.6333 | ton | 1.5799 | 406.6259 | FAIL | FAIL | Schools K-12_New_Airside Economizer_RIM | 0 | 0 | 0 | 0 | 0 | 0 | 0 | 0 | 0 | 0 | 0 | 0 | 0 | 0 | 0 | 0 | 0 | 0 | 0 | 0 | Schools K-12_New_Airside Economizer_TRC | 0 | 0 | 0 | 0 | 0 | 0 | 0 | 0 | 0 | 0 | 0 | 0 | 0 | 0 | 0 | 0 | 0 | 0 | 0 | 0
Warehouse | New | Airside Economizer | -0.18844 | 8.3143e-06 |  | 916.5961 | 10 |  | 22.7004 | 144.6333 | ton | 0.15695 | 40.3944 | FAIL | FAIL | Warehouse_New_Airside Economizer_RIM | 0 | 0 | 0 | 0 | 0 | 0 | 0 | 0 | 0 | 0 | 0 | 0 | 0 | 0 | 0 | 0 | 0 | 0 | 0 | 0 | Warehouse_New_Airside Economizer_TRC | 0 | 0 | 0 | 0 | 0 | 0 | 0 | 0 | 0 | 0 | 0 | 0 | 0 | 0 | 0 | 0 | 0 | 0 | 0 | 0
Assembly | Existing | Ceiling Insulation(R12 to R38) | 4.1109e-06 | 9.2669e-05 |  | 0.20544 | 20 |  | 0.53388 | 0.53388 | sq ft | 0 | 0.0090536 | FAIL | FAIL | Assembly_Existing_Ceiling Insulation(R12 to R38)_RIM | 0 | 0 | 0 | 0 | 0 | 0 | 0 | 0 | 0 | 0 | 0 | 0 | 0 | 0 | 0 | 0 | 0 | 0 | 0 | 0 | Assembly_Existing_Ceiling Insulation(R12 to R38)_TRC | 0 | 0 | 0 | 0 | 0 | 0 | 0 | 0 | 0 | 0 | 0 | 0 | 0 | 0 | 0 | 0 | 0 | 0 | 0 | 0
College and University | Existing | Ceiling Insulation(R12 to R38) | 8.4965e-05 | 5.0047e-05 |  | 0.20544 | 20 |  | 0.53388 | 0.53388 | sq ft | 0 | 0.0090536 | FAIL | FAIL | College and University_Existing_Ceiling Insulation(R12 to R38)_RIM | 0 | 0 | 0 | 0 | 0 | 0 | 0 | 0 | 0 | 0 | 0 | 0 | 0 | 0 | 0 | 0 | 0 | 0 | 0 | 0 | College and University_Existing_Ceiling Insulation(R12 to R38)_TRC | 0 | 0 | 0 | 0 | 0 | 0 | 0 | 0 | 0 | 0 | 0 | 0 | 0 | 0 | 0 | 0 | 0 | 0 | 0 | 0
Grocery | Existing | Ceiling Insulation(R12 to R38) | 4.1924e-05 | 9.5878e-05 |  | 0.20544 | 20 |  | 0.53388 | 0.53388 | sq ft | 0 | 0.0090536 | FAIL | FAIL | Grocery_Existing_Ceiling Insulation(R12 to R38)_RIM | 0 | 0 | 0 | 0 | 0 | 0 | 0 | 0 | 0 | 0 | 0 | 0 | 0 | 0 | 0 | 0 | 0 | 0 | 0 | 0 | Grocery_Existing_Ceiling Insulation(R12 to R38)_TRC | 0 | 0 | 0 | 0 | 0 | 0 | 0 | 0 | 0 | 0 | 0 | 0 | 0 | 0 | 0 | 0 | 0 | 0 | 0 | 0
Healthcare | Existing | Ceiling Insulation(R12 to R38) | 4.1109e-06 | 9.2669e-05 |  | 0.20544 | 20 |  | 0.53388 | 0.53388 | sq ft | 0 | 0.0090536 | FAIL | FAIL | Healthcare_Existing_Ceiling Insulation(R12 to R38)_RIM | 0 | 0 | 0 | 0 | 0 | 0 | 0 | 0 | 0 | 0 | 0 | 0 | 0 | 0 | 0 | 0 | 0 | 0 | 0 | 0 | Healthcare_Existing_Ceiling Insulation(R12 to R38)_TRC | 0 | 0 | 0 | 0 | 0 | 0 | 0 | 0 | 0 | 0 | 0 | 0 | 0 | 0 | 0 | 0 | 0 | 0 | 0 | 0
Hospitals | Existing | Ceiling Insulation(R12 to R38) | 8.4965e-05 | 5.0047e-05 |  | 0.20544 | 20 |  | 0.53388 | 0.53388 | sq ft | 0 | 0.0090536 | FAIL | FAIL | Hospitals_Existing_Ceiling Insulation(R12 to R38)_RIM | 0 | 0 | 0 | 0 | 0 | 0 | 0 | 0 | 0 | 0 | 0 | 0 | 0 | 0 | 0 | 0 | 0 | 0 | 0 | 0 | Hospitals_Existing_Ceiling Insulation(R12 to R38)_TRC | 0 | 0 | 0 | 0 | 0 | 0 | 0 | 0 | 0 | 0 | 0 | 0 | 0 | 0 | 0 | 0 | 0 | 0 | 0 | 0
Institutional | Existing | Ceiling Insulation(R12 to R38) | 4.1109e-06 | 9.2669e-05 |  | 0.20544 | 20 |  | 0.53388 | 0.53388 | sq ft | 0 | 0.0090536 | FAIL | FAIL | Institutional_Existing_Ceiling Insulation(R12 to R38)_RIM | 0 | 0 | 0 | 0 | 0 | 0 | 0 | 0 | 0 | 0 | 0 | 0 | 0 | 0 | 0 | 0 | 0 | 0 | 0 | 0 | Institutional_Existing_Ceiling Insulation(R12 to R38)_TRC | 0 | 0 | 0 | 0 | 0 | 0 | 0 | 0 | 0 | 0 | 0 | 0 | 0 | 0 | 0 | 0 | 0 | 0 | 0 | 0
Lodging/Hospitality | Existing | Ceiling Insulation(R12 to R38) | 8.4965e-05 | 5.0047e-05 |  | 0.20544 | 20 |  | 0.53388 | 0.53388 | sq ft | 0 | 0.0090536 | FAIL | FAIL | Lodging/Hospitality_Existing_Ceiling Insulation(R12 to R38)_RIM | 0 | 0 | 0 | 0 | 0 | 0 | 0 | 0 | 0 | 0 | 0 | 0 | 0 | 0 | 0 | 0 | 0 | 0 | 0 | 0 | Lodging/Hospitality_Existing_Ceiling Insulation(R12 to R38)_TRC | 0 | 0 | 0 | 0 | 0 | 0 | 0 | 0 | 0 | 0 | 0 | 0 | 0 | 0 | 0 | 0 | 0 | 0 | 0 | 0
Miscellaneous | Existing | Ceiling Insulation(R12 to R38) | 4.1109e-06 | 9.2669e-05 |  | 0.20544 | 20 |  | 0.53388 | 0.53388 | sq ft | 0 | 0.0090536 | FAIL | FAIL | Miscellaneous_Existing_Ceiling Insulation(R12 to R38)_RIM | 0 | 0 | 0 | 0 | 0 | 0 | 0 | 0 | 0 | 0 | 0 | 0 | 0 | 0 | 0 | 0 | 0 | 0 | 0 | 0 | Miscellaneous_Existing_Ceiling Insulation(R12 to R38)_TRC | 0 | 0 | 0 | 0 | 0 | 0 | 0 | 0 | 0 | 0 | 0 | 0 | 0 | 0 | 0 | 0 | 0 | 0 | 0 | 0
Offices | Existing | Ceiling Insulation(R12 to R38) | 4.1109e-06 | 9.2669e-05 |  | 0.20544 | 20 |  | 0.53388 | 0.53388 | sq ft | 0 | 0.0090536 | FAIL | FAIL | Offices_Existing_Ceiling Insulation(R12 to R38)_RIM | 0 | 0 | 0 | 0 | 0 | 0 | 0 | 0 | 0 | 0 | 0 | 0 | 0 | 0 | 0 | 0 | 0 | 0 | 0 | 0 | Offices_Existing_Ceiling Insulation(R12 to R38)_TRC | 0 | 0 | 0 | 0 | 0 | 0 | 0 | 0 | 0 | 0 | 0 | 0 | 0 | 0 | 0 | 0 | 0 | 0 | 0 | 0
Restaurants | Existing | Ceiling Insulation(R12 to R38) | 4.1924e-05 | 9.5878e-05 |  | 0.20544 | 20 |  | 0.53388 | 0.53388 | sq ft | 0 | 0.0090536 | FAIL | FAIL | Restaurants_Existing_Ceiling Insulation(R12 to R38)_RIM | 0 | 0 | 0 | 0 | 0 | 0 | 0 | 0 | 0 | 0 | 0 | 0 | 0 | 0 | 0 | 0 | 0 | 0 | 0 | 0 | Restaurants_Existing_Ceiling Insulation(R12 to R38)_TRC | 0 | 0 | 0 | 0 | 0 | 0 | 0 | 0 | 0 | 0 | 0 | 0 | 0 | 0 | 0 | 0 | 0 | 0 | 0 | 0
Retail | Existing | Ceiling Insulation(R12 to R38) | 4.1924e-05 | 9.5878e-05 |  | 0.20544 | 20 |  | 0.53388 | 0.53388 | sq ft | 0 | 0.0090536 | FAIL | FAIL | Retail_Existing_Ceiling Insulation(R12 to R38)_RIM | 0 | 0 | 0 | 0 | 0 | 0 | 0 | 0 | 0 | 0 | 0 | 0 | 0 | 0 | 0 | 0 | 0 | 0 | 0 | 0 | Retail_Existing_Ceiling Insulation(R12 to R38)_TRC | 0 | 0 | 0 | 0 | 0 | 0 | 0 | 0 | 0 | 0 | 0 | 0 | 0 | 0 | 0 | 0 | 0 | 0 | 0 | 0
Schools K-12 | Existing | Ceiling Insulation(R12 to R38) | 4.1109e-06 | 9.2669e-05 |  | 0.20544 | 20 |  | 0.53388 | 0.53388 | sq ft | 0 | 0.0090536 | FAIL | FAIL | Schools K-12_Existing_Ceiling Insulation(R12 to R38)_RIM | 0 | 0 | 0 | 0 | 0 | 0 | 0 | 0 | 0 | 0 | 0 | 0 | 0 | 0 | 0 | 0 | 0 | 0 | 0 | 0 | Schools K-12_Existing_Ceiling Insulation(R12 to R38)_TRC | 0 | 0 | 0 | 0 | 0 | 0 | 0 | 0 | 0 | 0 | 0 | 0 | 0 | 0 | 0 | 0 | 0 | 0 | 0 | 0
Warehouse | Existing | Ceiling Insulation(R12 to R38) | 2.3313e-05 | 4.1595e-05 |  | 0.20544 | 20 |  | 0.53388 | 0.53388 | sq ft | 0 | 0.0090536 | FAIL | FAIL | Warehouse_Existing_Ceiling Insulation(R12 to R38)_RIM | 0 | 0 | 0 | 0 | 0 | 0 | 0 | 0 | 0 | 0 | 0 | 0 | 0 | 0 | 0 | 0 | 0 | 0 | 0 | 0 | Warehouse_Existing_Ceiling Insulation(R12 to R38)_TRC | 0 | 0 | 0 | 0 | 0 | 0 | 0 | 0 | 0 | 0 | 0 | 0 | 0 | 0 | 0 | 0 | 0 | 0 | 0 | 0
Assembly | New | Ceiling Insulation(R12 to R38) | 4.0851e-06 | 9.2088e-05 |  | 0.20415 | 20 |  | 0.53388 | 0.53388 | sq ft | 0 | 0.0089969 | FAIL | FAIL | Assembly_New_Ceiling Insulation(R12 to R38)_RIM | 0 | 0 | 0 | 0 | 0 | 0 | 0 | 0 | 0 | 0 | 0 | 0 | 0 | 0 | 0 | 0 | 0 | 0 | 0 | 0 | Assembly_New_Ceiling Insulation(R12 to R38)_TRC | 0 | 0 | 0 | 0 | 0 | 0 | 0 | 0 | 0 | 0 | 0 | 0 | 0 | 0 | 0 | 0 | 0 | 0 | 0 | 0
College and University | New | Ceiling Insulation(R12 to R38) | 8.4432e-05 | 4.9733e-05 |  | 0.20415 | 20 |  | 0.53388 | 0.53388 | sq ft | 0 | 0.0089969 | FAIL | FAIL | College and University_New_Ceiling Insulation(R12 to R38)_RIM | 0 | 0 | 0 | 0 | 0 | 0 | 0 | 0 | 0 | 0 | 0 | 0 | 0 | 0 | 0 | 0 | 0 | 0 | 0 | 0 | College and University_New_Ceiling Insulation(R12 to R38)_TRC | 0 | 0 | 0 | 0 | 0 | 0 | 0 | 0 | 0 | 0 | 0 | 0 | 0 | 0 | 0 | 0 | 0 | 0 | 0 | 0
Grocery | New | Ceiling Insulation(R12 to R38) | 4.1661e-05 | 9.5277e-05 |  | 0.20415 | 20 |  | 0.53388 | 0.53388 | sq ft | 0 | 0.0089969 | FAIL | FAIL | Grocery_New_Ceiling Insulation(R12 to R38)_RIM | 0 | 0 | 0 | 0 | 0 | 0 | 0 | 0 | 0 | 0 | 0 | 0 | 0 | 0 | 0 | 0 | 0 | 0 | 0 | 0 | Grocery_New_Ceiling Insulation(R12 to R38)_TRC | 0 | 0 | 0 | 0 | 0 | 0 | 0 | 0 | 0 | 0 | 0 | 0 | 0 | 0 | 0 | 0 | 0 | 0 | 0 | 0
Healthcare | New | Ceiling Insulation(R12 to R38) | 4.0851e-06 | 9.2088e-05 |  | 0.20415 | 20 |  | 0.53388 | 0.53388 | sq ft | 0 | 0.0089969 | FAIL | FAIL | Healthcare_New_Ceiling Insulation(R12 to R38)_RIM | 0 | 0 | 0 | 0 | 0 | 0 | 0 | 0 | 0 | 0 | 0 | 0 | 0 | 0 | 0 | 0 | 0 | 0 | 0 | 0 | Healthcare_New_Ceiling Insulation(R12 to R38)_TRC | 0 | 0 | 0 | 0 | 0 | 0 | 0 | 0 | 0 | 0 | 0 | 0 | 0 | 0 | 0 | 0 | 0 | 0 | 0 | 0
Hospitals | New | Ceiling Insulation(R12 to R38) | 8.4432e-05 | 4.9733e-05 |  | 0.20415 | 20 |  | 0.53388 | 0.53388 | sq ft | 0 | 0.0089969 | FAIL | FAIL | Hospitals_New_Ceiling Insulation(R12 to R38)_RIM | 0 | 0 | 0 | 0 | 0 | 0 | 0 | 0 | 0 | 0 | 0 | 0 | 0 | 0 | 0 | 0 | 0 | 0 | 0 | 0 | Hospitals_New_Ceiling Insulation(R12 to R38)_TRC | 0 | 0 | 0 | 0 | 0 | 0 | 0 | 0 | 0 | 0 | 0 | 0 | 0 | 0 | 0 | 0 | 0 | 0 | 0 | 0
Institutional | New | Ceiling Insulation(R12 to R38) | 4.0851e-06 | 9.2088e-05 |  | 0.20415 | 20 |  | 0.53388 | 0.53388 | sq ft | 0 | 0.0089969 | FAIL | FAIL | Institutional_New_Ceiling Insulation(R12 to R38)_RIM | 0 | 0 | 0 | 0 | 0 | 0 | 0 | 0 | 0 | 0 | 0 | 0 | 0 | 0 | 0 | 0 | 0 | 0 | 0 | 0 | Institutional_New_Ceiling Insulation(R12 to R38)_TRC | 0 | 0 | 0 | 0 | 0 | 0 | 0 | 0 | 0 | 0 | 0 | 0 | 0 | 0 | 0 | 0 | 0 | 0 | 0 | 0
Lodging/Hospitality | New | Ceiling Insulation(R12 to R38) | 8.4432e-05 | 4.9733e-05 |  | 0.20415 | 20 |  | 0.53388 | 0.53388 | sq ft | 0 | 0.0089969 | FAIL | FAIL | Lodging/Hospitality_New_Ceiling Insulation(R12 to R38)_RIM | 0 | 0 | 0 | 0 | 0 | 0 | 0 | 0 | 0 | 0 | 0 | 0 | 0 | 0 | 0 | 0 | 0 | 0 | 0 | 0 | Lodging/Hospitality_New_Ceiling Insulation(R12 to R38)_TRC | 0 | 0 | 0 | 0 | 0 | 0 | 0 | 0 | 0 | 0 | 0 | 0 | 0 | 0 | 0 | 0 | 0 | 0 | 0 | 0
Miscellaneous | New | Ceiling Insulation(R12 to R38) | 4.0851e-06 | 9.2088e-05 |  | 0.20415 | 20 |  | 0.53388 | 0.53388 | sq ft | 0 | 0.0089969 | FAIL | FAIL | Miscellaneous_New_Ceiling Insulation(R12 to R38)_RIM | 0 | 0 | 0 | 0 | 0 | 0 | 0 | 0 | 0 | 0 | 0 | 0 | 0 | 0 | 0 | 0 | 0 | 0 | 0 | 0 | Miscellaneous_New_Ceiling Insulation(R12 to R38)_TRC | 0 | 0 | 0 | 0 | 0 | 0 | 0 | 0 | 0 | 0 | 0 | 0 | 0 | 0 | 0 | 0 | 0 | 0 | 0 | 0
Offices | New | Ceiling Insulation(R12 to R38) | 4.0851e-06 | 9.2088e-05 |  | 0.20415 | 20 |  | 0.53388 | 0.53388 | sq ft | 0 | 0.0089969 | FAIL | FAIL | Offices_New_Ceiling Insulation(R12 to R38)_RIM | 0 | 0 | 0 | 0 | 0 | 0 | 0 | 0 | 0 | 0 | 0 | 0 | 0 | 0 | 0 | 0 | 0 | 0 | 0 | 0 | Offices_New_Ceiling Insulation(R12 to R38)_TRC | 0 | 0 | 0 | 0 | 0 | 0 | 0 | 0 | 0 | 0 | 0 | 0 | 0 | 0 | 0 | 0 | 0 | 0 | 0 | 0
Restaurants | New | Ceiling Insulation(R12 to R38) | 4.1661e-05 | 9.5277e-05 |  | 0.20415 | 20 |  | 0.53388 | 0.53388 | sq ft | 0 | 0.0089969 | FAIL | FAIL | Restaurants_New_Ceiling Insulation(R12 to R38)_RIM | 0 | 0 | 0 | 0 | 0 | 0 | 0 | 0 | 0 | 0 | 0 | 0 | 0 | 0 | 0 | 0 | 0 | 0 | 0 | 0 | Restaurants_New_Ceiling Insulation(R12 to R38)_TRC | 0 | 0 | 0 | 0 | 0 | 0 | 0 | 0 | 0 | 0 | 0 | 0 | 0 | 0 | 0 | 0 | 0 | 0 | 0 | 0
Retail | New | Ceiling Insulation(R12 to R38) | 4.1661e-05 | 9.5277e-05 |  | 0.20415 | 20 |  | 0.53388 | 0.53388 | sq ft | 0 | 0.0089969 | FAIL | FAIL | Retail_New_Ceiling Insulation(R12 to R38)_RIM | 0 | 0 | 0 | 0 | 0 | 0 | 0 | 0 | 0 | 0 | 0 | 0 | 0 | 0 | 0 | 0 | 0 | 0 | 0 | 0 | Retail_New_Ceiling Insulation(R12 to R38)_TRC | 0 | 0 | 0 | 0 | 0 | 0 | 0 | 0 | 0 | 0 | 0 | 0 | 0 | 0 | 0 | 0 | 0 | 0 | 0 | 0
Schools K-12 | New | Ceiling Insulation(R12 to R38) | 4.0851e-06 | 9.2088e-05 |  | 0.20415 | 20 |  | 0.53388 | 0.53388 | sq ft | 0 | 0.0089969 | FAIL | FAIL | Schools K-12_New_Ceiling Insulation(R12 to R38)_RIM | 0 | 0 | 0 | 0 | 0 | 0 | 0 | 0 | 0 | 0 | 0 | 0 | 0 | 0 | 0 | 0 | 0 | 0 | 0 | 0 | Schools K-12_New_Ceiling Insulation(R12 to R38)_TRC | 0 | 0 | 0 | 0 | 0 | 0 | 0 | 0 | 0 | 0 | 0 | 0 | 0 | 0 | 0 | 0 | 0 | 0 | 0 | 0
Warehouse | New | Ceiling Insulation(R12 to R38) | 2.3166e-05 | 4.1334e-05 |  | 0.20415 | 20 |  | 0.53388 | 0.53388 | sq ft | 0 | 0.0089969 | FAIL | FAIL | Warehouse_New_Ceiling Insulation(R12 to R38)_RIM | 0 | 0 | 0 | 0 | 0 | 0 | 0 | 0 | 0 | 0 | 0 | 0 | 0 | 0 | 0 | 0 | 0 | 0 | 0 | 0 | Warehouse_New_Ceiling Insulation(R12 to R38)_TRC | 0 | 0 | 0 | 0 | 0 | 0 | 0 | 0 | 0 | 0 | 0 | 0 | 0 | 0 | 0 | 0 | 0 | 0 | 0 | 0
Assembly | Existing | Ceiling Insulation(R19 to R38) | 1.8973e-06 | 4.277e-05 |  | 0.094818 | 20 |  | 0.45751 | 0.45751 | sq ft | 0 | 0.0041786 | FAIL | FAIL | Assembly_Existing_Ceiling Insulation(R19 to R38)_RIM | 0 | 0 | 0 | 0 | 0 | 0 | 0 | 0 | 0 | 0 | 0 | 0 | 0 | 0 | 0 | 0 | 0 | 0 | 0 | 0 | Assembly_Existing_Ceiling Insulation(R19 to R38)_TRC | 0 | 0 | 0 | 0 | 0 | 0 | 0 | 0 | 0 | 0 | 0 | 0 | 0 | 0 | 0 | 0 | 0 | 0 | 0 | 0
College and University | Existing | Ceiling Insulation(R19 to R38) | 3.9215e-05 | 2.3099e-05 |  | 0.094818 | 20 |  | 0.45751 | 0.45751 | sq ft | 0 | 0.0041786 | FAIL | FAIL | College and University_Existing_Ceiling Insulation(R19 to R38)_RIM | 0 | 0 | 0 | 0 | 0 | 0 | 0 | 0 | 0 | 0 | 0 | 0 | 0 | 0 | 0 | 0 | 0 | 0 | 0 | 0 | College and University_Existing_Ceiling Insulation(R19 to R38)_TRC | 0 | 0 | 0 | 0 | 0 | 0 | 0 | 0 | 0 | 0 | 0 | 0 | 0 | 0 | 0 | 0 | 0 | 0 | 0 | 0
Grocery | Existing | Ceiling Insulation(R19 to R38) | 1.9349e-05 | 4.4252e-05 |  | 0.094818 | 20 |  | 0.45751 | 0.45751 | sq ft | 0 | 0.0041786 | FAIL | FAIL | Grocery_Existing_Ceiling Insulation(R19 to R38)_RIM | 0 | 0 | 0 | 0 | 0 | 0 | 0 | 0 | 0 | 0 | 0 | 0 | 0 | 0 | 0 | 0 | 0 | 0 | 0 | 0 | Grocery_Existing_Ceiling Insulation(R19 to R38)_TRC | 0 | 0 | 0 | 0 | 0 | 0 | 0 | 0 | 0 | 0 | 0 | 0 | 0 | 0 | 0 | 0 | 0 | 0 | 0 | 0
Healthcare | Existing | Ceiling Insulation(R19 to R38) | 1.8973e-06 | 4.277e-05 |  | 0.094818 | 20 |  | 0.45751 | 0.45751 | sq ft | 0 | 0.0041786 | FAIL | FAIL | Healthcare_Existing_Ceiling Insulation(R19 to R38)_RIM | 0 | 0 | 0 | 0 | 0 | 0 | 0 | 0 | 0 | 0 | 0 | 0 | 0 | 0 | 0 | 0 | 0 | 0 | 0 | 0 | Healthcare_Existing_Ceiling Insulation(R19 to R38)_TRC | 0 | 0 | 0 | 0 | 0 | 0 | 0 | 0 | 0 | 0 | 0 | 0 | 0 | 0 | 0 | 0 | 0 | 0 | 0 | 0
Hospitals | Existing | Ceiling Insulation(R19 to R38) | 3.9215e-05 | 2.3099e-05 |  | 0.094818 | 20 |  | 0.45751 | 0.45751 | sq ft | 0 | 0.0041786 | FAIL | FAIL | Hospitals_Existing_Ceiling Insulation(R19 to R38)_RIM | 0 | 0 | 0 | 0 | 0 | 0 | 0 | 0 | 0 | 0 | 0 | 0 | 0 | 0 | 0 | 0 | 0 | 0 | 0 | 0 | Hospitals_Existing_Ceiling Insulation(R19 to R38)_TRC | 0 | 0 | 0 | 0 | 0 | 0 | 0 | 0 | 0 | 0 | 0 | 0 | 0 | 0 | 0 | 0 | 0 | 0 | 0 | 0
Institutional | Existing | Ceiling Insulation(R19 to R38) | 1.8973e-06 | 4.277e-05 |  | 0.094818 | 20 |  | 0.45751 | 0.45751 | sq ft | 0 | 0.0041786 | FAIL | FAIL | Institutional_Existing_Ceiling Insulation(R19 to R38)_RIM | 0 | 0 | 0 | 0 | 0 | 0 | 0 | 0 | 0 | 0 | 0 | 0 | 0 | 0 | 0 | 0 | 0 | 0 | 0 | 0 | Institutional_Existing_Ceiling Insulation(R19 to R38)_TRC | 0 | 0 | 0 | 0 | 0 | 0 | 0 | 0 | 0 | 0 | 0 | 0 | 0 | 0 | 0 | 0 | 0 | 0 | 0 | 0
Lodging/Hospitality | Existing | Ceiling Insulation(R19 to R38) | 3.9215e-05 | 2.3099e-05 |  | 0.094818 | 20 |  | 0.45751 | 0.45751 | sq ft | 0 | 0.0041786 | FAIL | FAIL | Lodging/Hospitality_Existing_Ceiling Insulation(R19 to R38)_RIM | 0 | 0 | 0 | 0 | 0 | 0 | 0 | 0 | 0 | 0 | 0 | 0 | 0 | 0 | 0 | 0 | 0 | 0 | 0 | 0 | Lodging/Hospitality_Existing_Ceiling Insulation(R19 to R38)_TRC | 0 | 0 | 0 | 0 | 0 | 0 | 0 | 0 | 0 | 0 | 0 | 0 | 0 | 0 | 0 | 0 | 0 | 0 | 0 | 0
Miscellaneous | Existing | Ceiling Insulation(R19 to R38) | 1.8973e-06 | 4.277e-05 |  | 0.094818 | 20 |  | 0.45751 | 0.45751 | sq ft | 0 | 0.0041786 | FAIL | FAIL | Miscellaneous_Existing_Ceiling Insulation(R19 to R38)_RIM | 0 | 0 | 0 | 0 | 0 | 0 | 0 | 0 | 0 | 0 | 0 | 0 | 0 | 0 | 0 | 0 | 0 | 0 | 0 | 0 | Miscellaneous_Existing_Ceiling Insulation(R19 to R38)_TRC | 0 | 0 | 0 | 0 | 0 | 0 | 0 | 0 | 0 | 0 | 0 | 0 | 0 | 0 | 0 | 0 | 0 | 0 | 0 | 0
Offices | Existing | Ceiling Insulation(R19 to R38) | 1.8973e-06 | 4.277e-05 |  | 0.094818 | 20 |  | 0.45751 | 0.45751 | sq ft | 0 | 0.0041786 | FAIL | FAIL | Offices_Existing_Ceiling Insulation(R19 to R38)_RIM | 0 | 0 | 0 | 0 | 0 | 0 | 0 | 0 | 0 | 0 | 0 | 0 | 0 | 0 | 0 | 0 | 0 | 0 | 0 | 0 | Offices_Existing_Ceiling Insulation(R19 to R38)_TRC | 0 | 0 | 0 | 0 | 0 | 0 | 0 | 0 | 0 | 0 | 0 | 0 | 0 | 0 | 0 | 0 | 0 | 0 | 0 | 0
Restaurants | Existing | Ceiling Insulation(R19 to R38) | 1.9349e-05 | 4.4252e-05 |  | 0.094818 | 20 |  | 0.45751 | 0.45751 | sq ft | 0 | 0.0041786 | FAIL | FAIL | Restaurants_Existing_Ceiling Insulation(R19 to R38)_RIM | 0 | 0 | 0 | 0 | 0 | 0 | 0 | 0 | 0 | 0 | 0 | 0 | 0 | 0 | 0 | 0 | 0 | 0 | 0 | 0 | Restaurants_Existing_Ceiling Insulation(R19 to R38)_TRC | 0 | 0 | 0 | 0 | 0 | 0 | 0 | 0 | 0 | 0 | 0 | 0 | 0 | 0 | 0 | 0 | 0 | 0 | 0 | 0
Retail | Existing | Ceiling Insulation(R19 to R38) | 1.9349e-05 | 4.4252e-05 |  | 0.094818 | 20 |  | 0.45751 | 0.45751 | sq ft | 0 | 0.0041786 | FAIL | FAIL | Retail_Existing_Ceiling Insulation(R19 to R38)_RIM | 0 | 0 | 0 | 0 | 0 | 0 | 0 | 0 | 0 | 0 | 0 | 0 | 0 | 0 | 0 | 0 | 0 | 0 | 0 | 0 | Retail_Existing_Ceiling Insulation(R19 to R38)_TRC | 0 | 0 | 0 | 0 | 0 | 0 | 0 | 0 | 0 | 0 | 0 | 0 | 0 | 0 | 0 | 0 | 0 | 0 | 0 | 0
Schools K-12 | Existing | Ceiling Insulation(R19 to R38) | 1.8973e-06 | 4.277e-05 |  | 0.094818 | 20 |  | 0.45751 | 0.45751 | sq ft | 0 | 0.0041786 | FAIL | FAIL | Schools K-12_Existing_Ceiling Insulation(R19 to R38)_RIM | 0 | 0 | 0 | 0 | 0 | 0 | 0 | 0 | 0 | 0 | 0 | 0 | 0 | 0 | 0 | 0 | 0 | 0 | 0 | 0 | Schools K-12_Existing_Ceiling Insulation(R19 to R38)_TRC | 0 | 0 | 0 | 0 | 0 | 0 | 0 | 0 | 0 | 0 | 0 | 0 | 0 | 0 | 0 | 0 | 0 | 0 | 0 | 0
Warehouse | Existing | Ceiling Insulation(R19 to R38) | 1.076e-05 | 1.9198e-05 |  | 0.094818 | 20 |  | 0.45751 | 0.45751 | sq ft | 0 | 0.0041786 | FAIL | FAIL | Warehouse_Existing_Ceiling Insulation(R19 to R38)_RIM | 0 | 0 | 0 | 0 | 0 | 0 | 0 | 0 | 0 | 0 | 0 | 0 | 0 | 0 | 0 | 0 | 0 | 0 | 0 | 0 | Warehouse_Existing_Ceiling Insulation(R19 to R38)_TRC | 0 | 0 | 0 | 0 | 0 | 0 | 0 | 0 | 0 | 0 | 0 | 0 | 0 | 0 | 0 | 0 | 0 | 0 | 0 | 0
Assembly | New | Ceiling Insulation(R19 to R38) | 1.8854e-06 | 4.2502e-05 |  | 0.094223 | 20 |  | 0.45751 | 0.45751 | sq ft | 0 | 0.0041524 | FAIL | FAIL | Assembly_New_Ceiling Insulation(R19 to R38)_RIM | 0 | 0 | 0 | 0 | 0 | 0 | 0 | 0 | 0 | 0 | 0 | 0 | 0 | 0 | 0 | 0 | 0 | 0 | 0 | 0 | Assembly_New_Ceiling Insulation(R19 to R38)_TRC | 0 | 0 | 0 | 0 | 0 | 0 | 0 | 0 | 0 | 0 | 0 | 0 | 0 | 0 | 0 | 0 | 0 | 0 | 0 | 0
College and University | New | Ceiling Insulation(R19 to R38) | 3.8969e-05 | 2.2954e-05 |  | 0.094223 | 20 |  | 0.45751 | 0.45751 | sq ft | 0 | 0.0041524 | FAIL | FAIL | College and University_New_Ceiling Insulation(R19 to R38)_RIM | 0 | 0 | 0 | 0 | 0 | 0 | 0 | 0 | 0 | 0 | 0 | 0 | 0 | 0 | 0 | 0 | 0 | 0 | 0 | 0 | College and University_New_Ceiling Insulation(R19 to R38)_TRC | 0 | 0 | 0 | 0 | 0 | 0 | 0 | 0 | 0 | 0 | 0 | 0 | 0 | 0 | 0 | 0 | 0 | 0 | 0 | 0
Grocery | New | Ceiling Insulation(R19 to R38) | 1.9228e-05 | 4.3974e-05 |  | 0.094223 | 20 |  | 0.45751 | 0.45751 | sq ft | 0 | 0.0041524 | FAIL | FAIL | Grocery_New_Ceiling Insulation(R19 to R38)_RIM | 0 | 0 | 0 | 0 | 0 | 0 | 0 | 0 | 0 | 0 | 0 | 0 | 0 | 0 | 0 | 0 | 0 | 0 | 0 | 0 | Grocery_New_Ceiling Insulation(R19 to R38)_TRC | 0 | 0 | 0 | 0 | 0 | 0 | 0 | 0 | 0 | 0 | 0 | 0 | 0 | 0 | 0 | 0 | 0 | 0 | 0 | 0
Healthcare | New | Ceiling Insulation(R19 to R38) | 1.8854e-06 | 4.2502e-05 |  | 0.094223 | 20 |  | 0.45751 | 0.45751 | sq ft | 0 | 0.0041524 | FAIL | FAIL | Healthcare_New_Ceiling Insulation(R19 to R38)_RIM | 0 | 0 | 0 | 0 | 0 | 0 | 0 | 0 | 0 | 0 | 0 | 0 | 0 | 0 | 0 | 0 | 0 | 0 | 0 | 0 | Healthcare_New_Ceiling Insulation(R19 to R38)_TRC | 0 | 0 | 0 | 0 | 0 | 0 | 0 | 0 | 0 | 0 | 0 | 0 | 0 | 0 | 0 | 0 | 0 | 0 | 0 | 0
Hospitals | New | Ceiling Insulation(R19 to R38) | 3.8969e-05 | 2.2954e-05 |  | 0.094223 | 20 |  | 0.45751 | 0.45751 | sq ft | 0 | 0.0041524 | FAIL | FAIL | Hospitals_New_Ceiling Insulation(R19 to R38)_RIM | 0 | 0 | 0 | 0 | 0 | 0 | 0 | 0 | 0 | 0 | 0 | 0 | 0 | 0 | 0 | 0 | 0 | 0 | 0 | 0 | Hospitals_New_Ceiling Insulation(R19 to R38)_TRC | 0 | 0 | 0 | 0 | 0 | 0 | 0 | 0 | 0 | 0 | 0 | 0 | 0 | 0 | 0 | 0 | 0 | 0 | 0 | 0
Institutional | New | Ceiling Insulation(R19 to R38) | 1.8854e-06 | 4.2502e-05 |  | 0.094223 | 20 |  | 0.45751 | 0.45751 | sq ft | 0 | 0.0041524 | FAIL | FAIL | Institutional_New_Ceiling Insulation(R19 to R38)_RIM | 0 | 0 | 0 | 0 | 0 | 0 | 0 | 0 | 0 | 0 | 0 | 0 | 0 | 0 | 0 | 0 | 0 | 0 | 0 | 0 | Institutional_New_Ceiling Insulation(R19 to R38)_TRC | 0 | 0 | 0 | 0 | 0 | 0 | 0 | 0 | 0 | 0 | 0 | 0 | 0 | 0 | 0 | 0 | 0 | 0 | 0 | 0
Lodging/Hospitality | New | Ceiling Insulation(R19 to R38) | 3.8969e-05 | 2.2954e-05 |  | 0.094223 | 20 |  | 0.45751 | 0.45751 | sq ft | 0 | 0.0041524 | FAIL | FAIL | Lodging/Hospitality_New_Ceiling Insulation(R19 to R38)_RIM | 0 | 0 | 0 | 0 | 0 | 0 | 0 | 0 | 0 | 0 | 0 | 0 | 0 | 0 | 0 | 0 | 0 | 0 | 0 | 0 | Lodging/Hospitality_New_Ceiling Insulation(R19 to R38)_TRC | 0 | 0 | 0 | 0 | 0 | 0 | 0 | 0 | 0 | 0 | 0 | 0 | 0 | 0 | 0 | 0 | 0 | 0 | 0 | 0
Miscellaneous | New | Ceiling Insulation(R19 to R38) | 1.8854e-06 | 4.2502e-05 |  | 0.094223 | 20 |  | 0.45751 | 0.45751 | sq ft | 0 | 0.0041524 | FAIL | FAIL | Miscellaneous_New_Ceiling Insulation(R19 to R38)_RIM | 0 | 0 | 0 | 0 | 0 | 0 | 0 | 0 | 0 | 0 | 0 | 0 | 0 | 0 | 0 | 0 | 0 | 0 | 0 | 0 | Miscellaneous_New_Ceiling Insulation(R19 to R38)_TRC | 0 | 0 | 0 | 0 | 0 | 0 | 0 | 0 | 0 | 0 | 0 | 0 | 0 | 0 | 0 | 0 | 0 | 0 | 0 | 0
Offices | New | Ceiling Insulation(R19 to R38) | 1.8854e-06 | 4.2502e-05 |  | 0.094223 | 20 |  | 0.45751 | 0.45751 | sq ft | 0 | 0.0041524 | FAIL | FAIL | Offices_New_Ceiling Insulation(R19 to R38)_RIM | 0 | 0 | 0 | 0 | 0 | 0 | 0 | 0 | 0 | 0 | 0 | 0 | 0 | 0 | 0 | 0 | 0 | 0 | 0 | 0 | Offices_New_Ceiling Insulation(R19 to R38)_TRC | 0 | 0 | 0 | 0 | 0 | 0 | 0 | 0 | 0 | 0 | 0 | 0 | 0 | 0 | 0 | 0 | 0 | 0 | 0 | 0
Restaurants | New | Ceiling Insulation(R19 to R38) | 1.9228e-05 | 4.3974e-05 |  | 0.094223 | 20 |  | 0.45751 | 0.45751 | sq ft | 0 | 0.0041524 | FAIL | FAIL | Restaurants_New_Ceiling Insulation(R19 to R38)_RIM | 0 | 0 | 0 | 0 | 0 | 0 | 0 | 0 | 0 | 0 | 0 | 0 | 0 | 0 | 0 | 0 | 0 | 0 | 0 | 0 | Restaurants_New_Ceiling Insulation(R19 to R38)_TRC | 0 | 0 | 0 | 0 | 0 | 0 | 0 | 0 | 0 | 0 | 0 | 0 | 0 | 0 | 0 | 0 | 0 | 0 | 0 | 0
Retail | New | Ceiling Insulation(R19 to R38) | 1.9228e-05 | 4.3974e-05 |  | 0.094223 | 20 |  | 0.45751 | 0.45751 | sq ft | 0 | 0.0041524 | FAIL | FAIL | Retail_New_Ceiling Insulation(R19 to R38)_RIM | 0 | 0 | 0 | 0 | 0 | 0 | 0 | 0 | 0 | 0 | 0 | 0 | 0 | 0 | 0 | 0 | 0 | 0 | 0 | 0 | Retail_New_Ceiling Insulation(R19 to R38)_TRC | 0 | 0 | 0 | 0 | 0 | 0 | 0 | 0 | 0 | 0 | 0 | 0 | 0 | 0 | 0 | 0 | 0 | 0 | 0 | 0
Schools K-12 | New | Ceiling Insulation(R19 to R38) | 1.8854e-06 | 4.2502e-05 |  | 0.094223 | 20 |  | 0.45751 | 0.45751 | sq ft | 0 | 0.0041524 | FAIL | FAIL | Schools K-12_New_Ceiling Insulation(R19 to R38)_RIM | 0 | 0 | 0 | 0 | 0 | 0 | 0 | 0 | 0 | 0 | 0 | 0 | 0 | 0 | 0 | 0 | 0 | 0 | 0 | 0 | Schools K-12_New_Ceiling Insulation(R19 to R38)_TRC | 0 | 0 | 0 | 0 | 0 | 0 | 0 | 0 | 0 | 0 | 0 | 0 | 0 | 0 | 0 | 0 | 0 | 0 | 0 | 0
Warehouse | New | Ceiling Insulation(R19 to R38) | 1.0692e-05 | 1.9077e-05 |  | 0.094223 | 20 |  | 0.45751 | 0.45751 | sq ft | 0 | 0.0041524 | FAIL | FAIL | Warehouse_New_Ceiling Insulation(R19 to R38)_RIM | 0 | 0 | 0 | 0 | 0 | 0 | 0 | 0 | 0 | 0 | 0 | 0 | 0 | 0 | 0 | 0 | 0 | 0 | 0 | 0 | Warehouse_New_Ceiling Insulation(R19 to R38)_TRC | 0 | 0 | 0 | 0 | 0 | 0 | 0 | 0 | 0 | 0 | 0 | 0 | 0 | 0 | 0 | 0 | 0 | 0 | 0 | 0
Assembly | Existing | Ceiling Insulation(R2 to R38) | 3.4152e-05 | 0.00076986 |  | 1.7067 | 20 |  | 0.64299 | 0.64299 | sq ft | 0 | 0.075215 | FAIL | 0.31173 | Assembly_Existing_Ceiling Insulation(R2 to R38)_RIM | 0 | 0 | 0 | 0 | 0 | 0 | 0 | 0 | 0 | 0 | 0 | 0 | 0 | 0 | 0 | 0 | 0 | 0 | 0 | 0 | Assembly_Existing_Ceiling Insulation(R2 to R38)_TRC | 0 | 0 | 0 | 0 | 0 | 0 | 0 | 0 | 0 | 0 | 0 | 0 | 0 | 0 | 0 | 0 | 0 | 0 | 0 | 0 |  | 48.48%
College and University | Existing | Ceiling Insulation(R2 to R38) | 0.00070587 | 0.00041578 |  | 1.7067 | 20 |  | 0.64299 | 0.64299 | sq ft | 0 | 0.075215 | FAIL | 0.31173 | College and University_Existing_Ceiling Insulation(R2 to R38)_RIM | 0 | 0 | 0 | 0 | 0 | 0 | 0 | 0 | 0 | 0 | 0 | 0 | 0 | 0 | 0 | 0 | 0 | 0 | 0 | 0 | College and University_Existing_Ceiling Insulation(R2 to R38)_TRC | 0 | 0 | 0 | 0 | 0 | 0 | 0 | 0 | 0 | 0 | 0 | 0 | 0 | 0 | 0 | 0 | 0 | 0 | 0 | 0 |  | 48.48%
Grocery | Existing | Ceiling Insulation(R2 to R38) | 0.00034829 | 0.00079653 |  | 1.7067 | 20 |  | 0.64299 | 0.64299 | sq ft | 0 | 0.075215 | FAIL | 0.31173 | Grocery_Existing_Ceiling Insulation(R2 to R38)_RIM | 0 | 0 | 0 | 0 | 0 | 0 | 0 | 0 | 0 | 0 | 0 | 0 | 0 | 0 | 0 | 0 | 0 | 0 | 0 | 0 | Grocery_Existing_Ceiling Insulation(R2 to R38)_TRC | 0 | 0 | 0 | 0 | 0 | 0 | 0 | 0 | 0 | 0 | 0 | 0 | 0 | 0 | 0 | 0 | 0 | 0 | 0 | 0 |  | 48.48%
Healthcare | Existing | Ceiling Insulation(R2 to R38) | 3.4152e-05 | 0.00076986 |  | 1.7067 | 20 |  | 0.64299 | 0.64299 | sq ft | 0 | 0.075215 | FAIL | 0.31173 | Healthcare_Existing_Ceiling Insulation(R2 to R38)_RIM | 0 | 0 | 0 | 0 | 0 | 0 | 0 | 0 | 0 | 0 | 0 | 0 | 0 | 0 | 0 | 0 | 0 | 0 | 0 | 0 | Healthcare_Existing_Ceiling Insulation(R2 to R38)_TRC | 32716.5549 | 50262.0397 | 74896.2324 | 105617.6203 | 136350.8522 | 154419.1102 | 145839.7136 | 109499.8909 | 64424.2158 | 30770.5344 | 55837.8661 | 85783.0248 | 127826.5944 | 180259.2772 | 232712.1742 | 263549.5583 | 248906.9653 | 186885.2103 | 109953.8367 | 52516.5619 |  | 48.48%
Hospitals | Existing | Ceiling Insulation(R2 to R38) | 0.00070587 | 0.00041578 |  | 1.7067 | 20 |  | 0.64299 | 0.64299 | sq ft | 0 | 0.075215 | FAIL | 0.31173 | Hospitals_Existing_Ceiling Insulation(R2 to R38)_RIM | 0 | 0 | 0 | 0 | 0 | 0 | 0 | 0 | 0 | 0 | 0 | 0 | 0 | 0 | 0 | 0 | 0 | 0 | 0 | 0 | Hospitals_Existing_Ceiling Insulation(R2 to R38)_TRC | 0 | 0 | 0 | 0 | 0 | 0 | 0 | 0 | 0 | 0 | 0 | 0 | 0 | 0 | 0 | 0 | 0 | 0 | 0 | 0 |  | 48.48%
Institutional | Existing | Ceiling Insulation(R2 to R38) | 3.4152e-05 | 0.00076986 |  | 1.7067 | 20 |  | 0.64299 | 0.64299 | sq ft | 0 | 0.075215 | FAIL | 0.31173 | Institutional_Existing_Ceiling Insulation(R2 to R38)_RIM | 0 | 0 | 0 | 0 | 0 | 0 | 0 | 0 | 0 | 0 | 0 | 0 | 0 | 0 | 0 | 0 | 0 | 0 | 0 | 0 | Institutional_Existing_Ceiling Insulation(R2 to R38)_TRC | 0 | 0 | 0 | 0 | 0 | 0 | 0 | 0 | 0 | 0 | 0 | 0 | 0 | 0 | 0 | 0 | 0 | 0 | 0 | 0 |  | 48.48%
Lodging/Hospitality | Existing | Ceiling Insulation(R2 to R38) | 0.00070587 | 0.00041578 |  | 1.7067 | 20 |  | 0.64299 | 0.64299 | sq ft | 0 | 0.075215 | FAIL | 0.31173 | Lodging/Hospitality_Existing_Ceiling Insulation(R2 to R38)_RIM | 0 | 0 | 0 | 0 | 0 | 0 | 0 | 0 | 0 | 0 | 0 | 0 | 0 | 0 | 0 | 0 | 0 | 0 | 0 | 0 | Lodging/Hospitality_Existing_Ceiling Insulation(R2 to R38)_TRC | 0 | 0 | 0 | 0 | 0 | 0 | 0 | 0 | 0 | 0 | 0 | 0 | 0 | 0 | 0 | 0 | 0 | 0 | 0 | 0 |  | 48.48%
Miscellaneous | Existing | Ceiling Insulation(R2 to R38) | 3.4152e-05 | 0.00076986 |  | 1.7067 | 20 |  | 0.64299 | 0.64299 | sq ft | 0 | 0.075215 | FAIL | 0.31173 | Miscellaneous_Existing_Ceiling Insulation(R2 to R38)_RIM | 0 | 0 | 0 | 0 | 0 | 0 | 0 | 0 | 0 | 0 | 0 | 0 | 0 | 0 | 0 | 0 | 0 | 0 | 0 | 0 | Miscellaneous_Existing_Ceiling Insulation(R2 to R38)_TRC | 0 | 0 | 0 | 0 | 0 | 0 | 0 | 0 | 0 | 0 | 0 | 0 | 0 | 0 | 0 | 0 | 0 | 0 | 0 | 0 |  | 48.48%
Offices | Existing | Ceiling Insulation(R2 to R38) | 3.4152e-05 | 0.00076986 |  | 1.7067 | 20 |  | 0.64299 | 0.64299 | sq ft | 0 | 0.075215 | FAIL | 0.31173 | Offices_Existing_Ceiling Insulation(R2 to R38)_RIM | 0 | 0 | 0 | 0 | 0 | 0 | 0 | 0 | 0 | 0 | 0 | 0 | 0 | 0 | 0 | 0 | 0 | 0 | 0 | 0 | Offices_Existing_Ceiling Insulation(R2 to R38)_TRC | 27103.7829 | 40290.715 | 58529.1281 | 81130.9791 | 103435.3402 | 116357.2277 | 109801.691 | 83130.93 | 50300.6328 | 25904.6208 | 46258.4586 | 68764.8059 | 99892.5965 | 138467.5361 | 176534.7449 | 198588.7363 | 187400.2974 | 141880.8842 | 85848.8922 | 44211.8295 |  | 48.48%
Restaurants | Existing | Ceiling Insulation(R2 to R38) | 0.00034829 | 0.00079653 |  | 1.7067 | 20 |  | 0.64299 | 0.64299 | sq ft | 0 | 0.075215 | FAIL | 0.31173 | Restaurants_Existing_Ceiling Insulation(R2 to R38)_RIM | 0 | 0 | 0 | 0 | 0 | 0 | 0 | 0 | 0 | 0 | 0 | 0 | 0 | 0 | 0 | 0 | 0 | 0 | 0 | 0 | Restaurants_Existing_Ceiling Insulation(R2 to R38)_TRC | 0 | 0 | 0 | 0 | 0 | 0 | 0 | 0 | 0 | 0 | 0 | 0 | 0 | 0 | 0 | 0 | 0 | 0 | 0 | 0 |  | 48.48%
Retail | Existing | Ceiling Insulation(R2 to R38) | 0.00034829 | 0.00079653 |  | 1.7067 | 20 |  | 0.64299 | 0.64299 | sq ft | 0 | 0.075215 | FAIL | 0.31173 | Retail_Existing_Ceiling Insulation(R2 to R38)_RIM | 0 | 0 | 0 | 0 | 0 | 0 | 0 | 0 | 0 | 0 | 0 | 0 | 0 | 0 | 0 | 0 | 0 | 0 | 0 | 0 | Retail_Existing_Ceiling Insulation(R2 to R38)_TRC | 0 | 0 | 0 | 0 | 0 | 0 | 0 | 0 | 0 | 0 | 0 | 0 | 0 | 0 | 0 | 0 | 0 | 0 | 0 | 0 |  | 48.48%
Schools K-12 | Existing | Ceiling Insulation(R2 to R38) | 3.4152e-05 | 0.00076986 |  | 1.7067 | 20 |  | 0.64299 | 0.64299 | sq ft | 0 | 0.075215 | FAIL | 0.31173 | Schools K-12_Existing_Ceiling Insulation(R2 to R38)_RIM | 0 | 0 | 0 | 0 | 0 | 0 | 0 | 0 | 0 | 0 | 0 | 0 | 0 | 0 | 0 | 0 | 0 | 0 | 0 | 0 | Schools K-12_Existing_Ceiling Insulation(R2 to R38)_TRC | 0 | 0 | 0 | 0 | 0 | 0 | 0 | 0 | 0 | 0 | 0 | 0 | 0 | 0 | 0 | 0 | 0 | 0 | 0 | 0 |  | 48.48%
Warehouse | Existing | Ceiling Insulation(R2 to R38) | 0.00014015 | 0.00025006 |  | 1.2351 | 20 |  | 0.64299 | 0.64299 | sq ft | 0 | 0.054429 | FAIL | 0.40327 | Warehouse_Existing_Ceiling Insulation(R2 to R38)_RIM | 0 | 0 | 0 | 0 | 0 | 0 | 0 | 0 | 0 | 0 | 0 | 0 | 0 | 0 | 0 | 0 | 0 | 0 | 0 | 0 | Warehouse_Existing_Ceiling Insulation(R2 to R38)_TRC | 0 | 0 | 0 | 0 | 0 | 0 | 0 | 0 | 0 | 0 | 0 | 0 | 0 | 0 | 0 | 0 | 0 | 0 | 0 | 0 |  | 62.72%
Assembly | New | Ceiling Insulation(R2 to R38) | 3.3938e-05 | 0.00076504 |  | 1.696 | 20 |  | 0.64299 | 0.64299 | sq ft | 0 | 0.074743 | FAIL | 0.31381 | Assembly_New_Ceiling Insulation(R2 to R38)_RIM | 0 | 0 | 0 | 0 | 0 | 0 | 0 | 0 | 0 | 0 | 0 | 0 | 0 | 0 | 0 | 0 | 0 | 0 | 0 | 0 | Assembly_New_Ceiling Insulation(R2 to R38)_TRC | 0 | 0 | 0 | 0 | 0 | 0 | 0 | 0 | 0 | 0 | 0 | 0 | 0 | 0 | 0 | 0 | 0 | 0 | 0 | 0 |  | 48.8%
College and University | New | Ceiling Insulation(R2 to R38) | 0.00070144 | 0.00041317 |  | 1.696 | 20 |  | 0.64299 | 0.64299 | sq ft | 0 | 0.074743 | FAIL | 0.31381 | College and University_New_Ceiling Insulation(R2 to R38)_RIM | 0 | 0 | 0 | 0 | 0 | 0 | 0 | 0 | 0 | 0 | 0 | 0 | 0 | 0 | 0 | 0 | 0 | 0 | 0 | 0 | College and University_New_Ceiling Insulation(R2 to R38)_TRC | 0 | 0 | 0 | 0 | 0 | 0 | 0 | 0 | 0 | 0 | 0 | 0 | 0 | 0 | 0 | 0 | 0 | 0 | 0 | 0 |  | 48.8%
Grocery | New | Ceiling Insulation(R2 to R38) | 0.00034611 | 0.00079153 |  | 1.696 | 20 |  | 0.64299 | 0.64299 | sq ft | 0 | 0.074743 | FAIL | 0.31381 | Grocery_New_Ceiling Insulation(R2 to R38)_RIM | 0 | 0 | 0 | 0 | 0 | 0 | 0 | 0 | 0 | 0 | 0 | 0 | 0 | 0 | 0 | 0 | 0 | 0 | 0 | 0 | Grocery_New_Ceiling Insulation(R2 to R38)_TRC | 0 | 0 | 0 | 0 | 0 | 0 | 0 | 0 | 0 | 0 | 0 | 0 | 0 | 0 | 0 | 0 | 0 | 0 | 0 | 0 |  | 48.8%
Healthcare | New | Ceiling Insulation(R2 to R38) | 3.3938e-05 | 0.00076504 |  | 1.696 | 20 |  | 0.64299 | 0.64299 | sq ft | 0 | 0.074743 | FAIL | 0.31381 | Healthcare_New_Ceiling Insulation(R2 to R38)_RIM | 0 | 0 | 0 | 0 | 0 | 0 | 0 | 0 | 0 | 0 | 0 | 0 | 0 | 0 | 0 | 0 | 0 | 0 | 0 | 0 | Healthcare_New_Ceiling Insulation(R2 to R38)_TRC | 0 | 0 | 0 | 0 | 0 | 0 | 0 | 0 | 0 | 0 | 0 | 0 | 0 | 0 | 0 | 0 | 0 | 0 | 0 | 0 |  | 48.8%
Hospitals | New | Ceiling Insulation(R2 to R38) | 0.00070144 | 0.00041317 |  | 1.696 | 20 |  | 0.64299 | 0.64299 | sq ft | 0 | 0.074743 | FAIL | 0.31381 | Hospitals_New_Ceiling Insulation(R2 to R38)_RIM | 0 | 0 | 0 | 0 | 0 | 0 | 0 | 0 | 0 | 0 | 0 | 0 | 0 | 0 | 0 | 0 | 0 | 0 | 0 | 0 | Hospitals_New_Ceiling Insulation(R2 to R38)_TRC | 0 | 0 | 0 | 0 | 0 | 0 | 0 | 0 | 0 | 0 | 0 | 0 | 0 | 0 | 0 | 0 | 0 | 0 | 0 | 0 |  | 48.8%
Institutional | New | Ceiling Insulation(R2 to R38) | 3.3938e-05 | 0.00076504 |  | 1.696 | 20 |  | 0.64299 | 0.64299 | sq ft | 0 | 0.074743 | FAIL | 0.31381 | Institutional_New_Ceiling Insulation(R2 to R38)_RIM | 0 | 0 | 0 | 0 | 0 | 0 | 0 | 0 | 0 | 0 | 0 | 0 | 0 | 0 | 0 | 0 | 0 | 0 | 0 | 0 | Institutional_New_Ceiling Insulation(R2 to R38)_TRC | 0 | 0 | 0 | 0 | 0 | 0 | 0 | 0 | 0 | 0 | 0 | 0 | 0 | 0 | 0 | 0 | 0 | 0 | 0 | 0 |  | 48.8%
Lodging/Hospitality | New | Ceiling Insulation(R2 to R38) | 0.00070144 | 0.00041317 |  | 1.696 | 20 |  | 0.64299 | 0.64299 | sq ft | 0 | 0.074743 | FAIL | 0.31381 | Lodging/Hospitality_New_Ceiling Insulation(R2 to R38)_RIM | 0 | 0 | 0 | 0 | 0 | 0 | 0 | 0 | 0 | 0 | 0 | 0 | 0 | 0 | 0 | 0 | 0 | 0 | 0 | 0 | Lodging/Hospitality_New_Ceiling Insulation(R2 to R38)_TRC | 0 | 0 | 0 | 0 | 0 | 0 | 0 | 0 | 0 | 0 | 0 | 0 | 0 | 0 | 0 | 0 | 0 | 0 | 0 | 0 |  | 48.8%
Miscellaneous | New | Ceiling Insulation(R2 to R38) | 3.3938e-05 | 0.00076504 |  | 1.696 | 20 |  | 0.64299 | 0.64299 | sq ft | 0 | 0.074743 | FAIL | 0.31381 | Miscellaneous_New_Ceiling Insulation(R2 to R38)_RIM | 0 | 0 | 0 | 0 | 0 | 0 | 0 | 0 | 0 | 0 | 0 | 0 | 0 | 0 | 0 | 0 | 0 | 0 | 0 | 0 | Miscellaneous_New_Ceiling Insulation(R2 to R38)_TRC | 0 | 0 | 0 | 0 | 0 | 0 | 0 | 0 | 0 | 0 | 0 | 0 | 0 | 0 | 0 | 0 | 0 | 0 | 0 | 0 |  | 48.8%
Offices | New | Ceiling Insulation(R2 to R38) | 3.3938e-05 | 0.00076504 |  | 1.696 | 20 |  | 0.64299 | 0.64299 | sq ft | 0 | 0.074743 | FAIL | 0.31381 | Offices_New_Ceiling Insulation(R2 to R38)_RIM | 0 | 0 | 0 | 0 | 0 | 0 | 0 | 0 | 0 | 0 | 0 | 0 | 0 | 0 | 0 | 0 | 0 | 0 | 0 | 0 | Offices_New_Ceiling Insulation(R2 to R38)_TRC | 0 | 0 | 0 | 0 | 0 | 0 | 0 | 0 | 0 | 0 | 0 | 0 | 0 | 0 | 0 | 0 | 0 | 0 | 0 | 0 |  | 48.8%
Restaurants | New | Ceiling Insulation(R2 to R38) | 0.00034611 | 0.00079153 |  | 1.696 | 20 |  | 0.64299 | 0.64299 | sq ft | 0 | 0.074743 | FAIL | 0.31381 | Restaurants_New_Ceiling Insulation(R2 to R38)_RIM | 0 | 0 | 0 | 0 | 0 | 0 | 0 | 0 | 0 | 0 | 0 | 0 | 0 | 0 | 0 | 0 | 0 | 0 | 0 | 0 | Restaurants_New_Ceiling Insulation(R2 to R38)_TRC | 0 | 0 | 0 | 0 | 0 | 0 | 0 | 0 | 0 | 0 | 0 | 0 | 0 | 0 | 0 | 0 | 0 | 0 | 0 | 0 |  | 48.8%
Retail | New | Ceiling Insulation(R2 to R38) | 0.00034611 | 0.00079153 |  | 1.696 | 20 |  | 0.64299 | 0.64299 | sq ft | 0 | 0.074743 | FAIL | 0.31381 | Retail_New_Ceiling Insulation(R2 to R38)_RIM | 0 | 0 | 0 | 0 | 0 | 0 | 0 | 0 | 0 | 0 | 0 | 0 | 0 | 0 | 0 | 0 | 0 | 0 | 0 | 0 | Retail_New_Ceiling Insulation(R2 to R38)_TRC | 0 | 0 | 0 | 0 | 0 | 0 | 0 | 0 | 0 | 0 | 0 | 0 | 0 | 0 | 0 | 0 | 0 | 0 | 0 | 0 |  | 48.8%
Schools K-12 | New | Ceiling Insulation(R2 to R38) | 3.3938e-05 | 0.00076504 |  | 1.696 | 20 |  | 0.64299 | 0.64299 | sq ft | 0 | 0.074743 | FAIL | 0.31381 | Schools K-12_New_Ceiling Insulation(R2 to R38)_RIM | 0 | 0 | 0 | 0 | 0 | 0 | 0 | 0 | 0 | 0 | 0 | 0 | 0 | 0 | 0 | 0 | 0 | 0 | 0 | 0 | Schools K-12_New_Ceiling Insulation(R2 to R38)_TRC | 0 | 0 | 0 | 0 | 0 | 0 | 0 | 0 | 0 | 0 | 0 | 0 | 0 | 0 | 0 | 0 | 0 | 0 | 0 | 0 |  | 48.8%
Warehouse | New | Ceiling Insulation(R2 to R38) | 0.00013894 | 0.0002479 |  | 1.2244 | 20 |  | 0.64299 | 0.64299 | sq ft | 0 | 0.053958 | FAIL | 0.40535 | Warehouse_New_Ceiling Insulation(R2 to R38)_RIM | 0 | 0 | 0 | 0 | 0 | 0 | 0 | 0 | 0 | 0 | 0 | 0 | 0 | 0 | 0 | 0 | 0 | 0 | 0 | 0 | Warehouse_New_Ceiling Insulation(R2 to R38)_TRC | 0 | 0 | 0 | 0 | 0 | 0 | 0 | 0 | 0 | 0 | 0 | 0 | 0 | 0 | 0 | 0 | 0 | 0 | 0 | 0 |  | 63.04%
Assembly | Existing | Ceiling Insulation(R30 to R38) | 5.0596e-07 | 1.1405e-05 |  | 0.025285 | 20 |  | 0.3484 | 0.3484 | sq ft | 0 | 0.0011143 | FAIL | FAIL | Assembly_Existing_Ceiling Insulation(R30 to R38)_RIM | 0 | 0 | 0 | 0 | 0 | 0 | 0 | 0 | 0 | 0 | 0 | 0 | 0 | 0 | 0 | 0 | 0 | 0 | 0 | 0 | Assembly_Existing_Ceiling Insulation(R30 to R38)_TRC | 0 | 0 | 0 | 0 | 0 | 0 | 0 | 0 | 0 | 0 | 0 | 0 | 0 | 0 | 0 | 0 | 0 | 0 | 0 | 0
College and University | Existing | Ceiling Insulation(R30 to R38) | 1.0457e-05 | 6.1597e-06 |  | 0.025285 | 20 |  | 0.3484 | 0.3484 | sq ft | 0 | 0.0011143 | FAIL | FAIL | College and University_Existing_Ceiling Insulation(R30 to R38)_RIM | 0 | 0 | 0 | 0 | 0 | 0 | 0 | 0 | 0 | 0 | 0 | 0 | 0 | 0 | 0 | 0 | 0 | 0 | 0 | 0 | College and University_Existing_Ceiling Insulation(R30 to R38)_TRC | 0 | 0 | 0 | 0 | 0 | 0 | 0 | 0 | 0 | 0 | 0 | 0 | 0 | 0 | 0 | 0 | 0 | 0 | 0 | 0
Grocery | Existing | Ceiling Insulation(R30 to R38) | 5.1599e-06 | 1.18e-05 |  | 0.025285 | 20 |  | 0.3484 | 0.3484 | sq ft | 0 | 0.0011143 | FAIL | FAIL | Grocery_Existing_Ceiling Insulation(R30 to R38)_RIM | 0 | 0 | 0 | 0 | 0 | 0 | 0 | 0 | 0 | 0 | 0 | 0 | 0 | 0 | 0 | 0 | 0 | 0 | 0 | 0 | Grocery_Existing_Ceiling Insulation(R30 to R38)_TRC | 0 | 0 | 0 | 0 | 0 | 0 | 0 | 0 | 0 | 0 | 0 | 0 | 0 | 0 | 0 | 0 | 0 | 0 | 0 | 0
Healthcare | Existing | Ceiling Insulation(R30 to R38) | 5.0596e-07 | 1.1405e-05 |  | 0.025285 | 20 |  | 0.3484 | 0.3484 | sq ft | 0 | 0.0011143 | FAIL | FAIL | Healthcare_Existing_Ceiling Insulation(R30 to R38)_RIM | 0 | 0 | 0 | 0 | 0 | 0 | 0 | 0 | 0 | 0 | 0 | 0 | 0 | 0 | 0 | 0 | 0 | 0 | 0 | 0 | Healthcare_Existing_Ceiling Insulation(R30 to R38)_TRC | 0 | 0 | 0 | 0 | 0 | 0 | 0 | 0 | 0 | 0 | 0 | 0 | 0 | 0 | 0 | 0 | 0 | 0 | 0 | 0
Hospitals | Existing | Ceiling Insulation(R30 to R38) | 1.0457e-05 | 6.1597e-06 |  | 0.025285 | 20 |  | 0.3484 | 0.3484 | sq ft | 0 | 0.0011143 | FAIL | FAIL | Hospitals_Existing_Ceiling Insulation(R30 to R38)_RIM | 0 | 0 | 0 | 0 | 0 | 0 | 0 | 0 | 0 | 0 | 0 | 0 | 0 | 0 | 0 | 0 | 0 | 0 | 0 | 0 | Hospitals_Existing_Ceiling Insulation(R30 to R38)_TRC | 0 | 0 | 0 | 0 | 0 | 0 | 0 | 0 | 0 | 0 | 0 | 0 | 0 | 0 | 0 | 0 | 0 | 0 | 0 | 0
Institutional | Existing | Ceiling Insulation(R30 to R38) | 5.0596e-07 | 1.1405e-05 |  | 0.025285 | 20 |  | 0.3484 | 0.3484 | sq ft | 0 | 0.0011143 | FAIL | FAIL | Institutional_Existing_Ceiling Insulation(R30 to R38)_RIM | 0 | 0 | 0 | 0 | 0 | 0 | 0 | 0 | 0 | 0 | 0 | 0 | 0 | 0 | 0 | 0 | 0 | 0 | 0 | 0 | Institutional_Existing_Ceiling Insulation(R30 to R38)_TRC | 0 | 0 | 0 | 0 | 0 | 0 | 0 | 0 | 0 | 0 | 0 | 0 | 0 | 0 | 0 | 0 | 0 | 0 | 0 | 0
Lodging/Hospitality | Existing | Ceiling Insulation(R30 to R38) | 1.0457e-05 | 6.1597e-06 |  | 0.025285 | 20 |  | 0.3484 | 0.3484 | sq ft | 0 | 0.0011143 | FAIL | FAIL | Lodging/Hospitality_Existing_Ceiling Insulation(R30 to R38)_RIM | 0 | 0 | 0 | 0 | 0 | 0 | 0 | 0 | 0 | 0 | 0 | 0 | 0 | 0 | 0 | 0 | 0 | 0 | 0 | 0 | Lodging/Hospitality_Existing_Ceiling Insulation(R30 to R38)_TRC | 0 | 0 | 0 | 0 | 0 | 0 | 0 | 0 | 0 | 0 | 0 | 0 | 0 | 0 | 0 | 0 | 0 | 0 | 0 | 0
Miscellaneous | Existing | Ceiling Insulation(R30 to R38) | 5.0596e-07 | 1.1405e-05 |  | 0.025285 | 20 |  | 0.3484 | 0.3484 | sq ft | 0 | 0.0011143 | FAIL | FAIL | Miscellaneous_Existing_Ceiling Insulation(R30 to R38)_RIM | 0 | 0 | 0 | 0 | 0 | 0 | 0 | 0 | 0 | 0 | 0 | 0 | 0 | 0 | 0 | 0 | 0 | 0 | 0 | 0 | Miscellaneous_Existing_Ceiling Insulation(R30 to R38)_TRC | 0 | 0 | 0 | 0 | 0 | 0 | 0 | 0 | 0 | 0 | 0 | 0 | 0 | 0 | 0 | 0 | 0 | 0 | 0 | 0
Offices | Existing | Ceiling Insulation(R30 to R38) | 5.0596e-07 | 1.1405e-05 |  | 0.025285 | 20 |  | 0.3484 | 0.3484 | sq ft | 0 | 0.0011143 | FAIL | FAIL | Offices_Existing_Ceiling Insulation(R30 to R38)_RIM | 0 | 0 | 0 | 0 | 0 | 0 | 0 | 0 | 0 | 0 | 0 | 0 | 0 | 0 | 0 | 0 | 0 | 0 | 0 | 0 | Offices_Existing_Ceiling Insulation(R30 to R38)_TRC | 0 | 0 | 0 | 0 | 0 | 0 | 0 | 0 | 0 | 0 | 0 | 0 | 0 | 0 | 0 | 0 | 0 | 0 | 0 | 0
Restaurants | Existing | Ceiling Insulation(R30 to R38) | 5.1599e-06 | 1.18e-05 |  | 0.025285 | 20 |  | 0.3484 | 0.3484 | sq ft | 0 | 0.0011143 | FAIL | FAIL | Restaurants_Existing_Ceiling Insulation(R30 to R38)_RIM | 0 | 0 | 0 | 0 | 0 | 0 | 0 | 0 | 0 | 0 | 0 | 0 | 0 | 0 | 0 | 0 | 0 | 0 | 0 | 0 | Restaurants_Existing_Ceiling Insulation(R30 to R38)_TRC | 0 | 0 | 0 | 0 | 0 | 0 | 0 | 0 | 0 | 0 | 0 | 0 | 0 | 0 | 0 | 0 | 0 | 0 | 0 | 0
Retail | Existing | Ceiling Insulation(R30 to R38) | 5.1599e-06 | 1.18e-05 |  | 0.025285 | 20 |  | 0.3484 | 0.3484 | sq ft | 0 | 0.0011143 | FAIL | FAIL | Retail_Existing_Ceiling Insulation(R30 to R38)_RIM | 0 | 0 | 0 | 0 | 0 | 0 | 0 | 0 | 0 | 0 | 0 | 0 | 0 | 0 | 0 | 0 | 0 | 0 | 0 | 0 | Retail_Existing_Ceiling Insulation(R30 to R38)_TRC | 0 | 0 | 0 | 0 | 0 | 0 | 0 | 0 | 0 | 0 | 0 | 0 | 0 | 0 | 0 | 0 | 0 | 0 | 0 | 0
Schools K-12 | Existing | Ceiling Insulation(R30 to R38) | 5.0596e-07 | 1.1405e-05 |  | 0.025285 | 20 |  | 0.3484 | 0.3484 | sq ft | 0 | 0.0011143 | FAIL | FAIL | Schools K-12_Existing_Ceiling Insulation(R30 to R38)_RIM | 0 | 0 | 0 | 0 | 0 | 0 | 0 | 0 | 0 | 0 | 0 | 0 | 0 | 0 | 0 | 0 | 0 | 0 | 0 | 0 | Schools K-12_Existing_Ceiling Insulation(R30 to R38)_TRC | 0 | 0 | 0 | 0 | 0 | 0 | 0 | 0 | 0 | 0 | 0 | 0 | 0 | 0 | 0 | 0 | 0 | 0 | 0 | 0
Warehouse | Existing | Ceiling Insulation(R30 to R38) | 2.8692e-06 | 5.1194e-06 |  | 0.025285 | 20 |  | 0.3484 | 0.3484 | sq ft | 0 | 0.0011143 | FAIL | FAIL | Warehouse_Existing_Ceiling Insulation(R30 to R38)_RIM | 0 | 0 | 0 | 0 | 0 | 0 | 0 | 0 | 0 | 0 | 0 | 0 | 0 | 0 | 0 | 0 | 0 | 0 | 0 | 0 | Warehouse_Existing_Ceiling Insulation(R30 to R38)_TRC | 0 | 0 | 0 | 0 | 0 | 0 | 0 | 0 | 0 | 0 | 0 | 0 | 0 | 0 | 0 | 0 | 0 | 0 | 0 | 0
Assembly | New | Ceiling Insulation(R30 to R38) | 5.0278e-07 | 1.1334e-05 |  | 0.025126 | 20 |  | 0.3484 | 0.3484 | sq ft | 0 | 0.0011073 | FAIL | FAIL | Assembly_New_Ceiling Insulation(R30 to R38)_RIM | 0 | 0 | 0 | 0 | 0 | 0 | 0 | 0 | 0 | 0 | 0 | 0 | 0 | 0 | 0 | 0 | 0 | 0 | 0 | 0 | Assembly_New_Ceiling Insulation(R30 to R38)_TRC | 0 | 0 | 0 | 0 | 0 | 0 | 0 | 0 | 0 | 0 | 0 | 0 | 0 | 0 | 0 | 0 | 0 | 0 | 0 | 0
College and University | New | Ceiling Insulation(R30 to R38) | 1.0392e-05 | 6.121e-06 |  | 0.025126 | 20 |  | 0.3484 | 0.3484 | sq ft | 0 | 0.0011073 | FAIL | FAIL | College and University_New_Ceiling Insulation(R30 to R38)_RIM | 0 | 0 | 0 | 0 | 0 | 0 | 0 | 0 | 0 | 0 | 0 | 0 | 0 | 0 | 0 | 0 | 0 | 0 | 0 | 0 | College and University_New_Ceiling Insulation(R30 to R38)_TRC | 0 | 0 | 0 | 0 | 0 | 0 | 0 | 0 | 0 | 0 | 0 | 0 | 0 | 0 | 0 | 0 | 0 | 0 | 0 | 0
Grocery | New | Ceiling Insulation(R30 to R38) | 5.1275e-06 | 1.1726e-05 |  | 0.025126 | 20 |  | 0.3484 | 0.3484 | sq ft | 0 | 0.0011073 | FAIL | FAIL | Grocery_New_Ceiling Insulation(R30 to R38)_RIM | 0 | 0 | 0 | 0 | 0 | 0 | 0 | 0 | 0 | 0 | 0 | 0 | 0 | 0 | 0 | 0 | 0 | 0 | 0 | 0 | Grocery_New_Ceiling Insulation(R30 to R38)_TRC | 0 | 0 | 0 | 0 | 0 | 0 | 0 | 0 | 0 | 0 | 0 | 0 | 0 | 0 | 0 | 0 | 0 | 0 | 0 | 0
Healthcare | New | Ceiling Insulation(R30 to R38) | 5.0278e-07 | 1.1334e-05 |  | 0.025126 | 20 |  | 0.3484 | 0.3484 | sq ft | 0 | 0.0011073 | FAIL | FAIL | Healthcare_New_Ceiling Insulation(R30 to R38)_RIM | 0 | 0 | 0 | 0 | 0 | 0 | 0 | 0 | 0 | 0 | 0 | 0 | 0 | 0 | 0 | 0 | 0 | 0 | 0 | 0 | Healthcare_New_Ceiling Insulation(R30 to R38)_TRC | 0 | 0 | 0 | 0 | 0 | 0 | 0 | 0 | 0 | 0 | 0 | 0 | 0 | 0 | 0 | 0 | 0 | 0 | 0 | 0
Hospitals | New | Ceiling Insulation(R30 to R38) | 1.0392e-05 | 6.121e-06 |  | 0.025126 | 20 |  | 0.3484 | 0.3484 | sq ft | 0 | 0.0011073 | FAIL | FAIL | Hospitals_New_Ceiling Insulation(R30 to R38)_RIM | 0 | 0 | 0 | 0 | 0 | 0 | 0 | 0 | 0 | 0 | 0 | 0 | 0 | 0 | 0 | 0 | 0 | 0 | 0 | 0 | Hospitals_New_Ceiling Insulation(R30 to R38)_TRC | 0 | 0 | 0 | 0 | 0 | 0 | 0 | 0 | 0 | 0 | 0 | 0 | 0 | 0 | 0 | 0 | 0 | 0 | 0 | 0
Institutional | New | Ceiling Insulation(R30 to R38) | 5.0278e-07 | 1.1334e-05 |  | 0.025126 | 20 |  | 0.3484 | 0.3484 | sq ft | 0 | 0.0011073 | FAIL | FAIL | Institutional_New_Ceiling Insulation(R30 to R38)_RIM | 0 | 0 | 0 | 0 | 0 | 0 | 0 | 0 | 0 | 0 | 0 | 0 | 0 | 0 | 0 | 0 | 0 | 0 | 0 | 0 | Institutional_New_Ceiling Insulation(R30 to R38)_TRC | 0 | 0 | 0 | 0 | 0 | 0 | 0 | 0 | 0 | 0 | 0 | 0 | 0 | 0 | 0 | 0 | 0 | 0 | 0 | 0
Lodging/Hospitality | New | Ceiling Insulation(R30 to R38) | 1.0392e-05 | 6.121e-06 |  | 0.025126 | 20 |  | 0.3484 | 0.3484 | sq ft | 0 | 0.0011073 | FAIL | FAIL | Lodging/Hospitality_New_Ceiling Insulation(R30 to R38)_RIM | 0 | 0 | 0 | 0 | 0 | 0 | 0 | 0 | 0 | 0 | 0 | 0 | 0 | 0 | 0 | 0 | 0 | 0 | 0 | 0 | Lodging/Hospitality_New_Ceiling Insulation(R30 to R38)_TRC | 0 | 0 | 0 | 0 | 0 | 0 | 0 | 0 | 0 | 0 | 0 | 0 | 0 | 0 | 0 | 0 | 0 | 0 | 0 | 0
Miscellaneous | New | Ceiling Insulation(R30 to R38) | 5.0278e-07 | 1.1334e-05 |  | 0.025126 | 20 |  | 0.3484 | 0.3484 | sq ft | 0 | 0.0011073 | FAIL | FAIL | Miscellaneous_New_Ceiling Insulation(R30 to R38)_RIM | 0 | 0 | 0 | 0 | 0 | 0 | 0 | 0 | 0 | 0 | 0 | 0 | 0 | 0 | 0 | 0 | 0 | 0 | 0 | 0 | Miscellaneous_New_Ceiling Insulation(R30 to R38)_TRC | 0 | 0 | 0 | 0 | 0 | 0 | 0 | 0 | 0 | 0 | 0 | 0 | 0 | 0 | 0 | 0 | 0 | 0 | 0 | 0
Offices | New | Ceiling Insulation(R30 to R38) | 5.0278e-07 | 1.1334e-05 |  | 0.025126 | 20 |  | 0.3484 | 0.3484 | sq ft | 0 | 0.0011073 | FAIL | FAIL | Offices_New_Ceiling Insulation(R30 to R38)_RIM | 0 | 0 | 0 | 0 | 0 | 0 | 0 | 0 | 0 | 0 | 0 | 0 | 0 | 0 | 0 | 0 | 0 | 0 | 0 | 0 | Offices_New_Ceiling Insulation(R30 to R38)_TRC | 0 | 0 | 0 | 0 | 0 | 0 | 0 | 0 | 0 | 0 | 0 | 0 | 0 | 0 | 0 | 0 | 0 | 0 | 0 | 0
Restaurants | New | Ceiling Insulation(R30 to R38) | 5.1275e-06 | 1.1726e-05 |  | 0.025126 | 20 |  | 0.3484 | 0.3484 | sq ft | 0 | 0.0011073 | FAIL | FAIL | Restaurants_New_Ceiling Insulation(R30 to R38)_RIM | 0 | 0 | 0 | 0 | 0 | 0 | 0 | 0 | 0 | 0 | 0 | 0 | 0 | 0 | 0 | 0 | 0 | 0 | 0 | 0 | Restaurants_New_Ceiling Insulation(R30 to R38)_TRC | 0 | 0 | 0 | 0 | 0 | 0 | 0 | 0 | 0 | 0 | 0 | 0 | 0 | 0 | 0 | 0 | 0 | 0 | 0 | 0
Retail | New | Ceiling Insulation(R30 to R38) | 5.1275e-06 | 1.1726e-05 |  | 0.025126 | 20 |  | 0.3484 | 0.3484 | sq ft | 0 | 0.0011073 | FAIL | FAIL | Retail_New_Ceiling Insulation(R30 to R38)_RIM | 0 | 0 | 0 | 0 | 0 | 0 | 0 | 0 | 0 | 0 | 0 | 0 | 0 | 0 | 0 | 0 | 0 | 0 | 0 | 0 | Retail_New_Ceiling Insulation(R30 to R38)_TRC | 0 | 0 | 0 | 0 | 0 | 0 | 0 | 0 | 0 | 0 | 0 | 0 | 0 | 0 | 0 | 0 | 0 | 0 | 0 | 0
Schools K-12 | New | Ceiling Insulation(R30 to R38) | 5.0278e-07 | 1.1334e-05 |  | 0.025126 | 20 |  | 0.3484 | 0.3484 | sq ft | 0 | 0.0011073 | FAIL | FAIL | Schools K-12_New_Ceiling Insulation(R30 to R38)_RIM | 0 | 0 | 0 | 0 | 0 | 0 | 0 | 0 | 0 | 0 | 0 | 0 | 0 | 0 | 0 | 0 | 0 | 0 | 0 | 0 | Schools K-12_New_Ceiling Insulation(R30 to R38)_TRC | 0 | 0 | 0 | 0 | 0 | 0 | 0 | 0 | 0 | 0 | 0 | 0 | 0 | 0 | 0 | 0 | 0 | 0 | 0 | 0
Warehouse | New | Ceiling Insulation(R30 to R38) | 2.8512e-06 | 5.0873e-06 |  | 0.025126 | 20 |  | 0.3484 | 0.3484 | sq ft | 0 | 0.0011073 | FAIL | FAIL | Warehouse_New_Ceiling Insulation(R30 to R38)_RIM | 0 | 0 | 0 | 0 | 0 | 0 | 0 | 0 | 0 | 0 | 0 | 0 | 0 | 0 | 0 | 0 | 0 | 0 | 0 | 0 | Warehouse_New_Ceiling Insulation(R30 to R38)_TRC | 0 | 0 | 0 | 0 | 0 | 0 | 0 | 0 | 0 | 0 | 0 | 0 | 0 | 0 | 0 | 0 | 0 | 0 | 0 | 0
Assembly | Existing | Chilled Water Controls Optimization | 1.068 | 0.0010645 |  | 2632.6549 | 10 |  | 108 | 108 | system | 0 | 116.021 | FAIL | FAIL | Assembly_Existing_Chilled Water Controls Optimization_RIM | 0 | 0 | 0 | 0 | 0 | 0 | 0 | 0 | 0 | 0 | 0 | 0 | 0 | 0 | 0 | 0 | 0 | 0 | 0 | 0 | Assembly_Existing_Chilled Water Controls Optimization_TRC | 0 | 0 | 0 | 0 | 0 | 0 | 0 | 0 | 0 | 0 | 0 | 0 | 0 | 0 | 0 | 0 | 0 | 0 | 0 | 0
College and University | Existing | Chilled Water Controls Optimization | 1.981 | 0.94465 |  | 8426.8038 | 10 |  | 108 | 108 | system | 0 | 371.3691 | FAIL | FAIL | College and University_Existing_Chilled Water Controls Optimization_RIM | 0 | 0 | 0 | 0 | 0 | 0 | 0 | 0 | 0 | 0 | 0 | 0 | 0 | 0 | 0 | 0 | 0 | 0 | 0 | 0 | College and University_Existing_Chilled Water Controls Optimization_TRC | 0 | 0 | 0 | 0 | 0 | 0 | 0 | 0 | 0 | 0 | 0 | 0 | 0 | 0 | 0 | 0 | 0 | 0 | 0 | 0
Grocery | Existing | Chilled Water Controls Optimization | 0 | 0 |  | 0 | 10 |  | 108 | 108 | system | 0 | 0 | FAIL | FAIL | Grocery_Existing_Chilled Water Controls Optimization_RIM | 0 | 0 | 0 | 0 | 0 | 0 | 0 | 0 | 0 | 0 | 0 | 0 | 0 | 0 | 0 | 0 | 0 | 0 | 0 | 0 | Grocery_Existing_Chilled Water Controls Optimization_TRC | 0 | 0 | 0 | 0 | 0 | 0 | 0 | 0 | 0 | 0 | 0 | 0 | 0 | 0 | 0 | 0 | 0 | 0 | 0 | 0
Healthcare | Existing | Chilled Water Controls Optimization | 1.6304 | 0.0016249 |  | 4018.783 | 10 |  | 108 | 108 | system | 0 | 177.1077 | FAIL | FAIL | Healthcare_Existing_Chilled Water Controls Optimization_RIM | 0 | 0 | 0 | 0 | 0 | 0 | 0 | 0 | 0 | 0 | 0 | 0 | 0 | 0 | 0 | 0 | 0 | 0 | 0 | 0 | Healthcare_Existing_Chilled Water Controls Optimization_TRC | 0 | 0 | 0 | 0 | 0 | 0 | 0 | 0 | 0 | 0 | 0 | 0 | 0 | 0 | 0 | 0 | 0 | 0 | 0 | 0
Hospitals | Existing | Chilled Water Controls Optimization | 5.4867 | 2.6163 |  | 23339.2789 | 10 |  | 108 | 108 | system | 0 | 1028.5616 | FAIL | FAIL | Hospitals_Existing_Chilled Water Controls Optimization_RIM | 0 | 0 | 0 | 0 | 0 | 0 | 0 | 0 | 0 | 0 | 0 | 0 | 0 | 0 | 0 | 0 | 0 | 0 | 0 | 0 | Hospitals_Existing_Chilled Water Controls Optimization_TRC | 0 | 0 | 0 | 0 | 0 | 0 | 0 | 0 | 0 | 0 | 0 | 0 | 0 | 0 | 0 | 0 | 0 | 0 | 0 | 0
Institutional | Existing | Chilled Water Controls Optimization | 0.57693 | 0.00057499 |  | 1422.0768 | 10 |  | 108 | 108 | system | 0 | 62.6709 | FAIL | FAIL | Institutional_Existing_Chilled Water Controls Optimization_RIM | 0 | 0 | 0 | 0 | 0 | 0 | 0 | 0 | 0 | 0 | 0 | 0 | 0 | 0 | 0 | 0 | 0 | 0 | 0 | 0 | Institutional_Existing_Chilled Water Controls Optimization_TRC | 0 | 0 | 0 | 0 | 0 | 0 | 0 | 0 | 0 | 0 | 0 | 0 | 0 | 0 | 0 | 0 | 0 | 0 | 0 | 0
Lodging/Hospitality | Existing | Chilled Water Controls Optimization | 4.4377 | 0.0044228 |  | 10938.6022 | 10 |  | 108 | 108 | system | 0 | 482.064 | FAIL | FAIL | Lodging/Hospitality_Existing_Chilled Water Controls Optimization_RIM | 0 | 0 | 0 | 0 | 0 | 0 | 0 | 0 | 0 | 0 | 0 | 0 | 0 | 0 | 0 | 0 | 0 | 0 | 0 | 0 | Lodging/Hospitality_Existing_Chilled Water Controls Optimization_TRC | 0 | 0 | 0 | 0 | 0 | 0 | 0 | 0 | 0 | 0 | 0 | 0 | 0 | 0 | 0 | 0 | 0 | 0 | 0 | 0
Miscellaneous | Existing | Chilled Water Controls Optimization | 1.3742 | 0.0013695 |  | 3387.2159 | 10 |  | 108 | 108 | system | 0 | 149.2745 | FAIL | FAIL | Miscellaneous_Existing_Chilled Water Controls Optimization_RIM | 0 | 0 | 0 | 0 | 0 | 0 | 0 | 0 | 0 | 0 | 0 | 0 | 0 | 0 | 0 | 0 | 0 | 0 | 0 | 0 | Miscellaneous_Existing_Chilled Water Controls Optimization_TRC | 0 | 0 | 0 | 0 | 0 | 0 | 0 | 0 | 0 | 0 | 0 | 0 | 0 | 0 | 0 | 0 | 0 | 0 | 0 | 0
Offices | Existing | Chilled Water Controls Optimization | 1.4075 | 0.0014028 |  | 3469.426 | 10 |  | 108 | 108 | system | 0 | 152.8975 | FAIL | FAIL | Offices_Existing_Chilled Water Controls Optimization_RIM | 0 | 0 | 0 | 0 | 0 | 0 | 0 | 0 | 0 | 0 | 0 | 0 | 0 | 0 | 0 | 0 | 0 | 0 | 0 | 0 | Offices_Existing_Chilled Water Controls Optimization_TRC | 0 | 0 | 0 | 0 | 0 | 0 | 0 | 0 | 0 | 0 | 0 | 0 | 0 | 0 | 0 | 0 | 0 | 0 | 0 | 0
Restaurants | Existing | Chilled Water Controls Optimization | 1.7308 | 0.001725 |  | 4266.2303 | 10 |  | 108 | 108 | system | 0 | 188.0127 | FAIL | FAIL | Restaurants_Existing_Chilled Water Controls Optimization_RIM | 0 | 0 | 0 | 0 | 0 | 0 | 0 | 0 | 0 | 0 | 0 | 0 | 0 | 0 | 0 | 0 | 0 | 0 | 0 | 0 | Restaurants_Existing_Chilled Water Controls Optimization_TRC | 0 | 0 | 0 | 0 | 0 | 0 | 0 | 0 | 0 | 0 | 0 | 0 | 0 | 0 | 0 | 0 | 0 | 0 | 0 | 0
Retail | Existing | Chilled Water Controls Optimization | 1.2665 | 0.0012623 |  | 3121.9177 | 10 |  | 108 | 108 | system | 0 | 137.5828 | FAIL | FAIL | Retail_Existing_Chilled Water Controls Optimization_RIM | 0 | 0 | 0 | 0 | 0 | 0 | 0 | 0 | 0 | 0 | 0 | 0 | 0 | 0 | 0 | 0 | 0 | 0 | 0 | 0 | Retail_Existing_Chilled Water Controls Optimization_TRC | 0 | 0 | 0 | 0 | 0 | 0 | 0 | 0 | 0 | 0 | 0 | 0 | 0 | 0 | 0 | 0 | 0 | 0 | 0 | 0
Schools K-12 | Existing | Chilled Water Controls Optimization | 0.97162 | 0.00096836 |  | 2394.9758 | 10 |  | 108 | 108 | system | 0 | 105.5465 | FAIL | FAIL | Schools K-12_Existing_Chilled Water Controls Optimization_RIM | 0 | 0 | 0 | 0 | 0 | 0 | 0 | 0 | 0 | 0 | 0 | 0 | 0 | 0 | 0 | 0 | 0 | 0 | 0 | 0 | Schools K-12_Existing_Chilled Water Controls Optimization_TRC | 0 | 0 | 0 | 0 | 0 | 0 | 0 | 0 | 0 | 0 | 0 | 0 | 0 | 0 | 0 | 0 | 0 | 0 | 0 | 0
Warehouse | Existing | Chilled Water Controls Optimization | 0.37535 | 0.00037409 |  | 925.209 | 10 |  | 108 | 108 | system | 0 | 40.7739 | FAIL | FAIL | Warehouse_Existing_Chilled Water Controls Optimization_RIM | 0 | 0 | 0 | 0 | 0 | 0 | 0 | 0 | 0 | 0 | 0 | 0 | 0 | 0 | 0 | 0 | 0 | 0 | 0 | 0 | Warehouse_Existing_Chilled Water Controls Optimization_TRC | 0 | 0 | 0 | 0 | 0 | 0 | 0 | 0 | 0 | 0 | 0 | 0 | 0 | 0 | 0 | 0 | 0 | 0 | 0 | 0
Assembly | New | Chilled Water Controls Optimization | 1.068 | 0.0010645 |  | 2632.6549 | 10 |  | 108 | 108 | system | 0 | 116.021 | FAIL | FAIL | Assembly_New_Chilled Water Controls Optimization_RIM | 0 | 0 | 0 | 0 | 0 | 0 | 0 | 0 | 0 | 0 | 0 | 0 | 0 | 0 | 0 | 0 | 0 | 0 | 0 | 0 | Assembly_New_Chilled Water Controls Optimization_TRC | 0 | 0 | 0 | 0 | 0 | 0 | 0 | 0 | 0 | 0 | 0 | 0 | 0 | 0 | 0 | 0 | 0 | 0 | 0 | 0
College and University | New | Chilled Water Controls Optimization | 1.981 | 0.94465 |  | 8426.8038 | 10 |  | 108 | 108 | system | 0 | 371.3691 | FAIL | FAIL | College and University_New_Chilled Water Controls Optimization_RIM | 0 | 0 | 0 | 0 | 0 | 0 | 0 | 0 | 0 | 0 | 0 | 0 | 0 | 0 | 0 | 0 | 0 | 0 | 0 | 0 | College and University_New_Chilled Water Controls Optimization_TRC | 0 | 0 | 0 | 0 | 0 | 0 | 0 | 0 | 0 | 0 | 0 | 0 | 0 | 0 | 0 | 0 | 0 | 0 | 0 | 0
Grocery | New | Chilled Water Controls Optimization | 0 | 0 |  | 0 | 10 |  | 108 | 108 | system | 0 | 0 | FAIL | FAIL | Grocery_New_Chilled Water Controls Optimization_RIM | 0 | 0 | 0 | 0 | 0 | 0 | 0 | 0 | 0 | 0 | 0 | 0 | 0 | 0 | 0 | 0 | 0 | 0 | 0 | 0 | Grocery_New_Chilled Water Controls Optimization_TRC | 0 | 0 | 0 | 0 | 0 | 0 | 0 | 0 | 0 | 0 | 0 | 0 | 0 | 0 | 0 | 0 | 0 | 0 | 0 | 0
Healthcare | New | Chilled Water Controls Optimization | 1.6304 | 0.0016249 |  | 4018.783 | 10 |  | 108 | 108 | system | 0 | 177.1077 | FAIL | FAIL | Healthcare_New_Chilled Water Controls Optimization_RIM | 0 | 0 | 0 | 0 | 0 | 0 | 0 | 0 | 0 | 0 | 0 | 0 | 0 | 0 | 0 | 0 | 0 | 0 | 0 | 0 | Healthcare_New_Chilled Water Controls Optimization_TRC | 0 | 0 | 0 | 0 | 0 | 0 | 0 | 0 | 0 | 0 | 0 | 0 | 0 | 0 | 0 | 0 | 0 | 0 | 0 | 0
Hospitals | New | Chilled Water Controls Optimization | 5.4867 | 2.6163 |  | 23339.2789 | 10 |  | 108 | 108 | system | 0 | 1028.5616 | FAIL | FAIL | Hospitals_New_Chilled Water Controls Optimization_RIM | 0 | 0 | 0 | 0 | 0 | 0 | 0 | 0 | 0 | 0 | 0 | 0 | 0 | 0 | 0 | 0 | 0 | 0 | 0 | 0 | Hospitals_New_Chilled Water Controls Optimization_TRC | 0 | 0 | 0 | 0 | 0 | 0 | 0 | 0 | 0 | 0 | 0 | 0 | 0 | 0 | 0 | 0 | 0 | 0 | 0 | 0
Institutional | New | Chilled Water Controls Optimization | 0.57693 | 0.00057499 |  | 1422.0768 | 10 |  | 108 | 108 | system | 0 | 62.6709 | FAIL | FAIL | Institutional_New_Chilled Water Controls Optimization_RIM | 0 | 0 | 0 | 0 | 0 | 0 | 0 | 0 | 0 | 0 | 0 | 0 | 0 | 0 | 0 | 0 | 0 | 0 | 0 | 0 | Institutional_New_Chilled Water Controls Optimization_TRC | 0 | 0 | 0 | 0 | 0 | 0 | 0 | 0 | 0 | 0 | 0 | 0 | 0 | 0 | 0 | 0 | 0 | 0 | 0 | 0
Lodging/Hospitality | New | Chilled Water Controls Optimization | 4.4377 | 0.0044228 |  | 10938.6022 | 10 |  | 108 | 108 | system | 0 | 482.064 | FAIL | FAIL | Lodging/Hospitality_New_Chilled Water Controls Optimization_RIM | 0 | 0 | 0 | 0 | 0 | 0 | 0 | 0 | 0 | 0 | 0 | 0 | 0 | 0 | 0 | 0 | 0 | 0 | 0 | 0 | Lodging/Hospitality_New_Chilled Water Controls Optimization_TRC | 0 | 0 | 0 | 0 | 0 | 0 | 0 | 0 | 0 | 0 | 0 | 0 | 0 | 0 | 0 | 0 | 0 | 0 | 0 | 0
Miscellaneous | New | Chilled Water Controls Optimization | 1.3742 | 0.0013695 |  | 3387.2159 | 10 |  | 108 | 108 | system | 0 | 149.2745 | FAIL | FAIL | Miscellaneous_New_Chilled Water Controls Optimization_RIM | 0 | 0 | 0 | 0 | 0 | 0 | 0 | 0 | 0 | 0 | 0 | 0 | 0 | 0 | 0 | 0 | 0 | 0 | 0 | 0 | Miscellaneous_New_Chilled Water Controls Optimization_TRC | 0 | 0 | 0 | 0 | 0 | 0 | 0 | 0 | 0 | 0 | 0 | 0 | 0 | 0 | 0 | 0 | 0 | 0 | 0 | 0
Offices | New | Chilled Water Controls Optimization | 1.4075 | 0.0014028 |  | 3469.426 | 10 |  | 108 | 108 | system | 0 | 152.8975 | FAIL | FAIL | Offices_New_Chilled Water Controls Optimization_RIM | 0 | 0 | 0 | 0 | 0 | 0 | 0 | 0 | 0 | 0 | 0 | 0 | 0 | 0 | 0 | 0 | 0 | 0 | 0 | 0 | Offices_New_Chilled Water Controls Optimization_TRC | 0 | 0 | 0 | 0 | 0 | 0 | 0 | 0 | 0 | 0 | 0 | 0 | 0 | 0 | 0 | 0 | 0 | 0 | 0 | 0
Restaurants | New | Chilled Water Controls Optimization | 1.7308 | 0.001725 |  | 4266.2303 | 10 |  | 108 | 108 | system | 0 | 188.0127 | FAIL | FAIL | Restaurants_New_Chilled Water Controls Optimization_RIM | 0 | 0 | 0 | 0 | 0 | 0 | 0 | 0 | 0 | 0 | 0 | 0 | 0 | 0 | 0 | 0 | 0 | 0 | 0 | 0 | Restaurants_New_Chilled Water Controls Optimization_TRC | 0 | 0 | 0 | 0 | 0 | 0 | 0 | 0 | 0 | 0 | 0 | 0 | 0 | 0 | 0 | 0 | 0 | 0 | 0 | 0
Retail | New | Chilled Water Controls Optimization | 1.2665 | 0.0012623 |  | 3121.9177 | 10 |  | 108 | 108 | system | 0 | 137.5828 | FAIL | FAIL | Retail_New_Chilled Water Controls Optimization_RIM | 0 | 0 | 0 | 0 | 0 | 0 | 0 | 0 | 0 | 0 | 0 | 0 | 0 | 0 | 0 | 0 | 0 | 0 | 0 | 0 | Retail_New_Chilled Water Controls Optimization_TRC | 0 | 0 | 0 | 0 | 0 | 0 | 0 | 0 | 0 | 0 | 0 | 0 | 0 | 0 | 0 | 0 | 0 | 0 | 0 | 0
Schools K-12 | New | Chilled Water Controls Optimization | 0.97162 | 0.00096836 |  | 2394.9758 | 10 |  | 108 | 108 | system | 0 | 105.5465 | FAIL | FAIL | Schools K-12_New_Chilled Water Controls Optimization_RIM | 0 | 0 | 0 | 0 | 0 | 0 | 0 | 0 | 0 | 0 | 0 | 0 | 0 | 0 | 0 | 0 | 0 | 0 | 0 | 0 | Schools K-12_New_Chilled Water Controls Optimization_TRC | 0 | 0 | 0 | 0 | 0 | 0 | 0 | 0 | 0 | 0 | 0 | 0 | 0 | 0 | 0 | 0 | 0 | 0 | 0 | 0
Warehouse | New | Chilled Water Controls Optimization | 0.37535 | 0.00037409 |  | 925.209 | 10 |  | 108 | 108 | system | 0 | 40.7739 | FAIL | FAIL | Warehouse_New_Chilled Water Controls Optimization_RIM | 0 | 0 | 0 | 0 | 0 | 0 | 0 | 0 | 0 | 0 | 0 | 0 | 0 | 0 | 0 | 0 | 0 | 0 | 0 | 0 | Warehouse_New_Chilled Water Controls Optimization_TRC | 0 | 0 | 0 | 0 | 0 | 0 | 0 | 0 | 0 | 0 | 0 | 0 | 0 | 0 | 0 | 0 | 0 | 0 | 0 | 0
Assembly | Existing | Chilled Water System - Variable Speed Drives | 1.0305 | 1.0305 |  | 9027.4109 | 13 |  | 1898 | 1898 | motor (10 hp) | 0 | 397.8378 | FAIL | 145.858 | Assembly_Existing_Chilled Water System - Variable Speed Drives_RIM | 0 | 0 | 0 | 0 | 0 | 0 | 0 | 0 | 0 | 0 | 0 | 0 | 0 | 0 | 0 | 0 | 0 | 0 | 0 | 0 | Assembly_Existing_Chilled Water System - Variable Speed Drives_TRC | 4.6872 | 7.0891 | 10.6289 | 15.1321 | 19.7885 | 22.6914 | 21.6894 | 16.4784 | 9.8069 | 4.7382 | 42313.3409 | 63996.3744 | 95951.213 | 136603.8345 | 178638.9503 | 204845.0172 | 195799.0402 | 148756.9141 | 88530.4932 | 42773.5642 |  | 7.685%
College and University | Existing | Chilled Water System - Variable Speed Drives | 1.0305 | 1.0305 |  | 9027.4109 | 13 |  | 1898 | 1898 | motor (10 hp) | 0 | 397.8378 | FAIL | 145.858 | College and University_Existing_Chilled Water System - Variable Speed Drives_RIM | 0 | 0 | 0 | 0 | 0 | 0 | 0 | 0 | 0 | 0 | 0 | 0 | 0 | 0 | 0 | 0 | 0 | 0 | 0 | 0 | College and University_Existing_Chilled Water System - Variable Speed Drives_TRC | 0.27925 | 0.42018 | 0.62531 | 0.88083 | 1.1361 | 1.2854 | 1.213 | 0.91044 | 0.53549 | 0.25568 | 2520.8881 | 3793.1492 | 5644.9746 | 7951.5985 | 10256.0964 | 11603.6344 | 10950.313 | 8218.9575 | 4834.0476 | 2308.0959 |  | 7.685%
Grocery | Existing | Chilled Water System - Variable Speed Drives | 1.0305 | 1.0305 |  | 9027.4109 | 13 |  | 1898 | 1898 | motor (10 hp) | 0 | 397.8378 | FAIL | 145.858 | Grocery_Existing_Chilled Water System - Variable Speed Drives_RIM | 0 | 0 | 0 | 0 | 0 | 0 | 0 | 0 | 0 | 0 | 0 | 0 | 0 | 0 | 0 | 0 | 0 | 0 | 0 | 0 | Grocery_Existing_Chilled Water System - Variable Speed Drives_TRC | 0 | 0 | 0 | 0 | 0 | 0 | 0 | 0 | 0 | 0 | 0 | 0 | 0 | 0 | 0 | 0 | 0 | 0 | 0 | 0 |  | 7.685%
Healthcare | Existing | Chilled Water System - Variable Speed Drives | 1.0305 | 1.0305 |  | 9027.4109 | 13 |  | 1898 | 1898 | motor (10 hp) | 0 | 397.8378 | FAIL | 145.858 | Healthcare_Existing_Chilled Water System - Variable Speed Drives_RIM | 0 | 0 | 0 | 0 | 0 | 0 | 0 | 0 | 0 | 0 | 0 | 0 | 0 | 0 | 0 | 0 | 0 | 0 | 0 | 0 | Healthcare_Existing_Chilled Water System - Variable Speed Drives_TRC | 0 | 0 | 0 | 0 | 0 | 0 | 0 | 0 | 0 | 0 | 0 | 0 | 0 | 0 | 0 | 0 | 0 | 0 | 0 | 0 |  | 7.685%
Hospitals | Existing | Chilled Water System - Variable Speed Drives | 1.0305 | 1.0305 |  | 9027.4109 | 13 |  | 1898 | 1898 | motor (10 hp) | 0 | 397.8378 | FAIL | 145.858 | Hospitals_Existing_Chilled Water System - Variable Speed Drives_RIM | 0 | 0 | 0 | 0 | 0 | 0 | 0 | 0 | 0 | 0 | 0 | 0 | 0 | 0 | 0 | 0 | 0 | 0 | 0 | 0 | Hospitals_Existing_Chilled Water System - Variable Speed Drives_TRC | 5.4335 | 8.1996 | 12.2177 | 17.2281 | 22.2397 | 25.1855 | 23.7861 | 17.8601 | 10.509 | 5.0198 | 49050.7189 | 74021.5212 | 110294.3451 | 155524.9773 | 200766.7836 | 227359.9184 | 214727.1937 | 161230.7294 | 94868.677 | 45315.7131 |  | 7.685%
Institutional | Existing | Chilled Water System - Variable Speed Drives | 1.0305 | 1.0305 |  | 9027.4109 | 13 |  | 1898 | 1898 | motor (10 hp) | 0 | 397.8378 | FAIL | 145.858 | Institutional_Existing_Chilled Water System - Variable Speed Drives_RIM | 0 | 0 | 0 | 0 | 0 | 0 | 0 | 0 | 0 | 0 | 0 | 0 | 0 | 0 | 0 | 0 | 0 | 0 | 0 | 0 | Institutional_Existing_Chilled Water System - Variable Speed Drives_TRC | 14.5351 | 14.3073 | 14.4346 | 14.6101 | 14.803 | 14.9957 | 15.1972 | 15.3875 | 15.5785 | 15.753 | 131214.6681 | 129157.8144 | 130306.7504 | 131890.9286 | 133632.4716 | 135372.5971 | 137191.5173 | 138908.8815 | 140633.7852 | 142208.4979 |  | 7.685%
Lodging/Hospitality | Existing | Chilled Water System - Variable Speed Drives | 1.0305 | 1.0305 |  | 9027.4109 | 13 |  | 1898 | 1898 | motor (10 hp) | 0 | 397.8378 | FAIL | 145.858 | Lodging/Hospitality_Existing_Chilled Water System - Variable Speed Drives_RIM | 0 | 0 | 0 | 0 | 0 | 0 | 0 | 0 | 0 | 0 | 0 | 0 | 0 | 0 | 0 | 0 | 0 | 0 | 0 | 0 | Lodging/Hospitality_Existing_Chilled Water System - Variable Speed Drives_TRC | 1.9251 | 2.9826 | 4.4839 | 6.362 | 8.2413 | 9.3596 | 8.8597 | 6.6639 | 3.9261 | 1.8772 | 17378.749 | 26925.4008 | 40478.0884 | 57432.4236 | 74397.5111 | 84492.7841 | 79980.4983 | 60158.2124 | 35442.6265 | 16946.0947 |  | 7.685%
Miscellaneous | Existing | Chilled Water System - Variable Speed Drives | 1.0305 | 1.0305 |  | 9027.4109 | 13 |  | 1898 | 1898 | motor (10 hp) | 0 | 397.8378 | FAIL | 145.858 | Miscellaneous_Existing_Chilled Water System - Variable Speed Drives_RIM | 0 | 0 | 0 | 0 | 0 | 0 | 0 | 0 | 0 | 0 | 0 | 0 | 0 | 0 | 0 | 0 | 0 | 0 | 0 | 0 | Miscellaneous_Existing_Chilled Water System - Variable Speed Drives_TRC | 4.3241 | 3.922 | 3.791 | 3.6727 | 3.5582 | 3.447 | 3.3412 | 3.2364 | 3.1354 | 3.0348 | 39035.7181 | 35405.6191 | 34223.0013 | 33154.6136 | 32121.6043 | 31117.5415 | 30162.1807 | 29216.2413 | 28304.5869 | 27396.1738 |  | 7.685%
Offices | Existing | Chilled Water System - Variable Speed Drives | 1.0305 | 1.0305 |  | 9027.4109 | 13 |  | 1898 | 1898 | motor (10 hp) | 0 | 397.8378 | FAIL | 145.858 | Offices_Existing_Chilled Water System - Variable Speed Drives_RIM | 0 | 0 | 0 | 0 | 0 | 0 | 0 | 0 | 0 | 0 | 0 | 0 | 0 | 0 | 0 | 0 | 0 | 0 | 0 | 0 | Offices_Existing_Chilled Water System - Variable Speed Drives_TRC | 13.0144 | 13.0106 | 13.1452 | 13.2691 | 13.3523 | 13.4287 | 13.508 | 13.5735 | 13.6373 | 13.6851 | 117486.5924 | 117452.4407 | 118667.5487 | 119785.2147 | 120536.6675 | 121226.344 | 121942.2265 | 122533.5722 | 123109.1435 | 123541.2075 |  | 7.685%
Restaurants | Existing | Chilled Water System - Variable Speed Drives | 1.0305 | 1.0305 |  | 9027.4109 | 13 |  | 1898 | 1898 | motor (10 hp) | 0 | 397.8378 | FAIL | 145.858 | Restaurants_Existing_Chilled Water System - Variable Speed Drives_RIM | 0 | 0 | 0 | 0 | 0 | 0 | 0 | 0 | 0 | 0 | 0 | 0 | 0 | 0 | 0 | 0 | 0 | 0 | 0 | 0 | Restaurants_Existing_Chilled Water System - Variable Speed Drives_TRC | 0.56198 | 0.85566 | 1.2844 | 1.8283 | 2.3874 | 2.7336 | 2.6094 | 1.9802 | 1.1772 | 0.56809 | 5073.2014 | 7724.4321 | 11595.0874 | 16504.839 | 21551.9025 | 24677.2127 | 23556.3474 | 17876.1359 | 10627.1143 | 5128.3658 |  | 7.685%
Retail | Existing | Chilled Water System - Variable Speed Drives | 1.0305 | 1.0305 |  | 9027.4109 | 13 |  | 1898 | 1898 | motor (10 hp) | 0 | 397.8378 | FAIL | 145.858 | Retail_Existing_Chilled Water System - Variable Speed Drives_RIM | 0 | 0 | 0 | 0 | 0 | 0 | 0 | 0 | 0 | 0 | 0 | 0 | 0 | 0 | 0 | 0 | 0 | 0 | 0 | 0 | Retail_Existing_Chilled Water System - Variable Speed Drives_TRC | 0 | 0 | 0 | 0 | 0 | 0 | 0 | 0 | 0 | 0 | 0 | 0 | 0 | 0 | 0 | 0 | 0 | 0 | 0 | 0 |  | 7.685%
Schools K-12 | Existing | Chilled Water System - Variable Speed Drives | 1.0305 | 1.0305 |  | 9027.4109 | 13 |  | 1898 | 1898 | motor (10 hp) | 0 | 397.8378 | FAIL | 145.858 | Schools K-12_Existing_Chilled Water System - Variable Speed Drives_RIM | 0 | 0 | 0 | 0 | 0 | 0 | 0 | 0 | 0 | 0 | 0 | 0 | 0 | 0 | 0 | 0 | 0 | 0 | 0 | 0 | Schools K-12_Existing_Chilled Water System - Variable Speed Drives_TRC | 16.2824 | 24.5037 | 36.4739 | 51.3903 | 66.3004 | 75.0247 | 70.8016 | 53.1313 | 31.2394 | 14.9108 | 146987.8657 | 221205.1589 | 329265.3223 | 463921.7383 | 598521.2889 | 677279.1967 | 639154.7857 | 479638.2233 | 282010.5879 | 134605.8698 |  | 7.685%
Warehouse | Existing | Chilled Water System - Variable Speed Drives | 1.0305 | 1.0305 |  | 9027.4109 | 13 |  | 1898 | 1898 | motor (10 hp) | 0 | 397.8378 | FAIL | 145.858 | Warehouse_Existing_Chilled Water System - Variable Speed Drives_RIM | 0 | 0 | 0 | 0 | 0 | 0 | 0 | 0 | 0 | 0 | 0 | 0 | 0 | 0 | 0 | 0 | 0 | 0 | 0 | 0 | Warehouse_Existing_Chilled Water System - Variable Speed Drives_TRC | 0 | 0 | 0 | 0 | 0 | 0 | 0 | 0 | 0 | 0 | 0 | 0 | 0 | 0 | 0 | 0 | 0 | 0 | 0 | 0 |  | 7.685%
Assembly | New | Chilled Water System - Variable Speed Drives | 1.0305 | 1.0305 |  | 9027.4109 | 13 |  | 1898 | 1898 | motor (10 hp) | 0 | 397.8378 | FAIL | 145.858 | Assembly_New_Chilled Water System - Variable Speed Drives_RIM | 0 | 0 | 0 | 0 | 0 | 0 | 0 | 0 | 0 | 0 | 0 | 0 | 0 | 0 | 0 | 0 | 0 | 0 | 0 | 0 | Assembly_New_Chilled Water System - Variable Speed Drives_TRC | 0.41308 | 0.81556 | 1.5656 | 2.7122 | 4.1726 | 4.6087 | 4.2404 | 3.1432 | 1.8114 | 0.86475 | 3729.0486 | 7362.4006 | 14133.2332 | 24483.828 | 37667.3937 | 41604.8672 | 38279.5601 | 28374.5893 | 16352.3178 | 7806.4777 |  | 7.685%
College and University | New | Chilled Water System - Variable Speed Drives | 1.0305 | 1.0305 |  | 9027.4109 | 13 |  | 1898 | 1898 | motor (10 hp) | 0 | 397.8378 | FAIL | 145.858 | College and University_New_Chilled Water System - Variable Speed Drives_RIM | 0 | 0 | 0 | 0 | 0 | 0 | 0 | 0 | 0 | 0 | 0 | 0 | 0 | 0 | 0 | 0 | 0 | 0 | 0 | 0 | College and University_New_Chilled Water System - Variable Speed Drives_TRC | 0.021922 | 0.031387 | 0.047443 | 0.06786 | 0.088851 | 0.094101 | 0.085574 | 0.063857 | 0.035514 | 0.016311 | 197.8946 | 283.3407 | 428.2868 | 612.5967 | 802.0958 | 849.4903 | 772.5088 | 576.4604 | 320.597 | 147.2431 |  | 7.685%
Grocery | New | Chilled Water System - Variable Speed Drives | 1.0305 | 1.0305 |  | 9027.4109 | 13 |  | 1898 | 1898 | motor (10 hp) | 0 | 397.8378 | FAIL | 145.858 | Grocery_New_Chilled Water System - Variable Speed Drives_RIM | 0 | 0 | 0 | 0 | 0 | 0 | 0 | 0 | 0 | 0 | 0 | 0 | 0 | 0 | 0 | 0 | 0 | 0 | 0 | 0 | Grocery_New_Chilled Water System - Variable Speed Drives_TRC | 0 | 0 | 0 | 0 | 0 | 0 | 0 | 0 | 0 | 0 | 0 | 0 | 0 | 0 | 0 | 0 | 0 | 0 | 0 | 0 |  | 7.685%
Healthcare | New | Chilled Water System - Variable Speed Drives | 1.0305 | 1.0305 |  | 9027.4109 | 13 |  | 1898 | 1898 | motor (10 hp) | 0 | 397.8378 | FAIL | 145.858 | Healthcare_New_Chilled Water System - Variable Speed Drives_RIM | 0 | 0 | 0 | 0 | 0 | 0 | 0 | 0 | 0 | 0 | 0 | 0 | 0 | 0 | 0 | 0 | 0 | 0 | 0 | 0 | Healthcare_New_Chilled Water System - Variable Speed Drives_TRC | 0 | 0 | 0 | 0 | 0 | 0 | 0 | 0 | 0 | 0 | 0 | 0 | 0 | 0 | 0 | 0 | 0 | 0 | 0 | 0 |  | 7.685%
Hospitals | New | Chilled Water System - Variable Speed Drives | 1.0305 | 1.0305 |  | 9027.4109 | 13 |  | 1898 | 1898 | motor (10 hp) | 0 | 397.8378 | FAIL | 145.858 | Hospitals_New_Chilled Water System - Variable Speed Drives_RIM | 0 | 0 | 0 | 0 | 0 | 0 | 0 | 0 | 0 | 0 | 0 | 0 | 0 | 0 | 0 | 0 | 0 | 0 | 0 | 0 | Hospitals_New_Chilled Water System - Variable Speed Drives_TRC | 0.51091 | 0.71191 | 1.0458 | 1.4526 | 1.8469 | 2.0009 | 1.8198 | 1.3241 | 0.75729 | 0.35154 | 4612.1841 | 6426.7128 | 9440.9646 | 13112.8533 | 16672.4808 | 18062.6395 | 16428.3741 | 11953.26 | 6836.4105 | 3173.5367 |  | 7.685%
Institutional | New | Chilled Water System - Variable Speed Drives | 1.0305 | 1.0305 |  | 9027.4109 | 13 |  | 1898 | 1898 | motor (10 hp) | 0 | 397.8378 | FAIL | 145.858 | Institutional_New_Chilled Water System - Variable Speed Drives_RIM | 0 | 0 | 0 | 0 | 0 | 0 | 0 | 0 | 0 | 0 | 0 | 0 | 0 | 0 | 0 | 0 | 0 | 0 | 0 | 0 | Institutional_New_Chilled Water System - Variable Speed Drives_TRC | 1.3584 | 2.1241 | 3.4757 | 5.3432 | 7.4751 | 8.4271 | 7.8673 | 5.8099 | 3.3502 | 1.5643 | 12262.5322 | 19174.9359 | 31376.2811 | 48235.1336 | 67481.0662 | 76075.1732 | 71021.5347 | 52448.1623 | 30243.3805 | 14121.2739 |  | 7.685%
Lodging/Hospitality | New | Chilled Water System - Variable Speed Drives | 1.0305 | 1.0305 |  | 9027.4109 | 13 |  | 1898 | 1898 | motor (10 hp) | 0 | 397.8378 | FAIL | 145.858 | Lodging/Hospitality_New_Chilled Water System - Variable Speed Drives_RIM | 0 | 0 | 0 | 0 | 0 | 0 | 0 | 0 | 0 | 0 | 0 | 0 | 0 | 0 | 0 | 0 | 0 | 0 | 0 | 0 | Lodging/Hospitality_New_Chilled Water System - Variable Speed Drives_TRC | 0.48038 | 0.58904 | 0.75714 | 0.89324 | 0.92732 | 0.96299 | 0.84456 | 0.5936 | 0.32964 | 0.14904 | 4336.5967 | 5317.5228 | 6835.0192 | 8063.6261 | 8371.2962 | 8693.3246 | 7624.1752 | 5358.6658 | 2975.7793 | 1345.422 |  | 7.685%
Miscellaneous | New | Chilled Water System - Variable Speed Drives | 1.0305 | 1.0305 |  | 9027.4109 | 13 |  | 1898 | 1898 | motor (10 hp) | 0 | 397.8378 | FAIL | 145.858 | Miscellaneous_New_Chilled Water System - Variable Speed Drives_RIM | 0 | 0 | 0 | 0 | 0 | 0 | 0 | 0 | 0 | 0 | 0 | 0 | 0 | 0 | 0 | 0 | 0 | 0 | 0 | 0 | Miscellaneous_New_Chilled Water System - Variable Speed Drives_TRC | 0 | 0 | 0 | 0 | 0 | 0 | 0 | 0 | 0 | 0 | 0 | 0 | 0 | 0 | 0 | 0 | 0 | 0 | 0 | 0 |  | 7.685%
Offices | New | Chilled Water System - Variable Speed Drives | 1.0305 | 1.0305 |  | 9027.4109 | 13 |  | 1898 | 1898 | motor (10 hp) | 0 | 397.8378 | FAIL | 145.858 | Offices_New_Chilled Water System - Variable Speed Drives_RIM | 0 | 0 | 0 | 0 | 0 | 0 | 0 | 0 | 0 | 0 | 0 | 0 | 0 | 0 | 0 | 0 | 0 | 0 | 0 | 0 | Offices_New_Chilled Water System - Variable Speed Drives_TRC | 2.5964 | 3.0291 | 3.5915 | 3.7412 | 3.1073 | 3.2339 | 2.8167 | 1.9478 | 1.0618 | 0.47341 | 23438.596 | 27345.2459 | 32422.095 | 33773.314 | 28051.1383 | 29193.9095 | 25427.532 | 17583.8538 | 9585.3524 | 4273.6841 |  | 7.685%
Restaurants | New | Chilled Water System - Variable Speed Drives | 1.0305 | 1.0305 |  | 9027.4109 | 13 |  | 1898 | 1898 | motor (10 hp) | 0 | 397.8378 | FAIL | 145.858 | Restaurants_New_Chilled Water System - Variable Speed Drives_RIM | 0 | 0 | 0 | 0 | 0 | 0 | 0 | 0 | 0 | 0 | 0 | 0 | 0 | 0 | 0 | 0 | 0 | 0 | 0 | 0 | Restaurants_New_Chilled Water System - Variable Speed Drives_TRC | 0.073798 | 0.11972 | 0.20281 | 0.32055 | 0.45926 | 0.5003 | 0.45721 | 0.33894 | 0.19599 | 0.093749 | 666.2016 | 1080.7398 | 1830.8444 | 2893.755 | 4145.9178 | 4516.4585 | 4127.4294 | 3059.7254 | 1769.2553 | 846.3108 |  | 7.685%
Retail | New | Chilled Water System - Variable Speed Drives | 1.0305 | 1.0305 |  | 9027.4109 | 13 |  | 1898 | 1898 | motor (10 hp) | 0 | 397.8378 | FAIL | 145.858 | Retail_New_Chilled Water System - Variable Speed Drives_RIM | 0 | 0 | 0 | 0 | 0 | 0 | 0 | 0 | 0 | 0 | 0 | 0 | 0 | 0 | 0 | 0 | 0 | 0 | 0 | 0 | Retail_New_Chilled Water System - Variable Speed Drives_TRC | 0 | 0 | 0 | 0 | 0 | 0 | 0 | 0 | 0 | 0 | 0 | 0 | 0 | 0 | 0 | 0 | 0 | 0 | 0 | 0 |  | 7.685%
Schools K-12 | New | Chilled Water System - Variable Speed Drives | 1.0305 | 1.0305 |  | 9027.4109 | 13 |  | 1898 | 1898 | motor (10 hp) | 0 | 397.8378 | FAIL | 145.858 | Schools K-12_New_Chilled Water System - Variable Speed Drives_RIM | 0 | 0 | 0 | 0 | 0 | 0 | 0 | 0 | 0 | 0 | 0 | 0 | 0 | 0 | 0 | 0 | 0 | 0 | 0 | 0 | Schools K-12_New_Chilled Water System - Variable Speed Drives_TRC | 1.2782 | 1.8301 | 2.7663 | 3.9568 | 5.1807 | 5.4869 | 4.9896 | 3.7234 | 2.0707 | 0.95104 | 11538.8329 | 16521.0213 | 24972.5359 | 35719.2705 | 46768.5774 | 49532.0558 | 45043.4217 | 33612.2353 | 18693.3622 | 8585.447 |  | 7.685%
Warehouse | New | Chilled Water System - Variable Speed Drives | 1.0305 | 1.0305 |  | 9027.4109 | 13 |  | 1898 | 1898 | motor (10 hp) | 0 | 397.8378 | FAIL | 145.858 | Warehouse_New_Chilled Water System - Variable Speed Drives_RIM | 0 | 0 | 0 | 0 | 0 | 0 | 0 | 0 | 0 | 0 | 0 | 0 | 0 | 0 | 0 | 0 | 0 | 0 | 0 | 0 | Warehouse_New_Chilled Water System - Variable Speed Drives_TRC | 0 | 0 | 0 | 0 | 0 | 0 | 0 | 0 | 0 | 0 | 0 | 0 | 0 | 0 | 0 | 0 | 0 | 0 | 0 | 0 |  | 7.685%
Assembly | Existing | Cool Roof | 7.5697e-05 | 0 |  | 0.17819 | 15 |  | 1.5929 | 1.5929 | sq ft | 0 | 0.0078527 | FAIL | FAIL | Assembly_Existing_Cool Roof_RIM | 0 | 0 | 0 | 0 | 0 | 0 | 0 | 0 | 0 | 0 | 0 | 0 | 0 | 0 | 0 | 0 | 0 | 0 | 0 | 0 | Assembly_Existing_Cool Roof_TRC | 0 | 0 | 0 | 0 | 0 | 0 | 0 | 0 | 0 | 0 | 0 | 0 | 0 | 0 | 0 | 0 | 0 | 0 | 0 | 0
College and University | Existing | Cool Roof | 7.5697e-05 | 0 |  | 0.17819 | 15 |  | 1.5929 | 1.5929 | sq ft | 0 | 0.0078527 | FAIL | FAIL | College and University_Existing_Cool Roof_RIM | 0 | 0 | 0 | 0 | 0 | 0 | 0 | 0 | 0 | 0 | 0 | 0 | 0 | 0 | 0 | 0 | 0 | 0 | 0 | 0 | College and University_Existing_Cool Roof_TRC | 0 | 0 | 0 | 0 | 0 | 0 | 0 | 0 | 0 | 0 | 0 | 0 | 0 | 0 | 0 | 0 | 0 | 0 | 0 | 0
Grocery | Existing | Cool Roof | 7.5697e-05 | 0 |  | 0.17819 | 15 |  | 1.5929 | 1.5929 | sq ft | 0 | 0.0078527 | FAIL | FAIL | Grocery_Existing_Cool Roof_RIM | 0 | 0 | 0 | 0 | 0 | 0 | 0 | 0 | 0 | 0 | 0 | 0 | 0 | 0 | 0 | 0 | 0 | 0 | 0 | 0 | Grocery_Existing_Cool Roof_TRC | 0 | 0 | 0 | 0 | 0 | 0 | 0 | 0 | 0 | 0 | 0 | 0 | 0 | 0 | 0 | 0 | 0 | 0 | 0 | 0
Healthcare | Existing | Cool Roof | 7.5697e-05 | 0 |  | 0.17819 | 15 |  | 1.5929 | 1.5929 | sq ft | 0 | 0.0078527 | FAIL | FAIL | Healthcare_Existing_Cool Roof_RIM | 0 | 0 | 0 | 0 | 0 | 0 | 0 | 0 | 0 | 0 | 0 | 0 | 0 | 0 | 0 | 0 | 0 | 0 | 0 | 0 | Healthcare_Existing_Cool Roof_TRC | 0 | 0 | 0 | 0 | 0 | 0 | 0 | 0 | 0 | 0 | 0 | 0 | 0 | 0 | 0 | 0 | 0 | 0 | 0 | 0
Hospitals | Existing | Cool Roof | 7.5697e-05 | 0 |  | 0.17819 | 15 |  | 1.5929 | 1.5929 | sq ft | 0 | 0.0078527 | FAIL | FAIL | Hospitals_Existing_Cool Roof_RIM | 0 | 0 | 0 | 0 | 0 | 0 | 0 | 0 | 0 | 0 | 0 | 0 | 0 | 0 | 0 | 0 | 0 | 0 | 0 | 0 | Hospitals_Existing_Cool Roof_TRC | 0 | 0 | 0 | 0 | 0 | 0 | 0 | 0 | 0 | 0 | 0 | 0 | 0 | 0 | 0 | 0 | 0 | 0 | 0 | 0
Institutional | Existing | Cool Roof | 7.5697e-05 | 0 |  | 0.17819 | 15 |  | 1.5929 | 1.5929 | sq ft | 0 | 0.0078527 | FAIL | FAIL | Institutional_Existing_Cool Roof_RIM | 0 | 0 | 0 | 0 | 0 | 0 | 0 | 0 | 0 | 0 | 0 | 0 | 0 | 0 | 0 | 0 | 0 | 0 | 0 | 0 | Institutional_Existing_Cool Roof_TRC | 0 | 0 | 0 | 0 | 0 | 0 | 0 | 0 | 0 | 0 | 0 | 0 | 0 | 0 | 0 | 0 | 0 | 0 | 0 | 0
Lodging/Hospitality | Existing | Cool Roof | 0.00010041 | 0 |  | 0.17819 | 15 |  | 1.5929 | 1.5929 | sq ft | 0 | 0.0078527 | FAIL | FAIL | Lodging/Hospitality_Existing_Cool Roof_RIM | 0 | 0 | 0 | 0 | 0 | 0 | 0 | 0 | 0 | 0 | 0 | 0 | 0 | 0 | 0 | 0 | 0 | 0 | 0 | 0 | Lodging/Hospitality_Existing_Cool Roof_TRC | 0 | 0 | 0 | 0 | 0 | 0 | 0 | 0 | 0 | 0 | 0 | 0 | 0 | 0 | 0 | 0 | 0 | 0 | 0 | 0
Miscellaneous | Existing | Cool Roof | 2.2991e-05 | 0 |  | 0.17819 | 15 |  | 1.5929 | 1.5929 | sq ft | 0 | 0.0078527 | FAIL | FAIL | Miscellaneous_Existing_Cool Roof_RIM | 0 | 0 | 0 | 0 | 0 | 0 | 0 | 0 | 0 | 0 | 0 | 0 | 0 | 0 | 0 | 0 | 0 | 0 | 0 | 0 | Miscellaneous_Existing_Cool Roof_TRC | 0 | 0 | 0 | 0 | 0 | 0 | 0 | 0 | 0 | 0 | 0 | 0 | 0 | 0 | 0 | 0 | 0 | 0 | 0 | 0
Offices | Existing | Cool Roof | 7.5697e-05 | 0 |  | 0.17819 | 15 |  | 1.5929 | 1.5929 | sq ft | 0 | 0.0078527 | FAIL | FAIL | Offices_Existing_Cool Roof_RIM | 0 | 0 | 0 | 0 | 0 | 0 | 0 | 0 | 0 | 0 | 0 | 0 | 0 | 0 | 0 | 0 | 0 | 0 | 0 | 0 | Offices_Existing_Cool Roof_TRC | 0 | 0 | 0 | 0 | 0 | 0 | 0 | 0 | 0 | 0 | 0 | 0 | 0 | 0 | 0 | 0 | 0 | 0 | 0 | 0
Restaurants | Existing | Cool Roof | 7.5697e-05 | 0 |  | 0.17819 | 15 |  | 1.5929 | 1.5929 | sq ft | 0 | 0.0078527 | FAIL | FAIL | Restaurants_Existing_Cool Roof_RIM | 0 | 0 | 0 | 0 | 0 | 0 | 0 | 0 | 0 | 0 | 0 | 0 | 0 | 0 | 0 | 0 | 0 | 0 | 0 | 0 | Restaurants_Existing_Cool Roof_TRC | 0 | 0 | 0 | 0 | 0 | 0 | 0 | 0 | 0 | 0 | 0 | 0 | 0 | 0 | 0 | 0 | 0 | 0 | 0 | 0
Retail | Existing | Cool Roof | 7.5697e-05 | 0 |  | 0.17819 | 15 |  | 1.5929 | 1.5929 | sq ft | 0 | 0.0078527 | FAIL | FAIL | Retail_Existing_Cool Roof_RIM | 0 | 0 | 0 | 0 | 0 | 0 | 0 | 0 | 0 | 0 | 0 | 0 | 0 | 0 | 0 | 0 | 0 | 0 | 0 | 0 | Retail_Existing_Cool Roof_TRC | 0 | 0 | 0 | 0 | 0 | 0 | 0 | 0 | 0 | 0 | 0 | 0 | 0 | 0 | 0 | 0 | 0 | 0 | 0 | 0
Schools K-12 | Existing | Cool Roof | 7.5697e-05 | 0 |  | 0.17819 | 15 |  | 1.5929 | 1.5929 | sq ft | 0 | 0.0078527 | FAIL | FAIL | Schools K-12_Existing_Cool Roof_RIM | 0 | 0 | 0 | 0 | 0 | 0 | 0 | 0 | 0 | 0 | 0 | 0 | 0 | 0 | 0 | 0 | 0 | 0 | 0 | 0 | Schools K-12_Existing_Cool Roof_TRC | 0 | 0 | 0 | 0 | 0 | 0 | 0 | 0 | 0 | 0 | 0 | 0 | 0 | 0 | 0 | 0 | 0 | 0 | 0 | 0
Warehouse | Existing | Cool Roof | 2.2991e-05 | 0 |  | 0.17819 | 15 |  | 1.5929 | 1.5929 | sq ft | 0 | 0.0078527 | FAIL | FAIL | Warehouse_Existing_Cool Roof_RIM | 0 | 0 | 0 | 0 | 0 | 0 | 0 | 0 | 0 | 0 | 0 | 0 | 0 | 0 | 0 | 0 | 0 | 0 | 0 | 0 | Warehouse_Existing_Cool Roof_TRC | 0 | 0 | 0 | 0 | 0 | 0 | 0 | 0 | 0 | 0 | 0 | 0 | 0 | 0 | 0 | 0 | 0 | 0 | 0 | 0
Assembly | New | Cool Roof | 7.5512e-05 | 0 |  | 0.17775 | 15 |  | 1.5929 | 1.5929 | sq ft | 0 | 0.0078335 | FAIL | FAIL | Assembly_New_Cool Roof_RIM | 0 | 0 | 0 | 0 | 0 | 0 | 0 | 0 | 0 | 0 | 0 | 0 | 0 | 0 | 0 | 0 | 0 | 0 | 0 | 0 | Assembly_New_Cool Roof_TRC | 0 | 0 | 0 | 0 | 0 | 0 | 0 | 0 | 0 | 0 | 0 | 0 | 0 | 0 | 0 | 0 | 0 | 0 | 0 | 0
College and University | New | Cool Roof | 7.5512e-05 | 0 |  | 0.17775 | 15 |  | 1.5929 | 1.5929 | sq ft | 0 | 0.0078335 | FAIL | FAIL | College and University_New_Cool Roof_RIM | 0 | 0 | 0 | 0 | 0 | 0 | 0 | 0 | 0 | 0 | 0 | 0 | 0 | 0 | 0 | 0 | 0 | 0 | 0 | 0 | College and University_New_Cool Roof_TRC | 0 | 0 | 0 | 0 | 0 | 0 | 0 | 0 | 0 | 0 | 0 | 0 | 0 | 0 | 0 | 0 | 0 | 0 | 0 | 0
Grocery | New | Cool Roof | 7.5512e-05 | 0 |  | 0.17775 | 15 |  | 1.5929 | 1.5929 | sq ft | 0 | 0.0078335 | FAIL | FAIL | Grocery_New_Cool Roof_RIM | 0 | 0 | 0 | 0 | 0 | 0 | 0 | 0 | 0 | 0 | 0 | 0 | 0 | 0 | 0 | 0 | 0 | 0 | 0 | 0 | Grocery_New_Cool Roof_TRC | 0 | 0 | 0 | 0 | 0 | 0 | 0 | 0 | 0 | 0 | 0 | 0 | 0 | 0 | 0 | 0 | 0 | 0 | 0 | 0
Healthcare | New | Cool Roof | 7.5512e-05 | 0 |  | 0.17775 | 15 |  | 1.5929 | 1.5929 | sq ft | 0 | 0.0078335 | FAIL | FAIL | Healthcare_New_Cool Roof_RIM | 0 | 0 | 0 | 0 | 0 | 0 | 0 | 0 | 0 | 0 | 0 | 0 | 0 | 0 | 0 | 0 | 0 | 0 | 0 | 0 | Healthcare_New_Cool Roof_TRC | 0 | 0 | 0 | 0 | 0 | 0 | 0 | 0 | 0 | 0 | 0 | 0 | 0 | 0 | 0 | 0 | 0 | 0 | 0 | 0
Hospitals | New | Cool Roof | 7.5512e-05 | 0 |  | 0.17775 | 15 |  | 1.5929 | 1.5929 | sq ft | 0 | 0.0078335 | FAIL | FAIL | Hospitals_New_Cool Roof_RIM | 0 | 0 | 0 | 0 | 0 | 0 | 0 | 0 | 0 | 0 | 0 | 0 | 0 | 0 | 0 | 0 | 0 | 0 | 0 | 0 | Hospitals_New_Cool Roof_TRC | 0 | 0 | 0 | 0 | 0 | 0 | 0 | 0 | 0 | 0 | 0 | 0 | 0 | 0 | 0 | 0 | 0 | 0 | 0 | 0
Institutional | New | Cool Roof | 7.5512e-05 | 0 |  | 0.17775 | 15 |  | 1.5929 | 1.5929 | sq ft | 0 | 0.0078335 | FAIL | FAIL | Institutional_New_Cool Roof_RIM | 0 | 0 | 0 | 0 | 0 | 0 | 0 | 0 | 0 | 0 | 0 | 0 | 0 | 0 | 0 | 0 | 0 | 0 | 0 | 0 | Institutional_New_Cool Roof_TRC | 0 | 0 | 0 | 0 | 0 | 0 | 0 | 0 | 0 | 0 | 0 | 0 | 0 | 0 | 0 | 0 | 0 | 0 | 0 | 0
Lodging/Hospitality | New | Cool Roof | 0.00010016 | 0 |  | 0.17775 | 15 |  | 1.5929 | 1.5929 | sq ft | 0 | 0.0078335 | FAIL | FAIL | Lodging/Hospitality_New_Cool Roof_RIM | 0 | 0 | 0 | 0 | 0 | 0 | 0 | 0 | 0 | 0 | 0 | 0 | 0 | 0 | 0 | 0 | 0 | 0 | 0 | 0 | Lodging/Hospitality_New_Cool Roof_TRC | 0 | 0 | 0 | 0 | 0 | 0 | 0 | 0 | 0 | 0 | 0 | 0 | 0 | 0 | 0 | 0 | 0 | 0 | 0 | 0
Miscellaneous | New | Cool Roof | 2.2935e-05 | 0 |  | 0.17775 | 15 |  | 1.5929 | 1.5929 | sq ft | 0 | 0.0078335 | FAIL | FAIL | Miscellaneous_New_Cool Roof_RIM | 0 | 0 | 0 | 0 | 0 | 0 | 0 | 0 | 0 | 0 | 0 | 0 | 0 | 0 | 0 | 0 | 0 | 0 | 0 | 0 | Miscellaneous_New_Cool Roof_TRC | 0 | 0 | 0 | 0 | 0 | 0 | 0 | 0 | 0 | 0 | 0 | 0 | 0 | 0 | 0 | 0 | 0 | 0 | 0 | 0
Offices | New | Cool Roof | 7.5512e-05 | 0 |  | 0.17775 | 15 |  | 1.5929 | 1.5929 | sq ft | 0 | 0.0078335 | FAIL | FAIL | Offices_New_Cool Roof_RIM | 0 | 0 | 0 | 0 | 0 | 0 | 0 | 0 | 0 | 0 | 0 | 0 | 0 | 0 | 0 | 0 | 0 | 0 | 0 | 0 | Offices_New_Cool Roof_TRC | 0 | 0 | 0 | 0 | 0 | 0 | 0 | 0 | 0 | 0 | 0 | 0 | 0 | 0 | 0 | 0 | 0 | 0 | 0 | 0
Restaurants | New | Cool Roof | 7.5512e-05 | 0 |  | 0.17775 | 15 |  | 1.5929 | 1.5929 | sq ft | 0 | 0.0078335 | FAIL | FAIL | Restaurants_New_Cool Roof_RIM | 0 | 0 | 0 | 0 | 0 | 0 | 0 | 0 | 0 | 0 | 0 | 0 | 0 | 0 | 0 | 0 | 0 | 0 | 0 | 0 | Restaurants_New_Cool Roof_TRC | 0 | 0 | 0 | 0 | 0 | 0 | 0 | 0 | 0 | 0 | 0 | 0 | 0 | 0 | 0 | 0 | 0 | 0 | 0 | 0
Retail | New | Cool Roof | 7.5512e-05 | 0 |  | 0.17775 | 15 |  | 1.5929 | 1.5929 | sq ft | 0 | 0.0078335 | FAIL | FAIL | Retail_New_Cool Roof_RIM | 0 | 0 | 0 | 0 | 0 | 0 | 0 | 0 | 0 | 0 | 0 | 0 | 0 | 0 | 0 | 0 | 0 | 0 | 0 | 0 | Retail_New_Cool Roof_TRC | 0 | 0 | 0 | 0 | 0 | 0 | 0 | 0 | 0 | 0 | 0 | 0 | 0 | 0 | 0 | 0 | 0 | 0 | 0 | 0
Schools K-12 | New | Cool Roof | 7.5512e-05 | 0 |  | 0.17775 | 15 |  | 1.5929 | 1.5929 | sq ft | 0 | 0.0078335 | FAIL | FAIL | Schools K-12_New_Cool Roof_RIM | 0 | 0 | 0 | 0 | 0 | 0 | 0 | 0 | 0 | 0 | 0 | 0 | 0 | 0 | 0 | 0 | 0 | 0 | 0 | 0 | Schools K-12_New_Cool Roof_TRC | 0 | 0 | 0 | 0 | 0 | 0 | 0 | 0 | 0 | 0 | 0 | 0 | 0 | 0 | 0 | 0 | 0 | 0 | 0 | 0
Warehouse | New | Cool Roof | 2.2935e-05 | 0 |  | 0.17775 | 15 |  | 1.5929 | 1.5929 | sq ft | 0 | 0.0078335 | FAIL | FAIL | Warehouse_New_Cool Roof_RIM | 0 | 0 | 0 | 0 | 0 | 0 | 0 | 0 | 0 | 0 | 0 | 0 | 0 | 0 | 0 | 0 | 0 | 0 | 0 | 0 | Warehouse_New_Cool Roof_TRC | 0 | 0 | 0 | 0 | 0 | 0 | 0 | 0 | 0 | 0 | 0 | 0 | 0 | 0 | 0 | 0 | 0 | 0 | 0 | 0
Assembly | Existing | Dedicated Outdoor Air System on VRF unit | 0.24347 | 0.24609 |  | 800.1307 | 15 |  | 1000.58 | 1000.58 | unit (4 tons) | 0 | 35.2617 | FAIL | FAIL | Assembly_Existing_Dedicated Outdoor Air System on VRF unit_RIM | 0 | 0 | 0 | 0 | 0 | 0 | 0 | 0 | 0 | 0 | 0 | 0 | 0 | 0 | 0 | 0 | 0 | 0 | 0 | 0 | Assembly_Existing_Dedicated Outdoor Air System on VRF unit_TRC | 0 | 0 | 0 | 0 | 0 | 0 | 0 | 0 | 0 | 0 | 0 | 0 | 0 | 0 | 0 | 0 | 0 | 0 | 0 | 0
College and University | Existing | Dedicated Outdoor Air System on VRF unit | 0.1876 | 0.13783 |  | 884.2265 | 15 |  | 1000.58 | 1000.58 | unit (4 tons) | 0 | 38.9678 | FAIL | FAIL | College and University_Existing_Dedicated Outdoor Air System on VRF unit_RIM | 0 | 0 | 0 | 0 | 0 | 0 | 0 | 0 | 0 | 0 | 0 | 0 | 0 | 0 | 0 | 0 | 0 | 0 | 0 | 0 | College and University_Existing_Dedicated Outdoor Air System on VRF unit_TRC | 0 | 0 | 0 | 0 | 0 | 0 | 0 | 0 | 0 | 0 | 0 | 0 | 0 | 0 | 0 | 0 | 0 | 0 | 0 | 0
Grocery | Existing | Dedicated Outdoor Air System on VRF unit | 0.14569 | 0.14726 |  | 478.7875 | 15 |  | 1000.58 | 1000.58 | unit (4 tons) | 0 | 21.1002 | FAIL | FAIL | Grocery_Existing_Dedicated Outdoor Air System on VRF unit_RIM | 0 | 0 | 0 | 0 | 0 | 0 | 0 | 0 | 0 | 0 | 0 | 0 | 0 | 0 | 0 | 0 | 0 | 0 | 0 | 0 | Grocery_Existing_Dedicated Outdoor Air System on VRF unit_TRC | 0 | 0 | 0 | 0 | 0 | 0 | 0 | 0 | 0 | 0 | 0 | 0 | 0 | 0 | 0 | 0 | 0 | 0 | 0 | 0
Healthcare | Existing | Dedicated Outdoor Air System on VRF unit | 0.52396 | 0.52959 |  | 1721.9094 | 15 |  | 1000.58 | 1000.58 | unit (4 tons) | 0 | 75.8845 | FAIL | 666.3724 | Healthcare_Existing_Dedicated Outdoor Air System on VRF unit_RIM | 0 | 0 | 0 | 0 | 0 | 0 | 0 | 0 | 0 | 0 | 0 | 0 | 0 | 0 | 0 | 0 | 0 | 0 | 0 | 0 | Healthcare_Existing_Dedicated Outdoor Air System on VRF unit_TRC | 1.653 | 2.5296 | 3.7672 | 5.3085 | 6.8481 | 7.7524 | 7.3235 | 5.5036 | 3.2416 | 1.5495 | 2846.2848 | 4355.7984 | 6486.7111 | 9140.6765 | 11791.8738 | 13348.9726 | 12610.3539 | 9476.6534 | 5581.6616 | 2668.0711 |  | 66.6%
Hospitals | Existing | Dedicated Outdoor Air System on VRF unit | 0.49919 | 0.50455 |  | 1640.5025 | 15 |  | 1000.58 | 1000.58 | unit (4 tons) | 0 | 72.2969 | FAIL | 682.1727 | Hospitals_Existing_Dedicated Outdoor Air System on VRF unit_RIM | 0 | 0 | 0 | 0 | 0 | 0 | 0 | 0 | 0 | 0 | 0 | 0 | 0 | 0 | 0 | 0 | 0 | 0 | 0 | 0 | Hospitals_Existing_Dedicated Outdoor Air System on VRF unit_TRC | 1.3419 | 2.052 | 3.0566 | 4.3084 | 5.5595 | 6.2946 | 5.9458 | 4.4667 | 2.6298 | 1.2567 | 2201.4361 | 3366.332 | 5014.3325 | 7067.8743 | 9120.3824 | 10326.3119 | 9754.046 | 7327.6523 | 4314.1427 | 2061.5655 |  | 68.18%
Institutional | Existing | Dedicated Outdoor Air System on VRF unit | 0.1347 | 0.13614 |  | 442.6603 | 15 |  | 1000.58 | 1000.58 | unit (4 tons) | 0 | 19.508 | FAIL | FAIL | Institutional_Existing_Dedicated Outdoor Air System on VRF unit_RIM | 0 | 0 | 0 | 0 | 0 | 0 | 0 | 0 | 0 | 0 | 0 | 0 | 0 | 0 | 0 | 0 | 0 | 0 | 0 | 0 | Institutional_Existing_Dedicated Outdoor Air System on VRF unit_TRC | 0 | 0 | 0 | 0 | 0 | 0 | 0 | 0 | 0 | 0 | 0 | 0 | 0 | 0 | 0 | 0 | 0 | 0 | 0 | 0
Lodging/Hospitality | Existing | Dedicated Outdoor Air System on VRF unit | 0.27644 | 0.2031 |  | 1302.9413 | 15 |  | 1000.58 | 1000.58 | unit (4 tons) | 0 | 57.4206 | FAIL | 747.6904 | Lodging/Hospitality_Existing_Dedicated Outdoor Air System on VRF unit_RIM | 0 | 0 | 0 | 0 | 0 | 0 | 0 | 0 | 0 | 0 | 0 | 0 | 0 | 0 | 0 | 0 | 0 | 0 | 0 | 0 | Lodging/Hospitality_Existing_Dedicated Outdoor Air System on VRF unit_TRC | 3.3625 | 5.279 | 7.9361 | 11.26 | 14.586 | 16.5651 | 15.6805 | 11.7943 | 6.9488 | 3.3225 | 4381.1167 | 6878.2518 | 10340.2795 | 14671.1818 | 19004.7429 | 21583.4126 | 20430.7524 | 15367.3341 | 9053.892 | 4328.9734 |  | 74.73%
Miscellaneous | Existing | Dedicated Outdoor Air System on VRF unit | 0.13592 | 0.13738 |  | 446.692 | 15 |  | 1000.58 | 1000.58 | unit (4 tons) | 0 | 19.6857 | FAIL | FAIL | Miscellaneous_Existing_Dedicated Outdoor Air System on VRF unit_RIM | 0 | 0 | 0 | 0 | 0 | 0 | 0 | 0 | 0 | 0 | 0 | 0 | 0 | 0 | 0 | 0 | 0 | 0 | 0 | 0 | Miscellaneous_Existing_Dedicated Outdoor Air System on VRF unit_TRC | 0 | 0 | 0 | 0 | 0 | 0 | 0 | 0 | 0 | 0 | 0 | 0 | 0 | 0 | 0 | 0 | 0 | 0 | 0 | 0
Offices | Existing | Dedicated Outdoor Air System on VRF unit | 0.26883 | 0.27172 |  | 883.4693 | 15 |  | 1000.58 | 1000.58 | unit (4 tons) | 0 | 38.9345 | FAIL | 829.1063 | Offices_Existing_Dedicated Outdoor Air System on VRF unit_RIM | 0 | 0 | 0 | 0 | 0 | 0 | 0 | 0 | 0 | 0 | 0 | 0 | 0 | 0 | 0 | 0 | 0 | 0 | 0 | 0 | Offices_Existing_Dedicated Outdoor Air System on VRF unit_TRC | 51.0668 | 79.3915 | 118.6945 | 167.4121 | 215.4963 | 243.3309 | 229.1427 | 171.552 | 100.6405 | 47.9249 | 45115.9419 | 70139.9297 | 104862.9578 | 147903.4165 | 190384.3748 | 214975.3665 | 202440.5131 | 151560.9695 | 88912.8122 | 42340.1979 |  | 82.86%
Restaurants | Existing | Dedicated Outdoor Air System on VRF unit | 0.41437 | 0.41882 |  | 1361.7563 | 15 |  | 1000.58 | 1000.58 | unit (4 tons) | 0 | 60.0126 | FAIL | 736.2749 | Restaurants_Existing_Dedicated Outdoor Air System on VRF unit_RIM | 0 | 0 | 0 | 0 | 0 | 0 | 0 | 0 | 0 | 0 | 0 | 0 | 0 | 0 | 0 | 0 | 0 | 0 | 0 | 0 | Restaurants_Existing_Dedicated Outdoor Air System on VRF unit_TRC | 1.9905 | 3.0716 | 4.6107 | 6.5631 | 8.57 | 9.8128 | 9.367 | 7.1083 | 4.2258 | 2.0393 | 2710.5352 | 4182.738 | 6278.6768 | 8937.2806 | 11670.2381 | 13362.5766 | 12755.6341 | 9679.8304 | 5754.5246 | 2776.9822 |  | 73.58%
Retail | Existing | Dedicated Outdoor Air System on VRF unit | 0.31922 | 0.32265 |  | 1049.061 | 15 |  | 1000.58 | 1000.58 | unit (4 tons) | 0 | 46.2321 | FAIL | 796.9664 | Retail_Existing_Dedicated Outdoor Air System on VRF unit_RIM | 0 | 0 | 0 | 0 | 0 | 0 | 0 | 0 | 0 | 0 | 0 | 0 | 0 | 0 | 0 | 0 | 0 | 0 | 0 | 0 | Retail_Existing_Dedicated Outdoor Air System on VRF unit_TRC | 7.1155 | 10.9008 | 16.2694 | 22.9927 | 29.7677 | 33.7858 | 31.9696 | 24.0445 | 14.1656 | 6.771 | 7464.5768 | 11435.5809 | 17067.6117 | 24120.7176 | 31228.1056 | 35443.3773 | 33538.0176 | 25224.1765 | 14860.5459 | 7103.2259 |  | 79.65%
Schools K-12 | Existing | Dedicated Outdoor Air System on VRF unit | 0.27862 | 0.28162 |  | 915.6498 | 15 |  | 1000.58 | 1000.58 | unit (4 tons) | 0 | 40.3527 | FAIL | 822.8603 | Schools K-12_Existing_Dedicated Outdoor Air System on VRF unit_RIM | 0 | 0 | 0 | 0 | 0 | 0 | 0 | 0 | 0 | 0 | 0 | 0 | 0 | 0 | 0 | 0 | 0 | 0 | 0 | 0 | Schools K-12_Existing_Dedicated Outdoor Air System on VRF unit_TRC | 8.3812 | 12.7812 | 19.0247 | 26.8048 | 34.5813 | 39.1315 | 36.9287 | 27.7126 | 16.2943 | 7.7775 | 7674.2018 | 11703.1191 | 17419.9936 | 24543.7802 | 31664.3841 | 35830.722 | 33813.7965 | 25375.0067 | 14919.8677 | 7121.4831 |  | 82.24%
Warehouse | Existing | Dedicated Outdoor Air System on VRF unit | 0.062019 | 0.062685 |  | 203.814 | 15 |  | 1000.58 | 1000.58 | unit (4 tons) | 0 | 8.9821 | FAIL | FAIL | Warehouse_Existing_Dedicated Outdoor Air System on VRF unit_RIM | 0 | 0 | 0 | 0 | 0 | 0 | 0 | 0 | 0 | 0 | 0 | 0 | 0 | 0 | 0 | 0 | 0 | 0 | 0 | 0 | Warehouse_Existing_Dedicated Outdoor Air System on VRF unit_TRC | 0 | 0 | 0 | 0 | 0 | 0 | 0 | 0 | 0 | 0 | 0 | 0 | 0 | 0 | 0 | 0 | 0 | 0 | 0 | 0
Assembly | New | Dedicated Outdoor Air System on VRF unit | 0.24347 | 0.24609 |  | 800.1307 | 15 |  | 1000.58 | 1000.58 | unit (4 tons) | 0 | 35.2617 | FAIL | FAIL | Assembly_New_Dedicated Outdoor Air System on VRF unit_RIM | 0 | 0 | 0 | 0 | 0 | 0 | 0 | 0 | 0 | 0 | 0 | 0 | 0 | 0 | 0 | 0 | 0 | 0 | 0 | 0 | Assembly_New_Dedicated Outdoor Air System on VRF unit_TRC | 0 | 0 | 0 | 0 | 0 | 0 | 0 | 0 | 0 | 0 | 0 | 0 | 0 | 0 | 0 | 0 | 0 | 0 | 0 | 0
College and University | New | Dedicated Outdoor Air System on VRF unit | 0.1876 | 0.13783 |  | 884.2265 | 15 |  | 1000.58 | 1000.58 | unit (4 tons) | 0 | 38.9678 | FAIL | FAIL | College and University_New_Dedicated Outdoor Air System on VRF unit_RIM | 0 | 0 | 0 | 0 | 0 | 0 | 0 | 0 | 0 | 0 | 0 | 0 | 0 | 0 | 0 | 0 | 0 | 0 | 0 | 0 | College and University_New_Dedicated Outdoor Air System on VRF unit_TRC | 0 | 0 | 0 | 0 | 0 | 0 | 0 | 0 | 0 | 0 | 0 | 0 | 0 | 0 | 0 | 0 | 0 | 0 | 0 | 0
Grocery | New | Dedicated Outdoor Air System on VRF unit | 0.14569 | 0.14726 |  | 478.7875 | 15 |  | 1000.58 | 1000.58 | unit (4 tons) | 0 | 21.1002 | FAIL | FAIL | Grocery_New_Dedicated Outdoor Air System on VRF unit_RIM | 0 | 0 | 0 | 0 | 0 | 0 | 0 | 0 | 0 | 0 | 0 | 0 | 0 | 0 | 0 | 0 | 0 | 0 | 0 | 0 | Grocery_New_Dedicated Outdoor Air System on VRF unit_TRC | 0 | 0 | 0 | 0 | 0 | 0 | 0 | 0 | 0 | 0 | 0 | 0 | 0 | 0 | 0 | 0 | 0 | 0 | 0 | 0
Healthcare | New | Dedicated Outdoor Air System on VRF unit | 0.52396 | 0.52959 |  | 1721.9094 | 15 |  | 1000.58 | 1000.58 | unit (4 tons) | 0 | 75.8845 | FAIL | 666.3724 | Healthcare_New_Dedicated Outdoor Air System on VRF unit_RIM | 0 | 0 | 0 | 0 | 0 | 0 | 0 | 0 | 0 | 0 | 0 | 0 | 0 | 0 | 0 | 0 | 0 | 0 | 0 | 0 | Healthcare_New_Dedicated Outdoor Air System on VRF unit_TRC | 0.15699 | 0.21814 | 0.3188 | 0.43874 | 0.54924 | 0.58082 | 0.5117 | 0.36129 | 0.20457 | 0.097043 | 270.3297 | 375.6196 | 548.9419 | 755.4678 | 945.7399 | 1000.1222 | 881.1043 | 622.1152 | 352.2439 | 167.0996 |  | 66.6%
Hospitals | New | Dedicated Outdoor Air System on VRF unit | 0.49919 | 0.50455 |  | 1640.5025 | 15 |  | 1000.58 | 1000.58 | unit (4 tons) | 0 | 72.2969 | FAIL | 682.1727 | Hospitals_New_Dedicated Outdoor Air System on VRF unit_RIM | 0 | 0 | 0 | 0 | 0 | 0 | 0 | 0 | 0 | 0 | 0 | 0 | 0 | 0 | 0 | 0 | 0 | 0 | 0 | 0 | Hospitals_New_Dedicated Outdoor Air System on VRF unit_TRC | 0.12674 | 0.17579 | 0.25624 | 0.35155 | 0.43896 | 0.46421 | 0.41081 | 0.29247 | 0.16689 | 0.079444 | 207.9185 | 288.3836 | 420.3597 | 576.7117 | 720.1153 | 761.5312 | 673.9416 | 479.8015 | 273.7806 | 130.3288 |  | 68.18%
Institutional | New | Dedicated Outdoor Air System on VRF unit | 0.1347 | 0.13614 |  | 442.6603 | 15 |  | 1000.58 | 1000.58 | unit (4 tons) | 0 | 19.508 | FAIL | FAIL | Institutional_New_Dedicated Outdoor Air System on VRF unit_RIM | 0 | 0 | 0 | 0 | 0 | 0 | 0 | 0 | 0 | 0 | 0 | 0 | 0 | 0 | 0 | 0 | 0 | 0 | 0 | 0 | Institutional_New_Dedicated Outdoor Air System on VRF unit_TRC | 0 | 0 | 0 | 0 | 0 | 0 | 0 | 0 | 0 | 0 | 0 | 0 | 0 | 0 | 0 | 0 | 0 | 0 | 0 | 0
Lodging/Hospitality | New | Dedicated Outdoor Air System on VRF unit | 0.27644 | 0.2031 |  | 1302.9413 | 15 |  | 1000.58 | 1000.58 | unit (4 tons) | 0 | 57.4206 | FAIL | 747.6904 | Lodging/Hospitality_New_Dedicated Outdoor Air System on VRF unit_RIM | 0 | 0 | 0 | 0 | 0 | 0 | 0 | 0 | 0 | 0 | 0 | 0 | 0 | 0 | 0 | 0 | 0 | 0 | 0 | 0 | Lodging/Hospitality_New_Dedicated Outdoor Air System on VRF unit_TRC | 0.84553 | 1.0344 | 1.3235 | 1.5484 | 1.5849 | 1.6106 | 1.3733 | 0.94057 | 0.51842 | 0.23939 | 1101.6714 | 1347.7421 | 1724.4101 | 2017.4422 | 2065.0641 | 2098.458 | 1789.3176 | 1225.5058 | 675.4708 | 311.9139 |  | 74.73%
Miscellaneous | New | Dedicated Outdoor Air System on VRF unit | 0.13592 | 0.13738 |  | 446.692 | 15 |  | 1000.58 | 1000.58 | unit (4 tons) | 0 | 19.6857 | FAIL | FAIL | Miscellaneous_New_Dedicated Outdoor Air System on VRF unit_RIM | 0 | 0 | 0 | 0 | 0 | 0 | 0 | 0 | 0 | 0 | 0 | 0 | 0 | 0 | 0 | 0 | 0 | 0 | 0 | 0 | Miscellaneous_New_Dedicated Outdoor Air System on VRF unit_TRC | 0 | 0 | 0 | 0 | 0 | 0 | 0 | 0 | 0 | 0 | 0 | 0 | 0 | 0 | 0 | 0 | 0 | 0 | 0 | 0
Offices | New | Dedicated Outdoor Air System on VRF unit | 0.26883 | 0.27172 |  | 883.4693 | 15 |  | 1000.58 | 1000.58 | unit (4 tons) | 0 | 38.9345 | FAIL | 829.1063 | Offices_New_Dedicated Outdoor Air System on VRF unit_RIM | 0 | 0 | 0 | 0 | 0 | 0 | 0 | 0 | 0 | 0 | 0 | 0 | 0 | 0 | 0 | 0 | 0 | 0 | 0 | 0 | Offices_New_Dedicated Outdoor Air System on VRF unit_TRC | 10.2326 | 11.8844 | 13.9837 | 14.3911 | 11.5957 | 11.5737 | 9.7181 | 6.5965 | 3.6399 | 1.6995 | 9040.1756 | 10499.4853 | 12354.2112 | 12714.126 | 10244.4711 | 10225.0459 | 8585.6384 | 5827.8047 | 3215.7301 | 1501.4908 |  | 82.86%
Restaurants | New | Dedicated Outdoor Air System on VRF unit | 0.41437 | 0.41882 |  | 1361.7563 | 15 |  | 1000.58 | 1000.58 | unit (4 tons) | 0 | 60.0126 | FAIL | 736.2749 | Restaurants_New_Dedicated Outdoor Air System on VRF unit_RIM | 0 | 0 | 0 | 0 | 0 | 0 | 0 | 0 | 0 | 0 | 0 | 0 | 0 | 0 | 0 | 0 | 0 | 0 | 0 | 0 | Restaurants_New_Dedicated Outdoor Air System on VRF unit_TRC | 0.26341 | 0.42626 | 0.71867 | 1.1262 | 1.5904 | 1.695 | 1.5052 | 1.0867 | 0.62356 | 0.30471 | 358.7006 | 580.464 | 978.6483 | 1533.5614 | 2165.8033 | 2308.1774 | 2049.6698 | 1479.8001 | 849.1428 | 414.939 |  | 73.58%
Retail | New | Dedicated Outdoor Air System on VRF unit | 0.31922 | 0.32265 |  | 1049.061 | 15 |  | 1000.58 | 1000.58 | unit (4 tons) | 0 | 46.2321 | FAIL | 796.9664 | Retail_New_Dedicated Outdoor Air System on VRF unit_RIM | 0 | 0 | 0 | 0 | 0 | 0 | 0 | 0 | 0 | 0 | 0 | 0 | 0 | 0 | 0 | 0 | 0 | 0 | 0 | 0 | Retail_New_Dedicated Outdoor Air System on VRF unit_TRC | 0.72579 | 1.0788 | 1.6795 | 2.4556 | 3.2592 | 3.2237 | 2.6771 | 1.7826 | 0.959 | 0.43502 | 761.3992 | 1131.6971 | 1761.9376 | 2576.0986 | 3419.0765 | 3381.8086 | 2808.4891 | 1870.0196 | 1006.0489 | 456.3586 |  | 79.65%
Schools K-12 | New | Dedicated Outdoor Air System on VRF unit | 0.27862 | 0.28162 |  | 915.6498 | 15 |  | 1000.58 | 1000.58 | unit (4 tons) | 0 | 40.3527 | FAIL | 822.8603 | Schools K-12_New_Dedicated Outdoor Air System on VRF unit_RIM | 0 | 0 | 0 | 0 | 0 | 0 | 0 | 0 | 0 | 0 | 0 | 0 | 0 | 0 | 0 | 0 | 0 | 0 | 0 | 0 | Schools K-12_New_Dedicated Outdoor Air System on VRF unit_TRC | 0.66032 | 0.94118 | 1.4118 | 1.9952 | 2.5643 | 2.649 | 2.3435 | 1.712 | 0.95104 | 0.4485 | 604.6254 | 861.793 | 1292.7566 | 1826.8735 | 2347.9585 | 2425.522 | 2145.8055 | 1567.6347 | 870.8228 | 410.6707 |  | 82.24%
Warehouse | New | Dedicated Outdoor Air System on VRF unit | 0.062019 | 0.062685 |  | 203.814 | 15 |  | 1000.58 | 1000.58 | unit (4 tons) | 0 | 8.9821 | FAIL | FAIL | Warehouse_New_Dedicated Outdoor Air System on VRF unit_RIM | 0 | 0 | 0 | 0 | 0 | 0 | 0 | 0 | 0 | 0 | 0 | 0 | 0 | 0 | 0 | 0 | 0 | 0 | 0 | 0 | Warehouse_New_Dedicated Outdoor Air System on VRF unit_TRC | 0 | 0 | 0 | 0 | 0 | 0 | 0 | 0 | 0 | 0 | 0 | 0 | 0 | 0 | 0 | 0 | 0 | 0 | 0 | 0
Assembly | Existing | Destratification Fans | 0 | 0.057314 |  | 283.0728 | 10 |  | 6800 | 6800 | unit | 0 | 12.475 | FAIL | FAIL | Assembly_Existing_Destratification Fans_RIM | 0 | 0 | 0 | 0 | 0 | 0 | 0 | 0 | 0 | 0 | 0 | 0 | 0 | 0 | 0 | 0 | 0 | 0 | 0 | 0 | Assembly_Existing_Destratification Fans_TRC | 0 | 0 | 0 | 0 | 0 | 0 | 0 | 0 | 0 | 0 | 0 | 0 | 0 | 0 | 0 | 0 | 0 | 0 | 0 | 0
College and University | Existing | Destratification Fans | 0 | 0.10426 |  | 514.9463 | 10 |  | 6800 | 6800 | unit | 0 | 22.6937 | FAIL | FAIL | College and University_Existing_Destratification Fans_RIM | 0 | 0 | 0 | 0 | 0 | 0 | 0 | 0 | 0 | 0 | 0 | 0 | 0 | 0 | 0 | 0 | 0 | 0 | 0 | 0 | College and University_Existing_Destratification Fans_TRC | 0 | 0 | 0 | 0 | 0 | 0 | 0 | 0 | 0 | 0 | 0 | 0 | 0 | 0 | 0 | 0 | 0 | 0 | 0 | 0
Grocery | Existing | Destratification Fans | 0 | 0.037551 |  | 185.4658 | 10 |  | 6800 | 6800 | unit | 0 | 8.1735 | FAIL | FAIL | Grocery_Existing_Destratification Fans_RIM | 0 | 0 | 0 | 0 | 0 | 0 | 0 | 0 | 0 | 0 | 0 | 0 | 0 | 0 | 0 | 0 | 0 | 0 | 0 | 0 | Grocery_Existing_Destratification Fans_TRC | 0 | 0 | 0 | 0 | 0 | 0 | 0 | 0 | 0 | 0 | 0 | 0 | 0 | 0 | 0 | 0 | 0 | 0 | 0 | 0
Healthcare | Existing | Destratification Fans | 0 | 0.093921 |  | 463.8758 | 10 |  | 6800 | 6800 | unit | 0 | 20.443 | FAIL | FAIL | Healthcare_Existing_Destratification Fans_RIM | 0 | 0 | 0 | 0 | 0 | 0 | 0 | 0 | 0 | 0 | 0 | 0 | 0 | 0 | 0 | 0 | 0 | 0 | 0 | 0 | Healthcare_Existing_Destratification Fans_TRC | 0 | 0 | 0 | 0 | 0 | 0 | 0 | 0 | 0 | 0 | 0 | 0 | 0 | 0 | 0 | 0 | 0 | 0 | 0 | 0
Hospitals | Existing | Destratification Fans | 0 | 0.18546 |  | 915.9872 | 10 |  | 6800 | 6800 | unit | 0 | 40.3675 | FAIL | FAIL | Hospitals_Existing_Destratification Fans_RIM | 0 | 0 | 0 | 0 | 0 | 0 | 0 | 0 | 0 | 0 | 0 | 0 | 0 | 0 | 0 | 0 | 0 | 0 | 0 | 0 | Hospitals_Existing_Destratification Fans_TRC | 0 | 0 | 0 | 0 | 0 | 0 | 0 | 0 | 0 | 0 | 0 | 0 | 0 | 0 | 0 | 0 | 0 | 0 | 0 | 0
Institutional | Existing | Destratification Fans | 0 | 0.020645 |  | 101.9648 | 10 |  | 6800 | 6800 | unit | 0 | 4.4936 | FAIL | FAIL | Institutional_Existing_Destratification Fans_RIM | 0 | 0 | 0 | 0 | 0 | 0 | 0 | 0 | 0 | 0 | 0 | 0 | 0 | 0 | 0 | 0 | 0 | 0 | 0 | 0 | Institutional_Existing_Destratification Fans_TRC | 0 | 0 | 0 | 0 | 0 | 0 | 0 | 0 | 0 | 0 | 0 | 0 | 0 | 0 | 0 | 0 | 0 | 0 | 0 | 0
Lodging/Hospitality | Existing | Destratification Fans | 0 | 0.031143 |  | 153.8175 | 10 |  | 6800 | 6800 | unit | 0 | 6.7787 | FAIL | FAIL | Lodging/Hospitality_Existing_Destratification Fans_RIM | 0 | 0 | 0 | 0 | 0 | 0 | 0 | 0 | 0 | 0 | 0 | 0 | 0 | 0 | 0 | 0 | 0 | 0 | 0 | 0 | Lodging/Hospitality_Existing_Destratification Fans_TRC | 0 | 0 | 0 | 0 | 0 | 0 | 0 | 0 | 0 | 0 | 0 | 0 | 0 | 0 | 0 | 0 | 0 | 0 | 0 | 0
Miscellaneous | Existing | Destratification Fans | 0 | 0.047596 |  | 235.0753 | 10 |  | 6800 | 6800 | unit | 0 | 10.3598 | FAIL | FAIL | Miscellaneous_Existing_Destratification Fans_RIM | 0 | 0 | 0 | 0 | 0 | 0 | 0 | 0 | 0 | 0 | 0 | 0 | 0 | 0 | 0 | 0 | 0 | 0 | 0 | 0 | Miscellaneous_Existing_Destratification Fans_TRC | 0 | 0 | 0 | 0 | 0 | 0 | 0 | 0 | 0 | 0 | 0 | 0 | 0 | 0 | 0 | 0 | 0 | 0 | 0 | 0
Offices | Existing | Destratification Fans | 0 | 0.010424 |  | 51.4847 | 10 |  | 6800 | 6800 | unit | 0 | 2.2689 | FAIL | FAIL | Offices_Existing_Destratification Fans_RIM | 0 | 0 | 0 | 0 | 0 | 0 | 0 | 0 | 0 | 0 | 0 | 0 | 0 | 0 | 0 | 0 | 0 | 0 | 0 | 0 | Offices_Existing_Destratification Fans_TRC | 0 | 0 | 0 | 0 | 0 | 0 | 0 | 0 | 0 | 0 | 0 | 0 | 0 | 0 | 0 | 0 | 0 | 0 | 0 | 0
Restaurants | Existing | Destratification Fans | 0 | 0.082387 |  | 406.91 | 10 |  | 6800 | 6800 | unit | 0 | 17.9325 | FAIL | FAIL | Restaurants_Existing_Destratification Fans_RIM | 0 | 0 | 0 | 0 | 0 | 0 | 0 | 0 | 0 | 0 | 0 | 0 | 0 | 0 | 0 | 0 | 0 | 0 | 0 | 0 | Restaurants_Existing_Destratification Fans_TRC | 0 | 0 | 0 | 0 | 0 | 0 | 0 | 0 | 0 | 0 | 0 | 0 | 0 | 0 | 0 | 0 | 0 | 0 | 0 | 0
Retail | Existing | Destratification Fans | 0 | 0.09859 |  | 486.9386 | 10 |  | 6800 | 6800 | unit | 0 | 21.4594 | FAIL | FAIL | Retail_Existing_Destratification Fans_RIM | 0 | 0 | 0 | 0 | 0 | 0 | 0 | 0 | 0 | 0 | 0 | 0 | 0 | 0 | 0 | 0 | 0 | 0 | 0 | 0 | Retail_Existing_Destratification Fans_TRC | 0 | 0 | 0 | 0 | 0 | 0 | 0 | 0 | 0 | 0 | 0 | 0 | 0 | 0 | 0 | 0 | 0 | 0 | 0 | 0
Schools K-12 | Existing | Destratification Fans | 0 | 0.31173 |  | 1539.6462 | 10 |  | 6800 | 6800 | unit | 0 | 67.8522 | FAIL | FAIL | Schools K-12_Existing_Destratification Fans_RIM | 0 | 0 | 0 | 0 | 0 | 0 | 0 | 0 | 0 | 0 | 0 | 0 | 0 | 0 | 0 | 0 | 0 | 0 | 0 | 0 | Schools K-12_Existing_Destratification Fans_TRC | 0 | 0 | 0 | 0 | 0 | 0 | 0 | 0 | 0 | 0 | 0 | 0 | 0 | 0 | 0 | 0 | 0 | 0 | 0 | 0
Warehouse | Existing | Destratification Fans | 0 | 0.034172 |  | 168.7765 | 10 |  | 6800 | 6800 | unit | 0 | 7.438 | FAIL | FAIL | Warehouse_Existing_Destratification Fans_RIM | 0 | 0 | 0 | 0 | 0 | 0 | 0 | 0 | 0 | 0 | 0 | 0 | 0 | 0 | 0 | 0 | 0 | 0 | 0 | 0 | Warehouse_Existing_Destratification Fans_TRC | 0 | 0 | 0 | 0 | 0 | 0 | 0 | 0 | 0 | 0 | 0 | 0 | 0 | 0 | 0 | 0 | 0 | 0 | 0 | 0
Assembly | New | Destratification Fans | 0 | 0.057314 |  | 283.0728 | 10 |  | 6800 | 6800 | unit | 0 | 12.475 | FAIL | FAIL | Assembly_New_Destratification Fans_RIM | 0 | 0 | 0 | 0 | 0 | 0 | 0 | 0 | 0 | 0 | 0 | 0 | 0 | 0 | 0 | 0 | 0 | 0 | 0 | 0 | Assembly_New_Destratification Fans_TRC | 0 | 0 | 0 | 0 | 0 | 0 | 0 | 0 | 0 | 0 | 0 | 0 | 0 | 0 | 0 | 0 | 0 | 0 | 0 | 0
College and University | New | Destratification Fans | 0 | 0.10426 |  | 514.9463 | 10 |  | 6800 | 6800 | unit | 0 | 22.6937 | FAIL | FAIL | College and University_New_Destratification Fans_RIM | 0 | 0 | 0 | 0 | 0 | 0 | 0 | 0 | 0 | 0 | 0 | 0 | 0 | 0 | 0 | 0 | 0 | 0 | 0 | 0 | College and University_New_Destratification Fans_TRC | 0 | 0 | 0 | 0 | 0 | 0 | 0 | 0 | 0 | 0 | 0 | 0 | 0 | 0 | 0 | 0 | 0 | 0 | 0 | 0
Grocery | New | Destratification Fans | 0 | 0.037551 |  | 185.4658 | 10 |  | 6800 | 6800 | unit | 0 | 8.1735 | FAIL | FAIL | Grocery_New_Destratification Fans_RIM | 0 | 0 | 0 | 0 | 0 | 0 | 0 | 0 | 0 | 0 | 0 | 0 | 0 | 0 | 0 | 0 | 0 | 0 | 0 | 0 | Grocery_New_Destratification Fans_TRC | 0 | 0 | 0 | 0 | 0 | 0 | 0 | 0 | 0 | 0 | 0 | 0 | 0 | 0 | 0 | 0 | 0 | 0 | 0 | 0
Healthcare | New | Destratification Fans | 0 | 0.093921 |  | 463.8758 | 10 |  | 6800 | 6800 | unit | 0 | 20.443 | FAIL | FAIL | Healthcare_New_Destratification Fans_RIM | 0 | 0 | 0 | 0 | 0 | 0 | 0 | 0 | 0 | 0 | 0 | 0 | 0 | 0 | 0 | 0 | 0 | 0 | 0 | 0 | Healthcare_New_Destratification Fans_TRC | 0 | 0 | 0 | 0 | 0 | 0 | 0 | 0 | 0 | 0 | 0 | 0 | 0 | 0 | 0 | 0 | 0 | 0 | 0 | 0
Hospitals | New | Destratification Fans | 0 | 0.18546 |  | 915.9872 | 10 |  | 6800 | 6800 | unit | 0 | 40.3675 | FAIL | FAIL | Hospitals_New_Destratification Fans_RIM | 0 | 0 | 0 | 0 | 0 | 0 | 0 | 0 | 0 | 0 | 0 | 0 | 0 | 0 | 0 | 0 | 0 | 0 | 0 | 0 | Hospitals_New_Destratification Fans_TRC | 0 | 0 | 0 | 0 | 0 | 0 | 0 | 0 | 0 | 0 | 0 | 0 | 0 | 0 | 0 | 0 | 0 | 0 | 0 | 0
Institutional | New | Destratification Fans | 0 | 0.020645 |  | 101.9648 | 10 |  | 6800 | 6800 | unit | 0 | 4.4936 | FAIL | FAIL | Institutional_New_Destratification Fans_RIM | 0 | 0 | 0 | 0 | 0 | 0 | 0 | 0 | 0 | 0 | 0 | 0 | 0 | 0 | 0 | 0 | 0 | 0 | 0 | 0 | Institutional_New_Destratification Fans_TRC | 0 | 0 | 0 | 0 | 0 | 0 | 0 | 0 | 0 | 0 | 0 | 0 | 0 | 0 | 0 | 0 | 0 | 0 | 0 | 0
Lodging/Hospitality | New | Destratification Fans | 0 | 0.031143 |  | 153.8175 | 10 |  | 6800 | 6800 | unit | 0 | 6.7787 | FAIL | FAIL | Lodging/Hospitality_New_Destratification Fans_RIM | 0 | 0 | 0 | 0 | 0 | 0 | 0 | 0 | 0 | 0 | 0 | 0 | 0 | 0 | 0 | 0 | 0 | 0 | 0 | 0 | Lodging/Hospitality_New_Destratification Fans_TRC | 0 | 0 | 0 | 0 | 0 | 0 | 0 | 0 | 0 | 0 | 0 | 0 | 0 | 0 | 0 | 0 | 0 | 0 | 0 | 0
Miscellaneous | New | Destratification Fans | 0 | 0.047596 |  | 235.0753 | 10 |  | 6800 | 6800 | unit | 0 | 10.3598 | FAIL | FAIL | Miscellaneous_New_Destratification Fans_RIM | 0 | 0 | 0 | 0 | 0 | 0 | 0 | 0 | 0 | 0 | 0 | 0 | 0 | 0 | 0 | 0 | 0 | 0 | 0 | 0 | Miscellaneous_New_Destratification Fans_TRC | 0 | 0 | 0 | 0 | 0 | 0 | 0 | 0 | 0 | 0 | 0 | 0 | 0 | 0 | 0 | 0 | 0 | 0 | 0 | 0
Offices | New | Destratification Fans | 0 | 0.010424 |  | 51.4847 | 10 |  | 6800 | 6800 | unit | 0 | 2.2689 | FAIL | FAIL | Offices_New_Destratification Fans_RIM | 0 | 0 | 0 | 0 | 0 | 0 | 0 | 0 | 0 | 0 | 0 | 0 | 0 | 0 | 0 | 0 | 0 | 0 | 0 | 0 | Offices_New_Destratification Fans_TRC | 0 | 0 | 0 | 0 | 0 | 0 | 0 | 0 | 0 | 0 | 0 | 0 | 0 | 0 | 0 | 0 | 0 | 0 | 0 | 0
Restaurants | New | Destratification Fans | 0 | 0.082387 |  | 406.91 | 10 |  | 6800 | 6800 | unit | 0 | 17.9325 | FAIL | FAIL | Restaurants_New_Destratification Fans_RIM | 0 | 0 | 0 | 0 | 0 | 0 | 0 | 0 | 0 | 0 | 0 | 0 | 0 | 0 | 0 | 0 | 0 | 0 | 0 | 0 | Restaurants_New_Destratification Fans_TRC | 0 | 0 | 0 | 0 | 0 | 0 | 0 | 0 | 0 | 0 | 0 | 0 | 0 | 0 | 0 | 0 | 0 | 0 | 0 | 0
Retail | New | Destratification Fans | 0 | 0.09859 |  | 486.9386 | 10 |  | 6800 | 6800 | unit | 0 | 21.4594 | FAIL | FAIL | Retail_New_Destratification Fans_RIM | 0 | 0 | 0 | 0 | 0 | 0 | 0 | 0 | 0 | 0 | 0 | 0 | 0 | 0 | 0 | 0 | 0 | 0 | 0 | 0 | Retail_New_Destratification Fans_TRC | 0 | 0 | 0 | 0 | 0 | 0 | 0 | 0 | 0 | 0 | 0 | 0 | 0 | 0 | 0 | 0 | 0 | 0 | 0 | 0
Schools K-12 | New | Destratification Fans | 0 | 0.31173 |  | 1539.6462 | 10 |  | 6800 | 6800 | unit | 0 | 67.8522 | FAIL | FAIL | Schools K-12_New_Destratification Fans_RIM | 0 | 0 | 0 | 0 | 0 | 0 | 0 | 0 | 0 | 0 | 0 | 0 | 0 | 0 | 0 | 0 | 0 | 0 | 0 | 0 | Schools K-12_New_Destratification Fans_TRC | 0 | 0 | 0 | 0 | 0 | 0 | 0 | 0 | 0 | 0 | 0 | 0 | 0 | 0 | 0 | 0 | 0 | 0 | 0 | 0
Warehouse | New | Destratification Fans | 0 | 0.034172 |  | 168.7765 | 10 |  | 6800 | 6800 | unit | 0 | 7.438 | FAIL | FAIL | Warehouse_New_Destratification Fans_RIM | 0 | 0 | 0 | 0 | 0 | 0 | 0 | 0 | 0 | 0 | 0 | 0 | 0 | 0 | 0 | 0 | 0 | 0 | 0 | 0 | Warehouse_New_Destratification Fans_TRC | 0 | 0 | 0 | 0 | 0 | 0 | 0 | 0 | 0 | 0 | 0 | 0 | 0 | 0 | 0 | 0 | 0 | 0 | 0 | 0
Assembly | Existing | Duct Insulation | 0.26713 | 0.57411 |  | 983.3201 | 15 |  | 18520.6472 | 0.96125 | sq ft | 19267.2533 | 43.3349 | FAIL | FAIL | Assembly_Existing_Duct Insulation_RIM | 0 | 0 | 0 | 0 | 0 | 0 | 0 | 0 | 0 | 0 | 0 | 0 | 0 | 0 | 0 | 0 | 0 | 0 | 0 | 0 | Assembly_Existing_Duct Insulation_TRC | 0 | 0 | 0 | 0 | 0 | 0 | 0 | 0 | 0 | 0 | 0 | 0 | 0 | 0 | 0 | 0 | 0 | 0 | 0 | 0
College and University | Existing | Duct Insulation | 1.5955 | 3.429 |  | 5872.9828 | 15 |  | 72990.798 | 0.96125 | sq ft | 75933.2099 | 258.8222 | FAIL | FAIL | College and University_Existing_Duct Insulation_RIM | 0 | 0 | 0 | 0 | 0 | 0 | 0 | 0 | 0 | 0 | 0 | 0 | 0 | 0 | 0 | 0 | 0 | 0 | 0 | 0 | College and University_Existing_Duct Insulation_TRC | 0 | 0 | 0 | 0 | 0 | 0 | 0 | 0 | 0 | 0 | 0 | 0 | 0 | 0 | 0 | 0 | 0 | 0 | 0 | 0
Grocery | Existing | Duct Insulation | 0.64315 | 1.3822 |  | 2367.4384 | 15 |  | 4529.1185 | 0.96125 | sq ft | 4711.6968 | 104.333 | FAIL | FAIL | Grocery_Existing_Duct Insulation_RIM | 0 | 0 | 0 | 0 | 0 | 0 | 0 | 0 | 0 | 0 | 0 | 0 | 0 | 0 | 0 | 0 | 0 | 0 | 0 | 0 | Grocery_Existing_Duct Insulation_TRC | 0 | 0 | 0 | 0 | 0 | 0 | 0 | 0 | 0 | 0 | 0 | 0 | 0 | 0 | 0 | 0 | 0 | 0 | 0 | 0
Healthcare | Existing | Duct Insulation | 1.1226 | 2.4127 |  | 4132.3741 | 15 |  | 19341.0859 | 0.96125 | sq ft | 20120.7655 | 182.1136 | FAIL | FAIL | Healthcare_Existing_Duct Insulation_RIM | 0 | 0 | 0 | 0 | 0 | 0 | 0 | 0 | 0 | 0 | 0 | 0 | 0 | 0 | 0 | 0 | 0 | 0 | 0 | 0 | Healthcare_Existing_Duct Insulation_TRC | 0 | 0 | 0 | 0 | 0 | 0 | 0 | 0 | 0 | 0 | 0 | 0 | 0 | 0 | 0 | 0 | 0 | 0 | 0 | 0
Hospitals | Existing | Duct Insulation | 11.6976 | 25.1399 |  | 43058.6877 | 15 |  | 201531.0716 | 0.96125 | sq ft | 209655.211 | 1897.5955 | FAIL | FAIL | Hospitals_Existing_Duct Insulation_RIM | 0 | 0 | 0 | 0 | 0 | 0 | 0 | 0 | 0 | 0 | 0 | 0 | 0 | 0 | 0 | 0 | 0 | 0 | 0 | 0 | Hospitals_Existing_Duct Insulation_TRC | 0 | 0 | 0 | 0 | 0 | 0 | 0 | 0 | 0 | 0 | 0 | 0 | 0 | 0 | 0 | 0 | 0 | 0 | 0 | 0
Institutional | Existing | Duct Insulation | 1.2978 | 2.7891 |  | 4777.0684 | 15 |  | 19830.8626 | 0.96125 | sq ft | 20630.2862 | 210.5253 | FAIL | FAIL | Institutional_Existing_Duct Insulation_RIM | 0 | 0 | 0 | 0 | 0 | 0 | 0 | 0 | 0 | 0 | 0 | 0 | 0 | 0 | 0 | 0 | 0 | 0 | 0 | 0 | Institutional_Existing_Duct Insulation_TRC | 0 | 0 | 0 | 0 | 0 | 0 | 0 | 0 | 0 | 0 | 0 | 0 | 0 | 0 | 0 | 0 | 0 | 0 | 0 | 0
Lodging/Hospitality | Existing | Duct Insulation | 1.0646 | 2.288 |  | 3918.7435 | 15 |  | 32495.3786 | 0.96125 | sq ft | 33805.3353 | 172.6989 | FAIL | FAIL | Lodging/Hospitality_Existing_Duct Insulation_RIM | 0 | 0 | 0 | 0 | 0 | 0 | 0 | 0 | 0 | 0 | 0 | 0 | 0 | 0 | 0 | 0 | 0 | 0 | 0 | 0 | Lodging/Hospitality_Existing_Duct Insulation_TRC | 0 | 0 | 0 | 0 | 0 | 0 | 0 | 0 | 0 | 0 | 0 | 0 | 0 | 0 | 0 | 0 | 0 | 0 | 0 | 0
Miscellaneous | Existing | Duct Insulation | 12.3725 | 26.5904 |  | 45543.0611 | 15 |  | 277506.4746 | 0.96125 | sq ft | 288693.3416 | 2007.0818 | FAIL | FAIL | Miscellaneous_Existing_Duct Insulation_RIM | 0 | 0 | 0 | 0 | 0 | 0 | 0 | 0 | 0 | 0 | 0 | 0 | 0 | 0 | 0 | 0 | 0 | 0 | 0 | 0 | Miscellaneous_Existing_Duct Insulation_TRC | 0 | 0 | 0 | 0 | 0 | 0 | 0 | 0 | 0 | 0 | 0 | 0 | 0 | 0 | 0 | 0 | 0 | 0 | 0 | 0
Offices | Existing | Duct Insulation | 0.92485 | 1.9876 |  | 3404.3613 | 15 |  | 15442.5127 | 0.96125 | sq ft | 16065.0328 | 150.0301 | FAIL | FAIL | Offices_Existing_Duct Insulation_RIM | 0 | 0 | 0 | 0 | 0 | 0 | 0 | 0 | 0 | 0 | 0 | 0 | 0 | 0 | 0 | 0 | 0 | 0 | 0 | 0 | Offices_Existing_Duct Insulation_TRC | 0 | 0 | 0 | 0 | 0 | 0 | 0 | 0 | 0 | 0 | 0 | 0 | 0 | 0 | 0 | 0 | 0 | 0 | 0 | 0
Restaurants | Existing | Duct Insulation | 0.67017 | 1.4403 |  | 2466.8853 | 15 |  | 4882.9475 | 0.96125 | sq ft | 5079.7893 | 108.7156 | FAIL | FAIL | Restaurants_Existing_Duct Insulation_RIM | 0 | 0 | 0 | 0 | 0 | 0 | 0 | 0 | 0 | 0 | 0 | 0 | 0 | 0 | 0 | 0 | 0 | 0 | 0 | 0 | Restaurants_Existing_Duct Insulation_TRC | 0 | 0 | 0 | 0 | 0 | 0 | 0 | 0 | 0 | 0 | 0 | 0 | 0 | 0 | 0 | 0 | 0 | 0 | 0 | 0
Retail | Existing | Duct Insulation | 0.29271 | 0.62909 |  | 1077.4754 | 15 |  | 11000.3969 | 0.96125 | sq ft | 11443.846 | 47.4843 | FAIL | FAIL | Retail_Existing_Duct Insulation_RIM | 0 | 0 | 0 | 0 | 0 | 0 | 0 | 0 | 0 | 0 | 0 | 0 | 0 | 0 | 0 | 0 | 0 | 0 | 0 | 0 | Retail_Existing_Duct Insulation_TRC | 0 | 0 | 0 | 0 | 0 | 0 | 0 | 0 | 0 | 0 | 0 | 0 | 0 | 0 | 0 | 0 | 0 | 0 | 0 | 0
Schools K-12 | Existing | Duct Insulation | 1.0939 | 2.351 |  | 4026.6263 | 15 |  | 50043.8492 | 0.96125 | sq ft | 52061.2215 | 177.4533 | FAIL | FAIL | Schools K-12_Existing_Duct Insulation_RIM | 0 | 0 | 0 | 0 | 0 | 0 | 0 | 0 | 0 | 0 | 0 | 0 | 0 | 0 | 0 | 0 | 0 | 0 | 0 | 0 | Schools K-12_Existing_Duct Insulation_TRC | 0 | 0 | 0 | 0 | 0 | 0 | 0 | 0 | 0 | 0 | 0 | 0 | 0 | 0 | 0 | 0 | 0 | 0 | 0 | 0
Warehouse | Existing | Duct Insulation | 0.10867 | 0.23354 |  | 400.0066 | 15 |  | 15441.5127 | 0.96125 | sq ft | 16063.9925 | 17.6283 | FAIL | FAIL | Warehouse_Existing_Duct Insulation_RIM | 0 | 0 | 0 | 0 | 0 | 0 | 0 | 0 | 0 | 0 | 0 | 0 | 0 | 0 | 0 | 0 | 0 | 0 | 0 | 0 | Warehouse_Existing_Duct Insulation_TRC | 0 | 0 | 0 | 0 | 0 | 0 | 0 | 0 | 0 | 0 | 0 | 0 | 0 | 0 | 0 | 0 | 0 | 0 | 0 | 0
Assembly | New | Duct Insulation | 0.26713 | 0.57411 |  | 983.3201 | 15 |  | 18520.6472 | 0.96125 | sq ft | 19267.2533 | 43.3349 | FAIL | FAIL | Assembly_New_Duct Insulation_RIM | 0 | 0 | 0 | 0 | 0 | 0 | 0 | 0 | 0 | 0 | 0 | 0 | 0 | 0 | 0 | 0 | 0 | 0 | 0 | 0 | Assembly_New_Duct Insulation_TRC | 0 | 0 | 0 | 0 | 0 | 0 | 0 | 0 | 0 | 0 | 0 | 0 | 0 | 0 | 0 | 0 | 0 | 0 | 0 | 0
College and University | New | Duct Insulation | 1.5955 | 3.429 |  | 5872.9828 | 15 |  | 72990.798 | 0.96125 | sq ft | 75933.2099 | 258.8222 | FAIL | FAIL | College and University_New_Duct Insulation_RIM | 0 | 0 | 0 | 0 | 0 | 0 | 0 | 0 | 0 | 0 | 0 | 0 | 0 | 0 | 0 | 0 | 0 | 0 | 0 | 0 | College and University_New_Duct Insulation_TRC | 0 | 0 | 0 | 0 | 0 | 0 | 0 | 0 | 0 | 0 | 0 | 0 | 0 | 0 | 0 | 0 | 0 | 0 | 0 | 0
Grocery | New | Duct Insulation | 0.64315 | 1.3822 |  | 2367.4384 | 15 |  | 4529.1185 | 0.96125 | sq ft | 4711.6968 | 104.333 | FAIL | FAIL | Grocery_New_Duct Insulation_RIM | 0 | 0 | 0 | 0 | 0 | 0 | 0 | 0 | 0 | 0 | 0 | 0 | 0 | 0 | 0 | 0 | 0 | 0 | 0 | 0 | Grocery_New_Duct Insulation_TRC | 0 | 0 | 0 | 0 | 0 | 0 | 0 | 0 | 0 | 0 | 0 | 0 | 0 | 0 | 0 | 0 | 0 | 0 | 0 | 0
Healthcare | New | Duct Insulation | 1.1226 | 2.4127 |  | 4132.3741 | 15 |  | 19341.0859 | 0.96125 | sq ft | 20120.7655 | 182.1136 | FAIL | FAIL | Healthcare_New_Duct Insulation_RIM | 0 | 0 | 0 | 0 | 0 | 0 | 0 | 0 | 0 | 0 | 0 | 0 | 0 | 0 | 0 | 0 | 0 | 0 | 0 | 0 | Healthcare_New_Duct Insulation_TRC | 0 | 0 | 0 | 0 | 0 | 0 | 0 | 0 | 0 | 0 | 0 | 0 | 0 | 0 | 0 | 0 | 0 | 0 | 0 | 0
Hospitals | New | Duct Insulation | 11.6976 | 25.1399 |  | 43058.6877 | 15 |  | 201531.0716 | 0.96125 | sq ft | 209655.211 | 1897.5955 | FAIL | FAIL | Hospitals_New_Duct Insulation_RIM | 0 | 0 | 0 | 0 | 0 | 0 | 0 | 0 | 0 | 0 | 0 | 0 | 0 | 0 | 0 | 0 | 0 | 0 | 0 | 0 | Hospitals_New_Duct Insulation_TRC | 0 | 0 | 0 | 0 | 0 | 0 | 0 | 0 | 0 | 0 | 0 | 0 | 0 | 0 | 0 | 0 | 0 | 0 | 0 | 0
Institutional | New | Duct Insulation | 1.2978 | 2.7891 |  | 4777.0684 | 15 |  | 19830.8626 | 0.96125 | sq ft | 20630.2862 | 210.5253 | FAIL | FAIL | Institutional_New_Duct Insulation_RIM | 0 | 0 | 0 | 0 | 0 | 0 | 0 | 0 | 0 | 0 | 0 | 0 | 0 | 0 | 0 | 0 | 0 | 0 | 0 | 0 | Institutional_New_Duct Insulation_TRC | 0 | 0 | 0 | 0 | 0 | 0 | 0 | 0 | 0 | 0 | 0 | 0 | 0 | 0 | 0 | 0 | 0 | 0 | 0 | 0
Lodging/Hospitality | New | Duct Insulation | 1.0646 | 2.288 |  | 3918.7435 | 15 |  | 32495.3786 | 0.96125 | sq ft | 33805.3353 | 172.6989 | FAIL | FAIL | Lodging/Hospitality_New_Duct Insulation_RIM | 0 | 0 | 0 | 0 | 0 | 0 | 0 | 0 | 0 | 0 | 0 | 0 | 0 | 0 | 0 | 0 | 0 | 0 | 0 | 0 | Lodging/Hospitality_New_Duct Insulation_TRC | 0 | 0 | 0 | 0 | 0 | 0 | 0 | 0 | 0 | 0 | 0 | 0 | 0 | 0 | 0 | 0 | 0 | 0 | 0 | 0
Miscellaneous | New | Duct Insulation | 12.3725 | 26.5904 |  | 45543.0611 | 15 |  | 277506.4746 | 0.96125 | sq ft | 288693.3416 | 2007.0818 | FAIL | FAIL | Miscellaneous_New_Duct Insulation_RIM | 0 | 0 | 0 | 0 | 0 | 0 | 0 | 0 | 0 | 0 | 0 | 0 | 0 | 0 | 0 | 0 | 0 | 0 | 0 | 0 | Miscellaneous_New_Duct Insulation_TRC | 0 | 0 | 0 | 0 | 0 | 0 | 0 | 0 | 0 | 0 | 0 | 0 | 0 | 0 | 0 | 0 | 0 | 0 | 0 | 0
Offices | New | Duct Insulation | 0.92485 | 1.9876 |  | 3404.3613 | 15 |  | 15442.5127 | 0.96125 | sq ft | 16065.0328 | 150.0301 | FAIL | FAIL | Offices_New_Duct Insulation_RIM | 0 | 0 | 0 | 0 | 0 | 0 | 0 | 0 | 0 | 0 | 0 | 0 | 0 | 0 | 0 | 0 | 0 | 0 | 0 | 0 | Offices_New_Duct Insulation_TRC | 0 | 0 | 0 | 0 | 0 | 0 | 0 | 0 | 0 | 0 | 0 | 0 | 0 | 0 | 0 | 0 | 0 | 0 | 0 | 0
Restaurants | New | Duct Insulation | 0.67017 | 1.4403 |  | 2466.8853 | 15 |  | 4882.9475 | 0.96125 | sq ft | 5079.7893 | 108.7156 | FAIL | FAIL | Restaurants_New_Duct Insulation_RIM | 0 | 0 | 0 | 0 | 0 | 0 | 0 | 0 | 0 | 0 | 0 | 0 | 0 | 0 | 0 | 0 | 0 | 0 | 0 | 0 | Restaurants_New_Duct Insulation_TRC | 0 | 0 | 0 | 0 | 0 | 0 | 0 | 0 | 0 | 0 | 0 | 0 | 0 | 0 | 0 | 0 | 0 | 0 | 0 | 0
Retail | New | Duct Insulation | 0.29271 | 0.62909 |  | 1077.4754 | 15 |  | 11000.3969 | 0.96125 | sq ft | 11443.846 | 47.4843 | FAIL | FAIL | Retail_New_Duct Insulation_RIM | 0 | 0 | 0 | 0 | 0 | 0 | 0 | 0 | 0 | 0 | 0 | 0 | 0 | 0 | 0 | 0 | 0 | 0 | 0 | 0 | Retail_New_Duct Insulation_TRC | 0 | 0 | 0 | 0 | 0 | 0 | 0 | 0 | 0 | 0 | 0 | 0 | 0 | 0 | 0 | 0 | 0 | 0 | 0 | 0
Schools K-12 | New | Duct Insulation | 1.0939 | 2.351 |  | 4026.6263 | 15 |  | 50043.8492 | 0.96125 | sq ft | 52061.2215 | 177.4533 | FAIL | FAIL | Schools K-12_New_Duct Insulation_RIM | 0 | 0 | 0 | 0 | 0 | 0 | 0 | 0 | 0 | 0 | 0 | 0 | 0 | 0 | 0 | 0 | 0 | 0 | 0 | 0 | Schools K-12_New_Duct Insulation_TRC | 0 | 0 | 0 | 0 | 0 | 0 | 0 | 0 | 0 | 0 | 0 | 0 | 0 | 0 | 0 | 0 | 0 | 0 | 0 | 0
Warehouse | New | Duct Insulation | 0.10867 | 0.23354 |  | 400.0066 | 15 |  | 15441.5127 | 0.96125 | sq ft | 16063.9925 | 17.6283 | FAIL | FAIL | Warehouse_New_Duct Insulation_RIM | 0 | 0 | 0 | 0 | 0 | 0 | 0 | 0 | 0 | 0 | 0 | 0 | 0 | 0 | 0 | 0 | 0 | 0 | 0 | 0 | Warehouse_New_Duct Insulation_TRC | 0 | 0 | 0 | 0 | 0 | 0 | 0 | 0 | 0 | 0 | 0 | 0 | 0 | 0 | 0 | 0 | 0 | 0 | 0 | 0
Assembly | Existing | Duct Sealing Repair | 1.1367 | 4.0258 |  | 5769.3882 | 15 |  | 2119.3979 | 0.11 | sq ft | 19267.2533 | 254.2568 | 999.6098 | 999.6098 | Assembly_Existing_Duct Sealing Repair_RIM | 0 | 0 | 0 | 0 | 0 | 0 | 0 | 0 | 0 | 0 | 0 | 0 | 0 | 0 | 0 | 0 | 0 | 0 | 0 | 0 | Assembly_Existing_Duct Sealing Repair_TRC | 0 | 0 | 0 | 0 | 0 | 0 | 0 | 0 | 0 | 0 | 0 | 0 | 0 | 0 | 0 | 0 | 0 | 0 | 0 | 0 | 47.16% | 47.16%
College and University | Existing | Duct Sealing Repair | 6.789 | 24.0448 |  | 34458.2784 | 15 |  | 8352.6531 | 0.11 | sq ft | 75933.2099 | 1518.5756 | 1664.6009 | 1664.6009 | College and University_Existing_Duct Sealing Repair_RIM | 0 | 0 | 0 | 0 | 0 | 0 | 0 | 0 | 0 | 0 | 0 | 0 | 0 | 0 | 0 | 0 | 0 | 0 | 0 | 0 | College and University_Existing_Duct Sealing Repair_TRC | 0 | 0 | 0 | 0 | 0 | 0 | 0 | 0 | 0 | 0 | 0 | 0 | 0 | 0 | 0 | 0 | 0 | 0 | 0 | 0 | 19.93% | 19.93%
Grocery | Existing | Duct Sealing Repair | 2.7367 | 9.6926 |  | 13890.361 | 15 |  | 518.2866 | 0.11 | sq ft | 4711.6968 | 612.1479 | FAIL | FAIL | Grocery_Existing_Duct Sealing Repair_RIM | 0 | 0 | 0 | 0 | 0 | 0 | 0 | 0 | 0 | 0 | 0 | 0 | 0 | 0 | 0 | 0 | 0 | 0 | 0 | 0 | Grocery_Existing_Duct Sealing Repair_TRC | 0 | 0 | 0 | 0 | 0 | 0 | 0 | 0 | 0 | 0 | 0 | 0 | 0 | 0 | 0 | 0 | 0 | 0 | 0 | 0
Healthcare | Existing | Duct Sealing Repair | 4.7769 | 16.9185 |  | 24245.6858 | 15 |  | 2213.2842 | 0.11 | sq ft | 20120.7655 | 1068.5069 | FAIL | FAIL | Healthcare_Existing_Duct Sealing Repair_RIM | 0 | 0 | 0 | 0 | 0 | 0 | 0 | 0 | 0 | 0 | 0 | 0 | 0 | 0 | 0 | 0 | 0 | 0 | 0 | 0 | Healthcare_Existing_Duct Sealing Repair_TRC | 0 | 0 | 0 | 0 | 0 | 0 | 0 | 0 | 0 | 0 | 0 | 0 | 0 | 0 | 0 | 0 | 0 | 0 | 0 | 0
Hospitals | Existing | Duct Sealing Repair | 49.7747 | 176.288 |  | 252636.2315 | 15 |  | 23062.0732 | 0.11 | sq ft | 209655.211 | 11133.6737 | FAIL | FAIL | Hospitals_Existing_Duct Sealing Repair_RIM | 0 | 0 | 0 | 0 | 0 | 0 | 0 | 0 | 0 | 0 | 0 | 0 | 0 | 0 | 0 | 0 | 0 | 0 | 0 | 0 | Hospitals_Existing_Duct Sealing Repair_TRC | 0 | 0 | 0 | 0 | 0 | 0 | 0 | 0 | 0 | 0 | 0 | 0 | 0 | 0 | 0 | 0 | 0 | 0 | 0 | 0
Institutional | Existing | Duct Sealing Repair | 5.5222 | 19.558 |  | 28028.271 | 15 |  | 2269.3315 | 0.11 | sq ft | 20630.2862 | 1235.2053 | FAIL | FAIL | Institutional_Existing_Duct Sealing Repair_RIM | 0 | 0 | 0 | 0 | 0 | 0 | 0 | 0 | 0 | 0 | 0 | 0 | 0 | 0 | 0 | 0 | 0 | 0 | 0 | 0 | Institutional_Existing_Duct Sealing Repair_TRC | 0 | 0 | 0 | 0 | 0 | 0 | 0 | 0 | 0 | 0 | 0 | 0 | 0 | 0 | 0 | 0 | 0 | 0 | 0 | 0
Lodging/Hospitality | Existing | Duct Sealing Repair | 4.53 | 16.0439 |  | 22992.2611 | 15 |  | 3718.5869 | 0.11 | sq ft | 33805.3353 | 1013.2685 | FAIL | FAIL | Lodging/Hospitality_Existing_Duct Sealing Repair_RIM | 0 | 0 | 0 | 0 | 0 | 0 | 0 | 0 | 0 | 0 | 0 | 0 | 0 | 0 | 0 | 0 | 0 | 0 | 0 | 0 | Lodging/Hospitality_Existing_Duct Sealing Repair_TRC | 0 | 0 | 0 | 0 | 0 | 0 | 0 | 0 | 0 | 0 | 0 | 0 | 0 | 0 | 0 | 0 | 0 | 0 | 0 | 0
Miscellaneous | Existing | Duct Sealing Repair | 52.6466 | 186.4593 |  | 267212.6796 | 15 |  | 31756.2676 | 0.11 | sq ft | 288693.3416 | 11776.0575 | FAIL | FAIL | Miscellaneous_Existing_Duct Sealing Repair_RIM | 0 | 0 | 0 | 0 | 0 | 0 | 0 | 0 | 0 | 0 | 0 | 0 | 0 | 0 | 0 | 0 | 0 | 0 | 0 | 0 | Miscellaneous_Existing_Duct Sealing Repair_TRC | 0 | 0 | 0 | 0 | 0 | 0 | 0 | 0 | 0 | 0 | 0 | 0 | 0 | 0 | 0 | 0 | 0 | 0 | 0 | 0
Offices | Existing | Duct Sealing Repair | 3.9354 | 13.9379 |  | 19974.2506 | 15 |  | 1767.1536 | 0.11 | sq ft | 16065.0328 | 880.2648 | FAIL | FAIL | Offices_Existing_Duct Sealing Repair_RIM | 0 | 0 | 0 | 0 | 0 | 0 | 0 | 0 | 0 | 0 | 0 | 0 | 0 | 0 | 0 | 0 | 0 | 0 | 0 | 0 | Offices_Existing_Duct Sealing Repair_TRC | 0 | 0 | 0 | 0 | 0 | 0 | 0 | 0 | 0 | 0 | 0 | 0 | 0 | 0 | 0 | 0 | 0 | 0 | 0 | 0
Restaurants | Existing | Duct Sealing Repair | 2.8517 | 10.0998 |  | 14473.841 | 15 |  | 558.7768 | 0.11 | sq ft | 5079.7893 | 637.8619 | FAIL | FAIL | Restaurants_Existing_Duct Sealing Repair_RIM | 0 | 0 | 0 | 0 | 0 | 0 | 0 | 0 | 0 | 0 | 0 | 0 | 0 | 0 | 0 | 0 | 0 | 0 | 0 | 0 | Restaurants_Existing_Duct Sealing Repair_TRC | 0 | 0 | 0 | 0 | 0 | 0 | 0 | 0 | 0 | 0 | 0 | 0 | 0 | 0 | 0 | 0 | 0 | 0 | 0 | 0
Retail | Existing | Duct Sealing Repair | 1.2455 | 4.4113 |  | 6321.8213 | 15 |  | 1258.8231 | 0.11 | sq ft | 11443.846 | 278.6025 | 31.8125 | 31.8125 | Retail_Existing_Duct Sealing Repair_RIM | 16.822 | 16.9087 | 17.0599 | 17.2616 | 17.477 | 17.6715 | 17.8599 | 18.0209 | 18.1722 | 18.2966 | 106345.388 | 106893.9765 | 107849.9524 | 109124.5652 | 110486.3326 | 111716.3489 | 112907.3703 | 113924.9826 | 114881.2423 | 115667.7605 | Retail_Existing_Duct Sealing Repair_TRC | 16.822 | 16.9087 | 17.0599 | 17.2616 | 17.477 | 17.6715 | 17.8599 | 18.0209 | 18.1722 | 18.2966 | 106345.388 | 106893.9765 | 107849.9524 | 109124.5652 | 110486.3326 | 111716.3489 | 112907.3703 | 113924.9826 | 114881.2423 | 115667.7605 | 2.527% | 2.527%
Schools K-12 | Existing | Duct Sealing Repair | 4.6547 | 16.4855 |  | 23625.2368 | 15 |  | 5726.7344 | 0.11 | sq ft | 52061.2215 | 1041.1637 | 1141.2813 | 1141.2813 | Schools K-12_Existing_Duct Sealing Repair_RIM | 0 | 0 | 0 | 0 | 0 | 0 | 0 | 0 | 0 | 0 | 0 | 0 | 0 | 0 | 0 | 0 | 0 | 0 | 0 | 0 | Schools K-12_Existing_Duct Sealing Repair_TRC | 0 | 0 | 0 | 0 | 0 | 0 | 0 | 0 | 0 | 0 | 0 | 0 | 0 | 0 | 0 | 0 | 0 | 0 | 0 | 0 | 19.93% | 19.93%
Warehouse | Existing | Duct Sealing Repair | 0.4624 | 1.6377 |  | 2346.9401 | 15 |  | 1767.0392 | 0.11 | sq ft | 16063.9925 | 103.4296 | 455.8604 | 1311.5185 | Warehouse_Existing_Duct Sealing Repair_RIM | 0 | 0 | 0 | 0 | 0 | 0 | 0 | 0 | 0 | 0 | 0 | 0 | 0 | 0 | 0 | 0 | 0 | 0 | 0 | 0 | Warehouse_Existing_Duct Sealing Repair_TRC | 0 | 0 | 0 | 0 | 0 | 0 | 0 | 0 | 0 | 0 | 0 | 0 | 0 | 0 | 0 | 0 | 0 | 0 | 0 | 0 | 25.8% | 74.22%
Assembly | New | Duct Sealing Repair | 1.1367 | 4.0258 |  | 5769.3882 | 15 |  | 2119.3979 | 0.11 | sq ft | 19267.2533 | 254.2568 | 999.6098 | 999.6098 | Assembly_New_Duct Sealing Repair_RIM | 0 | 0 | 0 | 0 | 0 | 0 | 0 | 0 | 0 | 0 | 0 | 0 | 0 | 0 | 0 | 0 | 0 | 0 | 0 | 0 | Assembly_New_Duct Sealing Repair_TRC | 0 | 0 | 0 | 0 | 0 | 0 | 0 | 0 | 0 | 0 | 0 | 0 | 0 | 0 | 0 | 0 | 0 | 0 | 0 | 0 | 47.16% | 47.16%
College and University | New | Duct Sealing Repair | 6.789 | 24.0448 |  | 34458.2784 | 15 |  | 8352.6531 | 0.11 | sq ft | 75933.2099 | 1518.5756 | 1664.6009 | 1664.6009 | College and University_New_Duct Sealing Repair_RIM | 0 | 0 | 0 | 0 | 0 | 0 | 0 | 0 | 0 | 0 | 0 | 0 | 0 | 0 | 0 | 0 | 0 | 0 | 0 | 0 | College and University_New_Duct Sealing Repair_TRC | 0 | 0 | 0 | 0 | 0 | 0 | 0 | 0 | 0 | 0 | 0 | 0 | 0 | 0 | 0 | 0 | 0 | 0 | 0 | 0 | 19.93% | 19.93%
Grocery | New | Duct Sealing Repair | 2.7367 | 9.6926 |  | 13890.361 | 15 |  | 518.2866 | 0.11 | sq ft | 4711.6968 | 612.1479 | FAIL | FAIL | Grocery_New_Duct Sealing Repair_RIM | 0 | 0 | 0 | 0 | 0 | 0 | 0 | 0 | 0 | 0 | 0 | 0 | 0 | 0 | 0 | 0 | 0 | 0 | 0 | 0 | Grocery_New_Duct Sealing Repair_TRC | 0 | 0 | 0 | 0 | 0 | 0 | 0 | 0 | 0 | 0 | 0 | 0 | 0 | 0 | 0 | 0 | 0 | 0 | 0 | 0
Healthcare | New | Duct Sealing Repair | 4.7769 | 16.9185 |  | 24245.6858 | 15 |  | 2213.2842 | 0.11 | sq ft | 20120.7655 | 1068.5069 | FAIL | FAIL | Healthcare_New_Duct Sealing Repair_RIM | 0 | 0 | 0 | 0 | 0 | 0 | 0 | 0 | 0 | 0 | 0 | 0 | 0 | 0 | 0 | 0 | 0 | 0 | 0 | 0 | Healthcare_New_Duct Sealing Repair_TRC | 0 | 0 | 0 | 0 | 0 | 0 | 0 | 0 | 0 | 0 | 0 | 0 | 0 | 0 | 0 | 0 | 0 | 0 | 0 | 0
Hospitals | New | Duct Sealing Repair | 49.7747 | 176.288 |  | 252636.2315 | 15 |  | 23062.0732 | 0.11 | sq ft | 209655.211 | 11133.6737 | FAIL | FAIL | Hospitals_New_Duct Sealing Repair_RIM | 0 | 0 | 0 | 0 | 0 | 0 | 0 | 0 | 0 | 0 | 0 | 0 | 0 | 0 | 0 | 0 | 0 | 0 | 0 | 0 | Hospitals_New_Duct Sealing Repair_TRC | 0 | 0 | 0 | 0 | 0 | 0 | 0 | 0 | 0 | 0 | 0 | 0 | 0 | 0 | 0 | 0 | 0 | 0 | 0 | 0
Institutional | New | Duct Sealing Repair | 5.5222 | 19.558 |  | 28028.271 | 15 |  | 2269.3315 | 0.11 | sq ft | 20630.2862 | 1235.2053 | FAIL | FAIL | Institutional_New_Duct Sealing Repair_RIM | 0 | 0 | 0 | 0 | 0 | 0 | 0 | 0 | 0 | 0 | 0 | 0 | 0 | 0 | 0 | 0 | 0 | 0 | 0 | 0 | Institutional_New_Duct Sealing Repair_TRC | 0 | 0 | 0 | 0 | 0 | 0 | 0 | 0 | 0 | 0 | 0 | 0 | 0 | 0 | 0 | 0 | 0 | 0 | 0 | 0
Lodging/Hospitality | New | Duct Sealing Repair | 4.53 | 16.0439 |  | 22992.2611 | 15 |  | 3718.5869 | 0.11 | sq ft | 33805.3353 | 1013.2685 | FAIL | FAIL | Lodging/Hospitality_New_Duct Sealing Repair_RIM | 0 | 0 | 0 | 0 | 0 | 0 | 0 | 0 | 0 | 0 | 0 | 0 | 0 | 0 | 0 | 0 | 0 | 0 | 0 | 0 | Lodging/Hospitality_New_Duct Sealing Repair_TRC | 0 | 0 | 0 | 0 | 0 | 0 | 0 | 0 | 0 | 0 | 0 | 0 | 0 | 0 | 0 | 0 | 0 | 0 | 0 | 0
Miscellaneous | New | Duct Sealing Repair | 52.6466 | 186.4593 |  | 267212.6796 | 15 |  | 31756.2676 | 0.11 | sq ft | 288693.3416 | 11776.0575 | FAIL | FAIL | Miscellaneous_New_Duct Sealing Repair_RIM | 0 | 0 | 0 | 0 | 0 | 0 | 0 | 0 | 0 | 0 | 0 | 0 | 0 | 0 | 0 | 0 | 0 | 0 | 0 | 0 | Miscellaneous_New_Duct Sealing Repair_TRC | 0 | 0 | 0 | 0 | 0 | 0 | 0 | 0 | 0 | 0 | 0 | 0 | 0 | 0 | 0 | 0 | 0 | 0 | 0 | 0
Offices | New | Duct Sealing Repair | 3.9354 | 13.9379 |  | 19974.2506 | 15 |  | 1767.1536 | 0.11 | sq ft | 16065.0328 | 880.2648 | FAIL | FAIL | Offices_New_Duct Sealing Repair_RIM | 0 | 0 | 0 | 0 | 0 | 0 | 0 | 0 | 0 | 0 | 0 | 0 | 0 | 0 | 0 | 0 | 0 | 0 | 0 | 0 | Offices_New_Duct Sealing Repair_TRC | 0 | 0 | 0 | 0 | 0 | 0 | 0 | 0 | 0 | 0 | 0 | 0 | 0 | 0 | 0 | 0 | 0 | 0 | 0 | 0
Restaurants | New | Duct Sealing Repair | 2.8517 | 10.0998 |  | 14473.841 | 15 |  | 558.7768 | 0.11 | sq ft | 5079.7893 | 637.8619 | FAIL | FAIL | Restaurants_New_Duct Sealing Repair_RIM | 0 | 0 | 0 | 0 | 0 | 0 | 0 | 0 | 0 | 0 | 0 | 0 | 0 | 0 | 0 | 0 | 0 | 0 | 0 | 0 | Restaurants_New_Duct Sealing Repair_TRC | 0 | 0 | 0 | 0 | 0 | 0 | 0 | 0 | 0 | 0 | 0 | 0 | 0 | 0 | 0 | 0 | 0 | 0 | 0 | 0
Retail | New | Duct Sealing Repair | 1.2455 | 4.4113 |  | 6321.8213 | 15 |  | 1258.8231 | 0.11 | sq ft | 11443.846 | 278.6025 | 31.8125 | 31.8125 | Retail_New_Duct Sealing Repair_RIM | 0 | 0 | 0 | 0 | 0 | 0 | 0 | 0 | 0 | 0 | 0 | 0 | 0 | 0 | 0 | 0 | 0 | 0 | 0 | 0 | Retail_New_Duct Sealing Repair_TRC | 0 | 0 | 0 | 0 | 0 | 0 | 0 | 0 | 0 | 0 | 0 | 0 | 0 | 0 | 0 | 0 | 0 | 0 | 0 | 0 | 2.527% | 2.527%
Schools K-12 | New | Duct Sealing Repair | 4.6547 | 16.4855 |  | 23625.2368 | 15 |  | 5726.7344 | 0.11 | sq ft | 52061.2215 | 1041.1637 | 1141.2813 | 1141.2813 | Schools K-12_New_Duct Sealing Repair_RIM | 0 | 0 | 0 | 0 | 0 | 0 | 0 | 0 | 0 | 0 | 0 | 0 | 0 | 0 | 0 | 0 | 0 | 0 | 0 | 0 | Schools K-12_New_Duct Sealing Repair_TRC | 0 | 0 | 0 | 0 | 0 | 0 | 0 | 0 | 0 | 0 | 0 | 0 | 0 | 0 | 0 | 0 | 0 | 0 | 0 | 0 | 19.93% | 19.93%
Warehouse | New | Duct Sealing Repair | 0.4624 | 1.6377 |  | 2346.9401 | 15 |  | 1767.0392 | 0.11 | sq ft | 16063.9925 | 103.4296 | 455.8604 | 1311.5185 | Warehouse_New_Duct Sealing Repair_RIM | 0 | 0 | 0 | 0 | 0 | 0 | 0 | 0 | 0 | 0 | 0 | 0 | 0 | 0 | 0 | 0 | 0 | 0 | 0 | 0 | Warehouse_New_Duct Sealing Repair_TRC | 0 | 0 | 0 | 0 | 0 | 0 | 0 | 0 | 0 | 0 | 0 | 0 | 0 | 0 | 0 | 0 | 0 | 0 | 0 | 0 | 25.8% | 74.22%
Assembly | Existing | ECM Motors on Furnaces | 0 | 0 |  | 178.1411 | 15 |  | 287 | 287 | furnace | 0 | 7.8507 | FAIL | FAIL | Assembly_Existing_ECM Motors on Furnaces_RIM | 0 | 0 | 0 | 0 | 0 | 0 | 0 | 0 | 0 | 0 | 0 | 0 | 0 | 0 | 0 | 0 | 0 | 0 | 0 | 0 | Assembly_Existing_ECM Motors on Furnaces_TRC | 0 | 0 | 0 | 0 | 0 | 0 | 0 | 0 | 0 | 0 | 0 | 0 | 0 | 0 | 0 | 0 | 0 | 0 | 0 | 0
College and University | Existing | ECM Motors on Furnaces | 0 | 0.027183 |  | 178.1411 | 15 |  | 287 | 287 | furnace | 0 | 7.8507 | FAIL | FAIL | College and University_Existing_ECM Motors on Furnaces_RIM | 0 | 0 | 0 | 0 | 0 | 0 | 0 | 0 | 0 | 0 | 0 | 0 | 0 | 0 | 0 | 0 | 0 | 0 | 0 | 0 | College and University_Existing_ECM Motors on Furnaces_TRC | 0 | 0 | 0 | 0 | 0 | 0 | 0 | 0 | 0 | 0 | 0 | 0 | 0 | 0 | 0 | 0 | 0 | 0 | 0 | 0
Grocery | Existing | ECM Motors on Furnaces | 0 | 0.034977 |  | 306.4028 | 15 |  | 287 | 287 | furnace | 0 | 13.5032 | FAIL | FAIL | Grocery_Existing_ECM Motors on Furnaces_RIM | 0 | 0 | 0 | 0 | 0 | 0 | 0 | 0 | 0 | 0 | 0 | 0 | 0 | 0 | 0 | 0 | 0 | 0 | 0 | 0 | Grocery_Existing_ECM Motors on Furnaces_TRC | 0 | 0 | 0 | 0 | 0 | 0 | 0 | 0 | 0 | 0 | 0 | 0 | 0 | 0 | 0 | 0 | 0 | 0 | 0 | 0
Healthcare | Existing | ECM Motors on Furnaces | 0 | 0 |  | 279.3253 | 15 |  | 287 | 287 | furnace | 0 | 12.3099 | FAIL | FAIL | Healthcare_Existing_ECM Motors on Furnaces_RIM | 0 | 0 | 0 | 0 | 0 | 0 | 0 | 0 | 0 | 0 | 0 | 0 | 0 | 0 | 0 | 0 | 0 | 0 | 0 | 0 | Healthcare_Existing_ECM Motors on Furnaces_TRC | 0 | 0 | 0 | 0 | 0 | 0 | 0 | 0 | 0 | 0 | 0 | 0 | 0 | 0 | 0 | 0 | 0 | 0 | 0 | 0
Hospitals | Existing | ECM Motors on Furnaces | 0 | 0.048494 |  | 317.8038 | 15 |  | 287 | 287 | furnace | 0 | 14.0056 | FAIL | FAIL | Hospitals_Existing_ECM Motors on Furnaces_RIM | 0 | 0 | 0 | 0 | 0 | 0 | 0 | 0 | 0 | 0 | 0 | 0 | 0 | 0 | 0 | 0 | 0 | 0 | 0 | 0 | Hospitals_Existing_ECM Motors on Furnaces_TRC | 0 | 0 | 0 | 0 | 0 | 0 | 0 | 0 | 0 | 0 | 0 | 0 | 0 | 0 | 0 | 0 | 0 | 0 | 0 | 0
Institutional | Existing | ECM Motors on Furnaces | 0 | 0 |  | 155.3391 | 15 |  | 287 | 287 | furnace | 0 | 6.8458 | FAIL | FAIL | Institutional_Existing_ECM Motors on Furnaces_RIM | 0 | 0 | 0 | 0 | 0 | 0 | 0 | 0 | 0 | 0 | 0 | 0 | 0 | 0 | 0 | 0 | 0 | 0 | 0 | 0 | Institutional_Existing_ECM Motors on Furnaces_TRC | 0 | 0 | 0 | 0 | 0 | 0 | 0 | 0 | 0 | 0 | 0 | 0 | 0 | 0 | 0 | 0 | 0 | 0 | 0 | 0
Lodging/Hospitality | Existing | ECM Motors on Furnaces | 0 | 0.021475 |  | 188.117 | 15 |  | 287 | 287 | furnace | 0 | 8.2903 | FAIL | FAIL | Lodging/Hospitality_Existing_ECM Motors on Furnaces_RIM | 0 | 0 | 0 | 0 | 0 | 0 | 0 | 0 | 0 | 0 | 0 | 0 | 0 | 0 | 0 | 0 | 0 | 0 | 0 | 0 | Lodging/Hospitality_Existing_ECM Motors on Furnaces_TRC | 0 | 0 | 0 | 0 | 0 | 0 | 0 | 0 | 0 | 0 | 0 | 0 | 0 | 0 | 0 | 0 | 0 | 0 | 0 | 0
Miscellaneous | Existing | ECM Motors on Furnaces | 0 | 0 |  | 98.3339 | 15 |  | 287 | 287 | furnace | 0 | 4.3336 | FAIL | FAIL | Miscellaneous_Existing_ECM Motors on Furnaces_RIM | 0 | 0 | 0 | 0 | 0 | 0 | 0 | 0 | 0 | 0 | 0 | 0 | 0 | 0 | 0 | 0 | 0 | 0 | 0 | 0 | Miscellaneous_Existing_ECM Motors on Furnaces_TRC | 0 | 0 | 0 | 0 | 0 | 0 | 0 | 0 | 0 | 0 | 0 | 0 | 0 | 0 | 0 | 0 | 0 | 0 | 0 | 0
Offices | Existing | ECM Motors on Furnaces | 0 | 0 |  | 104.0344 | 15 |  | 287 | 287 | furnace | 0 | 4.5848 | FAIL | FAIL | Offices_Existing_ECM Motors on Furnaces_RIM | 0 | 0 | 0 | 0 | 0 | 0 | 0 | 0 | 0 | 0 | 0 | 0 | 0 | 0 | 0 | 0 | 0 | 0 | 0 | 0 | Offices_Existing_ECM Motors on Furnaces_TRC | 0 | 0 | 0 | 0 | 0 | 0 | 0 | 0 | 0 | 0 | 0 | 0 | 0 | 0 | 0 | 0 | 0 | 0 | 0 | 0
Restaurants | Existing | ECM Motors on Furnaces | 0 | 0.074998 |  | 656.9845 | 15 |  | 287 | 287 | furnace | 0 | 28.9533 | FAIL | 159.485 | Restaurants_Existing_ECM Motors on Furnaces_RIM | 0 | 0 | 0 | 0 | 0 | 0 | 0 | 0 | 0 | 0 | 0 | 0 | 0 | 0 | 0 | 0 | 0 | 0 | 0 | 0 | Restaurants_Existing_ECM Motors on Furnaces_TRC | 0.013499 | 0.021867 | 0.034739 | 0.054115 | 0.081243 | 0.11472 | 0.14764 | 0.16555 | 0.15371 | 0.11295 | 8.8689 | 14.3662 | 22.8231 | 35.5529 | 53.3757 | 75.3713 | 96.9945 | 108.7609 | 100.9863 | 74.2088 |  | 55.57%
Retail | Existing | ECM Motors on Furnaces | 0 | 0.047016 |  | 411.8623 | 15 |  | 287 | 287 | furnace | 0 | 18.1508 | FAIL | FAIL | Retail_Existing_ECM Motors on Furnaces_RIM | 0 | 0 | 0 | 0 | 0 | 0 | 0 | 0 | 0 | 0 | 0 | 0 | 0 | 0 | 0 | 0 | 0 | 0 | 0 | 0 | Retail_Existing_ECM Motors on Furnaces_TRC | 0 | 0 | 0 | 0 | 0 | 0 | 0 | 0 | 0 | 0 | 0 | 0 | 0 | 0 | 0 | 0 | 0 | 0 | 0 | 0
Schools K-12 | Existing | ECM Motors on Furnaces | 0 | 0 |  | 379.0843 | 15 |  | 287 | 287 | furnace | 0 | 16.7062 | FAIL | FAIL | Schools K-12_Existing_ECM Motors on Furnaces_RIM | 0 | 0 | 0 | 0 | 0 | 0 | 0 | 0 | 0 | 0 | 0 | 0 | 0 | 0 | 0 | 0 | 0 | 0 | 0 | 0 | Schools K-12_Existing_ECM Motors on Furnaces_TRC | 0 | 0 | 0 | 0 | 0 | 0 | 0 | 0 | 0 | 0 | 0 | 0 | 0 | 0 | 0 | 0 | 0 | 0 | 0 | 0
Warehouse | Existing | ECM Motors on Furnaces | 0 | 0 |  | 98.3339 | 15 |  | 287 | 287 | furnace | 0 | 4.3336 | FAIL | FAIL | Warehouse_Existing_ECM Motors on Furnaces_RIM | 0 | 0 | 0 | 0 | 0 | 0 | 0 | 0 | 0 | 0 | 0 | 0 | 0 | 0 | 0 | 0 | 0 | 0 | 0 | 0 | Warehouse_Existing_ECM Motors on Furnaces_TRC | 0 | 0 | 0 | 0 | 0 | 0 | 0 | 0 | 0 | 0 | 0 | 0 | 0 | 0 | 0 | 0 | 0 | 0 | 0 | 0
Assembly | New | ECM Motors on Furnaces | 0 | 0 |  | 178.1411 | 15 |  | 287 | 287 | furnace | 0 | 7.8507 | FAIL | FAIL | Assembly_New_ECM Motors on Furnaces_RIM | 0 | 0 | 0 | 0 | 0 | 0 | 0 | 0 | 0 | 0 | 0 | 0 | 0 | 0 | 0 | 0 | 0 | 0 | 0 | 0 | Assembly_New_ECM Motors on Furnaces_TRC | 0 | 0 | 0 | 0 | 0 | 0 | 0 | 0 | 0 | 0 | 0 | 0 | 0 | 0 | 0 | 0 | 0 | 0 | 0 | 0
College and University | New | ECM Motors on Furnaces | 0 | 0.027183 |  | 178.1411 | 15 |  | 287 | 287 | furnace | 0 | 7.8507 | FAIL | FAIL | College and University_New_ECM Motors on Furnaces_RIM | 0 | 0 | 0 | 0 | 0 | 0 | 0 | 0 | 0 | 0 | 0 | 0 | 0 | 0 | 0 | 0 | 0 | 0 | 0 | 0 | College and University_New_ECM Motors on Furnaces_TRC | 0 | 0 | 0 | 0 | 0 | 0 | 0 | 0 | 0 | 0 | 0 | 0 | 0 | 0 | 0 | 0 | 0 | 0 | 0 | 0
Grocery | New | ECM Motors on Furnaces | 0 | 0.034977 |  | 306.4028 | 15 |  | 287 | 287 | furnace | 0 | 13.5032 | FAIL | FAIL | Grocery_New_ECM Motors on Furnaces_RIM | 0 | 0 | 0 | 0 | 0 | 0 | 0 | 0 | 0 | 0 | 0 | 0 | 0 | 0 | 0 | 0 | 0 | 0 | 0 | 0 | Grocery_New_ECM Motors on Furnaces_TRC | 0 | 0 | 0 | 0 | 0 | 0 | 0 | 0 | 0 | 0 | 0 | 0 | 0 | 0 | 0 | 0 | 0 | 0 | 0 | 0
Healthcare | New | ECM Motors on Furnaces | 0 | 0 |  | 279.3253 | 15 |  | 287 | 287 | furnace | 0 | 12.3099 | FAIL | FAIL | Healthcare_New_ECM Motors on Furnaces_RIM | 0 | 0 | 0 | 0 | 0 | 0 | 0 | 0 | 0 | 0 | 0 | 0 | 0 | 0 | 0 | 0 | 0 | 0 | 0 | 0 | Healthcare_New_ECM Motors on Furnaces_TRC | 0 | 0 | 0 | 0 | 0 | 0 | 0 | 0 | 0 | 0 | 0 | 0 | 0 | 0 | 0 | 0 | 0 | 0 | 0 | 0
Hospitals | New | ECM Motors on Furnaces | 0 | 0.048494 |  | 317.8038 | 15 |  | 287 | 287 | furnace | 0 | 14.0056 | FAIL | FAIL | Hospitals_New_ECM Motors on Furnaces_RIM | 0 | 0 | 0 | 0 | 0 | 0 | 0 | 0 | 0 | 0 | 0 | 0 | 0 | 0 | 0 | 0 | 0 | 0 | 0 | 0 | Hospitals_New_ECM Motors on Furnaces_TRC | 0 | 0 | 0 | 0 | 0 | 0 | 0 | 0 | 0 | 0 | 0 | 0 | 0 | 0 | 0 | 0 | 0 | 0 | 0 | 0
Institutional | New | ECM Motors on Furnaces | 0 | 0 |  | 155.3391 | 15 |  | 287 | 287 | furnace | 0 | 6.8458 | FAIL | FAIL | Institutional_New_ECM Motors on Furnaces_RIM | 0 | 0 | 0 | 0 | 0 | 0 | 0 | 0 | 0 | 0 | 0 | 0 | 0 | 0 | 0 | 0 | 0 | 0 | 0 | 0 | Institutional_New_ECM Motors on Furnaces_TRC | 0 | 0 | 0 | 0 | 0 | 0 | 0 | 0 | 0 | 0 | 0 | 0 | 0 | 0 | 0 | 0 | 0 | 0 | 0 | 0
Lodging/Hospitality | New | ECM Motors on Furnaces | 0 | 0.021475 |  | 188.117 | 15 |  | 287 | 287 | furnace | 0 | 8.2903 | FAIL | FAIL | Lodging/Hospitality_New_ECM Motors on Furnaces_RIM | 0 | 0 | 0 | 0 | 0 | 0 | 0 | 0 | 0 | 0 | 0 | 0 | 0 | 0 | 0 | 0 | 0 | 0 | 0 | 0 | Lodging/Hospitality_New_ECM Motors on Furnaces_TRC | 0 | 0 | 0 | 0 | 0 | 0 | 0 | 0 | 0 | 0 | 0 | 0 | 0 | 0 | 0 | 0 | 0 | 0 | 0 | 0
Miscellaneous | New | ECM Motors on Furnaces | 0 | 0 |  | 98.3339 | 15 |  | 287 | 287 | furnace | 0 | 4.3336 | FAIL | FAIL | Miscellaneous_New_ECM Motors on Furnaces_RIM | 0 | 0 | 0 | 0 | 0 | 0 | 0 | 0 | 0 | 0 | 0 | 0 | 0 | 0 | 0 | 0 | 0 | 0 | 0 | 0 | Miscellaneous_New_ECM Motors on Furnaces_TRC | 0 | 0 | 0 | 0 | 0 | 0 | 0 | 0 | 0 | 0 | 0 | 0 | 0 | 0 | 0 | 0 | 0 | 0 | 0 | 0
Offices | New | ECM Motors on Furnaces | 0 | 0 |  | 104.0344 | 15 |  | 287 | 287 | furnace | 0 | 4.5848 | FAIL | FAIL | Offices_New_ECM Motors on Furnaces_RIM | 0 | 0 | 0 | 0 | 0 | 0 | 0 | 0 | 0 | 0 | 0 | 0 | 0 | 0 | 0 | 0 | 0 | 0 | 0 | 0 | Offices_New_ECM Motors on Furnaces_TRC | 0 | 0 | 0 | 0 | 0 | 0 | 0 | 0 | 0 | 0 | 0 | 0 | 0 | 0 | 0 | 0 | 0 | 0 | 0 | 0
Restaurants | New | ECM Motors on Furnaces | 0 | 0.074998 |  | 656.9845 | 15 |  | 287 | 287 | furnace | 0 | 28.9533 | FAIL | 159.485 | Restaurants_New_ECM Motors on Furnaces_RIM | 0 | 0 | 0 | 0 | 0 | 0 | 0 | 0 | 0 | 0 | 0 | 0 | 0 | 0 | 0 | 0 | 0 | 0 | 0 | 0 | Restaurants_New_ECM Motors on Furnaces_TRC | 0.0018273 | 0.0030823 | 0.0055495 | 0.0096462 | 0.015967 | 0.021521 | 0.026514 | 0.028949 | 0.026036 | 0.018913 | 1.2005 | 2.025 | 3.6459 | 6.3374 | 10.4898 | 14.1389 | 17.4195 | 19.0191 | 17.1053 | 12.4254 |  | 55.57%
Retail | New | ECM Motors on Furnaces | 0 | 0.047016 |  | 411.8623 | 15 |  | 287 | 287 | furnace | 0 | 18.1508 | FAIL | FAIL | Retail_New_ECM Motors on Furnaces_RIM | 0 | 0 | 0 | 0 | 0 | 0 | 0 | 0 | 0 | 0 | 0 | 0 | 0 | 0 | 0 | 0 | 0 | 0 | 0 | 0 | Retail_New_ECM Motors on Furnaces_TRC | 0 | 0 | 0 | 0 | 0 | 0 | 0 | 0 | 0 | 0 | 0 | 0 | 0 | 0 | 0 | 0 | 0 | 0 | 0 | 0
Schools K-12 | New | ECM Motors on Furnaces | 0 | 0 |  | 379.0843 | 15 |  | 287 | 287 | furnace | 0 | 16.7062 | FAIL | FAIL | Schools K-12_New_ECM Motors on Furnaces_RIM | 0 | 0 | 0 | 0 | 0 | 0 | 0 | 0 | 0 | 0 | 0 | 0 | 0 | 0 | 0 | 0 | 0 | 0 | 0 | 0 | Schools K-12_New_ECM Motors on Furnaces_TRC | 0 | 0 | 0 | 0 | 0 | 0 | 0 | 0 | 0 | 0 | 0 | 0 | 0 | 0 | 0 | 0 | 0 | 0 | 0 | 0
Warehouse | New | ECM Motors on Furnaces | 0 | 0 |  | 98.3339 | 15 |  | 287 | 287 | furnace | 0 | 4.3336 | FAIL | FAIL | Warehouse_New_ECM Motors on Furnaces_RIM | 0 | 0 | 0 | 0 | 0 | 0 | 0 | 0 | 0 | 0 | 0 | 0 | 0 | 0 | 0 | 0 | 0 | 0 | 0 | 0 | Warehouse_New_ECM Motors on Furnaces_TRC | 0 | 0 | 0 | 0 | 0 | 0 | 0 | 0 | 0 | 0 | 0 | 0 | 0 | 0 | 0 | 0 | 0 | 0 | 0 | 0
Assembly | Existing | Energy Recovery Ventilation System (ERV) | 13.3127 | 11.3508 |  | 7397.8089 | 15 |  | 115603.5198 | 6 | CFM | 19267.2533 | 326.0213 | FAIL | FAIL | Assembly_Existing_Energy Recovery Ventilation System (ERV)_RIM | 0 | 0 | 0 | 0 | 0 | 0 | 0 | 0 | 0 | 0 | 0 | 0 | 0 | 0 | 0 | 0 | 0 | 0 | 0 | 0 | Assembly_Existing_Energy Recovery Ventilation System (ERV)_TRC | 0 | 0 | 0 | 0 | 0 | 0 | 0 | 0 | 0 | 0 | 0 | 0 | 0 | 0 | 0 | 0 | 0 | 0 | 0 | 0
College and University | Existing | Energy Recovery Ventilation System (ERV) | 44.638 | 38.0597 |  | 24805.1607 | 15 |  | 455599.2594 | 6 | CFM | 75933.2099 | 1093.1629 | FAIL | FAIL | College and University_Existing_Energy Recovery Ventilation System (ERV)_RIM | 0 | 0 | 0 | 0 | 0 | 0 | 0 | 0 | 0 | 0 | 0 | 0 | 0 | 0 | 0 | 0 | 0 | 0 | 0 | 0 | College and University_Existing_Energy Recovery Ventilation System (ERV)_TRC | 0 | 0 | 0 | 0 | 0 | 0 | 0 | 0 | 0 | 0 | 0 | 0 | 0 | 0 | 0 | 0 | 0 | 0 | 0 | 0
Grocery | Existing | Energy Recovery Ventilation System (ERV) | 17.4579 | 14.8851 |  | 9701.2996 | 15 |  | 28270.1807 | 6 | CFM | 4711.6968 | 427.5361 | 26387.2428 | 26387.2428 | Grocery_Existing_Energy Recovery Ventilation System (ERV)_RIM | 2.124 | 3.2912 | 4.9383 | 7.0247 | 9.164 | 10.4881 | 10.0104 | 7.5956 | 4.5159 | 2.1795 | 20605.3464 | 31928.7015 | 47908.3637 | 68149.0136 | 88902.3261 | 101748.5568 | 97114.2478 | 73687.4652 | 43810.4939 | 21144.2037 | Grocery_Existing_Energy Recovery Ventilation System (ERV)_TRC | 2.124 | 3.2912 | 4.9383 | 7.0247 | 9.164 | 10.4881 | 10.0104 | 7.5956 | 4.5159 | 2.1795 | 20605.3464 | 31928.7015 | 47908.3637 | 68149.0136 | 88902.3261 | 101748.5568 | 97114.2478 | 73687.4652 | 43810.4939 | 21144.2037 | 93.34% | 93.34%
Healthcare | Existing | Energy Recovery Ventilation System (ERV) | 30.4729 | 25.9821 |  | 16933.6609 | 15 |  | 120724.5932 | 6 | CFM | 20120.7655 | 746.2661 | FAIL | FAIL | Healthcare_Existing_Energy Recovery Ventilation System (ERV)_RIM | 0 | 0 | 0 | 0 | 0 | 0 | 0 | 0 | 0 | 0 | 0 | 0 | 0 | 0 | 0 | 0 | 0 | 0 | 0 | 0 | Healthcare_Existing_Energy Recovery Ventilation System (ERV)_TRC | 0 | 0 | 0 | 0 | 0 | 0 | 0 | 0 | 0 | 0 | 0 | 0 | 0 | 0 | 0 | 0 | 0 | 0 | 0 | 0
Hospitals | Existing | Energy Recovery Ventilation System (ERV) | 317.5226 | 270.7292 |  | 176446.0823 | 15 |  | 1257931.2662 | 6 | CFM | 209655.211 | 7775.9753 | FAIL | FAIL | Hospitals_Existing_Energy Recovery Ventilation System (ERV)_RIM | 0 | 0 | 0 | 0 | 0 | 0 | 0 | 0 | 0 | 0 | 0 | 0 | 0 | 0 | 0 | 0 | 0 | 0 | 0 | 0 | Hospitals_Existing_Energy Recovery Ventilation System (ERV)_TRC | 0 | 0 | 0 | 0 | 0 | 0 | 0 | 0 | 0 | 0 | 0 | 0 | 0 | 0 | 0 | 0 | 0 | 0 | 0 | 0
Institutional | Existing | Energy Recovery Ventilation System (ERV) | 35.227 | 30.0356 |  | 19575.4923 | 15 |  | 123781.7172 | 6 | CFM | 20630.2862 | 862.6916 | FAIL | FAIL | Institutional_Existing_Energy Recovery Ventilation System (ERV)_RIM | 0 | 0 | 0 | 0 | 0 | 0 | 0 | 0 | 0 | 0 | 0 | 0 | 0 | 0 | 0 | 0 | 0 | 0 | 0 | 0 | Institutional_Existing_Energy Recovery Ventilation System (ERV)_TRC | 0 | 0 | 0 | 0 | 0 | 0 | 0 | 0 | 0 | 0 | 0 | 0 | 0 | 0 | 0 | 0 | 0 | 0 | 0 | 0
Lodging/Hospitality | Existing | Energy Recovery Ventilation System (ERV) | 28.8975 | 24.6389 |  | 16058.2446 | 15 |  | 202832.0121 | 6 | CFM | 33805.3353 | 707.6865 | FAIL | FAIL | Lodging/Hospitality_Existing_Energy Recovery Ventilation System (ERV)_RIM | 0 | 0 | 0 | 0 | 0 | 0 | 0 | 0 | 0 | 0 | 0 | 0 | 0 | 0 | 0 | 0 | 0 | 0 | 0 | 0 | Lodging/Hospitality_Existing_Energy Recovery Ventilation System (ERV)_TRC | 0 | 0 | 0 | 0 | 0 | 0 | 0 | 0 | 0 | 0 | 0 | 0 | 0 | 0 | 0 | 0 | 0 | 0 | 0 | 0
Miscellaneous | Existing | Energy Recovery Ventilation System (ERV) | 335.8429 | 286.3496 |  | 186626.5586 | 15 |  | 1731577.3664 | 6 | CFM | 288596.2277 | 8224.6287 | FAIL | FAIL | Miscellaneous_Existing_Energy Recovery Ventilation System (ERV)_RIM | 0 | 0 | 0 | 0 | 0 | 0 | 0 | 0 | 0 | 0 | 0 | 0 | 0 | 0 | 0 | 0 | 0 | 0 | 0 | 0 | Miscellaneous_Existing_Energy Recovery Ventilation System (ERV)_TRC | 0 | 0 | 0 | 0 | 0 | 0 | 0 | 0 | 0 | 0 | 0 | 0 | 0 | 0 | 0 | 0 | 0 | 0 | 0 | 0
Offices | Existing | Energy Recovery Ventilation System (ERV) | 15.4644 | 13.1854 |  | 8593.5069 | 15 |  | 96390.1965 | 6 | CFM | 16065.0328 | 378.7157 | FAIL | FAIL | Offices_Existing_Energy Recovery Ventilation System (ERV)_RIM | 0 | 0 | 0 | 0 | 0 | 0 | 0 | 0 | 0 | 0 | 0 | 0 | 0 | 0 | 0 | 0 | 0 | 0 | 0 | 0 | Offices_Existing_Energy Recovery Ventilation System (ERV)_TRC | 0 | 0 | 0 | 0 | 0 | 0 | 0 | 0 | 0 | 0 | 0 | 0 | 0 | 0 | 0 | 0 | 0 | 0 | 0 | 0
Restaurants | Existing | Energy Recovery Ventilation System (ERV) | 19.9582 | 17.017 |  | 11090.6962 | 15 |  | 30478.736 | 6 | CFM | 5079.7893 | 488.7668 | 28326.1283 | 28326.1283 | Restaurants_Existing_Energy Recovery Ventilation System (ERV)_RIM | 6.1769 | 9.5742 | 14.3745 | 20.466 | 26.7307 | 30.6111 | 29.2184 | 22.1665 | 13.173 | 6.3553 | 68505.6508 | 106184.0319 | 159423.1852 | 226982.676 | 296462.0985 | 339497.9361 | 324052.5363 | 245841.7878 | 146098.2501 | 70484.9449 | Restaurants_Existing_Energy Recovery Ventilation System (ERV)_TRC | 6.1736 | 9.5661 | 14.356 | 20.4271 | 26.6591 | 30.5034 | 29.0948 | 22.0651 | 13.1159 | 6.3334 | 68469.0068 | 106094.9845 | 159218.3144 | 226550.7263 | 295668.018 | 338303.6146 | 322681.6148 | 244717.0507 | 145464.6593 | 70241.7317 | 92.94% | 92.94%
Retail | Existing | Energy Recovery Ventilation System (ERV) | 9.9809 | 8.51 |  | 5546.325 | 15 |  | 68663.0757 | 6 | CFM | 11443.846 | 244.4264 | FAIL | FAIL | Retail_Existing_Energy Recovery Ventilation System (ERV)_RIM | 0 | 0 | 0 | 0 | 0 | 0 | 0 | 0 | 0 | 0 | 0 | 0 | 0 | 0 | 0 | 0 | 0 | 0 | 0 | 0 | Retail_Existing_Energy Recovery Ventilation System (ERV)_TRC | 0 | 0 | 0 | 0 | 0 | 0 | 0 | 0 | 0 | 0 | 0 | 0 | 0 | 0 | 0 | 0 | 0 | 0 | 0 | 0
Schools K-12 | Existing | Energy Recovery Ventilation System (ERV) | 30.6046 | 26.0944 |  | 17006.8797 | 15 |  | 312367.3292 | 6 | CFM | 52061.2215 | 749.4929 | FAIL | FAIL | Schools K-12_Existing_Energy Recovery Ventilation System (ERV)_RIM | 0 | 0 | 0 | 0 | 0 | 0 | 0 | 0 | 0 | 0 | 0 | 0 | 0 | 0 | 0 | 0 | 0 | 0 | 0 | 0 | Schools K-12_Existing_Energy Recovery Ventilation System (ERV)_TRC | 0 | 0 | 0 | 0 | 0 | 0 | 0 | 0 | 0 | 0 | 0 | 0 | 0 | 0 | 0 | 0 | 0 | 0 | 0 | 0
Warehouse | Existing | Energy Recovery Ventilation System (ERV) | 2.9497 | 2.515 |  | 1639.1488 | 15 |  | 96383.9547 | 6 | CFM | 16063.9925 | 72.2373 | FAIL | FAIL | Warehouse_Existing_Energy Recovery Ventilation System (ERV)_RIM | 0 | 0 | 0 | 0 | 0 | 0 | 0 | 0 | 0 | 0 | 0 | 0 | 0 | 0 | 0 | 0 | 0 | 0 | 0 | 0 | Warehouse_Existing_Energy Recovery Ventilation System (ERV)_TRC | 0 | 0 | 0 | 0 | 0 | 0 | 0 | 0 | 0 | 0 | 0 | 0 | 0 | 0 | 0 | 0 | 0 | 0 | 0 | 0
Assembly | New | Energy Recovery Ventilation System (ERV) | 13.3127 | 11.3508 |  | 7397.8089 | 15 |  | 115603.5198 | 6 | CFM | 19267.2533 | 326.0213 | FAIL | FAIL | Assembly_New_Energy Recovery Ventilation System (ERV)_RIM | 0 | 0 | 0 | 0 | 0 | 0 | 0 | 0 | 0 | 0 | 0 | 0 | 0 | 0 | 0 | 0 | 0 | 0 | 0 | 0 | Assembly_New_Energy Recovery Ventilation System (ERV)_TRC | 0 | 0 | 0 | 0 | 0 | 0 | 0 | 0 | 0 | 0 | 0 | 0 | 0 | 0 | 0 | 0 | 0 | 0 | 0 | 0
College and University | New | Energy Recovery Ventilation System (ERV) | 44.638 | 38.0597 |  | 24805.1607 | 15 |  | 455599.2594 | 6 | CFM | 75933.2099 | 1093.1629 | FAIL | FAIL | College and University_New_Energy Recovery Ventilation System (ERV)_RIM | 0 | 0 | 0 | 0 | 0 | 0 | 0 | 0 | 0 | 0 | 0 | 0 | 0 | 0 | 0 | 0 | 0 | 0 | 0 | 0 | College and University_New_Energy Recovery Ventilation System (ERV)_TRC | 0 | 0 | 0 | 0 | 0 | 0 | 0 | 0 | 0 | 0 | 0 | 0 | 0 | 0 | 0 | 0 | 0 | 0 | 0 | 0
Grocery | New | Energy Recovery Ventilation System (ERV) | 17.4579 | 14.8851 |  | 9701.2996 | 15 |  | 28270.1807 | 6 | CFM | 4711.6968 | 427.5361 | 26387.2428 | 26387.2428 | Grocery_New_Energy Recovery Ventilation System (ERV)_RIM | 0.28573 | 0.45528 | 0.76219 | 1.1955 | 1.7033 | 1.9186 | 1.7985 | 1.3394 | 0.78067 | 0.36966 | 2771.9395 | 4416.8004 | 7394.1943 | 11597.6943 | 16524.4688 | 18613.201 | 17447.321 | 12993.8715 | 7573.4791 | 3586.169 | Grocery_New_Energy Recovery Ventilation System (ERV)_TRC | 0.28339 | 0.44983 | 0.74929 | 1.1682 | 1.6542 | 1.8551 | 1.7383 | 1.3008 | 0.76438 | 0.36493 | 2749.2244 | 4363.9621 | 7269.0909 | 11332.595 | 16047.7712 | 17997.0407 | 16864.09 | 12619.3576 | 7415.5085 | 3540.2951 | 93.34% | 93.34%
Healthcare | New | Energy Recovery Ventilation System (ERV) | 30.4729 | 25.9821 |  | 16933.6609 | 15 |  | 120724.5932 | 6 | CFM | 20120.7655 | 746.2661 | FAIL | FAIL | Healthcare_New_Energy Recovery Ventilation System (ERV)_RIM | 0 | 0 | 0 | 0 | 0 | 0 | 0 | 0 | 0 | 0 | 0 | 0 | 0 | 0 | 0 | 0 | 0 | 0 | 0 | 0 | Healthcare_New_Energy Recovery Ventilation System (ERV)_TRC | 0 | 0 | 0 | 0 | 0 | 0 | 0 | 0 | 0 | 0 | 0 | 0 | 0 | 0 | 0 | 0 | 0 | 0 | 0 | 0
Hospitals | New | Energy Recovery Ventilation System (ERV) | 317.5226 | 270.7292 |  | 176446.0823 | 15 |  | 1257931.2662 | 6 | CFM | 209655.211 | 7775.9753 | FAIL | FAIL | Hospitals_New_Energy Recovery Ventilation System (ERV)_RIM | 0 | 0 | 0 | 0 | 0 | 0 | 0 | 0 | 0 | 0 | 0 | 0 | 0 | 0 | 0 | 0 | 0 | 0 | 0 | 0 | Hospitals_New_Energy Recovery Ventilation System (ERV)_TRC | 0 | 0 | 0 | 0 | 0 | 0 | 0 | 0 | 0 | 0 | 0 | 0 | 0 | 0 | 0 | 0 | 0 | 0 | 0 | 0
Institutional | New | Energy Recovery Ventilation System (ERV) | 35.227 | 30.0356 |  | 19575.4923 | 15 |  | 123781.7172 | 6 | CFM | 20630.2862 | 862.6916 | FAIL | FAIL | Institutional_New_Energy Recovery Ventilation System (ERV)_RIM | 0 | 0 | 0 | 0 | 0 | 0 | 0 | 0 | 0 | 0 | 0 | 0 | 0 | 0 | 0 | 0 | 0 | 0 | 0 | 0 | Institutional_New_Energy Recovery Ventilation System (ERV)_TRC | 0 | 0 | 0 | 0 | 0 | 0 | 0 | 0 | 0 | 0 | 0 | 0 | 0 | 0 | 0 | 0 | 0 | 0 | 0 | 0
Lodging/Hospitality | New | Energy Recovery Ventilation System (ERV) | 28.8975 | 24.6389 |  | 16058.2446 | 15 |  | 202832.0121 | 6 | CFM | 33805.3353 | 707.6865 | FAIL | FAIL | Lodging/Hospitality_New_Energy Recovery Ventilation System (ERV)_RIM | 0 | 0 | 0 | 0 | 0 | 0 | 0 | 0 | 0 | 0 | 0 | 0 | 0 | 0 | 0 | 0 | 0 | 0 | 0 | 0 | Lodging/Hospitality_New_Energy Recovery Ventilation System (ERV)_TRC | 0 | 0 | 0 | 0 | 0 | 0 | 0 | 0 | 0 | 0 | 0 | 0 | 0 | 0 | 0 | 0 | 0 | 0 | 0 | 0
Miscellaneous | New | Energy Recovery Ventilation System (ERV) | 335.8429 | 286.3496 |  | 186626.5586 | 15 |  | 1731577.3664 | 6 | CFM | 288596.2277 | 8224.6287 | FAIL | FAIL | Miscellaneous_New_Energy Recovery Ventilation System (ERV)_RIM | 0 | 0 | 0 | 0 | 0 | 0 | 0 | 0 | 0 | 0 | 0 | 0 | 0 | 0 | 0 | 0 | 0 | 0 | 0 | 0 | Miscellaneous_New_Energy Recovery Ventilation System (ERV)_TRC | 0 | 0 | 0 | 0 | 0 | 0 | 0 | 0 | 0 | 0 | 0 | 0 | 0 | 0 | 0 | 0 | 0 | 0 | 0 | 0
Offices | New | Energy Recovery Ventilation System (ERV) | 15.4644 | 13.1854 |  | 8593.5069 | 15 |  | 96390.1965 | 6 | CFM | 16065.0328 | 378.7157 | FAIL | FAIL | Offices_New_Energy Recovery Ventilation System (ERV)_RIM | 0 | 0 | 0 | 0 | 0 | 0 | 0 | 0 | 0 | 0 | 0 | 0 | 0 | 0 | 0 | 0 | 0 | 0 | 0 | 0 | Offices_New_Energy Recovery Ventilation System (ERV)_TRC | 0 | 0 | 0 | 0 | 0 | 0 | 0 | 0 | 0 | 0 | 0 | 0 | 0 | 0 | 0 | 0 | 0 | 0 | 0 | 0
Restaurants | New | Energy Recovery Ventilation System (ERV) | 19.9582 | 17.017 |  | 11090.6962 | 15 |  | 30478.736 | 6 | CFM | 5079.7893 | 488.7668 | 28326.1283 | 28326.1283 | Restaurants_New_Energy Recovery Ventilation System (ERV)_RIM | 0.83094 | 1.3528 | 2.3032 | 3.6626 | 5.279 | 5.7703 | 5.2629 | 3.8728 | 2.2195 | 1.0547 | 9215.7402 | 15003.909 | 25543.9009 | 40620.3467 | 58547.7126 | 63996.6907 | 58368.7345 | 42951.7229 | 24615.721 | 11697.8603 | Restaurants_New_Energy Recovery Ventilation System (ERV)_TRC | 0.81741 | 1.32 | 2.222 | 3.4829 | 4.9438 | 5.3394 | 3.7368 | 1.8342 | 0.97175 | 0.72817 | 9065.7014 | 14639.4678 | 24644.0543 | 38628.2196 | 54830.357 | 59217.9718 | 41443.5323 | 20342.3221 | 10777.4361 | 8075.9449 | 92.94% | 92.94%
Retail | New | Energy Recovery Ventilation System (ERV) | 9.9809 | 8.51 |  | 5546.325 | 15 |  | 68663.0757 | 6 | CFM | 11443.846 | 244.4264 | FAIL | FAIL | Retail_New_Energy Recovery Ventilation System (ERV)_RIM | 0 | 0 | 0 | 0 | 0 | 0 | 0 | 0 | 0 | 0 | 0 | 0 | 0 | 0 | 0 | 0 | 0 | 0 | 0 | 0 | Retail_New_Energy Recovery Ventilation System (ERV)_TRC | 0 | 0 | 0 | 0 | 0 | 0 | 0 | 0 | 0 | 0 | 0 | 0 | 0 | 0 | 0 | 0 | 0 | 0 | 0 | 0
Schools K-12 | New | Energy Recovery Ventilation System (ERV) | 30.6046 | 26.0944 |  | 17006.8797 | 15 |  | 312367.3292 | 6 | CFM | 52061.2215 | 749.4929 | FAIL | FAIL | Schools K-12_New_Energy Recovery Ventilation System (ERV)_RIM | 0 | 0 | 0 | 0 | 0 | 0 | 0 | 0 | 0 | 0 | 0 | 0 | 0 | 0 | 0 | 0 | 0 | 0 | 0 | 0 | Schools K-12_New_Energy Recovery Ventilation System (ERV)_TRC | 0 | 0 | 0 | 0 | 0 | 0 | 0 | 0 | 0 | 0 | 0 | 0 | 0 | 0 | 0 | 0 | 0 | 0 | 0 | 0
Warehouse | New | Energy Recovery Ventilation System (ERV) | 2.9497 | 2.515 |  | 1639.1488 | 15 |  | 96383.9547 | 6 | CFM | 16063.9925 | 72.2373 | FAIL | FAIL | Warehouse_New_Energy Recovery Ventilation System (ERV)_RIM | 0 | 0 | 0 | 0 | 0 | 0 | 0 | 0 | 0 | 0 | 0 | 0 | 0 | 0 | 0 | 0 | 0 | 0 | 0 | 0 | Warehouse_New_Energy Recovery Ventilation System (ERV)_TRC | 0 | 0 | 0 | 0 | 0 | 0 | 0 | 0 | 0 | 0 | 0 | 0 | 0 | 0 | 0 | 0 | 0 | 0 | 0 | 0
Assembly | Existing | Facility Commissioning | 0 | 0 |  | 0 | 10 |  | 22350.0138 | 1.16 | sq ft | 19267.2533 | 0 | FAIL | FAIL | Assembly_Existing_Facility Commissioning_RIM | 0 | 0 | 0 | 0 | 0 | 0 | 0 | 0 | 0 | 0 | 0 | 0 | 0 | 0 | 0 | 0 | 0 | 0 | 0 | 0 | Assembly_Existing_Facility Commissioning_TRC | 0 | 0 | 0 | 0 | 0 | 0 | 0 | 0 | 0 | 0 | 0 | 0 | 0 | 0 | 0 | 0 | 0 | 0 | 0 | 0
College and University | Existing | Facility Commissioning | 0 | 0 |  | 0 | 10 |  | 88082.5235 | 1.16 | sq ft | 75933.2099 | 0 | FAIL | FAIL | College and University_Existing_Facility Commissioning_RIM | 0 | 0 | 0 | 0 | 0 | 0 | 0 | 0 | 0 | 0 | 0 | 0 | 0 | 0 | 0 | 0 | 0 | 0 | 0 | 0 | College and University_Existing_Facility Commissioning_TRC | 0 | 0 | 0 | 0 | 0 | 0 | 0 | 0 | 0 | 0 | 0 | 0 | 0 | 0 | 0 | 0 | 0 | 0 | 0 | 0
Grocery | Existing | Facility Commissioning | 0 | 0 |  | 0 | 10 |  | 5465.5683 | 1.16 | sq ft | 4711.6968 | 0 | FAIL | FAIL | Grocery_Existing_Facility Commissioning_RIM | 0 | 0 | 0 | 0 | 0 | 0 | 0 | 0 | 0 | 0 | 0 | 0 | 0 | 0 | 0 | 0 | 0 | 0 | 0 | 0 | Grocery_Existing_Facility Commissioning_TRC | 0 | 0 | 0 | 0 | 0 | 0 | 0 | 0 | 0 | 0 | 0 | 0 | 0 | 0 | 0 | 0 | 0 | 0 | 0 | 0
Healthcare | Existing | Facility Commissioning | 0 | 0 |  | 0 | 10 |  | 23340.088 | 1.16 | sq ft | 20120.7655 | 0 | FAIL | FAIL | Healthcare_Existing_Facility Commissioning_RIM | 0 | 0 | 0 | 0 | 0 | 0 | 0 | 0 | 0 | 0 | 0 | 0 | 0 | 0 | 0 | 0 | 0 | 0 | 0 | 0 | Healthcare_Existing_Facility Commissioning_TRC | 0 | 0 | 0 | 0 | 0 | 0 | 0 | 0 | 0 | 0 | 0 | 0 | 0 | 0 | 0 | 0 | 0 | 0 | 0 | 0
Hospitals | Existing | Facility Commissioning | 0 | 0 |  | 0 | 10 |  | 243200.0448 | 1.16 | sq ft | 209655.211 | 0 | FAIL | FAIL | Hospitals_Existing_Facility Commissioning_RIM | 0 | 0 | 0 | 0 | 0 | 0 | 0 | 0 | 0 | 0 | 0 | 0 | 0 | 0 | 0 | 0 | 0 | 0 | 0 | 0 | Hospitals_Existing_Facility Commissioning_TRC | 0 | 0 | 0 | 0 | 0 | 0 | 0 | 0 | 0 | 0 | 0 | 0 | 0 | 0 | 0 | 0 | 0 | 0 | 0 | 0
Institutional | Existing | Facility Commissioning | 0 | 0 |  | 0 | 10 |  | 23931.132 | 1.16 | sq ft | 20630.2862 | 0 | FAIL | FAIL | Institutional_Existing_Facility Commissioning_RIM | 0 | 0 | 0 | 0 | 0 | 0 | 0 | 0 | 0 | 0 | 0 | 0 | 0 | 0 | 0 | 0 | 0 | 0 | 0 | 0 | Institutional_Existing_Facility Commissioning_TRC | 0 | 0 | 0 | 0 | 0 | 0 | 0 | 0 | 0 | 0 | 0 | 0 | 0 | 0 | 0 | 0 | 0 | 0 | 0 | 0
Lodging/Hospitality | Existing | Facility Commissioning | 0 | 0 |  | 0 | 10 |  | 39214.189 | 1.16 | sq ft | 33805.3353 | 0 | FAIL | FAIL | Lodging/Hospitality_Existing_Facility Commissioning_RIM | 0 | 0 | 0 | 0 | 0 | 0 | 0 | 0 | 0 | 0 | 0 | 0 | 0 | 0 | 0 | 0 | 0 | 0 | 0 | 0 | Lodging/Hospitality_Existing_Facility Commissioning_TRC | 0 | 0 | 0 | 0 | 0 | 0 | 0 | 0 | 0 | 0 | 0 | 0 | 0 | 0 | 0 | 0 | 0 | 0 | 0 | 0
Miscellaneous | Existing | Facility Commissioning | 0 | 0 |  | 0 | 10 |  | 334055.5551 | 1.16 | sq ft | 287978.9268 | 0 | FAIL | FAIL | Miscellaneous_Existing_Facility Commissioning_RIM | 0 | 0 | 0 | 0 | 0 | 0 | 0 | 0 | 0 | 0 | 0 | 0 | 0 | 0 | 0 | 0 | 0 | 0 | 0 | 0 | Miscellaneous_Existing_Facility Commissioning_TRC | 0 | 0 | 0 | 0 | 0 | 0 | 0 | 0 | 0 | 0 | 0 | 0 | 0 | 0 | 0 | 0 | 0 | 0 | 0 | 0
Offices | Existing | Facility Commissioning | 0 | 0 |  | 0 | 10 |  | 18635.438 | 1.16 | sq ft | 16065.0328 | 0 | FAIL | FAIL | Offices_Existing_Facility Commissioning_RIM | 0 | 0 | 0 | 0 | 0 | 0 | 0 | 0 | 0 | 0 | 0 | 0 | 0 | 0 | 0 | 0 | 0 | 0 | 0 | 0 | Offices_Existing_Facility Commissioning_TRC | 0 | 0 | 0 | 0 | 0 | 0 | 0 | 0 | 0 | 0 | 0 | 0 | 0 | 0 | 0 | 0 | 0 | 0 | 0 | 0
Restaurants | Existing | Facility Commissioning | 0 | 0 |  | 0 | 10 |  | 5892.5556 | 1.16 | sq ft | 5079.7893 | 0 | FAIL | FAIL | Restaurants_Existing_Facility Commissioning_RIM | 0 | 0 | 0 | 0 | 0 | 0 | 0 | 0 | 0 | 0 | 0 | 0 | 0 | 0 | 0 | 0 | 0 | 0 | 0 | 0 | Restaurants_Existing_Facility Commissioning_TRC | 0 | 0 | 0 | 0 | 0 | 0 | 0 | 0 | 0 | 0 | 0 | 0 | 0 | 0 | 0 | 0 | 0 | 0 | 0 | 0
Retail | Existing | Facility Commissioning | 0 | 0 |  | 0 | 10 |  | 13274.8613 | 1.16 | sq ft | 11443.846 | 0 | FAIL | FAIL | Retail_Existing_Facility Commissioning_RIM | 0 | 0 | 0 | 0 | 0 | 0 | 0 | 0 | 0 | 0 | 0 | 0 | 0 | 0 | 0 | 0 | 0 | 0 | 0 | 0 | Retail_Existing_Facility Commissioning_TRC | 0 | 0 | 0 | 0 | 0 | 0 | 0 | 0 | 0 | 0 | 0 | 0 | 0 | 0 | 0 | 0 | 0 | 0 | 0 | 0
Schools K-12 | Existing | Facility Commissioning | 0 | 0 |  | 0 | 10 |  | 60391.017 | 1.16 | sq ft | 52061.2215 | 0 | FAIL | FAIL | Schools K-12_Existing_Facility Commissioning_RIM | 0 | 0 | 0 | 0 | 0 | 0 | 0 | 0 | 0 | 0 | 0 | 0 | 0 | 0 | 0 | 0 | 0 | 0 | 0 | 0 | Schools K-12_Existing_Facility Commissioning_TRC | 0 | 0 | 0 | 0 | 0 | 0 | 0 | 0 | 0 | 0 | 0 | 0 | 0 | 0 | 0 | 0 | 0 | 0 | 0 | 0
Warehouse | Existing | Facility Commissioning | 0 | 0 |  | 0 | 10 |  | 18634.2312 | 1.16 | sq ft | 16063.9925 | 0 | FAIL | FAIL | Warehouse_Existing_Facility Commissioning_RIM | 0 | 0 | 0 | 0 | 0 | 0 | 0 | 0 | 0 | 0 | 0 | 0 | 0 | 0 | 0 | 0 | 0 | 0 | 0 | 0 | Warehouse_Existing_Facility Commissioning_TRC | 0 | 0 | 0 | 0 | 0 | 0 | 0 | 0 | 0 | 0 | 0 | 0 | 0 | 0 | 0 | 0 | 0 | 0 | 0 | 0
Assembly | New | Facility Commissioning | 1.3944 | 0.13997 |  | 6489.3061 | 10 |  | 22350.0138 | 1.16 | sq ft | 19267.2533 | 285.9836 | FAIL | FAIL | Assembly_New_Facility Commissioning_RIM | 0 | 0 | 0 | 0 | 0 | 0 | 0 | 0 | 0 | 0 | 0 | 0 | 0 | 0 | 0 | 0 | 0 | 0 | 0 | 0 | Assembly_New_Facility Commissioning_TRC | 0 | 0 | 0 | 0 | 0 | 0 | 0 | 0 | 0 | 0 | 0 | 0 | 0 | 0 | 0 | 0 | 0 | 0 | 0 | 0
College and University | New | Facility Commissioning | 7.1769 | 5.9242 |  | 38758.0637 | 10 |  | 88082.5235 | 1.16 | sq ft | 75933.2099 | 1708.0671 | FAIL | FAIL | College and University_New_Facility Commissioning_RIM | 0 | 0 | 0 | 0 | 0 | 0 | 0 | 0 | 0 | 0 | 0 | 0 | 0 | 0 | 0 | 0 | 0 | 0 | 0 | 0 | College and University_New_Facility Commissioning_TRC | 0 | 0 | 0 | 0 | 0 | 0 | 0 | 0 | 0 | 0 | 0 | 0 | 0 | 0 | 0 | 0 | 0 | 0 | 0 | 0
Grocery | New | Facility Commissioning | 3.3572 | 0.33698 |  | 15623.633 | 10 |  | 5465.5683 | 1.16 | sq ft | 4711.6968 | 688.5332 | FAIL | 2433.1569 | Grocery_New_Facility Commissioning_RIM | 0 | 0 | 0 | 0 | 0 | 0 | 0 | 0 | 0 | 0 | 0 | 0 | 0 | 0 | 0 | 0 | 0 | 0 | 0 | 0 | Grocery_New_Facility Commissioning_TRC | 0.1568 | 0.23769 | 0.38026 | 0.57659 | 0.8104 | 0.93289 | 0.9433 | 0.81315 | 0.58754 | 0.35961 | 2449.7118 | 3713.5257 | 5941.0581 | 9008.4421 | 12661.3397 | 14575.1467 | 14737.722 | 12704.3206 | 9179.4915 | 5618.4326 |  | 44.52%
Healthcare | New | Facility Commissioning | 5.8599 | 0.5882 |  | 27271.1197 | 10 |  | 23340.088 | 1.16 | sq ft | 20120.7655 | 1201.8377 | FAIL | FAIL | Healthcare_New_Facility Commissioning_RIM | 0 | 0 | 0 | 0 | 0 | 0 | 0 | 0 | 0 | 0 | 0 | 0 | 0 | 0 | 0 | 0 | 0 | 0 | 0 | 0 | Healthcare_New_Facility Commissioning_TRC | 0 | 0 | 0 | 0 | 0 | 0 | 0 | 0 | 0 | 0 | 0 | 0 | 0 | 0 | 0 | 0 | 0 | 0 | 0 | 0
Hospitals | New | Facility Commissioning | 52.6188 | 43.4343 |  | 284160.7767 | 10 |  | 243200.0448 | 1.16 | sq ft | 209655.211 | 12522.9598 | FAIL | FAIL | Hospitals_New_Facility Commissioning_RIM | 0 | 0 | 0 | 0 | 0 | 0 | 0 | 0 | 0 | 0 | 0 | 0 | 0 | 0 | 0 | 0 | 0 | 0 | 0 | 0 | Hospitals_New_Facility Commissioning_TRC | 0 | 0 | 0 | 0 | 0 | 0 | 0 | 0 | 0 | 0 | 0 | 0 | 0 | 0 | 0 | 0 | 0 | 0 | 0 | 0
Institutional | New | Facility Commissioning | 6.7742 | 0.67996 |  | 31525.7048 | 10 |  | 23931.132 | 1.16 | sq ft | 20630.2862 | 1389.3372 | FAIL | FAIL | Institutional_New_Facility Commissioning_RIM | 0 | 0 | 0 | 0 | 0 | 0 | 0 | 0 | 0 | 0 | 0 | 0 | 0 | 0 | 0 | 0 | 0 | 0 | 0 | 0 | Institutional_New_Facility Commissioning_TRC | 0 | 0 | 0 | 0 | 0 | 0 | 0 | 0 | 0 | 0 | 0 | 0 | 0 | 0 | 0 | 0 | 0 | 0 | 0 | 0
Lodging/Hospitality | New | Facility Commissioning | 5.557 | 0.55779 |  | 25861.2898 | 10 |  | 39214.189 | 1.16 | sq ft | 33805.3353 | 1139.7065 | FAIL | FAIL | Lodging/Hospitality_New_Facility Commissioning_RIM | 0 | 0 | 0 | 0 | 0 | 0 | 0 | 0 | 0 | 0 | 0 | 0 | 0 | 0 | 0 | 0 | 0 | 0 | 0 | 0 | Lodging/Hospitality_New_Facility Commissioning_TRC | 0 | 0 | 0 | 0 | 0 | 0 | 0 | 0 | 0 | 0 | 0 | 0 | 0 | 0 | 0 | 0 | 0 | 0 | 0 | 0
Miscellaneous | New | Facility Commissioning | 64.5827 | 6.4826 |  | 300556.1084 | 10 |  | 334055.5551 | 1.16 | sq ft | 287978.9268 | 13245.5017 | FAIL | FAIL | Miscellaneous_New_Facility Commissioning_RIM | 0 | 0 | 0 | 0 | 0 | 0 | 0 | 0 | 0 | 0 | 0 | 0 | 0 | 0 | 0 | 0 | 0 | 0 | 0 | 0 | Miscellaneous_New_Facility Commissioning_TRC | 0 | 0 | 0 | 0 | 0 | 0 | 0 | 0 | 0 | 0 | 0 | 0 | 0 | 0 | 0 | 0 | 0 | 0 | 0 | 0
Offices | New | Facility Commissioning | 4.8276 | 0.48457 |  | 22466.6847 | 10 |  | 18635.438 | 1.16 | sq ft | 16065.0328 | 990.1063 | FAIL | FAIL | Offices_New_Facility Commissioning_RIM | 0 | 0 | 0 | 0 | 0 | 0 | 0 | 0 | 0 | 0 | 0 | 0 | 0 | 0 | 0 | 0 | 0 | 0 | 0 | 0 | Offices_New_Facility Commissioning_TRC | 0 | 0 | 0 | 0 | 0 | 0 | 0 | 0 | 0 | 0 | 0 | 0 | 0 | 0 | 0 | 0 | 0 | 0 | 0 | 0
Restaurants | New | Facility Commissioning | 3.4982 | 0.35113 |  | 16279.921 | 10 |  | 5892.5556 | 1.16 | sq ft | 5079.7893 | 717.4558 | FAIL | 2732.7645 | Restaurants_New_Facility Commissioning_RIM | 0 | 0 | 0 | 0 | 0 | 0 | 0 | 0 | 0 | 0 | 0 | 0 | 0 | 0 | 0 | 0 | 0 | 0 | 0 | 0 | Restaurants_New_Facility Commissioning_TRC | 0.62826 | 0.96968 | 1.5695 | 2.396 | 3.3044 | 3.4676 | 3.4981 | 3.1066 | 2.2156 | 1.3745 | 10227.9987 | 15786.2482 | 25551.9197 | 39007.3473 | 53794.8524 | 56451.8191 | 56948.5757 | 50575.9627 | 36070.4891 | 22376.2051 |  | 46.38%
Retail | New | Facility Commissioning | 1.5279 | 0.15337 |  | 7110.6731 | 10 |  | 13274.8613 | 1.16 | sq ft | 11443.846 | 313.3672 | FAIL | FAIL | Retail_New_Facility Commissioning_RIM | 0 | 0 | 0 | 0 | 0 | 0 | 0 | 0 | 0 | 0 | 0 | 0 | 0 | 0 | 0 | 0 | 0 | 0 | 0 | 0 | Retail_New_Facility Commissioning_TRC | 0 | 0 | 0 | 0 | 0 | 0 | 0 | 0 | 0 | 0 | 0 | 0 | 0 | 0 | 0 | 0 | 0 | 0 | 0 | 0
Schools K-12 | New | Facility Commissioning | 5.71 | 0.57315 |  | 26573.2496 | 10 |  | 60391.017 | 1.16 | sq ft | 52061.2215 | 1171.0826 | FAIL | FAIL | Schools K-12_New_Facility Commissioning_RIM | 0 | 0 | 0 | 0 | 0 | 0 | 0 | 0 | 0 | 0 | 0 | 0 | 0 | 0 | 0 | 0 | 0 | 0 | 0 | 0 | Schools K-12_New_Facility Commissioning_TRC | 0 | 0 | 0 | 0 | 0 | 0 | 0 | 0 | 0 | 0 | 0 | 0 | 0 | 0 | 0 | 0 | 0 | 0 | 0 | 0
Warehouse | New | Facility Commissioning | 0.56723 | 0.056937 |  | 2639.7968 | 10 |  | 18634.2312 | 1.16 | sq ft | 16063.9925 | 116.3358 | FAIL | FAIL | Warehouse_New_Facility Commissioning_RIM | 0 | 0 | 0 | 0 | 0 | 0 | 0 | 0 | 0 | 0 | 0 | 0 | 0 | 0 | 0 | 0 | 0 | 0 | 0 | 0 | Warehouse_New_Facility Commissioning_TRC | 0 | 0 | 0 | 0 | 0 | 0 | 0 | 0 | 0 | 0 | 0 | 0 | 0 | 0 | 0 | 0 | 0 | 0 | 0 | 0
Assembly | Existing | Facility Energy Management System | 3.8562 | 0.3316 |  | 18398.4231 | 15 |  | 14450.44 | 0.75 | sq ft | 19267.2533 | 409.2723 | FAIL | FAIL | Assembly_Existing_Facility Energy Management System_RIM | 0 | 0 | 0 | 0 | 0 | 0 | 0 | 0 | 0 | 0 | 0 | 0 | 0 | 0 | 0 | 0 | 0 | 0 | 0 | 0 | Assembly_Existing_Facility Energy Management System_TRC | 0 | 0 | 0 | 0 | 0 | 0 | 0 | 0 | 0 | 0 | 0 | 0 | 0 | 0 | 0 | 0 | 0 | 0 | 0 | 0
College and University | Existing | Facility Energy Management System | 16.2679 | 14.0526 |  | 109886.5187 | 15 |  | 56949.9074 | 0.75 | sq ft | 75933.2099 | 2444.4219 | FAIL | 35621.8896 | College and University_Existing_Facility Energy Management System_RIM | 0 | 0 | 0 | 0 | 0 | 0 | 0 | 0 | 0 | 0 | 0 | 0 | 0 | 0 | 0 | 0 | 0 | 0 | 0 | 0 | College and University_Existing_Facility Energy Management System_TRC | 0.0072392 | 0.010553 | 0.015004 | 0.020425 | 0.025982 | 0.030041 | 0.03059 | 0.026589 | 0.019394 | 0.011972 | 795.49 | 1159.5884 | 1648.7156 | 2244.4686 | 2855.0429 | 3301.089 | 3361.4767 | 2921.7556 | 2131.1837 | 1315.5383 |  | 62.55%
Grocery | Existing | Facility Energy Management System | 11.5595 | 5.3149 |  | 44295.9859 | 15 |  | 3533.7726 | 0.75 | sq ft | 4711.6968 | 985.3627 | FAIL | FAIL | Grocery_Existing_Facility Energy Management System_RIM | 0 | 0 | 0 | 0 | 0 | 0 | 0 | 0 | 0 | 0 | 0 | 0 | 0 | 0 | 0 | 0 | 0 | 0 | 0 | 0 | Grocery_Existing_Facility Energy Management System_TRC | 0 | 0 | 0 | 0 | 0 | 0 | 0 | 0 | 0 | 0 | 0 | 0 | 0 | 0 | 0 | 0 | 0 | 0 | 0 | 0
Healthcare | Existing | Facility Energy Management System | 16.2055 | 1.3935 |  | 77318.837 | 15 |  | 15090.5742 | 0.75 | sq ft | 20120.7655 | 1719.9549 | FAIL | 83.6602 | Healthcare_Existing_Facility Energy Management System_RIM | 0 | 0 | 0 | 0 | 0 | 0 | 0 | 0 | 0 | 0 | 0 | 0 | 0 | 0 | 0 | 0 | 0 | 0 | 0 | 0 | Healthcare_Existing_Facility Energy Management System_TRC | 0.010746 | 0.013496 | 0.017174 | 0.021665 | 0.026273 | 0.029661 | 0.030168 | 0.026928 | 0.021075 | 0.015034 | 830.901 | 1043.5216 | 1327.8823 | 1675.0908 | 2031.3875 | 2293.3168 | 2332.5292 | 2082.0119 | 1629.5329 | 1162.4079 |  | 0.5544%
Hospitals | Existing | Facility Energy Management System | 119.2704 | 103.029 |  | 805650.1165 | 15 |  | 157241.4083 | 0.75 | sq ft | 209655.211 | 17921.6598 | FAIL | 871.7258 | Hospitals_Existing_Facility Energy Management System_RIM | 0 | 0 | 0 | 0 | 0 | 0 | 0 | 0 | 0 | 0 | 0 | 0 | 0 | 0 | 0 | 0 | 0 | 0 | 0 | 0 | Hospitals_Existing_Facility Energy Management System_TRC | 0.013068 | 0.01681 | 0.021968 | 0.028264 | 0.034725 | 0.03947 | 0.040164 | 0.035589 | 0.02734 | 0.018828 | 10528.4441 | 13543.3268 | 17698.5701 | 22770.892 | 27976.2793 | 31799.373 | 32357.9386 | 28672.1566 | 22026.6908 | 15168.6321 |  | 0.5544%
Institutional | Existing | Facility Energy Management System | 18.7338 | 1.6109 |  | 89381.399 | 15 |  | 15472.7147 | 0.75 | sq ft | 20630.2862 | 1988.2862 | FAIL | FAIL | Institutional_Existing_Facility Energy Management System_RIM | 0 | 0 | 0 | 0 | 0 | 0 | 0 | 0 | 0 | 0 | 0 | 0 | 0 | 0 | 0 | 0 | 0 | 0 | 0 | 0 | Institutional_Existing_Facility Energy Management System_TRC | 0 | 0 | 0 | 0 | 0 | 0 | 0 | 0 | 0 | 0 | 0 | 0 | 0 | 0 | 0 | 0 | 0 | 0 | 0 | 0
Lodging/Hospitality | Existing | Facility Energy Management System | 19.134 | 8.7976 |  | 73321.6996 | 15 |  | 25354.0015 | 0.75 | sq ft | 33805.3353 | 1631.0387 | FAIL | 11122.8971 | Lodging/Hospitality_Existing_Facility Energy Management System_RIM | 0 | 0 | 0 | 0 | 0 | 0 | 0 | 0 | 0 | 0 | 0 | 0 | 0 | 0 | 0 | 0 | 0 | 0 | 0 | 0 | Lodging/Hospitality_Existing_Facility Energy Management System_TRC | 0.01705 | 0.022813 | 0.030091 | 0.038958 | 0.048023 | 0.054729 | 0.055812 | 0.049544 | 0.038111 | 0.026261 | 1250.1399 | 1672.6949 | 2206.2961 | 2856.474 | 3521.1285 | 4012.8476 | 4092.2554 | 3632.6443 | 2794.3543 | 1925.4721 |  | 43.87%
Miscellaneous | Existing | Facility Energy Management System | 178.6019 | 15.3582 |  | 852134.0156 | 15 |  | 216520.0062 | 0.75 | sq ft | 288693.3416 | 18955.6926 | FAIL | 51128.203 | Miscellaneous_Existing_Facility Energy Management System_RIM | 0 | 0 | 0 | 0 | 0 | 0 | 0 | 0 | 0 | 0 | 0 | 0 | 0 | 0 | 0 | 0 | 0 | 0 | 0 | 0 | Miscellaneous_Existing_Facility Energy Management System_TRC | 0.041267 | 0.043018 | 0.047616 | 0.053135 | 0.058325 | 0.061213 | 0.059682 | 0.053023 | 0.043348 | 0.034095 | 35164.8965 | 36657.2228 | 40575.1417 | 45278.0293 | 49700.7999 | 52161.9107 | 50857.3873 | 45182.7114 | 36938.6445 | 29053.0968 |  | 23.61%
Offices | Existing | Facility Energy Management System | 13.3506 | 1.148 |  | 63697.3454 | 15 |  | 12048.7746 | 0.75 | sq ft | 16065.0328 | 1416.9453 | FAIL | FAIL | Offices_Existing_Facility Energy Management System_RIM | 0 | 0 | 0 | 0 | 0 | 0 | 0 | 0 | 0 | 0 | 0 | 0 | 0 | 0 | 0 | 0 | 0 | 0 | 0 | 0 | Offices_Existing_Facility Energy Management System_TRC | 0 | 0 | 0 | 0 | 0 | 0 | 0 | 0 | 0 | 0 | 0 | 0 | 0 | 0 | 0 | 0 | 0 | 0 | 0 | 0
Restaurants | Existing | Facility Energy Management System | 12.0451 | 5.5382 |  | 46156.6879 | 15 |  | 3809.842 | 0.75 | sq ft | 5079.7893 | 1026.754 | FAIL | FAIL | Restaurants_Existing_Facility Energy Management System_RIM | 0 | 0 | 0 | 0 | 0 | 0 | 0 | 0 | 0 | 0 | 0 | 0 | 0 | 0 | 0 | 0 | 0 | 0 | 0 | 0 | Restaurants_Existing_Facility Energy Management System_TRC | 0 | 0 | 0 | 0 | 0 | 0 | 0 | 0 | 0 | 0 | 0 | 0 | 0 | 0 | 0 | 0 | 0 | 0 | 0 | 0
Retail | Existing | Facility Energy Management System | 5.261 | 2.419 |  | 20160.1173 | 15 |  | 8582.8845 | 0.75 | sq ft | 11443.846 | 448.4611 | FAIL | 4669.981 | Retail_Existing_Facility Energy Management System_RIM | 0 | 0 | 0 | 0 | 0 | 0 | 0 | 0 | 0 | 0 | 0 | 0 | 0 | 0 | 0 | 0 | 0 | 0 | 0 | 0 | Retail_Existing_Facility Energy Management System_TRC | 2.2385 | 2.6807 | 3.2678 | 3.9887 | 4.7348 | 5.2875 | 5.383 | 4.8803 | 3.9584 | 3.0023 | 45128.741 | 54043.4524 | 65879.4633 | 80412.9636 | 95453.4995 | 106597.2548 | 108521.7267 | 98387.2923 | 79801.7624 | 60526.0272 |  | 54.41%
Schools K-12 | Existing | Facility Energy Management System | 15.7908 | 1.3579 |  | 75340.2418 | 15 |  | 39045.9161 | 0.75 | sq ft | 52061.2215 | 1675.9411 | FAIL | 24423.0303 | Schools K-12_Existing_Facility Energy Management System_RIM | 0 | 0 | 0 | 0 | 0 | 0 | 0 | 0 | 0 | 0 | 0 | 0 | 0 | 0 | 0 | 0 | 0 | 0 | 0 | 0 | Schools K-12_Existing_Facility Energy Management System_TRC | 0.041797 | 0.060544 | 0.086071 | 0.11715 | 0.14898 | 0.17222 | 0.17535 | 0.15244 | 0.11123 | 0.068682 | 3148.9689 | 4561.4087 | 6484.6082 | 8826.0718 | 11224.3113 | 12974.9074 | 13211.2658 | 11485.1411 | 8380.2936 | 5174.4868 |  | 62.55%
Warehouse | Existing | Facility Energy Management System | 1.5687 | 0.13489 |  | 7484.3286 | 15 |  | 12047.9943 | 0.75 | sq ft | 16063.9925 | 166.4886 | FAIL | FAIL | Warehouse_Existing_Facility Energy Management System_RIM | 0 | 0 | 0 | 0 | 0 | 0 | 0 | 0 | 0 | 0 | 0 | 0 | 0 | 0 | 0 | 0 | 0 | 0 | 0 | 0 | Warehouse_Existing_Facility Energy Management System_TRC | 0 | 0 | 0 | 0 | 0 | 0 | 0 | 0 | 0 | 0 | 0 | 0 | 0 | 0 | 0 | 0 | 0 | 0 | 0 | 0
Assembly | New | Facility Energy Management System | 3.8562 | 0.3316 |  | 18398.4231 | 15 |  | 14450.44 | 0.75 | sq ft | 19267.2533 | 409.2723 | FAIL | FAIL | Assembly_New_Facility Energy Management System_RIM | 0 | 0 | 0 | 0 | 0 | 0 | 0 | 0 | 0 | 0 | 0 | 0 | 0 | 0 | 0 | 0 | 0 | 0 | 0 | 0 | Assembly_New_Facility Energy Management System_TRC | 0 | 0 | 0 | 0 | 0 | 0 | 0 | 0 | 0 | 0 | 0 | 0 | 0 | 0 | 0 | 0 | 0 | 0 | 0 | 0
College and University | New | Facility Energy Management System | 16.2679 | 14.0526 |  | 109886.5187 | 15 |  | 56949.9074 | 0.75 | sq ft | 75933.2099 | 2444.4219 | FAIL | 35621.8896 | College and University_New_Facility Energy Management System_RIM | 0 | 0 | 0 | 0 | 0 | 0 | 0 | 0 | 0 | 0 | 0 | 0 | 0 | 0 | 0 | 0 | 0 | 0 | 0 | 0 | College and University_New_Facility Energy Management System_TRC | 0.0034336 | 0.0046601 | 0.0066992 | 0.0092117 | 0.011837 | 0.012783 | 0.012571 | 0.010928 | 0.0075856 | 0.0045237 | 377.3096 | 512.078 | 736.1557 | 1012.2386 | 1300.7539 | 1404.7011 | 1381.3601 | 1200.8071 | 833.5536 | 497.096 |  | 62.55%
Grocery | New | Facility Energy Management System | 11.5595 | 5.3149 |  | 44295.9859 | 15 |  | 3533.7726 | 0.75 | sq ft | 4711.6968 | 985.3627 | FAIL | FAIL | Grocery_New_Facility Energy Management System_RIM | 0 | 0 | 0 | 0 | 0 | 0 | 0 | 0 | 0 | 0 | 0 | 0 | 0 | 0 | 0 | 0 | 0 | 0 | 0 | 0 | Grocery_New_Facility Energy Management System_TRC | 0 | 0 | 0 | 0 | 0 | 0 | 0 | 0 | 0 | 0 | 0 | 0 | 0 | 0 | 0 | 0 | 0 | 0 | 0 | 0
Healthcare | New | Facility Energy Management System | 16.2055 | 1.3935 |  | 77318.837 | 15 |  | 15090.5742 | 0.75 | sq ft | 20120.7655 | 1719.9549 | FAIL | 83.6602 | Healthcare_New_Facility Energy Management System_RIM | 0 | 0 | 0 | 0 | 0 | 0 | 0 | 0 | 0 | 0 | 0 | 0 | 0 | 0 | 0 | 0 | 0 | 0 | 0 | 0 | Healthcare_New_Facility Energy Management System_TRC | 0.0087804 | 0.01166 | 0.016408 | 0.022086 | 0.027745 | 0.030679 | 0.029925 | 0.024973 | 0.017571 | 0.010522 | 678.8912 | 901.5625 | 1268.6161 | 1707.6867 | 2145.215 | 2372.0728 | 2313.7936 | 1930.8883 | 1358.5589 | 813.5597 |  | 0.5544%
Hospitals | New | Facility Energy Management System | 119.2704 | 103.029 |  | 805650.1165 | 15 |  | 157241.4083 | 0.75 | sq ft | 209655.211 | 17921.6598 | FAIL | 871.7258 | Hospitals_New_Facility Energy Management System_RIM | 0 | 0 | 0 | 0 | 0 | 0 | 0 | 0 | 0 | 0 | 0 | 0 | 0 | 0 | 0 | 0 | 0 | 0 | 0 | 0 | Hospitals_New_Facility Energy Management System_TRC | 0.00099167 | 0.0013162 | 0.001851 | 0.0024903 | 0.0031287 | 0.003465 | 0.003392 | 0.0028441 | 0.0020076 | 0.0012019 | 798.9373 | 1060.4243 | 1491.2184 | 2006.3015 | 2520.639 | 2791.5894 | 2732.7997 | 2291.3612 | 1617.4614 | 968.3331 |  | 0.5544%
Institutional | New | Facility Energy Management System | 18.7338 | 1.6109 |  | 89381.399 | 15 |  | 15472.7147 | 0.75 | sq ft | 20630.2862 | 1988.2862 | FAIL | FAIL | Institutional_New_Facility Energy Management System_RIM | 0 | 0 | 0 | 0 | 0 | 0 | 0 | 0 | 0 | 0 | 0 | 0 | 0 | 0 | 0 | 0 | 0 | 0 | 0 | 0 | Institutional_New_Facility Energy Management System_TRC | 0 | 0 | 0 | 0 | 0 | 0 | 0 | 0 | 0 | 0 | 0 | 0 | 0 | 0 | 0 | 0 | 0 | 0 | 0 | 0
Lodging/Hospitality | New | Facility Energy Management System | 19.134 | 8.7976 |  | 73321.6996 | 15 |  | 25354.0015 | 0.75 | sq ft | 33805.3353 | 1631.0387 | FAIL | 11122.8971 | Lodging/Hospitality_New_Facility Energy Management System_RIM | 0 | 0 | 0 | 0 | 0 | 0 | 0 | 0 | 0 | 0 | 0 | 0 | 0 | 0 | 0 | 0 | 0 | 0 | 0 | 0 | Lodging/Hospitality_New_Facility Energy Management System_TRC | 0.026098 | 0.030504 | 0.03757 | 0.042987 | 0.044151 | 0.0469 | 0.044246 | 0.035778 | 0.024482 | 0.014263 | 1913.5275 | 2236.5823 | 2754.6929 | 3151.8797 | 3237.2439 | 3438.7989 | 3244.1995 | 2623.3087 | 1795.0497 | 1045.7902 |  | 43.87%
Miscellaneous | New | Facility Energy Management System | 178.6019 | 15.3582 |  | 852134.0156 | 15 |  | 216520.0062 | 0.75 | sq ft | 288693.3416 | 18955.6926 | FAIL | 51128.203 | Miscellaneous_New_Facility Energy Management System_RIM | 0 | 0 | 0 | 0 | 0 | 0 | 0 | 0 | 0 | 0 | 0 | 0 | 0 | 0 | 0 | 0 | 0 | 0 | 0 | 0 | Miscellaneous_New_Facility Energy Management System_TRC | 0 | 0 | 0 | 0 | 0 | 0 | 0 | 0 | 0 | 0 | 0 | 0 | 0 | 0 | 0 | 0 | 0 | 0 | 0 | 0 |  | 23.61%
Offices | New | Facility Energy Management System | 13.3506 | 1.148 |  | 63697.3454 | 15 |  | 12048.7746 | 0.75 | sq ft | 16065.0328 | 1416.9453 | FAIL | FAIL | Offices_New_Facility Energy Management System_RIM | 0 | 0 | 0 | 0 | 0 | 0 | 0 | 0 | 0 | 0 | 0 | 0 | 0 | 0 | 0 | 0 | 0 | 0 | 0 | 0 | Offices_New_Facility Energy Management System_TRC | 0 | 0 | 0 | 0 | 0 | 0 | 0 | 0 | 0 | 0 | 0 | 0 | 0 | 0 | 0 | 0 | 0 | 0 | 0 | 0
Restaurants | New | Facility Energy Management System | 12.0451 | 5.5382 |  | 46156.6879 | 15 |  | 3809.842 | 0.75 | sq ft | 5079.7893 | 1026.754 | FAIL | FAIL | Restaurants_New_Facility Energy Management System_RIM | 0 | 0 | 0 | 0 | 0 | 0 | 0 | 0 | 0 | 0 | 0 | 0 | 0 | 0 | 0 | 0 | 0 | 0 | 0 | 0 | Restaurants_New_Facility Energy Management System_TRC | 0 | 0 | 0 | 0 | 0 | 0 | 0 | 0 | 0 | 0 | 0 | 0 | 0 | 0 | 0 | 0 | 0 | 0 | 0 | 0
Retail | New | Facility Energy Management System | 5.261 | 2.419 |  | 20160.1173 | 15 |  | 8582.8845 | 0.75 | sq ft | 11443.846 | 448.4611 | FAIL | 4669.981 | Retail_New_Facility Energy Management System_RIM | 0 | 0 | 0 | 0 | 0 | 0 | 0 | 0 | 0 | 0 | 0 | 0 | 0 | 0 | 0 | 0 | 0 | 0 | 0 | 0 | Retail_New_Facility Energy Management System_TRC | 0.23235 | 0.33086 | 0.49778 | 0.71528 | 0.95815 | 0.99521 | 0.91477 | 0.71586 | 0.47461 | 0.2696 | 4684.2929 | 6670.2009 | 10035.3699 | 14420.0826 | 19316.3167 | 20063.5784 | 18441.92 | 14431.8085 | 9568.1984 | 5435.201 |  | 54.41%
Schools K-12 | New | Facility Energy Management System | 15.7908 | 1.3579 |  | 75340.2418 | 15 |  | 39045.9161 | 0.75 | sq ft | 52061.2215 | 1675.9411 | FAIL | 24423.0303 | Schools K-12_New_Facility Energy Management System_RIM | 0 | 0 | 0 | 0 | 0 | 0 | 0 | 0 | 0 | 0 | 0 | 0 | 0 | 0 | 0 | 0 | 0 | 0 | 0 | 0 | Schools K-12_New_Facility Energy Management System_TRC | 0.019613 | 0.026554 | 0.038041 | 0.052068 | 0.066577 | 0.071664 | 0.070477 | 0.061589 | 0.043079 | 0.025851 | 1477.6319 | 2000.6079 | 2866.0045 | 3922.8405 | 5015.9579 | 5399.1478 | 5309.7454 | 4640.0978 | 3245.5466 | 1947.6333 |  | 62.55%
Warehouse | New | Facility Energy Management System | 1.5687 | 0.13489 |  | 7484.3286 | 15 |  | 12047.9943 | 0.75 | sq ft | 16063.9925 | 166.4886 | FAIL | FAIL | Warehouse_New_Facility Energy Management System_RIM | 0 | 0 | 0 | 0 | 0 | 0 | 0 | 0 | 0 | 0 | 0 | 0 | 0 | 0 | 0 | 0 | 0 | 0 | 0 | 0 | Warehouse_New_Facility Energy Management System_TRC | 0 | 0 | 0 | 0 | 0 | 0 | 0 | 0 | 0 | 0 | 0 | 0 | 0 | 0 | 0 | 0 | 0 | 0 | 0 | 0
Assembly | Existing | Floor Insulation | 1.3135e-06 | 2.961e-05 |  | 0.065643 | 20 |  | 1.3958 | 1.3958 | sq ft | 0 | 0.0028929 | FAIL | FAIL | Assembly_Existing_Floor Insulation_RIM | 0 | 0 | 0 | 0 | 0 | 0 | 0 | 0 | 0 | 0 | 0 | 0 | 0 | 0 | 0 | 0 | 0 | 0 | 0 | 0 | Assembly_Existing_Floor Insulation_TRC | 0 | 0 | 0 | 0 | 0 | 0 | 0 | 0 | 0 | 0 | 0 | 0 | 0 | 0 | 0 | 0 | 0 | 0 | 0 | 0
College and University | Existing | Floor Insulation | 2.7149e-05 | 1.5991e-05 |  | 0.065643 | 20 |  | 1.3958 | 1.3958 | sq ft | 0 | 0.0028929 | FAIL | FAIL | College and University_Existing_Floor Insulation_RIM | 0 | 0 | 0 | 0 | 0 | 0 | 0 | 0 | 0 | 0 | 0 | 0 | 0 | 0 | 0 | 0 | 0 | 0 | 0 | 0 | College and University_Existing_Floor Insulation_TRC | 0 | 0 | 0 | 0 | 0 | 0 | 0 | 0 | 0 | 0 | 0 | 0 | 0 | 0 | 0 | 0 | 0 | 0 | 0 | 0
Grocery | Existing | Floor Insulation | 1.3396e-05 | 3.0636e-05 |  | 0.065643 | 20 |  | 1.3958 | 1.3958 | sq ft | 0 | 0.0028929 | FAIL | FAIL | Grocery_Existing_Floor Insulation_RIM | 0 | 0 | 0 | 0 | 0 | 0 | 0 | 0 | 0 | 0 | 0 | 0 | 0 | 0 | 0 | 0 | 0 | 0 | 0 | 0 | Grocery_Existing_Floor Insulation_TRC | 0 | 0 | 0 | 0 | 0 | 0 | 0 | 0 | 0 | 0 | 0 | 0 | 0 | 0 | 0 | 0 | 0 | 0 | 0 | 0
Healthcare | Existing | Floor Insulation | 1.3135e-06 | 2.961e-05 |  | 0.065643 | 20 |  | 1.3958 | 1.3958 | sq ft | 0 | 0.0028929 | FAIL | FAIL | Healthcare_Existing_Floor Insulation_RIM | 0 | 0 | 0 | 0 | 0 | 0 | 0 | 0 | 0 | 0 | 0 | 0 | 0 | 0 | 0 | 0 | 0 | 0 | 0 | 0 | Healthcare_Existing_Floor Insulation_TRC | 0 | 0 | 0 | 0 | 0 | 0 | 0 | 0 | 0 | 0 | 0 | 0 | 0 | 0 | 0 | 0 | 0 | 0 | 0 | 0
Hospitals | Existing | Floor Insulation | 2.7149e-05 | 1.5991e-05 |  | 0.065643 | 20 |  | 1.3958 | 1.3958 | sq ft | 0 | 0.0028929 | FAIL | FAIL | Hospitals_Existing_Floor Insulation_RIM | 0 | 0 | 0 | 0 | 0 | 0 | 0 | 0 | 0 | 0 | 0 | 0 | 0 | 0 | 0 | 0 | 0 | 0 | 0 | 0 | Hospitals_Existing_Floor Insulation_TRC | 0 | 0 | 0 | 0 | 0 | 0 | 0 | 0 | 0 | 0 | 0 | 0 | 0 | 0 | 0 | 0 | 0 | 0 | 0 | 0
Institutional | Existing | Floor Insulation | 1.3135e-06 | 2.961e-05 |  | 0.065643 | 20 |  | 1.3958 | 1.3958 | sq ft | 0 | 0.0028929 | FAIL | FAIL | Institutional_Existing_Floor Insulation_RIM | 0 | 0 | 0 | 0 | 0 | 0 | 0 | 0 | 0 | 0 | 0 | 0 | 0 | 0 | 0 | 0 | 0 | 0 | 0 | 0 | Institutional_Existing_Floor Insulation_TRC | 0 | 0 | 0 | 0 | 0 | 0 | 0 | 0 | 0 | 0 | 0 | 0 | 0 | 0 | 0 | 0 | 0 | 0 | 0 | 0
Lodging/Hospitality | Existing | Floor Insulation | 2.7149e-05 | 1.5991e-05 |  | 0.065643 | 20 |  | 1.3958 | 1.3958 | sq ft | 0 | 0.0028929 | FAIL | FAIL | Lodging/Hospitality_Existing_Floor Insulation_RIM | 0 | 0 | 0 | 0 | 0 | 0 | 0 | 0 | 0 | 0 | 0 | 0 | 0 | 0 | 0 | 0 | 0 | 0 | 0 | 0 | Lodging/Hospitality_Existing_Floor Insulation_TRC | 0 | 0 | 0 | 0 | 0 | 0 | 0 | 0 | 0 | 0 | 0 | 0 | 0 | 0 | 0 | 0 | 0 | 0 | 0 | 0
Miscellaneous | Existing | Floor Insulation | 1.3135e-06 | 2.961e-05 |  | 0.065643 | 20 |  | 1.3958 | 1.3958 | sq ft | 0 | 0.0028929 | FAIL | FAIL | Miscellaneous_Existing_Floor Insulation_RIM | 0 | 0 | 0 | 0 | 0 | 0 | 0 | 0 | 0 | 0 | 0 | 0 | 0 | 0 | 0 | 0 | 0 | 0 | 0 | 0 | Miscellaneous_Existing_Floor Insulation_TRC | 0 | 0 | 0 | 0 | 0 | 0 | 0 | 0 | 0 | 0 | 0 | 0 | 0 | 0 | 0 | 0 | 0 | 0 | 0 | 0
Offices | Existing | Floor Insulation | 1.3135e-06 | 2.961e-05 |  | 0.065643 | 20 |  | 1.3958 | 1.3958 | sq ft | 0 | 0.0028929 | FAIL | FAIL | Offices_Existing_Floor Insulation_RIM | 0 | 0 | 0 | 0 | 0 | 0 | 0 | 0 | 0 | 0 | 0 | 0 | 0 | 0 | 0 | 0 | 0 | 0 | 0 | 0 | Offices_Existing_Floor Insulation_TRC | 0 | 0 | 0 | 0 | 0 | 0 | 0 | 0 | 0 | 0 | 0 | 0 | 0 | 0 | 0 | 0 | 0 | 0 | 0 | 0
Restaurants | Existing | Floor Insulation | 1.3396e-05 | 3.0636e-05 |  | 0.065643 | 20 |  | 1.3958 | 1.3958 | sq ft | 0 | 0.0028929 | FAIL | FAIL | Restaurants_Existing_Floor Insulation_RIM | 0 | 0 | 0 | 0 | 0 | 0 | 0 | 0 | 0 | 0 | 0 | 0 | 0 | 0 | 0 | 0 | 0 | 0 | 0 | 0 | Restaurants_Existing_Floor Insulation_TRC | 0 | 0 | 0 | 0 | 0 | 0 | 0 | 0 | 0 | 0 | 0 | 0 | 0 | 0 | 0 | 0 | 0 | 0 | 0 | 0
Retail | Existing | Floor Insulation | 1.3396e-05 | 3.0636e-05 |  | 0.065643 | 20 |  | 1.3958 | 1.3958 | sq ft | 0 | 0.0028929 | FAIL | FAIL | Retail_Existing_Floor Insulation_RIM | 0 | 0 | 0 | 0 | 0 | 0 | 0 | 0 | 0 | 0 | 0 | 0 | 0 | 0 | 0 | 0 | 0 | 0 | 0 | 0 | Retail_Existing_Floor Insulation_TRC | 0 | 0 | 0 | 0 | 0 | 0 | 0 | 0 | 0 | 0 | 0 | 0 | 0 | 0 | 0 | 0 | 0 | 0 | 0 | 0
Schools K-12 | Existing | Floor Insulation | 1.3135e-06 | 2.961e-05 |  | 0.065643 | 20 |  | 1.3958 | 1.3958 | sq ft | 0 | 0.0028929 | FAIL | FAIL | Schools K-12_Existing_Floor Insulation_RIM | 0 | 0 | 0 | 0 | 0 | 0 | 0 | 0 | 0 | 0 | 0 | 0 | 0 | 0 | 0 | 0 | 0 | 0 | 0 | 0 | Schools K-12_Existing_Floor Insulation_TRC | 0 | 0 | 0 | 0 | 0 | 0 | 0 | 0 | 0 | 0 | 0 | 0 | 0 | 0 | 0 | 0 | 0 | 0 | 0 | 0
Warehouse | Existing | Floor Insulation | 7.449e-06 | 1.3291e-05 |  | 0.065643 | 20 |  | 1.3958 | 1.3958 | sq ft | 0 | 0.0028929 | FAIL | FAIL | Warehouse_Existing_Floor Insulation_RIM | 0 | 0 | 0 | 0 | 0 | 0 | 0 | 0 | 0 | 0 | 0 | 0 | 0 | 0 | 0 | 0 | 0 | 0 | 0 | 0 | Warehouse_Existing_Floor Insulation_TRC | 0 | 0 | 0 | 0 | 0 | 0 | 0 | 0 | 0 | 0 | 0 | 0 | 0 | 0 | 0 | 0 | 0 | 0 | 0 | 0
Assembly | New | Floor Insulation | 1.3053e-06 | 2.9424e-05 |  | 0.065231 | 20 |  | 1.3958 | 1.3958 | sq ft | 0 | 0.0028747 | FAIL | FAIL | Assembly_New_Floor Insulation_RIM | 0 | 0 | 0 | 0 | 0 | 0 | 0 | 0 | 0 | 0 | 0 | 0 | 0 | 0 | 0 | 0 | 0 | 0 | 0 | 0 | Assembly_New_Floor Insulation_TRC | 0 | 0 | 0 | 0 | 0 | 0 | 0 | 0 | 0 | 0 | 0 | 0 | 0 | 0 | 0 | 0 | 0 | 0 | 0 | 0
College and University | New | Floor Insulation | 2.6978e-05 | 1.5891e-05 |  | 0.065231 | 20 |  | 1.3958 | 1.3958 | sq ft | 0 | 0.0028747 | FAIL | FAIL | College and University_New_Floor Insulation_RIM | 0 | 0 | 0 | 0 | 0 | 0 | 0 | 0 | 0 | 0 | 0 | 0 | 0 | 0 | 0 | 0 | 0 | 0 | 0 | 0 | College and University_New_Floor Insulation_TRC | 0 | 0 | 0 | 0 | 0 | 0 | 0 | 0 | 0 | 0 | 0 | 0 | 0 | 0 | 0 | 0 | 0 | 0 | 0 | 0
Grocery | New | Floor Insulation | 1.3312e-05 | 3.0444e-05 |  | 0.065231 | 20 |  | 1.3958 | 1.3958 | sq ft | 0 | 0.0028747 | FAIL | FAIL | Grocery_New_Floor Insulation_RIM | 0 | 0 | 0 | 0 | 0 | 0 | 0 | 0 | 0 | 0 | 0 | 0 | 0 | 0 | 0 | 0 | 0 | 0 | 0 | 0 | Grocery_New_Floor Insulation_TRC | 0 | 0 | 0 | 0 | 0 | 0 | 0 | 0 | 0 | 0 | 0 | 0 | 0 | 0 | 0 | 0 | 0 | 0 | 0 | 0
Healthcare | New | Floor Insulation | 1.3053e-06 | 2.9424e-05 |  | 0.065231 | 20 |  | 1.3958 | 1.3958 | sq ft | 0 | 0.0028747 | FAIL | FAIL | Healthcare_New_Floor Insulation_RIM | 0 | 0 | 0 | 0 | 0 | 0 | 0 | 0 | 0 | 0 | 0 | 0 | 0 | 0 | 0 | 0 | 0 | 0 | 0 | 0 | Healthcare_New_Floor Insulation_TRC | 0 | 0 | 0 | 0 | 0 | 0 | 0 | 0 | 0 | 0 | 0 | 0 | 0 | 0 | 0 | 0 | 0 | 0 | 0 | 0
Hospitals | New | Floor Insulation | 2.6978e-05 | 1.5891e-05 |  | 0.065231 | 20 |  | 1.3958 | 1.3958 | sq ft | 0 | 0.0028747 | FAIL | FAIL | Hospitals_New_Floor Insulation_RIM | 0 | 0 | 0 | 0 | 0 | 0 | 0 | 0 | 0 | 0 | 0 | 0 | 0 | 0 | 0 | 0 | 0 | 0 | 0 | 0 | Hospitals_New_Floor Insulation_TRC | 0 | 0 | 0 | 0 | 0 | 0 | 0 | 0 | 0 | 0 | 0 | 0 | 0 | 0 | 0 | 0 | 0 | 0 | 0 | 0
Institutional | New | Floor Insulation | 1.3053e-06 | 2.9424e-05 |  | 0.065231 | 20 |  | 1.3958 | 1.3958 | sq ft | 0 | 0.0028747 | FAIL | FAIL | Institutional_New_Floor Insulation_RIM | 0 | 0 | 0 | 0 | 0 | 0 | 0 | 0 | 0 | 0 | 0 | 0 | 0 | 0 | 0 | 0 | 0 | 0 | 0 | 0 | Institutional_New_Floor Insulation_TRC | 0 | 0 | 0 | 0 | 0 | 0 | 0 | 0 | 0 | 0 | 0 | 0 | 0 | 0 | 0 | 0 | 0 | 0 | 0 | 0
Lodging/Hospitality | New | Floor Insulation | 2.6978e-05 | 1.5891e-05 |  | 0.065231 | 20 |  | 1.3958 | 1.3958 | sq ft | 0 | 0.0028747 | FAIL | FAIL | Lodging/Hospitality_New_Floor Insulation_RIM | 0 | 0 | 0 | 0 | 0 | 0 | 0 | 0 | 0 | 0 | 0 | 0 | 0 | 0 | 0 | 0 | 0 | 0 | 0 | 0 | Lodging/Hospitality_New_Floor Insulation_TRC | 0 | 0 | 0 | 0 | 0 | 0 | 0 | 0 | 0 | 0 | 0 | 0 | 0 | 0 | 0 | 0 | 0 | 0 | 0 | 0
Miscellaneous | New | Floor Insulation | 1.3053e-06 | 2.9424e-05 |  | 0.065231 | 20 |  | 1.3958 | 1.3958 | sq ft | 0 | 0.0028747 | FAIL | FAIL | Miscellaneous_New_Floor Insulation_RIM | 0 | 0 | 0 | 0 | 0 | 0 | 0 | 0 | 0 | 0 | 0 | 0 | 0 | 0 | 0 | 0 | 0 | 0 | 0 | 0 | Miscellaneous_New_Floor Insulation_TRC | 0 | 0 | 0 | 0 | 0 | 0 | 0 | 0 | 0 | 0 | 0 | 0 | 0 | 0 | 0 | 0 | 0 | 0 | 0 | 0
Offices | New | Floor Insulation | 1.3053e-06 | 2.9424e-05 |  | 0.065231 | 20 |  | 1.3958 | 1.3958 | sq ft | 0 | 0.0028747 | FAIL | FAIL | Offices_New_Floor Insulation_RIM | 0 | 0 | 0 | 0 | 0 | 0 | 0 | 0 | 0 | 0 | 0 | 0 | 0 | 0 | 0 | 0 | 0 | 0 | 0 | 0 | Offices_New_Floor Insulation_TRC | 0 | 0 | 0 | 0 | 0 | 0 | 0 | 0 | 0 | 0 | 0 | 0 | 0 | 0 | 0 | 0 | 0 | 0 | 0 | 0
Restaurants | New | Floor Insulation | 1.3312e-05 | 3.0444e-05 |  | 0.065231 | 20 |  | 1.3958 | 1.3958 | sq ft | 0 | 0.0028747 | FAIL | FAIL | Restaurants_New_Floor Insulation_RIM | 0 | 0 | 0 | 0 | 0 | 0 | 0 | 0 | 0 | 0 | 0 | 0 | 0 | 0 | 0 | 0 | 0 | 0 | 0 | 0 | Restaurants_New_Floor Insulation_TRC | 0 | 0 | 0 | 0 | 0 | 0 | 0 | 0 | 0 | 0 | 0 | 0 | 0 | 0 | 0 | 0 | 0 | 0 | 0 | 0
Retail | New | Floor Insulation | 1.3312e-05 | 3.0444e-05 |  | 0.065231 | 20 |  | 1.3958 | 1.3958 | sq ft | 0 | 0.0028747 | FAIL | FAIL | Retail_New_Floor Insulation_RIM | 0 | 0 | 0 | 0 | 0 | 0 | 0 | 0 | 0 | 0 | 0 | 0 | 0 | 0 | 0 | 0 | 0 | 0 | 0 | 0 | Retail_New_Floor Insulation_TRC | 0 | 0 | 0 | 0 | 0 | 0 | 0 | 0 | 0 | 0 | 0 | 0 | 0 | 0 | 0 | 0 | 0 | 0 | 0 | 0
Schools K-12 | New | Floor Insulation | 1.3053e-06 | 2.9424e-05 |  | 0.065231 | 20 |  | 1.3958 | 1.3958 | sq ft | 0 | 0.0028747 | FAIL | FAIL | Schools K-12_New_Floor Insulation_RIM | 0 | 0 | 0 | 0 | 0 | 0 | 0 | 0 | 0 | 0 | 0 | 0 | 0 | 0 | 0 | 0 | 0 | 0 | 0 | 0 | Schools K-12_New_Floor Insulation_TRC | 0 | 0 | 0 | 0 | 0 | 0 | 0 | 0 | 0 | 0 | 0 | 0 | 0 | 0 | 0 | 0 | 0 | 0 | 0 | 0
Warehouse | New | Floor Insulation | 7.4023e-06 | 1.3207e-05 |  | 0.065231 | 20 |  | 1.3958 | 1.3958 | sq ft | 0 | 0.0028747 | FAIL | FAIL | Warehouse_New_Floor Insulation_RIM | 0 | 0 | 0 | 0 | 0 | 0 | 0 | 0 | 0 | 0 | 0 | 0 | 0 | 0 | 0 | 0 | 0 | 0 | 0 | 0 | Warehouse_New_Floor Insulation_TRC | 0 | 0 | 0 | 0 | 0 | 0 | 0 | 0 | 0 | 0 | 0 | 0 | 0 | 0 | 0 | 0 | 0 | 0 | 0 | 0
Assembly | Existing | Green Roof | 6.2976e-05 | 0 |  | 0.14824 | 15 |  | 16.0523 | 16.0523 | sq ft | 0 | 0.006533 | FAIL | FAIL | Assembly_Existing_Green Roof_RIM | 0 | 0 | 0 | 0 | 0 | 0 | 0 | 0 | 0 | 0 | 0 | 0 | 0 | 0 | 0 | 0 | 0 | 0 | 0 | 0 | Assembly_Existing_Green Roof_TRC | 0 | 0 | 0 | 0 | 0 | 0 | 0 | 0 | 0 | 0 | 0 | 0 | 0 | 0 | 0 | 0 | 0 | 0 | 0 | 0
College and University | Existing | Green Roof | 6.2976e-05 | 0 |  | 0.14824 | 15 |  | 16.0523 | 16.0523 | sq ft | 0 | 0.006533 | FAIL | FAIL | College and University_Existing_Green Roof_RIM | 0 | 0 | 0 | 0 | 0 | 0 | 0 | 0 | 0 | 0 | 0 | 0 | 0 | 0 | 0 | 0 | 0 | 0 | 0 | 0 | College and University_Existing_Green Roof_TRC | 0 | 0 | 0 | 0 | 0 | 0 | 0 | 0 | 0 | 0 | 0 | 0 | 0 | 0 | 0 | 0 | 0 | 0 | 0 | 0
Grocery | Existing | Green Roof | 6.2976e-05 | 0 |  | 0.14824 | 15 |  | 16.0523 | 16.0523 | sq ft | 0 | 0.006533 | FAIL | FAIL | Grocery_Existing_Green Roof_RIM | 0 | 0 | 0 | 0 | 0 | 0 | 0 | 0 | 0 | 0 | 0 | 0 | 0 | 0 | 0 | 0 | 0 | 0 | 0 | 0 | Grocery_Existing_Green Roof_TRC | 0 | 0 | 0 | 0 | 0 | 0 | 0 | 0 | 0 | 0 | 0 | 0 | 0 | 0 | 0 | 0 | 0 | 0 | 0 | 0
Healthcare | Existing | Green Roof | 6.2976e-05 | 0 |  | 0.14824 | 15 |  | 16.0523 | 16.0523 | sq ft | 0 | 0.006533 | FAIL | FAIL | Healthcare_Existing_Green Roof_RIM | 0 | 0 | 0 | 0 | 0 | 0 | 0 | 0 | 0 | 0 | 0 | 0 | 0 | 0 | 0 | 0 | 0 | 0 | 0 | 0 | Healthcare_Existing_Green Roof_TRC | 0 | 0 | 0 | 0 | 0 | 0 | 0 | 0 | 0 | 0 | 0 | 0 | 0 | 0 | 0 | 0 | 0 | 0 | 0 | 0
Hospitals | Existing | Green Roof | 6.2976e-05 | 0 |  | 0.14824 | 15 |  | 16.0523 | 16.0523 | sq ft | 0 | 0.006533 | FAIL | FAIL | Hospitals_Existing_Green Roof_RIM | 0 | 0 | 0 | 0 | 0 | 0 | 0 | 0 | 0 | 0 | 0 | 0 | 0 | 0 | 0 | 0 | 0 | 0 | 0 | 0 | Hospitals_Existing_Green Roof_TRC | 0 | 0 | 0 | 0 | 0 | 0 | 0 | 0 | 0 | 0 | 0 | 0 | 0 | 0 | 0 | 0 | 0 | 0 | 0 | 0
Institutional | Existing | Green Roof | 6.2976e-05 | 0 |  | 0.14824 | 15 |  | 16.0523 | 16.0523 | sq ft | 0 | 0.006533 | FAIL | FAIL | Institutional_Existing_Green Roof_RIM | 0 | 0 | 0 | 0 | 0 | 0 | 0 | 0 | 0 | 0 | 0 | 0 | 0 | 0 | 0 | 0 | 0 | 0 | 0 | 0 | Institutional_Existing_Green Roof_TRC | 0 | 0 | 0 | 0 | 0 | 0 | 0 | 0 | 0 | 0 | 0 | 0 | 0 | 0 | 0 | 0 | 0 | 0 | 0 | 0
Lodging/Hospitality | Existing | Green Roof | 8.3535e-05 | 0 |  | 0.14824 | 15 |  | 16.0523 | 16.0523 | sq ft | 0 | 0.006533 | FAIL | FAIL | Lodging/Hospitality_Existing_Green Roof_RIM | 0 | 0 | 0 | 0 | 0 | 0 | 0 | 0 | 0 | 0 | 0 | 0 | 0 | 0 | 0 | 0 | 0 | 0 | 0 | 0 | Lodging/Hospitality_Existing_Green Roof_TRC | 0 | 0 | 0 | 0 | 0 | 0 | 0 | 0 | 0 | 0 | 0 | 0 | 0 | 0 | 0 | 0 | 0 | 0 | 0 | 0
Miscellaneous | Existing | Green Roof | 1.9127e-05 | 0 |  | 0.14824 | 15 |  | 16.0523 | 16.0523 | sq ft | 0 | 0.006533 | FAIL | FAIL | Miscellaneous_Existing_Green Roof_RIM | 0 | 0 | 0 | 0 | 0 | 0 | 0 | 0 | 0 | 0 | 0 | 0 | 0 | 0 | 0 | 0 | 0 | 0 | 0 | 0 | Miscellaneous_Existing_Green Roof_TRC | 0 | 0 | 0 | 0 | 0 | 0 | 0 | 0 | 0 | 0 | 0 | 0 | 0 | 0 | 0 | 0 | 0 | 0 | 0 | 0
Offices | Existing | Green Roof | 6.2976e-05 | 0 |  | 0.14824 | 15 |  | 16.0523 | 16.0523 | sq ft | 0 | 0.006533 | FAIL | FAIL | Offices_Existing_Green Roof_RIM | 0 | 0 | 0 | 0 | 0 | 0 | 0 | 0 | 0 | 0 | 0 | 0 | 0 | 0 | 0 | 0 | 0 | 0 | 0 | 0 | Offices_Existing_Green Roof_TRC | 0 | 0 | 0 | 0 | 0 | 0 | 0 | 0 | 0 | 0 | 0 | 0 | 0 | 0 | 0 | 0 | 0 | 0 | 0 | 0
Restaurants | Existing | Green Roof | 6.2976e-05 | 0 |  | 0.14824 | 15 |  | 16.0523 | 16.0523 | sq ft | 0 | 0.006533 | FAIL | FAIL | Restaurants_Existing_Green Roof_RIM | 0 | 0 | 0 | 0 | 0 | 0 | 0 | 0 | 0 | 0 | 0 | 0 | 0 | 0 | 0 | 0 | 0 | 0 | 0 | 0 | Restaurants_Existing_Green Roof_TRC | 0 | 0 | 0 | 0 | 0 | 0 | 0 | 0 | 0 | 0 | 0 | 0 | 0 | 0 | 0 | 0 | 0 | 0 | 0 | 0
Retail | Existing | Green Roof | 6.2976e-05 | 0 |  | 0.14824 | 15 |  | 16.0523 | 16.0523 | sq ft | 0 | 0.006533 | FAIL | FAIL | Retail_Existing_Green Roof_RIM | 0 | 0 | 0 | 0 | 0 | 0 | 0 | 0 | 0 | 0 | 0 | 0 | 0 | 0 | 0 | 0 | 0 | 0 | 0 | 0 | Retail_Existing_Green Roof_TRC | 0 | 0 | 0 | 0 | 0 | 0 | 0 | 0 | 0 | 0 | 0 | 0 | 0 | 0 | 0 | 0 | 0 | 0 | 0 | 0
Schools K-12 | Existing | Green Roof | 6.2976e-05 | 0 |  | 0.14824 | 15 |  | 16.0523 | 16.0523 | sq ft | 0 | 0.006533 | FAIL | FAIL | Schools K-12_Existing_Green Roof_RIM | 0 | 0 | 0 | 0 | 0 | 0 | 0 | 0 | 0 | 0 | 0 | 0 | 0 | 0 | 0 | 0 | 0 | 0 | 0 | 0 | Schools K-12_Existing_Green Roof_TRC | 0 | 0 | 0 | 0 | 0 | 0 | 0 | 0 | 0 | 0 | 0 | 0 | 0 | 0 | 0 | 0 | 0 | 0 | 0 | 0
Warehouse | Existing | Green Roof | 1.9127e-05 | 0 |  | 0.14824 | 15 |  | 16.0523 | 16.0523 | sq ft | 0 | 0.006533 | FAIL | FAIL | Warehouse_Existing_Green Roof_RIM | 0 | 0 | 0 | 0 | 0 | 0 | 0 | 0 | 0 | 0 | 0 | 0 | 0 | 0 | 0 | 0 | 0 | 0 | 0 | 0 | Warehouse_Existing_Green Roof_TRC | 0 | 0 | 0 | 0 | 0 | 0 | 0 | 0 | 0 | 0 | 0 | 0 | 0 | 0 | 0 | 0 | 0 | 0 | 0 | 0
Assembly | New | Green Roof | 6.2461e-05 | 0 |  | 0.14703 | 15 |  | 16.0523 | 16.0523 | sq ft | 0 | 0.0064796 | FAIL | FAIL | Assembly_New_Green Roof_RIM | 0 | 0 | 0 | 0 | 0 | 0 | 0 | 0 | 0 | 0 | 0 | 0 | 0 | 0 | 0 | 0 | 0 | 0 | 0 | 0 | Assembly_New_Green Roof_TRC | 0 | 0 | 0 | 0 | 0 | 0 | 0 | 0 | 0 | 0 | 0 | 0 | 0 | 0 | 0 | 0 | 0 | 0 | 0 | 0
College and University | New | Green Roof | 6.2461e-05 | 0 |  | 0.14703 | 15 |  | 16.0523 | 16.0523 | sq ft | 0 | 0.0064796 | FAIL | FAIL | College and University_New_Green Roof_RIM | 0 | 0 | 0 | 0 | 0 | 0 | 0 | 0 | 0 | 0 | 0 | 0 | 0 | 0 | 0 | 0 | 0 | 0 | 0 | 0 | College and University_New_Green Roof_TRC | 0 | 0 | 0 | 0 | 0 | 0 | 0 | 0 | 0 | 0 | 0 | 0 | 0 | 0 | 0 | 0 | 0 | 0 | 0 | 0
Grocery | New | Green Roof | 6.2461e-05 | 0 |  | 0.14703 | 15 |  | 16.0523 | 16.0523 | sq ft | 0 | 0.0064796 | FAIL | FAIL | Grocery_New_Green Roof_RIM | 0 | 0 | 0 | 0 | 0 | 0 | 0 | 0 | 0 | 0 | 0 | 0 | 0 | 0 | 0 | 0 | 0 | 0 | 0 | 0 | Grocery_New_Green Roof_TRC | 0 | 0 | 0 | 0 | 0 | 0 | 0 | 0 | 0 | 0 | 0 | 0 | 0 | 0 | 0 | 0 | 0 | 0 | 0 | 0
Healthcare | New | Green Roof | 6.2461e-05 | 0 |  | 0.14703 | 15 |  | 16.0523 | 16.0523 | sq ft | 0 | 0.0064796 | FAIL | FAIL | Healthcare_New_Green Roof_RIM | 0 | 0 | 0 | 0 | 0 | 0 | 0 | 0 | 0 | 0 | 0 | 0 | 0 | 0 | 0 | 0 | 0 | 0 | 0 | 0 | Healthcare_New_Green Roof_TRC | 0 | 0 | 0 | 0 | 0 | 0 | 0 | 0 | 0 | 0 | 0 | 0 | 0 | 0 | 0 | 0 | 0 | 0 | 0 | 0
Hospitals | New | Green Roof | 6.2461e-05 | 0 |  | 0.14703 | 15 |  | 16.0523 | 16.0523 | sq ft | 0 | 0.0064796 | FAIL | FAIL | Hospitals_New_Green Roof_RIM | 0 | 0 | 0 | 0 | 0 | 0 | 0 | 0 | 0 | 0 | 0 | 0 | 0 | 0 | 0 | 0 | 0 | 0 | 0 | 0 | Hospitals_New_Green Roof_TRC | 0 | 0 | 0 | 0 | 0 | 0 | 0 | 0 | 0 | 0 | 0 | 0 | 0 | 0 | 0 | 0 | 0 | 0 | 0 | 0
Institutional | New | Green Roof | 6.2461e-05 | 0 |  | 0.14703 | 15 |  | 16.0523 | 16.0523 | sq ft | 0 | 0.0064796 | FAIL | FAIL | Institutional_New_Green Roof_RIM | 0 | 0 | 0 | 0 | 0 | 0 | 0 | 0 | 0 | 0 | 0 | 0 | 0 | 0 | 0 | 0 | 0 | 0 | 0 | 0 | Institutional_New_Green Roof_TRC | 0 | 0 | 0 | 0 | 0 | 0 | 0 | 0 | 0 | 0 | 0 | 0 | 0 | 0 | 0 | 0 | 0 | 0 | 0 | 0
Lodging/Hospitality | New | Green Roof | 8.2852e-05 | 0 |  | 0.14703 | 15 |  | 16.0523 | 16.0523 | sq ft | 0 | 0.0064796 | FAIL | FAIL | Lodging/Hospitality_New_Green Roof_RIM | 0 | 0 | 0 | 0 | 0 | 0 | 0 | 0 | 0 | 0 | 0 | 0 | 0 | 0 | 0 | 0 | 0 | 0 | 0 | 0 | Lodging/Hospitality_New_Green Roof_TRC | 0 | 0 | 0 | 0 | 0 | 0 | 0 | 0 | 0 | 0 | 0 | 0 | 0 | 0 | 0 | 0 | 0 | 0 | 0 | 0
Miscellaneous | New | Green Roof | 1.8971e-05 | 0 |  | 0.14703 | 15 |  | 16.0523 | 16.0523 | sq ft | 0 | 0.0064796 | FAIL | FAIL | Miscellaneous_New_Green Roof_RIM | 0 | 0 | 0 | 0 | 0 | 0 | 0 | 0 | 0 | 0 | 0 | 0 | 0 | 0 | 0 | 0 | 0 | 0 | 0 | 0 | Miscellaneous_New_Green Roof_TRC | 0 | 0 | 0 | 0 | 0 | 0 | 0 | 0 | 0 | 0 | 0 | 0 | 0 | 0 | 0 | 0 | 0 | 0 | 0 | 0
Offices | New | Green Roof | 6.2461e-05 | 0 |  | 0.14703 | 15 |  | 16.0523 | 16.0523 | sq ft | 0 | 0.0064796 | FAIL | FAIL | Offices_New_Green Roof_RIM | 0 | 0 | 0 | 0 | 0 | 0 | 0 | 0 | 0 | 0 | 0 | 0 | 0 | 0 | 0 | 0 | 0 | 0 | 0 | 0 | Offices_New_Green Roof_TRC | 0 | 0 | 0 | 0 | 0 | 0 | 0 | 0 | 0 | 0 | 0 | 0 | 0 | 0 | 0 | 0 | 0 | 0 | 0 | 0
Restaurants | New | Green Roof | 6.2461e-05 | 0 |  | 0.14703 | 15 |  | 16.0523 | 16.0523 | sq ft | 0 | 0.0064796 | FAIL | FAIL | Restaurants_New_Green Roof_RIM | 0 | 0 | 0 | 0 | 0 | 0 | 0 | 0 | 0 | 0 | 0 | 0 | 0 | 0 | 0 | 0 | 0 | 0 | 0 | 0 | Restaurants_New_Green Roof_TRC | 0 | 0 | 0 | 0 | 0 | 0 | 0 | 0 | 0 | 0 | 0 | 0 | 0 | 0 | 0 | 0 | 0 | 0 | 0 | 0
Retail | New | Green Roof | 6.2461e-05 | 0 |  | 0.14703 | 15 |  | 16.0523 | 16.0523 | sq ft | 0 | 0.0064796 | FAIL | FAIL | Retail_New_Green Roof_RIM | 0 | 0 | 0 | 0 | 0 | 0 | 0 | 0 | 0 | 0 | 0 | 0 | 0 | 0 | 0 | 0 | 0 | 0 | 0 | 0 | Retail_New_Green Roof_TRC | 0 | 0 | 0 | 0 | 0 | 0 | 0 | 0 | 0 | 0 | 0 | 0 | 0 | 0 | 0 | 0 | 0 | 0 | 0 | 0
Schools K-12 | New | Green Roof | 6.2461e-05 | 0 |  | 0.14703 | 15 |  | 16.0523 | 16.0523 | sq ft | 0 | 0.0064796 | FAIL | FAIL | Schools K-12_New_Green Roof_RIM | 0 | 0 | 0 | 0 | 0 | 0 | 0 | 0 | 0 | 0 | 0 | 0 | 0 | 0 | 0 | 0 | 0 | 0 | 0 | 0 | Schools K-12_New_Green Roof_TRC | 0 | 0 | 0 | 0 | 0 | 0 | 0 | 0 | 0 | 0 | 0 | 0 | 0 | 0 | 0 | 0 | 0 | 0 | 0 | 0
Warehouse | New | Green Roof | 1.8971e-05 | 0 |  | 0.14703 | 15 |  | 16.0523 | 16.0523 | sq ft | 0 | 0.0064796 | FAIL | FAIL | Warehouse_New_Green Roof_RIM | 0 | 0 | 0 | 0 | 0 | 0 | 0 | 0 | 0 | 0 | 0 | 0 | 0 | 0 | 0 | 0 | 0 | 0 | 0 | 0 | Warehouse_New_Green Roof_TRC | 0 | 0 | 0 | 0 | 0 | 0 | 0 | 0 | 0 | 0 | 0 | 0 | 0 | 0 | 0 | 0 | 0 | 0 | 0 | 0
Assembly | Existing | Hotel Card Energy Control Systems | 0 | 0 |  | 0 | 15 |  | 260 | 260 | guest room | 0 | 0 | FAIL | FAIL | Assembly_Existing_Hotel Card Energy Control Systems_RIM | 0 | 0 | 0 | 0 | 0 | 0 | 0 | 0 | 0 | 0 | 0 | 0 | 0 | 0 | 0 | 0 | 0 | 0 | 0 | 0 | Assembly_Existing_Hotel Card Energy Control Systems_TRC | 0 | 0 | 0 | 0 | 0 | 0 | 0 | 0 | 0 | 0 | 0 | 0 | 0 | 0 | 0 | 0 | 0 | 0 | 0 | 0
College and University | Existing | Hotel Card Energy Control Systems | 0 | 0 |  | 0 | 15 |  | 260 | 260 | guest room | 0 | 0 | FAIL | FAIL | College and University_Existing_Hotel Card Energy Control Systems_RIM | 0 | 0 | 0 | 0 | 0 | 0 | 0 | 0 | 0 | 0 | 0 | 0 | 0 | 0 | 0 | 0 | 0 | 0 | 0 | 0 | College and University_Existing_Hotel Card Energy Control Systems_TRC | 0 | 0 | 0 | 0 | 0 | 0 | 0 | 0 | 0 | 0 | 0 | 0 | 0 | 0 | 0 | 0 | 0 | 0 | 0 | 0
Grocery | Existing | Hotel Card Energy Control Systems | 0 | 0 |  | 0 | 15 |  | 260 | 260 | guest room | 0 | 0 | FAIL | FAIL | Grocery_Existing_Hotel Card Energy Control Systems_RIM | 0 | 0 | 0 | 0 | 0 | 0 | 0 | 0 | 0 | 0 | 0 | 0 | 0 | 0 | 0 | 0 | 0 | 0 | 0 | 0 | Grocery_Existing_Hotel Card Energy Control Systems_TRC | 0 | 0 | 0 | 0 | 0 | 0 | 0 | 0 | 0 | 0 | 0 | 0 | 0 | 0 | 0 | 0 | 0 | 0 | 0 | 0
Healthcare | Existing | Hotel Card Energy Control Systems | 0 | 0 |  | 0 | 15 |  | 260 | 260 | guest room | 0 | 0 | FAIL | FAIL | Healthcare_Existing_Hotel Card Energy Control Systems_RIM | 0 | 0 | 0 | 0 | 0 | 0 | 0 | 0 | 0 | 0 | 0 | 0 | 0 | 0 | 0 | 0 | 0 | 0 | 0 | 0 | Healthcare_Existing_Hotel Card Energy Control Systems_TRC | 0 | 0 | 0 | 0 | 0 | 0 | 0 | 0 | 0 | 0 | 0 | 0 | 0 | 0 | 0 | 0 | 0 | 0 | 0 | 0
Hospitals | Existing | Hotel Card Energy Control Systems | 0 | 0 |  | 0 | 15 |  | 260 | 260 | guest room | 0 | 0 | FAIL | FAIL | Hospitals_Existing_Hotel Card Energy Control Systems_RIM | 0 | 0 | 0 | 0 | 0 | 0 | 0 | 0 | 0 | 0 | 0 | 0 | 0 | 0 | 0 | 0 | 0 | 0 | 0 | 0 | Hospitals_Existing_Hotel Card Energy Control Systems_TRC | 0 | 0 | 0 | 0 | 0 | 0 | 0 | 0 | 0 | 0 | 0 | 0 | 0 | 0 | 0 | 0 | 0 | 0 | 0 | 0
Institutional | Existing | Hotel Card Energy Control Systems | 0 | 0 |  | 0 | 15 |  | 260 | 260 | guest room | 0 | 0 | FAIL | FAIL | Institutional_Existing_Hotel Card Energy Control Systems_RIM | 0 | 0 | 0 | 0 | 0 | 0 | 0 | 0 | 0 | 0 | 0 | 0 | 0 | 0 | 0 | 0 | 0 | 0 | 0 | 0 | Institutional_Existing_Hotel Card Energy Control Systems_TRC | 0 | 0 | 0 | 0 | 0 | 0 | 0 | 0 | 0 | 0 | 0 | 0 | 0 | 0 | 0 | 0 | 0 | 0 | 0 | 0
Lodging/Hospitality | Existing | Hotel Card Energy Control Systems | 0.0044883 | -0.016893 |  | 561.42 | 15 |  | 260 | 260 | guest room | 0 | 24.7418 | FAIL | FAIL | Lodging/Hospitality_Existing_Hotel Card Energy Control Systems_RIM | 0 | 0 | 0 | 0 | 0 | 0 | 0 | 0 | 0 | 0 | 0 | 0 | 0 | 0 | 0 | 0 | 0 | 0 | 0 | 0 | Lodging/Hospitality_Existing_Hotel Card Energy Control Systems_TRC | 0 | 0 | 0 | 0 | 0 | 0 | 0 | 0 | 0 | 0 | 0 | 0 | 0 | 0 | 0 | 0 | 0 | 0 | 0 | 0
Miscellaneous | Existing | Hotel Card Energy Control Systems | 0 | 0 |  | 0 | 15 |  | 260 | 260 | guest room | 0 | 0 | FAIL | FAIL | Miscellaneous_Existing_Hotel Card Energy Control Systems_RIM | 0 | 0 | 0 | 0 | 0 | 0 | 0 | 0 | 0 | 0 | 0 | 0 | 0 | 0 | 0 | 0 | 0 | 0 | 0 | 0 | Miscellaneous_Existing_Hotel Card Energy Control Systems_TRC | 0 | 0 | 0 | 0 | 0 | 0 | 0 | 0 | 0 | 0 | 0 | 0 | 0 | 0 | 0 | 0 | 0 | 0 | 0 | 0
Offices | Existing | Hotel Card Energy Control Systems | 0 | 0 |  | 0 | 15 |  | 260 | 260 | guest room | 0 | 0 | FAIL | FAIL | Offices_Existing_Hotel Card Energy Control Systems_RIM | 0 | 0 | 0 | 0 | 0 | 0 | 0 | 0 | 0 | 0 | 0 | 0 | 0 | 0 | 0 | 0 | 0 | 0 | 0 | 0 | Offices_Existing_Hotel Card Energy Control Systems_TRC | 0 | 0 | 0 | 0 | 0 | 0 | 0 | 0 | 0 | 0 | 0 | 0 | 0 | 0 | 0 | 0 | 0 | 0 | 0 | 0
Restaurants | Existing | Hotel Card Energy Control Systems | 0 | 0 |  | 0 | 15 |  | 260 | 260 | guest room | 0 | 0 | FAIL | FAIL | Restaurants_Existing_Hotel Card Energy Control Systems_RIM | 0 | 0 | 0 | 0 | 0 | 0 | 0 | 0 | 0 | 0 | 0 | 0 | 0 | 0 | 0 | 0 | 0 | 0 | 0 | 0 | Restaurants_Existing_Hotel Card Energy Control Systems_TRC | 0 | 0 | 0 | 0 | 0 | 0 | 0 | 0 | 0 | 0 | 0 | 0 | 0 | 0 | 0 | 0 | 0 | 0 | 0 | 0
Retail | Existing | Hotel Card Energy Control Systems | 0 | 0 |  | 0 | 15 |  | 260 | 260 | guest room | 0 | 0 | FAIL | FAIL | Retail_Existing_Hotel Card Energy Control Systems_RIM | 0 | 0 | 0 | 0 | 0 | 0 | 0 | 0 | 0 | 0 | 0 | 0 | 0 | 0 | 0 | 0 | 0 | 0 | 0 | 0 | Retail_Existing_Hotel Card Energy Control Systems_TRC | 0 | 0 | 0 | 0 | 0 | 0 | 0 | 0 | 0 | 0 | 0 | 0 | 0 | 0 | 0 | 0 | 0 | 0 | 0 | 0
Schools K-12 | Existing | Hotel Card Energy Control Systems | 0 | 0 |  | 0 | 15 |  | 260 | 260 | guest room | 0 | 0 | FAIL | FAIL | Schools K-12_Existing_Hotel Card Energy Control Systems_RIM | 0 | 0 | 0 | 0 | 0 | 0 | 0 | 0 | 0 | 0 | 0 | 0 | 0 | 0 | 0 | 0 | 0 | 0 | 0 | 0 | Schools K-12_Existing_Hotel Card Energy Control Systems_TRC | 0 | 0 | 0 | 0 | 0 | 0 | 0 | 0 | 0 | 0 | 0 | 0 | 0 | 0 | 0 | 0 | 0 | 0 | 0 | 0
Warehouse | Existing | Hotel Card Energy Control Systems | 0 | 0 |  | 0 | 15 |  | 260 | 260 | guest room | 0 | 0 | FAIL | FAIL | Warehouse_Existing_Hotel Card Energy Control Systems_RIM | 0 | 0 | 0 | 0 | 0 | 0 | 0 | 0 | 0 | 0 | 0 | 0 | 0 | 0 | 0 | 0 | 0 | 0 | 0 | 0 | Warehouse_Existing_Hotel Card Energy Control Systems_TRC | 0 | 0 | 0 | 0 | 0 | 0 | 0 | 0 | 0 | 0 | 0 | 0 | 0 | 0 | 0 | 0 | 0 | 0 | 0 | 0
Assembly | New | Hotel Card Energy Control Systems | 0 | 0 |  | 0 | 15 |  | 260 | 260 | guest room | 0 | 0 | FAIL | FAIL | Assembly_New_Hotel Card Energy Control Systems_RIM | 0 | 0 | 0 | 0 | 0 | 0 | 0 | 0 | 0 | 0 | 0 | 0 | 0 | 0 | 0 | 0 | 0 | 0 | 0 | 0 | Assembly_New_Hotel Card Energy Control Systems_TRC | 0 | 0 | 0 | 0 | 0 | 0 | 0 | 0 | 0 | 0 | 0 | 0 | 0 | 0 | 0 | 0 | 0 | 0 | 0 | 0
College and University | New | Hotel Card Energy Control Systems | 0 | 0 |  | 0 | 15 |  | 260 | 260 | guest room | 0 | 0 | FAIL | FAIL | College and University_New_Hotel Card Energy Control Systems_RIM | 0 | 0 | 0 | 0 | 0 | 0 | 0 | 0 | 0 | 0 | 0 | 0 | 0 | 0 | 0 | 0 | 0 | 0 | 0 | 0 | College and University_New_Hotel Card Energy Control Systems_TRC | 0 | 0 | 0 | 0 | 0 | 0 | 0 | 0 | 0 | 0 | 0 | 0 | 0 | 0 | 0 | 0 | 0 | 0 | 0 | 0
Grocery | New | Hotel Card Energy Control Systems | 0 | 0 |  | 0 | 15 |  | 260 | 260 | guest room | 0 | 0 | FAIL | FAIL | Grocery_New_Hotel Card Energy Control Systems_RIM | 0 | 0 | 0 | 0 | 0 | 0 | 0 | 0 | 0 | 0 | 0 | 0 | 0 | 0 | 0 | 0 | 0 | 0 | 0 | 0 | Grocery_New_Hotel Card Energy Control Systems_TRC | 0 | 0 | 0 | 0 | 0 | 0 | 0 | 0 | 0 | 0 | 0 | 0 | 0 | 0 | 0 | 0 | 0 | 0 | 0 | 0
Healthcare | New | Hotel Card Energy Control Systems | 0 | 0 |  | 0 | 15 |  | 260 | 260 | guest room | 0 | 0 | FAIL | FAIL | Healthcare_New_Hotel Card Energy Control Systems_RIM | 0 | 0 | 0 | 0 | 0 | 0 | 0 | 0 | 0 | 0 | 0 | 0 | 0 | 0 | 0 | 0 | 0 | 0 | 0 | 0 | Healthcare_New_Hotel Card Energy Control Systems_TRC | 0 | 0 | 0 | 0 | 0 | 0 | 0 | 0 | 0 | 0 | 0 | 0 | 0 | 0 | 0 | 0 | 0 | 0 | 0 | 0
Hospitals | New | Hotel Card Energy Control Systems | 0 | 0 |  | 0 | 15 |  | 260 | 260 | guest room | 0 | 0 | FAIL | FAIL | Hospitals_New_Hotel Card Energy Control Systems_RIM | 0 | 0 | 0 | 0 | 0 | 0 | 0 | 0 | 0 | 0 | 0 | 0 | 0 | 0 | 0 | 0 | 0 | 0 | 0 | 0 | Hospitals_New_Hotel Card Energy Control Systems_TRC | 0 | 0 | 0 | 0 | 0 | 0 | 0 | 0 | 0 | 0 | 0 | 0 | 0 | 0 | 0 | 0 | 0 | 0 | 0 | 0
Institutional | New | Hotel Card Energy Control Systems | 0 | 0 |  | 0 | 15 |  | 260 | 260 | guest room | 0 | 0 | FAIL | FAIL | Institutional_New_Hotel Card Energy Control Systems_RIM | 0 | 0 | 0 | 0 | 0 | 0 | 0 | 0 | 0 | 0 | 0 | 0 | 0 | 0 | 0 | 0 | 0 | 0 | 0 | 0 | Institutional_New_Hotel Card Energy Control Systems_TRC | 0 | 0 | 0 | 0 | 0 | 0 | 0 | 0 | 0 | 0 | 0 | 0 | 0 | 0 | 0 | 0 | 0 | 0 | 0 | 0
Lodging/Hospitality | New | Hotel Card Energy Control Systems | 0.0044883 | -0.016893 |  | 561.42 | 15 |  | 260 | 260 | guest room | 0 | 24.7418 | FAIL | FAIL | Lodging/Hospitality_New_Hotel Card Energy Control Systems_RIM | 0 | 0 | 0 | 0 | 0 | 0 | 0 | 0 | 0 | 0 | 0 | 0 | 0 | 0 | 0 | 0 | 0 | 0 | 0 | 0 | Lodging/Hospitality_New_Hotel Card Energy Control Systems_TRC | 0 | 0 | 0 | 0 | 0 | 0 | 0 | 0 | 0 | 0 | 0 | 0 | 0 | 0 | 0 | 0 | 0 | 0 | 0 | 0
Miscellaneous | New | Hotel Card Energy Control Systems | 0 | 0 |  | 0 | 15 |  | 260 | 260 | guest room | 0 | 0 | FAIL | FAIL | Miscellaneous_New_Hotel Card Energy Control Systems_RIM | 0 | 0 | 0 | 0 | 0 | 0 | 0 | 0 | 0 | 0 | 0 | 0 | 0 | 0 | 0 | 0 | 0 | 0 | 0 | 0 | Miscellaneous_New_Hotel Card Energy Control Systems_TRC | 0 | 0 | 0 | 0 | 0 | 0 | 0 | 0 | 0 | 0 | 0 | 0 | 0 | 0 | 0 | 0 | 0 | 0 | 0 | 0
Offices | New | Hotel Card Energy Control Systems | 0 | 0 |  | 0 | 15 |  | 260 | 260 | guest room | 0 | 0 | FAIL | FAIL | Offices_New_Hotel Card Energy Control Systems_RIM | 0 | 0 | 0 | 0 | 0 | 0 | 0 | 0 | 0 | 0 | 0 | 0 | 0 | 0 | 0 | 0 | 0 | 0 | 0 | 0 | Offices_New_Hotel Card Energy Control Systems_TRC | 0 | 0 | 0 | 0 | 0 | 0 | 0 | 0 | 0 | 0 | 0 | 0 | 0 | 0 | 0 | 0 | 0 | 0 | 0 | 0
Restaurants | New | Hotel Card Energy Control Systems | 0 | 0 |  | 0 | 15 |  | 260 | 260 | guest room | 0 | 0 | FAIL | FAIL | Restaurants_New_Hotel Card Energy Control Systems_RIM | 0 | 0 | 0 | 0 | 0 | 0 | 0 | 0 | 0 | 0 | 0 | 0 | 0 | 0 | 0 | 0 | 0 | 0 | 0 | 0 | Restaurants_New_Hotel Card Energy Control Systems_TRC | 0 | 0 | 0 | 0 | 0 | 0 | 0 | 0 | 0 | 0 | 0 | 0 | 0 | 0 | 0 | 0 | 0 | 0 | 0 | 0
Retail | New | Hotel Card Energy Control Systems | 0 | 0 |  | 0 | 15 |  | 260 | 260 | guest room | 0 | 0 | FAIL | FAIL | Retail_New_Hotel Card Energy Control Systems_RIM | 0 | 0 | 0 | 0 | 0 | 0 | 0 | 0 | 0 | 0 | 0 | 0 | 0 | 0 | 0 | 0 | 0 | 0 | 0 | 0 | Retail_New_Hotel Card Energy Control Systems_TRC | 0 | 0 | 0 | 0 | 0 | 0 | 0 | 0 | 0 | 0 | 0 | 0 | 0 | 0 | 0 | 0 | 0 | 0 | 0 | 0
Schools K-12 | New | Hotel Card Energy Control Systems | 0 | 0 |  | 0 | 15 |  | 260 | 260 | guest room | 0 | 0 | FAIL | FAIL | Schools K-12_New_Hotel Card Energy Control Systems_RIM | 0 | 0 | 0 | 0 | 0 | 0 | 0 | 0 | 0 | 0 | 0 | 0 | 0 | 0 | 0 | 0 | 0 | 0 | 0 | 0 | Schools K-12_New_Hotel Card Energy Control Systems_TRC | 0 | 0 | 0 | 0 | 0 | 0 | 0 | 0 | 0 | 0 | 0 | 0 | 0 | 0 | 0 | 0 | 0 | 0 | 0 | 0
Warehouse | New | Hotel Card Energy Control Systems | 0 | 0 |  | 0 | 15 |  | 260 | 260 | guest room | 0 | 0 | FAIL | FAIL | Warehouse_New_Hotel Card Energy Control Systems_RIM | 0 | 0 | 0 | 0 | 0 | 0 | 0 | 0 | 0 | 0 | 0 | 0 | 0 | 0 | 0 | 0 | 0 | 0 | 0 | 0 | Warehouse_New_Hotel Card Energy Control Systems_TRC | 0 | 0 | 0 | 0 | 0 | 0 | 0 | 0 | 0 | 0 | 0 | 0 | 0 | 0 | 0 | 0 | 0 | 0 | 0 | 0
Assembly | Existing | HVAC tune-up | 0.034502 | 0.0062807 |  | 173.7822 | 5 |  | 52.5 | 52.5 | unit (1.5 ton) | 0 | 7.6586 | FAIL | 18.7704 | Assembly_Existing_HVAC tune-up_RIM | 0 | 0 | 0 | 0 | 0 | 0 | 0 | 0 | 0 | 0 | 0 | 0 | 0 | 0 | 0 | 0 | 0 | 0 | 0 | 0 | Assembly_Existing_HVAC tune-up_TRC | 0.34047 | 0.52293 | 0.78404 | 1.1162 | 1.4597 | 1.6738 | 1.5999 | 1.2155 | 0.72341 | 0.34951 | 59.1677 | 90.8762 | 136.2528 | 193.9804 | 253.6711 | 290.8843 | 278.0388 | 211.238 | 125.7152 | 60.7394 |  | 35.75%
College and University | Existing | HVAC tune-up | 0.072865 | 0.024629 |  | 192.7958 | 5 |  | 52.5 | 52.5 | unit (1.5 ton) | 0 | 8.4965 | FAIL | 15.08 | College and University_Existing_HVAC tune-up_RIM | 0 | 0 | 0 | 0 | 0 | 0 | 0 | 0 | 0 | 0 | 0 | 0 | 0 | 0 | 0 | 0 | 0 | 0 | 0 | 0 | College and University_Existing_HVAC tune-up_TRC | 0.038485 | 0.058807 | 0.087516 | 0.12328 | 0.159 | 0.1799 | 0.16977 | 0.12742 | 0.074944 | 0.035783 | 7.4198 | 11.3377 | 16.8728 | 23.7673 | 30.6554 | 34.6832 | 32.7304 | 24.5664 | 14.4489 | 6.8989 |  | 28.72%
Grocery | Existing | HVAC tune-up | 0.019059 | 0.0034695 |  | 95.999 | 5 |  | 52.5 | 52.5 | unit (1.5 ton) | 0 | 4.2307 | FAIL | 33.8674 | Grocery_Existing_HVAC tune-up_RIM | 0 | 0 | 0 | 0 | 0 | 0 | 0 | 0 | 0 | 0 | 0 | 0 | 0 | 0 | 0 | 0 | 0 | 0 | 0 | 0 | Grocery_Existing_HVAC tune-up_TRC | 0 | 0 | 0 | 0 | 0 | 0 | 0 | 0 | 0 | 0 | 0 | 0 | 0 | 0 | 0 | 0 | 0 | 0 | 0 | 0 |  | 64.51%
Healthcare | Existing | HVAC tune-up | 0.13282 | 0.016126 |  | 378.1457 | 5 |  | 52.5 | 52.5 | unit (1.5 ton) | 0 | 16.6649 | FAIL | FAIL | Healthcare_Existing_HVAC tune-up_RIM | 0 | 0 | 0 | 0 | 0 | 0 | 0 | 0 | 0 | 0 | 0 | 0 | 0 | 0 | 0 | 0 | 0 | 0 | 0 | 0 | Healthcare_Existing_HVAC tune-up_TRC | 0 | 0 | 0 | 0 | 0 | 0 | 0 | 0 | 0 | 0 | 0 | 0 | 0 | 0 | 0 | 0 | 0 | 0 | 0 | 0
Hospitals | Existing | HVAC tune-up | 0.13538 | 0.045758 |  | 358.2013 | 5 |  | 52.5 | 52.5 | unit (1.5 ton) | 0 | 15.7859 | FAIL | FAIL | Hospitals_Existing_HVAC tune-up_RIM | 0 | 0 | 0 | 0 | 0 | 0 | 0 | 0 | 0 | 0 | 0 | 0 | 0 | 0 | 0 | 0 | 0 | 0 | 0 | 0 | Hospitals_Existing_HVAC tune-up_TRC | 0 | 0 | 0 | 0 | 0 | 0 | 0 | 0 | 0 | 0 | 0 | 0 | 0 | 0 | 0 | 0 | 0 | 0 | 0 | 0
Institutional | Existing | HVAC tune-up | 0.018637 | 0.0033926 |  | 93.8716 | 5 |  | 52.5 | 52.5 | unit (1.5 ton) | 0 | 4.1369 | FAIL | 34.2803 | Institutional_Existing_HVAC tune-up_RIM | 0 | 0 | 0 | 0 | 0 | 0 | 0 | 0 | 0 | 0 | 0 | 0 | 0 | 0 | 0 | 0 | 0 | 0 | 0 | 0 | Institutional_Existing_HVAC tune-up_TRC | 2.2021 | 3.3777 | 5.0433 | 7.1337 | 9.2473 | 10.5184 | 9.9788 | 7.5264 | 4.4482 | 2.1341 | 206.714 | 317.0717 | 473.4199 | 669.6503 | 868.0598 | 987.3835 | 936.7245 | 706.5141 | 417.5626 | 200.332 |  | 65.3%
Lodging/Hospitality | Existing | HVAC tune-up | 0.10083 | 0.012242 |  | 287.0663 | 5 |  | 52.5 | 52.5 | unit (1.5 ton) | 0 | 12.651 | FAIL | FAIL | Lodging/Hospitality_Existing_HVAC tune-up_RIM | 0 | 0 | 0 | 0 | 0 | 0 | 0 | 0 | 0 | 0 | 0 | 0 | 0 | 0 | 0 | 0 | 0 | 0 | 0 | 0 | Lodging/Hospitality_Existing_HVAC tune-up_TRC | 0 | 0 | 0 | 0 | 0 | 0 | 0 | 0 | 0 | 0 | 0 | 0 | 0 | 0 | 0 | 0 | 0 | 0 | 0 | 0
Miscellaneous | Existing | HVAC tune-up | 0.01927 | 0.003508 |  | 97.0627 | 5 |  | 52.5 | 52.5 | unit (1.5 ton) | 0 | 4.2776 | FAIL | 33.661 | Miscellaneous_Existing_HVAC tune-up_RIM | 0 | 0 | 0 | 0 | 0 | 0 | 0 | 0 | 0 | 0 | 0 | 0 | 0 | 0 | 0 | 0 | 0 | 0 | 0 | 0 | Miscellaneous_Existing_HVAC tune-up_TRC | 2.9368 | 4.1506 | 5.937 | 8.0372 | 9.9614 | 10.8347 | 9.8311 | 7.0942 | 4.0126 | 1.8429 | 285.057 | 402.8699 | 576.2607 | 780.1119 | 966.8808 | 1051.644 | 954.2308 | 688.5784 | 389.4777 | 178.8812 |  | 64.12%
Offices | Existing | HVAC tune-up | 0.038831 | 0.0070688 |  | 195.588 | 5 |  | 52.5 | 52.5 | unit (1.5 ton) | 0 | 8.6196 | FAIL | 14.5381 | Offices_Existing_HVAC tune-up_RIM | 0 | 0 | 0 | 0 | 0 | 0 | 0 | 0 | 0 | 0 | 0 | 0 | 0 | 0 | 0 | 0 | 0 | 0 | 0 | 0 | Offices_Existing_HVAC tune-up_TRC | 4.1478 | 6.4608 | 9.6587 | 13.6223 | 17.5339 | 19.798 | 18.644 | 13.9592 | 8.1898 | 3.9002 | 811.2578 | 1263.6482 | 1889.1312 | 2664.3583 | 3429.4189 | 3872.2531 | 3646.5381 | 2730.2451 | 1601.8289 | 762.8378 |  | 27.69%
Restaurants | Existing | HVAC tune-up | 0.05591 | 0.010178 |  | 281.6148 | 5 |  | 52.5 | 52.5 | unit (1.5 ton) | 0 | 12.4108 | FAIL | FAIL | Restaurants_Existing_HVAC tune-up_RIM | 0 | 0 | 0 | 0 | 0 | 0 | 0 | 0 | 0 | 0 | 0 | 0 | 0 | 0 | 0 | 0 | 0 | 0 | 0 | 0 | Restaurants_Existing_HVAC tune-up_TRC | 0 | 0 | 0 | 0 | 0 | 0 | 0 | 0 | 0 | 0 | 0 | 0 | 0 | 0 | 0 | 0 | 0 | 0 | 0 | 0
Retail | Existing | HVAC tune-up | 0.04382 | 0.007977 |  | 220.718 | 5 |  | 52.5 | 52.5 | unit (1.5 ton) | 0 | 9.727 | FAIL | 9.6606 | Retail_Existing_HVAC tune-up_RIM | 0 | 0 | 0 | 0 | 0 | 0 | 0 | 0 | 0 | 0 | 0 | 0 | 0 | 0 | 0 | 0 | 0 | 0 | 0 | 0 | Retail_Existing_HVAC tune-up_TRC | 0.035925 | 0.055173 | 0.082382 | 0.11649 | 0.1509 | 0.17132 | 0.16208 | 0.12183 | 0.071716 | 0.034259 | 7.9293 | 12.1776 | 18.1832 | 25.7115 | 33.3056 | 37.8132 | 35.7749 | 26.8894 | 15.829 | 7.5615 |  | 18.4%
Schools K-12 | Existing | HVAC tune-up | 0.038092 | 0.0069343 |  | 191.8651 | 5 |  | 52.5 | 52.5 | unit (1.5 ton) | 0 | 8.4555 | FAIL | 15.2607 | Schools K-12_Existing_HVAC tune-up_RIM | 0 | 0 | 0 | 0 | 0 | 0 | 0 | 0 | 0 | 0 | 0 | 0 | 0 | 0 | 0 | 0 | 0 | 0 | 0 | 0 | Schools K-12_Existing_HVAC tune-up_TRC | 0.046294 | 0.07075 | 0.10531 | 0.14838 | 0.19143 | 0.21662 | 0.20443 | 0.15341 | 0.090198 | 0.043052 | 8.8823 | 13.5745 | 20.2058 | 28.4691 | 36.729 | 41.5621 | 39.2225 | 29.4336 | 17.3059 | 8.2603 |  | 29.07%
Warehouse | Existing | HVAC tune-up | 0.008368 | 0.0015233 |  | 42.1492 | 5 |  | 52.5 | 52.5 | unit (1.5 ton) | 0 | 1.8575 | FAIL | FAIL | Warehouse_Existing_HVAC tune-up_RIM | 0 | 0 | 0 | 0 | 0 | 0 | 0 | 0 | 0 | 0 | 0 | 0 | 0 | 0 | 0 | 0 | 0 | 0 | 0 | 0 | Warehouse_Existing_HVAC tune-up_TRC | 0 | 0 | 0 | 0 | 0 | 0 | 0 | 0 | 0 | 0 | 0 | 0 | 0 | 0 | 0 | 0 | 0 | 0 | 0 | 0
Assembly | New | HVAC tune-up | 0.034502 | 0.0062807 |  | 173.7822 | 5 |  | 52.5 | 52.5 | unit (1.5 ton) | 0 | 7.6586 | FAIL | 18.7704 | Assembly_New_HVAC tune-up_RIM | 0 | 0 | 0 | 0 | 0 | 0 | 0 | 0 | 0 | 0 | 0 | 0 | 0 | 0 | 0 | 0 | 0 | 0 | 0 | 0 | Assembly_New_HVAC tune-up_TRC | 0.030471 | 0.06016 | 0.11549 | 0.20006 | 0.30779 | 0.33996 | 0.31279 | 0.23186 | 0.13362 | 0.063789 | 5.2953 | 10.4548 | 20.0695 | 34.7676 | 53.4885 | 59.0798 | 54.3578 | 40.2925 | 23.2206 | 11.0854 |  | 35.75%
College and University | New | HVAC tune-up | 0.072865 | 0.024629 |  | 192.7958 | 5 |  | 52.5 | 52.5 | unit (1.5 ton) | 0 | 8.4965 | FAIL | 15.08 | College and University_New_HVAC tune-up_RIM | 0 | 0 | 0 | 0 | 0 | 0 | 0 | 0 | 0 | 0 | 0 | 0 | 0 | 0 | 0 | 0 | 0 | 0 | 0 | 0 | College and University_New_HVAC tune-up_TRC | 0.003068 | 0.0043927 | 0.0066399 | 0.0094973 | 0.012435 | 0.01317 | 0.011977 | 0.0089371 | 0.0049703 | 0.0022828 | 0.59151 | 0.8469 | 1.2801 | 1.831 | 2.3975 | 2.5391 | 2.309 | 1.723 | 0.95826 | 0.44011 |  | 28.72%
Grocery | New | HVAC tune-up | 0.019059 | 0.0034695 |  | 95.999 | 5 |  | 52.5 | 52.5 | unit (1.5 ton) | 0 | 4.2307 | FAIL | 33.8674 | Grocery_New_HVAC tune-up_RIM | 0 | 0 | 0 | 0 | 0 | 0 | 0 | 0 | 0 | 0 | 0 | 0 | 0 | 0 | 0 | 0 | 0 | 0 | 0 | 0 | Grocery_New_HVAC tune-up_TRC | 0 | 0 | 0 | 0 | 0 | 0 | 0 | 0 | 0 | 0 | 0 | 0 | 0 | 0 | 0 | 0 | 0 | 0 | 0 | 0 |  | 64.51%
Healthcare | New | HVAC tune-up | 0.13282 | 0.016126 |  | 378.1457 | 5 |  | 52.5 | 52.5 | unit (1.5 ton) | 0 | 16.6649 | FAIL | FAIL | Healthcare_New_HVAC tune-up_RIM | 0 | 0 | 0 | 0 | 0 | 0 | 0 | 0 | 0 | 0 | 0 | 0 | 0 | 0 | 0 | 0 | 0 | 0 | 0 | 0 | Healthcare_New_HVAC tune-up_TRC | 0 | 0 | 0 | 0 | 0 | 0 | 0 | 0 | 0 | 0 | 0 | 0 | 0 | 0 | 0 | 0 | 0 | 0 | 0 | 0
Hospitals | New | HVAC tune-up | 0.13538 | 0.045758 |  | 358.2013 | 5 |  | 52.5 | 52.5 | unit (1.5 ton) | 0 | 15.7859 | FAIL | FAIL | Hospitals_New_HVAC tune-up_RIM | 0 | 0 | 0 | 0 | 0 | 0 | 0 | 0 | 0 | 0 | 0 | 0 | 0 | 0 | 0 | 0 | 0 | 0 | 0 | 0 | Hospitals_New_HVAC tune-up_TRC | 0 | 0 | 0 | 0 | 0 | 0 | 0 | 0 | 0 | 0 | 0 | 0 | 0 | 0 | 0 | 0 | 0 | 0 | 0 | 0
Institutional | New | HVAC tune-up | 0.018637 | 0.0033926 |  | 93.8716 | 5 |  | 52.5 | 52.5 | unit (1.5 ton) | 0 | 4.1369 | FAIL | 34.2803 | Institutional_New_HVAC tune-up_RIM | 0 | 0 | 0 | 0 | 0 | 0 | 0 | 0 | 0 | 0 | 0 | 0 | 0 | 0 | 0 | 0 | 0 | 0 | 0 | 0 | Institutional_New_HVAC tune-up_TRC | 0.2076 | 0.32333 | 0.52577 | 0.80062 | 1.1048 | 1.2229 | 1.1182 | 0.81191 | 0.46677 | 0.22166 | 19.488 | 30.3513 | 49.3545 | 75.1551 | 103.7078 | 114.7999 | 104.9693 | 76.2152 | 43.8163 | 20.8074 |  | 65.3%
Lodging/Hospitality | New | HVAC tune-up | 0.10083 | 0.012242 |  | 287.0663 | 5 |  | 52.5 | 52.5 | unit (1.5 ton) | 0 | 12.651 | FAIL | FAIL | Lodging/Hospitality_New_HVAC tune-up_RIM | 0 | 0 | 0 | 0 | 0 | 0 | 0 | 0 | 0 | 0 | 0 | 0 | 0 | 0 | 0 | 0 | 0 | 0 | 0 | 0 | Lodging/Hospitality_New_HVAC tune-up_TRC | 0 | 0 | 0 | 0 | 0 | 0 | 0 | 0 | 0 | 0 | 0 | 0 | 0 | 0 | 0 | 0 | 0 | 0 | 0 | 0
Miscellaneous | New | HVAC tune-up | 0.01927 | 0.003508 |  | 97.0627 | 5 |  | 52.5 | 52.5 | unit (1.5 ton) | 0 | 4.2776 | FAIL | 33.661 | Miscellaneous_New_HVAC tune-up_RIM | 0 | 0 | 0 | 0 | 0 | 0 | 0 | 0 | 0 | 0 | 0 | 0 | 0 | 0 | 0 | 0 | 0 | 0 | 0 | 0 | Miscellaneous_New_HVAC tune-up_TRC | 0 | 0 | 0 | 0 | 0 | 0 | 0 | 0 | 0 | 0 | 0 | 0 | 0 | 0 | 0 | 0 | 0 | 0 | 0 | 0 |  | 64.12%
Offices | New | HVAC tune-up | 0.038831 | 0.0070688 |  | 195.588 | 5 |  | 52.5 | 52.5 | unit (1.5 ton) | 0 | 8.6196 | FAIL | 14.5381 | Offices_New_HVAC tune-up_RIM | 0 | 0 | 0 | 0 | 0 | 0 | 0 | 0 | 0 | 0 | 0 | 0 | 0 | 0 | 0 | 0 | 0 | 0 | 0 | 0 | Offices_New_HVAC tune-up_TRC | 0.84053 | 0.98062 | 1.1627 | 1.2111 | 1.0059 | 1.0469 | 0.91185 | 0.63057 | 0.34374 | 0.15326 | 164.397 | 191.798 | 227.4067 | 236.8841 | 196.7491 | 204.7644 | 178.3473 | 123.3322 | 67.2311 | 29.9754 |  | 27.69%
Restaurants | New | HVAC tune-up | 0.05591 | 0.010178 |  | 281.6148 | 5 |  | 52.5 | 52.5 | unit (1.5 ton) | 0 | 12.4108 | FAIL | FAIL | Restaurants_New_HVAC tune-up_RIM | 0 | 0 | 0 | 0 | 0 | 0 | 0 | 0 | 0 | 0 | 0 | 0 | 0 | 0 | 0 | 0 | 0 | 0 | 0 | 0 | Restaurants_New_HVAC tune-up_TRC | 0 | 0 | 0 | 0 | 0 | 0 | 0 | 0 | 0 | 0 | 0 | 0 | 0 | 0 | 0 | 0 | 0 | 0 | 0 | 0
Retail | New | HVAC tune-up | 0.04382 | 0.007977 |  | 220.718 | 5 |  | 52.5 | 52.5 | unit (1.5 ton) | 0 | 9.727 | FAIL | 9.6606 | Retail_New_HVAC tune-up_RIM | 0 | 0 | 0 | 0 | 0 | 0 | 0 | 0 | 0 | 0 | 0 | 0 | 0 | 0 | 0 | 0 | 0 | 0 | 0 | 0 | Retail_New_HVAC tune-up_TRC | 0.0037246 | 0.0055764 | 0.0087816 | 0.013056 | 0.017735 | 0.01803 | 0.015368 | 0.010393 | 0.0055597 | 0.002444 | 0.82209 | 1.2308 | 1.9383 | 2.8818 | 3.9144 | 3.9796 | 3.3919 | 2.2939 | 1.2271 | 0.53943 |  | 18.4%
Schools K-12 | New | HVAC tune-up | 0.038092 | 0.0069343 |  | 191.8651 | 5 |  | 52.5 | 52.5 | unit (1.5 ton) | 0 | 8.4555 | FAIL | 15.2607 | Schools K-12_New_HVAC tune-up_RIM | 0 | 0 | 0 | 0 | 0 | 0 | 0 | 0 | 0 | 0 | 0 | 0 | 0 | 0 | 0 | 0 | 0 | 0 | 0 | 0 | Schools K-12_New_HVAC tune-up_TRC | 0.0036906 | 0.0052841 | 0.0079872 | 0.011424 | 0.014958 | 0.015842 | 0.014407 | 0.010751 | 0.0059789 | 0.002746 | 0.70809 | 1.0138 | 1.5325 | 2.192 | 2.87 | 3.0396 | 2.7641 | 2.0627 | 1.1471 | 0.52686 |  | 29.07%
Warehouse | New | HVAC tune-up | 0.008368 | 0.0015233 |  | 42.1492 | 5 |  | 52.5 | 52.5 | unit (1.5 ton) | 0 | 1.8575 | FAIL | FAIL | Warehouse_New_HVAC tune-up_RIM | 0 | 0 | 0 | 0 | 0 | 0 | 0 | 0 | 0 | 0 | 0 | 0 | 0 | 0 | 0 | 0 | 0 | 0 | 0 | 0 | Warehouse_New_HVAC tune-up_TRC | 0 | 0 | 0 | 0 | 0 | 0 | 0 | 0 | 0 | 0 | 0 | 0 | 0 | 0 | 0 | 0 | 0 | 0 | 0 | 0
Assembly | Existing | HVAC tune-up_RTU | 0.15571 | 0.028346 |  | 784.3099 | 5 |  | 350 | 350 | unit (10 ton) | 0 | 34.5645 | FAIL | 197.7723 | Assembly_Existing_HVAC tune-up_RTU_RIM | 0 | 0 | 0 | 0 | 0 | 0 | 0 | 0 | 0 | 0 | 0 | 0 | 0 | 0 | 0 | 0 | 0 | 0 | 0 | 0 | Assembly_Existing_HVAC tune-up_RTU_TRC | 10.3845 | 16.6763 | 26.7285 | 42.3312 | 65.3066 | 96.1397 | 131.7235 | 161.7347 | 169.7879 | 144.6364 | 8144.6879 | 13079.3874 | 20963.4002 | 33200.8084 | 51220.6341 | 75403.3312 | 103312.0405 | 126850.1464 | 133166.3361 | 113439.7401 |  | 56.51%
College and University | Existing | HVAC tune-up_RTU | 0.32885 | 0.11115 |  | 870.122 | 5 |  | 350 | 350 | unit (10 ton) | 0 | 38.3463 | FAIL | 181.1169 | College and University_Existing_HVAC tune-up_RTU_RIM | 0 | 0 | 0 | 0 | 0 | 0 | 0 | 0 | 0 | 0 | 0 | 0 | 0 | 0 | 0 | 0 | 0 | 0 | 0 | 0 | College and University_Existing_HVAC tune-up_RTU_TRC | 0.15135 | 0.24181 | 0.38469 | 0.60281 | 0.91726 | 1.3323 | 1.8022 | 2.1861 | 2.2681 | 1.9094 | 131.6962 | 210.4043 | 334.731 | 524.521 | 798.1298 | 1159.2626 | 1568.1571 | 1902.187 | 1973.4909 | 1661.3697 |  | 51.75%
Grocery | Existing | HVAC tune-up_RTU | 0.086017 | 0.015659 |  | 433.2607 | 5 |  | 350 | 350 | unit (10 ton) | 0 | 19.0938 | FAIL | FAIL | Grocery_Existing_HVAC tune-up_RTU_RIM | 0 | 0 | 0 | 0 | 0 | 0 | 0 | 0 | 0 | 0 | 0 | 0 | 0 | 0 | 0 | 0 | 0 | 0 | 0 | 0 | Grocery_Existing_HVAC tune-up_RTU_TRC | 0 | 0 | 0 | 0 | 0 | 0 | 0 | 0 | 0 | 0 | 0 | 0 | 0 | 0 | 0 | 0 | 0 | 0 | 0 | 0
Healthcare | Existing | HVAC tune-up_RTU | 0.59942 | 0.072781 |  | 1706.6392 | 5 |  | 350 | 350 | unit (10 ton) | 0 | 75.2116 | FAIL | 18.7562 | Healthcare_Existing_HVAC tune-up_RTU_RIM | 0 | 0 | 0 | 0 | 0 | 0 | 0 | 0 | 0 | 0 | 0 | 0 | 0 | 0 | 0 | 0 | 0 | 0 | 0 | 0 | Healthcare_Existing_HVAC tune-up_RTU_TRC | 7.5086 | 7.5165 | 7.5683 | 7.637 | 7.7063 | 7.7727 | 7.8418 | 7.904 | 7.9659 | 8.0191 | 12814.4972 | 12828.0194 | 12916.3278 | 13033.6157 | 13151.7891 | 13265.1655 | 13383.1425 | 13489.2397 | 13594.9573 | 13685.6979 |  | 5.359%
Hospitals | Existing | HVAC tune-up_RTU | 0.61098 | 0.20652 |  | 1616.6266 | 5 |  | 350 | 350 | unit (10 ton) | 0 | 71.2447 | FAIL | 36.2268 | Hospitals_Existing_HVAC tune-up_RTU_RIM | 0 | 0 | 0 | 0 | 0 | 0 | 0 | 0 | 0 | 0 | 0 | 0 | 0 | 0 | 0 | 0 | 0 | 0 | 0 | 0 | Hospitals_Existing_HVAC tune-up_RTU_TRC | 3.0234 | 3.0266 | 3.0474 | 3.0751 | 3.103 | 3.1298 | 3.1576 | 3.1826 | 3.2076 | 3.229 | 4887.746 | 4892.9037 | 4926.5866 | 4971.3229 | 5016.397 | 5059.6414 | 5104.6405 | 5145.1085 | 5185.4316 | 5220.0422 |  | 10.35%
Institutional | Existing | HVAC tune-up_RTU | 0.084111 | 0.015312 |  | 423.6594 | 5 |  | 350 | 350 | unit (10 ton) | 0 | 18.6707 | FAIL | FAIL | Institutional_Existing_HVAC tune-up_RTU_RIM | 0 | 0 | 0 | 0 | 0 | 0 | 0 | 0 | 0 | 0 | 0 | 0 | 0 | 0 | 0 | 0 | 0 | 0 | 0 | 0 | Institutional_Existing_HVAC tune-up_RTU_TRC | 0 | 0 | 0 | 0 | 0 | 0 | 0 | 0 | 0 | 0 | 0 | 0 | 0 | 0 | 0 | 0 | 0 | 0 | 0 | 0
Lodging/Hospitality | Existing | HVAC tune-up_RTU | 0.45505 | 0.055251 |  | 1295.5816 | 5 |  | 350 | 350 | unit (10 ton) | 0 | 57.0963 | FAIL | 98.5389 | Lodging/Hospitality_Existing_HVAC tune-up_RTU_RIM | 0 | 0 | 0 | 0 | 0 | 0 | 0 | 0 | 0 | 0 | 0 | 0 | 0 | 0 | 0 | 0 | 0 | 0 | 0 | 0 | Lodging/Hospitality_Existing_HVAC tune-up_RTU_TRC | 3.1821 | 5.2348 | 8.4127 | 13.2784 | 20.2922 | 29.5861 | 40.1446 | 48.799 | 50.7142 | 42.7525 | 4122.7097 | 6782.0553 | 10899.294 | 17203.2312 | 26290.2256 | 38331.1513 | 52010.5685 | 63223.1092 | 65704.4192 | 55389.3829 |  | 28.15%
Miscellaneous | Existing | HVAC tune-up_RTU | 0.08697 | 0.015832 |  | 438.0614 | 5 |  | 350 | 350 | unit (10 ton) | 0 | 19.3054 | FAIL | FAIL | Miscellaneous_Existing_HVAC tune-up_RTU_RIM | 0 | 0 | 0 | 0 | 0 | 0 | 0 | 0 | 0 | 0 | 0 | 0 | 0 | 0 | 0 | 0 | 0 | 0 | 0 | 0 | Miscellaneous_Existing_HVAC tune-up_RTU_TRC | 0 | 0 | 0 | 0 | 0 | 0 | 0 | 0 | 0 | 0 | 0 | 0 | 0 | 0 | 0 | 0 | 0 | 0 | 0 | 0
Offices | Existing | HVAC tune-up_RTU | 0.17525 | 0.031903 |  | 882.7237 | 5 |  | 350 | 350 | unit (10 ton) | 0 | 38.9016 | FAIL | 178.671 | Offices_Existing_HVAC tune-up_RTU_RIM | 0 | 0 | 0 | 0 | 0 | 0 | 0 | 0 | 0 | 0 | 0 | 0 | 0 | 0 | 0 | 0 | 0 | 0 | 0 | 0 | Offices_Existing_HVAC tune-up_RTU_TRC | 30.1337 | 49.0551 | 78.3511 | 122.8398 | 186.3992 | 270.0919 | 364.6736 | 441.6459 | 457.5437 | 384.4792 | 26599.7683 | 43302.0718 | 69162.4071 | 108433.6072 | 164539.0266 | 238416.4928 | 321906.0318 | 389851.3562 | 403884.7105 | 339388.9074 |  | 51.05%
Restaurants | Existing | HVAC tune-up_RTU | 0.25233 | 0.045935 |  | 1270.9781 | 5 |  | 350 | 350 | unit (10 ton) | 0 | 56.012 | FAIL | 103.3142 | Restaurants_Existing_HVAC tune-up_RTU_RIM | 0 | 0 | 0 | 0 | 0 | 0 | 0 | 0 | 0 | 0 | 0 | 0 | 0 | 0 | 0 | 0 | 0 | 0 | 0 | 0 | Restaurants_Existing_HVAC tune-up_RTU_TRC | 13.113 | 21.1993 | 34.018 | 53.8667 | 82.9807 | 121.9787 | 166.9057 | 204.6965 | 214.6544 | 182.6382 | 16666.3408 | 26943.8477 | 43236.0797 | 68463.3404 | 105466.7176 | 155032.3241 | 212133.5481 | 260164.7686 | 272821.0918 | 232129.2148 |  | 29.52%
Retail | Existing | HVAC tune-up_RTU | 0.19777 | 0.036002 |  | 996.1396 | 5 |  | 350 | 350 | unit (10 ton) | 0 | 43.8999 | FAIL | 156.658 | Retail_Existing_HVAC tune-up_RTU_RIM | 0 | 0 | 0 | 0 | 0 | 0 | 0 | 0 | 0 | 0 | 0 | 0 | 0 | 0 | 0 | 0 | 0 | 0 | 0 | 0 | Retail_Existing_HVAC tune-up_RTU_TRC | 47.2247 | 75.8087 | 120.9596 | 190.1805 | 290.4942 | 423.2937 | 574.1277 | 697.7839 | 725.0655 | 611.0124 | 47042.3816 | 75516.0798 | 120492.6562 | 189446.3116 | 289372.7358 | 421659.593 | 571911.3009 | 695090.2184 | 722266.4808 | 608653.7026 |  | 44.76%
Schools K-12 | Existing | HVAC tune-up_RTU | 0.17191 | 0.031296 |  | 865.9214 | 5 |  | 350 | 350 | unit (10 ton) | 0 | 38.1611 | FAIL | 181.9322 | Schools K-12_Existing_HVAC tune-up_RTU_RIM | 0 | 0 | 0 | 0 | 0 | 0 | 0 | 0 | 0 | 0 | 0 | 0 | 0 | 0 | 0 | 0 | 0 | 0 | 0 | 0 | Schools K-12_Existing_HVAC tune-up_RTU_TRC | 1.939 | 3.0983 | 4.9301 | 7.7273 | 11.7611 | 17.0856 | 23.1124 | 28.0302 | 29.0714 | 24.4654 | 1679.0193 | 2682.8992 | 4269.0803 | 6691.2548 | 10184.166 | 14794.8287 | 20013.521 | 24271.9503 | 25173.5264 | 21185.1165 |  | 51.98%
Warehouse | Existing | HVAC tune-up_RTU | 0.037766 | 0.006875 |  | 190.2267 | 5 |  | 350 | 350 | unit (10 ton) | 0 | 8.3833 | FAIL | FAIL | Warehouse_Existing_HVAC tune-up_RTU_RIM | 0 | 0 | 0 | 0 | 0 | 0 | 0 | 0 | 0 | 0 | 0 | 0 | 0 | 0 | 0 | 0 | 0 | 0 | 0 | 0 | Warehouse_Existing_HVAC tune-up_RTU_TRC | 0 | 0 | 0 | 0 | 0 | 0 | 0 | 0 | 0 | 0 | 0 | 0 | 0 | 0 | 0 | 0 | 0 | 0 | 0 | 0
Assembly | New | HVAC tune-up_RTU | 0.15571 | 0.028346 |  | 784.3099 | 5 |  | 350 | 350 | unit (10 ton) | 0 | 34.5645 | FAIL | 197.7723 | Assembly_New_HVAC tune-up_RTU_RIM | 0 | 0 | 0 | 0 | 0 | 0 | 0 | 0 | 0 | 0 | 0 | 0 | 0 | 0 | 0 | 0 | 0 | 0 | 0 | 0 | Assembly_New_HVAC tune-up_RTU_TRC | 0.93152 | 1.9185 | 3.937 | 7.5871 | 13.7704 | 19.5264 | 25.7525 | 30.85 | 31.3612 | 26.3972 | 730.6039 | 1504.7054 | 3087.8257 | 5950.6593 | 10800.2638 | 15314.7273 | 20197.9512 | 24195.99 | 24596.9289 | 20703.5542 |  | 56.51%
College and University | New | HVAC tune-up_RTU | 0.32885 | 0.11115 |  | 870.122 | 5 |  | 350 | 350 | unit (10 ton) | 0 | 38.3463 | FAIL | 181.1169 | College and University_New_HVAC tune-up_RTU_RIM | 0 | 0 | 0 | 0 | 0 | 0 | 0 | 0 | 0 | 0 | 0 | 0 | 0 | 0 | 0 | 0 | 0 | 0 | 0 | 0 | College and University_New_HVAC tune-up_RTU_TRC | 0.012094 | 0.018063 | 0.029187 | 0.046441 | 0.071736 | 0.097536 | 0.12714 | 0.15333 | 0.15042 | 0.12181 | 10.523 | 15.7168 | 25.3962 | 40.4095 | 62.4191 | 84.8684 | 110.6284 | 133.4154 | 130.8831 | 105.9857 |  | 51.75%
Grocery | New | HVAC tune-up_RTU | 0.086017 | 0.015659 |  | 433.2607 | 5 |  | 350 | 350 | unit (10 ton) | 0 | 19.0938 | FAIL | FAIL | Grocery_New_HVAC tune-up_RTU_RIM | 0 | 0 | 0 | 0 | 0 | 0 | 0 | 0 | 0 | 0 | 0 | 0 | 0 | 0 | 0 | 0 | 0 | 0 | 0 | 0 | Grocery_New_HVAC tune-up_RTU_TRC | 0 | 0 | 0 | 0 | 0 | 0 | 0 | 0 | 0 | 0 | 0 | 0 | 0 | 0 | 0 | 0 | 0 | 0 | 0 | 0
Healthcare | New | HVAC tune-up_RTU | 0.59942 | 0.072781 |  | 1706.6392 | 5 |  | 350 | 350 | unit (10 ton) | 0 | 75.2116 | FAIL | 18.7562 | Healthcare_New_HVAC tune-up_RTU_RIM | 0 | 0 | 0 | 0 | 0 | 0 | 0 | 0 | 0 | 0 | 0 | 0 | 0 | 0 | 0 | 0 | 0 | 0 | 0 | 0 | Healthcare_New_HVAC tune-up_RTU_TRC | 0.72243 | 1.0531 | 1.6601 | 2.5772 | 3.884 | 5.4168 | 7.0528 | 8.2479 | 8.2639 | 6.7282 | 1232.9269 | 1797.1797 | 2833.209 | 4398.3996 | 6628.56 | 9244.5349 | 12036.5454 | 14076.1177 | 14103.4775 | 11482.6871 |  | 5.359%
Hospitals | New | HVAC tune-up_RTU | 0.61098 | 0.20652 |  | 1616.6266 | 5 |  | 350 | 350 | unit (10 ton) | 0 | 71.2447 | FAIL | 36.2268 | Hospitals_New_HVAC tune-up_RTU_RIM | 0 | 0 | 0 | 0 | 0 | 0 | 0 | 0 | 0 | 0 | 0 | 0 | 0 | 0 | 0 | 0 | 0 | 0 | 0 | 0 | Hospitals_New_HVAC tune-up_RTU_TRC | 0.29089 | 0.42402 | 0.66846 | 1.0377 | 1.5639 | 2.1811 | 2.8399 | 3.3211 | 3.3275 | 2.7092 | 470.2669 | 685.486 | 1080.6515 | 1677.6515 | 2528.2863 | 3526.0797 | 4591.0172 | 5368.9573 | 5379.393 | 4379.7628 |  | 10.35%
Institutional | New | HVAC tune-up_RTU | 0.084111 | 0.015312 |  | 423.6594 | 5 |  | 350 | 350 | unit (10 ton) | 0 | 18.6707 | FAIL | FAIL | Institutional_New_HVAC tune-up_RTU_RIM | 0 | 0 | 0 | 0 | 0 | 0 | 0 | 0 | 0 | 0 | 0 | 0 | 0 | 0 | 0 | 0 | 0 | 0 | 0 | 0 | Institutional_New_HVAC tune-up_RTU_TRC | 0 | 0 | 0 | 0 | 0 | 0 | 0 | 0 | 0 | 0 | 0 | 0 | 0 | 0 | 0 | 0 | 0 | 0 | 0 | 0
Lodging/Hospitality | New | HVAC tune-up_RTU | 0.45505 | 0.055251 |  | 1295.5816 | 5 |  | 350 | 350 | unit (10 ton) | 0 | 57.0963 | FAIL | 98.5389 | Lodging/Hospitality_New_HVAC tune-up_RTU_RIM | 0 | 0 | 0 | 0 | 0 | 0 | 0 | 0 | 0 | 0 | 0 | 0 | 0 | 0 | 0 | 0 | 0 | 0 | 0 | 0 | Lodging/Hospitality_New_HVAC tune-up_RTU_TRC | 0.81151 | 1.0403 | 1.4337 | 1.8885 | 2.3213 | 3.1011 | 3.8939 | 4.4033 | 4.2901 | 3.4064 | 1051.3715 | 1347.7401 | 1857.4469 | 2446.7027 | 3007.4857 | 4017.7479 | 5044.8145 | 5704.865 | 5558.201 | 4413.2789 |  | 28.15%
Miscellaneous | New | HVAC tune-up_RTU | 0.08697 | 0.015832 |  | 438.0614 | 5 |  | 350 | 350 | unit (10 ton) | 0 | 19.3054 | FAIL | FAIL | Miscellaneous_New_HVAC tune-up_RTU_RIM | 0 | 0 | 0 | 0 | 0 | 0 | 0 | 0 | 0 | 0 | 0 | 0 | 0 | 0 | 0 | 0 | 0 | 0 | 0 | 0 | Miscellaneous_New_HVAC tune-up_RTU_TRC | 0 | 0 | 0 | 0 | 0 | 0 | 0 | 0 | 0 | 0 | 0 | 0 | 0 | 0 | 0 | 0 | 0 | 0 | 0 | 0
Offices | New | HVAC tune-up_RTU | 0.17525 | 0.031903 |  | 882.7237 | 5 |  | 350 | 350 | unit (10 ton) | 0 | 38.9016 | FAIL | 178.671 | Offices_New_HVAC tune-up_RTU_RIM | 0 | 0 | 0 | 0 | 0 | 0 | 0 | 0 | 0 | 0 | 0 | 0 | 0 | 0 | 0 | 0 | 0 | 0 | 0 | 0 | Offices_New_HVAC tune-up_RTU_TRC | 6.1254 | 7.4547 | 9.4486 | 10.949 | 10.7284 | 14.3342 | 17.8962 | 20.0006 | 19.2321 | 15.1185 | 5407.0011 | 6580.4375 | 8340.522 | 9664.9664 | 9470.2226 | 12653.1393 | 15797.3956 | 17655.043 | 16976.5937 | 13345.4464 |  | 51.05%
Restaurants | New | HVAC tune-up_RTU | 0.25233 | 0.045935 |  | 1270.9781 | 5 |  | 350 | 350 | unit (10 ton) | 0 | 56.012 | FAIL | 103.3142 | Restaurants_New_HVAC tune-up_RTU_RIM | 0 | 0 | 0 | 0 | 0 | 0 | 0 | 0 | 0 | 0 | 0 | 0 | 0 | 0 | 0 | 0 | 0 | 0 | 0 | 0 | Restaurants_New_HVAC tune-up_RTU_TRC | 1.7598 | 2.9845 | 5.4211 | 9.5668 | 16.2288 | 22.7432 | 29.7569 | 35.4917 | 36.0064 | 30.2474 | 2236.6951 | 3793.2534 | 6890.0444 | 12159.2413 | 20626.4957 | 28906.0479 | 37820.3809 | 45109.1926 | 45763.3638 | 38443.8293 |  | 29.52%
Retail | New | HVAC tune-up_RTU | 0.19777 | 0.036002 |  | 996.1396 | 5 |  | 350 | 350 | unit (10 ton) | 0 | 43.8999 | FAIL | 156.658 | Retail_New_HVAC tune-up_RTU_RIM | 0 | 0 | 0 | 0 | 0 | 0 | 0 | 0 | 0 | 0 | 0 | 0 | 0 | 0 | 0 | 0 | 0 | 0 | 0 | 0 | Retail_New_HVAC tune-up_RTU_TRC | 4.906 | 7.6592 | 12.8875 | 21.3028 | 34.1164 | 44.5083 | 54.3766 | 59.4582 | 56.1522 | 43.5564 | 4887.0797 | 7629.63 | 12837.7695 | 21220.5704 | 33984.7244 | 44336.4656 | 54166.6744 | 59228.6244 | 55935.4694 | 43388.2993 |  | 44.76%
Schools K-12 | New | HVAC tune-up_RTU | 0.17191 | 0.031296 |  | 865.9214 | 5 |  | 350 | 350 | unit (10 ton) | 0 | 38.1611 | FAIL | 181.9322 | Schools K-12_New_HVAC tune-up_RTU_RIM | 0 | 0 | 0 | 0 | 0 | 0 | 0 | 0 | 0 | 0 | 0 | 0 | 0 | 0 | 0 | 0 | 0 | 0 | 0 | 0 | Schools K-12_New_HVAC tune-up_RTU_TRC | 0.15493 | 0.2314 | 0.37391 | 0.59496 | 0.91901 | 1.2495 | 1.6288 | 1.9643 | 1.927 | 1.5605 | 134.16 | 200.3761 | 323.7807 | 515.1876 | 795.7928 | 1082.0032 | 1410.4212 | 1700.9372 | 1668.6531 | 1351.2315 |  | 51.98%
Warehouse | New | HVAC tune-up_RTU | 0.037766 | 0.006875 |  | 190.2267 | 5 |  | 350 | 350 | unit (10 ton) | 0 | 8.3833 | FAIL | FAIL | Warehouse_New_HVAC tune-up_RTU_RIM | 0 | 0 | 0 | 0 | 0 | 0 | 0 | 0 | 0 | 0 | 0 | 0 | 0 | 0 | 0 | 0 | 0 | 0 | 0 | 0 | Warehouse_New_HVAC tune-up_RTU_TRC | 0 | 0 | 0 | 0 | 0 | 0 | 0 | 0 | 0 | 0 | 0 | 0 | 0 | 0 | 0 | 0 | 0 | 0 | 0 | 0
Assembly | Existing | Infiltration Reduction - Air Sealing | 7.0636e-06 | 2.0975e-05 |  | 0.031934 | 11 |  | 0.262 | 0.262 | sq ft | 0 | 0.0014073 | FAIL | FAIL | Assembly_Existing_Infiltration Reduction - Air Sealing_RIM | 0 | 0 | 0 | 0 | 0 | 0 | 0 | 0 | 0 | 0 | 0 | 0 | 0 | 0 | 0 | 0 | 0 | 0 | 0 | 0 | Assembly_Existing_Infiltration Reduction - Air Sealing_TRC | 0 | 0 | 0 | 0 | 0 | 0 | 0 | 0 | 0 | 0 | 0 | 0 | 0 | 0 | 0 | 0 | 0 | 0 | 0 | 0
College and University | Existing | Infiltration Reduction - Air Sealing | 3.4505e-06 | 1.0246e-05 |  | 0.015599 | 11 |  | 0.262 | 0.262 | sq ft | 0 | 0.00068745 | FAIL | FAIL | College and University_Existing_Infiltration Reduction - Air Sealing_RIM | 0 | 0 | 0 | 0 | 0 | 0 | 0 | 0 | 0 | 0 | 0 | 0 | 0 | 0 | 0 | 0 | 0 | 0 | 0 | 0 | College and University_Existing_Infiltration Reduction - Air Sealing_TRC | 0 | 0 | 0 | 0 | 0 | 0 | 0 | 0 | 0 | 0 | 0 | 0 | 0 | 0 | 0 | 0 | 0 | 0 | 0 | 0
Grocery | Existing | Infiltration Reduction - Air Sealing | 2.402e-05 | 7.1327e-05 |  | 0.10859 | 11 |  | 0.262 | 0.262 | sq ft | 0 | 0.0047857 | FAIL | FAIL | Grocery_Existing_Infiltration Reduction - Air Sealing_RIM | 0 | 0 | 0 | 0 | 0 | 0 | 0 | 0 | 0 | 0 | 0 | 0 | 0 | 0 | 0 | 0 | 0 | 0 | 0 | 0 | Grocery_Existing_Infiltration Reduction - Air Sealing_TRC | 0 | 0 | 0 | 0 | 0 | 0 | 0 | 0 | 0 | 0 | 0 | 0 | 0 | 0 | 0 | 0 | 0 | 0 | 0 | 0
Healthcare | Existing | Infiltration Reduction - Air Sealing | 6.6932e-06 | 1.9875e-05 |  | 0.030259 | 11 |  | 0.262 | 0.262 | sq ft | 0 | 0.0013335 | FAIL | FAIL | Healthcare_Existing_Infiltration Reduction - Air Sealing_RIM | 0 | 0 | 0 | 0 | 0 | 0 | 0 | 0 | 0 | 0 | 0 | 0 | 0 | 0 | 0 | 0 | 0 | 0 | 0 | 0 | Healthcare_Existing_Infiltration Reduction - Air Sealing_TRC | 0 | 0 | 0 | 0 | 0 | 0 | 0 | 0 | 0 | 0 | 0 | 0 | 0 | 0 | 0 | 0 | 0 | 0 | 0 | 0
Hospitals | Existing | Infiltration Reduction - Air Sealing | 3.4623e-06 | 1.0281e-05 |  | 0.015653 | 11 |  | 0.262 | 0.262 | sq ft | 0 | 0.00068981 | FAIL | FAIL | Hospitals_Existing_Infiltration Reduction - Air Sealing_RIM | 0 | 0 | 0 | 0 | 0 | 0 | 0 | 0 | 0 | 0 | 0 | 0 | 0 | 0 | 0 | 0 | 0 | 0 | 0 | 0 | Hospitals_Existing_Infiltration Reduction - Air Sealing_TRC | 0 | 0 | 0 | 0 | 0 | 0 | 0 | 0 | 0 | 0 | 0 | 0 | 0 | 0 | 0 | 0 | 0 | 0 | 0 | 0
Institutional | Existing | Infiltration Reduction - Air Sealing | 2.1601e-05 | 6.4144e-05 |  | 0.097657 | 11 |  | 0.262 | 0.262 | sq ft | 0 | 0.0043037 | FAIL | FAIL | Institutional_Existing_Infiltration Reduction - Air Sealing_RIM | 0 | 0 | 0 | 0 | 0 | 0 | 0 | 0 | 0 | 0 | 0 | 0 | 0 | 0 | 0 | 0 | 0 | 0 | 0 | 0 | Institutional_Existing_Infiltration Reduction - Air Sealing_TRC | 0 | 0 | 0 | 0 | 0 | 0 | 0 | 0 | 0 | 0 | 0 | 0 | 0 | 0 | 0 | 0 | 0 | 0 | 0 | 0
Lodging/Hospitality | Existing | Infiltration Reduction - Air Sealing | 1.625e-05 | 4.8254e-05 |  | 0.073464 | 11 |  | 0.262 | 0.262 | sq ft | 0 | 0.0032376 | FAIL | FAIL | Lodging/Hospitality_Existing_Infiltration Reduction - Air Sealing_RIM | 0 | 0 | 0 | 0 | 0 | 0 | 0 | 0 | 0 | 0 | 0 | 0 | 0 | 0 | 0 | 0 | 0 | 0 | 0 | 0 | Lodging/Hospitality_Existing_Infiltration Reduction - Air Sealing_TRC | 0 | 0 | 0 | 0 | 0 | 0 | 0 | 0 | 0 | 0 | 0 | 0 | 0 | 0 | 0 | 0 | 0 | 0 | 0 | 0
Miscellaneous | Existing | Infiltration Reduction - Air Sealing | 4.3178e-06 | 1.2821e-05 |  | 0.01952 | 11 |  | 0.262 | 0.262 | sq ft | 0 | 0.00086025 | FAIL | FAIL | Miscellaneous_Existing_Infiltration Reduction - Air Sealing_RIM | 0 | 0 | 0 | 0 | 0 | 0 | 0 | 0 | 0 | 0 | 0 | 0 | 0 | 0 | 0 | 0 | 0 | 0 | 0 | 0 | Miscellaneous_Existing_Infiltration Reduction - Air Sealing_TRC | 0 | 0 | 0 | 0 | 0 | 0 | 0 | 0 | 0 | 0 | 0 | 0 | 0 | 0 | 0 | 0 | 0 | 0 | 0 | 0
Offices | Existing | Infiltration Reduction - Air Sealing | 3.1349e-05 | 9.3089e-05 |  | 0.14172 | 11 |  | 0.262 | 0.262 | sq ft | 0 | 0.0062457 | FAIL | FAIL | Offices_Existing_Infiltration Reduction - Air Sealing_RIM | 0 | 0 | 0 | 0 | 0 | 0 | 0 | 0 | 0 | 0 | 0 | 0 | 0 | 0 | 0 | 0 | 0 | 0 | 0 | 0 | Offices_Existing_Infiltration Reduction - Air Sealing_TRC | 0 | 0 | 0 | 0 | 0 | 0 | 0 | 0 | 0 | 0 | 0 | 0 | 0 | 0 | 0 | 0 | 0 | 0 | 0 | 0
Restaurants | Existing | Infiltration Reduction - Air Sealing | 2.3307e-05 | 6.921e-05 |  | 0.10537 | 11 |  | 0.262 | 0.262 | sq ft | 0 | 0.0046436 | FAIL | FAIL | Restaurants_Existing_Infiltration Reduction - Air Sealing_RIM | 0 | 0 | 0 | 0 | 0 | 0 | 0 | 0 | 0 | 0 | 0 | 0 | 0 | 0 | 0 | 0 | 0 | 0 | 0 | 0 | Restaurants_Existing_Infiltration Reduction - Air Sealing_TRC | 0 | 0 | 0 | 0 | 0 | 0 | 0 | 0 | 0 | 0 | 0 | 0 | 0 | 0 | 0 | 0 | 0 | 0 | 0 | 0
Retail | Existing | Infiltration Reduction - Air Sealing | 1.0182e-05 | 3.0234e-05 |  | 0.046029 | 11 |  | 0.262 | 0.262 | sq ft | 0 | 0.0020285 | FAIL | FAIL | Retail_Existing_Infiltration Reduction - Air Sealing_RIM | 0 | 0 | 0 | 0 | 0 | 0 | 0 | 0 | 0 | 0 | 0 | 0 | 0 | 0 | 0 | 0 | 0 | 0 | 0 | 0 | Retail_Existing_Infiltration Reduction - Air Sealing_TRC | 0 | 0 | 0 | 0 | 0 | 0 | 0 | 0 | 0 | 0 | 0 | 0 | 0 | 0 | 0 | 0 | 0 | 0 | 0 | 0
Schools K-12 | Existing | Infiltration Reduction - Air Sealing | 2.3252e-06 | 6.9047e-06 |  | 0.010512 | 11 |  | 0.262 | 0.262 | sq ft | 0 | 0.00046327 | FAIL | FAIL | Schools K-12_Existing_Infiltration Reduction - Air Sealing_RIM | 0 | 0 | 0 | 0 | 0 | 0 | 0 | 0 | 0 | 0 | 0 | 0 | 0 | 0 | 0 | 0 | 0 | 0 | 0 | 0 | Schools K-12_Existing_Infiltration Reduction - Air Sealing_TRC | 0 | 0 | 0 | 0 | 0 | 0 | 0 | 0 | 0 | 0 | 0 | 0 | 0 | 0 | 0 | 0 | 0 | 0 | 0 | 0
Warehouse | Existing | Infiltration Reduction - Air Sealing | 6.4299e-06 | 1.9093e-05 |  | 0.029069 | 11 |  | 0.262 | 0.262 | sq ft | 0 | 0.0012811 | FAIL | FAIL | Warehouse_Existing_Infiltration Reduction - Air Sealing_RIM | 0 | 0 | 0 | 0 | 0 | 0 | 0 | 0 | 0 | 0 | 0 | 0 | 0 | 0 | 0 | 0 | 0 | 0 | 0 | 0 | Warehouse_Existing_Infiltration Reduction - Air Sealing_TRC | 0 | 0 | 0 | 0 | 0 | 0 | 0 | 0 | 0 | 0 | 0 | 0 | 0 | 0 | 0 | 0 | 0 | 0 | 0 | 0
Assembly | New | Infiltration Reduction - Air Sealing | 7.0193e-06 | 2.0844e-05 |  | 0.031733 | 11 |  | 0.262 | 0.262 | sq ft | 0 | 0.0013985 | FAIL | FAIL | Assembly_New_Infiltration Reduction - Air Sealing_RIM | 0 | 0 | 0 | 0 | 0 | 0 | 0 | 0 | 0 | 0 | 0 | 0 | 0 | 0 | 0 | 0 | 0 | 0 | 0 | 0 | Assembly_New_Infiltration Reduction - Air Sealing_TRC | 0 | 0 | 0 | 0 | 0 | 0 | 0 | 0 | 0 | 0 | 0 | 0 | 0 | 0 | 0 | 0 | 0 | 0 | 0 | 0
College and University | New | Infiltration Reduction - Air Sealing | 3.4288e-06 | 1.0182e-05 |  | 0.015501 | 11 |  | 0.262 | 0.262 | sq ft | 0 | 0.00068314 | FAIL | FAIL | College and University_New_Infiltration Reduction - Air Sealing_RIM | 0 | 0 | 0 | 0 | 0 | 0 | 0 | 0 | 0 | 0 | 0 | 0 | 0 | 0 | 0 | 0 | 0 | 0 | 0 | 0 | College and University_New_Infiltration Reduction - Air Sealing_TRC | 0 | 0 | 0 | 0 | 0 | 0 | 0 | 0 | 0 | 0 | 0 | 0 | 0 | 0 | 0 | 0 | 0 | 0 | 0 | 0
Grocery | New | Infiltration Reduction - Air Sealing | 2.387e-05 | 7.088e-05 |  | 0.10791 | 11 |  | 0.262 | 0.262 | sq ft | 0 | 0.0047557 | FAIL | FAIL | Grocery_New_Infiltration Reduction - Air Sealing_RIM | 0 | 0 | 0 | 0 | 0 | 0 | 0 | 0 | 0 | 0 | 0 | 0 | 0 | 0 | 0 | 0 | 0 | 0 | 0 | 0 | Grocery_New_Infiltration Reduction - Air Sealing_TRC | 0 | 0 | 0 | 0 | 0 | 0 | 0 | 0 | 0 | 0 | 0 | 0 | 0 | 0 | 0 | 0 | 0 | 0 | 0 | 0
Healthcare | New | Infiltration Reduction - Air Sealing | 6.6513e-06 | 1.9751e-05 |  | 0.030069 | 11 |  | 0.262 | 0.262 | sq ft | 0 | 0.0013252 | FAIL | FAIL | Healthcare_New_Infiltration Reduction - Air Sealing_RIM | 0 | 0 | 0 | 0 | 0 | 0 | 0 | 0 | 0 | 0 | 0 | 0 | 0 | 0 | 0 | 0 | 0 | 0 | 0 | 0 | Healthcare_New_Infiltration Reduction - Air Sealing_TRC | 0 | 0 | 0 | 0 | 0 | 0 | 0 | 0 | 0 | 0 | 0 | 0 | 0 | 0 | 0 | 0 | 0 | 0 | 0 | 0
Hospitals | New | Infiltration Reduction - Air Sealing | 3.4406e-06 | 1.0217e-05 |  | 0.015554 | 11 |  | 0.262 | 0.262 | sq ft | 0 | 0.00068548 | FAIL | FAIL | Hospitals_New_Infiltration Reduction - Air Sealing_RIM | 0 | 0 | 0 | 0 | 0 | 0 | 0 | 0 | 0 | 0 | 0 | 0 | 0 | 0 | 0 | 0 | 0 | 0 | 0 | 0 | Hospitals_New_Infiltration Reduction - Air Sealing_TRC | 0 | 0 | 0 | 0 | 0 | 0 | 0 | 0 | 0 | 0 | 0 | 0 | 0 | 0 | 0 | 0 | 0 | 0 | 0 | 0
Institutional | New | Infiltration Reduction - Air Sealing | 2.1466e-05 | 6.3742e-05 |  | 0.097044 | 11 |  | 0.262 | 0.262 | sq ft | 0 | 0.0042767 | FAIL | FAIL | Institutional_New_Infiltration Reduction - Air Sealing_RIM | 0 | 0 | 0 | 0 | 0 | 0 | 0 | 0 | 0 | 0 | 0 | 0 | 0 | 0 | 0 | 0 | 0 | 0 | 0 | 0 | Institutional_New_Infiltration Reduction - Air Sealing_TRC | 0 | 0 | 0 | 0 | 0 | 0 | 0 | 0 | 0 | 0 | 0 | 0 | 0 | 0 | 0 | 0 | 0 | 0 | 0 | 0
Lodging/Hospitality | New | Infiltration Reduction - Air Sealing | 1.6148e-05 | 4.7951e-05 |  | 0.073003 | 11 |  | 0.262 | 0.262 | sq ft | 0 | 0.0032173 | FAIL | FAIL | Lodging/Hospitality_New_Infiltration Reduction - Air Sealing_RIM | 0 | 0 | 0 | 0 | 0 | 0 | 0 | 0 | 0 | 0 | 0 | 0 | 0 | 0 | 0 | 0 | 0 | 0 | 0 | 0 | Lodging/Hospitality_New_Infiltration Reduction - Air Sealing_TRC | 0 | 0 | 0 | 0 | 0 | 0 | 0 | 0 | 0 | 0 | 0 | 0 | 0 | 0 | 0 | 0 | 0 | 0 | 0 | 0
Miscellaneous | New | Infiltration Reduction - Air Sealing | 4.2907e-06 | 1.2741e-05 |  | 0.019398 | 11 |  | 0.262 | 0.262 | sq ft | 0 | 0.00085486 | FAIL | FAIL | Miscellaneous_New_Infiltration Reduction - Air Sealing_RIM | 0 | 0 | 0 | 0 | 0 | 0 | 0 | 0 | 0 | 0 | 0 | 0 | 0 | 0 | 0 | 0 | 0 | 0 | 0 | 0 | Miscellaneous_New_Infiltration Reduction - Air Sealing_TRC | 0 | 0 | 0 | 0 | 0 | 0 | 0 | 0 | 0 | 0 | 0 | 0 | 0 | 0 | 0 | 0 | 0 | 0 | 0 | 0
Offices | New | Infiltration Reduction - Air Sealing | 3.1152e-05 | 9.2505e-05 |  | 0.14083 | 11 |  | 0.262 | 0.262 | sq ft | 0 | 0.0062066 | FAIL | FAIL | Offices_New_Infiltration Reduction - Air Sealing_RIM | 0 | 0 | 0 | 0 | 0 | 0 | 0 | 0 | 0 | 0 | 0 | 0 | 0 | 0 | 0 | 0 | 0 | 0 | 0 | 0 | Offices_New_Infiltration Reduction - Air Sealing_TRC | 0 | 0 | 0 | 0 | 0 | 0 | 0 | 0 | 0 | 0 | 0 | 0 | 0 | 0 | 0 | 0 | 0 | 0 | 0 | 0
Restaurants | New | Infiltration Reduction - Air Sealing | 2.3161e-05 | 6.8776e-05 |  | 0.10471 | 11 |  | 0.262 | 0.262 | sq ft | 0 | 0.0046145 | FAIL | FAIL | Restaurants_New_Infiltration Reduction - Air Sealing_RIM | 0 | 0 | 0 | 0 | 0 | 0 | 0 | 0 | 0 | 0 | 0 | 0 | 0 | 0 | 0 | 0 | 0 | 0 | 0 | 0 | Restaurants_New_Infiltration Reduction - Air Sealing_TRC | 0 | 0 | 0 | 0 | 0 | 0 | 0 | 0 | 0 | 0 | 0 | 0 | 0 | 0 | 0 | 0 | 0 | 0 | 0 | 0
Retail | New | Infiltration Reduction - Air Sealing | 1.0118e-05 | 3.0044e-05 |  | 0.045741 | 11 |  | 0.262 | 0.262 | sq ft | 0 | 0.0020158 | FAIL | FAIL | Retail_New_Infiltration Reduction - Air Sealing_RIM | 0 | 0 | 0 | 0 | 0 | 0 | 0 | 0 | 0 | 0 | 0 | 0 | 0 | 0 | 0 | 0 | 0 | 0 | 0 | 0 | Retail_New_Infiltration Reduction - Air Sealing_TRC | 0 | 0 | 0 | 0 | 0 | 0 | 0 | 0 | 0 | 0 | 0 | 0 | 0 | 0 | 0 | 0 | 0 | 0 | 0 | 0
Schools K-12 | New | Infiltration Reduction - Air Sealing | 2.3107e-06 | 6.8614e-06 |  | 0.010446 | 11 |  | 0.262 | 0.262 | sq ft | 0 | 0.00046036 | FAIL | FAIL | Schools K-12_New_Infiltration Reduction - Air Sealing_RIM | 0 | 0 | 0 | 0 | 0 | 0 | 0 | 0 | 0 | 0 | 0 | 0 | 0 | 0 | 0 | 0 | 0 | 0 | 0 | 0 | Schools K-12_New_Infiltration Reduction - Air Sealing_TRC | 0 | 0 | 0 | 0 | 0 | 0 | 0 | 0 | 0 | 0 | 0 | 0 | 0 | 0 | 0 | 0 | 0 | 0 | 0 | 0
Warehouse | New | Infiltration Reduction - Air Sealing | 6.3896e-06 | 1.8973e-05 |  | 0.028886 | 11 |  | 0.262 | 0.262 | sq ft | 0 | 0.001273 | FAIL | FAIL | Warehouse_New_Infiltration Reduction - Air Sealing_RIM | 0 | 0 | 0 | 0 | 0 | 0 | 0 | 0 | 0 | 0 | 0 | 0 | 0 | 0 | 0 | 0 | 0 | 0 | 0 | 0 | Warehouse_New_Infiltration Reduction - Air Sealing_TRC | 0 | 0 | 0 | 0 | 0 | 0 | 0 | 0 | 0 | 0 | 0 | 0 | 0 | 0 | 0 | 0 | 0 | 0 | 0 | 0
Assembly | Existing | Low U-Value Windows | 0.12531 | 0.0014011 |  | 337.1148 | 20 |  | 360 | 360 | 100 sq ft | 0 | 14.8566 | FAIL | FAIL | Assembly_Existing_Low U-Value Windows_RIM | 0 | 0 | 0 | 0 | 0 | 0 | 0 | 0 | 0 | 0 | 0 | 0 | 0 | 0 | 0 | 0 | 0 | 0 | 0 | 0 | Assembly_Existing_Low U-Value Windows_TRC | 0 | 0 | 0 | 0 | 0 | 0 | 0 | 0 | 0 | 0 | 0 | 0 | 0 | 0 | 0 | 0 | 0 | 0 | 0 | 0
College and University | Existing | Low U-Value Windows | 0.12531 | 0.0014011 |  | 337.1148 | 20 |  | 360 | 360 | 100 sq ft | 0 | 14.8566 | FAIL | FAIL | College and University_Existing_Low U-Value Windows_RIM | 0 | 0 | 0 | 0 | 0 | 0 | 0 | 0 | 0 | 0 | 0 | 0 | 0 | 0 | 0 | 0 | 0 | 0 | 0 | 0 | College and University_Existing_Low U-Value Windows_TRC | 0 | 0 | 0 | 0 | 0 | 0 | 0 | 0 | 0 | 0 | 0 | 0 | 0 | 0 | 0 | 0 | 0 | 0 | 0 | 0
Grocery | Existing | Low U-Value Windows | 0.12531 | 0.0014011 |  | 337.1148 | 20 |  | 360 | 360 | 100 sq ft | 0 | 14.8566 | FAIL | FAIL | Grocery_Existing_Low U-Value Windows_RIM | 0 | 0 | 0 | 0 | 0 | 0 | 0 | 0 | 0 | 0 | 0 | 0 | 0 | 0 | 0 | 0 | 0 | 0 | 0 | 0 | Grocery_Existing_Low U-Value Windows_TRC | 0 | 0 | 0 | 0 | 0 | 0 | 0 | 0 | 0 | 0 | 0 | 0 | 0 | 0 | 0 | 0 | 0 | 0 | 0 | 0
Healthcare | Existing | Low U-Value Windows | 0.12531 | 0.0014011 |  | 337.1148 | 20 |  | 360 | 360 | 100 sq ft | 0 | 14.8566 | FAIL | FAIL | Healthcare_Existing_Low U-Value Windows_RIM | 0 | 0 | 0 | 0 | 0 | 0 | 0 | 0 | 0 | 0 | 0 | 0 | 0 | 0 | 0 | 0 | 0 | 0 | 0 | 0 | Healthcare_Existing_Low U-Value Windows_TRC | 0 | 0 | 0 | 0 | 0 | 0 | 0 | 0 | 0 | 0 | 0 | 0 | 0 | 0 | 0 | 0 | 0 | 0 | 0 | 0
Hospitals | Existing | Low U-Value Windows | 0.12531 | 0.0014011 |  | 337.1148 | 20 |  | 360 | 360 | 100 sq ft | 0 | 14.8566 | FAIL | FAIL | Hospitals_Existing_Low U-Value Windows_RIM | 0 | 0 | 0 | 0 | 0 | 0 | 0 | 0 | 0 | 0 | 0 | 0 | 0 | 0 | 0 | 0 | 0 | 0 | 0 | 0 | Hospitals_Existing_Low U-Value Windows_TRC | 0 | 0 | 0 | 0 | 0 | 0 | 0 | 0 | 0 | 0 | 0 | 0 | 0 | 0 | 0 | 0 | 0 | 0 | 0 | 0
Institutional | Existing | Low U-Value Windows | 0.12531 | 0.0014011 |  | 337.1148 | 20 |  | 360 | 360 | 100 sq ft | 0 | 14.8566 | FAIL | FAIL | Institutional_Existing_Low U-Value Windows_RIM | 0 | 0 | 0 | 0 | 0 | 0 | 0 | 0 | 0 | 0 | 0 | 0 | 0 | 0 | 0 | 0 | 0 | 0 | 0 | 0 | Institutional_Existing_Low U-Value Windows_TRC | 0 | 0 | 0 | 0 | 0 | 0 | 0 | 0 | 0 | 0 | 0 | 0 | 0 | 0 | 0 | 0 | 0 | 0 | 0 | 0
Lodging/Hospitality | Existing | Low U-Value Windows | 0.14876 | -0.033477 |  | 337.1148 | 20 |  | 360 | 360 | 100 sq ft | 0 | 14.8566 | FAIL | FAIL | Lodging/Hospitality_Existing_Low U-Value Windows_RIM | 0 | 0 | 0 | 0 | 0 | 0 | 0 | 0 | 0 | 0 | 0 | 0 | 0 | 0 | 0 | 0 | 0 | 0 | 0 | 0 | Lodging/Hospitality_Existing_Low U-Value Windows_TRC | 0 | 0 | 0 | 0 | 0 | 0 | 0 | 0 | 0 | 0 | 0 | 0 | 0 | 0 | 0 | 0 | 0 | 0 | 0 | 0
Miscellaneous | Existing | Low U-Value Windows | 0.11606 | -0.019598 |  | 337.1148 | 20 |  | 360 | 360 | 100 sq ft | 0 | 14.8566 | FAIL | FAIL | Miscellaneous_Existing_Low U-Value Windows_RIM | 0 | 0 | 0 | 0 | 0 | 0 | 0 | 0 | 0 | 0 | 0 | 0 | 0 | 0 | 0 | 0 | 0 | 0 | 0 | 0 | Miscellaneous_Existing_Low U-Value Windows_TRC | 0 | 0 | 0 | 0 | 0 | 0 | 0 | 0 | 0 | 0 | 0 | 0 | 0 | 0 | 0 | 0 | 0 | 0 | 0 | 0
Offices | Existing | Low U-Value Windows | 0.12531 | 0.0014011 |  | 337.1148 | 20 |  | 360 | 360 | 100 sq ft | 0 | 14.8566 | FAIL | FAIL | Offices_Existing_Low U-Value Windows_RIM | 0 | 0 | 0 | 0 | 0 | 0 | 0 | 0 | 0 | 0 | 0 | 0 | 0 | 0 | 0 | 0 | 0 | 0 | 0 | 0 | Offices_Existing_Low U-Value Windows_TRC | 0 | 0 | 0 | 0 | 0 | 0 | 0 | 0 | 0 | 0 | 0 | 0 | 0 | 0 | 0 | 0 | 0 | 0 | 0 | 0
Restaurants | Existing | Low U-Value Windows | 0.12531 | 0.0014011 |  | 337.1148 | 20 |  | 360 | 360 | 100 sq ft | 0 | 14.8566 | FAIL | FAIL | Restaurants_Existing_Low U-Value Windows_RIM | 0 | 0 | 0 | 0 | 0 | 0 | 0 | 0 | 0 | 0 | 0 | 0 | 0 | 0 | 0 | 0 | 0 | 0 | 0 | 0 | Restaurants_Existing_Low U-Value Windows_TRC | 0 | 0 | 0 | 0 | 0 | 0 | 0 | 0 | 0 | 0 | 0 | 0 | 0 | 0 | 0 | 0 | 0 | 0 | 0 | 0
Retail | Existing | Low U-Value Windows | 0.12531 | 0.0014011 |  | 337.1148 | 20 |  | 360 | 360 | 100 sq ft | 0 | 14.8566 | FAIL | FAIL | Retail_Existing_Low U-Value Windows_RIM | 0 | 0 | 0 | 0 | 0 | 0 | 0 | 0 | 0 | 0 | 0 | 0 | 0 | 0 | 0 | 0 | 0 | 0 | 0 | 0 | Retail_Existing_Low U-Value Windows_TRC | 0 | 0 | 0 | 0 | 0 | 0 | 0 | 0 | 0 | 0 | 0 | 0 | 0 | 0 | 0 | 0 | 0 | 0 | 0 | 0
Schools K-12 | Existing | Low U-Value Windows | 0.12531 | 0.0014011 |  | 337.1148 | 20 |  | 360 | 360 | 100 sq ft | 0 | 14.8566 | FAIL | FAIL | Schools K-12_Existing_Low U-Value Windows_RIM | 0 | 0 | 0 | 0 | 0 | 0 | 0 | 0 | 0 | 0 | 0 | 0 | 0 | 0 | 0 | 0 | 0 | 0 | 0 | 0 | Schools K-12_Existing_Low U-Value Windows_TRC | 0 | 0 | 0 | 0 | 0 | 0 | 0 | 0 | 0 | 0 | 0 | 0 | 0 | 0 | 0 | 0 | 0 | 0 | 0 | 0
Warehouse | Existing | Low U-Value Windows | 0.11606 | -0.019598 |  | 337.1148 | 20 |  | 360 | 360 | 100 sq ft | 0 | 14.8566 | FAIL | FAIL | Warehouse_Existing_Low U-Value Windows_RIM | 0 | 0 | 0 | 0 | 0 | 0 | 0 | 0 | 0 | 0 | 0 | 0 | 0 | 0 | 0 | 0 | 0 | 0 | 0 | 0 | Warehouse_Existing_Low U-Value Windows_TRC | 0 | 0 | 0 | 0 | 0 | 0 | 0 | 0 | 0 | 0 | 0 | 0 | 0 | 0 | 0 | 0 | 0 | 0 | 0 | 0
Assembly | New | Low U-Value Windows | 0.016344 | 0.00018275 |  | 43.9715 | 20 |  | 360 | 360 | 100 sq ft | 0 | 1.9378 | FAIL | FAIL | Assembly_New_Low U-Value Windows_RIM | 0 | 0 | 0 | 0 | 0 | 0 | 0 | 0 | 0 | 0 | 0 | 0 | 0 | 0 | 0 | 0 | 0 | 0 | 0 | 0 | Assembly_New_Low U-Value Windows_TRC | 0 | 0 | 0 | 0 | 0 | 0 | 0 | 0 | 0 | 0 | 0 | 0 | 0 | 0 | 0 | 0 | 0 | 0 | 0 | 0
College and University | New | Low U-Value Windows | 0.016344 | 0.00018275 |  | 43.9715 | 20 |  | 360 | 360 | 100 sq ft | 0 | 1.9378 | FAIL | FAIL | College and University_New_Low U-Value Windows_RIM | 0 | 0 | 0 | 0 | 0 | 0 | 0 | 0 | 0 | 0 | 0 | 0 | 0 | 0 | 0 | 0 | 0 | 0 | 0 | 0 | College and University_New_Low U-Value Windows_TRC | 0 | 0 | 0 | 0 | 0 | 0 | 0 | 0 | 0 | 0 | 0 | 0 | 0 | 0 | 0 | 0 | 0 | 0 | 0 | 0
Grocery | New | Low U-Value Windows | 0.016344 | 0.00018275 |  | 43.9715 | 20 |  | 360 | 360 | 100 sq ft | 0 | 1.9378 | FAIL | FAIL | Grocery_New_Low U-Value Windows_RIM | 0 | 0 | 0 | 0 | 0 | 0 | 0 | 0 | 0 | 0 | 0 | 0 | 0 | 0 | 0 | 0 | 0 | 0 | 0 | 0 | Grocery_New_Low U-Value Windows_TRC | 0 | 0 | 0 | 0 | 0 | 0 | 0 | 0 | 0 | 0 | 0 | 0 | 0 | 0 | 0 | 0 | 0 | 0 | 0 | 0
Healthcare | New | Low U-Value Windows | 0.016344 | 0.00018275 |  | 43.9715 | 20 |  | 360 | 360 | 100 sq ft | 0 | 1.9378 | FAIL | FAIL | Healthcare_New_Low U-Value Windows_RIM | 0 | 0 | 0 | 0 | 0 | 0 | 0 | 0 | 0 | 0 | 0 | 0 | 0 | 0 | 0 | 0 | 0 | 0 | 0 | 0 | Healthcare_New_Low U-Value Windows_TRC | 0 | 0 | 0 | 0 | 0 | 0 | 0 | 0 | 0 | 0 | 0 | 0 | 0 | 0 | 0 | 0 | 0 | 0 | 0 | 0
Hospitals | New | Low U-Value Windows | 0.016344 | 0.00018275 |  | 43.9715 | 20 |  | 360 | 360 | 100 sq ft | 0 | 1.9378 | FAIL | FAIL | Hospitals_New_Low U-Value Windows_RIM | 0 | 0 | 0 | 0 | 0 | 0 | 0 | 0 | 0 | 0 | 0 | 0 | 0 | 0 | 0 | 0 | 0 | 0 | 0 | 0 | Hospitals_New_Low U-Value Windows_TRC | 0 | 0 | 0 | 0 | 0 | 0 | 0 | 0 | 0 | 0 | 0 | 0 | 0 | 0 | 0 | 0 | 0 | 0 | 0 | 0
Institutional | New | Low U-Value Windows | 0.016344 | 0.00018275 |  | 43.9715 | 20 |  | 360 | 360 | 100 sq ft | 0 | 1.9378 | FAIL | FAIL | Institutional_New_Low U-Value Windows_RIM | 0 | 0 | 0 | 0 | 0 | 0 | 0 | 0 | 0 | 0 | 0 | 0 | 0 | 0 | 0 | 0 | 0 | 0 | 0 | 0 | Institutional_New_Low U-Value Windows_TRC | 0 | 0 | 0 | 0 | 0 | 0 | 0 | 0 | 0 | 0 | 0 | 0 | 0 | 0 | 0 | 0 | 0 | 0 | 0 | 0
Lodging/Hospitality | New | Low U-Value Windows | 0.019403 | -0.0043666 |  | 43.9715 | 20 |  | 360 | 360 | 100 sq ft | 0 | 1.9378 | FAIL | FAIL | Lodging/Hospitality_New_Low U-Value Windows_RIM | 0 | 0 | 0 | 0 | 0 | 0 | 0 | 0 | 0 | 0 | 0 | 0 | 0 | 0 | 0 | 0 | 0 | 0 | 0 | 0 | Lodging/Hospitality_New_Low U-Value Windows_TRC | 0 | 0 | 0 | 0 | 0 | 0 | 0 | 0 | 0 | 0 | 0 | 0 | 0 | 0 | 0 | 0 | 0 | 0 | 0 | 0
Miscellaneous | New | Low U-Value Windows | 0.015138 | -0.0025562 |  | 43.9715 | 20 |  | 360 | 360 | 100 sq ft | 0 | 1.9378 | FAIL | FAIL | Miscellaneous_New_Low U-Value Windows_RIM | 0 | 0 | 0 | 0 | 0 | 0 | 0 | 0 | 0 | 0 | 0 | 0 | 0 | 0 | 0 | 0 | 0 | 0 | 0 | 0 | Miscellaneous_New_Low U-Value Windows_TRC | 0 | 0 | 0 | 0 | 0 | 0 | 0 | 0 | 0 | 0 | 0 | 0 | 0 | 0 | 0 | 0 | 0 | 0 | 0 | 0
Offices | New | Low U-Value Windows | 0.016344 | 0.00018275 |  | 43.9715 | 20 |  | 360 | 360 | 100 sq ft | 0 | 1.9378 | FAIL | FAIL | Offices_New_Low U-Value Windows_RIM | 0 | 0 | 0 | 0 | 0 | 0 | 0 | 0 | 0 | 0 | 0 | 0 | 0 | 0 | 0 | 0 | 0 | 0 | 0 | 0 | Offices_New_Low U-Value Windows_TRC | 0 | 0 | 0 | 0 | 0 | 0 | 0 | 0 | 0 | 0 | 0 | 0 | 0 | 0 | 0 | 0 | 0 | 0 | 0 | 0
Restaurants | New | Low U-Value Windows | 0.016344 | 0.00018275 |  | 43.9715 | 20 |  | 360 | 360 | 100 sq ft | 0 | 1.9378 | FAIL | FAIL | Restaurants_New_Low U-Value Windows_RIM | 0 | 0 | 0 | 0 | 0 | 0 | 0 | 0 | 0 | 0 | 0 | 0 | 0 | 0 | 0 | 0 | 0 | 0 | 0 | 0 | Restaurants_New_Low U-Value Windows_TRC | 0 | 0 | 0 | 0 | 0 | 0 | 0 | 0 | 0 | 0 | 0 | 0 | 0 | 0 | 0 | 0 | 0 | 0 | 0 | 0
Retail | New | Low U-Value Windows | 0.016344 | 0.00018275 |  | 43.9715 | 20 |  | 360 | 360 | 100 sq ft | 0 | 1.9378 | FAIL | FAIL | Retail_New_Low U-Value Windows_RIM | 0 | 0 | 0 | 0 | 0 | 0 | 0 | 0 | 0 | 0 | 0 | 0 | 0 | 0 | 0 | 0 | 0 | 0 | 0 | 0 | Retail_New_Low U-Value Windows_TRC | 0 | 0 | 0 | 0 | 0 | 0 | 0 | 0 | 0 | 0 | 0 | 0 | 0 | 0 | 0 | 0 | 0 | 0 | 0 | 0
Schools K-12 | New | Low U-Value Windows | 0.016344 | 0.00018275 |  | 43.9715 | 20 |  | 360 | 360 | 100 sq ft | 0 | 1.9378 | FAIL | FAIL | Schools K-12_New_Low U-Value Windows_RIM | 0 | 0 | 0 | 0 | 0 | 0 | 0 | 0 | 0 | 0 | 0 | 0 | 0 | 0 | 0 | 0 | 0 | 0 | 0 | 0 | Schools K-12_New_Low U-Value Windows_TRC | 0 | 0 | 0 | 0 | 0 | 0 | 0 | 0 | 0 | 0 | 0 | 0 | 0 | 0 | 0 | 0 | 0 | 0 | 0 | 0
Warehouse | New | Low U-Value Windows | 0.015138 | -0.0025562 |  | 43.9715 | 20 |  | 360 | 360 | 100 sq ft | 0 | 1.9378 | FAIL | FAIL | Warehouse_New_Low U-Value Windows_RIM | 0 | 0 | 0 | 0 | 0 | 0 | 0 | 0 | 0 | 0 | 0 | 0 | 0 | 0 | 0 | 0 | 0 | 0 | 0 | 0 | Warehouse_New_Low U-Value Windows_TRC | 0 | 0 | 0 | 0 | 0 | 0 | 0 | 0 | 0 | 0 | 0 | 0 | 0 | 0 | 0 | 0 | 0 | 0 | 0 | 0
Assembly | Existing | Programmable Thermostat | 0.020551 | -0.2844 |  | 1730.8165 | 11 |  | 2799.84 | 174.99 | thermostat | 16 | 76.277 | FAIL | FAIL | Assembly_Existing_Programmable Thermostat_RIM | 0 | 0 | 0 | 0 | 0 | 0 | 0 | 0 | 0 | 0 | 0 | 0 | 0 | 0 | 0 | 0 | 0 | 0 | 0 | 0 | Assembly_Existing_Programmable Thermostat_TRC | 0 | 0 | 0 | 0 | 0 | 0 | 0 | 0 | 0 | 0 | 0 | 0 | 0 | 0 | 0 | 0 | 0 | 0 | 0 | 0
College and University | Existing | Programmable Thermostat | 0.86408 | 0.25527 |  | 10337.4835 | 11 |  | 10674.39 | 174.99 | thermostat | 61 | 455.5727 | FAIL | FAIL | College and University_Existing_Programmable Thermostat_RIM | 0 | 0 | 0 | 0 | 0 | 0 | 0 | 0 | 0 | 0 | 0 | 0 | 0 | 0 | 0 | 0 | 0 | 0 | 0 | 0 | College and University_Existing_Programmable Thermostat_TRC | 0 | 0 | 0 | 0 | 0 | 0 | 0 | 0 | 0 | 0 | 0 | 0 | 0 | 0 | 0 | 0 | 0 | 0 | 0 | 0
Grocery | Existing | Programmable Thermostat | 1.5442 | -0.0029304 |  | 4167.1083 | 11 |  | 699.96 | 174.99 | thermostat | 4 | 183.6444 | FAIL | FAIL | Grocery_Existing_Programmable Thermostat_RIM | 0 | 0 | 0 | 0 | 0 | 0 | 0 | 0 | 0 | 0 | 0 | 0 | 0 | 0 | 0 | 0 | 0 | 0 | 0 | 0 | Grocery_Existing_Programmable Thermostat_TRC | 0 | 0 | 0 | 0 | 0 | 0 | 0 | 0 | 0 | 0 | 0 | 0 | 0 | 0 | 0 | 0 | 0 | 0 | 0 | 0
Healthcare | Existing | Programmable Thermostat | 0.086367 | -1.1952 |  | 7273.7057 | 11 |  | 2974.83 | 174.99 | thermostat | 17 | 320.5521 | FAIL | FAIL | Healthcare_Existing_Programmable Thermostat_RIM | 0 | 0 | 0 | 0 | 0 | 0 | 0 | 0 | 0 | 0 | 0 | 0 | 0 | 0 | 0 | 0 | 0 | 0 | 0 | 0 | Healthcare_Existing_Programmable Thermostat_TRC | 0 | 0 | 0 | 0 | 0 | 0 | 0 | 0 | 0 | 0 | 0 | 0 | 0 | 0 | 0 | 0 | 0 | 0 | 0 | 0
Hospitals | Existing | Programmable Thermostat | 6.3351 | 1.8716 |  | 75790.8694 | 11 |  | 29398.32 | 174.99 | thermostat | 168 | 3340.1021 | FAIL | 14687.9712 | Hospitals_Existing_Programmable Thermostat_RIM | 0 | 0 | 0 | 0 | 0 | 0 | 0 | 0 | 0 | 0 | 0 | 0 | 0 | 0 | 0 | 0 | 0 | 0 | 0 | 0 | Hospitals_Existing_Programmable Thermostat_TRC | 0 | 0 | 0 | 0 | 0 | 0 | 0 | 0 | 0 | 0 | 0 | 0 | 0 | 0 | 0 | 0 | 0 | 0 | 0 | 0 |  | 49.96%
Institutional | Existing | Programmable Thermostat | 0.099841 | -1.3816 |  | 8408.4813 | 11 |  | 2974.83 | 174.99 | thermostat | 17 | 370.5616 | FAIL | FAIL | Institutional_Existing_Programmable Thermostat_RIM | 0 | 0 | 0 | 0 | 0 | 0 | 0 | 0 | 0 | 0 | 0 | 0 | 0 | 0 | 0 | 0 | 0 | 0 | 0 | 0 | Institutional_Existing_Programmable Thermostat_TRC | 0 | 0 | 0 | 0 | 0 | 0 | 0 | 0 | 0 | 0 | 0 | 0 | 0 | 0 | 0 | 0 | 0 | 0 | 0 | 0
Lodging/Hospitality | Existing | Programmable Thermostat | -0.22094 | 20.6086 |  | 6897.6783 | 11 |  | 4724.73 | 174.99 | thermostat | 27 | 303.9805 | 3385.9506 | 3385.9506 | Lodging/Hospitality_Existing_Programmable Thermostat_RIM | 0 | 0 | 0 | 0 | 0 | 0 | 0 | 0 | 0 | 0 | 0 | 0 | 0 | 0 | 0 | 0 | 0 | 0 | 0 | 0 | Lodging/Hospitality_Existing_Programmable Thermostat_TRC | 0 | 0 | 0 | 0 | 0 | 0 | 0 | 0 | 0 | 0 | 0 | 0 | 0 | 0 | 0 | 0 | 0 | 0 | 0 | 0 | 71.66% | 71.66%
Miscellaneous | Existing | Programmable Thermostat | 0.95185 | -13.172 |  | 80163.8039 | 11 |  | 40422.69 | 174.99 | thermostat | 231 | 3532.8172 | FAIL | FAIL | Miscellaneous_Existing_Programmable Thermostat_RIM | 0 | 0 | 0 | 0 | 0 | 0 | 0 | 0 | 0 | 0 | 0 | 0 | 0 | 0 | 0 | 0 | 0 | 0 | 0 | 0 | Miscellaneous_Existing_Programmable Thermostat_TRC | 0 | 0 | 0 | 0 | 0 | 0 | 0 | 0 | 0 | 0 | 0 | 0 | 0 | 0 | 0 | 0 | 0 | 0 | 0 | 0
Offices | Existing | Programmable Thermostat | 0.071151 | -0.98461 |  | 5992.2752 | 11 |  | 2274.87 | 174.99 | thermostat | 13 | 264.0794 | FAIL | FAIL | Offices_Existing_Programmable Thermostat_RIM | 0 | 0 | 0 | 0 | 0 | 0 | 0 | 0 | 0 | 0 | 0 | 0 | 0 | 0 | 0 | 0 | 0 | 0 | 0 | 0 | Offices_Existing_Programmable Thermostat_TRC | 0 | 0 | 0 | 0 | 0 | 0 | 0 | 0 | 0 | 0 | 0 | 0 | 0 | 0 | 0 | 0 | 0 | 0 | 0 | 0
Restaurants | Existing | Programmable Thermostat | 1.6091 | -0.0030535 |  | 4342.1523 | 11 |  | 874.95 | 174.99 | thermostat | 5 | 191.3586 | FAIL | 32.176 | Restaurants_Existing_Programmable Thermostat_RIM | 0 | 0 | 0 | 0 | 0 | 0 | 0 | 0 | 0 | 0 | 0 | 0 | 0 | 0 | 0 | 0 | 0 | 0 | 0 | 0 | Restaurants_Existing_Programmable Thermostat_TRC | 4.1881 | 6.4963 | 9.7535 | 13.8868 | 18.1375 | 20.7705 | 19.8255 | 15.0406 | 8.9383 | 4.3123 | 18185.4532 | 28208.0553 | 42351.1703 | 60298.519 | 78755.9025 | 90188.481 | 86085.3717 | 65308.4896 | 38811.3678 | 18724.503 |  | 3.677%
Retail | Existing | Programmable Thermostat | 0.70282 | -0.0013337 |  | 1896.5464 | 11 |  | 1749.9 | 174.99 | thermostat | 10 | 83.5808 | FAIL | FAIL | Retail_Existing_Programmable Thermostat_RIM | 0 | 0 | 0 | 0 | 0 | 0 | 0 | 0 | 0 | 0 | 0 | 0 | 0 | 0 | 0 | 0 | 0 | 0 | 0 | 0 | Retail_Existing_Programmable Thermostat_TRC | 0 | 0 | 0 | 0 | 0 | 0 | 0 | 0 | 0 | 0 | 0 | 0 | 0 | 0 | 0 | 0 | 0 | 0 | 0 | 0
Schools K-12 | Existing | Programmable Thermostat | 0.084157 | -1.1646 |  | 7087.571 | 11 |  | 7349.58 | 174.99 | thermostat | 42 | 312.3491 | FAIL | FAIL | Schools K-12_Existing_Programmable Thermostat_RIM | 0 | 0 | 0 | 0 | 0 | 0 | 0 | 0 | 0 | 0 | 0 | 0 | 0 | 0 | 0 | 0 | 0 | 0 | 0 | 0 | Schools K-12_Existing_Programmable Thermostat_TRC | 0 | 0 | 0 | 0 | 0 | 0 | 0 | 0 | 0 | 0 | 0 | 0 | 0 | 0 | 0 | 0 | 0 | 0 | 0 | 0
Warehouse | Existing | Programmable Thermostat | 0.0083602 | -0.11569 |  | 704.082 | 11 |  | 2274.87 | 174.99 | thermostat | 13 | 31.0289 | FAIL | FAIL | Warehouse_Existing_Programmable Thermostat_RIM | 0 | 0 | 0 | 0 | 0 | 0 | 0 | 0 | 0 | 0 | 0 | 0 | 0 | 0 | 0 | 0 | 0 | 0 | 0 | 0 | Warehouse_Existing_Programmable Thermostat_TRC | 0 | 0 | 0 | 0 | 0 | 0 | 0 | 0 | 0 | 0 | 0 | 0 | 0 | 0 | 0 | 0 | 0 | 0 | 0 | 0
Assembly | New | Programmable Thermostat | 0.020551 | -0.2844 |  | 1730.8165 | 11 |  | 2799.84 | 174.99 | thermostat | 16 | 76.277 | FAIL | FAIL | Assembly_New_Programmable Thermostat_RIM | 0 | 0 | 0 | 0 | 0 | 0 | 0 | 0 | 0 | 0 | 0 | 0 | 0 | 0 | 0 | 0 | 0 | 0 | 0 | 0 | Assembly_New_Programmable Thermostat_TRC | 0 | 0 | 0 | 0 | 0 | 0 | 0 | 0 | 0 | 0 | 0 | 0 | 0 | 0 | 0 | 0 | 0 | 0 | 0 | 0
College and University | New | Programmable Thermostat | 0.86408 | 0.25527 |  | 10337.4835 | 11 |  | 10674.39 | 174.99 | thermostat | 61 | 455.5727 | FAIL | FAIL | College and University_New_Programmable Thermostat_RIM | 0 | 0 | 0 | 0 | 0 | 0 | 0 | 0 | 0 | 0 | 0 | 0 | 0 | 0 | 0 | 0 | 0 | 0 | 0 | 0 | College and University_New_Programmable Thermostat_TRC | 0 | 0 | 0 | 0 | 0 | 0 | 0 | 0 | 0 | 0 | 0 | 0 | 0 | 0 | 0 | 0 | 0 | 0 | 0 | 0
Grocery | New | Programmable Thermostat | 1.5442 | -0.0029304 |  | 4167.1083 | 11 |  | 699.96 | 174.99 | thermostat | 4 | 183.6444 | FAIL | FAIL | Grocery_New_Programmable Thermostat_RIM | 0 | 0 | 0 | 0 | 0 | 0 | 0 | 0 | 0 | 0 | 0 | 0 | 0 | 0 | 0 | 0 | 0 | 0 | 0 | 0 | Grocery_New_Programmable Thermostat_TRC | 0 | 0 | 0 | 0 | 0 | 0 | 0 | 0 | 0 | 0 | 0 | 0 | 0 | 0 | 0 | 0 | 0 | 0 | 0 | 0
Healthcare | New | Programmable Thermostat | 0.086367 | -1.1952 |  | 7273.7057 | 11 |  | 2974.83 | 174.99 | thermostat | 17 | 320.5521 | FAIL | FAIL | Healthcare_New_Programmable Thermostat_RIM | 0 | 0 | 0 | 0 | 0 | 0 | 0 | 0 | 0 | 0 | 0 | 0 | 0 | 0 | 0 | 0 | 0 | 0 | 0 | 0 | Healthcare_New_Programmable Thermostat_TRC | 0 | 0 | 0 | 0 | 0 | 0 | 0 | 0 | 0 | 0 | 0 | 0 | 0 | 0 | 0 | 0 | 0 | 0 | 0 | 0
Hospitals | New | Programmable Thermostat | 6.3351 | 1.8716 |  | 75790.8694 | 11 |  | 29398.32 | 174.99 | thermostat | 168 | 3340.1021 | FAIL | 14687.9712 | Hospitals_New_Programmable Thermostat_RIM | 0 | 0 | 0 | 0 | 0 | 0 | 0 | 0 | 0 | 0 | 0 | 0 | 0 | 0 | 0 | 0 | 0 | 0 | 0 | 0 | Hospitals_New_Programmable Thermostat_TRC | 0 | 0 | 0 | 0 | 0 | 0 | 0 | 0 | 0 | 0 | 0 | 0 | 0 | 0 | 0 | 0 | 0 | 0 | 0 | 0 |  | 49.96%
Institutional | New | Programmable Thermostat | 0.099841 | -1.3816 |  | 8408.4813 | 11 |  | 2974.83 | 174.99 | thermostat | 17 | 370.5616 | FAIL | FAIL | Institutional_New_Programmable Thermostat_RIM | 0 | 0 | 0 | 0 | 0 | 0 | 0 | 0 | 0 | 0 | 0 | 0 | 0 | 0 | 0 | 0 | 0 | 0 | 0 | 0 | Institutional_New_Programmable Thermostat_TRC | 0 | 0 | 0 | 0 | 0 | 0 | 0 | 0 | 0 | 0 | 0 | 0 | 0 | 0 | 0 | 0 | 0 | 0 | 0 | 0
Lodging/Hospitality | New | Programmable Thermostat | -0.22094 | 20.6086 |  | 6897.6783 | 11 |  | 4724.73 | 174.99 | thermostat | 27 | 303.9805 | 3385.9506 | 3385.9506 | Lodging/Hospitality_New_Programmable Thermostat_RIM | 0 | 0 | 0 | 0 | 0 | 0 | 0 | 0 | 0 | 0 | 0 | 0 | 0 | 0 | 0 | 0 | 0 | 0 | 0 | 0 | Lodging/Hospitality_New_Programmable Thermostat_TRC | 0 | 0 | 0 | 0 | 0 | 0 | 0 | 0 | 0 | 0 | 0 | 0 | 0 | 0 | 0 | 0 | 0 | 0 | 0 | 0 | 71.66% | 71.66%
Miscellaneous | New | Programmable Thermostat | 0.95185 | -13.172 |  | 80163.8039 | 11 |  | 40422.69 | 174.99 | thermostat | 231 | 3532.8172 | FAIL | FAIL | Miscellaneous_New_Programmable Thermostat_RIM | 0 | 0 | 0 | 0 | 0 | 0 | 0 | 0 | 0 | 0 | 0 | 0 | 0 | 0 | 0 | 0 | 0 | 0 | 0 | 0 | Miscellaneous_New_Programmable Thermostat_TRC | 0 | 0 | 0 | 0 | 0 | 0 | 0 | 0 | 0 | 0 | 0 | 0 | 0 | 0 | 0 | 0 | 0 | 0 | 0 | 0
Offices | New | Programmable Thermostat | 0.071151 | -0.98461 |  | 5992.2752 | 11 |  | 2274.87 | 174.99 | thermostat | 13 | 264.0794 | FAIL | FAIL | Offices_New_Programmable Thermostat_RIM | 0 | 0 | 0 | 0 | 0 | 0 | 0 | 0 | 0 | 0 | 0 | 0 | 0 | 0 | 0 | 0 | 0 | 0 | 0 | 0 | Offices_New_Programmable Thermostat_TRC | 0 | 0 | 0 | 0 | 0 | 0 | 0 | 0 | 0 | 0 | 0 | 0 | 0 | 0 | 0 | 0 | 0 | 0 | 0 | 0
Restaurants | New | Programmable Thermostat | 1.6091 | -0.0030535 |  | 4342.1523 | 11 |  | 874.95 | 174.99 | thermostat | 5 | 191.3586 | FAIL | 32.176 | Restaurants_New_Programmable Thermostat_RIM | 0 | 0 | 0 | 0 | 0 | 0 | 0 | 0 | 0 | 0 | 0 | 0 | 0 | 0 | 0 | 0 | 0 | 0 | 0 | 0 | Restaurants_New_Programmable Thermostat_TRC | 0.56382 | 0.91812 | 1.5634 | 2.4866 | 3.5848 | 3.9192 | 3.5753 | 2.6315 | 1.5084 | 0.71697 | 2448.1846 | 3986.6234 | 6788.5178 | 10797.3803 | 15565.8137 | 17017.9257 | 15524.4665 | 11426.2674 | 6549.7366 | 3113.1874 |  | 3.677%
Retail | New | Programmable Thermostat | 0.70282 | -0.0013337 |  | 1896.5464 | 11 |  | 1749.9 | 174.99 | thermostat | 10 | 83.5808 | FAIL | FAIL | Retail_New_Programmable Thermostat_RIM | 0 | 0 | 0 | 0 | 0 | 0 | 0 | 0 | 0 | 0 | 0 | 0 | 0 | 0 | 0 | 0 | 0 | 0 | 0 | 0 | Retail_New_Programmable Thermostat_TRC | 0 | 0 | 0 | 0 | 0 | 0 | 0 | 0 | 0 | 0 | 0 | 0 | 0 | 0 | 0 | 0 | 0 | 0 | 0 | 0
Schools K-12 | New | Programmable Thermostat | 0.084157 | -1.1646 |  | 7087.571 | 11 |  | 7349.58 | 174.99 | thermostat | 42 | 312.3491 | FAIL | FAIL | Schools K-12_New_Programmable Thermostat_RIM | 0 | 0 | 0 | 0 | 0 | 0 | 0 | 0 | 0 | 0 | 0 | 0 | 0 | 0 | 0 | 0 | 0 | 0 | 0 | 0 | Schools K-12_New_Programmable Thermostat_TRC | 0 | 0 | 0 | 0 | 0 | 0 | 0 | 0 | 0 | 0 | 0 | 0 | 0 | 0 | 0 | 0 | 0 | 0 | 0 | 0
Warehouse | New | Programmable Thermostat | 0.0083602 | -0.11569 |  | 704.082 | 11 |  | 2274.87 | 174.99 | thermostat | 13 | 31.0289 | FAIL | FAIL | Warehouse_New_Programmable Thermostat_RIM | 0 | 0 | 0 | 0 | 0 | 0 | 0 | 0 | 0 | 0 | 0 | 0 | 0 | 0 | 0 | 0 | 0 | 0 | 0 | 0 | Warehouse_New_Programmable Thermostat_TRC | 0 | 0 | 0 | 0 | 0 | 0 | 0 | 0 | 0 | 0 | 0 | 0 | 0 | 0 | 0 | 0 | 0 | 0 | 0 | 0
Assembly | Existing | Roof Insulation | 5.0069e-06 | 0.00011287 |  | 0.25021 | 20 |  | 0.68 | 0.68 | sq ft | 0 | 0.011027 | FAIL | FAIL | Assembly_Existing_Roof Insulation_RIM | 0 | 0 | 0 | 0 | 0 | 0 | 0 | 0 | 0 | 0 | 0 | 0 | 0 | 0 | 0 | 0 | 0 | 0 | 0 | 0 | Assembly_Existing_Roof Insulation_TRC | 0 | 0 | 0 | 0 | 0 | 0 | 0 | 0 | 0 | 0 | 0 | 0 | 0 | 0 | 0 | 0 | 0 | 0 | 0 | 0
College and University | Existing | Roof Insulation | 0.00010348 | 6.0955e-05 |  | 0.25021 | 20 |  | 0.68 | 0.68 | sq ft | 0 | 0.011027 | FAIL | FAIL | College and University_Existing_Roof Insulation_RIM | 0 | 0 | 0 | 0 | 0 | 0 | 0 | 0 | 0 | 0 | 0 | 0 | 0 | 0 | 0 | 0 | 0 | 0 | 0 | 0 | College and University_Existing_Roof Insulation_TRC | 0 | 0 | 0 | 0 | 0 | 0 | 0 | 0 | 0 | 0 | 0 | 0 | 0 | 0 | 0 | 0 | 0 | 0 | 0 | 0
Grocery | Existing | Roof Insulation | 5.1061e-05 | 0.00011677 |  | 0.25021 | 20 |  | 0.68 | 0.68 | sq ft | 0 | 0.011027 | FAIL | FAIL | Grocery_Existing_Roof Insulation_RIM | 0 | 0 | 0 | 0 | 0 | 0 | 0 | 0 | 0 | 0 | 0 | 0 | 0 | 0 | 0 | 0 | 0 | 0 | 0 | 0 | Grocery_Existing_Roof Insulation_TRC | 0 | 0 | 0 | 0 | 0 | 0 | 0 | 0 | 0 | 0 | 0 | 0 | 0 | 0 | 0 | 0 | 0 | 0 | 0 | 0
Healthcare | Existing | Roof Insulation | 5.0069e-06 | 0.00011287 |  | 0.25021 | 20 |  | 0.68 | 0.68 | sq ft | 0 | 0.011027 | FAIL | FAIL | Healthcare_Existing_Roof Insulation_RIM | 0 | 0 | 0 | 0 | 0 | 0 | 0 | 0 | 0 | 0 | 0 | 0 | 0 | 0 | 0 | 0 | 0 | 0 | 0 | 0 | Healthcare_Existing_Roof Insulation_TRC | 0 | 0 | 0 | 0 | 0 | 0 | 0 | 0 | 0 | 0 | 0 | 0 | 0 | 0 | 0 | 0 | 0 | 0 | 0 | 0
Hospitals | Existing | Roof Insulation | 0.00010348 | 6.0955e-05 |  | 0.25021 | 20 |  | 0.68 | 0.68 | sq ft | 0 | 0.011027 | FAIL | FAIL | Hospitals_Existing_Roof Insulation_RIM | 0 | 0 | 0 | 0 | 0 | 0 | 0 | 0 | 0 | 0 | 0 | 0 | 0 | 0 | 0 | 0 | 0 | 0 | 0 | 0 | Hospitals_Existing_Roof Insulation_TRC | 0 | 0 | 0 | 0 | 0 | 0 | 0 | 0 | 0 | 0 | 0 | 0 | 0 | 0 | 0 | 0 | 0 | 0 | 0 | 0
Institutional | Existing | Roof Insulation | 5.0069e-06 | 0.00011287 |  | 0.25021 | 20 |  | 0.68 | 0.68 | sq ft | 0 | 0.011027 | FAIL | FAIL | Institutional_Existing_Roof Insulation_RIM | 0 | 0 | 0 | 0 | 0 | 0 | 0 | 0 | 0 | 0 | 0 | 0 | 0 | 0 | 0 | 0 | 0 | 0 | 0 | 0 | Institutional_Existing_Roof Insulation_TRC | 0 | 0 | 0 | 0 | 0 | 0 | 0 | 0 | 0 | 0 | 0 | 0 | 0 | 0 | 0 | 0 | 0 | 0 | 0 | 0
Lodging/Hospitality | Existing | Roof Insulation | 0.00010348 | 6.0955e-05 |  | 0.25021 | 20 |  | 0.68 | 0.68 | sq ft | 0 | 0.011027 | FAIL | FAIL | Lodging/Hospitality_Existing_Roof Insulation_RIM | 0 | 0 | 0 | 0 | 0 | 0 | 0 | 0 | 0 | 0 | 0 | 0 | 0 | 0 | 0 | 0 | 0 | 0 | 0 | 0 | Lodging/Hospitality_Existing_Roof Insulation_TRC | 0 | 0 | 0 | 0 | 0 | 0 | 0 | 0 | 0 | 0 | 0 | 0 | 0 | 0 | 0 | 0 | 0 | 0 | 0 | 0
Miscellaneous | Existing | Roof Insulation | 5.0069e-06 | 0.00011287 |  | 0.25021 | 20 |  | 0.68 | 0.68 | sq ft | 0 | 0.011027 | FAIL | FAIL | Miscellaneous_Existing_Roof Insulation_RIM | 0 | 0 | 0 | 0 | 0 | 0 | 0 | 0 | 0 | 0 | 0 | 0 | 0 | 0 | 0 | 0 | 0 | 0 | 0 | 0 | Miscellaneous_Existing_Roof Insulation_TRC | 0 | 0 | 0 | 0 | 0 | 0 | 0 | 0 | 0 | 0 | 0 | 0 | 0 | 0 | 0 | 0 | 0 | 0 | 0 | 0
Offices | Existing | Roof Insulation | 5.0069e-06 | 0.00011287 |  | 0.25021 | 20 |  | 0.68 | 0.68 | sq ft | 0 | 0.011027 | FAIL | FAIL | Offices_Existing_Roof Insulation_RIM | 0 | 0 | 0 | 0 | 0 | 0 | 0 | 0 | 0 | 0 | 0 | 0 | 0 | 0 | 0 | 0 | 0 | 0 | 0 | 0 | Offices_Existing_Roof Insulation_TRC | 0 | 0 | 0 | 0 | 0 | 0 | 0 | 0 | 0 | 0 | 0 | 0 | 0 | 0 | 0 | 0 | 0 | 0 | 0 | 0
Restaurants | Existing | Roof Insulation | 5.1061e-05 | 0.00011677 |  | 0.25021 | 20 |  | 0.68 | 0.68 | sq ft | 0 | 0.011027 | FAIL | FAIL | Restaurants_Existing_Roof Insulation_RIM | 0 | 0 | 0 | 0 | 0 | 0 | 0 | 0 | 0 | 0 | 0 | 0 | 0 | 0 | 0 | 0 | 0 | 0 | 0 | 0 | Restaurants_Existing_Roof Insulation_TRC | 0 | 0 | 0 | 0 | 0 | 0 | 0 | 0 | 0 | 0 | 0 | 0 | 0 | 0 | 0 | 0 | 0 | 0 | 0 | 0
Retail | Existing | Roof Insulation | 5.1061e-05 | 0.00011677 |  | 0.25021 | 20 |  | 0.68 | 0.68 | sq ft | 0 | 0.011027 | FAIL | FAIL | Retail_Existing_Roof Insulation_RIM | 0 | 0 | 0 | 0 | 0 | 0 | 0 | 0 | 0 | 0 | 0 | 0 | 0 | 0 | 0 | 0 | 0 | 0 | 0 | 0 | Retail_Existing_Roof Insulation_TRC | 0 | 0 | 0 | 0 | 0 | 0 | 0 | 0 | 0 | 0 | 0 | 0 | 0 | 0 | 0 | 0 | 0 | 0 | 0 | 0
Schools K-12 | Existing | Roof Insulation | 5.0069e-06 | 0.00011287 |  | 0.25021 | 20 |  | 0.68 | 0.68 | sq ft | 0 | 0.011027 | FAIL | FAIL | Schools K-12_Existing_Roof Insulation_RIM | 0 | 0 | 0 | 0 | 0 | 0 | 0 | 0 | 0 | 0 | 0 | 0 | 0 | 0 | 0 | 0 | 0 | 0 | 0 | 0 | Schools K-12_Existing_Roof Insulation_TRC | 0 | 0 | 0 | 0 | 0 | 0 | 0 | 0 | 0 | 0 | 0 | 0 | 0 | 0 | 0 | 0 | 0 | 0 | 0 | 0
Warehouse | Existing | Roof Insulation | 2.8393e-05 | 5.0661e-05 |  | 0.25021 | 20 |  | 0.68 | 0.68 | sq ft | 0 | 0.011027 | FAIL | FAIL | Warehouse_Existing_Roof Insulation_RIM | 0 | 0 | 0 | 0 | 0 | 0 | 0 | 0 | 0 | 0 | 0 | 0 | 0 | 0 | 0 | 0 | 0 | 0 | 0 | 0 | Warehouse_Existing_Roof Insulation_TRC | 0 | 0 | 0 | 0 | 0 | 0 | 0 | 0 | 0 | 0 | 0 | 0 | 0 | 0 | 0 | 0 | 0 | 0 | 0 | 0
Assembly | New | Roof Insulation | 2.4877e-06 | 5.6079e-05 |  | 0.12432 | 20 |  | 0.68 | 0.68 | sq ft | 0 | 0.0054789 | FAIL | FAIL | Assembly_New_Roof Insulation_RIM | 0 | 0 | 0 | 0 | 0 | 0 | 0 | 0 | 0 | 0 | 0 | 0 | 0 | 0 | 0 | 0 | 0 | 0 | 0 | 0 | Assembly_New_Roof Insulation_TRC | 0 | 0 | 0 | 0 | 0 | 0 | 0 | 0 | 0 | 0 | 0 | 0 | 0 | 0 | 0 | 0 | 0 | 0 | 0 | 0
College and University | New | Roof Insulation | 5.1417e-05 | 3.0286e-05 |  | 0.12432 | 20 |  | 0.68 | 0.68 | sq ft | 0 | 0.0054789 | FAIL | FAIL | College and University_New_Roof Insulation_RIM | 0 | 0 | 0 | 0 | 0 | 0 | 0 | 0 | 0 | 0 | 0 | 0 | 0 | 0 | 0 | 0 | 0 | 0 | 0 | 0 | College and University_New_Roof Insulation_TRC | 0 | 0 | 0 | 0 | 0 | 0 | 0 | 0 | 0 | 0 | 0 | 0 | 0 | 0 | 0 | 0 | 0 | 0 | 0 | 0
Grocery | New | Roof Insulation | 2.537e-05 | 5.8021e-05 |  | 0.12432 | 20 |  | 0.68 | 0.68 | sq ft | 0 | 0.0054789 | FAIL | FAIL | Grocery_New_Roof Insulation_RIM | 0 | 0 | 0 | 0 | 0 | 0 | 0 | 0 | 0 | 0 | 0 | 0 | 0 | 0 | 0 | 0 | 0 | 0 | 0 | 0 | Grocery_New_Roof Insulation_TRC | 0 | 0 | 0 | 0 | 0 | 0 | 0 | 0 | 0 | 0 | 0 | 0 | 0 | 0 | 0 | 0 | 0 | 0 | 0 | 0
Healthcare | New | Roof Insulation | 2.4877e-06 | 5.6079e-05 |  | 0.12432 | 20 |  | 0.68 | 0.68 | sq ft | 0 | 0.0054789 | FAIL | FAIL | Healthcare_New_Roof Insulation_RIM | 0 | 0 | 0 | 0 | 0 | 0 | 0 | 0 | 0 | 0 | 0 | 0 | 0 | 0 | 0 | 0 | 0 | 0 | 0 | 0 | Healthcare_New_Roof Insulation_TRC | 0 | 0 | 0 | 0 | 0 | 0 | 0 | 0 | 0 | 0 | 0 | 0 | 0 | 0 | 0 | 0 | 0 | 0 | 0 | 0
Hospitals | New | Roof Insulation | 5.1417e-05 | 3.0286e-05 |  | 0.12432 | 20 |  | 0.68 | 0.68 | sq ft | 0 | 0.0054789 | FAIL | FAIL | Hospitals_New_Roof Insulation_RIM | 0 | 0 | 0 | 0 | 0 | 0 | 0 | 0 | 0 | 0 | 0 | 0 | 0 | 0 | 0 | 0 | 0 | 0 | 0 | 0 | Hospitals_New_Roof Insulation_TRC | 0 | 0 | 0 | 0 | 0 | 0 | 0 | 0 | 0 | 0 | 0 | 0 | 0 | 0 | 0 | 0 | 0 | 0 | 0 | 0
Institutional | New | Roof Insulation | 2.4877e-06 | 5.6079e-05 |  | 0.12432 | 20 |  | 0.68 | 0.68 | sq ft | 0 | 0.0054789 | FAIL | FAIL | Institutional_New_Roof Insulation_RIM | 0 | 0 | 0 | 0 | 0 | 0 | 0 | 0 | 0 | 0 | 0 | 0 | 0 | 0 | 0 | 0 | 0 | 0 | 0 | 0 | Institutional_New_Roof Insulation_TRC | 0 | 0 | 0 | 0 | 0 | 0 | 0 | 0 | 0 | 0 | 0 | 0 | 0 | 0 | 0 | 0 | 0 | 0 | 0 | 0
Lodging/Hospitality | New | Roof Insulation | 5.1417e-05 | 3.0286e-05 |  | 0.12432 | 20 |  | 0.68 | 0.68 | sq ft | 0 | 0.0054789 | FAIL | FAIL | Lodging/Hospitality_New_Roof Insulation_RIM | 0 | 0 | 0 | 0 | 0 | 0 | 0 | 0 | 0 | 0 | 0 | 0 | 0 | 0 | 0 | 0 | 0 | 0 | 0 | 0 | Lodging/Hospitality_New_Roof Insulation_TRC | 0 | 0 | 0 | 0 | 0 | 0 | 0 | 0 | 0 | 0 | 0 | 0 | 0 | 0 | 0 | 0 | 0 | 0 | 0 | 0
Miscellaneous | New | Roof Insulation | 2.4877e-06 | 5.6079e-05 |  | 0.12432 | 20 |  | 0.68 | 0.68 | sq ft | 0 | 0.0054789 | FAIL | FAIL | Miscellaneous_New_Roof Insulation_RIM | 0 | 0 | 0 | 0 | 0 | 0 | 0 | 0 | 0 | 0 | 0 | 0 | 0 | 0 | 0 | 0 | 0 | 0 | 0 | 0 | Miscellaneous_New_Roof Insulation_TRC | 0 | 0 | 0 | 0 | 0 | 0 | 0 | 0 | 0 | 0 | 0 | 0 | 0 | 0 | 0 | 0 | 0 | 0 | 0 | 0
Offices | New | Roof Insulation | 2.4877e-06 | 5.6079e-05 |  | 0.12432 | 20 |  | 0.68 | 0.68 | sq ft | 0 | 0.0054789 | FAIL | FAIL | Offices_New_Roof Insulation_RIM | 0 | 0 | 0 | 0 | 0 | 0 | 0 | 0 | 0 | 0 | 0 | 0 | 0 | 0 | 0 | 0 | 0 | 0 | 0 | 0 | Offices_New_Roof Insulation_TRC | 0 | 0 | 0 | 0 | 0 | 0 | 0 | 0 | 0 | 0 | 0 | 0 | 0 | 0 | 0 | 0 | 0 | 0 | 0 | 0
Restaurants | New | Roof Insulation | 2.537e-05 | 5.8021e-05 |  | 0.12432 | 20 |  | 0.68 | 0.68 | sq ft | 0 | 0.0054789 | FAIL | FAIL | Restaurants_New_Roof Insulation_RIM | 0 | 0 | 0 | 0 | 0 | 0 | 0 | 0 | 0 | 0 | 0 | 0 | 0 | 0 | 0 | 0 | 0 | 0 | 0 | 0 | Restaurants_New_Roof Insulation_TRC | 0 | 0 | 0 | 0 | 0 | 0 | 0 | 0 | 0 | 0 | 0 | 0 | 0 | 0 | 0 | 0 | 0 | 0 | 0 | 0
Retail | New | Roof Insulation | 2.537e-05 | 5.8021e-05 |  | 0.12432 | 20 |  | 0.68 | 0.68 | sq ft | 0 | 0.0054789 | FAIL | FAIL | Retail_New_Roof Insulation_RIM | 0 | 0 | 0 | 0 | 0 | 0 | 0 | 0 | 0 | 0 | 0 | 0 | 0 | 0 | 0 | 0 | 0 | 0 | 0 | 0 | Retail_New_Roof Insulation_TRC | 0 | 0 | 0 | 0 | 0 | 0 | 0 | 0 | 0 | 0 | 0 | 0 | 0 | 0 | 0 | 0 | 0 | 0 | 0 | 0
Schools K-12 | New | Roof Insulation | 2.4877e-06 | 5.6079e-05 |  | 0.12432 | 20 |  | 0.68 | 0.68 | sq ft | 0 | 0.0054789 | FAIL | FAIL | Schools K-12_New_Roof Insulation_RIM | 0 | 0 | 0 | 0 | 0 | 0 | 0 | 0 | 0 | 0 | 0 | 0 | 0 | 0 | 0 | 0 | 0 | 0 | 0 | 0 | Schools K-12_New_Roof Insulation_TRC | 0 | 0 | 0 | 0 | 0 | 0 | 0 | 0 | 0 | 0 | 0 | 0 | 0 | 0 | 0 | 0 | 0 | 0 | 0 | 0
Warehouse | New | Roof Insulation | 1.4108e-05 | 2.5171e-05 |  | 0.12432 | 20 |  | 0.68 | 0.68 | sq ft | 0 | 0.0054789 | FAIL | FAIL | Warehouse_New_Roof Insulation_RIM | 0 | 0 | 0 | 0 | 0 | 0 | 0 | 0 | 0 | 0 | 0 | 0 | 0 | 0 | 0 | 0 | 0 | 0 | 0 | 0 | Warehouse_New_Roof Insulation_TRC | 0 | 0 | 0 | 0 | 0 | 0 | 0 | 0 | 0 | 0 | 0 | 0 | 0 | 0 | 0 | 0 | 0 | 0 | 0 | 0
Assembly | Existing | Smart Thermostat | 0.057087 | -0.78999 |  | 4807.8235 | 11 |  | 4384 | 274 | unit | 16 | 211.8807 | FAIL | FAIL | Assembly_Existing_Smart Thermostat_RIM | 0 | 0 | 0 | 0 | 0 | 0 | 0 | 0 | 0 | 0 | 0 | 0 | 0 | 0 | 0 | 0 | 0 | 0 | 0 | 0 | Assembly_Existing_Smart Thermostat_TRC | 0 | 0 | 0 | 0 | 0 | 0 | 0 | 0 | 0 | 0 | 0 | 0 | 0 | 0 | 0 | 0 | 0 | 0 | 0 | 0
College and University | Existing | Smart Thermostat | 2.4002 | 0.70909 |  | 28715.232 | 11 |  | 16714 | 274 | unit | 61 | 1265.4797 | FAIL | FAIL | College and University_Existing_Smart Thermostat_RIM | 0 | 0 | 0 | 0 | 0 | 0 | 0 | 0 | 0 | 0 | 0 | 0 | 0 | 0 | 0 | 0 | 0 | 0 | 0 | 0 | College and University_Existing_Smart Thermostat_TRC | 0 | 0 | 0 | 0 | 0 | 0 | 0 | 0 | 0 | 0 | 0 | 0 | 0 | 0 | 0 | 0 | 0 | 0 | 0 | 0
Grocery | Existing | Smart Thermostat | 4.2896 | -0.0081399 |  | 11575.3008 | 11 |  | 1096 | 274 | unit | 4 | 510.1233 | FAIL | FAIL | Grocery_Existing_Smart Thermostat_RIM | 0 | 0 | 0 | 0 | 0 | 0 | 0 | 0 | 0 | 0 | 0 | 0 | 0 | 0 | 0 | 0 | 0 | 0 | 0 | 0 | Grocery_Existing_Smart Thermostat_TRC | 0 | 0 | 0 | 0 | 0 | 0 | 0 | 0 | 0 | 0 | 0 | 0 | 0 | 0 | 0 | 0 | 0 | 0 | 0 | 0
Healthcare | Existing | Smart Thermostat | 0.23991 | -3.3199 |  | 20204.7382 | 11 |  | 4658 | 274 | unit | 17 | 890.4224 | FAIL | FAIL | Healthcare_Existing_Smart Thermostat_RIM | 0 | 0 | 0 | 0 | 0 | 0 | 0 | 0 | 0 | 0 | 0 | 0 | 0 | 0 | 0 | 0 | 0 | 0 | 0 | 0 | Healthcare_Existing_Smart Thermostat_TRC | 0 | 0 | 0 | 0 | 0 | 0 | 0 | 0 | 0 | 0 | 0 | 0 | 0 | 0 | 0 | 0 | 0 | 0 | 0 | 0
Hospitals | Existing | Smart Thermostat | 17.5975 | 5.1988 |  | 210530.1929 | 11 |  | 46032 | 274 | unit | 168 | 9278.0614 | FAIL | 5169.9201 | Hospitals_Existing_Smart Thermostat_RIM | 0 | 0 | 0 | 0 | 0 | 0 | 0 | 0 | 0 | 0 | 0 | 0 | 0 | 0 | 0 | 0 | 0 | 0 | 0 | 0 | Hospitals_Existing_Smart Thermostat_TRC | 0.17312 | 0.2625 | 0.39094 | 0.55091 | 0.71073 | 0.80459 | 0.76004 | 0.57112 | 0.33636 | 0.16078 | 36447.3511 | 55264.4686 | 82303.6925 | 115982.9161 | 149629.8471 | 169390.8287 | 160011.5649 | 120237.8239 | 70813.3633 | 33848.1334 |  | 11.23%
Institutional | Existing | Smart Thermostat | 0.27734 | -3.8379 |  | 23356.8925 | 11 |  | 4658 | 274 | unit | 17 | 1029.3378 | FAIL | FAIL | Institutional_Existing_Smart Thermostat_RIM | 0 | 0 | 0 | 0 | 0 | 0 | 0 | 0 | 0 | 0 | 0 | 0 | 0 | 0 | 0 | 0 | 0 | 0 | 0 | 0 | Institutional_Existing_Smart Thermostat_TRC | 0 | 0 | 0 | 0 | 0 | 0 | 0 | 0 | 0 | 0 | 0 | 0 | 0 | 0 | 0 | 0 | 0 | 0 | 0 | 0
Lodging/Hospitality | Existing | Smart Thermostat | -0.61374 | 57.2461 |  | 19160.2176 | 11 |  | 7398 | 274 | unit | 27 | 844.3904 | 3679.1684 | 3679.1684 | Lodging/Hospitality_Existing_Smart Thermostat_RIM | 2.2911 | 3.6352 | 5.465 | 7.754 | 10.0445 | 11.4075 | 10.7983 | 8.122 | 4.7852 | 2.2879 | 43897.9319 | 69651.914 | 104710.6541 | 148568.9388 | 192455.038 | 218569.9729 | 206897.3762 | 155620.1395 | 91684.6805 | 43836.9678 | Lodging/Hospitality_Existing_Smart Thermostat_TRC | 2.2911 | 2.369 | 2.4065 | 2.4433 | 2.4738 | 2.5021 | 2.5301 | 2.5548 | 2.5783 | 2.5983 | 43897.9319 | 45391.135 | 46109.0299 | 46813.3404 | 47398.693 | 47941.3339 | 48478.0463 | 48949.6623 | 49401.4337 | 49784.081 | 49.73% | 49.73%
Miscellaneous | Existing | Smart Thermostat | 2.644 | -36.5889 |  | 222677.233 | 11 |  | 63294 | 274 | unit | 231 | 9813.3812 | FAIL | FAIL | Miscellaneous_Existing_Smart Thermostat_RIM | 0 | 0 | 0 | 0 | 0 | 0 | 0 | 0 | 0 | 0 | 0 | 0 | 0 | 0 | 0 | 0 | 0 | 0 | 0 | 0 | Miscellaneous_Existing_Smart Thermostat_TRC | 0 | 0 | 0 | 0 | 0 | 0 | 0 | 0 | 0 | 0 | 0 | 0 | 0 | 0 | 0 | 0 | 0 | 0 | 0 | 0
Offices | Existing | Smart Thermostat | 0.19764 | -2.735 |  | 16645.2088 | 11 |  | 3562 | 274 | unit | 13 | 733.554 | FAIL | FAIL | Offices_Existing_Smart Thermostat_RIM | 0 | 0 | 0 | 0 | 0 | 0 | 0 | 0 | 0 | 0 | 0 | 0 | 0 | 0 | 0 | 0 | 0 | 0 | 0 | 0 | Offices_Existing_Smart Thermostat_TRC | 0 | 0 | 0 | 0 | 0 | 0 | 0 | 0 | 0 | 0 | 0 | 0 | 0 | 0 | 0 | 0 | 0 | 0 | 0 | 0
Restaurants | Existing | Smart Thermostat | 4.4698 | -0.0084818 |  | 12061.5342 | 11 |  | 1370 | 274 | unit | 5 | 531.5516 | FAIL | FAIL | Restaurants_Existing_Smart Thermostat_RIM | 0 | 0 | 0 | 0 | 0 | 0 | 0 | 0 | 0 | 0 | 0 | 0 | 0 | 0 | 0 | 0 | 0 | 0 | 0 | 0 | Restaurants_Existing_Smart Thermostat_TRC | 0 | 0 | 0 | 0 | 0 | 0 | 0 | 0 | 0 | 0 | 0 | 0 | 0 | 0 | 0 | 0 | 0 | 0 | 0 | 0
Retail | Existing | Smart Thermostat | 1.9523 | -0.0037047 |  | 5268.1844 | 11 |  | 2740 | 274 | unit | 10 | 232.1688 | FAIL | 1717.4912 | Retail_Existing_Smart Thermostat_RIM | 0 | 0 | 0 | 0 | 0 | 0 | 0 | 0 | 0 | 0 | 0 | 0 | 0 | 0 | 0 | 0 | 0 | 0 | 0 | 0 | Retail_Existing_Smart Thermostat_TRC | 22.5114 | 34.7082 | 51.7966 | 73.1879 | 94.7234 | 107.4554 | 101.61 | 76.3713 | 44.9812 | 21.5088 | 118594.141 | 182848.9396 | 272874.0543 | 385567.2279 | 499020.3388 | 566094.7594 | 535300.2162 | 402338.2235 | 236969.4349 | 113312.1118 |  | 62.68%
Schools K-12 | Existing | Smart Thermostat | 0.23377 | -3.235 |  | 19687.6973 | 11 |  | 11508 | 274 | unit | 42 | 867.6364 | FAIL | FAIL | Schools K-12_Existing_Smart Thermostat_RIM | 0 | 0 | 0 | 0 | 0 | 0 | 0 | 0 | 0 | 0 | 0 | 0 | 0 | 0 | 0 | 0 | 0 | 0 | 0 | 0 | Schools K-12_Existing_Smart Thermostat_TRC | 0 | 0 | 0 | 0 | 0 | 0 | 0 | 0 | 0 | 0 | 0 | 0 | 0 | 0 | 0 | 0 | 0 | 0 | 0 | 0
Warehouse | Existing | Smart Thermostat | 0.023223 | -0.32136 |  | 1955.7834 | 11 |  | 3562 | 274 | unit | 13 | 86.1913 | FAIL | FAIL | Warehouse_Existing_Smart Thermostat_RIM | 0 | 0 | 0 | 0 | 0 | 0 | 0 | 0 | 0 | 0 | 0 | 0 | 0 | 0 | 0 | 0 | 0 | 0 | 0 | 0 | Warehouse_Existing_Smart Thermostat_TRC | 0 | 0 | 0 | 0 | 0 | 0 | 0 | 0 | 0 | 0 | 0 | 0 | 0 | 0 | 0 | 0 | 0 | 0 | 0 | 0
Assembly | New | Smart Thermostat | 0.057087 | -0.78999 |  | 4807.8235 | 11 |  | 4384 | 274 | unit | 16 | 211.8807 | FAIL | FAIL | Assembly_New_Smart Thermostat_RIM | 0 | 0 | 0 | 0 | 0 | 0 | 0 | 0 | 0 | 0 | 0 | 0 | 0 | 0 | 0 | 0 | 0 | 0 | 0 | 0 | Assembly_New_Smart Thermostat_TRC | 0 | 0 | 0 | 0 | 0 | 0 | 0 | 0 | 0 | 0 | 0 | 0 | 0 | 0 | 0 | 0 | 0 | 0 | 0 | 0
College and University | New | Smart Thermostat | 2.4002 | 0.70909 |  | 28715.232 | 11 |  | 16714 | 274 | unit | 61 | 1265.4797 | FAIL | FAIL | College and University_New_Smart Thermostat_RIM | 0 | 0 | 0 | 0 | 0 | 0 | 0 | 0 | 0 | 0 | 0 | 0 | 0 | 0 | 0 | 0 | 0 | 0 | 0 | 0 | College and University_New_Smart Thermostat_TRC | 0 | 0 | 0 | 0 | 0 | 0 | 0 | 0 | 0 | 0 | 0 | 0 | 0 | 0 | 0 | 0 | 0 | 0 | 0 | 0
Grocery | New | Smart Thermostat | 4.2896 | -0.0081399 |  | 11575.3008 | 11 |  | 1096 | 274 | unit | 4 | 510.1233 | FAIL | FAIL | Grocery_New_Smart Thermostat_RIM | 0 | 0 | 0 | 0 | 0 | 0 | 0 | 0 | 0 | 0 | 0 | 0 | 0 | 0 | 0 | 0 | 0 | 0 | 0 | 0 | Grocery_New_Smart Thermostat_TRC | 0 | 0 | 0 | 0 | 0 | 0 | 0 | 0 | 0 | 0 | 0 | 0 | 0 | 0 | 0 | 0 | 0 | 0 | 0 | 0
Healthcare | New | Smart Thermostat | 0.23991 | -3.3199 |  | 20204.7382 | 11 |  | 4658 | 274 | unit | 17 | 890.4224 | FAIL | FAIL | Healthcare_New_Smart Thermostat_RIM | 0 | 0 | 0 | 0 | 0 | 0 | 0 | 0 | 0 | 0 | 0 | 0 | 0 | 0 | 0 | 0 | 0 | 0 | 0 | 0 | Healthcare_New_Smart Thermostat_TRC | 0 | 0 | 0 | 0 | 0 | 0 | 0 | 0 | 0 | 0 | 0 | 0 | 0 | 0 | 0 | 0 | 0 | 0 | 0 | 0
Hospitals | New | Smart Thermostat | 17.5975 | 5.1988 |  | 210530.1929 | 11 |  | 46032 | 274 | unit | 168 | 9278.0614 | FAIL | 5169.9201 | Hospitals_New_Smart Thermostat_RIM | 0 | 0 | 0 | 0 | 0 | 0 | 0 | 0 | 0 | 0 | 0 | 0 | 0 | 0 | 0 | 0 | 0 | 0 | 0 | 0 | Hospitals_New_Smart Thermostat_TRC | 0.016245 | 0.02254 | 0.032915 | 0.045373 | 0.057243 | 0.06171 | 0.056108 | 0.041069 | 0.023713 | 0.011106 | 3420.1186 | 4745.4139 | 6929.6126 | 9552.4717 | 12051.422 | 12991.8377 | 11812.341 | 8646.3486 | 4992.2476 | 2338.1033 |  | 11.23%
Institutional | New | Smart Thermostat | 0.27734 | -3.8379 |  | 23356.8925 | 11 |  | 4658 | 274 | unit | 17 | 1029.3378 | FAIL | FAIL | Institutional_New_Smart Thermostat_RIM | 0 | 0 | 0 | 0 | 0 | 0 | 0 | 0 | 0 | 0 | 0 | 0 | 0 | 0 | 0 | 0 | 0 | 0 | 0 | 0 | Institutional_New_Smart Thermostat_TRC | 0 | 0 | 0 | 0 | 0 | 0 | 0 | 0 | 0 | 0 | 0 | 0 | 0 | 0 | 0 | 0 | 0 | 0 | 0 | 0
Lodging/Hospitality | New | Smart Thermostat | -0.61374 | 57.2461 |  | 19160.2176 | 11 |  | 7398 | 274 | unit | 27 | 844.3904 | 3679.1684 | 3679.1684 | Lodging/Hospitality_New_Smart Thermostat_RIM | 0.59179 | 0.73028 | 0.94691 | 1.1291 | 1.1847 | 1.2377 | 1.0821 | 0.7511 | 0.41085 | 0.18373 | 11338.7432 | 13992.3569 | 18143.0022 | 21634.3488 | 22698.3882 | 23715.0623 | 20732.3717 | 14391.2061 | 7872.054 | 3520.2801 | Lodging/Hospitality_New_Smart Thermostat_TRC | 0.59179 | 0.73028 | 0.94691 | 1.1291 | 1.1847 | 1.2377 | 1.0821 | 0.7511 | 0.41085 | 0.18373 | 11338.7432 | 13992.3569 | 18143.0022 | 21634.3488 | 22698.3882 | 23715.0623 | 20732.3717 | 14391.2061 | 7872.054 | 3520.2801 | 49.73% | 49.73%
Miscellaneous | New | Smart Thermostat | 2.644 | -36.5889 |  | 222677.233 | 11 |  | 63294 | 274 | unit | 231 | 9813.3812 | FAIL | FAIL | Miscellaneous_New_Smart Thermostat_RIM | 0 | 0 | 0 | 0 | 0 | 0 | 0 | 0 | 0 | 0 | 0 | 0 | 0 | 0 | 0 | 0 | 0 | 0 | 0 | 0 | Miscellaneous_New_Smart Thermostat_TRC | 0 | 0 | 0 | 0 | 0 | 0 | 0 | 0 | 0 | 0 | 0 | 0 | 0 | 0 | 0 | 0 | 0 | 0 | 0 | 0
Offices | New | Smart Thermostat | 0.19764 | -2.735 |  | 16645.2088 | 11 |  | 3562 | 274 | unit | 13 | 733.554 | FAIL | FAIL | Offices_New_Smart Thermostat_RIM | 0 | 0 | 0 | 0 | 0 | 0 | 0 | 0 | 0 | 0 | 0 | 0 | 0 | 0 | 0 | 0 | 0 | 0 | 0 | 0 | Offices_New_Smart Thermostat_TRC | 0 | 0 | 0 | 0 | 0 | 0 | 0 | 0 | 0 | 0 | 0 | 0 | 0 | 0 | 0 | 0 | 0 | 0 | 0 | 0
Restaurants | New | Smart Thermostat | 4.4698 | -0.0084818 |  | 12061.5342 | 11 |  | 1370 | 274 | unit | 5 | 531.5516 | FAIL | FAIL | Restaurants_New_Smart Thermostat_RIM | 0 | 0 | 0 | 0 | 0 | 0 | 0 | 0 | 0 | 0 | 0 | 0 | 0 | 0 | 0 | 0 | 0 | 0 | 0 | 0 | Restaurants_New_Smart Thermostat_TRC | 0 | 0 | 0 | 0 | 0 | 0 | 0 | 0 | 0 | 0 | 0 | 0 | 0 | 0 | 0 | 0 | 0 | 0 | 0 | 0
Retail | New | Smart Thermostat | 1.9523 | -0.0037047 |  | 5268.1844 | 11 |  | 2740 | 274 | unit | 10 | 232.1688 | FAIL | 1717.4912 | Retail_New_Smart Thermostat_RIM | 0 | 0 | 0 | 0 | 0 | 0 | 0 | 0 | 0 | 0 | 0 | 0 | 0 | 0 | 0 | 0 | 0 | 0 | 0 | 0 | Retail_New_Smart Thermostat_TRC | 2.3386 | 3.4959 | 5.4922 | 8.137 | 10.9991 | 11.1145 | 9.4129 | 6.3364 | 3.3898 | 1.4993 | 12320.3701 | 18417.1372 | 28933.8984 | 42867.3573 | 57945.5292 | 58552.9878 | 49588.9348 | 33381.2166 | 17858.0179 | 7898.6565 |  | 62.68%
Schools K-12 | New | Smart Thermostat | 0.23377 | -3.235 |  | 19687.6973 | 11 |  | 11508 | 274 | unit | 42 | 867.6364 | FAIL | FAIL | Schools K-12_New_Smart Thermostat_RIM | 0 | 0 | 0 | 0 | 0 | 0 | 0 | 0 | 0 | 0 | 0 | 0 | 0 | 0 | 0 | 0 | 0 | 0 | 0 | 0 | Schools K-12_New_Smart Thermostat_TRC | 0 | 0 | 0 | 0 | 0 | 0 | 0 | 0 | 0 | 0 | 0 | 0 | 0 | 0 | 0 | 0 | 0 | 0 | 0 | 0
Warehouse | New | Smart Thermostat | 0.023223 | -0.32136 |  | 1955.7834 | 11 |  | 3562 | 274 | unit | 13 | 86.1913 | FAIL | FAIL | Warehouse_New_Smart Thermostat_RIM | 0 | 0 | 0 | 0 | 0 | 0 | 0 | 0 | 0 | 0 | 0 | 0 | 0 | 0 | 0 | 0 | 0 | 0 | 0 | 0 | Warehouse_New_Smart Thermostat_TRC | 0 | 0 | 0 | 0 | 0 | 0 | 0 | 0 | 0 | 0 | 0 | 0 | 0 | 0 | 0 | 0 | 0 | 0 | 0 | 0
Assembly | Existing | Thermal Energy Storage | 3.9872 | 1.1505 |  | -633.7788 | 20 |  | 4786.7959 | 1200.527 | kW | 3.9872 | 518.0954 | FAIL | FAIL | Assembly_Existing_Thermal Energy Storage_RIM | 0 | 0 | 0 | 0 | 0 | 0 | 0 | 0 | 0 | 0 | 0 | 0 | 0 | 0 | 0 | 0 | 0 | 0 | 0 | 0 | Assembly_Existing_Thermal Energy Storage_TRC | 0 | 0 | 0 | 0 | 0 | 0 | 0 | 0 | 0 | 0 | 0 | 0 | 0 | 0 | 0 | 0 | 0 | 0 | 0 | 0
College and University | Existing | Thermal Energy Storage | 23.8142 | 6.8715 |  | -3785.3107 | 20 |  | 28589.6422 | 1200.527 | kW | 23.8142 | 3094.3792 | FAIL | FAIL | College and University_Existing_Thermal Energy Storage_RIM | 0 | 0 | 0 | 0 | 0 | 0 | 0 | 0 | 0 | 0 | 0 | 0 | 0 | 0 | 0 | 0 | 0 | 0 | 0 | 0 | College and University_Existing_Thermal Energy Storage_TRC | 0 | 0 | 0 | 0 | 0 | 0 | 0 | 0 | 0 | 0 | 0 | 0 | 0 | 0 | 0 | 0 | 0 | 0 | 0 | 0
Grocery | Existing | Thermal Energy Storage | 9.5997 | 2.77 |  | -1525.8839 | 20 |  | 11524.6747 | 1200.527 | kW | 9.5997 | 1247.3648 | FAIL | FAIL | Grocery_Existing_Thermal Energy Storage_RIM | 0 | 0 | 0 | 0 | 0 | 0 | 0 | 0 | 0 | 0 | 0 | 0 | 0 | 0 | 0 | 0 | 0 | 0 | 0 | 0 | Grocery_Existing_Thermal Energy Storage_TRC | 0 | 0 | 0 | 0 | 0 | 0 | 0 | 0 | 0 | 0 | 0 | 0 | 0 | 0 | 0 | 0 | 0 | 0 | 0 | 0
Healthcare | Existing | Thermal Energy Storage | 16.7563 | 4.835 |  | -2663.437 | 20 |  | 20116.3701 | 1200.527 | kW | 16.7563 | 2177.2808 | FAIL | FAIL | Healthcare_Existing_Thermal Energy Storage_RIM | 0 | 0 | 0 | 0 | 0 | 0 | 0 | 0 | 0 | 0 | 0 | 0 | 0 | 0 | 0 | 0 | 0 | 0 | 0 | 0 | Healthcare_Existing_Thermal Energy Storage_TRC | 0 | 0 | 0 | 0 | 0 | 0 | 0 | 0 | 0 | 0 | 0 | 0 | 0 | 0 | 0 | 0 | 0 | 0 | 0 | 0
Hospitals | Existing | Thermal Energy Storage | 174.5978 | 50.3796 |  | -27752.5944 | 20 |  | 209609.4116 | 1200.527 | kW | 174.5978 | 22686.9229 | FAIL | FAIL | Hospitals_Existing_Thermal Energy Storage_RIM | 0 | 0 | 0 | 0 | 0 | 0 | 0 | 0 | 0 | 0 | 0 | 0 | 0 | 0 | 0 | 0 | 0 | 0 | 0 | 0 | Hospitals_Existing_Thermal Energy Storage_TRC | 0 | 0 | 0 | 0 | 0 | 0 | 0 | 0 | 0 | 0 | 0 | 0 | 0 | 0 | 0 | 0 | 0 | 0 | 0 | 0
Institutional | Existing | Thermal Energy Storage | 19.3704 | 5.5893 |  | -3078.9615 | 20 |  | 23254.7381 | 1200.527 | kW | 19.3704 | 2516.9597 | FAIL | FAIL | Institutional_Existing_Thermal Energy Storage_RIM | 0 | 0 | 0 | 0 | 0 | 0 | 0 | 0 | 0 | 0 | 0 | 0 | 0 | 0 | 0 | 0 | 0 | 0 | 0 | 0 | Institutional_Existing_Thermal Energy Storage_TRC | 0 | 0 | 0 | 0 | 0 | 0 | 0 | 0 | 0 | 0 | 0 | 0 | 0 | 0 | 0 | 0 | 0 | 0 | 0 | 0
Lodging/Hospitality | Existing | Thermal Energy Storage | 15.89 | 4.585 |  | -2525.7458 | 20 |  | 19076.4179 | 1200.527 | kW | 15.89 | 2064.7223 | FAIL | FAIL | Lodging/Hospitality_Existing_Thermal Energy Storage_RIM | 0 | 0 | 0 | 0 | 0 | 0 | 0 | 0 | 0 | 0 | 0 | 0 | 0 | 0 | 0 | 0 | 0 | 0 | 0 | 0 | Lodging/Hospitality_Existing_Thermal Energy Storage_TRC | 0 | 0 | 0 | 0 | 0 | 0 | 0 | 0 | 0 | 0 | 0 | 0 | 0 | 0 | 0 | 0 | 0 | 0 | 0 | 0
Miscellaneous | Existing | Thermal Energy Storage | 184.6717 | 53.2863 |  | -29353.8464 | 20 |  | 221703.325 | 1200.527 | kW | 184.6717 | 23995.8989 | FAIL | FAIL | Miscellaneous_Existing_Thermal Energy Storage_RIM | 0 | 0 | 0 | 0 | 0 | 0 | 0 | 0 | 0 | 0 | 0 | 0 | 0 | 0 | 0 | 0 | 0 | 0 | 0 | 0 | Miscellaneous_Existing_Thermal Energy Storage_TRC | 0 | 0 | 0 | 0 | 0 | 0 | 0 | 0 | 0 | 0 | 0 | 0 | 0 | 0 | 0 | 0 | 0 | 0 | 0 | 0
Offices | Existing | Thermal Energy Storage | 13.8043 | 3.9832 |  | -2194.2113 | 20 |  | 16572.4088 | 1200.527 | kW | 13.8043 | 1793.7027 | FAIL | FAIL | Offices_Existing_Thermal Energy Storage_RIM | 0 | 0 | 0 | 0 | 0 | 0 | 0 | 0 | 0 | 0 | 0 | 0 | 0 | 0 | 0 | 0 | 0 | 0 | 0 | 0 | Offices_Existing_Thermal Energy Storage_TRC | 0 | 0 | 0 | 0 | 0 | 0 | 0 | 0 | 0 | 0 | 0 | 0 | 0 | 0 | 0 | 0 | 0 | 0 | 0 | 0
Restaurants | Existing | Thermal Energy Storage | 10.0029 | 2.8863 |  | -1589.9803 | 20 |  | 12008.7815 | 1200.527 | kW | 10.0029 | 1299.7618 | FAIL | FAIL | Restaurants_Existing_Thermal Energy Storage_RIM | 0 | 0 | 0 | 0 | 0 | 0 | 0 | 0 | 0 | 0 | 0 | 0 | 0 | 0 | 0 | 0 | 0 | 0 | 0 | 0 | Restaurants_Existing_Thermal Energy Storage_TRC | 0 | 0 | 0 | 0 | 0 | 0 | 0 | 0 | 0 | 0 | 0 | 0 | 0 | 0 | 0 | 0 | 0 | 0 | 0 | 0
Retail | Existing | Thermal Energy Storage | 4.369 | 1.2607 |  | -694.4647 | 20 |  | 5245.1433 | 1200.527 | kW | 4.369 | 567.7043 | FAIL | FAIL | Retail_Existing_Thermal Energy Storage_RIM | 0 | 0 | 0 | 0 | 0 | 0 | 0 | 0 | 0 | 0 | 0 | 0 | 0 | 0 | 0 | 0 | 0 | 0 | 0 | 0 | Retail_Existing_Thermal Energy Storage_TRC | 0 | 0 | 0 | 0 | 0 | 0 | 0 | 0 | 0 | 0 | 0 | 0 | 0 | 0 | 0 | 0 | 0 | 0 | 0 | 0
Schools K-12 | Existing | Thermal Energy Storage | 16.3275 | 4.7112 |  | -2595.2794 | 20 |  | 19601.5906 | 1200.527 | kW | 16.3275 | 2121.564 | FAIL | FAIL | Schools K-12_Existing_Thermal Energy Storage_RIM | 0 | 0 | 0 | 0 | 0 | 0 | 0 | 0 | 0 | 0 | 0 | 0 | 0 | 0 | 0 | 0 | 0 | 0 | 0 | 0 | Schools K-12_Existing_Thermal Energy Storage_TRC | 0 | 0 | 0 | 0 | 0 | 0 | 0 | 0 | 0 | 0 | 0 | 0 | 0 | 0 | 0 | 0 | 0 | 0 | 0 | 0
Warehouse | Existing | Thermal Energy Storage | 1.622 | 0.46802 |  | -257.8161 | 20 |  | 1947.2295 | 1200.527 | kW | 1.622 | 210.757 | FAIL | FAIL | Warehouse_Existing_Thermal Energy Storage_RIM | 0 | 0 | 0 | 0 | 0 | 0 | 0 | 0 | 0 | 0 | 0 | 0 | 0 | 0 | 0 | 0 | 0 | 0 | 0 | 0 | Warehouse_Existing_Thermal Energy Storage_TRC | 0 | 0 | 0 | 0 | 0 | 0 | 0 | 0 | 0 | 0 | 0 | 0 | 0 | 0 | 0 | 0 | 0 | 0 | 0 | 0
Assembly | New | Thermal Energy Storage | 3.9872 | 1.1505 |  | -633.7788 | 20 |  | 4786.7959 | 1200.527 | kW | 3.9872 | 518.0954 | FAIL | FAIL | Assembly_New_Thermal Energy Storage_RIM | 0 | 0 | 0 | 0 | 0 | 0 | 0 | 0 | 0 | 0 | 0 | 0 | 0 | 0 | 0 | 0 | 0 | 0 | 0 | 0 | Assembly_New_Thermal Energy Storage_TRC | 0 | 0 | 0 | 0 | 0 | 0 | 0 | 0 | 0 | 0 | 0 | 0 | 0 | 0 | 0 | 0 | 0 | 0 | 0 | 0
College and University | New | Thermal Energy Storage | 23.8142 | 6.8715 |  | -3785.3107 | 20 |  | 28589.6422 | 1200.527 | kW | 23.8142 | 3094.3792 | FAIL | FAIL | College and University_New_Thermal Energy Storage_RIM | 0 | 0 | 0 | 0 | 0 | 0 | 0 | 0 | 0 | 0 | 0 | 0 | 0 | 0 | 0 | 0 | 0 | 0 | 0 | 0 | College and University_New_Thermal Energy Storage_TRC | 0 | 0 | 0 | 0 | 0 | 0 | 0 | 0 | 0 | 0 | 0 | 0 | 0 | 0 | 0 | 0 | 0 | 0 | 0 | 0
Grocery | New | Thermal Energy Storage | 9.5997 | 2.77 |  | -1525.8839 | 20 |  | 11524.6747 | 1200.527 | kW | 9.5997 | 1247.3648 | FAIL | FAIL | Grocery_New_Thermal Energy Storage_RIM | 0 | 0 | 0 | 0 | 0 | 0 | 0 | 0 | 0 | 0 | 0 | 0 | 0 | 0 | 0 | 0 | 0 | 0 | 0 | 0 | Grocery_New_Thermal Energy Storage_TRC | 0 | 0 | 0 | 0 | 0 | 0 | 0 | 0 | 0 | 0 | 0 | 0 | 0 | 0 | 0 | 0 | 0 | 0 | 0 | 0
Healthcare | New | Thermal Energy Storage | 16.7563 | 4.835 |  | -2663.437 | 20 |  | 20116.3701 | 1200.527 | kW | 16.7563 | 2177.2808 | FAIL | FAIL | Healthcare_New_Thermal Energy Storage_RIM | 0 | 0 | 0 | 0 | 0 | 0 | 0 | 0 | 0 | 0 | 0 | 0 | 0 | 0 | 0 | 0 | 0 | 0 | 0 | 0 | Healthcare_New_Thermal Energy Storage_TRC | 0 | 0 | 0 | 0 | 0 | 0 | 0 | 0 | 0 | 0 | 0 | 0 | 0 | 0 | 0 | 0 | 0 | 0 | 0 | 0
Hospitals | New | Thermal Energy Storage | 174.5978 | 50.3796 |  | -27752.5944 | 20 |  | 209609.4116 | 1200.527 | kW | 174.5978 | 22686.9229 | FAIL | FAIL | Hospitals_New_Thermal Energy Storage_RIM | 0 | 0 | 0 | 0 | 0 | 0 | 0 | 0 | 0 | 0 | 0 | 0 | 0 | 0 | 0 | 0 | 0 | 0 | 0 | 0 | Hospitals_New_Thermal Energy Storage_TRC | 0 | 0 | 0 | 0 | 0 | 0 | 0 | 0 | 0 | 0 | 0 | 0 | 0 | 0 | 0 | 0 | 0 | 0 | 0 | 0
Institutional | New | Thermal Energy Storage | 19.3704 | 5.5893 |  | -3078.9615 | 20 |  | 23254.7381 | 1200.527 | kW | 19.3704 | 2516.9597 | FAIL | FAIL | Institutional_New_Thermal Energy Storage_RIM | 0 | 0 | 0 | 0 | 0 | 0 | 0 | 0 | 0 | 0 | 0 | 0 | 0 | 0 | 0 | 0 | 0 | 0 | 0 | 0 | Institutional_New_Thermal Energy Storage_TRC | 0 | 0 | 0 | 0 | 0 | 0 | 0 | 0 | 0 | 0 | 0 | 0 | 0 | 0 | 0 | 0 | 0 | 0 | 0 | 0
Lodging/Hospitality | New | Thermal Energy Storage | 15.89 | 4.585 |  | -2525.7458 | 20 |  | 19076.4179 | 1200.527 | kW | 15.89 | 2064.7223 | FAIL | FAIL | Lodging/Hospitality_New_Thermal Energy Storage_RIM | 0 | 0 | 0 | 0 | 0 | 0 | 0 | 0 | 0 | 0 | 0 | 0 | 0 | 0 | 0 | 0 | 0 | 0 | 0 | 0 | Lodging/Hospitality_New_Thermal Energy Storage_TRC | 0 | 0 | 0 | 0 | 0 | 0 | 0 | 0 | 0 | 0 | 0 | 0 | 0 | 0 | 0 | 0 | 0 | 0 | 0 | 0
Miscellaneous | New | Thermal Energy Storage | 184.6717 | 53.2863 |  | -29353.8464 | 20 |  | 221703.325 | 1200.527 | kW | 184.6717 | 23995.8989 | FAIL | FAIL | Miscellaneous_New_Thermal Energy Storage_RIM | 0 | 0 | 0 | 0 | 0 | 0 | 0 | 0 | 0 | 0 | 0 | 0 | 0 | 0 | 0 | 0 | 0 | 0 | 0 | 0 | Miscellaneous_New_Thermal Energy Storage_TRC | 0 | 0 | 0 | 0 | 0 | 0 | 0 | 0 | 0 | 0 | 0 | 0 | 0 | 0 | 0 | 0 | 0 | 0 | 0 | 0
Offices | New | Thermal Energy Storage | 13.8043 | 3.9832 |  | -2194.2113 | 20 |  | 16572.4088 | 1200.527 | kW | 13.8043 | 1793.7027 | FAIL | FAIL | Offices_New_Thermal Energy Storage_RIM | 0 | 0 | 0 | 0 | 0 | 0 | 0 | 0 | 0 | 0 | 0 | 0 | 0 | 0 | 0 | 0 | 0 | 0 | 0 | 0 | Offices_New_Thermal Energy Storage_TRC | 0 | 0 | 0 | 0 | 0 | 0 | 0 | 0 | 0 | 0 | 0 | 0 | 0 | 0 | 0 | 0 | 0 | 0 | 0 | 0
Restaurants | New | Thermal Energy Storage | 10.0029 | 2.8863 |  | -1589.9803 | 20 |  | 12008.7815 | 1200.527 | kW | 10.0029 | 1299.7618 | FAIL | FAIL | Restaurants_New_Thermal Energy Storage_RIM | 0 | 0 | 0 | 0 | 0 | 0 | 0 | 0 | 0 | 0 | 0 | 0 | 0 | 0 | 0 | 0 | 0 | 0 | 0 | 0 | Restaurants_New_Thermal Energy Storage_TRC | 0 | 0 | 0 | 0 | 0 | 0 | 0 | 0 | 0 | 0 | 0 | 0 | 0 | 0 | 0 | 0 | 0 | 0 | 0 | 0
Retail | New | Thermal Energy Storage | 4.369 | 1.2607 |  | -694.4647 | 20 |  | 5245.1433 | 1200.527 | kW | 4.369 | 567.7043 | FAIL | FAIL | Retail_New_Thermal Energy Storage_RIM | 0 | 0 | 0 | 0 | 0 | 0 | 0 | 0 | 0 | 0 | 0 | 0 | 0 | 0 | 0 | 0 | 0 | 0 | 0 | 0 | Retail_New_Thermal Energy Storage_TRC | 0 | 0 | 0 | 0 | 0 | 0 | 0 | 0 | 0 | 0 | 0 | 0 | 0 | 0 | 0 | 0 | 0 | 0 | 0 | 0
Schools K-12 | New | Thermal Energy Storage | 16.3275 | 4.7112 |  | -2595.2794 | 20 |  | 19601.5906 | 1200.527 | kW | 16.3275 | 2121.564 | FAIL | FAIL | Schools K-12_New_Thermal Energy Storage_RIM | 0 | 0 | 0 | 0 | 0 | 0 | 0 | 0 | 0 | 0 | 0 | 0 | 0 | 0 | 0 | 0 | 0 | 0 | 0 | 0 | Schools K-12_New_Thermal Energy Storage_TRC | 0 | 0 | 0 | 0 | 0 | 0 | 0 | 0 | 0 | 0 | 0 | 0 | 0 | 0 | 0 | 0 | 0 | 0 | 0 | 0
Warehouse | New | Thermal Energy Storage | 1.622 | 0.46802 |  | -257.8161 | 20 |  | 1947.2295 | 1200.527 | kW | 1.622 | 210.757 | FAIL | FAIL | Warehouse_New_Thermal Energy Storage_RIM | 0 | 0 | 0 | 0 | 0 | 0 | 0 | 0 | 0 | 0 | 0 | 0 | 0 | 0 | 0 | 0 | 0 | 0 | 0 | 0 | Warehouse_New_Thermal Energy Storage_TRC | 0 | 0 | 0 | 0 | 0 | 0 | 0 | 0 | 0 | 0 | 0 | 0 | 0 | 0 | 0 | 0 | 0 | 0 | 0 | 0
Assembly | Existing | Wall Insulation | 3.7715e-05 | 0.00085018 |  | 1.8848 | 20 |  | 0.9419 | 0.9419 | sq ft | 0 | 0.083062 | FAIL | 0.57608 | Assembly_Existing_Wall Insulation_RIM | 0 | 0 | 0 | 0 | 0 | 0 | 0 | 0 | 0 | 0 | 0 | 0 | 0 | 0 | 0 | 0 | 0 | 0 | 0 | 0 | Assembly_Existing_Wall Insulation_TRC | 0 | 0 | 0 | 0 | 0 | 0 | 0 | 0 | 0 | 0 | 0 | 0 | 0 | 0 | 0 | 0 | 0 | 0 | 0 | 0 |  | 61.16%
College and University | Existing | Wall Insulation | 0.00075709 | 0.00044595 |  | 1.8306 | 20 |  | 0.9419 | 0.9419 | sq ft | 0 | 0.080673 | FAIL | 0.5866 | College and University_Existing_Wall Insulation_RIM | 0 | 0 | 0 | 0 | 0 | 0 | 0 | 0 | 0 | 0 | 0 | 0 | 0 | 0 | 0 | 0 | 0 | 0 | 0 | 0 | College and University_Existing_Wall Insulation_TRC | 0 | 0 | 0 | 0 | 0 | 0 | 0 | 0 | 0 | 0 | 0 | 0 | 0 | 0 | 0 | 0 | 0 | 0 | 0 | 0 |  | 62.28%
Grocery | Existing | Wall Insulation | 0.00037902 | 0.00086681 |  | 1.8573 | 20 |  | 0.9419 | 0.9419 | sq ft | 0 | 0.081852 | FAIL | 0.58141 | Grocery_Existing_Wall Insulation_RIM | 0 | 0 | 0 | 0 | 0 | 0 | 0 | 0 | 0 | 0 | 0 | 0 | 0 | 0 | 0 | 0 | 0 | 0 | 0 | 0 | Grocery_Existing_Wall Insulation_TRC | 0 | 0 | 0 | 0 | 0 | 0 | 0 | 0 | 0 | 0 | 0 | 0 | 0 | 0 | 0 | 0 | 0 | 0 | 0 | 0 |  | 61.73%
Healthcare | Existing | Wall Insulation | 3.6108e-05 | 0.00081396 |  | 1.8045 | 20 |  | 0.9419 | 0.9419 | sq ft | 0 | 0.079523 | FAIL | 0.59167 | Healthcare_Existing_Wall Insulation_RIM | 0 | 0 | 0 | 0 | 0 | 0 | 0 | 0 | 0 | 0 | 0 | 0 | 0 | 0 | 0 | 0 | 0 | 0 | 0 | 0 | Healthcare_Existing_Wall Insulation_TRC | 10142.5102 | 15572.0115 | 23188.2718 | 32672.4313 | 42144.9693 | 47707.6331 | 45069.2167 | 33873.2175 | 19953.7444 | 9538.9905 | 18301.8956 | 28099.2894 | 41842.6329 | 58956.5518 | 76049.5 | 86087.182 | 81326.2284 | 61123.3392 | 36006.0124 | 17212.86 |  | 62.82%
Hospitals | Existing | Wall Insulation | 0.00076815 | 0.00045247 |  | 1.8573 | 20 |  | 0.9419 | 0.9419 | sq ft | 0 | 0.081852 | FAIL | 0.58141 | Hospitals_Existing_Wall Insulation_RIM | 0 | 0 | 0 | 0 | 0 | 0 | 0 | 0 | 0 | 0 | 0 | 0 | 0 | 0 | 0 | 0 | 0 | 0 | 0 | 0 | Hospitals_Existing_Wall Insulation_TRC | 0 | 0 | 0 | 0 | 0 | 0 | 0 | 0 | 0 | 0 | 0 | 0 | 0 | 0 | 0 | 0 | 0 | 0 | 0 | 0 |  | 61.73%
Institutional | Existing | Wall Insulation | 3.663e-05 | 0.00082573 |  | 1.8306 | 20 |  | 0.9419 | 0.9419 | sq ft | 0 | 0.080673 | FAIL | 0.5866 | Institutional_Existing_Wall Insulation_RIM | 0 | 0 | 0 | 0 | 0 | 0 | 0 | 0 | 0 | 0 | 0 | 0 | 0 | 0 | 0 | 0 | 0 | 0 | 0 | 0 | Institutional_Existing_Wall Insulation_TRC | 0 | 0 | 0 | 0 | 0 | 0 | 0 | 0 | 0 | 0 | 0 | 0 | 0 | 0 | 0 | 0 | 0 | 0 | 0 | 0 |  | 62.28%
Lodging/Hospitality | Existing | Wall Insulation | 0.00075709 | 0.00044595 |  | 1.8306 | 20 |  | 0.9419 | 0.9419 | sq ft | 0 | 0.080673 | FAIL | 0.5866 | Lodging/Hospitality_Existing_Wall Insulation_RIM | 0 | 0 | 0 | 0 | 0 | 0 | 0 | 0 | 0 | 0 | 0 | 0 | 0 | 0 | 0 | 0 | 0 | 0 | 0 | 0 | Lodging/Hospitality_Existing_Wall Insulation_TRC | 0 | 0 | 0 | 0 | 0 | 0 | 0 | 0 | 0 | 0 | 0 | 0 | 0 | 0 | 0 | 0 | 0 | 0 | 0 | 0 |  | 62.28%
Miscellaneous | Existing | Wall Insulation | 3.7166e-05 | 0.0008378 |  | 1.8573 | 20 |  | 0.9419 | 0.9419 | sq ft | 0 | 0.081852 | FAIL | 0.58141 | Miscellaneous_Existing_Wall Insulation_RIM | 0 | 0 | 0 | 0 | 0 | 0 | 0 | 0 | 0 | 0 | 0 | 0 | 0 | 0 | 0 | 0 | 0 | 0 | 0 | 0 | Miscellaneous_Existing_Wall Insulation_TRC | 0 | 0 | 0 | 0 | 0 | 0 | 0 | 0 | 0 | 0 | 0 | 0 | 0 | 0 | 0 | 0 | 0 | 0 | 0 | 0 |  | 61.73%
Offices | Existing | Wall Insulation | 3.7166e-05 | 0.0008378 |  | 1.8573 | 20 |  | 0.9419 | 0.9419 | sq ft | 0 | 0.081852 | FAIL | 0.58141 | Offices_Existing_Wall Insulation_RIM | 0 | 0 | 0 | 0 | 0 | 0 | 0 | 0 | 0 | 0 | 0 | 0 | 0 | 0 | 0 | 0 | 0 | 0 | 0 | 0 | Offices_Existing_Wall Insulation_TRC | 77058.2328 | 119847.6266 | 179170.0186 | 252694.511 | 325254.7726 | 367254.2781 | 345846.906 | 258943.384 | 151921.5387 | 72349.4952 | 143121.5566 | 222595.0199 | 332775.4998 | 469333.7807 | 604101.1793 | 682107.5698 | 642347.2963 | 480939.9179 | 282166.4382 | 134375.9386 |  | 61.73%
Restaurants | Existing | Wall Insulation | 0.00038463 | 0.00087962 |  | 1.8848 | 20 |  | 0.9419 | 0.9419 | sq ft | 0 | 0.083062 | FAIL | 0.57608 | Restaurants_Existing_Wall Insulation_RIM | 0 | 0 | 0 | 0 | 0 | 0 | 0 | 0 | 0 | 0 | 0 | 0 | 0 | 0 | 0 | 0 | 0 | 0 | 0 | 0 | Restaurants_Existing_Wall Insulation_TRC | 0 | 0 | 0 | 0 | 0 | 0 | 0 | 0 | 0 | 0 | 0 | 0 | 0 | 0 | 0 | 0 | 0 | 0 | 0 | 0 |  | 61.16%
Retail | Existing | Wall Insulation | 0.00037902 | 0.00086681 |  | 1.8573 | 20 |  | 0.9419 | 0.9419 | sq ft | 0 | 0.081852 | FAIL | 0.58141 | Retail_Existing_Wall Insulation_RIM | 0 | 0 | 0 | 0 | 0 | 0 | 0 | 0 | 0 | 0 | 0 | 0 | 0 | 0 | 0 | 0 | 0 | 0 | 0 | 0 | Retail_Existing_Wall Insulation_TRC | 50668.703 | 78122.8235 | 116650.7444 | 164946.6756 | 213665.3556 | 242582.6536 | 229506.3976 | 172503.425 | 101547.4505 | 48509.3032 | 94107.8374 | 145098.8387 | 216657.3965 | 306358.2448 | 396844.2715 | 450552.8573 | 426266.1063 | 320393.523 | 188605.7939 | 90097.1477 |  | 61.73%
Schools K-12 | Existing | Wall Insulation | 3.8279e-05 | 0.00086289 |  | 1.9129 | 20 |  | 0.9419 | 0.9419 | sq ft | 0 | 0.084303 | FAIL | 0.57061 | Schools K-12_Existing_Wall Insulation_RIM | 0 | 0 | 0 | 0 | 0 | 0 | 0 | 0 | 0 | 0 | 0 | 0 | 0 | 0 | 0 | 0 | 0 | 0 | 0 | 0 | Schools K-12_Existing_Wall Insulation_TRC | 0 | 0 | 0 | 0 | 0 | 0 | 0 | 0 | 0 | 0 | 0 | 0 | 0 | 0 | 0 | 0 | 0 | 0 | 0 | 0 |  | 60.58%
Warehouse | Existing | Wall Insulation | 0.00021388 | 0.00038161 |  | 1.8848 | 20 |  | 0.9419 | 0.9419 | sq ft | 0 | 0.083062 | FAIL | 0.57608 | Warehouse_Existing_Wall Insulation_RIM | 0 | 0 | 0 | 0 | 0 | 0 | 0 | 0 | 0 | 0 | 0 | 0 | 0 | 0 | 0 | 0 | 0 | 0 | 0 | 0 | Warehouse_Existing_Wall Insulation_TRC | 0 | 0 | 0 | 0 | 0 | 0 | 0 | 0 | 0 | 0 | 0 | 0 | 0 | 0 | 0 | 0 | 0 | 0 | 0 | 0 |  | 61.16%
Assembly | New | Wall Insulation | 0 | 0 |  | 0 | 20 |  | 0.9419 | 0.9419 | sq ft | 0 | 0 | FAIL | FAIL | Assembly_New_Wall Insulation_RIM | 0 | 0 | 0 | 0 | 0 | 0 | 0 | 0 | 0 | 0 | 0 | 0 | 0 | 0 | 0 | 0 | 0 | 0 | 0 | 0 | Assembly_New_Wall Insulation_TRC | 0 | 0 | 0 | 0 | 0 | 0 | 0 | 0 | 0 | 0 | 0 | 0 | 0 | 0 | 0 | 0 | 0 | 0 | 0 | 0
College and University | New | Wall Insulation | 0 | 0 |  | 0 | 20 |  | 0.9419 | 0.9419 | sq ft | 0 | 0 | FAIL | FAIL | College and University_New_Wall Insulation_RIM | 0 | 0 | 0 | 0 | 0 | 0 | 0 | 0 | 0 | 0 | 0 | 0 | 0 | 0 | 0 | 0 | 0 | 0 | 0 | 0 | College and University_New_Wall Insulation_TRC | 0 | 0 | 0 | 0 | 0 | 0 | 0 | 0 | 0 | 0 | 0 | 0 | 0 | 0 | 0 | 0 | 0 | 0 | 0 | 0
Grocery | New | Wall Insulation | 0 | 0 |  | 0 | 20 |  | 0.9419 | 0.9419 | sq ft | 0 | 0 | FAIL | FAIL | Grocery_New_Wall Insulation_RIM | 0 | 0 | 0 | 0 | 0 | 0 | 0 | 0 | 0 | 0 | 0 | 0 | 0 | 0 | 0 | 0 | 0 | 0 | 0 | 0 | Grocery_New_Wall Insulation_TRC | 0 | 0 | 0 | 0 | 0 | 0 | 0 | 0 | 0 | 0 | 0 | 0 | 0 | 0 | 0 | 0 | 0 | 0 | 0 | 0
Healthcare | New | Wall Insulation | 0 | 0 |  | 0 | 20 |  | 0.9419 | 0.9419 | sq ft | 0 | 0 | FAIL | FAIL | Healthcare_New_Wall Insulation_RIM | 0 | 0 | 0 | 0 | 0 | 0 | 0 | 0 | 0 | 0 | 0 | 0 | 0 | 0 | 0 | 0 | 0 | 0 | 0 | 0 | Healthcare_New_Wall Insulation_TRC | 0 | 0 | 0 | 0 | 0 | 0 | 0 | 0 | 0 | 0 | 0 | 0 | 0 | 0 | 0 | 0 | 0 | 0 | 0 | 0
Hospitals | New | Wall Insulation | 0 | 0 |  | 0 | 20 |  | 0.9419 | 0.9419 | sq ft | 0 | 0 | FAIL | FAIL | Hospitals_New_Wall Insulation_RIM | 0 | 0 | 0 | 0 | 0 | 0 | 0 | 0 | 0 | 0 | 0 | 0 | 0 | 0 | 0 | 0 | 0 | 0 | 0 | 0 | Hospitals_New_Wall Insulation_TRC | 0 | 0 | 0 | 0 | 0 | 0 | 0 | 0 | 0 | 0 | 0 | 0 | 0 | 0 | 0 | 0 | 0 | 0 | 0 | 0
Institutional | New | Wall Insulation | 0 | 0 |  | 0 | 20 |  | 0.9419 | 0.9419 | sq ft | 0 | 0 | FAIL | FAIL | Institutional_New_Wall Insulation_RIM | 0 | 0 | 0 | 0 | 0 | 0 | 0 | 0 | 0 | 0 | 0 | 0 | 0 | 0 | 0 | 0 | 0 | 0 | 0 | 0 | Institutional_New_Wall Insulation_TRC | 0 | 0 | 0 | 0 | 0 | 0 | 0 | 0 | 0 | 0 | 0 | 0 | 0 | 0 | 0 | 0 | 0 | 0 | 0 | 0
Lodging/Hospitality | New | Wall Insulation | 0 | 0 |  | 0 | 20 |  | 0.9419 | 0.9419 | sq ft | 0 | 0 | FAIL | FAIL | Lodging/Hospitality_New_Wall Insulation_RIM | 0 | 0 | 0 | 0 | 0 | 0 | 0 | 0 | 0 | 0 | 0 | 0 | 0 | 0 | 0 | 0 | 0 | 0 | 0 | 0 | Lodging/Hospitality_New_Wall Insulation_TRC | 0 | 0 | 0 | 0 | 0 | 0 | 0 | 0 | 0 | 0 | 0 | 0 | 0 | 0 | 0 | 0 | 0 | 0 | 0 | 0
Miscellaneous | New | Wall Insulation | 0 | 0 |  | 0 | 20 |  | 0.9419 | 0.9419 | sq ft | 0 | 0 | FAIL | FAIL | Miscellaneous_New_Wall Insulation_RIM | 0 | 0 | 0 | 0 | 0 | 0 | 0 | 0 | 0 | 0 | 0 | 0 | 0 | 0 | 0 | 0 | 0 | 0 | 0 | 0 | Miscellaneous_New_Wall Insulation_TRC | 0 | 0 | 0 | 0 | 0 | 0 | 0 | 0 | 0 | 0 | 0 | 0 | 0 | 0 | 0 | 0 | 0 | 0 | 0 | 0
Offices | New | Wall Insulation | 0 | 0 |  | 0 | 20 |  | 0.9419 | 0.9419 | sq ft | 0 | 0 | FAIL | FAIL | Offices_New_Wall Insulation_RIM | 0 | 0 | 0 | 0 | 0 | 0 | 0 | 0 | 0 | 0 | 0 | 0 | 0 | 0 | 0 | 0 | 0 | 0 | 0 | 0 | Offices_New_Wall Insulation_TRC | 0 | 0 | 0 | 0 | 0 | 0 | 0 | 0 | 0 | 0 | 0 | 0 | 0 | 0 | 0 | 0 | 0 | 0 | 0 | 0
Restaurants | New | Wall Insulation | 0 | 0 |  | 0 | 20 |  | 0.9419 | 0.9419 | sq ft | 0 | 0 | FAIL | FAIL | Restaurants_New_Wall Insulation_RIM | 0 | 0 | 0 | 0 | 0 | 0 | 0 | 0 | 0 | 0 | 0 | 0 | 0 | 0 | 0 | 0 | 0 | 0 | 0 | 0 | Restaurants_New_Wall Insulation_TRC | 0 | 0 | 0 | 0 | 0 | 0 | 0 | 0 | 0 | 0 | 0 | 0 | 0 | 0 | 0 | 0 | 0 | 0 | 0 | 0
Retail | New | Wall Insulation | 0 | 0 |  | 0 | 20 |  | 0.9419 | 0.9419 | sq ft | 0 | 0 | FAIL | FAIL | Retail_New_Wall Insulation_RIM | 0 | 0 | 0 | 0 | 0 | 0 | 0 | 0 | 0 | 0 | 0 | 0 | 0 | 0 | 0 | 0 | 0 | 0 | 0 | 0 | Retail_New_Wall Insulation_TRC | 0 | 0 | 0 | 0 | 0 | 0 | 0 | 0 | 0 | 0 | 0 | 0 | 0 | 0 | 0 | 0 | 0 | 0 | 0 | 0
Schools K-12 | New | Wall Insulation | 0 | 0 |  | 0 | 20 |  | 0.9419 | 0.9419 | sq ft | 0 | 0 | FAIL | FAIL | Schools K-12_New_Wall Insulation_RIM | 0 | 0 | 0 | 0 | 0 | 0 | 0 | 0 | 0 | 0 | 0 | 0 | 0 | 0 | 0 | 0 | 0 | 0 | 0 | 0 | Schools K-12_New_Wall Insulation_TRC | 0 | 0 | 0 | 0 | 0 | 0 | 0 | 0 | 0 | 0 | 0 | 0 | 0 | 0 | 0 | 0 | 0 | 0 | 0 | 0
Warehouse | New | Wall Insulation | 0 | 0 |  | 0 | 20 |  | 0.9419 | 0.9419 | sq ft | 0 | 0 | FAIL | FAIL | Warehouse_New_Wall Insulation_RIM | 0 | 0 | 0 | 0 | 0 | 0 | 0 | 0 | 0 | 0 | 0 | 0 | 0 | 0 | 0 | 0 | 0 | 0 | 0 | 0 | Warehouse_New_Wall Insulation_TRC | 0 | 0 | 0 | 0 | 0 | 0 | 0 | 0 | 0 | 0 | 0 | 0 | 0 | 0 | 0 | 0 | 0 | 0 | 0 | 0
Assembly | Existing | Warehouse Loading Dock Seals | 7.2475e-06 | 1.2931e-05 |  | 0.063867 | 18 |  | 0.2857 | 0.2857 | facility sq ft | 0 | 0.0028146 | FAIL | FAIL | Assembly_Existing_Warehouse Loading Dock Seals_RIM | 0 | 0 | 0 | 0 | 0 | 0 | 0 | 0 | 0 | 0 | 0 | 0 | 0 | 0 | 0 | 0 | 0 | 0 | 0 | 0 | Assembly_Existing_Warehouse Loading Dock Seals_TRC | 0 | 0 | 0 | 0 | 0 | 0 | 0 | 0 | 0 | 0 | 0 | 0 | 0 | 0 | 0 | 0 | 0 | 0 | 0 | 0
College and University | Existing | Warehouse Loading Dock Seals | 3.5403e-06 | 6.3167e-06 |  | 0.031198 | 18 |  | 0.2857 | 0.2857 | facility sq ft | 0 | 0.0013749 | FAIL | FAIL | College and University_Existing_Warehouse Loading Dock Seals_RIM | 0 | 0 | 0 | 0 | 0 | 0 | 0 | 0 | 0 | 0 | 0 | 0 | 0 | 0 | 0 | 0 | 0 | 0 | 0 | 0 | College and University_Existing_Warehouse Loading Dock Seals_TRC | 0 | 0 | 0 | 0 | 0 | 0 | 0 | 0 | 0 | 0 | 0 | 0 | 0 | 0 | 0 | 0 | 0 | 0 | 0 | 0
Grocery | Existing | Warehouse Loading Dock Seals | 2.4646e-05 | 4.3973e-05 |  | 0.21719 | 18 |  | 0.2857 | 0.2857 | facility sq ft | 0 | 0.0095713 | FAIL | FAIL | Grocery_Existing_Warehouse Loading Dock Seals_RIM | 0 | 0 | 0 | 0 | 0 | 0 | 0 | 0 | 0 | 0 | 0 | 0 | 0 | 0 | 0 | 0 | 0 | 0 | 0 | 0 | Grocery_Existing_Warehouse Loading Dock Seals_TRC | 0 | 0 | 0 | 0 | 0 | 0 | 0 | 0 | 0 | 0 | 0 | 0 | 0 | 0 | 0 | 0 | 0 | 0 | 0 | 0
Healthcare | Existing | Warehouse Loading Dock Seals | 6.8675e-06 | 1.2253e-05 |  | 0.060518 | 18 |  | 0.2857 | 0.2857 | facility sq ft | 0 | 0.002667 | FAIL | FAIL | Healthcare_Existing_Warehouse Loading Dock Seals_RIM | 0 | 0 | 0 | 0 | 0 | 0 | 0 | 0 | 0 | 0 | 0 | 0 | 0 | 0 | 0 | 0 | 0 | 0 | 0 | 0 | Healthcare_Existing_Warehouse Loading Dock Seals_TRC | 0 | 0 | 0 | 0 | 0 | 0 | 0 | 0 | 0 | 0 | 0 | 0 | 0 | 0 | 0 | 0 | 0 | 0 | 0 | 0
Hospitals | Existing | Warehouse Loading Dock Seals | 3.5524e-06 | 6.3384e-06 |  | 0.031305 | 18 |  | 0.2857 | 0.2857 | facility sq ft | 0 | 0.0013796 | FAIL | FAIL | Hospitals_Existing_Warehouse Loading Dock Seals_RIM | 0 | 0 | 0 | 0 | 0 | 0 | 0 | 0 | 0 | 0 | 0 | 0 | 0 | 0 | 0 | 0 | 0 | 0 | 0 | 0 | Hospitals_Existing_Warehouse Loading Dock Seals_TRC | 0 | 0 | 0 | 0 | 0 | 0 | 0 | 0 | 0 | 0 | 0 | 0 | 0 | 0 | 0 | 0 | 0 | 0 | 0 | 0
Institutional | Existing | Warehouse Loading Dock Seals | 2.2164e-05 | 3.9545e-05 |  | 0.19531 | 18 |  | 0.2857 | 0.2857 | facility sq ft | 0 | 0.0086075 | FAIL | FAIL | Institutional_Existing_Warehouse Loading Dock Seals_RIM | 0 | 0 | 0 | 0 | 0 | 0 | 0 | 0 | 0 | 0 | 0 | 0 | 0 | 0 | 0 | 0 | 0 | 0 | 0 | 0 | Institutional_Existing_Warehouse Loading Dock Seals_TRC | 0 | 0 | 0 | 0 | 0 | 0 | 0 | 0 | 0 | 0 | 0 | 0 | 0 | 0 | 0 | 0 | 0 | 0 | 0 | 0
Lodging/Hospitality | Existing | Warehouse Loading Dock Seals | 1.6673e-05 | 2.9748e-05 |  | 0.14693 | 18 |  | 0.2857 | 0.2857 | facility sq ft | 0 | 0.0064751 | FAIL | FAIL | Lodging/Hospitality_Existing_Warehouse Loading Dock Seals_RIM | 0 | 0 | 0 | 0 | 0 | 0 | 0 | 0 | 0 | 0 | 0 | 0 | 0 | 0 | 0 | 0 | 0 | 0 | 0 | 0 | Lodging/Hospitality_Existing_Warehouse Loading Dock Seals_TRC | 0 | 0 | 0 | 0 | 0 | 0 | 0 | 0 | 0 | 0 | 0 | 0 | 0 | 0 | 0 | 0 | 0 | 0 | 0 | 0
Miscellaneous | Existing | Warehouse Loading Dock Seals | 4.4302e-06 | 7.9045e-06 |  | 0.03904 | 18 |  | 0.2857 | 0.2857 | facility sq ft | 0 | 0.0017205 | FAIL | FAIL | Miscellaneous_Existing_Warehouse Loading Dock Seals_RIM | 0 | 0 | 0 | 0 | 0 | 0 | 0 | 0 | 0 | 0 | 0 | 0 | 0 | 0 | 0 | 0 | 0 | 0 | 0 | 0 | Miscellaneous_Existing_Warehouse Loading Dock Seals_TRC | 0 | 0 | 0 | 0 | 0 | 0 | 0 | 0 | 0 | 0 | 0 | 0 | 0 | 0 | 0 | 0 | 0 | 0 | 0 | 0
Offices | Existing | Warehouse Loading Dock Seals | 3.2165e-05 | 5.7389e-05 |  | 0.28345 | 18 |  | 0.2857 | 0.2857 | facility sq ft | 0 | 0.012491 | FAIL | FAIL | Offices_Existing_Warehouse Loading Dock Seals_RIM | 0 | 0 | 0 | 0 | 0 | 0 | 0 | 0 | 0 | 0 | 0 | 0 | 0 | 0 | 0 | 0 | 0 | 0 | 0 | 0 | Offices_Existing_Warehouse Loading Dock Seals_TRC | 0 | 0 | 0 | 0 | 0 | 0 | 0 | 0 | 0 | 0 | 0 | 0 | 0 | 0 | 0 | 0 | 0 | 0 | 0 | 0
Restaurants | Existing | Warehouse Loading Dock Seals | 2.3914e-05 | 4.2668e-05 |  | 0.21074 | 18 |  | 0.2857 | 0.2857 | facility sq ft | 0 | 0.0092872 | FAIL | FAIL | Restaurants_Existing_Warehouse Loading Dock Seals_RIM | 0 | 0 | 0 | 0 | 0 | 0 | 0 | 0 | 0 | 0 | 0 | 0 | 0 | 0 | 0 | 0 | 0 | 0 | 0 | 0 | Restaurants_Existing_Warehouse Loading Dock Seals_TRC | 0 | 0 | 0 | 0 | 0 | 0 | 0 | 0 | 0 | 0 | 0 | 0 | 0 | 0 | 0 | 0 | 0 | 0 | 0 | 0
Retail | Existing | Warehouse Loading Dock Seals | 1.0447e-05 | 1.8639e-05 |  | 0.092059 | 18 |  | 0.2857 | 0.2857 | facility sq ft | 0 | 0.004057 | FAIL | FAIL | Retail_Existing_Warehouse Loading Dock Seals_RIM | 0 | 0 | 0 | 0 | 0 | 0 | 0 | 0 | 0 | 0 | 0 | 0 | 0 | 0 | 0 | 0 | 0 | 0 | 0 | 0 | Retail_Existing_Warehouse Loading Dock Seals_TRC | 0 | 0 | 0 | 0 | 0 | 0 | 0 | 0 | 0 | 0 | 0 | 0 | 0 | 0 | 0 | 0 | 0 | 0 | 0 | 0
Schools K-12 | Existing | Warehouse Loading Dock Seals | 2.3858e-06 | 4.2568e-06 |  | 0.021024 | 18 |  | 0.2857 | 0.2857 | facility sq ft | 0 | 0.00092654 | FAIL | FAIL | Schools K-12_Existing_Warehouse Loading Dock Seals_RIM | 0 | 0 | 0 | 0 | 0 | 0 | 0 | 0 | 0 | 0 | 0 | 0 | 0 | 0 | 0 | 0 | 0 | 0 | 0 | 0 | Schools K-12_Existing_Warehouse Loading Dock Seals_TRC | 0 | 0 | 0 | 0 | 0 | 0 | 0 | 0 | 0 | 0 | 0 | 0 | 0 | 0 | 0 | 0 | 0 | 0 | 0 | 0
Warehouse | Existing | Warehouse Loading Dock Seals | 6.5973e-06 | 1.1771e-05 |  | 0.058137 | 18 |  | 0.2857 | 0.2857 | facility sq ft | 0 | 0.0025621 | FAIL | FAIL | Warehouse_Existing_Warehouse Loading Dock Seals_RIM | 0 | 0 | 0 | 0 | 0 | 0 | 0 | 0 | 0 | 0 | 0 | 0 | 0 | 0 | 0 | 0 | 0 | 0 | 0 | 0 | Warehouse_Existing_Warehouse Loading Dock Seals_TRC | 0 | 0 | 0 | 0 | 0 | 0 | 0 | 0 | 0 | 0 | 0 | 0 | 0 | 0 | 0 | 0 | 0 | 0 | 0 | 0
Assembly | New | Warehouse Loading Dock Seals | 7.202e-06 | 1.285e-05 |  | 0.063467 | 18 |  | 0.2857 | 0.2857 | facility sq ft | 0 | 0.002797 | FAIL | FAIL | Assembly_New_Warehouse Loading Dock Seals_RIM | 0 | 0 | 0 | 0 | 0 | 0 | 0 | 0 | 0 | 0 | 0 | 0 | 0 | 0 | 0 | 0 | 0 | 0 | 0 | 0 | Assembly_New_Warehouse Loading Dock Seals_TRC | 0 | 0 | 0 | 0 | 0 | 0 | 0 | 0 | 0 | 0 | 0 | 0 | 0 | 0 | 0 | 0 | 0 | 0 | 0 | 0
College and University | New | Warehouse Loading Dock Seals | 3.5181e-06 | 6.2771e-06 |  | 0.031003 | 18 |  | 0.2857 | 0.2857 | facility sq ft | 0 | 0.0013663 | FAIL | FAIL | College and University_New_Warehouse Loading Dock Seals_RIM | 0 | 0 | 0 | 0 | 0 | 0 | 0 | 0 | 0 | 0 | 0 | 0 | 0 | 0 | 0 | 0 | 0 | 0 | 0 | 0 | College and University_New_Warehouse Loading Dock Seals_TRC | 0 | 0 | 0 | 0 | 0 | 0 | 0 | 0 | 0 | 0 | 0 | 0 | 0 | 0 | 0 | 0 | 0 | 0 | 0 | 0
Grocery | New | Warehouse Loading Dock Seals | 2.4491e-05 | 4.3698e-05 |  | 0.21582 | 18 |  | 0.2857 | 0.2857 | facility sq ft | 0 | 0.0095113 | FAIL | FAIL | Grocery_New_Warehouse Loading Dock Seals_RIM | 0 | 0 | 0 | 0 | 0 | 0 | 0 | 0 | 0 | 0 | 0 | 0 | 0 | 0 | 0 | 0 | 0 | 0 | 0 | 0 | Grocery_New_Warehouse Loading Dock Seals_TRC | 0 | 0 | 0 | 0 | 0 | 0 | 0 | 0 | 0 | 0 | 0 | 0 | 0 | 0 | 0 | 0 | 0 | 0 | 0 | 0
Healthcare | New | Warehouse Loading Dock Seals | 6.8244e-06 | 1.2176e-05 |  | 0.060139 | 18 |  | 0.2857 | 0.2857 | facility sq ft | 0 | 0.0026503 | FAIL | FAIL | Healthcare_New_Warehouse Loading Dock Seals_RIM | 0 | 0 | 0 | 0 | 0 | 0 | 0 | 0 | 0 | 0 | 0 | 0 | 0 | 0 | 0 | 0 | 0 | 0 | 0 | 0 | Healthcare_New_Warehouse Loading Dock Seals_TRC | 0 | 0 | 0 | 0 | 0 | 0 | 0 | 0 | 0 | 0 | 0 | 0 | 0 | 0 | 0 | 0 | 0 | 0 | 0 | 0
Hospitals | New | Warehouse Loading Dock Seals | 3.5302e-06 | 6.2986e-06 |  | 0.031109 | 18 |  | 0.2857 | 0.2857 | facility sq ft | 0 | 0.001371 | FAIL | FAIL | Hospitals_New_Warehouse Loading Dock Seals_RIM | 0 | 0 | 0 | 0 | 0 | 0 | 0 | 0 | 0 | 0 | 0 | 0 | 0 | 0 | 0 | 0 | 0 | 0 | 0 | 0 | Hospitals_New_Warehouse Loading Dock Seals_TRC | 0 | 0 | 0 | 0 | 0 | 0 | 0 | 0 | 0 | 0 | 0 | 0 | 0 | 0 | 0 | 0 | 0 | 0 | 0 | 0
Institutional | New | Warehouse Loading Dock Seals | 2.2025e-05 | 3.9297e-05 |  | 0.19409 | 18 |  | 0.2857 | 0.2857 | facility sq ft | 0 | 0.0085535 | FAIL | FAIL | Institutional_New_Warehouse Loading Dock Seals_RIM | 0 | 0 | 0 | 0 | 0 | 0 | 0 | 0 | 0 | 0 | 0 | 0 | 0 | 0 | 0 | 0 | 0 | 0 | 0 | 0 | Institutional_New_Warehouse Loading Dock Seals_TRC | 0 | 0 | 0 | 0 | 0 | 0 | 0 | 0 | 0 | 0 | 0 | 0 | 0 | 0 | 0 | 0 | 0 | 0 | 0 | 0
Lodging/Hospitality | New | Warehouse Loading Dock Seals | 1.6568e-05 | 2.9562e-05 |  | 0.14601 | 18 |  | 0.2857 | 0.2857 | facility sq ft | 0 | 0.0064345 | FAIL | FAIL | Lodging/Hospitality_New_Warehouse Loading Dock Seals_RIM | 0 | 0 | 0 | 0 | 0 | 0 | 0 | 0 | 0 | 0 | 0 | 0 | 0 | 0 | 0 | 0 | 0 | 0 | 0 | 0 | Lodging/Hospitality_New_Warehouse Loading Dock Seals_TRC | 0 | 0 | 0 | 0 | 0 | 0 | 0 | 0 | 0 | 0 | 0 | 0 | 0 | 0 | 0 | 0 | 0 | 0 | 0 | 0
Miscellaneous | New | Warehouse Loading Dock Seals | 4.4024e-06 | 7.8549e-06 |  | 0.038795 | 18 |  | 0.2857 | 0.2857 | facility sq ft | 0 | 0.0017097 | FAIL | FAIL | Miscellaneous_New_Warehouse Loading Dock Seals_RIM | 0 | 0 | 0 | 0 | 0 | 0 | 0 | 0 | 0 | 0 | 0 | 0 | 0 | 0 | 0 | 0 | 0 | 0 | 0 | 0 | Miscellaneous_New_Warehouse Loading Dock Seals_TRC | 0 | 0 | 0 | 0 | 0 | 0 | 0 | 0 | 0 | 0 | 0 | 0 | 0 | 0 | 0 | 0 | 0 | 0 | 0 | 0
Offices | New | Warehouse Loading Dock Seals | 3.1963e-05 | 5.703e-05 |  | 0.28167 | 18 |  | 0.2857 | 0.2857 | facility sq ft | 0 | 0.012413 | FAIL | FAIL | Offices_New_Warehouse Loading Dock Seals_RIM | 0 | 0 | 0 | 0 | 0 | 0 | 0 | 0 | 0 | 0 | 0 | 0 | 0 | 0 | 0 | 0 | 0 | 0 | 0 | 0 | Offices_New_Warehouse Loading Dock Seals_TRC | 0 | 0 | 0 | 0 | 0 | 0 | 0 | 0 | 0 | 0 | 0 | 0 | 0 | 0 | 0 | 0 | 0 | 0 | 0 | 0
Restaurants | New | Warehouse Loading Dock Seals | 2.3764e-05 | 4.2401e-05 |  | 0.20942 | 18 |  | 0.2857 | 0.2857 | facility sq ft | 0 | 0.009229 | FAIL | FAIL | Restaurants_New_Warehouse Loading Dock Seals_RIM | 0 | 0 | 0 | 0 | 0 | 0 | 0 | 0 | 0 | 0 | 0 | 0 | 0 | 0 | 0 | 0 | 0 | 0 | 0 | 0 | Restaurants_New_Warehouse Loading Dock Seals_TRC | 0 | 0 | 0 | 0 | 0 | 0 | 0 | 0 | 0 | 0 | 0 | 0 | 0 | 0 | 0 | 0 | 0 | 0 | 0 | 0
Retail | New | Warehouse Loading Dock Seals | 1.0381e-05 | 1.8522e-05 |  | 0.091482 | 18 |  | 0.2857 | 0.2857 | facility sq ft | 0 | 0.0040316 | FAIL | FAIL | Retail_New_Warehouse Loading Dock Seals_RIM | 0 | 0 | 0 | 0 | 0 | 0 | 0 | 0 | 0 | 0 | 0 | 0 | 0 | 0 | 0 | 0 | 0 | 0 | 0 | 0 | Retail_New_Warehouse Loading Dock Seals_TRC | 0 | 0 | 0 | 0 | 0 | 0 | 0 | 0 | 0 | 0 | 0 | 0 | 0 | 0 | 0 | 0 | 0 | 0 | 0 | 0
Schools K-12 | New | Warehouse Loading Dock Seals | 2.3708e-06 | 4.2301e-06 |  | 0.020892 | 18 |  | 0.2857 | 0.2857 | facility sq ft | 0 | 0.00092073 | FAIL | FAIL | Schools K-12_New_Warehouse Loading Dock Seals_RIM | 0 | 0 | 0 | 0 | 0 | 0 | 0 | 0 | 0 | 0 | 0 | 0 | 0 | 0 | 0 | 0 | 0 | 0 | 0 | 0 | Schools K-12_New_Warehouse Loading Dock Seals_TRC | 0 | 0 | 0 | 0 | 0 | 0 | 0 | 0 | 0 | 0 | 0 | 0 | 0 | 0 | 0 | 0 | 0 | 0 | 0 | 0
Warehouse | New | Warehouse Loading Dock Seals | 6.5559e-06 | 1.1697e-05 |  | 0.057773 | 18 |  | 0.2857 | 0.2857 | facility sq ft | 0 | 0.002546 | FAIL | FAIL | Warehouse_New_Warehouse Loading Dock Seals_RIM | 0 | 0 | 0 | 0 | 0 | 0 | 0 | 0 | 0 | 0 | 0 | 0 | 0 | 0 | 0 | 0 | 0 | 0 | 0 | 0 | Warehouse_New_Warehouse Loading Dock Seals_TRC | 0 | 0 | 0 | 0 | 0 | 0 | 0 | 0 | 0 | 0 | 0 | 0 | 0 | 0 | 0 | 0 | 0 | 0 | 0 | 0
Assembly | Existing | Water Cooled Refrigeration Heat Recovery | 0 | 0.050273 |  | 752.0072 | 20 |  | 12234.7058 | 254 | ton | 48.1681 | 33.1409 | FAIL | FAIL | Assembly_Existing_Water Cooled Refrigeration Heat Recovery_RIM | 0 | 0 | 0 | 0 | 0 | 0 | 0 | 0 | 0 | 0 | 0 | 0 | 0 | 0 | 0 | 0 | 0 | 0 | 0 | 0 | Assembly_Existing_Water Cooled Refrigeration Heat Recovery_TRC | 0 | 0 | 0 | 0 | 0 | 0 | 0 | 0 | 0 | 0 | 0 | 0 | 0 | 0 | 0 | 0 | 0 | 0 | 0 | 0
College and University | Existing | Water Cooled Refrigeration Heat Recovery | 0 | 0.48778 |  | 4491.4422 | 20 |  | 48217.5883 | 254 | ton | 189.833 | 197.9378 | FAIL | FAIL | College and University_Existing_Water Cooled Refrigeration Heat Recovery_RIM | 0 | 0 | 0 | 0 | 0 | 0 | 0 | 0 | 0 | 0 | 0 | 0 | 0 | 0 | 0 | 0 | 0 | 0 | 0 | 0 | College and University_Existing_Water Cooled Refrigeration Heat Recovery_TRC | 0 | 0 | 0 | 0 | 0 | 0 | 0 | 0 | 0 | 0 | 0 | 0 | 0 | 0 | 0 | 0 | 0 | 0 | 0 | 0
Grocery | Existing | Water Cooled Refrigeration Heat Recovery | 0 | 0.12104 |  | 1810.5302 | 20 |  | 2991.9275 | 254 | ton | 11.7792 | 79.79 | FAIL | FAIL | Grocery_Existing_Water Cooled Refrigeration Heat Recovery_RIM | 0 | 0 | 0 | 0 | 0 | 0 | 0 | 0 | 0 | 0 | 0 | 0 | 0 | 0 | 0 | 0 | 0 | 0 | 0 | 0 | Grocery_Existing_Water Cooled Refrigeration Heat Recovery_TRC | 0 | 0 | 0 | 0 | 0 | 0 | 0 | 0 | 0 | 0 | 0 | 0 | 0 | 0 | 0 | 0 | 0 | 0 | 0 | 0
Healthcare | Existing | Water Cooled Refrigeration Heat Recovery | 0 | 0.34321 |  | 3160.2884 | 20 |  | 12776.6861 | 254 | ton | 50.3019 | 139.2738 | FAIL | FAIL | Healthcare_Existing_Water Cooled Refrigeration Heat Recovery_RIM | 0 | 0 | 0 | 0 | 0 | 0 | 0 | 0 | 0 | 0 | 0 | 0 | 0 | 0 | 0 | 0 | 0 | 0 | 0 | 0 | Healthcare_Existing_Water Cooled Refrigeration Heat Recovery_TRC | 0 | 0 | 0 | 0 | 0 | 0 | 0 | 0 | 0 | 0 | 0 | 0 | 0 | 0 | 0 | 0 | 0 | 0 | 0 | 0
Hospitals | Existing | Water Cooled Refrigeration Heat Recovery | 0 | 3.5762 |  | 32929.7074 | 20 |  | 133131.059 | 254 | ton | 524.138 | 1451.2116 | FAIL | FAIL | Hospitals_Existing_Water Cooled Refrigeration Heat Recovery_RIM | 0 | 0 | 0 | 0 | 0 | 0 | 0 | 0 | 0 | 0 | 0 | 0 | 0 | 0 | 0 | 0 | 0 | 0 | 0 | 0 | Hospitals_Existing_Water Cooled Refrigeration Heat Recovery_TRC | 0 | 0 | 0 | 0 | 0 | 0 | 0 | 0 | 0 | 0 | 0 | 0 | 0 | 0 | 0 | 0 | 0 | 0 | 0 | 0
Institutional | Existing | Water Cooled Refrigeration Heat Recovery | 0 | 0.24423 |  | 3653.327 | 20 |  | 13100.2317 | 254 | ton | 51.5757 | 161.002 | FAIL | FAIL | Institutional_Existing_Water Cooled Refrigeration Heat Recovery_RIM | 0 | 0 | 0 | 0 | 0 | 0 | 0 | 0 | 0 | 0 | 0 | 0 | 0 | 0 | 0 | 0 | 0 | 0 | 0 | 0 | Institutional_Existing_Water Cooled Refrigeration Heat Recovery_TRC | 0 | 0 | 0 | 0 | 0 | 0 | 0 | 0 | 0 | 0 | 0 | 0 | 0 | 0 | 0 | 0 | 0 | 0 | 0 | 0
Lodging/Hospitality | Existing | Water Cooled Refrigeration Heat Recovery | 0 | 0.32547 |  | 2996.9115 | 20 |  | 21466.3879 | 254 | ton | 84.5133 | 132.0738 | FAIL | FAIL | Lodging/Hospitality_Existing_Water Cooled Refrigeration Heat Recovery_RIM | 0 | 0 | 0 | 0 | 0 | 0 | 0 | 0 | 0 | 0 | 0 | 0 | 0 | 0 | 0 | 0 | 0 | 0 | 0 | 0 | Lodging/Hospitality_Existing_Water Cooled Refrigeration Heat Recovery_TRC | 0 | 0 | 0 | 0 | 0 | 0 | 0 | 0 | 0 | 0 | 0 | 0 | 0 | 0 | 0 | 0 | 0 | 0 | 0 | 0
Miscellaneous | Existing | Water Cooled Refrigeration Heat Recovery | 0 | 2.3284 |  | 34829.6652 | 20 |  | 19473.4566 | 254 | ton | 76.6672 | 1534.9427 | FAIL | FAIL | Miscellaneous_Existing_Water Cooled Refrigeration Heat Recovery_RIM | 0 | 0 | 0 | 0 | 0 | 0 | 0 | 0 | 0 | 0 | 0 | 0 | 0 | 0 | 0 | 0 | 0 | 0 | 0 | 0 | Miscellaneous_Existing_Water Cooled Refrigeration Heat Recovery_TRC | 0 | 0 | 0 | 0 | 0 | 0 | 0 | 0 | 0 | 0 | 0 | 0 | 0 | 0 | 0 | 0 | 0 | 0 | 0 | 0
Offices | Existing | Water Cooled Refrigeration Heat Recovery | 0 | 0.17405 |  | 2603.5309 | 20 |  | 10201.2958 | 254 | ton | 40.1626 | 114.7376 | FAIL | FAIL | Offices_Existing_Water Cooled Refrigeration Heat Recovery_RIM | 0 | 0 | 0 | 0 | 0 | 0 | 0 | 0 | 0 | 0 | 0 | 0 | 0 | 0 | 0 | 0 | 0 | 0 | 0 | 0 | Offices_Existing_Water Cooled Refrigeration Heat Recovery_TRC | 0 | 0 | 0 | 0 | 0 | 0 | 0 | 0 | 0 | 0 | 0 | 0 | 0 | 0 | 0 | 0 | 0 | 0 | 0 | 0
Restaurants | Existing | Water Cooled Refrigeration Heat Recovery | 0 | 0.20489 |  | 1886.5835 | 20 |  | 3225.6662 | 254 | ton | 12.6995 | 83.1417 | FAIL | FAIL | Restaurants_Existing_Water Cooled Refrigeration Heat Recovery_RIM | 0 | 0 | 0 | 0 | 0 | 0 | 0 | 0 | 0 | 0 | 0 | 0 | 0 | 0 | 0 | 0 | 0 | 0 | 0 | 0 | Restaurants_Existing_Water Cooled Refrigeration Heat Recovery_TRC | 0 | 0 | 0 | 0 | 0 | 0 | 0 | 0 | 0 | 0 | 0 | 0 | 0 | 0 | 0 | 0 | 0 | 0 | 0 | 0
Retail | Existing | Water Cooled Refrigeration Heat Recovery | 0 | 0.055087 |  | 824.0137 | 20 |  | 7266.8422 | 254 | ton | 28.6096 | 36.3143 | FAIL | FAIL | Retail_Existing_Water Cooled Refrigeration Heat Recovery_RIM | 0 | 0 | 0 | 0 | 0 | 0 | 0 | 0 | 0 | 0 | 0 | 0 | 0 | 0 | 0 | 0 | 0 | 0 | 0 | 0 | Retail_Existing_Water Cooled Refrigeration Heat Recovery_TRC | 0 | 0 | 0 | 0 | 0 | 0 | 0 | 0 | 0 | 0 | 0 | 0 | 0 | 0 | 0 | 0 | 0 | 0 | 0 | 0
Schools K-12 | Existing | Water Cooled Refrigeration Heat Recovery | 0 | 0.33443 |  | 3079.4163 | 20 |  | 33058.8757 | 254 | ton | 130.1531 | 135.7098 | FAIL | FAIL | Schools K-12_Existing_Water Cooled Refrigeration Heat Recovery_RIM | 0 | 0 | 0 | 0 | 0 | 0 | 0 | 0 | 0 | 0 | 0 | 0 | 0 | 0 | 0 | 0 | 0 | 0 | 0 | 0 | Schools K-12_Existing_Water Cooled Refrigeration Heat Recovery_TRC | 0 | 0 | 0 | 0 | 0 | 0 | 0 | 0 | 0 | 0 | 0 | 0 | 0 | 0 | 0 | 0 | 0 | 0 | 0 | 0
Warehouse | Existing | Water Cooled Refrigeration Heat Recovery | 0 | 0.020451 |  | 305.9104 | 20 |  | 10200.6352 | 254 | ton | 40.16 | 13.4815 | FAIL | FAIL | Warehouse_Existing_Water Cooled Refrigeration Heat Recovery_RIM | 0 | 0 | 0 | 0 | 0 | 0 | 0 | 0 | 0 | 0 | 0 | 0 | 0 | 0 | 0 | 0 | 0 | 0 | 0 | 0 | Warehouse_Existing_Water Cooled Refrigeration Heat Recovery_TRC | 0 | 0 | 0 | 0 | 0 | 0 | 0 | 0 | 0 | 0 | 0 | 0 | 0 | 0 | 0 | 0 | 0 | 0 | 0 | 0
Assembly | New | Water Cooled Refrigeration Heat Recovery | 0 | 0.050273 |  | 752.0072 | 20 |  | 12234.7058 | 254 | ton | 48.1681 | 33.1409 | FAIL | FAIL | Assembly_New_Water Cooled Refrigeration Heat Recovery_RIM | 0 | 0 | 0 | 0 | 0 | 0 | 0 | 0 | 0 | 0 | 0 | 0 | 0 | 0 | 0 | 0 | 0 | 0 | 0 | 0 | Assembly_New_Water Cooled Refrigeration Heat Recovery_TRC | 0 | 0 | 0 | 0 | 0 | 0 | 0 | 0 | 0 | 0 | 0 | 0 | 0 | 0 | 0 | 0 | 0 | 0 | 0 | 0
College and University | New | Water Cooled Refrigeration Heat Recovery | 0 | 0.48778 |  | 4491.4422 | 20 |  | 48217.5883 | 254 | ton | 189.833 | 197.9378 | FAIL | FAIL | College and University_New_Water Cooled Refrigeration Heat Recovery_RIM | 0 | 0 | 0 | 0 | 0 | 0 | 0 | 0 | 0 | 0 | 0 | 0 | 0 | 0 | 0 | 0 | 0 | 0 | 0 | 0 | College and University_New_Water Cooled Refrigeration Heat Recovery_TRC | 0 | 0 | 0 | 0 | 0 | 0 | 0 | 0 | 0 | 0 | 0 | 0 | 0 | 0 | 0 | 0 | 0 | 0 | 0 | 0
Grocery | New | Water Cooled Refrigeration Heat Recovery | 0 | 0.12104 |  | 1810.5302 | 20 |  | 2991.9275 | 254 | ton | 11.7792 | 79.79 | FAIL | FAIL | Grocery_New_Water Cooled Refrigeration Heat Recovery_RIM | 0 | 0 | 0 | 0 | 0 | 0 | 0 | 0 | 0 | 0 | 0 | 0 | 0 | 0 | 0 | 0 | 0 | 0 | 0 | 0 | Grocery_New_Water Cooled Refrigeration Heat Recovery_TRC | 0 | 0 | 0 | 0 | 0 | 0 | 0 | 0 | 0 | 0 | 0 | 0 | 0 | 0 | 0 | 0 | 0 | 0 | 0 | 0
Healthcare | New | Water Cooled Refrigeration Heat Recovery | 0 | 0.34321 |  | 3160.2884 | 20 |  | 12776.6861 | 254 | ton | 50.3019 | 139.2738 | FAIL | FAIL | Healthcare_New_Water Cooled Refrigeration Heat Recovery_RIM | 0 | 0 | 0 | 0 | 0 | 0 | 0 | 0 | 0 | 0 | 0 | 0 | 0 | 0 | 0 | 0 | 0 | 0 | 0 | 0 | Healthcare_New_Water Cooled Refrigeration Heat Recovery_TRC | 0 | 0 | 0 | 0 | 0 | 0 | 0 | 0 | 0 | 0 | 0 | 0 | 0 | 0 | 0 | 0 | 0 | 0 | 0 | 0
Hospitals | New | Water Cooled Refrigeration Heat Recovery | 0 | 3.5762 |  | 32929.7074 | 20 |  | 133131.059 | 254 | ton | 524.138 | 1451.2116 | FAIL | FAIL | Hospitals_New_Water Cooled Refrigeration Heat Recovery_RIM | 0 | 0 | 0 | 0 | 0 | 0 | 0 | 0 | 0 | 0 | 0 | 0 | 0 | 0 | 0 | 0 | 0 | 0 | 0 | 0 | Hospitals_New_Water Cooled Refrigeration Heat Recovery_TRC | 0 | 0 | 0 | 0 | 0 | 0 | 0 | 0 | 0 | 0 | 0 | 0 | 0 | 0 | 0 | 0 | 0 | 0 | 0 | 0
Institutional | New | Water Cooled Refrigeration Heat Recovery | 0 | 0.24423 |  | 3653.327 | 20 |  | 13100.2317 | 254 | ton | 51.5757 | 161.002 | FAIL | FAIL | Institutional_New_Water Cooled Refrigeration Heat Recovery_RIM | 0 | 0 | 0 | 0 | 0 | 0 | 0 | 0 | 0 | 0 | 0 | 0 | 0 | 0 | 0 | 0 | 0 | 0 | 0 | 0 | Institutional_New_Water Cooled Refrigeration Heat Recovery_TRC | 0 | 0 | 0 | 0 | 0 | 0 | 0 | 0 | 0 | 0 | 0 | 0 | 0 | 0 | 0 | 0 | 0 | 0 | 0 | 0
Lodging/Hospitality | New | Water Cooled Refrigeration Heat Recovery | 0 | 0.32547 |  | 2996.9115 | 20 |  | 21466.3879 | 254 | ton | 84.5133 | 132.0738 | FAIL | FAIL | Lodging/Hospitality_New_Water Cooled Refrigeration Heat Recovery_RIM | 0 | 0 | 0 | 0 | 0 | 0 | 0 | 0 | 0 | 0 | 0 | 0 | 0 | 0 | 0 | 0 | 0 | 0 | 0 | 0 | Lodging/Hospitality_New_Water Cooled Refrigeration Heat Recovery_TRC | 0 | 0 | 0 | 0 | 0 | 0 | 0 | 0 | 0 | 0 | 0 | 0 | 0 | 0 | 0 | 0 | 0 | 0 | 0 | 0
Miscellaneous | New | Water Cooled Refrigeration Heat Recovery | 0 | 2.3284 |  | 34829.6652 | 20 |  | 19473.4566 | 254 | ton | 76.6672 | 1534.9427 | FAIL | FAIL | Miscellaneous_New_Water Cooled Refrigeration Heat Recovery_RIM | 0 | 0 | 0 | 0 | 0 | 0 | 0 | 0 | 0 | 0 | 0 | 0 | 0 | 0 | 0 | 0 | 0 | 0 | 0 | 0 | Miscellaneous_New_Water Cooled Refrigeration Heat Recovery_TRC | 0 | 0 | 0 | 0 | 0 | 0 | 0 | 0 | 0 | 0 | 0 | 0 | 0 | 0 | 0 | 0 | 0 | 0 | 0 | 0
Offices | New | Water Cooled Refrigeration Heat Recovery | 0 | 0.17405 |  | 2603.5309 | 20 |  | 10201.2958 | 254 | ton | 40.1626 | 114.7376 | FAIL | FAIL | Offices_New_Water Cooled Refrigeration Heat Recovery_RIM | 0 | 0 | 0 | 0 | 0 | 0 | 0 | 0 | 0 | 0 | 0 | 0 | 0 | 0 | 0 | 0 | 0 | 0 | 0 | 0 | Offices_New_Water Cooled Refrigeration Heat Recovery_TRC | 0 | 0 | 0 | 0 | 0 | 0 | 0 | 0 | 0 | 0 | 0 | 0 | 0 | 0 | 0 | 0 | 0 | 0 | 0 | 0
Restaurants | New | Water Cooled Refrigeration Heat Recovery | 0 | 0.20489 |  | 1886.5835 | 20 |  | 3225.6662 | 254 | ton | 12.6995 | 83.1417 | FAIL | FAIL | Restaurants_New_Water Cooled Refrigeration Heat Recovery_RIM | 0 | 0 | 0 | 0 | 0 | 0 | 0 | 0 | 0 | 0 | 0 | 0 | 0 | 0 | 0 | 0 | 0 | 0 | 0 | 0 | Restaurants_New_Water Cooled Refrigeration Heat Recovery_TRC | 0 | 0 | 0 | 0 | 0 | 0 | 0 | 0 | 0 | 0 | 0 | 0 | 0 | 0 | 0 | 0 | 0 | 0 | 0 | 0
Retail | New | Water Cooled Refrigeration Heat Recovery | 0 | 0.055087 |  | 824.0137 | 20 |  | 7266.8422 | 254 | ton | 28.6096 | 36.3143 | FAIL | FAIL | Retail_New_Water Cooled Refrigeration Heat Recovery_RIM | 0 | 0 | 0 | 0 | 0 | 0 | 0 | 0 | 0 | 0 | 0 | 0 | 0 | 0 | 0 | 0 | 0 | 0 | 0 | 0 | Retail_New_Water Cooled Refrigeration Heat Recovery_TRC | 0 | 0 | 0 | 0 | 0 | 0 | 0 | 0 | 0 | 0 | 0 | 0 | 0 | 0 | 0 | 0 | 0 | 0 | 0 | 0
Schools K-12 | New | Water Cooled Refrigeration Heat Recovery | 0 | 0.33443 |  | 3079.4163 | 20 |  | 33058.8757 | 254 | ton | 130.1531 | 135.7098 | FAIL | FAIL | Schools K-12_New_Water Cooled Refrigeration Heat Recovery_RIM | 0 | 0 | 0 | 0 | 0 | 0 | 0 | 0 | 0 | 0 | 0 | 0 | 0 | 0 | 0 | 0 | 0 | 0 | 0 | 0 | Schools K-12_New_Water Cooled Refrigeration Heat Recovery_TRC | 0 | 0 | 0 | 0 | 0 | 0 | 0 | 0 | 0 | 0 | 0 | 0 | 0 | 0 | 0 | 0 | 0 | 0 | 0 | 0
Warehouse | New | Water Cooled Refrigeration Heat Recovery | 0 | 0.020451 |  | 305.9104 | 20 |  | 10200.6352 | 254 | ton | 40.16 | 13.4815 | FAIL | FAIL | Warehouse_New_Water Cooled Refrigeration Heat Recovery_RIM | 0 | 0 | 0 | 0 | 0 | 0 | 0 | 0 | 0 | 0 | 0 | 0 | 0 | 0 | 0 | 0 | 0 | 0 | 0 | 0 | Warehouse_New_Water Cooled Refrigeration Heat Recovery_TRC | 0 | 0 | 0 | 0 | 0 | 0 | 0 | 0 | 0 | 0 | 0 | 0 | 0 | 0 | 0 | 0 | 0 | 0 | 0 | 0
Assembly | Existing | Waterside Economizer | 4.3604 | 0 |  | 10741.0246 | 20 |  | 286420.8 | 7160.52 | economizer | 40 | 473.3567 | FAIL | FAIL | Assembly_Existing_Waterside Economizer_RIM | 0 | 0 | 0 | 0 | 0 | 0 | 0 | 0 | 0 | 0 | 0 | 0 | 0 | 0 | 0 | 0 | 0 | 0 | 0 | 0 | Assembly_Existing_Waterside Economizer_TRC | 0 | 0 | 0 | 0 | 0 | 0 | 0 | 0 | 0 | 0 | 0 | 0 | 0 | 0 | 0 | 0 | 0 | 0 | 0 | 0
College and University | Existing | Waterside Economizer | 4.8375 | 0 |  | 11916.2094 | 20 |  | 286420.8 | 7160.52 | economizer | 40 | 525.1471 | FAIL | FAIL | College and University_Existing_Waterside Economizer_RIM | 0 | 0 | 0 | 0 | 0 | 0 | 0 | 0 | 0 | 0 | 0 | 0 | 0 | 0 | 0 | 0 | 0 | 0 | 0 | 0 | College and University_Existing_Waterside Economizer_TRC | 0 | 0 | 0 | 0 | 0 | 0 | 0 | 0 | 0 | 0 | 0 | 0 | 0 | 0 | 0 | 0 | 0 | 0 | 0 | 0
Grocery | Existing | Waterside Economizer | 2.4088 | 0 |  | 5933.4505 | 20 |  | 286420.8 | 7160.52 | economizer | 40 | 261.487 | FAIL | FAIL | Grocery_Existing_Waterside Economizer_RIM | 0 | 0 | 0 | 0 | 0 | 0 | 0 | 0 | 0 | 0 | 0 | 0 | 0 | 0 | 0 | 0 | 0 | 0 | 0 | 0 | Grocery_Existing_Waterside Economizer_TRC | 0 | 0 | 0 | 0 | 0 | 0 | 0 | 0 | 0 | 0 | 0 | 0 | 0 | 0 | 0 | 0 | 0 | 0 | 0 | 0
Healthcare | Existing | Waterside Economizer | 9.4882 | 0 |  | 23372.2065 | 20 |  | 286420.8 | 7160.52 | economizer | 40 | 1030.0127 | FAIL | FAIL | Healthcare_Existing_Waterside Economizer_RIM | 0 | 0 | 0 | 0 | 0 | 0 | 0 | 0 | 0 | 0 | 0 | 0 | 0 | 0 | 0 | 0 | 0 | 0 | 0 | 0 | Healthcare_Existing_Waterside Economizer_TRC | 0 | 0 | 0 | 0 | 0 | 0 | 0 | 0 | 0 | 0 | 0 | 0 | 0 | 0 | 0 | 0 | 0 | 0 | 0 | 0
Hospitals | Existing | Waterside Economizer | 8.9878 | 0 |  | 22139.4952 | 20 |  | 286420.8 | 7160.52 | economizer | 40 | 975.6871 | FAIL | FAIL | Hospitals_Existing_Waterside Economizer_RIM | 0 | 0 | 0 | 0 | 0 | 0 | 0 | 0 | 0 | 0 | 0 | 0 | 0 | 0 | 0 | 0 | 0 | 0 | 0 | 0 | Hospitals_Existing_Waterside Economizer_TRC | 0 | 0 | 0 | 0 | 0 | 0 | 0 | 0 | 0 | 0 | 0 | 0 | 0 | 0 | 0 | 0 | 0 | 0 | 0 | 0
Institutional | Existing | Waterside Economizer | 2.3554 | 0 |  | 5801.9613 | 20 |  | 286420.8 | 7160.52 | economizer | 40 | 255.6923 | FAIL | FAIL | Institutional_Existing_Waterside Economizer_RIM | 0 | 0 | 0 | 0 | 0 | 0 | 0 | 0 | 0 | 0 | 0 | 0 | 0 | 0 | 0 | 0 | 0 | 0 | 0 | 0 | Institutional_Existing_Waterside Economizer_TRC | 0 | 0 | 0 | 0 | 0 | 0 | 0 | 0 | 0 | 0 | 0 | 0 | 0 | 0 | 0 | 0 | 0 | 0 | 0 | 0
Lodging/Hospitality | Existing | Waterside Economizer | 7.2029 | 0 |  | 17742.8249 | 20 |  | 286420.8 | 7160.52 | economizer | 40 | 781.9259 | FAIL | FAIL | Lodging/Hospitality_Existing_Waterside Economizer_RIM | 0 | 0 | 0 | 0 | 0 | 0 | 0 | 0 | 0 | 0 | 0 | 0 | 0 | 0 | 0 | 0 | 0 | 0 | 0 | 0 | Lodging/Hospitality_Existing_Waterside Economizer_TRC | 0 | 0 | 0 | 0 | 0 | 0 | 0 | 0 | 0 | 0 | 0 | 0 | 0 | 0 | 0 | 0 | 0 | 0 | 0 | 0
Miscellaneous | Existing | Waterside Economizer | 2.4354 | 0 |  | 5999.1951 | 20 |  | 286420.8 | 7160.52 | economizer | 40 | 264.3844 | FAIL | FAIL | Miscellaneous_Existing_Waterside Economizer_RIM | 0 | 0 | 0 | 0 | 0 | 0 | 0 | 0 | 0 | 0 | 0 | 0 | 0 | 0 | 0 | 0 | 0 | 0 | 0 | 0 | Miscellaneous_Existing_Waterside Economizer_TRC | 0 | 0 | 0 | 0 | 0 | 0 | 0 | 0 | 0 | 0 | 0 | 0 | 0 | 0 | 0 | 0 | 0 | 0 | 0 | 0
Offices | Existing | Waterside Economizer | 4.9076 | 0 |  | 12088.789 | 20 |  | 286420.8 | 7160.52 | economizer | 40 | 532.7527 | FAIL | FAIL | Offices_Existing_Waterside Economizer_RIM | 0 | 0 | 0 | 0 | 0 | 0 | 0 | 0 | 0 | 0 | 0 | 0 | 0 | 0 | 0 | 0 | 0 | 0 | 0 | 0 | Offices_Existing_Waterside Economizer_TRC | 0 | 0 | 0 | 0 | 0 | 0 | 0 | 0 | 0 | 0 | 0 | 0 | 0 | 0 | 0 | 0 | 0 | 0 | 0 | 0
Restaurants | Existing | Waterside Economizer | 7.0661 | 0 |  | 17405.8838 | 20 |  | 286420.8 | 7160.52 | economizer | 40 | 767.077 | FAIL | FAIL | Restaurants_Existing_Waterside Economizer_RIM | 0 | 0 | 0 | 0 | 0 | 0 | 0 | 0 | 0 | 0 | 0 | 0 | 0 | 0 | 0 | 0 | 0 | 0 | 0 | 0 | Restaurants_Existing_Waterside Economizer_TRC | 0 | 0 | 0 | 0 | 0 | 0 | 0 | 0 | 0 | 0 | 0 | 0 | 0 | 0 | 0 | 0 | 0 | 0 | 0 | 0
Retail | Existing | Waterside Economizer | 5.5381 | 0 |  | 13642.0052 | 20 |  | 286420.8 | 7160.52 | economizer | 40 | 601.2029 | FAIL | FAIL | Retail_Existing_Waterside Economizer_RIM | 0 | 0 | 0 | 0 | 0 | 0 | 0 | 0 | 0 | 0 | 0 | 0 | 0 | 0 | 0 | 0 | 0 | 0 | 0 | 0 | Retail_Existing_Waterside Economizer_TRC | 0 | 0 | 0 | 0 | 0 | 0 | 0 | 0 | 0 | 0 | 0 | 0 | 0 | 0 | 0 | 0 | 0 | 0 | 0 | 0
Schools K-12 | Existing | Waterside Economizer | 4.8142 | 0 |  | 11858.6828 | 20 |  | 286420.8 | 7160.52 | economizer | 40 | 522.6119 | FAIL | FAIL | Schools K-12_Existing_Waterside Economizer_RIM | 0 | 0 | 0 | 0 | 0 | 0 | 0 | 0 | 0 | 0 | 0 | 0 | 0 | 0 | 0 | 0 | 0 | 0 | 0 | 0 | Schools K-12_Existing_Waterside Economizer_TRC | 0 | 0 | 0 | 0 | 0 | 0 | 0 | 0 | 0 | 0 | 0 | 0 | 0 | 0 | 0 | 0 | 0 | 0 | 0 | 0
Warehouse | Existing | Waterside Economizer | 1.0576 | 0 |  | 2605.1299 | 20 |  | 286420.8 | 7160.52 | economizer | 40 | 114.808 | FAIL | FAIL | Warehouse_Existing_Waterside Economizer_RIM | 0 | 0 | 0 | 0 | 0 | 0 | 0 | 0 | 0 | 0 | 0 | 0 | 0 | 0 | 0 | 0 | 0 | 0 | 0 | 0 | Warehouse_Existing_Waterside Economizer_TRC | 0 | 0 | 0 | 0 | 0 | 0 | 0 | 0 | 0 | 0 | 0 | 0 | 0 | 0 | 0 | 0 | 0 | 0 | 0 | 0
Assembly | New | Waterside Economizer | 4.3604 | 0 |  | 10741.0246 | 20 |  | 286420.8 | 7160.52 | economizer | 40 | 473.3567 | FAIL | FAIL | Assembly_New_Waterside Economizer_RIM | 0 | 0 | 0 | 0 | 0 | 0 | 0 | 0 | 0 | 0 | 0 | 0 | 0 | 0 | 0 | 0 | 0 | 0 | 0 | 0 | Assembly_New_Waterside Economizer_TRC | 0 | 0 | 0 | 0 | 0 | 0 | 0 | 0 | 0 | 0 | 0 | 0 | 0 | 0 | 0 | 0 | 0 | 0 | 0 | 0
College and University | New | Waterside Economizer | 4.8375 | 0 |  | 11916.2094 | 20 |  | 286420.8 | 7160.52 | economizer | 40 | 525.1471 | FAIL | FAIL | College and University_New_Waterside Economizer_RIM | 0 | 0 | 0 | 0 | 0 | 0 | 0 | 0 | 0 | 0 | 0 | 0 | 0 | 0 | 0 | 0 | 0 | 0 | 0 | 0 | College and University_New_Waterside Economizer_TRC | 0 | 0 | 0 | 0 | 0 | 0 | 0 | 0 | 0 | 0 | 0 | 0 | 0 | 0 | 0 | 0 | 0 | 0 | 0 | 0
Grocery | New | Waterside Economizer | 2.4088 | 0 |  | 5933.4505 | 20 |  | 286420.8 | 7160.52 | economizer | 40 | 261.487 | FAIL | FAIL | Grocery_New_Waterside Economizer_RIM | 0 | 0 | 0 | 0 | 0 | 0 | 0 | 0 | 0 | 0 | 0 | 0 | 0 | 0 | 0 | 0 | 0 | 0 | 0 | 0 | Grocery_New_Waterside Economizer_TRC | 0 | 0 | 0 | 0 | 0 | 0 | 0 | 0 | 0 | 0 | 0 | 0 | 0 | 0 | 0 | 0 | 0 | 0 | 0 | 0
Healthcare | New | Waterside Economizer | 9.4882 | 0 |  | 23372.2065 | 20 |  | 286420.8 | 7160.52 | economizer | 40 | 1030.0127 | FAIL | FAIL | Healthcare_New_Waterside Economizer_RIM | 0 | 0 | 0 | 0 | 0 | 0 | 0 | 0 | 0 | 0 | 0 | 0 | 0 | 0 | 0 | 0 | 0 | 0 | 0 | 0 | Healthcare_New_Waterside Economizer_TRC | 0 | 0 | 0 | 0 | 0 | 0 | 0 | 0 | 0 | 0 | 0 | 0 | 0 | 0 | 0 | 0 | 0 | 0 | 0 | 0
Hospitals | New | Waterside Economizer | 8.9878 | 0 |  | 22139.4952 | 20 |  | 286420.8 | 7160.52 | economizer | 40 | 975.6871 | FAIL | FAIL | Hospitals_New_Waterside Economizer_RIM | 0 | 0 | 0 | 0 | 0 | 0 | 0 | 0 | 0 | 0 | 0 | 0 | 0 | 0 | 0 | 0 | 0 | 0 | 0 | 0 | Hospitals_New_Waterside Economizer_TRC | 0 | 0 | 0 | 0 | 0 | 0 | 0 | 0 | 0 | 0 | 0 | 0 | 0 | 0 | 0 | 0 | 0 | 0 | 0 | 0
Institutional | New | Waterside Economizer | 2.3554 | 0 |  | 5801.9613 | 20 |  | 286420.8 | 7160.52 | economizer | 40 | 255.6923 | FAIL | FAIL | Institutional_New_Waterside Economizer_RIM | 0 | 0 | 0 | 0 | 0 | 0 | 0 | 0 | 0 | 0 | 0 | 0 | 0 | 0 | 0 | 0 | 0 | 0 | 0 | 0 | Institutional_New_Waterside Economizer_TRC | 0 | 0 | 0 | 0 | 0 | 0 | 0 | 0 | 0 | 0 | 0 | 0 | 0 | 0 | 0 | 0 | 0 | 0 | 0 | 0
Lodging/Hospitality | New | Waterside Economizer | 7.2029 | 0 |  | 17742.8249 | 20 |  | 286420.8 | 7160.52 | economizer | 40 | 781.9259 | FAIL | FAIL | Lodging/Hospitality_New_Waterside Economizer_RIM | 0 | 0 | 0 | 0 | 0 | 0 | 0 | 0 | 0 | 0 | 0 | 0 | 0 | 0 | 0 | 0 | 0 | 0 | 0 | 0 | Lodging/Hospitality_New_Waterside Economizer_TRC | 0 | 0 | 0 | 0 | 0 | 0 | 0 | 0 | 0 | 0 | 0 | 0 | 0 | 0 | 0 | 0 | 0 | 0 | 0 | 0
Miscellaneous | New | Waterside Economizer | 2.4354 | 0 |  | 5999.1951 | 20 |  | 286420.8 | 7160.52 | economizer | 40 | 264.3844 | FAIL | FAIL | Miscellaneous_New_Waterside Economizer_RIM | 0 | 0 | 0 | 0 | 0 | 0 | 0 | 0 | 0 | 0 | 0 | 0 | 0 | 0 | 0 | 0 | 0 | 0 | 0 | 0 | Miscellaneous_New_Waterside Economizer_TRC | 0 | 0 | 0 | 0 | 0 | 0 | 0 | 0 | 0 | 0 | 0 | 0 | 0 | 0 | 0 | 0 | 0 | 0 | 0 | 0
Offices | New | Waterside Economizer | 4.9076 | 0 |  | 12088.789 | 20 |  | 286420.8 | 7160.52 | economizer | 40 | 532.7527 | FAIL | FAIL | Offices_New_Waterside Economizer_RIM | 0 | 0 | 0 | 0 | 0 | 0 | 0 | 0 | 0 | 0 | 0 | 0 | 0 | 0 | 0 | 0 | 0 | 0 | 0 | 0 | Offices_New_Waterside Economizer_TRC | 0 | 0 | 0 | 0 | 0 | 0 | 0 | 0 | 0 | 0 | 0 | 0 | 0 | 0 | 0 | 0 | 0 | 0 | 0 | 0
Restaurants | New | Waterside Economizer | 7.0661 | 0 |  | 17405.8838 | 20 |  | 286420.8 | 7160.52 | economizer | 40 | 767.077 | FAIL | FAIL | Restaurants_New_Waterside Economizer_RIM | 0 | 0 | 0 | 0 | 0 | 0 | 0 | 0 | 0 | 0 | 0 | 0 | 0 | 0 | 0 | 0 | 0 | 0 | 0 | 0 | Restaurants_New_Waterside Economizer_TRC | 0 | 0 | 0 | 0 | 0 | 0 | 0 | 0 | 0 | 0 | 0 | 0 | 0 | 0 | 0 | 0 | 0 | 0 | 0 | 0
Retail | New | Waterside Economizer | 5.5381 | 0 |  | 13642.0052 | 20 |  | 286420.8 | 7160.52 | economizer | 40 | 601.2029 | FAIL | FAIL | Retail_New_Waterside Economizer_RIM | 0 | 0 | 0 | 0 | 0 | 0 | 0 | 0 | 0 | 0 | 0 | 0 | 0 | 0 | 0 | 0 | 0 | 0 | 0 | 0 | Retail_New_Waterside Economizer_TRC | 0 | 0 | 0 | 0 | 0 | 0 | 0 | 0 | 0 | 0 | 0 | 0 | 0 | 0 | 0 | 0 | 0 | 0 | 0 | 0
Schools K-12 | New | Waterside Economizer | 4.8142 | 0 |  | 11858.6828 | 20 |  | 286420.8 | 7160.52 | economizer | 40 | 522.6119 | FAIL | FAIL | Schools K-12_New_Waterside Economizer_RIM | 0 | 0 | 0 | 0 | 0 | 0 | 0 | 0 | 0 | 0 | 0 | 0 | 0 | 0 | 0 | 0 | 0 | 0 | 0 | 0 | Schools K-12_New_Waterside Economizer_TRC | 0 | 0 | 0 | 0 | 0 | 0 | 0 | 0 | 0 | 0 | 0 | 0 | 0 | 0 | 0 | 0 | 0 | 0 | 0 | 0
Warehouse | New | Waterside Economizer | 1.0576 | 0 |  | 2605.1299 | 20 |  | 286420.8 | 7160.52 | economizer | 40 | 114.808 | FAIL | FAIL | Warehouse_New_Waterside Economizer_RIM | 0 | 0 | 0 | 0 | 0 | 0 | 0 | 0 | 0 | 0 | 0 | 0 | 0 | 0 | 0 | 0 | 0 | 0 | 0 | 0 | Warehouse_New_Waterside Economizer_TRC | 0 | 0 | 0 | 0 | 0 | 0 | 0 | 0 | 0 | 0 | 0 | 0 | 0 | 0 | 0 | 0 | 0 | 0 | 0 | 0
Assembly | Existing | Window Sun Protection | 0.042491 | -0.010532 |  | 111.1908 | 10 |  | 350 | 3.5 | sq ft | 100 | 4.9002 | FAIL | FAIL | Assembly_Existing_Window Sun Protection_RIM | 0 | 0 | 0 | 0 | 0 | 0 | 0 | 0 | 0 | 0 | 0 | 0 | 0 | 0 | 0 | 0 | 0 | 0 | 0 | 0 | Assembly_Existing_Window Sun Protection_TRC | 0 | 0 | 0 | 0 | 0 | 0 | 0 | 0 | 0 | 0 | 0 | 0 | 0 | 0 | 0 | 0 | 0 | 0 | 0 | 0
College and University | Existing | Window Sun Protection | 0.042491 | -0.010532 |  | 111.1908 | 10 |  | 350 | 3.5 | sq ft | 100 | 4.9002 | FAIL | FAIL | College and University_Existing_Window Sun Protection_RIM | 0 | 0 | 0 | 0 | 0 | 0 | 0 | 0 | 0 | 0 | 0 | 0 | 0 | 0 | 0 | 0 | 0 | 0 | 0 | 0 | College and University_Existing_Window Sun Protection_TRC | 0 | 0 | 0 | 0 | 0 | 0 | 0 | 0 | 0 | 0 | 0 | 0 | 0 | 0 | 0 | 0 | 0 | 0 | 0 | 0
Grocery | Existing | Window Sun Protection | 0.042491 | -0.010532 |  | 111.1908 | 10 |  | 350 | 3.5 | sq ft | 100 | 4.9002 | FAIL | FAIL | Grocery_Existing_Window Sun Protection_RIM | 0 | 0 | 0 | 0 | 0 | 0 | 0 | 0 | 0 | 0 | 0 | 0 | 0 | 0 | 0 | 0 | 0 | 0 | 0 | 0 | Grocery_Existing_Window Sun Protection_TRC | 0 | 0 | 0 | 0 | 0 | 0 | 0 | 0 | 0 | 0 | 0 | 0 | 0 | 0 | 0 | 0 | 0 | 0 | 0 | 0
Healthcare | Existing | Window Sun Protection | 0.042491 | -0.010532 |  | 111.1908 | 10 |  | 350 | 3.5 | sq ft | 100 | 4.9002 | FAIL | FAIL | Healthcare_Existing_Window Sun Protection_RIM | 0 | 0 | 0 | 0 | 0 | 0 | 0 | 0 | 0 | 0 | 0 | 0 | 0 | 0 | 0 | 0 | 0 | 0 | 0 | 0 | Healthcare_Existing_Window Sun Protection_TRC | 0 | 0 | 0 | 0 | 0 | 0 | 0 | 0 | 0 | 0 | 0 | 0 | 0 | 0 | 0 | 0 | 0 | 0 | 0 | 0
Hospitals | Existing | Window Sun Protection | 0.042491 | -0.010532 |  | 111.1908 | 10 |  | 350 | 3.5 | sq ft | 100 | 4.9002 | FAIL | FAIL | Hospitals_Existing_Window Sun Protection_RIM | 0 | 0 | 0 | 0 | 0 | 0 | 0 | 0 | 0 | 0 | 0 | 0 | 0 | 0 | 0 | 0 | 0 | 0 | 0 | 0 | Hospitals_Existing_Window Sun Protection_TRC | 0 | 0 | 0 | 0 | 0 | 0 | 0 | 0 | 0 | 0 | 0 | 0 | 0 | 0 | 0 | 0 | 0 | 0 | 0 | 0
Institutional | Existing | Window Sun Protection | 0.042491 | -0.010532 |  | 111.1908 | 10 |  | 350 | 3.5 | sq ft | 100 | 4.9002 | FAIL | FAIL | Institutional_Existing_Window Sun Protection_RIM | 0 | 0 | 0 | 0 | 0 | 0 | 0 | 0 | 0 | 0 | 0 | 0 | 0 | 0 | 0 | 0 | 0 | 0 | 0 | 0 | Institutional_Existing_Window Sun Protection_TRC | 0 | 0 | 0 | 0 | 0 | 0 | 0 | 0 | 0 | 0 | 0 | 0 | 0 | 0 | 0 | 0 | 0 | 0 | 0 | 0
Lodging/Hospitality | Existing | Window Sun Protection | 0.049635 | -0.024541 |  | 111.1908 | 10 |  | 350 | 3.5 | sq ft | 100 | 4.9002 | FAIL | FAIL | Lodging/Hospitality_Existing_Window Sun Protection_RIM | 0 | 0 | 0 | 0 | 0 | 0 | 0 | 0 | 0 | 0 | 0 | 0 | 0 | 0 | 0 | 0 | 0 | 0 | 0 | 0 | Lodging/Hospitality_Existing_Window Sun Protection_TRC | 0 | 0 | 0 | 0 | 0 | 0 | 0 | 0 | 0 | 0 | 0 | 0 | 0 | 0 | 0 | 0 | 0 | 0 | 0 | 0
Miscellaneous | Existing | Window Sun Protection | 0.058425 | -0.042841 |  | 111.1908 | 10 |  | 350 | 3.5 | sq ft | 100 | 4.9002 | FAIL | FAIL | Miscellaneous_Existing_Window Sun Protection_RIM | 0 | 0 | 0 | 0 | 0 | 0 | 0 | 0 | 0 | 0 | 0 | 0 | 0 | 0 | 0 | 0 | 0 | 0 | 0 | 0 | Miscellaneous_Existing_Window Sun Protection_TRC | 0 | 0 | 0 | 0 | 0 | 0 | 0 | 0 | 0 | 0 | 0 | 0 | 0 | 0 | 0 | 0 | 0 | 0 | 0 | 0
Offices | Existing | Window Sun Protection | 0.042491 | -0.010532 |  | 111.1908 | 10 |  | 350 | 3.5 | sq ft | 100 | 4.9002 | FAIL | FAIL | Offices_Existing_Window Sun Protection_RIM | 0 | 0 | 0 | 0 | 0 | 0 | 0 | 0 | 0 | 0 | 0 | 0 | 0 | 0 | 0 | 0 | 0 | 0 | 0 | 0 | Offices_Existing_Window Sun Protection_TRC | 0 | 0 | 0 | 0 | 0 | 0 | 0 | 0 | 0 | 0 | 0 | 0 | 0 | 0 | 0 | 0 | 0 | 0 | 0 | 0
Restaurants | Existing | Window Sun Protection | 0.042491 | -0.010532 |  | 111.1908 | 10 |  | 350 | 3.5 | sq ft | 100 | 4.9002 | FAIL | FAIL | Restaurants_Existing_Window Sun Protection_RIM | 0 | 0 | 0 | 0 | 0 | 0 | 0 | 0 | 0 | 0 | 0 | 0 | 0 | 0 | 0 | 0 | 0 | 0 | 0 | 0 | Restaurants_Existing_Window Sun Protection_TRC | 0 | 0 | 0 | 0 | 0 | 0 | 0 | 0 | 0 | 0 | 0 | 0 | 0 | 0 | 0 | 0 | 0 | 0 | 0 | 0
Retail | Existing | Window Sun Protection | 0.042491 | -0.010532 |  | 111.1908 | 10 |  | 350 | 3.5 | sq ft | 100 | 4.9002 | FAIL | FAIL | Retail_Existing_Window Sun Protection_RIM | 0 | 0 | 0 | 0 | 0 | 0 | 0 | 0 | 0 | 0 | 0 | 0 | 0 | 0 | 0 | 0 | 0 | 0 | 0 | 0 | Retail_Existing_Window Sun Protection_TRC | 0 | 0 | 0 | 0 | 0 | 0 | 0 | 0 | 0 | 0 | 0 | 0 | 0 | 0 | 0 | 0 | 0 | 0 | 0 | 0
Schools K-12 | Existing | Window Sun Protection | 0.042491 | -0.010532 |  | 111.1908 | 10 |  | 350 | 3.5 | sq ft | 100 | 4.9002 | FAIL | FAIL | Schools K-12_Existing_Window Sun Protection_RIM | 0 | 0 | 0 | 0 | 0 | 0 | 0 | 0 | 0 | 0 | 0 | 0 | 0 | 0 | 0 | 0 | 0 | 0 | 0 | 0 | Schools K-12_Existing_Window Sun Protection_TRC | 0 | 0 | 0 | 0 | 0 | 0 | 0 | 0 | 0 | 0 | 0 | 0 | 0 | 0 | 0 | 0 | 0 | 0 | 0 | 0
Warehouse | Existing | Window Sun Protection | 0.058425 | -0.042841 |  | 111.1908 | 10 |  | 350 | 3.5 | sq ft | 100 | 4.9002 | FAIL | FAIL | Warehouse_Existing_Window Sun Protection_RIM | 0 | 0 | 0 | 0 | 0 | 0 | 0 | 0 | 0 | 0 | 0 | 0 | 0 | 0 | 0 | 0 | 0 | 0 | 0 | 0 | Warehouse_Existing_Window Sun Protection_TRC | 0 | 0 | 0 | 0 | 0 | 0 | 0 | 0 | 0 | 0 | 0 | 0 | 0 | 0 | 0 | 0 | 0 | 0 | 0 | 0
Assembly | New | Window Sun Protection | 0.025494 | -0.0063194 |  | 66.7145 | 10 |  | 350 | 3.5 | sq ft | 100 | 2.9401 | FAIL | FAIL | Assembly_New_Window Sun Protection_RIM | 0 | 0 | 0 | 0 | 0 | 0 | 0 | 0 | 0 | 0 | 0 | 0 | 0 | 0 | 0 | 0 | 0 | 0 | 0 | 0 | Assembly_New_Window Sun Protection_TRC | 0 | 0 | 0 | 0 | 0 | 0 | 0 | 0 | 0 | 0 | 0 | 0 | 0 | 0 | 0 | 0 | 0 | 0 | 0 | 0
College and University | New | Window Sun Protection | 0.025494 | -0.0063194 |  | 66.7145 | 10 |  | 350 | 3.5 | sq ft | 100 | 2.9401 | FAIL | FAIL | College and University_New_Window Sun Protection_RIM | 0 | 0 | 0 | 0 | 0 | 0 | 0 | 0 | 0 | 0 | 0 | 0 | 0 | 0 | 0 | 0 | 0 | 0 | 0 | 0 | College and University_New_Window Sun Protection_TRC | 0 | 0 | 0 | 0 | 0 | 0 | 0 | 0 | 0 | 0 | 0 | 0 | 0 | 0 | 0 | 0 | 0 | 0 | 0 | 0
Grocery | New | Window Sun Protection | 0.025494 | -0.0063194 |  | 66.7145 | 10 |  | 350 | 3.5 | sq ft | 100 | 2.9401 | FAIL | FAIL | Grocery_New_Window Sun Protection_RIM | 0 | 0 | 0 | 0 | 0 | 0 | 0 | 0 | 0 | 0 | 0 | 0 | 0 | 0 | 0 | 0 | 0 | 0 | 0 | 0 | Grocery_New_Window Sun Protection_TRC | 0 | 0 | 0 | 0 | 0 | 0 | 0 | 0 | 0 | 0 | 0 | 0 | 0 | 0 | 0 | 0 | 0 | 0 | 0 | 0
Healthcare | New | Window Sun Protection | 0.025494 | -0.0063194 |  | 66.7145 | 10 |  | 350 | 3.5 | sq ft | 100 | 2.9401 | FAIL | FAIL | Healthcare_New_Window Sun Protection_RIM | 0 | 0 | 0 | 0 | 0 | 0 | 0 | 0 | 0 | 0 | 0 | 0 | 0 | 0 | 0 | 0 | 0 | 0 | 0 | 0 | Healthcare_New_Window Sun Protection_TRC | 0 | 0 | 0 | 0 | 0 | 0 | 0 | 0 | 0 | 0 | 0 | 0 | 0 | 0 | 0 | 0 | 0 | 0 | 0 | 0
Hospitals | New | Window Sun Protection | 0.025494 | -0.0063194 |  | 66.7145 | 10 |  | 350 | 3.5 | sq ft | 100 | 2.9401 | FAIL | FAIL | Hospitals_New_Window Sun Protection_RIM | 0 | 0 | 0 | 0 | 0 | 0 | 0 | 0 | 0 | 0 | 0 | 0 | 0 | 0 | 0 | 0 | 0 | 0 | 0 | 0 | Hospitals_New_Window Sun Protection_TRC | 0 | 0 | 0 | 0 | 0 | 0 | 0 | 0 | 0 | 0 | 0 | 0 | 0 | 0 | 0 | 0 | 0 | 0 | 0 | 0
Institutional | New | Window Sun Protection | 0.025494 | -0.0063194 |  | 66.7145 | 10 |  | 350 | 3.5 | sq ft | 100 | 2.9401 | FAIL | FAIL | Institutional_New_Window Sun Protection_RIM | 0 | 0 | 0 | 0 | 0 | 0 | 0 | 0 | 0 | 0 | 0 | 0 | 0 | 0 | 0 | 0 | 0 | 0 | 0 | 0 | Institutional_New_Window Sun Protection_TRC | 0 | 0 | 0 | 0 | 0 | 0 | 0 | 0 | 0 | 0 | 0 | 0 | 0 | 0 | 0 | 0 | 0 | 0 | 0 | 0
Lodging/Hospitality | New | Window Sun Protection | 0.029781 | -0.014724 |  | 66.7145 | 10 |  | 350 | 3.5 | sq ft | 100 | 2.9401 | FAIL | FAIL | Lodging/Hospitality_New_Window Sun Protection_RIM | 0 | 0 | 0 | 0 | 0 | 0 | 0 | 0 | 0 | 0 | 0 | 0 | 0 | 0 | 0 | 0 | 0 | 0 | 0 | 0 | Lodging/Hospitality_New_Window Sun Protection_TRC | 0 | 0 | 0 | 0 | 0 | 0 | 0 | 0 | 0 | 0 | 0 | 0 | 0 | 0 | 0 | 0 | 0 | 0 | 0 | 0
Miscellaneous | New | Window Sun Protection | 0.035055 | -0.025705 |  | 66.7145 | 10 |  | 350 | 3.5 | sq ft | 100 | 2.9401 | FAIL | FAIL | Miscellaneous_New_Window Sun Protection_RIM | 0 | 0 | 0 | 0 | 0 | 0 | 0 | 0 | 0 | 0 | 0 | 0 | 0 | 0 | 0 | 0 | 0 | 0 | 0 | 0 | Miscellaneous_New_Window Sun Protection_TRC | 0 | 0 | 0 | 0 | 0 | 0 | 0 | 0 | 0 | 0 | 0 | 0 | 0 | 0 | 0 | 0 | 0 | 0 | 0 | 0
Offices | New | Window Sun Protection | 0.025494 | -0.0063194 |  | 66.7145 | 10 |  | 350 | 3.5 | sq ft | 100 | 2.9401 | FAIL | FAIL | Offices_New_Window Sun Protection_RIM | 0 | 0 | 0 | 0 | 0 | 0 | 0 | 0 | 0 | 0 | 0 | 0 | 0 | 0 | 0 | 0 | 0 | 0 | 0 | 0 | Offices_New_Window Sun Protection_TRC | 0 | 0 | 0 | 0 | 0 | 0 | 0 | 0 | 0 | 0 | 0 | 0 | 0 | 0 | 0 | 0 | 0 | 0 | 0 | 0
Restaurants | New | Window Sun Protection | 0.025494 | -0.0063194 |  | 66.7145 | 10 |  | 350 | 3.5 | sq ft | 100 | 2.9401 | FAIL | FAIL | Restaurants_New_Window Sun Protection_RIM | 0 | 0 | 0 | 0 | 0 | 0 | 0 | 0 | 0 | 0 | 0 | 0 | 0 | 0 | 0 | 0 | 0 | 0 | 0 | 0 | Restaurants_New_Window Sun Protection_TRC | 0 | 0 | 0 | 0 | 0 | 0 | 0 | 0 | 0 | 0 | 0 | 0 | 0 | 0 | 0 | 0 | 0 | 0 | 0 | 0
Retail | New | Window Sun Protection | 0.025494 | -0.0063194 |  | 66.7145 | 10 |  | 350 | 3.5 | sq ft | 100 | 2.9401 | FAIL | FAIL | Retail_New_Window Sun Protection_RIM | 0 | 0 | 0 | 0 | 0 | 0 | 0 | 0 | 0 | 0 | 0 | 0 | 0 | 0 | 0 | 0 | 0 | 0 | 0 | 0 | Retail_New_Window Sun Protection_TRC | 0 | 0 | 0 | 0 | 0 | 0 | 0 | 0 | 0 | 0 | 0 | 0 | 0 | 0 | 0 | 0 | 0 | 0 | 0 | 0
Schools K-12 | New | Window Sun Protection | 0.025494 | -0.0063194 |  | 66.7145 | 10 |  | 350 | 3.5 | sq ft | 100 | 2.9401 | FAIL | FAIL | Schools K-12_New_Window Sun Protection_RIM | 0 | 0 | 0 | 0 | 0 | 0 | 0 | 0 | 0 | 0 | 0 | 0 | 0 | 0 | 0 | 0 | 0 | 0 | 0 | 0 | Schools K-12_New_Window Sun Protection_TRC | 0 | 0 | 0 | 0 | 0 | 0 | 0 | 0 | 0 | 0 | 0 | 0 | 0 | 0 | 0 | 0 | 0 | 0 | 0 | 0
Warehouse | New | Window Sun Protection | 0.035055 | -0.025705 |  | 66.7145 | 10 |  | 350 | 3.5 | sq ft | 100 | 2.9401 | FAIL | FAIL | Warehouse_New_Window Sun Protection_RIM | 0 | 0 | 0 | 0 | 0 | 0 | 0 | 0 | 0 | 0 | 0 | 0 | 0 | 0 | 0 | 0 | 0 | 0 | 0 | 0 | Warehouse_New_Window Sun Protection_TRC | 0 | 0 | 0 | 0 | 0 | 0 | 0 | 0 | 0 | 0 | 0 | 0 | 0 | 0 | 0 | 0 | 0 | 0 | 0 | 0
Assembly | Existing | Bi-Level Lighting Control (Interior) | 0.0012256 | 0 |  | 445.78 | 8 |  | 373 | 373 | unit | 0 | 9.9164 | FAIL | FAIL | Assembly_Existing_Bi-Level Lighting Control (Interior)_RIM | 0 | 0 | 0 | 0 | 0 | 0 | 0 | 0 | 0 | 0 | 0 | 0 | 0 | 0 | 0 | 0 | 0 | 0 | 0 | 0 | Assembly_Existing_Bi-Level Lighting Control (Interior)_TRC | 0 | 0 | 0 | 0 | 0 | 0 | 0 | 0 | 0 | 0 | 0 | 0 | 0 | 0 | 0 | 0 | 0 | 0 | 0 | 0
College and University | Existing | Bi-Level Lighting Control (Interior) | 0.0018785 | 0 |  | 683.24 | 8 |  | 373 | 373 | unit | 0 | 15.1987 | FAIL | FAIL | College and University_Existing_Bi-Level Lighting Control (Interior)_RIM | 0 | 0 | 0 | 0 | 0 | 0 | 0 | 0 | 0 | 0 | 0 | 0 | 0 | 0 | 0 | 0 | 0 | 0 | 0 | 0 | College and University_Existing_Bi-Level Lighting Control (Interior)_TRC | 0 | 0 | 0 | 0 | 0 | 0 | 0 | 0 | 0 | 0 | 0 | 0 | 0 | 0 | 0 | 0 | 0 | 0 | 0 | 0
Grocery | Existing | Bi-Level Lighting Control (Interior) | 0.010616 | 0 |  | 859.32 | 8 |  | 373 | 373 | unit | 0 | 19.1155 | FAIL | 206.2135 | Grocery_Existing_Bi-Level Lighting Control (Interior)_RIM | 0 | 0 | 0 | 0 | 0 | 0 | 0 | 0 | 0 | 0 | 0 | 0 | 0 | 0 | 0 | 0 | 0 | 0 | 0 | 0 | Grocery_Existing_Bi-Level Lighting Control (Interior)_TRC | 18.6181 | 28.6708 | 42.2171 | 58.3013 | 72.7662 | 78.1937 | 68.7512 | 47.5285 | 25.9462 | 11.7962 | 15998.8943 | 24637.3671 | 36278.0314 | 50099.4802 | 62529.4253 | 67193.376 | 59079.2509 | 40842.2168 | 22296.1241 | 10136.6732 |  | 55.29%
Healthcare | Existing | Bi-Level Lighting Control (Interior) | 0.0021427 | 0 |  | 779.34 | 8 |  | 373 | 373 | unit | 0 | 17.3364 | FAIL | FAIL | Healthcare_Existing_Bi-Level Lighting Control (Interior)_RIM | 0 | 0 | 0 | 0 | 0 | 0 | 0 | 0 | 0 | 0 | 0 | 0 | 0 | 0 | 0 | 0 | 0 | 0 | 0 | 0 | Healthcare_Existing_Bi-Level Lighting Control (Interior)_TRC | 0 | 0 | 0 | 0 | 0 | 0 | 0 | 0 | 0 | 0 | 0 | 0 | 0 | 0 | 0 | 0 | 0 | 0 | 0 | 0
Hospitals | Existing | Bi-Level Lighting Control (Interior) | 0.0028987 | 0 |  | 1054.31 | 8 |  | 373 | 373 | unit | 0 | 23.4531 | FAIL | 168.3676 | Hospitals_Existing_Bi-Level Lighting Control (Interior)_RIM | 0 | 0 | 0 | 0 | 0 | 0 | 0 | 0 | 0 | 0 | 0 | 0 | 0 | 0 | 0 | 0 | 0 | 0 | 0 | 0 | Hospitals_Existing_Bi-Level Lighting Control (Interior)_TRC | 26.7142 | 40.7887 | 59.6597 | 81.6989 | 100.9336 | 107.3339 | 93.3659 | 63.8458 | 34.4784 | 15.509 | 28165.0163 | 43003.9221 | 62899.841 | 86135.9789 | 106415.352 | 113163.25 | 98436.6397 | 67313.2263 | 36350.8926 | 16351.3117 |  | 45.14%
Institutional | Existing | Bi-Level Lighting Control (Interior) | 0.0014059 | 0 |  | 511.345 | 8 |  | 373 | 373 | unit | 0 | 11.3749 | FAIL | FAIL | Institutional_Existing_Bi-Level Lighting Control (Interior)_RIM | 0 | 0 | 0 | 0 | 0 | 0 | 0 | 0 | 0 | 0 | 0 | 0 | 0 | 0 | 0 | 0 | 0 | 0 | 0 | 0 | Institutional_Existing_Bi-Level Lighting Control (Interior)_TRC | 0 | 0 | 0 | 0 | 0 | 0 | 0 | 0 | 0 | 0 | 0 | 0 | 0 | 0 | 0 | 0 | 0 | 0 | 0 | 0
Lodging/Hospitality | Existing | Bi-Level Lighting Control (Interior) | 0.0071882 | 0 |  | 581.87 | 8 |  | 373 | 373 | unit | 0 | 12.9437 | FAIL | FAIL | Lodging/Hospitality_Existing_Bi-Level Lighting Control (Interior)_RIM | 0 | 0 | 0 | 0 | 0 | 0 | 0 | 0 | 0 | 0 | 0 | 0 | 0 | 0 | 0 | 0 | 0 | 0 | 0 | 0 | Lodging/Hospitality_Existing_Bi-Level Lighting Control (Interior)_TRC | 0 | 0 | 0 | 0 | 0 | 0 | 0 | 0 | 0 | 0 | 0 | 0 | 0 | 0 | 0 | 0 | 0 | 0 | 0 | 0
Miscellaneous | Existing | Bi-Level Lighting Control (Interior) | 0.0018785 | 0 |  | 683.24 | 8 |  | 373 | 373 | unit | 0 | 15.1987 | FAIL | FAIL | Miscellaneous_Existing_Bi-Level Lighting Control (Interior)_RIM | 0 | 0 | 0 | 0 | 0 | 0 | 0 | 0 | 0 | 0 | 0 | 0 | 0 | 0 | 0 | 0 | 0 | 0 | 0 | 0 | Miscellaneous_Existing_Bi-Level Lighting Control (Interior)_TRC | 0 | 0 | 0 | 0 | 0 | 0 | 0 | 0 | 0 | 0 | 0 | 0 | 0 | 0 | 0 | 0 | 0 | 0 | 0 | 0
Offices | Existing | Bi-Level Lighting Control (Interior) | 0.0013863 | 0 |  | 504.215 | 8 |  | 373 | 373 | unit | 0 | 11.2162 | FAIL | FAIL | Offices_Existing_Bi-Level Lighting Control (Interior)_RIM | 0 | 0 | 0 | 0 | 0 | 0 | 0 | 0 | 0 | 0 | 0 | 0 | 0 | 0 | 0 | 0 | 0 | 0 | 0 | 0 | Offices_Existing_Bi-Level Lighting Control (Interior)_TRC | 0 | 0 | 0 | 0 | 0 | 0 | 0 | 0 | 0 | 0 | 0 | 0 | 0 | 0 | 0 | 0 | 0 | 0 | 0 | 0
Restaurants | Existing | Bi-Level Lighting Control (Interior) | 0.006428 | 0 |  | 520.335 | 8 |  | 373 | 373 | unit | 0 | 11.5748 | FAIL | FAIL | Restaurants_Existing_Bi-Level Lighting Control (Interior)_RIM | 0 | 0 | 0 | 0 | 0 | 0 | 0 | 0 | 0 | 0 | 0 | 0 | 0 | 0 | 0 | 0 | 0 | 0 | 0 | 0 | Restaurants_Existing_Bi-Level Lighting Control (Interior)_TRC | 0 | 0 | 0 | 0 | 0 | 0 | 0 | 0 | 0 | 0 | 0 | 0 | 0 | 0 | 0 | 0 | 0 | 0 | 0 | 0
Retail | Existing | Bi-Level Lighting Control (Interior) | 0.0095434 | 0 |  | 772.52 | 8 |  | 373 | 373 | unit | 0 | 17.1847 | FAIL | FAIL | Retail_Existing_Bi-Level Lighting Control (Interior)_RIM | 0 | 0 | 0 | 0 | 0 | 0 | 0 | 0 | 0 | 0 | 0 | 0 | 0 | 0 | 0 | 0 | 0 | 0 | 0 | 0 | Retail_Existing_Bi-Level Lighting Control (Interior)_TRC | 0 | 0 | 0 | 0 | 0 | 0 | 0 | 0 | 0 | 0 | 0 | 0 | 0 | 0 | 0 | 0 | 0 | 0 | 0 | 0
Schools K-12 | Existing | Bi-Level Lighting Control (Interior) | 0.0010138 | 0 |  | 368.745 | 8 |  | 373 | 373 | unit | 0 | 8.2027 | FAIL | FAIL | Schools K-12_Existing_Bi-Level Lighting Control (Interior)_RIM | 0 | 0 | 0 | 0 | 0 | 0 | 0 | 0 | 0 | 0 | 0 | 0 | 0 | 0 | 0 | 0 | 0 | 0 | 0 | 0 | Schools K-12_Existing_Bi-Level Lighting Control (Interior)_TRC | 0 | 0 | 0 | 0 | 0 | 0 | 0 | 0 | 0 | 0 | 0 | 0 | 0 | 0 | 0 | 0 | 0 | 0 | 0 | 0
Warehouse | Existing | Bi-Level Lighting Control (Interior) | 0.0016296 | 0 |  | 592.72 | 8 |  | 373 | 373 | unit | 0 | 13.185 | FAIL | FAIL | Warehouse_Existing_Bi-Level Lighting Control (Interior)_RIM | 0 | 0 | 0 | 0 | 0 | 0 | 0 | 0 | 0 | 0 | 0 | 0 | 0 | 0 | 0 | 0 | 0 | 0 | 0 | 0 | Warehouse_Existing_Bi-Level Lighting Control (Interior)_TRC | 0 | 0 | 0 | 0 | 0 | 0 | 0 | 0 | 0 | 0 | 0 | 0 | 0 | 0 | 0 | 0 | 0 | 0 | 0 | 0
Assembly | New | Bi-Level Lighting Control (Interior) | 0.0012256 | 0 |  | 445.78 | 8 |  | 373 | 373 | unit | 0 | 9.9164 | FAIL | FAIL | Assembly_New_Bi-Level Lighting Control (Interior)_RIM | 0 | 0 | 0 | 0 | 0 | 0 | 0 | 0 | 0 | 0 | 0 | 0 | 0 | 0 | 0 | 0 | 0 | 0 | 0 | 0 | Assembly_New_Bi-Level Lighting Control (Interior)_TRC | 0 | 0 | 0 | 0 | 0 | 0 | 0 | 0 | 0 | 0 | 0 | 0 | 0 | 0 | 0 | 0 | 0 | 0 | 0 | 0
College and University | New | Bi-Level Lighting Control (Interior) | 0.0018785 | 0 |  | 683.24 | 8 |  | 373 | 373 | unit | 0 | 15.1987 | FAIL | FAIL | College and University_New_Bi-Level Lighting Control (Interior)_RIM | 0 | 0 | 0 | 0 | 0 | 0 | 0 | 0 | 0 | 0 | 0 | 0 | 0 | 0 | 0 | 0 | 0 | 0 | 0 | 0 | College and University_New_Bi-Level Lighting Control (Interior)_TRC | 0 | 0 | 0 | 0 | 0 | 0 | 0 | 0 | 0 | 0 | 0 | 0 | 0 | 0 | 0 | 0 | 0 | 0 | 0 | 0
Grocery | New | Bi-Level Lighting Control (Interior) | 0.010616 | 0 |  | 859.32 | 8 |  | 373 | 373 | unit | 0 | 19.1155 | FAIL | 206.2135 | Grocery_New_Bi-Level Lighting Control (Interior)_RIM | 0 | 0 | 0 | 0 | 0 | 0 | 0 | 0 | 0 | 0 | 0 | 0 | 0 | 0 | 0 | 0 | 0 | 0 | 0 | 0 | Grocery_New_Bi-Level Lighting Control (Interior)_TRC | 2.0115 | 3.1598 | 5.1798 | 7.8682 | 10.7026 | 11.3073 | 9.7705 | 6.6426 | 3.5617 | 1.5903 | 1728.504 | 2715.2818 | 4451.0804 | 6761.317 | 9196.9961 | 9716.5525 | 8395.971 | 5708.11 | 3060.5999 | 1366.5563 |  | 55.29%
Healthcare | New | Bi-Level Lighting Control (Interior) | 0.0021427 | 0 |  | 779.34 | 8 |  | 373 | 373 | unit | 0 | 17.3364 | FAIL | FAIL | Healthcare_New_Bi-Level Lighting Control (Interior)_RIM | 0 | 0 | 0 | 0 | 0 | 0 | 0 | 0 | 0 | 0 | 0 | 0 | 0 | 0 | 0 | 0 | 0 | 0 | 0 | 0 | Healthcare_New_Bi-Level Lighting Control (Interior)_TRC | 0 | 0 | 0 | 0 | 0 | 0 | 0 | 0 | 0 | 0 | 0 | 0 | 0 | 0 | 0 | 0 | 0 | 0 | 0 | 0
Hospitals | New | Bi-Level Lighting Control (Interior) | 0.0028987 | 0 |  | 1054.31 | 8 |  | 373 | 373 | unit | 0 | 23.4531 | FAIL | 168.3676 | Hospitals_New_Bi-Level Lighting Control (Interior)_RIM | 0 | 0 | 0 | 0 | 0 | 0 | 0 | 0 | 0 | 0 | 0 | 0 | 0 | 0 | 0 | 0 | 0 | 0 | 0 | 0 | Hospitals_New_Bi-Level Lighting Control (Interior)_TRC | 2.0673 | 2.8506 | 4.1214 | 5.5781 | 6.8102 | 6.9393 | 5.8018 | 3.8236 | 1.9942 | 0.86763 | 2179.5546 | 3005.3809 | 4345.2816 | 5881.0519 | 7180.0698 | 7316.1326 | 6116.9211 | 4031.2522 | 2102.5467 | 914.7497 |  | 45.14%
Institutional | New | Bi-Level Lighting Control (Interior) | 0.0014059 | 0 |  | 511.345 | 8 |  | 373 | 373 | unit | 0 | 11.3749 | FAIL | FAIL | Institutional_New_Bi-Level Lighting Control (Interior)_RIM | 0 | 0 | 0 | 0 | 0 | 0 | 0 | 0 | 0 | 0 | 0 | 0 | 0 | 0 | 0 | 0 | 0 | 0 | 0 | 0 | Institutional_New_Bi-Level Lighting Control (Interior)_TRC | 0 | 0 | 0 | 0 | 0 | 0 | 0 | 0 | 0 | 0 | 0 | 0 | 0 | 0 | 0 | 0 | 0 | 0 | 0 | 0
Lodging/Hospitality | New | Bi-Level Lighting Control (Interior) | 0.0071882 | 0 |  | 581.87 | 8 |  | 373 | 373 | unit | 0 | 12.9437 | FAIL | FAIL | Lodging/Hospitality_New_Bi-Level Lighting Control (Interior)_RIM | 0 | 0 | 0 | 0 | 0 | 0 | 0 | 0 | 0 | 0 | 0 | 0 | 0 | 0 | 0 | 0 | 0 | 0 | 0 | 0 | Lodging/Hospitality_New_Bi-Level Lighting Control (Interior)_TRC | 0 | 0 | 0 | 0 | 0 | 0 | 0 | 0 | 0 | 0 | 0 | 0 | 0 | 0 | 0 | 0 | 0 | 0 | 0 | 0
Miscellaneous | New | Bi-Level Lighting Control (Interior) | 0.0018785 | 0 |  | 683.24 | 8 |  | 373 | 373 | unit | 0 | 15.1987 | FAIL | FAIL | Miscellaneous_New_Bi-Level Lighting Control (Interior)_RIM | 0 | 0 | 0 | 0 | 0 | 0 | 0 | 0 | 0 | 0 | 0 | 0 | 0 | 0 | 0 | 0 | 0 | 0 | 0 | 0 | Miscellaneous_New_Bi-Level Lighting Control (Interior)_TRC | 0 | 0 | 0 | 0 | 0 | 0 | 0 | 0 | 0 | 0 | 0 | 0 | 0 | 0 | 0 | 0 | 0 | 0 | 0 | 0
Offices | New | Bi-Level Lighting Control (Interior) | 0.0013863 | 0 |  | 504.215 | 8 |  | 373 | 373 | unit | 0 | 11.2162 | FAIL | FAIL | Offices_New_Bi-Level Lighting Control (Interior)_RIM | 0 | 0 | 0 | 0 | 0 | 0 | 0 | 0 | 0 | 0 | 0 | 0 | 0 | 0 | 0 | 0 | 0 | 0 | 0 | 0 | Offices_New_Bi-Level Lighting Control (Interior)_TRC | 0 | 0 | 0 | 0 | 0 | 0 | 0 | 0 | 0 | 0 | 0 | 0 | 0 | 0 | 0 | 0 | 0 | 0 | 0 | 0
Restaurants | New | Bi-Level Lighting Control (Interior) | 0.006428 | 0 |  | 520.335 | 8 |  | 373 | 373 | unit | 0 | 11.5748 | FAIL | FAIL | Restaurants_New_Bi-Level Lighting Control (Interior)_RIM | 0 | 0 | 0 | 0 | 0 | 0 | 0 | 0 | 0 | 0 | 0 | 0 | 0 | 0 | 0 | 0 | 0 | 0 | 0 | 0 | Restaurants_New_Bi-Level Lighting Control (Interior)_TRC | 0 | 0 | 0 | 0 | 0 | 0 | 0 | 0 | 0 | 0 | 0 | 0 | 0 | 0 | 0 | 0 | 0 | 0 | 0 | 0
Retail | New | Bi-Level Lighting Control (Interior) | 0.0095434 | 0 |  | 772.52 | 8 |  | 373 | 373 | unit | 0 | 17.1847 | FAIL | FAIL | Retail_New_Bi-Level Lighting Control (Interior)_RIM | 0 | 0 | 0 | 0 | 0 | 0 | 0 | 0 | 0 | 0 | 0 | 0 | 0 | 0 | 0 | 0 | 0 | 0 | 0 | 0 | Retail_New_Bi-Level Lighting Control (Interior)_TRC | 0 | 0 | 0 | 0 | 0 | 0 | 0 | 0 | 0 | 0 | 0 | 0 | 0 | 0 | 0 | 0 | 0 | 0 | 0 | 0
Schools K-12 | New | Bi-Level Lighting Control (Interior) | 0.0010138 | 0 |  | 368.745 | 8 |  | 373 | 373 | unit | 0 | 8.2027 | FAIL | FAIL | Schools K-12_New_Bi-Level Lighting Control (Interior)_RIM | 0 | 0 | 0 | 0 | 0 | 0 | 0 | 0 | 0 | 0 | 0 | 0 | 0 | 0 | 0 | 0 | 0 | 0 | 0 | 0 | Schools K-12_New_Bi-Level Lighting Control (Interior)_TRC | 0 | 0 | 0 | 0 | 0 | 0 | 0 | 0 | 0 | 0 | 0 | 0 | 0 | 0 | 0 | 0 | 0 | 0 | 0 | 0
Warehouse | New | Bi-Level Lighting Control (Interior) | 0.0016296 | 0 |  | 592.72 | 8 |  | 373 | 373 | unit | 0 | 13.185 | FAIL | FAIL | Warehouse_New_Bi-Level Lighting Control (Interior)_RIM | 0 | 0 | 0 | 0 | 0 | 0 | 0 | 0 | 0 | 0 | 0 | 0 | 0 | 0 | 0 | 0 | 0 | 0 | 0 | 0 | Warehouse_New_Bi-Level Lighting Control (Interior)_TRC | 0 | 0 | 0 | 0 | 0 | 0 | 0 | 0 | 0 | 0 | 0 | 0 | 0 | 0 | 0 | 0 | 0 | 0 | 0 | 0
Assembly | Existing | Interior Lighting Controls | 0 | 0 |  | 402.64 | 8 |  | 156.3796 | 156.3796 | unit | 0 | 8.9567 | FAIL | 78.2307 | Assembly_Existing_Interior Lighting Controls_RIM | 0 | 0 | 0 | 0 | 0 | 0 | 0 | 0 | 0 | 0 | 0 | 0 | 0 | 0 | 0 | 0 | 0 | 0 | 0 | 0 | Assembly_Existing_Interior Lighting Controls_TRC | 8.331 | 12.7479 | 18.7608 | 25.937 | 32.4585 | 34.9489 | 30.7677 | 21.2897 | 11.6297 | 5.2918 | 3354.3745 | 5132.8012 | 7553.8559 | 10443.2772 | 13069.0889 | 14071.8236 | 12388.3078 | 8572.088 | 4682.5833 | 2130.7068 |  | 50.03%
College and University | Existing | Interior Lighting Controls | 0 | 0 |  | 617.12 | 8 |  | 156.3796 | 156.3796 | unit | 0 | 13.7278 | FAIL | 36.602 | College and University_Existing_Interior Lighting Controls_RIM | 0 | 0 | 0 | 0 | 0 | 0 | 0 | 0 | 0 | 0 | 0 | 0 | 0 | 0 | 0 | 0 | 0 | 0 | 0 | 0 | College and University_Existing_Interior Lighting Controls_TRC | 35.0213 | 53.3225 | 77.9077 | 106.5945 | 131.6027 | 139.8327 | 121.5412 | 83.0691 | 44.8306 | 20.1525 | 21612.3207 | 32906.3724 | 48078.3891 | 65781.5839 | 81214.6626 | 86293.5629 | 75005.5084 | 51263.5798 | 27665.8318 | 12436.4934 |  | 23.41%
Grocery | Existing | Interior Lighting Controls | 0 | 0 |  | 776.16 | 8 |  | 156.3796 | 156.3796 | unit | 0 | 17.2657 | FAIL | 5.7337 | Grocery_Existing_Interior Lighting Controls_RIM | 0 | 0 | 0 | 0 | 0 | 0 | 0 | 0 | 0 | 0 | 0 | 0 | 0 | 0 | 0 | 0 | 0 | 0 | 0 | 0 | Grocery_Existing_Interior Lighting Controls_TRC | 4.9793 | 7.6692 | 11.2953 | 15.6027 | 19.4782 | 20.9325 | 18.4014 | 12.7166 | 6.9397 | 3.1543 | 3864.7346 | 5952.4948 | 8766.9445 | 12110.2242 | 15118.2309 | 16246.9532 | 14282.4618 | 9870.1049 | 5386.2868 | 2448.2642 |  | 3.667%
Healthcare | Existing | Interior Lighting Controls | 0 | 0 |  | 703.92 | 8 |  | 156.3796 | 156.3796 | unit | 0 | 15.6587 | FAIL | 19.7548 | Healthcare_Existing_Interior Lighting Controls_RIM | 0 | 0 | 0 | 0 | 0 | 0 | 0 | 0 | 0 | 0 | 0 | 0 | 0 | 0 | 0 | 0 | 0 | 0 | 0 | 0 | Healthcare_Existing_Interior Lighting Controls_TRC | 33.3935 | 50.9871 | 74.5764 | 102.1261 | 126.1701 | 134.1706 | 116.7102 | 79.8091 | 43.099 | 19.3867 | 23506.3607 | 35890.8262 | 52495.8457 | 71888.5928 | 88813.6411 | 94445.398 | 82154.6537 | 56179.2317 | 30338.246 | 13646.7108 |  | 12.63%
Hospitals | Existing | Interior Lighting Controls | 0 | 0 |  | 952.28 | 8 |  | 156.3796 | 156.3796 | unit | 0 | 21.1834 | FAIL | FAIL | Hospitals_Existing_Interior Lighting Controls_RIM | 0 | 0 | 0 | 0 | 0 | 0 | 0 | 0 | 0 | 0 | 0 | 0 | 0 | 0 | 0 | 0 | 0 | 0 | 0 | 0 | Hospitals_Existing_Interior Lighting Controls_TRC | 0 | 0 | 0 | 0 | 0 | 0 | 0 | 0 | 0 | 0 | 0 | 0 | 0 | 0 | 0 | 0 | 0 | 0 | 0 | 0
Institutional | Existing | Interior Lighting Controls | 0 | 0 |  | 461.86 | 8 |  | 156.3796 | 156.3796 | unit | 0 | 10.2741 | FAIL | 66.7366 | Institutional_Existing_Interior Lighting Controls_RIM | 0 | 0 | 0 | 0 | 0 | 0 | 0 | 0 | 0 | 0 | 0 | 0 | 0 | 0 | 0 | 0 | 0 | 0 | 0 | 0 | Institutional_Existing_Interior Lighting Controls_TRC | 75.818 | 115.8611 | 169.8032 | 233.2401 | 289.3344 | 309.0239 | 270.0191 | 185.4862 | 100.6226 | 45.4653 | 35017.3214 | 53511.6171 | 78425.326 | 107724.264 | 133631.9723 | 142725.7811 | 124711.0297 | 85668.6408 | 46473.5476 | 20998.5896 |  | 42.68%
Lodging/Hospitality | Existing | Interior Lighting Controls | 0 | 0 |  | 525.56 | 8 |  | 156.3796 | 156.3796 | unit | 0 | 11.6911 | FAIL | 54.373 | Lodging/Hospitality_Existing_Interior Lighting Controls_RIM | 0 | 0 | 0 | 0 | 0 | 0 | 0 | 0 | 0 | 0 | 0 | 0 | 0 | 0 | 0 | 0 | 0 | 0 | 0 | 0 | Lodging/Hospitality_Existing_Interior Lighting Controls_TRC | 15.9254 | 24.9631 | 36.8362 | 50.7537 | 62.9164 | 67.0936 | 58.4954 | 40.072 | 21.6698 | 9.7579 | 8369.7325 | 13119.5846 | 19359.6302 | 26674.1074 | 33066.3606 | 35261.7153 | 30742.8671 | 21060.2351 | 11388.7843 | 5128.339 |  | 34.77%
Miscellaneous | Existing | Interior Lighting Controls | 0 | 0 |  | 617.12 | 8 |  | 156.3796 | 156.3796 | unit | 0 | 13.7278 | FAIL | 36.602 | Miscellaneous_Existing_Interior Lighting Controls_RIM | 0 | 0 | 0 | 0 | 0 | 0 | 0 | 0 | 0 | 0 | 0 | 0 | 0 | 0 | 0 | 0 | 0 | 0 | 0 | 0 | Miscellaneous_Existing_Interior Lighting Controls_TRC | 75.8587 | 106.8175 | 149.9858 | 197.1901 | 233.9043 | 238.9019 | 199.6563 | 131.2076 | 68.1107 | 29.4576 | 46813.9147 | 65919.1853 | 92559.2364 | 121689.9831 | 144347.0311 | 147431.1305 | 123211.8828 | 80970.8049 | 42032.5009 | 18178.8639 |  | 23.41%
Offices | Existing | Interior Lighting Controls | 0 | 0 |  | 455.42 | 8 |  | 156.3796 | 156.3796 | unit | 0 | 10.1308 | FAIL | 67.9865 | Offices_Existing_Interior Lighting Controls_RIM | 0 | 0 | 0 | 0 | 0 | 0 | 0 | 0 | 0 | 0 | 0 | 0 | 0 | 0 | 0 | 0 | 0 | 0 | 0 | 0 | Offices_Existing_Interior Lighting Controls_TRC | 250.8215 | 389.283 | 571.3436 | 782.6684 | 964.2586 | 1022.4561 | 886.7633 | 604.5371 | 325.4486 | 145.9326 | 114229.1449 | 177287.2552 | 260201.3059 | 356442.8501 | 439142.6715 | 465646.9442 | 403849.7405 | 275318.2745 | 148215.8167 | 66460.6371 |  | 43.48%
Restaurants | Existing | Interior Lighting Controls | 0 | 0 |  | 469.98 | 8 |  | 156.3796 | 156.3796 | unit | 0 | 10.4547 | FAIL | 65.1606 | Restaurants_Existing_Interior Lighting Controls_RIM | 0 | 0 | 0 | 0 | 0 | 0 | 0 | 0 | 0 | 0 | 0 | 0 | 0 | 0 | 0 | 0 | 0 | 0 | 0 | 0 | Restaurants_Existing_Interior Lighting Controls_TRC | 11.3933 | 17.5533 | 25.8685 | 35.7658 | 44.7033 | 48.0689 | 42.2589 | 29.1989 | 15.9272 | 7.2368 | 5354.6176 | 8249.7216 | 12157.6802 | 16809.2229 | 21009.6753 | 22591.3989 | 19860.8513 | 13722.9086 | 7485.4628 | 3401.1488 |  | 41.67%
Retail | Existing | Interior Lighting Controls | 0 | 0 |  | 697.76 | 8 |  | 156.3796 | 156.3796 | unit | 0 | 15.5216 | FAIL | 20.9504 | Retail_Existing_Interior Lighting Controls_RIM | 0 | 0 | 0 | 0 | 0 | 0 | 0 | 0 | 0 | 0 | 0 | 0 | 0 | 0 | 0 | 0 | 0 | 0 | 0 | 0 | Retail_Existing_Interior Lighting Controls_TRC | 47.6015 | 72.8321 | 106.746 | 146.5762 | 181.6976 | 193.7004 | 168.7882 | 115.5455 | 62.432 | 28.0879 | 33214.3999 | 50819.3252 | 74483.0837 | 102274.9812 | 126781.3021 | 135156.418 | 117773.6597 | 80623.0281 | 43562.5762 | 19598.6057 |  | 13.4%
Schools K-12 | Existing | Interior Lighting Controls | 0 | 0 |  | 333.06 | 8 |  | 156.3796 | 156.3796 | unit | 0 | 7.4089 | FAIL | FAIL | Schools K-12_Existing_Interior Lighting Controls_RIM | 0 | 0 | 0 | 0 | 0 | 0 | 0 | 0 | 0 | 0 | 0 | 0 | 0 | 0 | 0 | 0 | 0 | 0 | 0 | 0 | Schools K-12_Existing_Interior Lighting Controls_TRC | 0 | 0 | 0 | 0 | 0 | 0 | 0 | 0 | 0 | 0 | 0 | 0 | 0 | 0 | 0 | 0 | 0 | 0 | 0 | 0
Warehouse | Existing | Interior Lighting Controls | 0 | 0 |  | 535.36 | 8 |  | 156.3796 | 156.3796 | unit | 0 | 11.9091 | FAIL | 52.4709 | Warehouse_Existing_Interior Lighting Controls_RIM | 0 | 0 | 0 | 0 | 0 | 0 | 0 | 0 | 0 | 0 | 0 | 0 | 0 | 0 | 0 | 0 | 0 | 0 | 0 | 0 | Warehouse_Existing_Interior Lighting Controls_TRC | 23.4752 | 35.6418 | 52.0334 | 71.1655 | 87.8644 | 93.3302 | 81.0601 | 55.3253 | 29.8121 | 13.3785 | 12567.6658 | 19081.1988 | 27856.5936 | 38099.1517 | 47039.0585 | 49965.2727 | 43396.3354 | 29618.9524 | 15960.2283 | 7162.3182 |  | 33.55%
Assembly | New | Interior Lighting Controls | 0 | 0 |  | 402.64 | 8 |  | 156.3796 | 156.3796 | unit | 0 | 8.9567 | FAIL | 78.2307 | Assembly_New_Interior Lighting Controls_RIM | 0 | 0 | 0 | 0 | 0 | 0 | 0 | 0 | 0 | 0 | 0 | 0 | 0 | 0 | 0 | 0 | 0 | 0 | 0 | 0 | Assembly_New_Interior Lighting Controls_TRC | 0.60159 | 1.1726 | 2.2082 | 3.7126 | 5.4627 | 5.6623 | 4.7956 | 3.2357 | 1.7106 | 0.76865 | 242.2228 | 472.127 | 889.0996 | 1494.8383 | 2199.5104 | 2279.8734 | 1930.9024 | 1302.8107 | 688.7547 | 309.4898 |  | 50.03%
College and University | New | Interior Lighting Controls | 0 | 0 |  | 617.12 | 8 |  | 156.3796 | 156.3796 | unit | 0 | 13.7278 | FAIL | 36.602 | College and University_New_Interior Lighting Controls_RIM | 0 | 0 | 0 | 0 | 0 | 0 | 0 | 0 | 0 | 0 | 0 | 0 | 0 | 0 | 0 | 0 | 0 | 0 | 0 | 0 | College and University_New_Interior Lighting Controls_TRC | 2.2527 | 3.1841 | 4.7216 | 6.5544 | 8.2079 | 8.1577 | 6.8287 | 4.6384 | 2.3664 | 1.023 | 1390.1591 | 1964.9973 | 2913.783 | 4044.8568 | 5065.2431 | 5034.2947 | 4214.1543 | 2862.4296 | 1460.3547 | 631.3058 |  | 23.41%
Grocery | New | Interior Lighting Controls | 0 | 0 |  | 776.16 | 8 |  | 156.3796 | 156.3796 | unit | 0 | 17.2657 | FAIL | 5.7337 | Grocery_New_Interior Lighting Controls_RIM | 0 | 0 | 0 | 0 | 0 | 0 | 0 | 0 | 0 | 0 | 0 | 0 | 0 | 0 | 0 | 0 | 0 | 0 | 0 | 0 | Grocery_New_Interior Lighting Controls_TRC | 0.53922 | 0.84823 | 1.3931 | 2.1206 | 2.8897 | 3.0546 | 2.6357 | 1.7867 | 0.95532 | 0.42578 | 418.5231 | 658.3637 | 1081.2308 | 1645.9068 | 2242.8831 | 2370.8624 | 2045.6947 | 1386.7845 | 741.4799 | 330.4765 |  | 3.667%
Healthcare | New | Interior Lighting Controls | 0 | 0 |  | 703.92 | 8 |  | 156.3796 | 156.3796 | unit | 0 | 15.6587 | FAIL | 19.7548 | Healthcare_New_Interior Lighting Controls_RIM | 0 | 0 | 0 | 0 | 0 | 0 | 0 | 0 | 0 | 0 | 0 | 0 | 0 | 0 | 0 | 0 | 0 | 0 | 0 | 0 | Healthcare_New_Interior Lighting Controls_TRC | 2.5839 | 3.5629 | 5.1514 | 6.972 | 8.512 | 8.6733 | 7.2516 | 4.7791 | 2.4926 | 1.0844 | 1818.8398 | 2507.9924 | 3626.1405 | 4907.7418 | 5991.7731 | 6105.3177 | 5104.5749 | 3364.0827 | 1754.5767 | 763.3593 |  | 12.63%
Hospitals | New | Interior Lighting Controls | 0 | 0 |  | 952.28 | 8 |  | 156.3796 | 156.3796 | unit | 0 | 21.1834 | FAIL | FAIL | Hospitals_New_Interior Lighting Controls_RIM | 0 | 0 | 0 | 0 | 0 | 0 | 0 | 0 | 0 | 0 | 0 | 0 | 0 | 0 | 0 | 0 | 0 | 0 | 0 | 0 | Hospitals_New_Interior Lighting Controls_TRC | 0 | 0 | 0 | 0 | 0 | 0 | 0 | 0 | 0 | 0 | 0 | 0 | 0 | 0 | 0 | 0 | 0 | 0 | 0 | 0
Institutional | New | Interior Lighting Controls | 0 | 0 |  | 461.86 | 8 |  | 156.3796 | 156.3796 | unit | 0 | 10.2741 | FAIL | 66.7366 | Institutional_New_Interior Lighting Controls_RIM | 0 | 0 | 0 | 0 | 0 | 0 | 0 | 0 | 0 | 0 | 0 | 0 | 0 | 0 | 0 | 0 | 0 | 0 | 0 | 0 | Institutional_New_Interior Lighting Controls_TRC | 5.8057 | 8.9625 | 14.3869 | 21.4652 | 28.7209 | 30.3854 | 26.112 | 17.5525 | 9.2848 | 4.0806 | 2681.4111 | 4139.4211 | 6644.7193 | 9913.9032 | 13265.0438 | 14033.8183 | 12060.0673 | 8106.7786 | 4288.2675 | 1884.6528 |  | 42.68%
Lodging/Hospitality | New | Interior Lighting Controls | 0 | 0 |  | 525.56 | 8 |  | 156.3796 | 156.3796 | unit | 0 | 11.6911 | FAIL | 54.373 | Lodging/Hospitality_New_Interior Lighting Controls_RIM | 0 | 0 | 0 | 0 | 0 | 0 | 0 | 0 | 0 | 0 | 0 | 0 | 0 | 0 | 0 | 0 | 0 | 0 | 0 | 0 | Lodging/Hospitality_New_Interior Lighting Controls_TRC | 3.288 | 4.0029 | 5.0876 | 5.8822 | 5.8969 | 5.7774 | 4.648 | 2.9378 | 1.4752 | 0.62141 | 1728.0224 | 2103.7864 | 2673.813 | 3091.4462 | 3099.1702 | 3036.3954 | 2442.8286 | 1543.9767 | 775.3213 | 326.5866 |  | 34.77%
Miscellaneous | New | Interior Lighting Controls | 0 | 0 |  | 617.12 | 8 |  | 156.3796 | 156.3796 | unit | 0 | 13.7278 | FAIL | 36.602 | Miscellaneous_New_Interior Lighting Controls_RIM | 0 | 0 | 0 | 0 | 0 | 0 | 0 | 0 | 0 | 0 | 0 | 0 | 0 | 0 | 0 | 0 | 0 | 0 | 0 | 0 | Miscellaneous_New_Interior Lighting Controls_TRC | 0 | 0 | 0 | 0 | 0 | 0 | 0 | 0 | 0 | 0 | 0 | 0 | 0 | 0 | 0 | 0 | 0 | 0 | 0 | 0 |  | 23.41%
Offices | New | Interior Lighting Controls | 0 | 0 |  | 455.42 | 8 |  | 156.3796 | 156.3796 | unit | 0 | 10.1308 | FAIL | 67.9865 | Offices_New_Interior Lighting Controls_RIM | 0 | 0 | 0 | 0 | 0 | 0 | 0 | 0 | 0 | 0 | 0 | 0 | 0 | 0 | 0 | 0 | 0 | 0 | 0 | 0 | Offices_New_Interior Lighting Controls_TRC | 41.0007 | 47.2241 | 54.9278 | 55.5304 | 44.1116 | 43.0825 | 34.5414 | 21.7424 | 10.8727 | 4.5628 | 18672.5194 | 21506.7904 | 25015.22 | 25289.6574 | 20089.324 | 19620.6432 | 15730.842 | 9901.9375 | 4951.6245 | 2078.0117 |  | 43.48%
Restaurants | New | Interior Lighting Controls | 0 | 0 |  | 469.98 | 8 |  | 156.3796 | 156.3796 | unit | 0 | 10.4547 | FAIL | 65.1606 | Restaurants_New_Interior Lighting Controls_RIM | 0 | 0 | 0 | 0 | 0 | 0 | 0 | 0 | 0 | 0 | 0 | 0 | 0 | 0 | 0 | 0 | 0 | 0 | 0 | 0 | Restaurants_New_Interior Lighting Controls_TRC | 1.2338 | 1.9831 | 3.3121 | 5.1116 | 7.0465 | 7.2281 | 6.0684 | 4.0648 | 2.137 | 0.95587 | 579.8667 | 932.0191 | 1556.6002 | 2402.3679 | 3311.703 | 3397.0749 | 2852.0337 | 1910.3517 | 1004.3355 | 449.2402 |  | 41.67%
Retail | New | Interior Lighting Controls | 0 | 0 |  | 697.76 | 8 |  | 156.3796 | 156.3796 | unit | 0 | 15.5216 | FAIL | 20.9504 | Retail_New_Interior Lighting Controls_RIM | 0 | 0 | 0 | 0 | 0 | 0 | 0 | 0 | 0 | 0 | 0 | 0 | 0 | 0 | 0 | 0 | 0 | 0 | 0 | 0 | Retail_New_Interior Lighting Controls_TRC | 3.9761 | 5.8742 | 9.0695 | 13.0777 | 16.9773 | 16.1889 | 12.701 | 7.8228 | 3.8427 | 1.5915 | 2774.3515 | 4098.8032 | 6328.3458 | 9125.0938 | 11846.0676 | 11295.9846 | 8862.2475 | 5458.4406 | 2681.264 | 1110.4859 |  | 13.4%
Schools K-12 | New | Interior Lighting Controls | 0 | 0 |  | 333.06 | 8 |  | 156.3796 | 156.3796 | unit | 0 | 7.4089 | FAIL | FAIL | Schools K-12_New_Interior Lighting Controls_RIM | 0 | 0 | 0 | 0 | 0 | 0 | 0 | 0 | 0 | 0 | 0 | 0 | 0 | 0 | 0 | 0 | 0 | 0 | 0 | 0 | Schools K-12_New_Interior Lighting Controls_TRC | 0 | 0 | 0 | 0 | 0 | 0 | 0 | 0 | 0 | 0 | 0 | 0 | 0 | 0 | 0 | 0 | 0 | 0 | 0 | 0
Warehouse | New | Interior Lighting Controls | 0 | 0 |  | 535.36 | 8 |  | 156.3796 | 156.3796 | unit | 0 | 11.9091 | FAIL | 52.4709 | Warehouse_New_Interior Lighting Controls_RIM | 0 | 0 | 0 | 0 | 0 | 0 | 0 | 0 | 0 | 0 | 0 | 0 | 0 | 0 | 0 | 0 | 0 | 0 | 0 | 0 | Warehouse_New_Interior Lighting Controls_TRC | 1.1816 | 1.7844 | 2.8232 | 4.1576 | 5.4965 | 5.2132 | 4.0674 | 2.4898 | 1.2158 | 0.50108 | 632.5786 | 955.3133 | 1511.4383 | 2225.7972 | 2942.6083 | 2790.921 | 2177.537 | 1332.9127 | 650.8912 | 268.2559 |  | 33.55%
Assembly | Existing | Efficient Motor Belts | 0.012997 | 0.0032092 |  | 94.8071 | 10 |  | 396.51 | 396.51 | motor belt | 0 | 3.2535 | FAIL | FAIL | Assembly_Existing_Efficient Motor Belts_RIM | 0 | 0 | 0 | 0 | 0 | 0 | 0 | 0 | 0 | 0 | 0 | 0 | 0 | 0 | 0 | 0 | 0 | 0 | 0 | 0 | Assembly_Existing_Efficient Motor Belts_TRC | 0 | 0 | 0 | 0 | 0 | 0 | 0 | 0 | 0 | 0 | 0 | 0 | 0 | 0 | 0 | 0 | 0 | 0 | 0 | 0
College and University | Existing | Efficient Motor Belts | 0.012292 | 0.010296 |  | 94.8071 | 10 |  | 396.51 | 396.51 | motor belt | 0 | 3.2535 | FAIL | FAIL | College and University_Existing_Efficient Motor Belts_RIM | 0 | 0 | 0 | 0 | 0 | 0 | 0 | 0 | 0 | 0 | 0 | 0 | 0 | 0 | 0 | 0 | 0 | 0 | 0 | 0 | College and University_Existing_Efficient Motor Belts_TRC | 0 | 0 | 0 | 0 | 0 | 0 | 0 | 0 | 0 | 0 | 0 | 0 | 0 | 0 | 0 | 0 | 0 | 0 | 0 | 0
Grocery | Existing | Efficient Motor Belts | 0.012997 | 0.0032092 |  | 94.8071 | 10 |  | 396.51 | 396.51 | motor belt | 0 | 3.2535 | FAIL | FAIL | Grocery_Existing_Efficient Motor Belts_RIM | 0 | 0 | 0 | 0 | 0 | 0 | 0 | 0 | 0 | 0 | 0 | 0 | 0 | 0 | 0 | 0 | 0 | 0 | 0 | 0 | Grocery_Existing_Efficient Motor Belts_TRC | 0 | 0 | 0 | 0 | 0 | 0 | 0 | 0 | 0 | 0 | 0 | 0 | 0 | 0 | 0 | 0 | 0 | 0 | 0 | 0
Healthcare | Existing | Efficient Motor Belts | 0.012292 | 0.010296 |  | 94.8071 | 10 |  | 396.51 | 396.51 | motor belt | 0 | 3.2535 | FAIL | FAIL | Healthcare_Existing_Efficient Motor Belts_RIM | 0 | 0 | 0 | 0 | 0 | 0 | 0 | 0 | 0 | 0 | 0 | 0 | 0 | 0 | 0 | 0 | 0 | 0 | 0 | 0 | Healthcare_Existing_Efficient Motor Belts_TRC | 0 | 0 | 0 | 0 | 0 | 0 | 0 | 0 | 0 | 0 | 0 | 0 | 0 | 0 | 0 | 0 | 0 | 0 | 0 | 0
Hospitals | Existing | Efficient Motor Belts | 0.012292 | 0.010296 |  | 94.8071 | 10 |  | 396.51 | 396.51 | motor belt | 0 | 3.2535 | FAIL | FAIL | Hospitals_Existing_Efficient Motor Belts_RIM | 0 | 0 | 0 | 0 | 0 | 0 | 0 | 0 | 0 | 0 | 0 | 0 | 0 | 0 | 0 | 0 | 0 | 0 | 0 | 0 | Hospitals_Existing_Efficient Motor Belts_TRC | 0 | 0 | 0 | 0 | 0 | 0 | 0 | 0 | 0 | 0 | 0 | 0 | 0 | 0 | 0 | 0 | 0 | 0 | 0 | 0
Institutional | Existing | Efficient Motor Belts | 0.012997 | 0.0032092 |  | 94.8071 | 10 |  | 396.51 | 396.51 | motor belt | 0 | 3.2535 | FAIL | FAIL | Institutional_Existing_Efficient Motor Belts_RIM | 0 | 0 | 0 | 0 | 0 | 0 | 0 | 0 | 0 | 0 | 0 | 0 | 0 | 0 | 0 | 0 | 0 | 0 | 0 | 0 | Institutional_Existing_Efficient Motor Belts_TRC | 0 | 0 | 0 | 0 | 0 | 0 | 0 | 0 | 0 | 0 | 0 | 0 | 0 | 0 | 0 | 0 | 0 | 0 | 0 | 0
Lodging/Hospitality | Existing | Efficient Motor Belts | 0.012292 | 0.010296 |  | 94.8071 | 10 |  | 396.51 | 396.51 | motor belt | 0 | 3.2535 | FAIL | FAIL | Lodging/Hospitality_Existing_Efficient Motor Belts_RIM | 0 | 0 | 0 | 0 | 0 | 0 | 0 | 0 | 0 | 0 | 0 | 0 | 0 | 0 | 0 | 0 | 0 | 0 | 0 | 0 | Lodging/Hospitality_Existing_Efficient Motor Belts_TRC | 0 | 0 | 0 | 0 | 0 | 0 | 0 | 0 | 0 | 0 | 0 | 0 | 0 | 0 | 0 | 0 | 0 | 0 | 0 | 0
Miscellaneous | Existing | Efficient Motor Belts | 0.012997 | 0.0032092 |  | 94.8071 | 10 |  | 396.51 | 396.51 | motor belt | 0 | 3.2535 | FAIL | FAIL | Miscellaneous_Existing_Efficient Motor Belts_RIM | 0 | 0 | 0 | 0 | 0 | 0 | 0 | 0 | 0 | 0 | 0 | 0 | 0 | 0 | 0 | 0 | 0 | 0 | 0 | 0 | Miscellaneous_Existing_Efficient Motor Belts_TRC | 0 | 0 | 0 | 0 | 0 | 0 | 0 | 0 | 0 | 0 | 0 | 0 | 0 | 0 | 0 | 0 | 0 | 0 | 0 | 0
Offices | Existing | Efficient Motor Belts | 0.012997 | 0.0032092 |  | 94.8071 | 10 |  | 396.51 | 396.51 | motor belt | 0 | 3.2535 | FAIL | FAIL | Offices_Existing_Efficient Motor Belts_RIM | 0 | 0 | 0 | 0 | 0 | 0 | 0 | 0 | 0 | 0 | 0 | 0 | 0 | 0 | 0 | 0 | 0 | 0 | 0 | 0 | Offices_Existing_Efficient Motor Belts_TRC | 0 | 0 | 0 | 0 | 0 | 0 | 0 | 0 | 0 | 0 | 0 | 0 | 0 | 0 | 0 | 0 | 0 | 0 | 0 | 0
Restaurants | Existing | Efficient Motor Belts | 0.012292 | 0.010296 |  | 94.8071 | 10 |  | 396.51 | 396.51 | motor belt | 0 | 3.2535 | FAIL | FAIL | Restaurants_Existing_Efficient Motor Belts_RIM | 0 | 0 | 0 | 0 | 0 | 0 | 0 | 0 | 0 | 0 | 0 | 0 | 0 | 0 | 0 | 0 | 0 | 0 | 0 | 0 | Restaurants_Existing_Efficient Motor Belts_TRC | 0 | 0 | 0 | 0 | 0 | 0 | 0 | 0 | 0 | 0 | 0 | 0 | 0 | 0 | 0 | 0 | 0 | 0 | 0 | 0
Retail | Existing | Efficient Motor Belts | 0.012997 | 0.0032092 |  | 94.8071 | 10 |  | 396.51 | 396.51 | motor belt | 0 | 3.2535 | FAIL | FAIL | Retail_Existing_Efficient Motor Belts_RIM | 0 | 0 | 0 | 0 | 0 | 0 | 0 | 0 | 0 | 0 | 0 | 0 | 0 | 0 | 0 | 0 | 0 | 0 | 0 | 0 | Retail_Existing_Efficient Motor Belts_TRC | 0 | 0 | 0 | 0 | 0 | 0 | 0 | 0 | 0 | 0 | 0 | 0 | 0 | 0 | 0 | 0 | 0 | 0 | 0 | 0
Schools K-12 | Existing | Efficient Motor Belts | 0.012292 | 0.010296 |  | 94.8071 | 10 |  | 396.51 | 396.51 | motor belt | 0 | 3.2535 | FAIL | FAIL | Schools K-12_Existing_Efficient Motor Belts_RIM | 0 | 0 | 0 | 0 | 0 | 0 | 0 | 0 | 0 | 0 | 0 | 0 | 0 | 0 | 0 | 0 | 0 | 0 | 0 | 0 | Schools K-12_Existing_Efficient Motor Belts_TRC | 0 | 0 | 0 | 0 | 0 | 0 | 0 | 0 | 0 | 0 | 0 | 0 | 0 | 0 | 0 | 0 | 0 | 0 | 0 | 0
Warehouse | Existing | Efficient Motor Belts | 0.012997 | 0.0032092 |  | 94.8071 | 10 |  | 396.51 | 396.51 | motor belt | 0 | 3.2535 | FAIL | FAIL | Warehouse_Existing_Efficient Motor Belts_RIM | 0 | 0 | 0 | 0 | 0 | 0 | 0 | 0 | 0 | 0 | 0 | 0 | 0 | 0 | 0 | 0 | 0 | 0 | 0 | 0 | Warehouse_Existing_Efficient Motor Belts_TRC | 0 | 0 | 0 | 0 | 0 | 0 | 0 | 0 | 0 | 0 | 0 | 0 | 0 | 0 | 0 | 0 | 0 | 0 | 0 | 0
Assembly | New | Efficient Motor Belts | 0.012997 | 0.0032092 |  | 94.8071 | 10 |  | 396.51 | 396.51 | motor belt | 0 | 3.2535 | FAIL | FAIL | Assembly_New_Efficient Motor Belts_RIM | 0 | 0 | 0 | 0 | 0 | 0 | 0 | 0 | 0 | 0 | 0 | 0 | 0 | 0 | 0 | 0 | 0 | 0 | 0 | 0 | Assembly_New_Efficient Motor Belts_TRC | 0 | 0 | 0 | 0 | 0 | 0 | 0 | 0 | 0 | 0 | 0 | 0 | 0 | 0 | 0 | 0 | 0 | 0 | 0 | 0
College and University | New | Efficient Motor Belts | 0.012292 | 0.010296 |  | 94.8071 | 10 |  | 396.51 | 396.51 | motor belt | 0 | 3.2535 | FAIL | FAIL | College and University_New_Efficient Motor Belts_RIM | 0 | 0 | 0 | 0 | 0 | 0 | 0 | 0 | 0 | 0 | 0 | 0 | 0 | 0 | 0 | 0 | 0 | 0 | 0 | 0 | College and University_New_Efficient Motor Belts_TRC | 0 | 0 | 0 | 0 | 0 | 0 | 0 | 0 | 0 | 0 | 0 | 0 | 0 | 0 | 0 | 0 | 0 | 0 | 0 | 0
Grocery | New | Efficient Motor Belts | 0.012997 | 0.0032092 |  | 94.8071 | 10 |  | 396.51 | 396.51 | motor belt | 0 | 3.2535 | FAIL | FAIL | Grocery_New_Efficient Motor Belts_RIM | 0 | 0 | 0 | 0 | 0 | 0 | 0 | 0 | 0 | 0 | 0 | 0 | 0 | 0 | 0 | 0 | 0 | 0 | 0 | 0 | Grocery_New_Efficient Motor Belts_TRC | 0 | 0 | 0 | 0 | 0 | 0 | 0 | 0 | 0 | 0 | 0 | 0 | 0 | 0 | 0 | 0 | 0 | 0 | 0 | 0
Healthcare | New | Efficient Motor Belts | 0.012292 | 0.010296 |  | 94.8071 | 10 |  | 396.51 | 396.51 | motor belt | 0 | 3.2535 | FAIL | FAIL | Healthcare_New_Efficient Motor Belts_RIM | 0 | 0 | 0 | 0 | 0 | 0 | 0 | 0 | 0 | 0 | 0 | 0 | 0 | 0 | 0 | 0 | 0 | 0 | 0 | 0 | Healthcare_New_Efficient Motor Belts_TRC | 0 | 0 | 0 | 0 | 0 | 0 | 0 | 0 | 0 | 0 | 0 | 0 | 0 | 0 | 0 | 0 | 0 | 0 | 0 | 0
Hospitals | New | Efficient Motor Belts | 0.012292 | 0.010296 |  | 94.8071 | 10 |  | 396.51 | 396.51 | motor belt | 0 | 3.2535 | FAIL | FAIL | Hospitals_New_Efficient Motor Belts_RIM | 0 | 0 | 0 | 0 | 0 | 0 | 0 | 0 | 0 | 0 | 0 | 0 | 0 | 0 | 0 | 0 | 0 | 0 | 0 | 0 | Hospitals_New_Efficient Motor Belts_TRC | 0 | 0 | 0 | 0 | 0 | 0 | 0 | 0 | 0 | 0 | 0 | 0 | 0 | 0 | 0 | 0 | 0 | 0 | 0 | 0
Institutional | New | Efficient Motor Belts | 0.012997 | 0.0032092 |  | 94.8071 | 10 |  | 396.51 | 396.51 | motor belt | 0 | 3.2535 | FAIL | FAIL | Institutional_New_Efficient Motor Belts_RIM | 0 | 0 | 0 | 0 | 0 | 0 | 0 | 0 | 0 | 0 | 0 | 0 | 0 | 0 | 0 | 0 | 0 | 0 | 0 | 0 | Institutional_New_Efficient Motor Belts_TRC | 0 | 0 | 0 | 0 | 0 | 0 | 0 | 0 | 0 | 0 | 0 | 0 | 0 | 0 | 0 | 0 | 0 | 0 | 0 | 0
Lodging/Hospitality | New | Efficient Motor Belts | 0.012292 | 0.010296 |  | 94.8071 | 10 |  | 396.51 | 396.51 | motor belt | 0 | 3.2535 | FAIL | FAIL | Lodging/Hospitality_New_Efficient Motor Belts_RIM | 0 | 0 | 0 | 0 | 0 | 0 | 0 | 0 | 0 | 0 | 0 | 0 | 0 | 0 | 0 | 0 | 0 | 0 | 0 | 0 | Lodging/Hospitality_New_Efficient Motor Belts_TRC | 0 | 0 | 0 | 0 | 0 | 0 | 0 | 0 | 0 | 0 | 0 | 0 | 0 | 0 | 0 | 0 | 0 | 0 | 0 | 0
Miscellaneous | New | Efficient Motor Belts | 0.012997 | 0.0032092 |  | 94.8071 | 10 |  | 396.51 | 396.51 | motor belt | 0 | 3.2535 | FAIL | FAIL | Miscellaneous_New_Efficient Motor Belts_RIM | 0 | 0 | 0 | 0 | 0 | 0 | 0 | 0 | 0 | 0 | 0 | 0 | 0 | 0 | 0 | 0 | 0 | 0 | 0 | 0 | Miscellaneous_New_Efficient Motor Belts_TRC | 0 | 0 | 0 | 0 | 0 | 0 | 0 | 0 | 0 | 0 | 0 | 0 | 0 | 0 | 0 | 0 | 0 | 0 | 0 | 0
Offices | New | Efficient Motor Belts | 0.012997 | 0.0032092 |  | 94.8071 | 10 |  | 396.51 | 396.51 | motor belt | 0 | 3.2535 | FAIL | FAIL | Offices_New_Efficient Motor Belts_RIM | 0 | 0 | 0 | 0 | 0 | 0 | 0 | 0 | 0 | 0 | 0 | 0 | 0 | 0 | 0 | 0 | 0 | 0 | 0 | 0 | Offices_New_Efficient Motor Belts_TRC | 0 | 0 | 0 | 0 | 0 | 0 | 0 | 0 | 0 | 0 | 0 | 0 | 0 | 0 | 0 | 0 | 0 | 0 | 0 | 0
Restaurants | New | Efficient Motor Belts | 0.012292 | 0.010296 |  | 94.8071 | 10 |  | 396.51 | 396.51 | motor belt | 0 | 3.2535 | FAIL | FAIL | Restaurants_New_Efficient Motor Belts_RIM | 0 | 0 | 0 | 0 | 0 | 0 | 0 | 0 | 0 | 0 | 0 | 0 | 0 | 0 | 0 | 0 | 0 | 0 | 0 | 0 | Restaurants_New_Efficient Motor Belts_TRC | 0 | 0 | 0 | 0 | 0 | 0 | 0 | 0 | 0 | 0 | 0 | 0 | 0 | 0 | 0 | 0 | 0 | 0 | 0 | 0
Retail | New | Efficient Motor Belts | 0.012997 | 0.0032092 |  | 94.8071 | 10 |  | 396.51 | 396.51 | motor belt | 0 | 3.2535 | FAIL | FAIL | Retail_New_Efficient Motor Belts_RIM | 0 | 0 | 0 | 0 | 0 | 0 | 0 | 0 | 0 | 0 | 0 | 0 | 0 | 0 | 0 | 0 | 0 | 0 | 0 | 0 | Retail_New_Efficient Motor Belts_TRC | 0 | 0 | 0 | 0 | 0 | 0 | 0 | 0 | 0 | 0 | 0 | 0 | 0 | 0 | 0 | 0 | 0 | 0 | 0 | 0
Schools K-12 | New | Efficient Motor Belts | 0.012292 | 0.010296 |  | 94.8071 | 10 |  | 396.51 | 396.51 | motor belt | 0 | 3.2535 | FAIL | FAIL | Schools K-12_New_Efficient Motor Belts_RIM | 0 | 0 | 0 | 0 | 0 | 0 | 0 | 0 | 0 | 0 | 0 | 0 | 0 | 0 | 0 | 0 | 0 | 0 | 0 | 0 | Schools K-12_New_Efficient Motor Belts_TRC | 0 | 0 | 0 | 0 | 0 | 0 | 0 | 0 | 0 | 0 | 0 | 0 | 0 | 0 | 0 | 0 | 0 | 0 | 0 | 0
Warehouse | New | Efficient Motor Belts | 0.012997 | 0.0032092 |  | 94.8071 | 10 |  | 396.51 | 396.51 | motor belt | 0 | 3.2535 | FAIL | FAIL | Warehouse_New_Efficient Motor Belts_RIM | 0 | 0 | 0 | 0 | 0 | 0 | 0 | 0 | 0 | 0 | 0 | 0 | 0 | 0 | 0 | 0 | 0 | 0 | 0 | 0 | Warehouse_New_Efficient Motor Belts_TRC | 0 | 0 | 0 | 0 | 0 | 0 | 0 | 0 | 0 | 0 | 0 | 0 | 0 | 0 | 0 | 0 | 0 | 0 | 0 | 0
Assembly | Existing | Engine Block Timer | 0 | 0 |  | 259.2 | 5 |  | 78.49 | 78.49 | timer | 0 | 8.895 | FAIL | 28.1815 | Assembly_Existing_Engine Block Timer_RIM | 0 | 0 | 0 | 0 | 0 | 0 | 0 | 0 | 0 | 0 | 0 | 0 | 0 | 0 | 0 | 0 | 0 | 0 | 0 | 0 | Assembly_Existing_Engine Block Timer_TRC | 0 | 0 | 0 | 0 | 0 | 0 | 0 | 0 | 0 | 0 | 0 | 0 | 0 | 0 | 0 | 0 | 0 | 0 | 0 | 0 |  | 35.9%
College and University | Existing | Engine Block Timer | 0.032279 | 0.032279 |  | 259.2 | 5 |  | 78.49 | 78.49 | timer | 0 | 8.895 | FAIL | 28.1815 | College and University_Existing_Engine Block Timer_RIM | 0 | 0 | 0 | 0 | 0 | 0 | 0 | 0 | 0 | 0 | 0 | 0 | 0 | 0 | 0 | 0 | 0 | 0 | 0 | 0 | College and University_Existing_Engine Block Timer_TRC | 1.5098 | 2.5563 | 4.0271 | 6.2094 | 9.2105 | 12.8535 | 16.3527 | 18.1325 | 16.6516 | 12.1027 | 391.3283 | 662.5985 | 1043.821 | 1609.4883 | 2387.3497 | 3331.6257 | 4238.6129 | 4699.9335 | 4316.0959 | 3137.0322 |  | 35.9%
Grocery | Existing | Engine Block Timer | 0 | 0 |  | 259.2 | 5 |  | 78.49 | 78.49 | timer | 0 | 8.895 | FAIL | 28.1815 | Grocery_Existing_Engine Block Timer_RIM | 0 | 0 | 0 | 0 | 0 | 0 | 0 | 0 | 0 | 0 | 0 | 0 | 0 | 0 | 0 | 0 | 0 | 0 | 0 | 0 | Grocery_Existing_Engine Block Timer_TRC | 0 | 0 | 0 | 0 | 0 | 0 | 0 | 0 | 0 | 0 | 0 | 0 | 0 | 0 | 0 | 0 | 0 | 0 | 0 | 0 |  | 35.9%
Healthcare | Existing | Engine Block Timer | 0 | 0 |  | 259.2 | 5 |  | 78.49 | 78.49 | timer | 0 | 8.895 | FAIL | 28.1815 | Healthcare_Existing_Engine Block Timer_RIM | 0 | 0 | 0 | 0 | 0 | 0 | 0 | 0 | 0 | 0 | 0 | 0 | 0 | 0 | 0 | 0 | 0 | 0 | 0 | 0 | Healthcare_Existing_Engine Block Timer_TRC | 1.1737 | 1.9929 | 3.1429 | 4.8504 | 7.1994 | 10.0552 | 12.8025 | 14.2034 | 13.0518 | 9.4925 | 304.2241 | 516.5618 | 814.6469 | 1257.2217 | 1866.0774 | 2606.3155 | 3318.4184 | 3681.5183 | 3383.0327 | 2460.4662 |  | 35.9%
Hospitals | Existing | Engine Block Timer | 0.032279 | 0.032279 |  | 259.2 | 5 |  | 78.49 | 78.49 | timer | 0 | 8.895 | FAIL | 28.1815 | Hospitals_Existing_Engine Block Timer_RIM | 0 | 0 | 0 | 0 | 0 | 0 | 0 | 0 | 0 | 0 | 0 | 0 | 0 | 0 | 0 | 0 | 0 | 0 | 0 | 0 | Hospitals_Existing_Engine Block Timer_TRC | 1.4698 | 1.5695 | 1.5803 | 1.5946 | 1.6091 | 1.6229 | 1.6374 | 1.6503 | 1.6633 | 1.6744 | 380.9746 | 406.8017 | 409.6021 | 413.3215 | 417.0691 | 420.6644 | 424.4057 | 427.7703 | 431.1228 | 434.0004 |  | 35.9%
Institutional | Existing | Engine Block Timer | 0.012328 | 0.012951 |  | 259.2 | 5 |  | 78.49 | 78.49 | timer | 0 | 8.895 | FAIL | 28.1815 | Institutional_Existing_Engine Block Timer_RIM | 0 | 0 | 0 | 0 | 0 | 0 | 0 | 0 | 0 | 0 | 0 | 0 | 0 | 0 | 0 | 0 | 0 | 0 | 0 | 0 | Institutional_Existing_Engine Block Timer_TRC | 16.1627 | 27.4653 | 43.397 | 67.1688 | 100.0889 | 140.3725 | 179.4941 | 200.0217 | 184.6572 | 134.9401 | 4189.37 | 7119.0038 | 11248.5007 | 17410.1616 | 25943.0465 | 36384.5441 | 46524.8656 | 51845.624 | 47863.1571 | 34976.4789 |  | 35.9%
Lodging/Hospitality | Existing | Engine Block Timer | 0 | 0 |  | 259.2 | 5 |  | 78.49 | 78.49 | timer | 0 | 8.895 | FAIL | 28.1815 | Lodging/Hospitality_Existing_Engine Block Timer_RIM | 0 | 0 | 0 | 0 | 0 | 0 | 0 | 0 | 0 | 0 | 0 | 0 | 0 | 0 | 0 | 0 | 0 | 0 | 0 | 0 | Lodging/Hospitality_Existing_Engine Block Timer_TRC | 1.6283 | 2.8383 | 4.5159 | 7.0121 | 10.4434 | 14.627 | 18.6658 | 20.7452 | 19.0896 | 13.8986 | 422.0453 | 735.6956 | 1170.5253 | 1817.5277 | 2706.9215 | 3791.3065 | 4838.1866 | 5377.1686 | 4948.0306 | 3602.5118 |  | 35.9%
Miscellaneous | Existing | Engine Block Timer | 0.012328 | 0.012951 |  | 259.2 | 5 |  | 78.49 | 78.49 | timer | 0 | 8.895 | FAIL | 28.1815 | Miscellaneous_Existing_Engine Block Timer_RIM | 0 | 0 | 0 | 0 | 0 | 0 | 0 | 0 | 0 | 0 | 0 | 0 | 0 | 0 | 0 | 0 | 0 | 0 | 0 | 0 | Miscellaneous_Existing_Engine Block Timer_TRC | 0 | 0 | 0 | 0 | 0 | 0 | 0 | 0 | 0 | 0 | 0 | 0 | 0 | 0 | 0 | 0 | 0 | 0 | 0 | 0 |  | 35.9%
Offices | Existing | Engine Block Timer | 0.012328 | 0.012951 |  | 259.2 | 5 |  | 78.49 | 78.49 | timer | 0 | 8.895 | FAIL | 28.1815 | Offices_Existing_Engine Block Timer_RIM | 0 | 0 | 0 | 0 | 0 | 0 | 0 | 0 | 0 | 0 | 0 | 0 | 0 | 0 | 0 | 0 | 0 | 0 | 0 | 0 | Offices_Existing_Engine Block Timer_TRC | 32.2207 | 55.6085 | 87.9913 | 135.8224 | 201.0057 | 279.8746 | 355.2158 | 392.8416 | 359.9003 | 261.0013 | 8351.6042 | 14413.7121 | 22807.3568 | 35205.1622 | 52100.6824 | 72543.4897 | 92071.9301 | 101824.5373 | 93286.166 | 67651.5324 |  | 35.9%
Restaurants | Existing | Engine Block Timer | 0.012328 | 0.012951 |  | 259.2 | 5 |  | 78.49 | 78.49 | timer | 0 | 8.895 | FAIL | 28.1815 | Restaurants_Existing_Engine Block Timer_RIM | 0 | 0 | 0 | 0 | 0 | 0 | 0 | 0 | 0 | 0 | 0 | 0 | 0 | 0 | 0 | 0 | 0 | 0 | 0 | 0 | Restaurants_Existing_Engine Block Timer_TRC | 0 | 0 | 0 | 0 | 0 | 0 | 0 | 0 | 0 | 0 | 0 | 0 | 0 | 0 | 0 | 0 | 0 | 0 | 0 | 0 |  | 35.9%
Retail | Existing | Engine Block Timer | 0.012328 | 0.012951 |  | 259.2 | 5 |  | 78.49 | 78.49 | timer | 0 | 8.895 | FAIL | 28.1815 | Retail_Existing_Engine Block Timer_RIM | 0 | 0 | 0 | 0 | 0 | 0 | 0 | 0 | 0 | 0 | 0 | 0 | 0 | 0 | 0 | 0 | 0 | 0 | 0 | 0 | Retail_Existing_Engine Block Timer_TRC | 0 | 0 | 0 | 0 | 0 | 0 | 0 | 0 | 0 | 0 | 0 | 0 | 0 | 0 | 0 | 0 | 0 | 0 | 0 | 0 |  | 35.9%
Schools K-12 | Existing | Engine Block Timer | 0.012328 | 0.012951 |  | 259.2 | 5 |  | 78.49 | 78.49 | timer | 0 | 8.895 | FAIL | 28.1815 | Schools K-12_Existing_Engine Block Timer_RIM | 0 | 0 | 0 | 0 | 0 | 0 | 0 | 0 | 0 | 0 | 0 | 0 | 0 | 0 | 0 | 0 | 0 | 0 | 0 | 0 | Schools K-12_Existing_Engine Block Timer_TRC | 0 | 0 | 0 | 0 | 0 | 0 | 0 | 0 | 0 | 0 | 0 | 0 | 0 | 0 | 0 | 0 | 0 | 0 | 0 | 0 |  | 35.9%
Warehouse | Existing | Engine Block Timer | 0.012328 | 0.012951 |  | 259.2 | 5 |  | 78.49 | 78.49 | timer | 0 | 8.895 | FAIL | 28.1815 | Warehouse_Existing_Engine Block Timer_RIM | 0 | 0 | 0 | 0 | 0 | 0 | 0 | 0 | 0 | 0 | 0 | 0 | 0 | 0 | 0 | 0 | 0 | 0 | 0 | 0 | Warehouse_Existing_Engine Block Timer_TRC | 0 | 0 | 0 | 0 | 0 | 0 | 0 | 0 | 0 | 0 | 0 | 0 | 0 | 0 | 0 | 0 | 0 | 0 | 0 | 0 |  | 35.9%
Assembly | New | Engine Block Timer | 0 | 0 |  | 259.2 | 5 |  | 78.49 | 78.49 | timer | 0 | 8.895 | FAIL | 28.1815 | Assembly_New_Engine Block Timer_RIM | 0 | 0 | 0 | 0 | 0 | 0 | 0 | 0 | 0 | 0 | 0 | 0 | 0 | 0 | 0 | 0 | 0 | 0 | 0 | 0 | Assembly_New_Engine Block Timer_TRC | 0 | 0 | 0 | 0 | 0 | 0 | 0 | 0 | 0 | 0 | 0 | 0 | 0 | 0 | 0 | 0 | 0 | 0 | 0 | 0 |  | 35.9%
College and University | New | Engine Block Timer | 0.032279 | 0.032279 |  | 259.2 | 5 |  | 78.49 | 78.49 | timer | 0 | 8.895 | FAIL | 28.1815 | College and University_New_Engine Block Timer_RIM | 0 | 0 | 0 | 0 | 0 | 0 | 0 | 0 | 0 | 0 | 0 | 0 | 0 | 0 | 0 | 0 | 0 | 0 | 0 | 0 | College and University_New_Engine Block Timer_TRC | 0.51471 | 0.77658 | 1.2633 | 2.0109 | 3.0782 | 4.0884 | 5.0968 | 5.7147 | 5.0478 | 3.5899 | 133.4127 | 201.2903 | 327.4494 | 521.2164 | 797.873 | 1059.7142 | 1321.0943 | 1481.2585 | 1308.3966 | 930.497 |  | 35.9%
Grocery | New | Engine Block Timer | 0 | 0 |  | 259.2 | 5 |  | 78.49 | 78.49 | timer | 0 | 8.895 | FAIL | 28.1815 | Grocery_New_Engine Block Timer_RIM | 0 | 0 | 0 | 0 | 0 | 0 | 0 | 0 | 0 | 0 | 0 | 0 | 0 | 0 | 0 | 0 | 0 | 0 | 0 | 0 | Grocery_New_Engine Block Timer_TRC | 0 | 0 | 0 | 0 | 0 | 0 | 0 | 0 | 0 | 0 | 0 | 0 | 0 | 0 | 0 | 0 | 0 | 0 | 0 | 0 |  | 35.9%
Healthcare | New | Engine Block Timer | 0 | 0 |  | 259.2 | 5 |  | 78.49 | 78.49 | timer | 0 | 8.895 | FAIL | 28.1815 | Healthcare_New_Engine Block Timer_RIM | 0 | 0 | 0 | 0 | 0 | 0 | 0 | 0 | 0 | 0 | 0 | 0 | 0 | 0 | 0 | 0 | 0 | 0 | 0 | 0 | Healthcare_New_Engine Block Timer_TRC | 0.47681 | 0.69787 | 1.0977 | 1.6837 | 2.4753 | 3.316 | 4.0758 | 4.4202 | 4.0359 | 2.9525 | 123.5896 | 180.8892 | 284.5316 | 436.4041 | 641.5935 | 859.4975 | 1056.4435 | 1145.7214 | 1046.0969 | 765.3007 |  | 35.9%
Hospitals | New | Engine Block Timer | 0.032279 | 0.032279 |  | 259.2 | 5 |  | 78.49 | 78.49 | timer | 0 | 8.895 | FAIL | 28.1815 | Hospitals_New_Engine Block Timer_RIM | 0 | 0 | 0 | 0 | 0 | 0 | 0 | 0 | 0 | 0 | 0 | 0 | 0 | 0 | 0 | 0 | 0 | 0 | 0 | 0 | Hospitals_New_Engine Block Timer_TRC | 0.60097 | 0.88304 | 1.3973 | 2.1622 | 3.2177 | 4.3749 | 5.4541 | 5.9562 | 5.402 | 3.8777 | 155.7718 | 228.8849 | 362.1913 | 560.4492 | 834.0403 | 1133.972 | 1413.6968 | 1543.8487 | 1400.1965 | 1005.1089 |  | 35.9%
Institutional | New | Engine Block Timer | 0.012328 | 0.012951 |  | 259.2 | 5 |  | 78.49 | 78.49 | timer | 0 | 8.895 | FAIL | 28.1815 | Institutional_New_Engine Block Timer_RIM | 0 | 0 | 0 | 0 | 0 | 0 | 0 | 0 | 0 | 0 | 0 | 0 | 0 | 0 | 0 | 0 | 0 | 0 | 0 | 0 | Institutional_New_Engine Block Timer_TRC | 1.6255 | 2.665 | 4.6584 | 7.8884 | 12.7405 | 17.7798 | 22.5445 | 24.9977 | 23.1298 | 17.0254 | 421.3362 | 690.7713 | 1207.4502 | 2044.6692 | 3302.3449 | 4608.5149 | 5843.5368 | 6479.4079 | 5995.241 | 4412.9871 |  | 35.9%
Lodging/Hospitality | New | Engine Block Timer | 0 | 0 |  | 259.2 | 5 |  | 78.49 | 78.49 | timer | 0 | 8.895 | FAIL | 28.1815 | Lodging/Hospitality_New_Engine Block Timer_RIM | 0 | 0 | 0 | 0 | 0 | 0 | 0 | 0 | 0 | 0 | 0 | 0 | 0 | 0 | 0 | 0 | 0 | 0 | 0 | 0 | Lodging/Hospitality_New_Engine Block Timer_TRC | 1.765 | 2.2808 | 3.1537 | 4.1321 | 4.9883 | 6.4254 | 7.5994 | 7.9042 | 6.9484 | 4.9216 | 457.4819 | 591.1874 | 817.4366 | 1071.0405 | 1292.9662 | 1665.451 | 1969.776 | 2048.7562 | 1801.0196 | 1275.6707 |  | 35.9%
Miscellaneous | New | Engine Block Timer | 0.012328 | 0.012951 |  | 259.2 | 5 |  | 78.49 | 78.49 | timer | 0 | 8.895 | FAIL | 28.1815 | Miscellaneous_New_Engine Block Timer_RIM | 0 | 0 | 0 | 0 | 0 | 0 | 0 | 0 | 0 | 0 | 0 | 0 | 0 | 0 | 0 | 0 | 0 | 0 | 0 | 0 | Miscellaneous_New_Engine Block Timer_TRC | 0 | 0 | 0 | 0 | 0 | 0 | 0 | 0 | 0 | 0 | 0 | 0 | 0 | 0 | 0 | 0 | 0 | 0 | 0 | 0 |  | 35.9%
Offices | New | Engine Block Timer | 0.012328 | 0.012951 |  | 259.2 | 5 |  | 78.49 | 78.49 | timer | 0 | 8.895 | FAIL | 28.1815 | Offices_New_Engine Block Timer_RIM | 0 | 0 | 0 | 0 | 0 | 0 | 0 | 0 | 0 | 0 | 0 | 0 | 0 | 0 | 0 | 0 | 0 | 0 | 0 | 0 | Offices_New_Engine Block Timer_TRC | 6.9177 | 8.4618 | 10.7174 | 12.2974 | 11.7916 | 15.1911 | 17.9709 | 18.6595 | 16.3217 | 11.4721 | 1793.0626 | 2193.2969 | 2777.9478 | 3187.4876 | 3056.3722 | 3937.5453 | 4658.0613 | 4836.5354 | 4230.5775 | 2973.5583 |  | 35.9%
Restaurants | New | Engine Block Timer | 0.012328 | 0.012951 |  | 259.2 | 5 |  | 78.49 | 78.49 | timer | 0 | 8.895 | FAIL | 28.1815 | Restaurants_New_Engine Block Timer_RIM | 0 | 0 | 0 | 0 | 0 | 0 | 0 | 0 | 0 | 0 | 0 | 0 | 0 | 0 | 0 | 0 | 0 | 0 | 0 | 0 | Restaurants_New_Engine Block Timer_TRC | 0 | 0 | 0 | 0 | 0 | 0 | 0 | 0 | 0 | 0 | 0 | 0 | 0 | 0 | 0 | 0 | 0 | 0 | 0 | 0 |  | 35.9%
Retail | New | Engine Block Timer | 0.012328 | 0.012951 |  | 259.2 | 5 |  | 78.49 | 78.49 | timer | 0 | 8.895 | FAIL | 28.1815 | Retail_New_Engine Block Timer_RIM | 0 | 0 | 0 | 0 | 0 | 0 | 0 | 0 | 0 | 0 | 0 | 0 | 0 | 0 | 0 | 0 | 0 | 0 | 0 | 0 | Retail_New_Engine Block Timer_TRC | 0 | 0 | 0 | 0 | 0 | 0 | 0 | 0 | 0 | 0 | 0 | 0 | 0 | 0 | 0 | 0 | 0 | 0 | 0 | 0 |  | 35.9%
Schools K-12 | New | Engine Block Timer | 0.012328 | 0.012951 |  | 259.2 | 5 |  | 78.49 | 78.49 | timer | 0 | 8.895 | FAIL | 28.1815 | Schools K-12_New_Engine Block Timer_RIM | 0 | 0 | 0 | 0 | 0 | 0 | 0 | 0 | 0 | 0 | 0 | 0 | 0 | 0 | 0 | 0 | 0 | 0 | 0 | 0 | Schools K-12_New_Engine Block Timer_TRC | 0 | 0 | 0 | 0 | 0 | 0 | 0 | 0 | 0 | 0 | 0 | 0 | 0 | 0 | 0 | 0 | 0 | 0 | 0 | 0 |  | 35.9%
Warehouse | New | Engine Block Timer | 0.012328 | 0.012951 |  | 259.2 | 5 |  | 78.49 | 78.49 | timer | 0 | 8.895 | FAIL | 28.1815 | Warehouse_New_Engine Block Timer_RIM | 0 | 0 | 0 | 0 | 0 | 0 | 0 | 0 | 0 | 0 | 0 | 0 | 0 | 0 | 0 | 0 | 0 | 0 | 0 | 0 | Warehouse_New_Engine Block Timer_TRC | 0 | 0 | 0 | 0 | 0 | 0 | 0 | 0 | 0 | 0 | 0 | 0 | 0 | 0 | 0 | 0 | 0 | 0 | 0 | 0 |  | 35.9%
Assembly | Existing | Regenerative Drive Elevator Motor | 0.28225 | 0.025857 |  | 2027.9355 | 13 |  | 10000 | 10000 | elevator motor | 0 | 69.5932 | FAIL | FAIL | Assembly_Existing_Regenerative Drive Elevator Motor_RIM | 0 | 0 | 0 | 0 | 0 | 0 | 0 | 0 | 0 | 0 | 0 | 0 | 0 | 0 | 0 | 0 | 0 | 0 | 0 | 0 | Assembly_Existing_Regenerative Drive Elevator Motor_TRC | 0 | 0 | 0 | 0 | 0 | 0 | 0 | 0 | 0 | 0 | 0 | 0 | 0 | 0 | 0 | 0 | 0 | 0 | 0 | 0
College and University | Existing | Regenerative Drive Elevator Motor | 0.26293 | 0.22024 |  | 2027.9355 | 13 |  | 10000 | 10000 | elevator motor | 0 | 69.5932 | FAIL | FAIL | College and University_Existing_Regenerative Drive Elevator Motor_RIM | 0 | 0 | 0 | 0 | 0 | 0 | 0 | 0 | 0 | 0 | 0 | 0 | 0 | 0 | 0 | 0 | 0 | 0 | 0 | 0 | College and University_Existing_Regenerative Drive Elevator Motor_TRC | 0 | 0 | 0 | 0 | 0 | 0 | 0 | 0 | 0 | 0 | 0 | 0 | 0 | 0 | 0 | 0 | 0 | 0 | 0 | 0
Grocery | Existing | Regenerative Drive Elevator Motor | 0.28225 | 0.025857 |  | 2027.9355 | 13 |  | 10000 | 10000 | elevator motor | 0 | 69.5932 | FAIL | FAIL | Grocery_Existing_Regenerative Drive Elevator Motor_RIM | 0 | 0 | 0 | 0 | 0 | 0 | 0 | 0 | 0 | 0 | 0 | 0 | 0 | 0 | 0 | 0 | 0 | 0 | 0 | 0 | Grocery_Existing_Regenerative Drive Elevator Motor_TRC | 0 | 0 | 0 | 0 | 0 | 0 | 0 | 0 | 0 | 0 | 0 | 0 | 0 | 0 | 0 | 0 | 0 | 0 | 0 | 0
Healthcare | Existing | Regenerative Drive Elevator Motor | 0.26293 | 0.22024 |  | 2027.9355 | 13 |  | 10000 | 10000 | elevator motor | 0 | 69.5932 | FAIL | FAIL | Healthcare_Existing_Regenerative Drive Elevator Motor_RIM | 0 | 0 | 0 | 0 | 0 | 0 | 0 | 0 | 0 | 0 | 0 | 0 | 0 | 0 | 0 | 0 | 0 | 0 | 0 | 0 | Healthcare_Existing_Regenerative Drive Elevator Motor_TRC | 0 | 0 | 0 | 0 | 0 | 0 | 0 | 0 | 0 | 0 | 0 | 0 | 0 | 0 | 0 | 0 | 0 | 0 | 0 | 0
Hospitals | Existing | Regenerative Drive Elevator Motor | 0.26293 | 0.22024 |  | 2027.9355 | 13 |  | 10000 | 10000 | elevator motor | 0 | 69.5932 | FAIL | FAIL | Hospitals_Existing_Regenerative Drive Elevator Motor_RIM | 0 | 0 | 0 | 0 | 0 | 0 | 0 | 0 | 0 | 0 | 0 | 0 | 0 | 0 | 0 | 0 | 0 | 0 | 0 | 0 | Hospitals_Existing_Regenerative Drive Elevator Motor_TRC | 0 | 0 | 0 | 0 | 0 | 0 | 0 | 0 | 0 | 0 | 0 | 0 | 0 | 0 | 0 | 0 | 0 | 0 | 0 | 0
Institutional | Existing | Regenerative Drive Elevator Motor | 0.28225 | 0.025857 |  | 2027.9355 | 13 |  | 10000 | 10000 | elevator motor | 0 | 69.5932 | FAIL | FAIL | Institutional_Existing_Regenerative Drive Elevator Motor_RIM | 0 | 0 | 0 | 0 | 0 | 0 | 0 | 0 | 0 | 0 | 0 | 0 | 0 | 0 | 0 | 0 | 0 | 0 | 0 | 0 | Institutional_Existing_Regenerative Drive Elevator Motor_TRC | 0 | 0 | 0 | 0 | 0 | 0 | 0 | 0 | 0 | 0 | 0 | 0 | 0 | 0 | 0 | 0 | 0 | 0 | 0 | 0
Lodging/Hospitality | Existing | Regenerative Drive Elevator Motor | 0.26293 | 0.22024 |  | 2027.9355 | 13 |  | 10000 | 10000 | elevator motor | 0 | 69.5932 | FAIL | FAIL | Lodging/Hospitality_Existing_Regenerative Drive Elevator Motor_RIM | 0 | 0 | 0 | 0 | 0 | 0 | 0 | 0 | 0 | 0 | 0 | 0 | 0 | 0 | 0 | 0 | 0 | 0 | 0 | 0 | Lodging/Hospitality_Existing_Regenerative Drive Elevator Motor_TRC | 0 | 0 | 0 | 0 | 0 | 0 | 0 | 0 | 0 | 0 | 0 | 0 | 0 | 0 | 0 | 0 | 0 | 0 | 0 | 0
Miscellaneous | Existing | Regenerative Drive Elevator Motor | 0.28225 | 0.025857 |  | 2027.9355 | 13 |  | 10000 | 10000 | elevator motor | 0 | 69.5932 | FAIL | FAIL | Miscellaneous_Existing_Regenerative Drive Elevator Motor_RIM | 0 | 0 | 0 | 0 | 0 | 0 | 0 | 0 | 0 | 0 | 0 | 0 | 0 | 0 | 0 | 0 | 0 | 0 | 0 | 0 | Miscellaneous_Existing_Regenerative Drive Elevator Motor_TRC | 0 | 0 | 0 | 0 | 0 | 0 | 0 | 0 | 0 | 0 | 0 | 0 | 0 | 0 | 0 | 0 | 0 | 0 | 0 | 0
Offices | Existing | Regenerative Drive Elevator Motor | 0.28225 | 0.025857 |  | 2027.9355 | 13 |  | 10000 | 10000 | elevator motor | 0 | 69.5932 | FAIL | FAIL | Offices_Existing_Regenerative Drive Elevator Motor_RIM | 0 | 0 | 0 | 0 | 0 | 0 | 0 | 0 | 0 | 0 | 0 | 0 | 0 | 0 | 0 | 0 | 0 | 0 | 0 | 0 | Offices_Existing_Regenerative Drive Elevator Motor_TRC | 0 | 0 | 0 | 0 | 0 | 0 | 0 | 0 | 0 | 0 | 0 | 0 | 0 | 0 | 0 | 0 | 0 | 0 | 0 | 0
Restaurants | Existing | Regenerative Drive Elevator Motor | 0.26293 | 0.22024 |  | 2027.9355 | 13 |  | 10000 | 10000 | elevator motor | 0 | 69.5932 | FAIL | FAIL | Restaurants_Existing_Regenerative Drive Elevator Motor_RIM | 0 | 0 | 0 | 0 | 0 | 0 | 0 | 0 | 0 | 0 | 0 | 0 | 0 | 0 | 0 | 0 | 0 | 0 | 0 | 0 | Restaurants_Existing_Regenerative Drive Elevator Motor_TRC | 0 | 0 | 0 | 0 | 0 | 0 | 0 | 0 | 0 | 0 | 0 | 0 | 0 | 0 | 0 | 0 | 0 | 0 | 0 | 0
Retail | Existing | Regenerative Drive Elevator Motor | 0.28225 | 0.025857 |  | 2027.9355 | 13 |  | 10000 | 10000 | elevator motor | 0 | 69.5932 | FAIL | FAIL | Retail_Existing_Regenerative Drive Elevator Motor_RIM | 0 | 0 | 0 | 0 | 0 | 0 | 0 | 0 | 0 | 0 | 0 | 0 | 0 | 0 | 0 | 0 | 0 | 0 | 0 | 0 | Retail_Existing_Regenerative Drive Elevator Motor_TRC | 0 | 0 | 0 | 0 | 0 | 0 | 0 | 0 | 0 | 0 | 0 | 0 | 0 | 0 | 0 | 0 | 0 | 0 | 0 | 0
Schools K-12 | Existing | Regenerative Drive Elevator Motor | 0.26293 | 0.22024 |  | 2027.9355 | 13 |  | 10000 | 10000 | elevator motor | 0 | 69.5932 | FAIL | FAIL | Schools K-12_Existing_Regenerative Drive Elevator Motor_RIM | 0 | 0 | 0 | 0 | 0 | 0 | 0 | 0 | 0 | 0 | 0 | 0 | 0 | 0 | 0 | 0 | 0 | 0 | 0 | 0 | Schools K-12_Existing_Regenerative Drive Elevator Motor_TRC | 0 | 0 | 0 | 0 | 0 | 0 | 0 | 0 | 0 | 0 | 0 | 0 | 0 | 0 | 0 | 0 | 0 | 0 | 0 | 0
Warehouse | Existing | Regenerative Drive Elevator Motor | 0.28225 | 0.025857 |  | 2027.9355 | 13 |  | 10000 | 10000 | elevator motor | 0 | 69.5932 | FAIL | FAIL | Warehouse_Existing_Regenerative Drive Elevator Motor_RIM | 0 | 0 | 0 | 0 | 0 | 0 | 0 | 0 | 0 | 0 | 0 | 0 | 0 | 0 | 0 | 0 | 0 | 0 | 0 | 0 | Warehouse_Existing_Regenerative Drive Elevator Motor_TRC | 0 | 0 | 0 | 0 | 0 | 0 | 0 | 0 | 0 | 0 | 0 | 0 | 0 | 0 | 0 | 0 | 0 | 0 | 0 | 0
Assembly | New | Regenerative Drive Elevator Motor | 0.28225 | 0.025857 |  | 2027.9355 | 13 |  | 10000 | 10000 | elevator motor | 0 | 69.5932 | FAIL | FAIL | Assembly_New_Regenerative Drive Elevator Motor_RIM | 0 | 0 | 0 | 0 | 0 | 0 | 0 | 0 | 0 | 0 | 0 | 0 | 0 | 0 | 0 | 0 | 0 | 0 | 0 | 0 | Assembly_New_Regenerative Drive Elevator Motor_TRC | 0 | 0 | 0 | 0 | 0 | 0 | 0 | 0 | 0 | 0 | 0 | 0 | 0 | 0 | 0 | 0 | 0 | 0 | 0 | 0
College and University | New | Regenerative Drive Elevator Motor | 0.26293 | 0.22024 |  | 2027.9355 | 13 |  | 10000 | 10000 | elevator motor | 0 | 69.5932 | FAIL | FAIL | College and University_New_Regenerative Drive Elevator Motor_RIM | 0 | 0 | 0 | 0 | 0 | 0 | 0 | 0 | 0 | 0 | 0 | 0 | 0 | 0 | 0 | 0 | 0 | 0 | 0 | 0 | College and University_New_Regenerative Drive Elevator Motor_TRC | 0 | 0 | 0 | 0 | 0 | 0 | 0 | 0 | 0 | 0 | 0 | 0 | 0 | 0 | 0 | 0 | 0 | 0 | 0 | 0
Grocery | New | Regenerative Drive Elevator Motor | 0.28225 | 0.025857 |  | 2027.9355 | 13 |  | 10000 | 10000 | elevator motor | 0 | 69.5932 | FAIL | FAIL | Grocery_New_Regenerative Drive Elevator Motor_RIM | 0 | 0 | 0 | 0 | 0 | 0 | 0 | 0 | 0 | 0 | 0 | 0 | 0 | 0 | 0 | 0 | 0 | 0 | 0 | 0 | Grocery_New_Regenerative Drive Elevator Motor_TRC | 0 | 0 | 0 | 0 | 0 | 0 | 0 | 0 | 0 | 0 | 0 | 0 | 0 | 0 | 0 | 0 | 0 | 0 | 0 | 0
Healthcare | New | Regenerative Drive Elevator Motor | 0.26293 | 0.22024 |  | 2027.9355 | 13 |  | 10000 | 10000 | elevator motor | 0 | 69.5932 | FAIL | FAIL | Healthcare_New_Regenerative Drive Elevator Motor_RIM | 0 | 0 | 0 | 0 | 0 | 0 | 0 | 0 | 0 | 0 | 0 | 0 | 0 | 0 | 0 | 0 | 0 | 0 | 0 | 0 | Healthcare_New_Regenerative Drive Elevator Motor_TRC | 0 | 0 | 0 | 0 | 0 | 0 | 0 | 0 | 0 | 0 | 0 | 0 | 0 | 0 | 0 | 0 | 0 | 0 | 0 | 0
Hospitals | New | Regenerative Drive Elevator Motor | 0.26293 | 0.22024 |  | 2027.9355 | 13 |  | 10000 | 10000 | elevator motor | 0 | 69.5932 | FAIL | FAIL | Hospitals_New_Regenerative Drive Elevator Motor_RIM | 0 | 0 | 0 | 0 | 0 | 0 | 0 | 0 | 0 | 0 | 0 | 0 | 0 | 0 | 0 | 0 | 0 | 0 | 0 | 0 | Hospitals_New_Regenerative Drive Elevator Motor_TRC | 0 | 0 | 0 | 0 | 0 | 0 | 0 | 0 | 0 | 0 | 0 | 0 | 0 | 0 | 0 | 0 | 0 | 0 | 0 | 0
Institutional | New | Regenerative Drive Elevator Motor | 0.28225 | 0.025857 |  | 2027.9355 | 13 |  | 10000 | 10000 | elevator motor | 0 | 69.5932 | FAIL | FAIL | Institutional_New_Regenerative Drive Elevator Motor_RIM | 0 | 0 | 0 | 0 | 0 | 0 | 0 | 0 | 0 | 0 | 0 | 0 | 0 | 0 | 0 | 0 | 0 | 0 | 0 | 0 | Institutional_New_Regenerative Drive Elevator Motor_TRC | 0 | 0 | 0 | 0 | 0 | 0 | 0 | 0 | 0 | 0 | 0 | 0 | 0 | 0 | 0 | 0 | 0 | 0 | 0 | 0
Lodging/Hospitality | New | Regenerative Drive Elevator Motor | 0.26293 | 0.22024 |  | 2027.9355 | 13 |  | 10000 | 10000 | elevator motor | 0 | 69.5932 | FAIL | FAIL | Lodging/Hospitality_New_Regenerative Drive Elevator Motor_RIM | 0 | 0 | 0 | 0 | 0 | 0 | 0 | 0 | 0 | 0 | 0 | 0 | 0 | 0 | 0 | 0 | 0 | 0 | 0 | 0 | Lodging/Hospitality_New_Regenerative Drive Elevator Motor_TRC | 0 | 0 | 0 | 0 | 0 | 0 | 0 | 0 | 0 | 0 | 0 | 0 | 0 | 0 | 0 | 0 | 0 | 0 | 0 | 0
Miscellaneous | New | Regenerative Drive Elevator Motor | 0.28225 | 0.025857 |  | 2027.9355 | 13 |  | 10000 | 10000 | elevator motor | 0 | 69.5932 | FAIL | FAIL | Miscellaneous_New_Regenerative Drive Elevator Motor_RIM | 0 | 0 | 0 | 0 | 0 | 0 | 0 | 0 | 0 | 0 | 0 | 0 | 0 | 0 | 0 | 0 | 0 | 0 | 0 | 0 | Miscellaneous_New_Regenerative Drive Elevator Motor_TRC | 0 | 0 | 0 | 0 | 0 | 0 | 0 | 0 | 0 | 0 | 0 | 0 | 0 | 0 | 0 | 0 | 0 | 0 | 0 | 0
Offices | New | Regenerative Drive Elevator Motor | 0.28225 | 0.025857 |  | 2027.9355 | 13 |  | 10000 | 10000 | elevator motor | 0 | 69.5932 | FAIL | FAIL | Offices_New_Regenerative Drive Elevator Motor_RIM | 0 | 0 | 0 | 0 | 0 | 0 | 0 | 0 | 0 | 0 | 0 | 0 | 0 | 0 | 0 | 0 | 0 | 0 | 0 | 0 | Offices_New_Regenerative Drive Elevator Motor_TRC | 0 | 0 | 0 | 0 | 0 | 0 | 0 | 0 | 0 | 0 | 0 | 0 | 0 | 0 | 0 | 0 | 0 | 0 | 0 | 0
Restaurants | New | Regenerative Drive Elevator Motor | 0.26293 | 0.22024 |  | 2027.9355 | 13 |  | 10000 | 10000 | elevator motor | 0 | 69.5932 | FAIL | FAIL | Restaurants_New_Regenerative Drive Elevator Motor_RIM | 0 | 0 | 0 | 0 | 0 | 0 | 0 | 0 | 0 | 0 | 0 | 0 | 0 | 0 | 0 | 0 | 0 | 0 | 0 | 0 | Restaurants_New_Regenerative Drive Elevator Motor_TRC | 0 | 0 | 0 | 0 | 0 | 0 | 0 | 0 | 0 | 0 | 0 | 0 | 0 | 0 | 0 | 0 | 0 | 0 | 0 | 0
Retail | New | Regenerative Drive Elevator Motor | 0.28225 | 0.025857 |  | 2027.9355 | 13 |  | 10000 | 10000 | elevator motor | 0 | 69.5932 | FAIL | FAIL | Retail_New_Regenerative Drive Elevator Motor_RIM | 0 | 0 | 0 | 0 | 0 | 0 | 0 | 0 | 0 | 0 | 0 | 0 | 0 | 0 | 0 | 0 | 0 | 0 | 0 | 0 | Retail_New_Regenerative Drive Elevator Motor_TRC | 0 | 0 | 0 | 0 | 0 | 0 | 0 | 0 | 0 | 0 | 0 | 0 | 0 | 0 | 0 | 0 | 0 | 0 | 0 | 0
Schools K-12 | New | Regenerative Drive Elevator Motor | 0.26293 | 0.22024 |  | 2027.9355 | 13 |  | 10000 | 10000 | elevator motor | 0 | 69.5932 | FAIL | FAIL | Schools K-12_New_Regenerative Drive Elevator Motor_RIM | 0 | 0 | 0 | 0 | 0 | 0 | 0 | 0 | 0 | 0 | 0 | 0 | 0 | 0 | 0 | 0 | 0 | 0 | 0 | 0 | Schools K-12_New_Regenerative Drive Elevator Motor_TRC | 0 | 0 | 0 | 0 | 0 | 0 | 0 | 0 | 0 | 0 | 0 | 0 | 0 | 0 | 0 | 0 | 0 | 0 | 0 | 0
Warehouse | New | Regenerative Drive Elevator Motor | 0.28225 | 0.025857 |  | 2027.9355 | 13 |  | 10000 | 10000 | elevator motor | 0 | 69.5932 | FAIL | FAIL | Warehouse_New_Regenerative Drive Elevator Motor_RIM | 0 | 0 | 0 | 0 | 0 | 0 | 0 | 0 | 0 | 0 | 0 | 0 | 0 | 0 | 0 | 0 | 0 | 0 | 0 | 0 | Warehouse_New_Regenerative Drive Elevator Motor_TRC | 0 | 0 | 0 | 0 | 0 | 0 | 0 | 0 | 0 | 0 | 0 | 0 | 0 | 0 | 0 | 0 | 0 | 0 | 0 | 0
Assembly | Existing | VSD Controlled Compressor | 1.9843 | 0.92875 |  | 13160.16 | 15 |  | 3986 | 3986 | compressor (20hp) | 1 | 451.6205 | FAIL | 1431.7274 | Assembly_Existing_VSD Controlled Compressor_RIM | 0 | 0 | 0 | 0 | 0 | 0 | 0 | 0 | 0 | 0 | 0 | 0 | 0 | 0 | 0 | 0 | 0 | 0 | 0 | 0 | Assembly_Existing_VSD Controlled Compressor_TRC | 0.031539 | 0.053668 | 0.085161 | 0.13268 | 0.19949 | 0.28211 | 0.36353 | 0.4081 | 0.37934 | 0.27909 | 415.0554 | 706.2843 | 1120.7261 | 1746.1236 | 2625.3161 | 3712.6402 | 4784.0671 | 5370.6158 | 4992.1491 | 3672.818 |  | 35.92%
College and University | Existing | VSD Controlled Compressor | 1.7063 | 1.4292 |  | 13160.16 | 15 |  | 3986 | 3986 | compressor (20hp) | 1 | 451.6205 | FAIL | 1431.7274 | College and University_Existing_VSD Controlled Compressor_RIM | 0 | 0 | 0 | 0 | 0 | 0 | 0 | 0 | 0 | 0 | 0 | 0 | 0 | 0 | 0 | 0 | 0 | 0 | 0 | 0 | College and University_Existing_VSD Controlled Compressor_TRC | 0.1021 | 0.17287 | 0.27233 | 0.41988 | 0.62277 | 0.86902 | 1.1055 | 1.2258 | 1.1257 | 0.81829 | 1343.6638 | 2275.0452 | 3583.8568 | 5525.7412 | 8195.755 | 11436.5043 | 14548.7965 | 16131.6445 | 14814.7326 | 10768.7929 |  | 35.92%
Grocery | Existing | VSD Controlled Compressor | 1.9843 | 0.92875 |  | 13160.16 | 15 |  | 3986 | 3986 | compressor (20hp) | 1 | 451.6205 | FAIL | 1431.7274 | Grocery_Existing_VSD Controlled Compressor_RIM | 0 | 0 | 0 | 0 | 0 | 0 | 0 | 0 | 0 | 0 | 0 | 0 | 0 | 0 | 0 | 0 | 0 | 0 | 0 | 0 | Grocery_Existing_VSD Controlled Compressor_TRC | 0.15978 | 0.27368 | 0.43461 | 0.67656 | 1.0147 | 1.4323 | 1.8429 | 2.0662 | 1.9187 | 1.4101 | 2102.7782 | 3601.6659 | 5719.5037 | 8903.6823 | 13354.1594 | 18848.8002 | 24253.1218 | 27191.8362 | 25250.5481 | 18557.2363 |  | 35.92%
Healthcare | Existing | VSD Controlled Compressor | 1.7063 | 1.4292 |  | 13160.16 | 15 |  | 3986 | 3986 | compressor (20hp) | 1 | 451.6205 | FAIL | 1431.7274 | Healthcare_Existing_VSD Controlled Compressor_RIM | 0 | 0 | 0 | 0 | 0 | 0 | 0 | 0 | 0 | 0 | 0 | 0 | 0 | 0 | 0 | 0 | 0 | 0 | 0 | 0 | Healthcare_Existing_VSD Controlled Compressor_TRC | 0.079388 | 0.08477 | 0.085354 | 0.086129 | 0.08691 | 0.087659 | 0.088438 | 0.089139 | 0.089838 | 0.090438 | 1044.7603 | 1115.5869 | 1123.2667 | 1133.4666 | 1143.7435 | 1153.6033 | 1163.8631 | 1173.0899 | 1182.2836 | 1190.1748 |  | 35.92%
Hospitals | Existing | VSD Controlled Compressor | 1.7063 | 1.4292 |  | 13160.16 | 15 |  | 3986 | 3986 | compressor (20hp) | 1 | 451.6205 | FAIL | 1431.7274 | Hospitals_Existing_VSD Controlled Compressor_RIM | 0 | 0 | 0 | 0 | 0 | 0 | 0 | 0 | 0 | 0 | 0 | 0 | 0 | 0 | 0 | 0 | 0 | 0 | 0 | 0 | Hospitals_Existing_VSD Controlled Compressor_TRC | 0.07455 | 0.12658 | 0.19963 | 0.30808 | 0.45728 | 0.63867 | 0.81317 | 0.90215 | 0.82901 | 0.60293 | 981.085 | 1665.8478 | 2627.1355 | 4054.3843 | 6017.8687 | 8405.0449 | 10701.4887 | 11872.4408 | 10909.8619 | 7934.6989 |  | 35.92%
Institutional | Existing | VSD Controlled Compressor | 1.9843 | 0.92875 |  | 13160.16 | 15 |  | 3986 | 3986 | compressor (20hp) | 1 | 451.6205 | FAIL | 1431.7274 | Institutional_Existing_VSD Controlled Compressor_RIM | 0 | 0 | 0 | 0 | 0 | 0 | 0 | 0 | 0 | 0 | 0 | 0 | 0 | 0 | 0 | 0 | 0 | 0 | 0 | 0 | Institutional_Existing_VSD Controlled Compressor_TRC | 0.21286 | 0.36173 | 0.57161 | 0.88484 | 1.3187 | 1.8499 | 2.3659 | 2.6368 | 2.434 | 1.7782 | 2801.2329 | 4760.4166 | 7522.4431 | 11644.5711 | 17354.7535 | 24344.8273 | 31135.9362 | 34700.1323 | 32031.6749 | 23401.1728 |  | 35.92%
Lodging/Hospitality | Existing | VSD Controlled Compressor | 1.7063 | 1.4292 |  | 13160.16 | 15 |  | 3986 | 3986 | compressor (20hp) | 1 | 451.6205 | FAIL | 1431.7274 | Lodging/Hospitality_Existing_VSD Controlled Compressor_RIM | 0 | 0 | 0 | 0 | 0 | 0 | 0 | 0 | 0 | 0 | 0 | 0 | 0 | 0 | 0 | 0 | 0 | 0 | 0 | 0 | Lodging/Hospitality_Existing_VSD Controlled Compressor_TRC | 0.11013 | 0.12073 | 0.12264 | 0.12451 | 0.12607 | 0.12751 | 0.12894 | 0.1302 | 0.1314 | 0.13242 | 1449.3795 | 1588.8369 | 1613.9656 | 1638.6187 | 1659.108 | 1678.1021 | 1696.8888 | 1713.3969 | 1729.2104 | 1742.6043 |  | 35.92%
Miscellaneous | Existing | VSD Controlled Compressor | 1.9843 | 0.92875 |  | 13160.16 | 15 |  | 3986 | 3986 | compressor (20hp) | 1 | 451.6205 | FAIL | 1431.7274 | Miscellaneous_Existing_VSD Controlled Compressor_RIM | 0 | 0 | 0 | 0 | 0 | 0 | 0 | 0 | 0 | 0 | 0 | 0 | 0 | 0 | 0 | 0 | 0 | 0 | 0 | 0 | Miscellaneous_Existing_VSD Controlled Compressor_TRC | 2.3916 | 2.3551 | 2.2764 | 2.2054 | 2.1366 | 2.0699 | 2.0063 | 1.9434 | 1.8827 | 1.8223 | 31473.3308 | 30993.3327 | 29958.094 | 29022.8499 | 28118.5754 | 27239.64 | 26403.3373 | 25575.2819 | 24777.2388 | 23982.0331 |  | 35.92%
Offices | Existing | VSD Controlled Compressor | 1.9843 | 0.92875 |  | 13160.16 | 15 |  | 3986 | 3986 | compressor (20hp) | 1 | 451.6205 | FAIL | 1431.7274 | Offices_Existing_VSD Controlled Compressor_RIM | 0 | 0 | 0 | 0 | 0 | 0 | 0 | 0 | 0 | 0 | 0 | 0 | 0 | 0 | 0 | 0 | 0 | 0 | 0 | 0 | Offices_Existing_VSD Controlled Compressor_TRC | 0.42434 | 0.73239 | 1.159 | 1.7892 | 2.6484 | 3.6883 | 4.6821 | 5.1786 | 4.7439 | 3.4394 | 5584.3212 | 9638.3253 | 15252.4365 | 23546.537 | 34853.0579 | 48538.7071 | 61617.4965 | 68150.8803 | 62430.3185 | 45262.5664 |  | 35.92%
Restaurants | Existing | VSD Controlled Compressor | 1.7063 | 1.4292 |  | 13160.16 | 15 |  | 3986 | 3986 | compressor (20hp) | 1 | 451.6205 | FAIL | 1431.7274 | Restaurants_Existing_VSD Controlled Compressor_RIM | 0 | 0 | 0 | 0 | 0 | 0 | 0 | 0 | 0 | 0 | 0 | 0 | 0 | 0 | 0 | 0 | 0 | 0 | 0 | 0 | Restaurants_Existing_VSD Controlled Compressor_TRC | 0.079026 | 0.1354 | 0.21514 | 0.33522 | 0.50339 | 0.71093 | 0.91481 | 1.0255 | 0.95185 | 0.69928 | 1040.0011 | 1781.8667 | 2831.342 | 4411.6051 | 6624.7035 | 9355.9184 | 12039.0982 | 13495.6702 | 12526.5509 | 9202.6343 |  | 35.92%
Retail | Existing | VSD Controlled Compressor | 1.9843 | 0.92875 |  | 13160.16 | 15 |  | 3986 | 3986 | compressor (20hp) | 1 | 451.6205 | FAIL | 1431.7274 | Retail_Existing_VSD Controlled Compressor_RIM | 0 | 0 | 0 | 0 | 0 | 0 | 0 | 0 | 0 | 0 | 0 | 0 | 0 | 0 | 0 | 0 | 0 | 0 | 0 | 0 | Retail_Existing_VSD Controlled Compressor_TRC | 0.3111 | 0.33288 | 0.33586 | 0.33983 | 0.34407 | 0.3479 | 0.35161 | 0.35478 | 0.35776 | 0.36021 | 4094.1467 | 4380.8117 | 4419.9902 | 4472.2274 | 4528.0364 | 4578.4459 | 4627.2573 | 4668.9618 | 4708.152 | 4740.3857 |  | 35.92%
Schools K-12 | Existing | VSD Controlled Compressor | 1.7063 | 1.4292 |  | 13160.16 | 15 |  | 3986 | 3986 | compressor (20hp) | 1 | 451.6205 | FAIL | 1431.7274 | Schools K-12_Existing_VSD Controlled Compressor_RIM | 0 | 0 | 0 | 0 | 0 | 0 | 0 | 0 | 0 | 0 | 0 | 0 | 0 | 0 | 0 | 0 | 0 | 0 | 0 | 0 | Schools K-12_Existing_VSD Controlled Compressor_TRC | 0.18676 | 0.31622 | 0.49816 | 0.76813 | 1.1394 | 1.59 | 2.0229 | 2.243 | 2.0599 | 1.4971 | 2457.8042 | 4161.5631 | 6555.8962 | 10108.6666 | 14994.1587 | 20924.8454 | 26621.3337 | 29518.7369 | 27107.979 | 19702.6675 |  | 35.92%
Warehouse | Existing | VSD Controlled Compressor | 1.9843 | 0.92875 |  | 13160.16 | 15 |  | 3986 | 3986 | compressor (20hp) | 1 | 451.6205 | FAIL | 1431.7274 | Warehouse_Existing_VSD Controlled Compressor_RIM | 0 | 0 | 0 | 0 | 0 | 0 | 0 | 0 | 0 | 0 | 0 | 0 | 0 | 0 | 0 | 0 | 0 | 0 | 0 | 0 | Warehouse_Existing_VSD Controlled Compressor_TRC | 0.056037 | 0.094614 | 0.14893 | 0.22955 | 0.3405 | 0.47503 | 0.60389 | 0.6687 | 0.61315 | 0.44489 | 737.4507 | 1245.1297 | 1959.9394 | 3020.9068 | 4481.0393 | 6251.5051 | 7947.3471 | 8800.1689 | 8069.0978 | 5854.8148 |  | 35.92%
Assembly | New | VSD Controlled Compressor | 1.9843 | 0.92875 |  | 13160.16 | 15 |  | 3986 | 3986 | compressor (20hp) | 1 | 451.6205 | FAIL | 1431.7274 | Assembly_New_VSD Controlled Compressor_RIM | 0 | 0 | 0 | 0 | 0 | 0 | 0 | 0 | 0 | 0 | 0 | 0 | 0 | 0 | 0 | 0 | 0 | 0 | 0 | 0 | Assembly_New_VSD Controlled Compressor_TRC | 0.015029 | 0.031201 | 0.064269 | 0.12345 | 0.22125 | 0.30585 | 0.38623 | 0.43207 | 0.39758 | 0.29505 | 197.7792 | 410.605 | 845.784 | 1624.6278 | 2911.7186 | 4025.0727 | 5082.8692 | 5686.073 | 5232.2786 | 3882.9492 |  | 35.92%
College and University | New | VSD Controlled Compressor | 1.7063 | 1.4292 |  | 13160.16 | 15 |  | 3986 | 3986 | compressor (20hp) | 1 | 451.6205 | FAIL | 1431.7274 | College and University_New_VSD Controlled Compressor_RIM | 0 | 0 | 0 | 0 | 0 | 0 | 0 | 0 | 0 | 0 | 0 | 0 | 0 | 0 | 0 | 0 | 0 | 0 | 0 | 0 | College and University_New_VSD Controlled Compressor_TRC | 0.043446 | 0.065491 | 0.10639 | 0.169 | 0.25799 | 0.34152 | 0.42442 | 0.47514 | 0.42031 | 0.30018 | 571.7526 | 861.8683 | 1400.1095 | 2224.1055 | 3395.2391 | 4494.4653 | 5585.3945 | 6252.9539 | 5531.4087 | 3950.4574 |  | 35.92%
Grocery | New | VSD Controlled Compressor | 1.9843 | 0.92875 |  | 13160.16 | 15 |  | 3986 | 3986 | compressor (20hp) | 1 | 451.6205 | FAIL | 1431.7274 | Grocery_New_VSD Controlled Compressor_RIM | 0 | 0 | 0 | 0 | 0 | 0 | 0 | 0 | 0 | 0 | 0 | 0 | 0 | 0 | 0 | 0 | 0 | 0 | 0 | 0 | Grocery_New_VSD Controlled Compressor_TRC | 0.022837 | 0.038263 | 0.068735 | 0.11954 | 0.19842 | 0.27972 | 0.35986 | 0.40447 | 0.37642 | 0.27708 | 300.5345 | 503.5476 | 904.5587 | 1573.1647 | 2611.1952 | 3681.1087 | 4735.8587 | 5322.9135 | 4953.76 | 3646.4085 |  | 35.92%
Healthcare | New | VSD Controlled Compressor | 1.7063 | 1.4292 |  | 13160.16 | 15 |  | 3986 | 3986 | compressor (20hp) | 1 | 451.6205 | FAIL | 1431.7274 | Healthcare_New_VSD Controlled Compressor_RIM | 0 | 0 | 0 | 0 | 0 | 0 | 0 | 0 | 0 | 0 | 0 | 0 | 0 | 0 | 0 | 0 | 0 | 0 | 0 | 0 | Healthcare_New_VSD Controlled Compressor_TRC | 0.040575 | 0.059619 | 0.094343 | 0.14598 | 0.21725 | 0.29537 | 0.36824 | 0.40214 | 0.36472 | 0.26181 | 533.9731 | 784.599 | 1241.563 | 1921.1751 | 2859.0235 | 3887.1653 | 4846.0396 | 5292.1898 | 4799.7616 | 3445.4331 |  | 35.92%
Hospitals | New | VSD Controlled Compressor | 1.7063 | 1.4292 |  | 13160.16 | 15 |  | 3986 | 3986 | compressor (20hp) | 1 | 451.6205 | FAIL | 1431.7274 | Hospitals_New_VSD Controlled Compressor_RIM | 0 | 0 | 0 | 0 | 0 | 0 | 0 | 0 | 0 | 0 | 0 | 0 | 0 | 0 | 0 | 0 | 0 | 0 | 0 | 0 | Hospitals_New_VSD Controlled Compressor_TRC | 0.038045 | 0.055852 | 0.088258 | 0.13629 | 0.20227 | 0.27409 | 0.34062 | 0.37141 | 0.33735 | 0.24319 | 500.6808 | 735.0153 | 1161.4944 | 1793.6383 | 2661.8581 | 3607.0557 | 4482.6783 | 4887.878 | 4439.628 | 3200.4186 |  | 35.92%
Institutional | New | VSD Controlled Compressor | 1.9843 | 0.92875 |  | 13160.16 | 15 |  | 3986 | 3986 | compressor (20hp) | 1 | 451.6205 | FAIL | 1431.7274 | Institutional_New_VSD Controlled Compressor_RIM | 0 | 0 | 0 | 0 | 0 | 0 | 0 | 0 | 0 | 0 | 0 | 0 | 0 | 0 | 0 | 0 | 0 | 0 | 0 | 0 | Institutional_New_VSD Controlled Compressor_TRC | 0.10756 | 0.17685 | 0.31052 | 0.52932 | 0.86267 | 1.2172 | 1.5596 | 1.7382 | 1.6004 | 1.1616 | 1415.4704 | 2327.431 | 4086.5563 | 6965.8823 | 11352.8229 | 16018.0864 | 20524.3846 | 22874.4794 | 21061.0474 | 15286.8694 |  | 35.92%
Lodging/Hospitality | New | VSD Controlled Compressor | 1.7063 | 1.4292 |  | 13160.16 | 15 |  | 3986 | 3986 | compressor (20hp) | 1 | 451.6205 | FAIL | 1431.7274 | Lodging/Hospitality_New_VSD Controlled Compressor_RIM | 0 | 0 | 0 | 0 | 0 | 0 | 0 | 0 | 0 | 0 | 0 | 0 | 0 | 0 | 0 | 0 | 0 | 0 | 0 | 0 | Lodging/Hospitality_New_VSD Controlled Compressor_TRC | 0.15019 | 0.19485 | 0.27104 | 0.35828 | 0.43781 | 0.57235 | 0.68659 | 0.71909 | 0.62792 | 0.4364 | 1976.5667 | 2564.2499 | 3566.9113 | 4715.0259 | 5761.6243 | 7532.1718 | 9035.6109 | 9463.3882 | 8263.5412 | 5743.1516 |  | 35.92%
Miscellaneous | New | VSD Controlled Compressor | 1.9843 | 0.92875 |  | 13160.16 | 15 |  | 3986 | 3986 | compressor (20hp) | 1 | 451.6205 | FAIL | 1431.7274 | Miscellaneous_New_VSD Controlled Compressor_RIM | 0 | 0 | 0 | 0 | 0 | 0 | 0 | 0 | 0 | 0 | 0 | 0 | 0 | 0 | 0 | 0 | 0 | 0 | 0 | 0 | Miscellaneous_New_VSD Controlled Compressor_TRC | 0 | 0 | 0 | 0 | 0 | 0 | 0 | 0 | 0 | 0 | 0 | 0 | 0 | 0 | 0 | 0 | 0 | 0 | 0 | 0 |  | 35.92%
Offices | New | VSD Controlled Compressor | 1.9843 | 0.92875 |  | 13160.16 | 15 |  | 3986 | 3986 | compressor (20hp) | 1 | 451.6205 | FAIL | 1431.7274 | Offices_New_VSD Controlled Compressor_RIM | 0 | 0 | 0 | 0 | 0 | 0 | 0 | 0 | 0 | 0 | 0 | 0 | 0 | 0 | 0 | 0 | 0 | 0 | 0 | 0 | Offices_New_VSD Controlled Compressor_TRC | 0.45773 | 0.56154 | 0.71442 | 0.82516 | 0.79841 | 1.04 | 1.2432 | 1.2974 | 1.1293 | 0.78271 | 6023.7577 | 7389.9243 | 9401.829 | 10859.2937 | 10507.2164 | 13685.9578 | 16360.6125 | 17074.5893 | 14861.8535 | 10300.5961 |  | 35.92%
Restaurants | New | VSD Controlled Compressor | 1.7063 | 1.4292 |  | 13160.16 | 15 |  | 3986 | 3986 | compressor (20hp) | 1 | 451.6205 | FAIL | 1431.7274 | Restaurants_New_VSD Controlled Compressor_RIM | 0 | 0 | 0 | 0 | 0 | 0 | 0 | 0 | 0 | 0 | 0 | 0 | 0 | 0 | 0 | 0 | 0 | 0 | 0 | 0 | Restaurants_New_VSD Controlled Compressor_TRC | 0.056699 | 0.097275 | 0.17823 | 0.31541 | 0.5315 | 0.72857 | 0.91095 | 1.0072 | 0.9168 | 0.67463 | 746.1675 | 1280.151 | 2345.5228 | 4150.7819 | 6994.5595 | 9588.0605 | 11988.1884 | 13255.1572 | 12065.2239 | 8878.2905 |  | 35.92%
Retail | New | VSD Controlled Compressor | 1.9843 | 0.92875 |  | 13160.16 | 15 |  | 3986 | 3986 | compressor (20hp) | 1 | 451.6205 | FAIL | 1431.7274 | Retail_New_VSD Controlled Compressor_RIM | 0 | 0 | 0 | 0 | 0 | 0 | 0 | 0 | 0 | 0 | 0 | 0 | 0 | 0 | 0 | 0 | 0 | 0 | 0 | 0 | Retail_New_VSD Controlled Compressor_TRC | 0.17163 | 0.2702 | 0.45658 | 0.75271 | 1.1911 | 1.5155 | 1.7729 | 1.8094 | 1.5456 | 1.0562 | 2258.6775 | 3555.8743 | 6008.7222 | 9905.8184 | 15674.8846 | 19944.2001 | 23331.3056 | 23812.5072 | 20340.175 | 13899.3874 |  | 35.92%
Schools K-12 | New | VSD Controlled Compressor | 1.7063 | 1.4292 |  | 13160.16 | 15 |  | 3986 | 3986 | compressor (20hp) | 1 | 451.6205 | FAIL | 1431.7274 | Schools K-12_New_VSD Controlled Compressor_RIM | 0 | 0 | 0 | 0 | 0 | 0 | 0 | 0 | 0 | 0 | 0 | 0 | 0 | 0 | 0 | 0 | 0 | 0 | 0 | 0 | Schools K-12_New_VSD Controlled Compressor_TRC | 0.079589 | 0.12008 | 0.19534 | 0.31094 | 0.47598 | 0.63218 | 0.78811 | 0.88366 | 0.78054 | 0.5551 | 1047.4016 | 1580.2977 | 2570.7528 | 4091.9857 | 6263.9723 | 8319.6457 | 10371.6986 | 11629.1219 | 10272.0111 | 7305.1824 |  | 35.92%
Warehouse | New | VSD Controlled Compressor | 1.9843 | 0.92875 |  | 13160.16 | 15 |  | 3986 | 3986 | compressor (20hp) | 1 | 451.6205 | FAIL | 1431.7274 | Warehouse_New_VSD Controlled Compressor_RIM | 0 | 0 | 0 | 0 | 0 | 0 | 0 | 0 | 0 | 0 | 0 | 0 | 0 | 0 | 0 | 0 | 0 | 0 | 0 | 0 | Warehouse_New_VSD Controlled Compressor_TRC | 0.018612 | 0.029939 | 0.051811 | 0.08717 | 0.14037 | 0.17756 | 0.20656 | 0.20963 | 0.17818 | 0.12128 | 244.9424 | 393.999 | 681.8413 | 1147.1735 | 1847.3096 | 2336.6539 | 2718.3039 | 2758.7774 | 2344.8688 | 1596.0573 |  | 35.92%
Assembly | Existing | Network PC Power Management | 0.39582 | 0 |  | 2661.0035 | 5 |  | 638 | 29 | computer | 22 | 59.1939 | FAIL | 121.5224 | Assembly_Existing_Network PC Power Management_RIM | 0 | 0 | 0 | 0 | 0 | 0 | 0 | 0 | 0 | 0 | 0 | 0 | 0 | 0 | 0 | 0 | 0 | 0 | 0 | 0 | Assembly_Existing_Network PC Power Management_TRC | 0 | 0 | 0 | 0 | 0 | 0 | 0 | 0 | 0 | 0 | 0 | 0 | 0 | 0 | 0 | 0 | 0 | 0 | 0 | 0 |  | 19.05%
College and University | Existing | Network PC Power Management | 0.93955 | 0.81114 |  | 6992.2928 | 5 |  | 1653 | 29 | computer | 57 | 155.5433 | FAIL | 295.8568 | College and University_Existing_Network PC Power Management_RIM | 0 | 0 | 0 | 0 | 0 | 0 | 0 | 0 | 0 | 0 | 0 | 0 | 0 | 0 | 0 | 0 | 0 | 0 | 0 | 0 | College and University_Existing_Network PC Power Management_TRC | 0.59686 | 0.74146 | 0.74575 | 0.75187 | 0.75818 | 0.76408 | 0.77028 | 0.77598 | 0.78156 | 0.78626 | 4173.4246 | 5184.4975 | 5214.5224 | 5257.2637 | 5301.3944 | 5342.6999 | 5386.0403 | 5425.8916 | 5464.8925 | 5497.7808 |  | 17.9%
Grocery | Existing | Network PC Power Management | 0.5037 | 0.3508 |  | 3386.2106 | 5 |  | 812 | 29 | computer | 28 | 75.3261 | FAIL | 154.766 | Grocery_Existing_Network PC Power Management_RIM | 0 | 0 | 0 | 0 | 0 | 0 | 0 | 0 | 0 | 0 | 0 | 0 | 0 | 0 | 0 | 0 | 0 | 0 | 0 | 0 | Grocery_Existing_Network PC Power Management_TRC | 0 | 0 | 0 | 0 | 0 | 0 | 0 | 0 | 0 | 0 | 0 | 0 | 0 | 0 | 0 | 0 | 0 | 0 | 0 | 0 |  | 19.06%
Healthcare | Existing | Network PC Power Management | 0.70789 | 0.49301 |  | 4758.9388 | 5 |  | 1131 | 29 | computer | 39 | 105.8624 | FAIL | 207.3314 | Healthcare_Existing_Network PC Power Management_RIM | 0 | 0 | 0 | 0 | 0 | 0 | 0 | 0 | 0 | 0 | 0 | 0 | 0 | 0 | 0 | 0 | 0 | 0 | 0 | 0 | Healthcare_Existing_Network PC Power Management_TRC | 0.62837 | 0.7828 | 0.78818 | 0.79534 | 0.80255 | 0.80947 | 0.81667 | 0.82314 | 0.8296 | 0.83513 | 2990.3696 | 3725.2757 | 3750.9205 | 3784.9811 | 3819.2989 | 3852.2235 | 3886.4842 | 3917.295 | 3947.9956 | 3974.3468 |  | 18.33%
Hospitals | Existing | Network PC Power Management | 5.6089 | 4.8423 |  | 41742.7 | 5 |  | 9773 | 29 | computer | 337 | 928.565 | FAIL | 1671.1049 | Hospitals_Existing_Network PC Power Management_RIM | 0 | 0 | 0 | 0 | 0 | 0 | 0 | 0 | 0 | 0 | 0 | 0 | 0 | 0 | 0 | 0 | 0 | 0 | 0 | 0 | Hospitals_Existing_Network PC Power Management_TRC | 0.067271 | 0.083803 | 0.08438 | 0.085147 | 0.085919 | 0.086659 | 0.08743 | 0.088123 | 0.088814 | 0.089406 | 2808.0749 | 3498.1807 | 3522.2622 | 3554.2464 | 3586.4722 | 3617.3897 | 3649.5619 | 3678.4944 | 3707.3234 | 3732.0682 |  | 17.1%
Institutional | Existing | Network PC Power Management | 0.64622 | 0 |  | 4344.3187 | 5 |  | 1044 | 29 | computer | 36 | 96.6392 | FAIL | 200.8055 | Institutional_Existing_Network PC Power Management_RIM | 0 | 0 | 0 | 0 | 0 | 0 | 0 | 0 | 0 | 0 | 0 | 0 | 0 | 0 | 0 | 0 | 0 | 0 | 0 | 0 | Institutional_Existing_Network PC Power Management_TRC | 1.0093 | 1.9311 | 2.8833 | 4.0783 | 5.2867 | 6.0134 | 5.7049 | 4.3029 | 2.5431 | 1.2201 | 4384.83 | 8389.1008 | 12525.7724 | 17717.6463 | 22967.1778 | 26124.2517 | 24783.9113 | 18692.9923 | 11047.8966 | 5300.3955 |  | 19.23%
Lodging/Hospitality | Existing | Network PC Power Management | 0.58124 | 0.40481 |  | 3907.5345 | 5 |  | 928 | 29 | computer | 32 | 86.923 | FAIL | 169.5815 | Lodging/Hospitality_Existing_Network PC Power Management_RIM | 0 | 0 | 0 | 0 | 0 | 0 | 0 | 0 | 0 | 0 | 0 | 0 | 0 | 0 | 0 | 0 | 0 | 0 | 0 | 0 | Lodging/Hospitality_Existing_Network PC Power Management_TRC | 2.5046 | 3.2031 | 3.2538 | 3.3035 | 3.3448 | 3.3831 | 3.421 | 3.4542 | 3.4861 | 3.5131 | 9786.6297 | 12516.3342 | 12714.2895 | 12908.4989 | 13069.9064 | 13219.5364 | 13367.5316 | 13497.5769 | 13622.1502 | 13727.6628 |  | 18.27%
Miscellaneous | Existing | Network PC Power Management | 8.6767 | 0 |  | 58330.5263 | 5 |  | 13659 | 29 | computer | 471 | 1297.5606 | FAIL | 2337.552 | Miscellaneous_Existing_Network PC Power Management_RIM | 0 | 0 | 0 | 0 | 0 | 0 | 0 | 0 | 0 | 0 | 0 | 0 | 0 | 0 | 0 | 0 | 0 | 0 | 0 | 0 | Miscellaneous_Existing_Network PC Power Management_TRC | 0 | 0 | 0 | 0 | 0 | 0 | 0 | 0 | 0 | 0 | 0 | 0 | 0 | 0 | 0 | 0 | 0 | 0 | 0 | 0 |  | 17.11%
Offices | Existing | Network PC Power Management | 0.49125 | 0.34213 |  | 3302.5466 | 5 |  | 783 | 29 | computer | 27 | 73.465 | FAIL | 142.0044 | Offices_Existing_Network PC Power Management_RIM | 0 | 0 | 0 | 0 | 0 | 0 | 0 | 0 | 0 | 0 | 0 | 0 | 0 | 0 | 0 | 0 | 0 | 0 | 0 | 0 | Offices_Existing_Network PC Power Management_TRC | 3.9825 | 5.043 | 5.0952 | 5.1432 | 5.1754 | 5.2051 | 5.2358 | 5.2612 | 5.2859 | 5.3045 | 13152.3643 | 16654.8187 | 16827.1217 | 16985.6073 | 17092.1637 | 17189.9602 | 17291.4727 | 17375.3259 | 17456.9422 | 17518.2091 |  | 18.14%
Restaurants | Existing | Network PC Power Management | 0.47359 | 0 |  | 3183.805 | 5 |  | 754 | 29 | computer | 26 | 70.8236 | FAIL | 136.0511 | Restaurants_Existing_Network PC Power Management_RIM | 0 | 0 | 0 | 0 | 0 | 0 | 0 | 0 | 0 | 0 | 0 | 0 | 0 | 0 | 0 | 0 | 0 | 0 | 0 | 0 | Restaurants_Existing_Network PC Power Management_TRC | 0 | 0 | 0 | 0 | 0 | 0 | 0 | 0 | 0 | 0 | 0 | 0 | 0 | 0 | 0 | 0 | 0 | 0 | 0 | 0 |  | 18.04%
Retail | Existing | Network PC Power Management | 0.21429 | 0.14924 |  | 1440.5919 | 5 |  | 348 | 29 | computer | 12 | 32.0459 | FAIL | 68.3936 | Retail_Existing_Network PC Power Management_RIM | 0 | 0 | 0 | 0 | 0 | 0 | 0 | 0 | 0 | 0 | 0 | 0 | 0 | 0 | 0 | 0 | 0 | 0 | 0 | 0 | Retail_Existing_Network PC Power Management_TRC | 8.373 | 10.4524 | 10.5459 | 10.6705 | 10.8037 | 10.924 | 11.0404 | 11.1399 | 11.2335 | 11.3104 | 12062.0285 | 15057.689 | 15192.3532 | 15371.9023 | 15563.7286 | 15736.9956 | 15904.7696 | 16048.1162 | 16182.8204 | 16293.6137 |  | 19.65%
Schools K-12 | Existing | Network PC Power Management | 0.71311 | 0.49665 |  | 4794.046 | 5 |  | 1131 | 29 | computer | 39 | 106.6434 | FAIL | 200.5173 | Schools K-12_Existing_Network PC Power Management_RIM | 0 | 0 | 0 | 0 | 0 | 0 | 0 | 0 | 0 | 0 | 0 | 0 | 0 | 0 | 0 | 0 | 0 | 0 | 0 | 0 | Schools K-12_Existing_Network PC Power Management_TRC | 1.1785 | 1.4641 | 1.4725 | 1.4846 | 1.4971 | 1.5087 | 1.521 | 1.5322 | 1.5432 | 1.5525 | 5650.0083 | 7018.8051 | 7059.453 | 7117.3165 | 7177.0608 | 7232.9805 | 7291.655 | 7345.606 | 7398.4056 | 7442.9299 |  | 17.73%
Warehouse | Existing | Network PC Power Management | 0.058244 | 0 |  | 391.5584 | 5 |  | 116 | 29 | computer | 4 | 8.7102 | FAIL | 40.0019 | Warehouse_Existing_Network PC Power Management_RIM | 0 | 0 | 0 | 0 | 0 | 0 | 0 | 0 | 0 | 0 | 0 | 0 | 0 | 0 | 0 | 0 | 0 | 0 | 0 | 0 | Warehouse_Existing_Network PC Power Management_TRC | 0 | 0 | 0 | 0 | 0 | 0 | 0 | 0 | 0 | 0 | 0 | 0 | 0 | 0 | 0 | 0 | 0 | 0 | 0 | 0 |  | 34.48%
Assembly | New | Network PC Power Management | 0.39582 | 0 |  | 2661.0035 | 5 |  | 638 | 29 | computer | 22 | 59.1939 | FAIL | 121.5224 | Assembly_New_Network PC Power Management_RIM | 0 | 0 | 0 | 0 | 0 | 0 | 0 | 0 | 0 | 0 | 0 | 0 | 0 | 0 | 0 | 0 | 0 | 0 | 0 | 0 | Assembly_New_Network PC Power Management_TRC | 0 | 0 | 0 | 0 | 0 | 0 | 0 | 0 | 0 | 0 | 0 | 0 | 0 | 0 | 0 | 0 | 0 | 0 | 0 | 0 |  | 19.05%
College and University | New | Network PC Power Management | 0.93955 | 0.81114 |  | 6992.2928 | 5 |  | 1653 | 29 | computer | 57 | 155.5433 | FAIL | 295.8568 | College and University_New_Network PC Power Management_RIM | 0 | 0 | 0 | 0 | 0 | 0 | 0 | 0 | 0 | 0 | 0 | 0 | 0 | 0 | 0 | 0 | 0 | 0 | 0 | 0 | College and University_New_Network PC Power Management_TRC | 0.059329 | 0.085725 | 0.13077 | 0.18876 | 0.24941 | 0.26657 | 0.24463 | 0.18422 | 0.10339 | 0.047922 | 414.8478 | 599.4137 | 914.3561 | 1319.8306 | 1743.9446 | 1863.9222 | 1710.5498 | 1288.1447 | 722.9655 | 335.0858 |  | 17.9%
Grocery | New | Network PC Power Management | 0.5037 | 0.3508 |  | 3386.2106 | 5 |  | 812 | 29 | computer | 28 | 75.3261 | FAIL | 154.766 | Grocery_New_Network PC Power Management_RIM | 0 | 0 | 0 | 0 | 0 | 0 | 0 | 0 | 0 | 0 | 0 | 0 | 0 | 0 | 0 | 0 | 0 | 0 | 0 | 0 | Grocery_New_Network PC Power Management_TRC | 0 | 0 | 0 | 0 | 0 | 0 | 0 | 0 | 0 | 0 | 0 | 0 | 0 | 0 | 0 | 0 | 0 | 0 | 0 | 0 |  | 19.06%
Healthcare | New | Network PC Power Management | 0.70789 | 0.49301 |  | 4758.9388 | 5 |  | 1131 | 29 | computer | 39 | 105.8624 | FAIL | 207.3314 | Healthcare_New_Network PC Power Management_RIM | 0 | 0 | 0 | 0 | 0 | 0 | 0 | 0 | 0 | 0 | 0 | 0 | 0 | 0 | 0 | 0 | 0 | 0 | 0 | 0 | Healthcare_New_Network PC Power Management_TRC | 0.075236 | 0.1061 | 0.15789 | 0.22237 | 0.28667 | 0.31427 | 0.28808 | 0.21037 | 0.12059 | 0.056194 | 358.0438 | 504.8998 | 751.4082 | 1058.2308 | 1364.2212 | 1495.6062 | 1370.9503 | 1001.134 | 573.8663 | 267.4254 |  | 18.33%
Hospitals | New | Network PC Power Management | 5.6089 | 4.8423 |  | 41742.7 | 5 |  | 9773 | 29 | computer | 337 | 928.565 | FAIL | 1671.1049 | Hospitals_New_Network PC Power Management_RIM | 0 | 0 | 0 | 0 | 0 | 0 | 0 | 0 | 0 | 0 | 0 | 0 | 0 | 0 | 0 | 0 | 0 | 0 | 0 | 0 | Hospitals_New_Network PC Power Management_TRC | 0.0080545 | 0.011358 | 0.016904 | 0.023806 | 0.030689 | 0.033645 | 0.030841 | 0.022521 | 0.01291 | 0.006016 | 336.2172 | 474.1208 | 705.6019 | 993.7205 | 1281.0575 | 1404.4332 | 1287.3764 | 940.1043 | 538.883 | 251.123 |  | 17.1%
Institutional | New | Network PC Power Management | 0.64622 | 0 |  | 4344.3187 | 5 |  | 1044 | 29 | computer | 36 | 96.6392 | FAIL | 200.8055 | Institutional_New_Network PC Power Management_RIM | 0 | 0 | 0 | 0 | 0 | 0 | 0 | 0 | 0 | 0 | 0 | 0 | 0 | 0 | 0 | 0 | 0 | 0 | 0 | 0 | Institutional_New_Network PC Power Management_TRC | 0.11948 | 0.18854 | 0.31134 | 0.48302 | 0.68194 | 0.77583 | 0.73093 | 0.54473 | 0.31699 | 0.14937 | 519.0544 | 819.0861 | 1352.5708 | 2098.3838 | 2962.5541 | 3370.4681 | 3175.4131 | 2366.4829 | 1377.1027 | 648.8926 |  | 19.23%
Lodging/Hospitality | New | Network PC Power Management | 0.58124 | 0.40481 |  | 3907.5345 | 5 |  | 928 | 29 | computer | 32 | 86.923 | FAIL | 169.5815 | Lodging/Hospitality_New_Network PC Power Management_RIM | 0 | 0 | 0 | 0 | 0 | 0 | 0 | 0 | 0 | 0 | 0 | 0 | 0 | 0 | 0 | 0 | 0 | 0 | 0 | 0 | Lodging/Hospitality_New_Network PC Power Management_TRC | 0.80014 | 0.99623 | 1.3033 | 1.568 | 1.6598 | 1.7496 | 1.5432 | 1.0808 | 0.59648 | 0.26912 | 3126.5907 | 3892.7863 | 5092.6324 | 6126.8942 | 6485.6702 | 6836.7122 | 6030.247 | 4223.2452 | 2330.7735 | 1051.6035 |  | 18.27%
Miscellaneous | New | Network PC Power Management | 8.6767 | 0 |  | 58330.5263 | 5 |  | 13659 | 29 | computer | 471 | 1297.5606 | FAIL | 2337.552 | Miscellaneous_New_Network PC Power Management_RIM | 0 | 0 | 0 | 0 | 0 | 0 | 0 | 0 | 0 | 0 | 0 | 0 | 0 | 0 | 0 | 0 | 0 | 0 | 0 | 0 | Miscellaneous_New_Network PC Power Management_TRC | 0 | 0 | 0 | 0 | 0 | 0 | 0 | 0 | 0 | 0 | 0 | 0 | 0 | 0 | 0 | 0 | 0 | 0 | 0 | 0 |  | 17.11%
Offices | New | Network PC Power Management | 0.49125 | 0.34213 |  | 3302.5466 | 5 |  | 783 | 29 | computer | 27 | 73.465 | FAIL | 142.0044 | Offices_New_Network PC Power Management_RIM | 0 | 0 | 0 | 0 | 0 | 0 | 0 | 0 | 0 | 0 | 0 | 0 | 0 | 0 | 0 | 0 | 0 | 0 | 0 | 0 | Offices_New_Network PC Power Management_TRC | 1.0064 | 1.1849 | 1.4177 | 1.4904 | 1.2492 | 1.312 | 1.1532 | 0.80479 | 0.44273 | 0.1992 | 3323.6054 | 3913.115 | 4682.1439 | 4921.9849 | 4125.5324 | 4332.96 | 3808.5489 | 2657.8612 | 1462.1409 | 657.8797 |  | 18.14%
Restaurants | New | Network PC Power Management | 0.47359 | 0 |  | 3183.805 | 5 |  | 754 | 29 | computer | 26 | 70.8236 | FAIL | 136.0511 | Restaurants_New_Network PC Power Management_RIM | 0 | 0 | 0 | 0 | 0 | 0 | 0 | 0 | 0 | 0 | 0 | 0 | 0 | 0 | 0 | 0 | 0 | 0 | 0 | 0 | Restaurants_New_Network PC Power Management_TRC | 0 | 0 | 0 | 0 | 0 | 0 | 0 | 0 | 0 | 0 | 0 | 0 | 0 | 0 | 0 | 0 | 0 | 0 | 0 | 0 |  | 18.04%
Retail | New | Network PC Power Management | 0.21429 | 0.14924 |  | 1440.5919 | 5 |  | 348 | 29 | computer | 12 | 32.0459 | FAIL | 68.3936 | Retail_New_Network PC Power Management_RIM | 0 | 0 | 0 | 0 | 0 | 0 | 0 | 0 | 0 | 0 | 0 | 0 | 0 | 0 | 0 | 0 | 0 | 0 | 0 | 0 | Retail_New_Network PC Power Management_TRC | 1.0821 | 1.635 | 2.5983 | 3.8986 | 5.3442 | 5.4829 | 4.7161 | 3.2186 | 1.7376 | 0.77084 | 1558.9051 | 2355.3342 | 3743.157 | 5616.3293 | 7698.7494 | 7898.5907 | 6793.9529 | 4636.7179 | 2503.1937 | 1110.461 |  | 19.65%
Schools K-12 | New | Network PC Power Management | 0.71311 | 0.49665 |  | 4794.046 | 5 |  | 1131 | 29 | computer | 39 | 106.6434 | FAIL | 200.5173 | Schools K-12_New_Network PC Power Management_RIM | 0 | 0 | 0 | 0 | 0 | 0 | 0 | 0 | 0 | 0 | 0 | 0 | 0 | 0 | 0 | 0 | 0 | 0 | 0 | 0 | Schools K-12_New_Network PC Power Management_TRC | 0.11715 | 0.16927 | 0.25821 | 0.37271 | 0.49248 | 0.52636 | 0.48305 | 0.36376 | 0.20416 | 0.094626 | 561.6235 | 811.49 | 1237.8609 | 1786.7949 | 2360.9631 | 2523.3895 | 2315.753 | 1743.8983 | 978.7552 | 453.6412 |  | 17.73%
Warehouse | New | Network PC Power Management | 0.058244 | 0 |  | 391.5584 | 5 |  | 116 | 29 | computer | 4 | 8.7102 | FAIL | 40.0019 | Warehouse_New_Network PC Power Management_RIM | 0 | 0 | 0 | 0 | 0 | 0 | 0 | 0 | 0 | 0 | 0 | 0 | 0 | 0 | 0 | 0 | 0 | 0 | 0 | 0 | Warehouse_New_Network PC Power Management_TRC | 0 | 0 | 0 | 0 | 0 | 0 | 0 | 0 | 0 | 0 | 0 | 0 | 0 | 0 | 0 | 0 | 0 | 0 | 0 | 0 |  | 34.48%
Assembly | Existing | Smart Strip Plug Outlet | 0.0083127 | 0 |  | 55.9044 | 4 |  | 10 | 10 | smart strip | 1 | 1.2436 | FAIL | FAIL | Assembly_Existing_Smart Strip Plug Outlet_RIM | 0 | 0 | 0 | 0 | 0 | 0 | 0 | 0 | 0 | 0 | 0 | 0 | 0 | 0 | 0 | 0 | 0 | 0 | 0 | 0 | Assembly_Existing_Smart Strip Plug Outlet_TRC | 0 | 0 | 0 | 0 | 0 | 0 | 0 | 0 | 0 | 0 | 0 | 0 | 0 | 0 | 0 | 0 | 0 | 0 | 0 | 0
College and University | Existing | Smart Strip Plug Outlet | 0.021843 | 0.015181 |  | 146.8994 | 4 |  | 20 | 10 | smart strip | 2 | 3.2678 | FAIL | FAIL | College and University_Existing_Smart Strip Plug Outlet_RIM | 0 | 0 | 0 | 0 | 0 | 0 | 0 | 0 | 0 | 0 | 0 | 0 | 0 | 0 | 0 | 0 | 0 | 0 | 0 | 0 | College and University_Existing_Smart Strip Plug Outlet_TRC | 0 | 0 | 0 | 0 | 0 | 0 | 0 | 0 | 0 | 0 | 0 | 0 | 0 | 0 | 0 | 0 | 0 | 0 | 0 | 0
Grocery | Existing | Smart Strip Plug Outlet | 0.010578 | 0.0073516 |  | 71.1401 | 4 |  | 10 | 10 | smart strip | 1 | 1.5825 | FAIL | FAIL | Grocery_Existing_Smart Strip Plug Outlet_RIM | 0 | 0 | 0 | 0 | 0 | 0 | 0 | 0 | 0 | 0 | 0 | 0 | 0 | 0 | 0 | 0 | 0 | 0 | 0 | 0 | Grocery_Existing_Smart Strip Plug Outlet_TRC | 0 | 0 | 0 | 0 | 0 | 0 | 0 | 0 | 0 | 0 | 0 | 0 | 0 | 0 | 0 | 0 | 0 | 0 | 0 | 0
Healthcare | Existing | Smart Strip Plug Outlet | 0.014866 | 0.010332 |  | 99.9794 | 4 |  | 10 | 10 | smart strip | 1 | 2.224 | FAIL | FAIL | Healthcare_Existing_Smart Strip Plug Outlet_RIM | 0 | 0 | 0 | 0 | 0 | 0 | 0 | 0 | 0 | 0 | 0 | 0 | 0 | 0 | 0 | 0 | 0 | 0 | 0 | 0 | Healthcare_Existing_Smart Strip Plug Outlet_TRC | 0 | 0 | 0 | 0 | 0 | 0 | 0 | 0 | 0 | 0 | 0 | 0 | 0 | 0 | 0 | 0 | 0 | 0 | 0 | 0
Hospitals | Existing | Smart Strip Plug Outlet | 0.1304 | 0.090625 |  | 876.9623 | 4 |  | 80 | 10 | smart strip | 8 | 19.508 | FAIL | FAIL | Hospitals_Existing_Smart Strip Plug Outlet_RIM | 0 | 0 | 0 | 0 | 0 | 0 | 0 | 0 | 0 | 0 | 0 | 0 | 0 | 0 | 0 | 0 | 0 | 0 | 0 | 0 | Hospitals_Existing_Smart Strip Plug Outlet_TRC | 0 | 0 | 0 | 0 | 0 | 0 | 0 | 0 | 0 | 0 | 0 | 0 | 0 | 0 | 0 | 0 | 0 | 0 | 0 | 0
Institutional | Existing | Smart Strip Plug Outlet | 0.013571 | 0 |  | 91.2687 | 4 |  | 10 | 10 | smart strip | 1 | 2.0303 | FAIL | FAIL | Institutional_Existing_Smart Strip Plug Outlet_RIM | 0 | 0 | 0 | 0 | 0 | 0 | 0 | 0 | 0 | 0 | 0 | 0 | 0 | 0 | 0 | 0 | 0 | 0 | 0 | 0 | Institutional_Existing_Smart Strip Plug Outlet_TRC | 0 | 0 | 0 | 0 | 0 | 0 | 0 | 0 | 0 | 0 | 0 | 0 | 0 | 0 | 0 | 0 | 0 | 0 | 0 | 0
Lodging/Hospitality | Existing | Smart Strip Plug Outlet | 0.012207 | 0.0084835 |  | 82.0924 | 4 |  | 10 | 10 | smart strip | 1 | 1.8261 | FAIL | FAIL | Lodging/Hospitality_Existing_Smart Strip Plug Outlet_RIM | 0 | 0 | 0 | 0 | 0 | 0 | 0 | 0 | 0 | 0 | 0 | 0 | 0 | 0 | 0 | 0 | 0 | 0 | 0 | 0 | Lodging/Hospitality_Existing_Smart Strip Plug Outlet_TRC | 0 | 0 | 0 | 0 | 0 | 0 | 0 | 0 | 0 | 0 | 0 | 0 | 0 | 0 | 0 | 0 | 0 | 0 | 0 | 0
Miscellaneous | Existing | Smart Strip Plug Outlet | 0.18222 | 0 |  | 1225.4519 | 4 |  | 110 | 10 | smart strip | 11 | 27.2601 | FAIL | FAIL | Miscellaneous_Existing_Smart Strip Plug Outlet_RIM | 0 | 0 | 0 | 0 | 0 | 0 | 0 | 0 | 0 | 0 | 0 | 0 | 0 | 0 | 0 | 0 | 0 | 0 | 0 | 0 | Miscellaneous_Existing_Smart Strip Plug Outlet_TRC | 0 | 0 | 0 | 0 | 0 | 0 | 0 | 0 | 0 | 0 | 0 | 0 | 0 | 0 | 0 | 0 | 0 | 0 | 0 | 0
Offices | Existing | Smart Strip Plug Outlet | 0.010317 | 0.00717 |  | 69.3824 | 4 |  | 10 | 10 | smart strip | 1 | 1.5434 | FAIL | FAIL | Offices_Existing_Smart Strip Plug Outlet_RIM | 0 | 0 | 0 | 0 | 0 | 0 | 0 | 0 | 0 | 0 | 0 | 0 | 0 | 0 | 0 | 0 | 0 | 0 | 0 | 0 | Offices_Existing_Smart Strip Plug Outlet_TRC | 0 | 0 | 0 | 0 | 0 | 0 | 0 | 0 | 0 | 0 | 0 | 0 | 0 | 0 | 0 | 0 | 0 | 0 | 0 | 0
Restaurants | Existing | Smart Strip Plug Outlet | 0.0099458 | 0 |  | 66.8878 | 4 |  | 10 | 10 | smart strip | 1 | 1.4879 | FAIL | FAIL | Restaurants_Existing_Smart Strip Plug Outlet_RIM | 0 | 0 | 0 | 0 | 0 | 0 | 0 | 0 | 0 | 0 | 0 | 0 | 0 | 0 | 0 | 0 | 0 | 0 | 0 | 0 | Restaurants_Existing_Smart Strip Plug Outlet_TRC | 0 | 0 | 0 | 0 | 0 | 0 | 0 | 0 | 0 | 0 | 0 | 0 | 0 | 0 | 0 | 0 | 0 | 0 | 0 | 0
Retail | Existing | Smart Strip Plug Outlet | 0.0045002 | 0.0031276 |  | 30.265 | 4 |  | 10 | 10 | smart strip | 1 | 0.67324 | FAIL | 4.1258 | Retail_Existing_Smart Strip Plug Outlet_RIM | 0 | 0 | 0 | 0 | 0 | 0 | 0 | 0 | 0 | 0 | 0 | 0 | 0 | 0 | 0 | 0 | 0 | 0 | 0 | 0 | Retail_Existing_Smart Strip Plug Outlet_TRC | 129.1988 | 220.1519 | 328.7244 | 464.8235 | 602.1139 | 683.6035 | 646.7543 | 486.1186 | 286.163 | 136.7003 | 3910.2084 | 6662.9068 | 9948.8604 | 14067.9044 | 18223.0039 | 20689.2912 | 19574.0485 | 14712.4014 | 8660.7368 | 4137.2411 |  | 41.26%
Schools K-12 | Existing | Smart Strip Plug Outlet | 0.014976 | 0.010408 |  | 100.717 | 4 |  | 10 | 10 | smart strip | 1 | 2.2404 | FAIL | FAIL | Schools K-12_Existing_Smart Strip Plug Outlet_RIM | 0 | 0 | 0 | 0 | 0 | 0 | 0 | 0 | 0 | 0 | 0 | 0 | 0 | 0 | 0 | 0 | 0 | 0 | 0 | 0 | Schools K-12_Existing_Smart Strip Plug Outlet_TRC | 0 | 0 | 0 | 0 | 0 | 0 | 0 | 0 | 0 | 0 | 0 | 0 | 0 | 0 | 0 | 0 | 0 | 0 | 0 | 0
Warehouse | Existing | Smart Strip Plug Outlet | 0.0012232 | 0 |  | 8.2262 | 4 |  | 10 | 10 | smart strip | 1 | 0.18299 | FAIL | FAIL | Warehouse_Existing_Smart Strip Plug Outlet_RIM | 0 | 0 | 0 | 0 | 0 | 0 | 0 | 0 | 0 | 0 | 0 | 0 | 0 | 0 | 0 | 0 | 0 | 0 | 0 | 0 | Warehouse_Existing_Smart Strip Plug Outlet_TRC | 0 | 0 | 0 | 0 | 0 | 0 | 0 | 0 | 0 | 0 | 0 | 0 | 0 | 0 | 0 | 0 | 0 | 0 | 0 | 0
Assembly | New | Smart Strip Plug Outlet | 0.0083127 | 0 |  | 55.9044 | 4 |  | 10 | 10 | smart strip | 1 | 1.2436 | FAIL | FAIL | Assembly_New_Smart Strip Plug Outlet_RIM | 0 | 0 | 0 | 0 | 0 | 0 | 0 | 0 | 0 | 0 | 0 | 0 | 0 | 0 | 0 | 0 | 0 | 0 | 0 | 0 | Assembly_New_Smart Strip Plug Outlet_TRC | 0 | 0 | 0 | 0 | 0 | 0 | 0 | 0 | 0 | 0 | 0 | 0 | 0 | 0 | 0 | 0 | 0 | 0 | 0 | 0
College and University | New | Smart Strip Plug Outlet | 0.021843 | 0.015181 |  | 146.8994 | 4 |  | 20 | 10 | smart strip | 2 | 3.2678 | FAIL | FAIL | College and University_New_Smart Strip Plug Outlet_RIM | 0 | 0 | 0 | 0 | 0 | 0 | 0 | 0 | 0 | 0 | 0 | 0 | 0 | 0 | 0 | 0 | 0 | 0 | 0 | 0 | College and University_New_Smart Strip Plug Outlet_TRC | 0 | 0 | 0 | 0 | 0 | 0 | 0 | 0 | 0 | 0 | 0 | 0 | 0 | 0 | 0 | 0 | 0 | 0 | 0 | 0
Grocery | New | Smart Strip Plug Outlet | 0.010578 | 0.0073516 |  | 71.1401 | 4 |  | 10 | 10 | smart strip | 1 | 1.5825 | FAIL | FAIL | Grocery_New_Smart Strip Plug Outlet_RIM | 0 | 0 | 0 | 0 | 0 | 0 | 0 | 0 | 0 | 0 | 0 | 0 | 0 | 0 | 0 | 0 | 0 | 0 | 0 | 0 | Grocery_New_Smart Strip Plug Outlet_TRC | 0 | 0 | 0 | 0 | 0 | 0 | 0 | 0 | 0 | 0 | 0 | 0 | 0 | 0 | 0 | 0 | 0 | 0 | 0 | 0
Healthcare | New | Smart Strip Plug Outlet | 0.014866 | 0.010332 |  | 99.9794 | 4 |  | 10 | 10 | smart strip | 1 | 2.224 | FAIL | FAIL | Healthcare_New_Smart Strip Plug Outlet_RIM | 0 | 0 | 0 | 0 | 0 | 0 | 0 | 0 | 0 | 0 | 0 | 0 | 0 | 0 | 0 | 0 | 0 | 0 | 0 | 0 | Healthcare_New_Smart Strip Plug Outlet_TRC | 0 | 0 | 0 | 0 | 0 | 0 | 0 | 0 | 0 | 0 | 0 | 0 | 0 | 0 | 0 | 0 | 0 | 0 | 0 | 0
Hospitals | New | Smart Strip Plug Outlet | 0.1304 | 0.090625 |  | 876.9623 | 4 |  | 80 | 10 | smart strip | 8 | 19.508 | FAIL | FAIL | Hospitals_New_Smart Strip Plug Outlet_RIM | 0 | 0 | 0 | 0 | 0 | 0 | 0 | 0 | 0 | 0 | 0 | 0 | 0 | 0 | 0 | 0 | 0 | 0 | 0 | 0 | Hospitals_New_Smart Strip Plug Outlet_TRC | 0 | 0 | 0 | 0 | 0 | 0 | 0 | 0 | 0 | 0 | 0 | 0 | 0 | 0 | 0 | 0 | 0 | 0 | 0 | 0
Institutional | New | Smart Strip Plug Outlet | 0.013571 | 0 |  | 91.2687 | 4 |  | 10 | 10 | smart strip | 1 | 2.0303 | FAIL | FAIL | Institutional_New_Smart Strip Plug Outlet_RIM | 0 | 0 | 0 | 0 | 0 | 0 | 0 | 0 | 0 | 0 | 0 | 0 | 0 | 0 | 0 | 0 | 0 | 0 | 0 | 0 | Institutional_New_Smart Strip Plug Outlet_TRC | 0 | 0 | 0 | 0 | 0 | 0 | 0 | 0 | 0 | 0 | 0 | 0 | 0 | 0 | 0 | 0 | 0 | 0 | 0 | 0
Lodging/Hospitality | New | Smart Strip Plug Outlet | 0.012207 | 0.0084835 |  | 82.0924 | 4 |  | 10 | 10 | smart strip | 1 | 1.8261 | FAIL | FAIL | Lodging/Hospitality_New_Smart Strip Plug Outlet_RIM | 0 | 0 | 0 | 0 | 0 | 0 | 0 | 0 | 0 | 0 | 0 | 0 | 0 | 0 | 0 | 0 | 0 | 0 | 0 | 0 | Lodging/Hospitality_New_Smart Strip Plug Outlet_TRC | 0 | 0 | 0 | 0 | 0 | 0 | 0 | 0 | 0 | 0 | 0 | 0 | 0 | 0 | 0 | 0 | 0 | 0 | 0 | 0
Miscellaneous | New | Smart Strip Plug Outlet | 0.18222 | 0 |  | 1225.4519 | 4 |  | 110 | 10 | smart strip | 11 | 27.2601 | FAIL | FAIL | Miscellaneous_New_Smart Strip Plug Outlet_RIM | 0 | 0 | 0 | 0 | 0 | 0 | 0 | 0 | 0 | 0 | 0 | 0 | 0 | 0 | 0 | 0 | 0 | 0 | 0 | 0 | Miscellaneous_New_Smart Strip Plug Outlet_TRC | 0 | 0 | 0 | 0 | 0 | 0 | 0 | 0 | 0 | 0 | 0 | 0 | 0 | 0 | 0 | 0 | 0 | 0 | 0 | 0
Offices | New | Smart Strip Plug Outlet | 0.010317 | 0.00717 |  | 69.3824 | 4 |  | 10 | 10 | smart strip | 1 | 1.5434 | FAIL | FAIL | Offices_New_Smart Strip Plug Outlet_RIM | 0 | 0 | 0 | 0 | 0 | 0 | 0 | 0 | 0 | 0 | 0 | 0 | 0 | 0 | 0 | 0 | 0 | 0 | 0 | 0 | Offices_New_Smart Strip Plug Outlet_TRC | 0 | 0 | 0 | 0 | 0 | 0 | 0 | 0 | 0 | 0 | 0 | 0 | 0 | 0 | 0 | 0 | 0 | 0 | 0 | 0
Restaurants | New | Smart Strip Plug Outlet | 0.0099458 | 0 |  | 66.8878 | 4 |  | 10 | 10 | smart strip | 1 | 1.4879 | FAIL | FAIL | Restaurants_New_Smart Strip Plug Outlet_RIM | 0 | 0 | 0 | 0 | 0 | 0 | 0 | 0 | 0 | 0 | 0 | 0 | 0 | 0 | 0 | 0 | 0 | 0 | 0 | 0 | Restaurants_New_Smart Strip Plug Outlet_TRC | 0 | 0 | 0 | 0 | 0 | 0 | 0 | 0 | 0 | 0 | 0 | 0 | 0 | 0 | 0 | 0 | 0 | 0 | 0 | 0
Retail | New | Smart Strip Plug Outlet | 0.0045002 | 0.0031276 |  | 30.265 | 4 |  | 10 | 10 | smart strip | 1 | 0.67324 | FAIL | 4.1258 | Retail_New_Smart Strip Plug Outlet_RIM | 0 | 0 | 0 | 0 | 0 | 0 | 0 | 0 | 0 | 0 | 0 | 0 | 0 | 0 | 0 | 0 | 0 | 0 | 0 | 0 | Retail_New_Smart Strip Plug Outlet_TRC | 14.8101 | 22.3378 | 35.415 | 52.9818 | 72.4165 | 74.1752 | 63.8624 | 43.7398 | 23.7153 | 10.5538 | 448.2293 | 676.054 | 1071.8377 | 1603.4963 | 2191.6892 | 2244.9152 | 1932.799 | 1323.7874 | 717.7458 | 319.4123 |  | 41.26%
Schools K-12 | New | Smart Strip Plug Outlet | 0.014976 | 0.010408 |  | 100.717 | 4 |  | 10 | 10 | smart strip | 1 | 2.2404 | FAIL | FAIL | Schools K-12_New_Smart Strip Plug Outlet_RIM | 0 | 0 | 0 | 0 | 0 | 0 | 0 | 0 | 0 | 0 | 0 | 0 | 0 | 0 | 0 | 0 | 0 | 0 | 0 | 0 | Schools K-12_New_Smart Strip Plug Outlet_TRC | 0 | 0 | 0 | 0 | 0 | 0 | 0 | 0 | 0 | 0 | 0 | 0 | 0 | 0 | 0 | 0 | 0 | 0 | 0 | 0
Warehouse | New | Smart Strip Plug Outlet | 0.0012232 | 0 |  | 8.2262 | 4 |  | 10 | 10 | smart strip | 1 | 0.18299 | FAIL | FAIL | Warehouse_New_Smart Strip Plug Outlet_RIM | 0 | 0 | 0 | 0 | 0 | 0 | 0 | 0 | 0 | 0 | 0 | 0 | 0 | 0 | 0 | 0 | 0 | 0 | 0 | 0 | Warehouse_New_Smart Strip Plug Outlet_TRC | 0 | 0 | 0 | 0 | 0 | 0 | 0 | 0 | 0 | 0 | 0 | 0 | 0 | 0 | 0 | 0 | 0 | 0 | 0 | 0
Assembly | Existing | Anti-Sweat Controls | 0.081727 | 0.082167 |  | 1022.6336 | 8 |  | 171 | 171 | door | 0 | 22.7485 | FAIL | FAIL | Assembly_Existing_Anti-Sweat Controls_RIM | 0 | 0 | 0 | 0 | 0 | 0 | 0 | 0 | 0 | 0 | 0 | 0 | 0 | 0 | 0 | 0 | 0 | 0 | 0 | 0 | Assembly_Existing_Anti-Sweat Controls_TRC | 0 | 0 | 0 | 0 | 0 | 0 | 0 | 0 | 0 | 0 | 0 | 0 | 0 | 0 | 0 | 0 | 0 | 0 | 0 | 0
College and University | Existing | Anti-Sweat Controls | 0.13259 | 0.11106 |  | 1022.6336 | 8 |  | 171 | 171 | door | 0 | 22.7485 | FAIL | FAIL | College and University_Existing_Anti-Sweat Controls_RIM | 0 | 0 | 0 | 0 | 0 | 0 | 0 | 0 | 0 | 0 | 0 | 0 | 0 | 0 | 0 | 0 | 0 | 0 | 0 | 0 | College and University_Existing_Anti-Sweat Controls_TRC | 0 | 0 | 0 | 0 | 0 | 0 | 0 | 0 | 0 | 0 | 0 | 0 | 0 | 0 | 0 | 0 | 0 | 0 | 0 | 0
Grocery | Existing | Anti-Sweat Controls | 0.081727 | 0.082167 |  | 1022.6336 | 8 |  | 171 | 171 | door | 0 | 22.7485 | FAIL | FAIL | Grocery_Existing_Anti-Sweat Controls_RIM | 0 | 0 | 0 | 0 | 0 | 0 | 0 | 0 | 0 | 0 | 0 | 0 | 0 | 0 | 0 | 0 | 0 | 0 | 0 | 0 | Grocery_Existing_Anti-Sweat Controls_TRC | 0 | 0 | 0 | 0 | 0 | 0 | 0 | 0 | 0 | 0 | 0 | 0 | 0 | 0 | 0 | 0 | 0 | 0 | 0 | 0
Healthcare | Existing | Anti-Sweat Controls | 0.13259 | 0.11106 |  | 1022.6336 | 8 |  | 171 | 171 | door | 0 | 22.7485 | FAIL | FAIL | Healthcare_Existing_Anti-Sweat Controls_RIM | 0 | 0 | 0 | 0 | 0 | 0 | 0 | 0 | 0 | 0 | 0 | 0 | 0 | 0 | 0 | 0 | 0 | 0 | 0 | 0 | Healthcare_Existing_Anti-Sweat Controls_TRC | 0 | 0 | 0 | 0 | 0 | 0 | 0 | 0 | 0 | 0 | 0 | 0 | 0 | 0 | 0 | 0 | 0 | 0 | 0 | 0
Hospitals | Existing | Anti-Sweat Controls | 0.13259 | 0.11106 |  | 1022.6336 | 8 |  | 171 | 171 | door | 0 | 22.7485 | FAIL | FAIL | Hospitals_Existing_Anti-Sweat Controls_RIM | 0 | 0 | 0 | 0 | 0 | 0 | 0 | 0 | 0 | 0 | 0 | 0 | 0 | 0 | 0 | 0 | 0 | 0 | 0 | 0 | Hospitals_Existing_Anti-Sweat Controls_TRC | 0 | 0 | 0 | 0 | 0 | 0 | 0 | 0 | 0 | 0 | 0 | 0 | 0 | 0 | 0 | 0 | 0 | 0 | 0 | 0
Institutional | Existing | Anti-Sweat Controls | 0.081727 | 0.082167 |  | 1022.6336 | 8 |  | 171 | 171 | door | 0 | 22.7485 | FAIL | FAIL | Institutional_Existing_Anti-Sweat Controls_RIM | 0 | 0 | 0 | 0 | 0 | 0 | 0 | 0 | 0 | 0 | 0 | 0 | 0 | 0 | 0 | 0 | 0 | 0 | 0 | 0 | Institutional_Existing_Anti-Sweat Controls_TRC | 0 | 0 | 0 | 0 | 0 | 0 | 0 | 0 | 0 | 0 | 0 | 0 | 0 | 0 | 0 | 0 | 0 | 0 | 0 | 0
Lodging/Hospitality | Existing | Anti-Sweat Controls | 0.13259 | 0.11106 |  | 1022.6336 | 8 |  | 171 | 171 | door | 0 | 22.7485 | FAIL | FAIL | Lodging/Hospitality_Existing_Anti-Sweat Controls_RIM | 0 | 0 | 0 | 0 | 0 | 0 | 0 | 0 | 0 | 0 | 0 | 0 | 0 | 0 | 0 | 0 | 0 | 0 | 0 | 0 | Lodging/Hospitality_Existing_Anti-Sweat Controls_TRC | 0 | 0 | 0 | 0 | 0 | 0 | 0 | 0 | 0 | 0 | 0 | 0 | 0 | 0 | 0 | 0 | 0 | 0 | 0 | 0
Miscellaneous | Existing | Anti-Sweat Controls | 0.081727 | 0.082167 |  | 1022.6336 | 8 |  | 171 | 171 | door | 0 | 22.7485 | FAIL | FAIL | Miscellaneous_Existing_Anti-Sweat Controls_RIM | 0 | 0 | 0 | 0 | 0 | 0 | 0 | 0 | 0 | 0 | 0 | 0 | 0 | 0 | 0 | 0 | 0 | 0 | 0 | 0 | Miscellaneous_Existing_Anti-Sweat Controls_TRC | 0 | 0 | 0 | 0 | 0 | 0 | 0 | 0 | 0 | 0 | 0 | 0 | 0 | 0 | 0 | 0 | 0 | 0 | 0 | 0
Offices | Existing | Anti-Sweat Controls | 0.081727 | 0.082167 |  | 1022.6336 | 8 |  | 171 | 171 | door | 0 | 22.7485 | FAIL | FAIL | Offices_Existing_Anti-Sweat Controls_RIM | 0 | 0 | 0 | 0 | 0 | 0 | 0 | 0 | 0 | 0 | 0 | 0 | 0 | 0 | 0 | 0 | 0 | 0 | 0 | 0 | Offices_Existing_Anti-Sweat Controls_TRC | 0 | 0 | 0 | 0 | 0 | 0 | 0 | 0 | 0 | 0 | 0 | 0 | 0 | 0 | 0 | 0 | 0 | 0 | 0 | 0
Restaurants | Existing | Anti-Sweat Controls | 0.13259 | 0.11106 |  | 1022.6336 | 8 |  | 171 | 171 | door | 0 | 22.7485 | FAIL | FAIL | Restaurants_Existing_Anti-Sweat Controls_RIM | 0 | 0 | 0 | 0 | 0 | 0 | 0 | 0 | 0 | 0 | 0 | 0 | 0 | 0 | 0 | 0 | 0 | 0 | 0 | 0 | Restaurants_Existing_Anti-Sweat Controls_TRC | 0 | 0 | 0 | 0 | 0 | 0 | 0 | 0 | 0 | 0 | 0 | 0 | 0 | 0 | 0 | 0 | 0 | 0 | 0 | 0
Retail | Existing | Anti-Sweat Controls | 0.081727 | 0.082167 |  | 1022.6336 | 8 |  | 171 | 171 | door | 0 | 22.7485 | FAIL | FAIL | Retail_Existing_Anti-Sweat Controls_RIM | 0 | 0 | 0 | 0 | 0 | 0 | 0 | 0 | 0 | 0 | 0 | 0 | 0 | 0 | 0 | 0 | 0 | 0 | 0 | 0 | Retail_Existing_Anti-Sweat Controls_TRC | 0 | 0 | 0 | 0 | 0 | 0 | 0 | 0 | 0 | 0 | 0 | 0 | 0 | 0 | 0 | 0 | 0 | 0 | 0 | 0
Schools K-12 | Existing | Anti-Sweat Controls | 0.13259 | 0.11106 |  | 1022.6336 | 8 |  | 171 | 171 | door | 0 | 22.7485 | FAIL | FAIL | Schools K-12_Existing_Anti-Sweat Controls_RIM | 0 | 0 | 0 | 0 | 0 | 0 | 0 | 0 | 0 | 0 | 0 | 0 | 0 | 0 | 0 | 0 | 0 | 0 | 0 | 0 | Schools K-12_Existing_Anti-Sweat Controls_TRC | 0 | 0 | 0 | 0 | 0 | 0 | 0 | 0 | 0 | 0 | 0 | 0 | 0 | 0 | 0 | 0 | 0 | 0 | 0 | 0
Warehouse | Existing | Anti-Sweat Controls | 0.081727 | 0.082167 |  | 1022.6336 | 8 |  | 171 | 171 | door | 0 | 22.7485 | FAIL | FAIL | Warehouse_Existing_Anti-Sweat Controls_RIM | 0 | 0 | 0 | 0 | 0 | 0 | 0 | 0 | 0 | 0 | 0 | 0 | 0 | 0 | 0 | 0 | 0 | 0 | 0 | 0 | Warehouse_Existing_Anti-Sweat Controls_TRC | 0 | 0 | 0 | 0 | 0 | 0 | 0 | 0 | 0 | 0 | 0 | 0 | 0 | 0 | 0 | 0 | 0 | 0 | 0 | 0
Assembly | New | Anti-Sweat Controls | 0.081727 | 0.082167 |  | 1022.6336 | 8 |  | 171 | 171 | door | 0 | 22.7485 | FAIL | FAIL | Assembly_New_Anti-Sweat Controls_RIM | 0 | 0 | 0 | 0 | 0 | 0 | 0 | 0 | 0 | 0 | 0 | 0 | 0 | 0 | 0 | 0 | 0 | 0 | 0 | 0 | Assembly_New_Anti-Sweat Controls_TRC | 0 | 0 | 0 | 0 | 0 | 0 | 0 | 0 | 0 | 0 | 0 | 0 | 0 | 0 | 0 | 0 | 0 | 0 | 0 | 0
College and University | New | Anti-Sweat Controls | 0.13259 | 0.11106 |  | 1022.6336 | 8 |  | 171 | 171 | door | 0 | 22.7485 | FAIL | FAIL | College and University_New_Anti-Sweat Controls_RIM | 0 | 0 | 0 | 0 | 0 | 0 | 0 | 0 | 0 | 0 | 0 | 0 | 0 | 0 | 0 | 0 | 0 | 0 | 0 | 0 | College and University_New_Anti-Sweat Controls_TRC | 0 | 0 | 0 | 0 | 0 | 0 | 0 | 0 | 0 | 0 | 0 | 0 | 0 | 0 | 0 | 0 | 0 | 0 | 0 | 0
Grocery | New | Anti-Sweat Controls | 0.081727 | 0.082167 |  | 1022.6336 | 8 |  | 171 | 171 | door | 0 | 22.7485 | FAIL | FAIL | Grocery_New_Anti-Sweat Controls_RIM | 0 | 0 | 0 | 0 | 0 | 0 | 0 | 0 | 0 | 0 | 0 | 0 | 0 | 0 | 0 | 0 | 0 | 0 | 0 | 0 | Grocery_New_Anti-Sweat Controls_TRC | 0 | 0 | 0 | 0 | 0 | 0 | 0 | 0 | 0 | 0 | 0 | 0 | 0 | 0 | 0 | 0 | 0 | 0 | 0 | 0
Healthcare | New | Anti-Sweat Controls | 0.13259 | 0.11106 |  | 1022.6336 | 8 |  | 171 | 171 | door | 0 | 22.7485 | FAIL | FAIL | Healthcare_New_Anti-Sweat Controls_RIM | 0 | 0 | 0 | 0 | 0 | 0 | 0 | 0 | 0 | 0 | 0 | 0 | 0 | 0 | 0 | 0 | 0 | 0 | 0 | 0 | Healthcare_New_Anti-Sweat Controls_TRC | 0 | 0 | 0 | 0 | 0 | 0 | 0 | 0 | 0 | 0 | 0 | 0 | 0 | 0 | 0 | 0 | 0 | 0 | 0 | 0
Hospitals | New | Anti-Sweat Controls | 0.13259 | 0.11106 |  | 1022.6336 | 8 |  | 171 | 171 | door | 0 | 22.7485 | FAIL | FAIL | Hospitals_New_Anti-Sweat Controls_RIM | 0 | 0 | 0 | 0 | 0 | 0 | 0 | 0 | 0 | 0 | 0 | 0 | 0 | 0 | 0 | 0 | 0 | 0 | 0 | 0 | Hospitals_New_Anti-Sweat Controls_TRC | 0 | 0 | 0 | 0 | 0 | 0 | 0 | 0 | 0 | 0 | 0 | 0 | 0 | 0 | 0 | 0 | 0 | 0 | 0 | 0
Institutional | New | Anti-Sweat Controls | 0.081727 | 0.082167 |  | 1022.6336 | 8 |  | 171 | 171 | door | 0 | 22.7485 | FAIL | FAIL | Institutional_New_Anti-Sweat Controls_RIM | 0 | 0 | 0 | 0 | 0 | 0 | 0 | 0 | 0 | 0 | 0 | 0 | 0 | 0 | 0 | 0 | 0 | 0 | 0 | 0 | Institutional_New_Anti-Sweat Controls_TRC | 0 | 0 | 0 | 0 | 0 | 0 | 0 | 0 | 0 | 0 | 0 | 0 | 0 | 0 | 0 | 0 | 0 | 0 | 0 | 0
Lodging/Hospitality | New | Anti-Sweat Controls | 0.13259 | 0.11106 |  | 1022.6336 | 8 |  | 171 | 171 | door | 0 | 22.7485 | FAIL | FAIL | Lodging/Hospitality_New_Anti-Sweat Controls_RIM | 0 | 0 | 0 | 0 | 0 | 0 | 0 | 0 | 0 | 0 | 0 | 0 | 0 | 0 | 0 | 0 | 0 | 0 | 0 | 0 | Lodging/Hospitality_New_Anti-Sweat Controls_TRC | 0 | 0 | 0 | 0 | 0 | 0 | 0 | 0 | 0 | 0 | 0 | 0 | 0 | 0 | 0 | 0 | 0 | 0 | 0 | 0
Miscellaneous | New | Anti-Sweat Controls | 0.081727 | 0.082167 |  | 1022.6336 | 8 |  | 171 | 171 | door | 0 | 22.7485 | FAIL | FAIL | Miscellaneous_New_Anti-Sweat Controls_RIM | 0 | 0 | 0 | 0 | 0 | 0 | 0 | 0 | 0 | 0 | 0 | 0 | 0 | 0 | 0 | 0 | 0 | 0 | 0 | 0 | Miscellaneous_New_Anti-Sweat Controls_TRC | 0 | 0 | 0 | 0 | 0 | 0 | 0 | 0 | 0 | 0 | 0 | 0 | 0 | 0 | 0 | 0 | 0 | 0 | 0 | 0
Offices | New | Anti-Sweat Controls | 0.081727 | 0.082167 |  | 1022.6336 | 8 |  | 171 | 171 | door | 0 | 22.7485 | FAIL | FAIL | Offices_New_Anti-Sweat Controls_RIM | 0 | 0 | 0 | 0 | 0 | 0 | 0 | 0 | 0 | 0 | 0 | 0 | 0 | 0 | 0 | 0 | 0 | 0 | 0 | 0 | Offices_New_Anti-Sweat Controls_TRC | 0 | 0 | 0 | 0 | 0 | 0 | 0 | 0 | 0 | 0 | 0 | 0 | 0 | 0 | 0 | 0 | 0 | 0 | 0 | 0
Restaurants | New | Anti-Sweat Controls | 0.13259 | 0.11106 |  | 1022.6336 | 8 |  | 171 | 171 | door | 0 | 22.7485 | FAIL | FAIL | Restaurants_New_Anti-Sweat Controls_RIM | 0 | 0 | 0 | 0 | 0 | 0 | 0 | 0 | 0 | 0 | 0 | 0 | 0 | 0 | 0 | 0 | 0 | 0 | 0 | 0 | Restaurants_New_Anti-Sweat Controls_TRC | 0 | 0 | 0 | 0 | 0 | 0 | 0 | 0 | 0 | 0 | 0 | 0 | 0 | 0 | 0 | 0 | 0 | 0 | 0 | 0
Retail | New | Anti-Sweat Controls | 0.081727 | 0.082167 |  | 1022.6336 | 8 |  | 171 | 171 | door | 0 | 22.7485 | FAIL | FAIL | Retail_New_Anti-Sweat Controls_RIM | 0 | 0 | 0 | 0 | 0 | 0 | 0 | 0 | 0 | 0 | 0 | 0 | 0 | 0 | 0 | 0 | 0 | 0 | 0 | 0 | Retail_New_Anti-Sweat Controls_TRC | 0 | 0 | 0 | 0 | 0 | 0 | 0 | 0 | 0 | 0 | 0 | 0 | 0 | 0 | 0 | 0 | 0 | 0 | 0 | 0
Schools K-12 | New | Anti-Sweat Controls | 0.13259 | 0.11106 |  | 1022.6336 | 8 |  | 171 | 171 | door | 0 | 22.7485 | FAIL | FAIL | Schools K-12_New_Anti-Sweat Controls_RIM | 0 | 0 | 0 | 0 | 0 | 0 | 0 | 0 | 0 | 0 | 0 | 0 | 0 | 0 | 0 | 0 | 0 | 0 | 0 | 0 | Schools K-12_New_Anti-Sweat Controls_TRC | 0 | 0 | 0 | 0 | 0 | 0 | 0 | 0 | 0 | 0 | 0 | 0 | 0 | 0 | 0 | 0 | 0 | 0 | 0 | 0
Warehouse | New | Anti-Sweat Controls | 0.081727 | 0.082167 |  | 1022.6336 | 8 |  | 171 | 171 | door | 0 | 22.7485 | FAIL | FAIL | Warehouse_New_Anti-Sweat Controls_RIM | 0 | 0 | 0 | 0 | 0 | 0 | 0 | 0 | 0 | 0 | 0 | 0 | 0 | 0 | 0 | 0 | 0 | 0 | 0 | 0 | Warehouse_New_Anti-Sweat Controls_TRC | 0 | 0 | 0 | 0 | 0 | 0 | 0 | 0 | 0 | 0 | 0 | 0 | 0 | 0 | 0 | 0 | 0 | 0 | 0 | 0
Assembly | Existing | Automatic Door Closer for Walk-in Coolers and Freezers | 0.0054303 | 0.0012106 |  | 39.0829 | 8 |  | 156.82 | 156.82 | cooler/freezer | 0 | 0.8694 | FAIL | FAIL | Assembly_Existing_Automatic Door Closer for Walk-in Coolers and Freezers_RIM | 0 | 0 | 0 | 0 | 0 | 0 | 0 | 0 | 0 | 0 | 0 | 0 | 0 | 0 | 0 | 0 | 0 | 0 | 0 | 0 | Assembly_Existing_Automatic Door Closer for Walk-in Coolers and Freezers_TRC | 0 | 0 | 0 | 0 | 0 | 0 | 0 | 0 | 0 | 0 | 0 | 0 | 0 | 0 | 0 | 0 | 0 | 0 | 0 | 0
College and University | Existing | Automatic Door Closer for Walk-in Coolers and Freezers | 0.0050673 | 0.0042445 |  | 39.0829 | 8 |  | 156.82 | 156.82 | cooler/freezer | 0 | 0.8694 | FAIL | FAIL | College and University_Existing_Automatic Door Closer for Walk-in Coolers and Freezers_RIM | 0 | 0 | 0 | 0 | 0 | 0 | 0 | 0 | 0 | 0 | 0 | 0 | 0 | 0 | 0 | 0 | 0 | 0 | 0 | 0 | College and University_Existing_Automatic Door Closer for Walk-in Coolers and Freezers_TRC | 0 | 0 | 0 | 0 | 0 | 0 | 0 | 0 | 0 | 0 | 0 | 0 | 0 | 0 | 0 | 0 | 0 | 0 | 0 | 0
Grocery | Existing | Automatic Door Closer for Walk-in Coolers and Freezers | 0.0054303 | 0.0012106 |  | 39.0829 | 8 |  | 156.82 | 156.82 | cooler/freezer | 0 | 0.8694 | FAIL | FAIL | Grocery_Existing_Automatic Door Closer for Walk-in Coolers and Freezers_RIM | 0 | 0 | 0 | 0 | 0 | 0 | 0 | 0 | 0 | 0 | 0 | 0 | 0 | 0 | 0 | 0 | 0 | 0 | 0 | 0 | Grocery_Existing_Automatic Door Closer for Walk-in Coolers and Freezers_TRC | 0 | 0 | 0 | 0 | 0 | 0 | 0 | 0 | 0 | 0 | 0 | 0 | 0 | 0 | 0 | 0 | 0 | 0 | 0 | 0
Healthcare | Existing | Automatic Door Closer for Walk-in Coolers and Freezers | 0.0050673 | 0.0042445 |  | 39.0829 | 8 |  | 156.82 | 156.82 | cooler/freezer | 0 | 0.8694 | FAIL | FAIL | Healthcare_Existing_Automatic Door Closer for Walk-in Coolers and Freezers_RIM | 0 | 0 | 0 | 0 | 0 | 0 | 0 | 0 | 0 | 0 | 0 | 0 | 0 | 0 | 0 | 0 | 0 | 0 | 0 | 0 | Healthcare_Existing_Automatic Door Closer for Walk-in Coolers and Freezers_TRC | 0 | 0 | 0 | 0 | 0 | 0 | 0 | 0 | 0 | 0 | 0 | 0 | 0 | 0 | 0 | 0 | 0 | 0 | 0 | 0
Hospitals | Existing | Automatic Door Closer for Walk-in Coolers and Freezers | 0.0050673 | 0.0042445 |  | 39.0829 | 8 |  | 156.82 | 156.82 | cooler/freezer | 0 | 0.8694 | FAIL | FAIL | Hospitals_Existing_Automatic Door Closer for Walk-in Coolers and Freezers_RIM | 0 | 0 | 0 | 0 | 0 | 0 | 0 | 0 | 0 | 0 | 0 | 0 | 0 | 0 | 0 | 0 | 0 | 0 | 0 | 0 | Hospitals_Existing_Automatic Door Closer for Walk-in Coolers and Freezers_TRC | 0 | 0 | 0 | 0 | 0 | 0 | 0 | 0 | 0 | 0 | 0 | 0 | 0 | 0 | 0 | 0 | 0 | 0 | 0 | 0
Institutional | Existing | Automatic Door Closer for Walk-in Coolers and Freezers | 0.0054303 | 0.0012106 |  | 39.0829 | 8 |  | 156.82 | 156.82 | cooler/freezer | 0 | 0.8694 | FAIL | FAIL | Institutional_Existing_Automatic Door Closer for Walk-in Coolers and Freezers_RIM | 0 | 0 | 0 | 0 | 0 | 0 | 0 | 0 | 0 | 0 | 0 | 0 | 0 | 0 | 0 | 0 | 0 | 0 | 0 | 0 | Institutional_Existing_Automatic Door Closer for Walk-in Coolers and Freezers_TRC | 0 | 0 | 0 | 0 | 0 | 0 | 0 | 0 | 0 | 0 | 0 | 0 | 0 | 0 | 0 | 0 | 0 | 0 | 0 | 0
Lodging/Hospitality | Existing | Automatic Door Closer for Walk-in Coolers and Freezers | 0.0050673 | 0.0042445 |  | 39.0829 | 8 |  | 156.82 | 156.82 | cooler/freezer | 0 | 0.8694 | FAIL | FAIL | Lodging/Hospitality_Existing_Automatic Door Closer for Walk-in Coolers and Freezers_RIM | 0 | 0 | 0 | 0 | 0 | 0 | 0 | 0 | 0 | 0 | 0 | 0 | 0 | 0 | 0 | 0 | 0 | 0 | 0 | 0 | Lodging/Hospitality_Existing_Automatic Door Closer for Walk-in Coolers and Freezers_TRC | 0 | 0 | 0 | 0 | 0 | 0 | 0 | 0 | 0 | 0 | 0 | 0 | 0 | 0 | 0 | 0 | 0 | 0 | 0 | 0
Miscellaneous | Existing | Automatic Door Closer for Walk-in Coolers and Freezers | 0.0054303 | 0.0012106 |  | 39.0829 | 8 |  | 156.82 | 156.82 | cooler/freezer | 0 | 0.8694 | FAIL | FAIL | Miscellaneous_Existing_Automatic Door Closer for Walk-in Coolers and Freezers_RIM | 0 | 0 | 0 | 0 | 0 | 0 | 0 | 0 | 0 | 0 | 0 | 0 | 0 | 0 | 0 | 0 | 0 | 0 | 0 | 0 | Miscellaneous_Existing_Automatic Door Closer for Walk-in Coolers and Freezers_TRC | 0 | 0 | 0 | 0 | 0 | 0 | 0 | 0 | 0 | 0 | 0 | 0 | 0 | 0 | 0 | 0 | 0 | 0 | 0 | 0
Offices | Existing | Automatic Door Closer for Walk-in Coolers and Freezers | 0.0054303 | 0.0012106 |  | 39.0829 | 8 |  | 156.82 | 156.82 | cooler/freezer | 0 | 0.8694 | FAIL | FAIL | Offices_Existing_Automatic Door Closer for Walk-in Coolers and Freezers_RIM | 0 | 0 | 0 | 0 | 0 | 0 | 0 | 0 | 0 | 0 | 0 | 0 | 0 | 0 | 0 | 0 | 0 | 0 | 0 | 0 | Offices_Existing_Automatic Door Closer for Walk-in Coolers and Freezers_TRC | 0 | 0 | 0 | 0 | 0 | 0 | 0 | 0 | 0 | 0 | 0 | 0 | 0 | 0 | 0 | 0 | 0 | 0 | 0 | 0
Restaurants | Existing | Automatic Door Closer for Walk-in Coolers and Freezers | 0.0050673 | 0.0042445 |  | 39.0829 | 8 |  | 156.82 | 156.82 | cooler/freezer | 0 | 0.8694 | FAIL | FAIL | Restaurants_Existing_Automatic Door Closer for Walk-in Coolers and Freezers_RIM | 0 | 0 | 0 | 0 | 0 | 0 | 0 | 0 | 0 | 0 | 0 | 0 | 0 | 0 | 0 | 0 | 0 | 0 | 0 | 0 | Restaurants_Existing_Automatic Door Closer for Walk-in Coolers and Freezers_TRC | 0 | 0 | 0 | 0 | 0 | 0 | 0 | 0 | 0 | 0 | 0 | 0 | 0 | 0 | 0 | 0 | 0 | 0 | 0 | 0
Retail | Existing | Automatic Door Closer for Walk-in Coolers and Freezers | 0.0054303 | 0.0012106 |  | 39.0829 | 8 |  | 156.82 | 156.82 | cooler/freezer | 0 | 0.8694 | FAIL | FAIL | Retail_Existing_Automatic Door Closer for Walk-in Coolers and Freezers_RIM | 0 | 0 | 0 | 0 | 0 | 0 | 0 | 0 | 0 | 0 | 0 | 0 | 0 | 0 | 0 | 0 | 0 | 0 | 0 | 0 | Retail_Existing_Automatic Door Closer for Walk-in Coolers and Freezers_TRC | 0 | 0 | 0 | 0 | 0 | 0 | 0 | 0 | 0 | 0 | 0 | 0 | 0 | 0 | 0 | 0 | 0 | 0 | 0 | 0
Schools K-12 | Existing | Automatic Door Closer for Walk-in Coolers and Freezers | 0.0050673 | 0.0042445 |  | 39.0829 | 8 |  | 156.82 | 156.82 | cooler/freezer | 0 | 0.8694 | FAIL | FAIL | Schools K-12_Existing_Automatic Door Closer for Walk-in Coolers and Freezers_RIM | 0 | 0 | 0 | 0 | 0 | 0 | 0 | 0 | 0 | 0 | 0 | 0 | 0 | 0 | 0 | 0 | 0 | 0 | 0 | 0 | Schools K-12_Existing_Automatic Door Closer for Walk-in Coolers and Freezers_TRC | 0 | 0 | 0 | 0 | 0 | 0 | 0 | 0 | 0 | 0 | 0 | 0 | 0 | 0 | 0 | 0 | 0 | 0 | 0 | 0
Warehouse | Existing | Automatic Door Closer for Walk-in Coolers and Freezers | 0.0054303 | 0.0012106 |  | 39.0829 | 8 |  | 156.82 | 156.82 | cooler/freezer | 0 | 0.8694 | FAIL | FAIL | Warehouse_Existing_Automatic Door Closer for Walk-in Coolers and Freezers_RIM | 0 | 0 | 0 | 0 | 0 | 0 | 0 | 0 | 0 | 0 | 0 | 0 | 0 | 0 | 0 | 0 | 0 | 0 | 0 | 0 | Warehouse_Existing_Automatic Door Closer for Walk-in Coolers and Freezers_TRC | 0 | 0 | 0 | 0 | 0 | 0 | 0 | 0 | 0 | 0 | 0 | 0 | 0 | 0 | 0 | 0 | 0 | 0 | 0 | 0
Assembly | New | Automatic Door Closer for Walk-in Coolers and Freezers | 0.0054303 | 0.0012106 |  | 39.0829 | 8 |  | 156.82 | 156.82 | cooler/freezer | 0 | 0.8694 | FAIL | FAIL | Assembly_New_Automatic Door Closer for Walk-in Coolers and Freezers_RIM | 0 | 0 | 0 | 0 | 0 | 0 | 0 | 0 | 0 | 0 | 0 | 0 | 0 | 0 | 0 | 0 | 0 | 0 | 0 | 0 | Assembly_New_Automatic Door Closer for Walk-in Coolers and Freezers_TRC | 0 | 0 | 0 | 0 | 0 | 0 | 0 | 0 | 0 | 0 | 0 | 0 | 0 | 0 | 0 | 0 | 0 | 0 | 0 | 0
College and University | New | Automatic Door Closer for Walk-in Coolers and Freezers | 0.0050673 | 0.0042445 |  | 39.0829 | 8 |  | 156.82 | 156.82 | cooler/freezer | 0 | 0.8694 | FAIL | FAIL | College and University_New_Automatic Door Closer for Walk-in Coolers and Freezers_RIM | 0 | 0 | 0 | 0 | 0 | 0 | 0 | 0 | 0 | 0 | 0 | 0 | 0 | 0 | 0 | 0 | 0 | 0 | 0 | 0 | College and University_New_Automatic Door Closer for Walk-in Coolers and Freezers_TRC | 0 | 0 | 0 | 0 | 0 | 0 | 0 | 0 | 0 | 0 | 0 | 0 | 0 | 0 | 0 | 0 | 0 | 0 | 0 | 0
Grocery | New | Automatic Door Closer for Walk-in Coolers and Freezers | 0.0054303 | 0.0012106 |  | 39.0829 | 8 |  | 156.82 | 156.82 | cooler/freezer | 0 | 0.8694 | FAIL | FAIL | Grocery_New_Automatic Door Closer for Walk-in Coolers and Freezers_RIM | 0 | 0 | 0 | 0 | 0 | 0 | 0 | 0 | 0 | 0 | 0 | 0 | 0 | 0 | 0 | 0 | 0 | 0 | 0 | 0 | Grocery_New_Automatic Door Closer for Walk-in Coolers and Freezers_TRC | 0 | 0 | 0 | 0 | 0 | 0 | 0 | 0 | 0 | 0 | 0 | 0 | 0 | 0 | 0 | 0 | 0 | 0 | 0 | 0
Healthcare | New | Automatic Door Closer for Walk-in Coolers and Freezers | 0.0050673 | 0.0042445 |  | 39.0829 | 8 |  | 156.82 | 156.82 | cooler/freezer | 0 | 0.8694 | FAIL | FAIL | Healthcare_New_Automatic Door Closer for Walk-in Coolers and Freezers_RIM | 0 | 0 | 0 | 0 | 0 | 0 | 0 | 0 | 0 | 0 | 0 | 0 | 0 | 0 | 0 | 0 | 0 | 0 | 0 | 0 | Healthcare_New_Automatic Door Closer for Walk-in Coolers and Freezers_TRC | 0 | 0 | 0 | 0 | 0 | 0 | 0 | 0 | 0 | 0 | 0 | 0 | 0 | 0 | 0 | 0 | 0 | 0 | 0 | 0
Hospitals | New | Automatic Door Closer for Walk-in Coolers and Freezers | 0.0050673 | 0.0042445 |  | 39.0829 | 8 |  | 156.82 | 156.82 | cooler/freezer | 0 | 0.8694 | FAIL | FAIL | Hospitals_New_Automatic Door Closer for Walk-in Coolers and Freezers_RIM | 0 | 0 | 0 | 0 | 0 | 0 | 0 | 0 | 0 | 0 | 0 | 0 | 0 | 0 | 0 | 0 | 0 | 0 | 0 | 0 | Hospitals_New_Automatic Door Closer for Walk-in Coolers and Freezers_TRC | 0 | 0 | 0 | 0 | 0 | 0 | 0 | 0 | 0 | 0 | 0 | 0 | 0 | 0 | 0 | 0 | 0 | 0 | 0 | 0
Institutional | New | Automatic Door Closer for Walk-in Coolers and Freezers | 0.0054303 | 0.0012106 |  | 39.0829 | 8 |  | 156.82 | 156.82 | cooler/freezer | 0 | 0.8694 | FAIL | FAIL | Institutional_New_Automatic Door Closer for Walk-in Coolers and Freezers_RIM | 0 | 0 | 0 | 0 | 0 | 0 | 0 | 0 | 0 | 0 | 0 | 0 | 0 | 0 | 0 | 0 | 0 | 0 | 0 | 0 | Institutional_New_Automatic Door Closer for Walk-in Coolers and Freezers_TRC | 0 | 0 | 0 | 0 | 0 | 0 | 0 | 0 | 0 | 0 | 0 | 0 | 0 | 0 | 0 | 0 | 0 | 0 | 0 | 0
Lodging/Hospitality | New | Automatic Door Closer for Walk-in Coolers and Freezers | 0.0050673 | 0.0042445 |  | 39.0829 | 8 |  | 156.82 | 156.82 | cooler/freezer | 0 | 0.8694 | FAIL | FAIL | Lodging/Hospitality_New_Automatic Door Closer for Walk-in Coolers and Freezers_RIM | 0 | 0 | 0 | 0 | 0 | 0 | 0 | 0 | 0 | 0 | 0 | 0 | 0 | 0 | 0 | 0 | 0 | 0 | 0 | 0 | Lodging/Hospitality_New_Automatic Door Closer for Walk-in Coolers and Freezers_TRC | 0 | 0 | 0 | 0 | 0 | 0 | 0 | 0 | 0 | 0 | 0 | 0 | 0 | 0 | 0 | 0 | 0 | 0 | 0 | 0
Miscellaneous | New | Automatic Door Closer for Walk-in Coolers and Freezers | 0.0054303 | 0.0012106 |  | 39.0829 | 8 |  | 156.82 | 156.82 | cooler/freezer | 0 | 0.8694 | FAIL | FAIL | Miscellaneous_New_Automatic Door Closer for Walk-in Coolers and Freezers_RIM | 0 | 0 | 0 | 0 | 0 | 0 | 0 | 0 | 0 | 0 | 0 | 0 | 0 | 0 | 0 | 0 | 0 | 0 | 0 | 0 | Miscellaneous_New_Automatic Door Closer for Walk-in Coolers and Freezers_TRC | 0 | 0 | 0 | 0 | 0 | 0 | 0 | 0 | 0 | 0 | 0 | 0 | 0 | 0 | 0 | 0 | 0 | 0 | 0 | 0
Offices | New | Automatic Door Closer for Walk-in Coolers and Freezers | 0.0054303 | 0.0012106 |  | 39.0829 | 8 |  | 156.82 | 156.82 | cooler/freezer | 0 | 0.8694 | FAIL | FAIL | Offices_New_Automatic Door Closer for Walk-in Coolers and Freezers_RIM | 0 | 0 | 0 | 0 | 0 | 0 | 0 | 0 | 0 | 0 | 0 | 0 | 0 | 0 | 0 | 0 | 0 | 0 | 0 | 0 | Offices_New_Automatic Door Closer for Walk-in Coolers and Freezers_TRC | 0 | 0 | 0 | 0 | 0 | 0 | 0 | 0 | 0 | 0 | 0 | 0 | 0 | 0 | 0 | 0 | 0 | 0 | 0 | 0
Restaurants | New | Automatic Door Closer for Walk-in Coolers and Freezers | 0.0050673 | 0.0042445 |  | 39.0829 | 8 |  | 156.82 | 156.82 | cooler/freezer | 0 | 0.8694 | FAIL | FAIL | Restaurants_New_Automatic Door Closer for Walk-in Coolers and Freezers_RIM | 0 | 0 | 0 | 0 | 0 | 0 | 0 | 0 | 0 | 0 | 0 | 0 | 0 | 0 | 0 | 0 | 0 | 0 | 0 | 0 | Restaurants_New_Automatic Door Closer for Walk-in Coolers and Freezers_TRC | 0 | 0 | 0 | 0 | 0 | 0 | 0 | 0 | 0 | 0 | 0 | 0 | 0 | 0 | 0 | 0 | 0 | 0 | 0 | 0
Retail | New | Automatic Door Closer for Walk-in Coolers and Freezers | 0.0054303 | 0.0012106 |  | 39.0829 | 8 |  | 156.82 | 156.82 | cooler/freezer | 0 | 0.8694 | FAIL | FAIL | Retail_New_Automatic Door Closer for Walk-in Coolers and Freezers_RIM | 0 | 0 | 0 | 0 | 0 | 0 | 0 | 0 | 0 | 0 | 0 | 0 | 0 | 0 | 0 | 0 | 0 | 0 | 0 | 0 | Retail_New_Automatic Door Closer for Walk-in Coolers and Freezers_TRC | 0 | 0 | 0 | 0 | 0 | 0 | 0 | 0 | 0 | 0 | 0 | 0 | 0 | 0 | 0 | 0 | 0 | 0 | 0 | 0
Schools K-12 | New | Automatic Door Closer for Walk-in Coolers and Freezers | 0.0050673 | 0.0042445 |  | 39.0829 | 8 |  | 156.82 | 156.82 | cooler/freezer | 0 | 0.8694 | FAIL | FAIL | Schools K-12_New_Automatic Door Closer for Walk-in Coolers and Freezers_RIM | 0 | 0 | 0 | 0 | 0 | 0 | 0 | 0 | 0 | 0 | 0 | 0 | 0 | 0 | 0 | 0 | 0 | 0 | 0 | 0 | Schools K-12_New_Automatic Door Closer for Walk-in Coolers and Freezers_TRC | 0 | 0 | 0 | 0 | 0 | 0 | 0 | 0 | 0 | 0 | 0 | 0 | 0 | 0 | 0 | 0 | 0 | 0 | 0 | 0
Warehouse | New | Automatic Door Closer for Walk-in Coolers and Freezers | 0.0054303 | 0.0012106 |  | 39.0829 | 8 |  | 156.82 | 156.82 | cooler/freezer | 0 | 0.8694 | FAIL | FAIL | Warehouse_New_Automatic Door Closer for Walk-in Coolers and Freezers_RIM | 0 | 0 | 0 | 0 | 0 | 0 | 0 | 0 | 0 | 0 | 0 | 0 | 0 | 0 | 0 | 0 | 0 | 0 | 0 | 0 | Warehouse_New_Automatic Door Closer for Walk-in Coolers and Freezers_TRC | 0 | 0 | 0 | 0 | 0 | 0 | 0 | 0 | 0 | 0 | 0 | 0 | 0 | 0 | 0 | 0 | 0 | 0 | 0 | 0
Assembly | Existing | Demand Defrost | 0.054904 | 0.0050296 |  | 394.47 | 10 |  | 666.68 | 666.68 | freezer | 0 | 8.775 | FAIL | FAIL | Assembly_Existing_Demand Defrost_RIM | 0 | 0 | 0 | 0 | 0 | 0 | 0 | 0 | 0 | 0 | 0 | 0 | 0 | 0 | 0 | 0 | 0 | 0 | 0 | 0 | Assembly_Existing_Demand Defrost_TRC | 0 | 0 | 0 | 0 | 0 | 0 | 0 | 0 | 0 | 0 | 0 | 0 | 0 | 0 | 0 | 0 | 0 | 0 | 0 | 0
College and University | Existing | Demand Defrost | 0.051145 | 0.04284 |  | 394.47 | 10 |  | 666.68 | 666.68 | freezer | 0 | 8.775 | FAIL | FAIL | College and University_Existing_Demand Defrost_RIM | 0 | 0 | 0 | 0 | 0 | 0 | 0 | 0 | 0 | 0 | 0 | 0 | 0 | 0 | 0 | 0 | 0 | 0 | 0 | 0 | College and University_Existing_Demand Defrost_TRC | 0 | 0 | 0 | 0 | 0 | 0 | 0 | 0 | 0 | 0 | 0 | 0 | 0 | 0 | 0 | 0 | 0 | 0 | 0 | 0
Grocery | Existing | Demand Defrost | 0.054904 | 0.0050296 |  | 394.47 | 10 |  | 666.68 | 666.68 | freezer | 0 | 8.775 | FAIL | FAIL | Grocery_Existing_Demand Defrost_RIM | 0 | 0 | 0 | 0 | 0 | 0 | 0 | 0 | 0 | 0 | 0 | 0 | 0 | 0 | 0 | 0 | 0 | 0 | 0 | 0 | Grocery_Existing_Demand Defrost_TRC | 0 | 0 | 0 | 0 | 0 | 0 | 0 | 0 | 0 | 0 | 0 | 0 | 0 | 0 | 0 | 0 | 0 | 0 | 0 | 0
Healthcare | Existing | Demand Defrost | 0.051145 | 0.04284 |  | 394.47 | 10 |  | 666.68 | 666.68 | freezer | 0 | 8.775 | FAIL | FAIL | Healthcare_Existing_Demand Defrost_RIM | 0 | 0 | 0 | 0 | 0 | 0 | 0 | 0 | 0 | 0 | 0 | 0 | 0 | 0 | 0 | 0 | 0 | 0 | 0 | 0 | Healthcare_Existing_Demand Defrost_TRC | 0 | 0 | 0 | 0 | 0 | 0 | 0 | 0 | 0 | 0 | 0 | 0 | 0 | 0 | 0 | 0 | 0 | 0 | 0 | 0
Hospitals | Existing | Demand Defrost | 0.051145 | 0.04284 |  | 394.47 | 10 |  | 666.68 | 666.68 | freezer | 0 | 8.775 | FAIL | FAIL | Hospitals_Existing_Demand Defrost_RIM | 0 | 0 | 0 | 0 | 0 | 0 | 0 | 0 | 0 | 0 | 0 | 0 | 0 | 0 | 0 | 0 | 0 | 0 | 0 | 0 | Hospitals_Existing_Demand Defrost_TRC | 0 | 0 | 0 | 0 | 0 | 0 | 0 | 0 | 0 | 0 | 0 | 0 | 0 | 0 | 0 | 0 | 0 | 0 | 0 | 0
Institutional | Existing | Demand Defrost | 0.054904 | 0.0050296 |  | 394.47 | 10 |  | 666.68 | 666.68 | freezer | 0 | 8.775 | FAIL | FAIL | Institutional_Existing_Demand Defrost_RIM | 0 | 0 | 0 | 0 | 0 | 0 | 0 | 0 | 0 | 0 | 0 | 0 | 0 | 0 | 0 | 0 | 0 | 0 | 0 | 0 | Institutional_Existing_Demand Defrost_TRC | 0 | 0 | 0 | 0 | 0 | 0 | 0 | 0 | 0 | 0 | 0 | 0 | 0 | 0 | 0 | 0 | 0 | 0 | 0 | 0
Lodging/Hospitality | Existing | Demand Defrost | 0.051145 | 0.04284 |  | 394.47 | 10 |  | 666.68 | 666.68 | freezer | 0 | 8.775 | FAIL | FAIL | Lodging/Hospitality_Existing_Demand Defrost_RIM | 0 | 0 | 0 | 0 | 0 | 0 | 0 | 0 | 0 | 0 | 0 | 0 | 0 | 0 | 0 | 0 | 0 | 0 | 0 | 0 | Lodging/Hospitality_Existing_Demand Defrost_TRC | 0 | 0 | 0 | 0 | 0 | 0 | 0 | 0 | 0 | 0 | 0 | 0 | 0 | 0 | 0 | 0 | 0 | 0 | 0 | 0
Miscellaneous | Existing | Demand Defrost | 0.054904 | 0.0050296 |  | 394.47 | 10 |  | 666.68 | 666.68 | freezer | 0 | 8.775 | FAIL | FAIL | Miscellaneous_Existing_Demand Defrost_RIM | 0 | 0 | 0 | 0 | 0 | 0 | 0 | 0 | 0 | 0 | 0 | 0 | 0 | 0 | 0 | 0 | 0 | 0 | 0 | 0 | Miscellaneous_Existing_Demand Defrost_TRC | 0 | 0 | 0 | 0 | 0 | 0 | 0 | 0 | 0 | 0 | 0 | 0 | 0 | 0 | 0 | 0 | 0 | 0 | 0 | 0
Offices | Existing | Demand Defrost | 0.054904 | 0.0050296 |  | 394.47 | 10 |  | 666.68 | 666.68 | freezer | 0 | 8.775 | FAIL | FAIL | Offices_Existing_Demand Defrost_RIM | 0 | 0 | 0 | 0 | 0 | 0 | 0 | 0 | 0 | 0 | 0 | 0 | 0 | 0 | 0 | 0 | 0 | 0 | 0 | 0 | Offices_Existing_Demand Defrost_TRC | 0 | 0 | 0 | 0 | 0 | 0 | 0 | 0 | 0 | 0 | 0 | 0 | 0 | 0 | 0 | 0 | 0 | 0 | 0 | 0
Restaurants | Existing | Demand Defrost | 0.051145 | 0.04284 |  | 394.47 | 10 |  | 666.68 | 666.68 | freezer | 0 | 8.775 | FAIL | FAIL | Restaurants_Existing_Demand Defrost_RIM | 0 | 0 | 0 | 0 | 0 | 0 | 0 | 0 | 0 | 0 | 0 | 0 | 0 | 0 | 0 | 0 | 0 | 0 | 0 | 0 | Restaurants_Existing_Demand Defrost_TRC | 0 | 0 | 0 | 0 | 0 | 0 | 0 | 0 | 0 | 0 | 0 | 0 | 0 | 0 | 0 | 0 | 0 | 0 | 0 | 0
Retail | Existing | Demand Defrost | 0.054904 | 0.0050296 |  | 394.47 | 10 |  | 666.68 | 666.68 | freezer | 0 | 8.775 | FAIL | FAIL | Retail_Existing_Demand Defrost_RIM | 0 | 0 | 0 | 0 | 0 | 0 | 0 | 0 | 0 | 0 | 0 | 0 | 0 | 0 | 0 | 0 | 0 | 0 | 0 | 0 | Retail_Existing_Demand Defrost_TRC | 0 | 0 | 0 | 0 | 0 | 0 | 0 | 0 | 0 | 0 | 0 | 0 | 0 | 0 | 0 | 0 | 0 | 0 | 0 | 0
Schools K-12 | Existing | Demand Defrost | 0.051145 | 0.04284 |  | 394.47 | 10 |  | 666.68 | 666.68 | freezer | 0 | 8.775 | FAIL | FAIL | Schools K-12_Existing_Demand Defrost_RIM | 0 | 0 | 0 | 0 | 0 | 0 | 0 | 0 | 0 | 0 | 0 | 0 | 0 | 0 | 0 | 0 | 0 | 0 | 0 | 0 | Schools K-12_Existing_Demand Defrost_TRC | 0 | 0 | 0 | 0 | 0 | 0 | 0 | 0 | 0 | 0 | 0 | 0 | 0 | 0 | 0 | 0 | 0 | 0 | 0 | 0
Warehouse | Existing | Demand Defrost | 0.054904 | 0.0050296 |  | 394.47 | 10 |  | 666.68 | 666.68 | freezer | 0 | 8.775 | FAIL | FAIL | Warehouse_Existing_Demand Defrost_RIM | 0 | 0 | 0 | 0 | 0 | 0 | 0 | 0 | 0 | 0 | 0 | 0 | 0 | 0 | 0 | 0 | 0 | 0 | 0 | 0 | Warehouse_Existing_Demand Defrost_TRC | 0 | 0 | 0 | 0 | 0 | 0 | 0 | 0 | 0 | 0 | 0 | 0 | 0 | 0 | 0 | 0 | 0 | 0 | 0 | 0
Assembly | New | Demand Defrost | 0.054904 | 0.0050296 |  | 394.47 | 10 |  | 666.68 | 666.68 | freezer | 0 | 8.775 | FAIL | FAIL | Assembly_New_Demand Defrost_RIM | 0 | 0 | 0 | 0 | 0 | 0 | 0 | 0 | 0 | 0 | 0 | 0 | 0 | 0 | 0 | 0 | 0 | 0 | 0 | 0 | Assembly_New_Demand Defrost_TRC | 0 | 0 | 0 | 0 | 0 | 0 | 0 | 0 | 0 | 0 | 0 | 0 | 0 | 0 | 0 | 0 | 0 | 0 | 0 | 0
College and University | New | Demand Defrost | 0.051145 | 0.04284 |  | 394.47 | 10 |  | 666.68 | 666.68 | freezer | 0 | 8.775 | FAIL | FAIL | College and University_New_Demand Defrost_RIM | 0 | 0 | 0 | 0 | 0 | 0 | 0 | 0 | 0 | 0 | 0 | 0 | 0 | 0 | 0 | 0 | 0 | 0 | 0 | 0 | College and University_New_Demand Defrost_TRC | 0 | 0 | 0 | 0 | 0 | 0 | 0 | 0 | 0 | 0 | 0 | 0 | 0 | 0 | 0 | 0 | 0 | 0 | 0 | 0
Grocery | New | Demand Defrost | 0.054904 | 0.0050296 |  | 394.47 | 10 |  | 666.68 | 666.68 | freezer | 0 | 8.775 | FAIL | FAIL | Grocery_New_Demand Defrost_RIM | 0 | 0 | 0 | 0 | 0 | 0 | 0 | 0 | 0 | 0 | 0 | 0 | 0 | 0 | 0 | 0 | 0 | 0 | 0 | 0 | Grocery_New_Demand Defrost_TRC | 0 | 0 | 0 | 0 | 0 | 0 | 0 | 0 | 0 | 0 | 0 | 0 | 0 | 0 | 0 | 0 | 0 | 0 | 0 | 0
Healthcare | New | Demand Defrost | 0.051145 | 0.04284 |  | 394.47 | 10 |  | 666.68 | 666.68 | freezer | 0 | 8.775 | FAIL | FAIL | Healthcare_New_Demand Defrost_RIM | 0 | 0 | 0 | 0 | 0 | 0 | 0 | 0 | 0 | 0 | 0 | 0 | 0 | 0 | 0 | 0 | 0 | 0 | 0 | 0 | Healthcare_New_Demand Defrost_TRC | 0 | 0 | 0 | 0 | 0 | 0 | 0 | 0 | 0 | 0 | 0 | 0 | 0 | 0 | 0 | 0 | 0 | 0 | 0 | 0
Hospitals | New | Demand Defrost | 0.051145 | 0.04284 |  | 394.47 | 10 |  | 666.68 | 666.68 | freezer | 0 | 8.775 | FAIL | FAIL | Hospitals_New_Demand Defrost_RIM | 0 | 0 | 0 | 0 | 0 | 0 | 0 | 0 | 0 | 0 | 0 | 0 | 0 | 0 | 0 | 0 | 0 | 0 | 0 | 0 | Hospitals_New_Demand Defrost_TRC | 0 | 0 | 0 | 0 | 0 | 0 | 0 | 0 | 0 | 0 | 0 | 0 | 0 | 0 | 0 | 0 | 0 | 0 | 0 | 0
Institutional | New | Demand Defrost | 0.054904 | 0.0050296 |  | 394.47 | 10 |  | 666.68 | 666.68 | freezer | 0 | 8.775 | FAIL | FAIL | Institutional_New_Demand Defrost_RIM | 0 | 0 | 0 | 0 | 0 | 0 | 0 | 0 | 0 | 0 | 0 | 0 | 0 | 0 | 0 | 0 | 0 | 0 | 0 | 0 | Institutional_New_Demand Defrost_TRC | 0 | 0 | 0 | 0 | 0 | 0 | 0 | 0 | 0 | 0 | 0 | 0 | 0 | 0 | 0 | 0 | 0 | 0 | 0 | 0
Lodging/Hospitality | New | Demand Defrost | 0.051145 | 0.04284 |  | 394.47 | 10 |  | 666.68 | 666.68 | freezer | 0 | 8.775 | FAIL | FAIL | Lodging/Hospitality_New_Demand Defrost_RIM | 0 | 0 | 0 | 0 | 0 | 0 | 0 | 0 | 0 | 0 | 0 | 0 | 0 | 0 | 0 | 0 | 0 | 0 | 0 | 0 | Lodging/Hospitality_New_Demand Defrost_TRC | 0 | 0 | 0 | 0 | 0 | 0 | 0 | 0 | 0 | 0 | 0 | 0 | 0 | 0 | 0 | 0 | 0 | 0 | 0 | 0
Miscellaneous | New | Demand Defrost | 0.054904 | 0.0050296 |  | 394.47 | 10 |  | 666.68 | 666.68 | freezer | 0 | 8.775 | FAIL | FAIL | Miscellaneous_New_Demand Defrost_RIM | 0 | 0 | 0 | 0 | 0 | 0 | 0 | 0 | 0 | 0 | 0 | 0 | 0 | 0 | 0 | 0 | 0 | 0 | 0 | 0 | Miscellaneous_New_Demand Defrost_TRC | 0 | 0 | 0 | 0 | 0 | 0 | 0 | 0 | 0 | 0 | 0 | 0 | 0 | 0 | 0 | 0 | 0 | 0 | 0 | 0
Offices | New | Demand Defrost | 0.054904 | 0.0050296 |  | 394.47 | 10 |  | 666.68 | 666.68 | freezer | 0 | 8.775 | FAIL | FAIL | Offices_New_Demand Defrost_RIM | 0 | 0 | 0 | 0 | 0 | 0 | 0 | 0 | 0 | 0 | 0 | 0 | 0 | 0 | 0 | 0 | 0 | 0 | 0 | 0 | Offices_New_Demand Defrost_TRC | 0 | 0 | 0 | 0 | 0 | 0 | 0 | 0 | 0 | 0 | 0 | 0 | 0 | 0 | 0 | 0 | 0 | 0 | 0 | 0
Restaurants | New | Demand Defrost | 0.051145 | 0.04284 |  | 394.47 | 10 |  | 666.68 | 666.68 | freezer | 0 | 8.775 | FAIL | FAIL | Restaurants_New_Demand Defrost_RIM | 0 | 0 | 0 | 0 | 0 | 0 | 0 | 0 | 0 | 0 | 0 | 0 | 0 | 0 | 0 | 0 | 0 | 0 | 0 | 0 | Restaurants_New_Demand Defrost_TRC | 0 | 0 | 0 | 0 | 0 | 0 | 0 | 0 | 0 | 0 | 0 | 0 | 0 | 0 | 0 | 0 | 0 | 0 | 0 | 0
Retail | New | Demand Defrost | 0.054904 | 0.0050296 |  | 394.47 | 10 |  | 666.68 | 666.68 | freezer | 0 | 8.775 | FAIL | FAIL | Retail_New_Demand Defrost_RIM | 0 | 0 | 0 | 0 | 0 | 0 | 0 | 0 | 0 | 0 | 0 | 0 | 0 | 0 | 0 | 0 | 0 | 0 | 0 | 0 | Retail_New_Demand Defrost_TRC | 0 | 0 | 0 | 0 | 0 | 0 | 0 | 0 | 0 | 0 | 0 | 0 | 0 | 0 | 0 | 0 | 0 | 0 | 0 | 0
Schools K-12 | New | Demand Defrost | 0.051145 | 0.04284 |  | 394.47 | 10 |  | 666.68 | 666.68 | freezer | 0 | 8.775 | FAIL | FAIL | Schools K-12_New_Demand Defrost_RIM | 0 | 0 | 0 | 0 | 0 | 0 | 0 | 0 | 0 | 0 | 0 | 0 | 0 | 0 | 0 | 0 | 0 | 0 | 0 | 0 | Schools K-12_New_Demand Defrost_TRC | 0 | 0 | 0 | 0 | 0 | 0 | 0 | 0 | 0 | 0 | 0 | 0 | 0 | 0 | 0 | 0 | 0 | 0 | 0 | 0
Warehouse | New | Demand Defrost | 0.054904 | 0.0050296 |  | 394.47 | 10 |  | 666.68 | 666.68 | freezer | 0 | 8.775 | FAIL | FAIL | Warehouse_New_Demand Defrost_RIM | 0 | 0 | 0 | 0 | 0 | 0 | 0 | 0 | 0 | 0 | 0 | 0 | 0 | 0 | 0 | 0 | 0 | 0 | 0 | 0 | Warehouse_New_Demand Defrost_TRC | 0 | 0 | 0 | 0 | 0 | 0 | 0 | 0 | 0 | 0 | 0 | 0 | 0 | 0 | 0 | 0 | 0 | 0 | 0 | 0
Assembly | Existing | Floating Head Pressure Controls | 0.38051 | 0.1781 |  | 2523.5714 | 15 |  | 307 | 307 | unit | 0 | 56.1368 | FAIL | FAIL | Assembly_Existing_Floating Head Pressure Controls_RIM | 0 | 0 | 0 | 0 | 0 | 0 | 0 | 0 | 0 | 0 | 0 | 0 | 0 | 0 | 0 | 0 | 0 | 0 | 0 | 0 | Assembly_Existing_Floating Head Pressure Controls_TRC | 0 | 0 | 0 | 0 | 0 | 0 | 0 | 0 | 0 | 0 | 0 | 0 | 0 | 0 | 0 | 0 | 0 | 0 | 0 | 0
College and University | Existing | Floating Head Pressure Controls | 0.32719 | 0.27407 |  | 2523.5714 | 15 |  | 307 | 307 | unit | 0 | 56.1368 | FAIL | FAIL | College and University_Existing_Floating Head Pressure Controls_RIM | 0 | 0 | 0 | 0 | 0 | 0 | 0 | 0 | 0 | 0 | 0 | 0 | 0 | 0 | 0 | 0 | 0 | 0 | 0 | 0 | College and University_Existing_Floating Head Pressure Controls_TRC | 0 | 0 | 0 | 0 | 0 | 0 | 0 | 0 | 0 | 0 | 0 | 0 | 0 | 0 | 0 | 0 | 0 | 0 | 0 | 0
Grocery | Existing | Floating Head Pressure Controls | 0.38051 | 0.1781 |  | 2523.5714 | 15 |  | 307 | 307 | unit | 0 | 56.1368 | FAIL | FAIL | Grocery_Existing_Floating Head Pressure Controls_RIM | 0 | 0 | 0 | 0 | 0 | 0 | 0 | 0 | 0 | 0 | 0 | 0 | 0 | 0 | 0 | 0 | 0 | 0 | 0 | 0 | Grocery_Existing_Floating Head Pressure Controls_TRC | 0 | 0 | 0 | 0 | 0 | 0 | 0 | 0 | 0 | 0 | 0 | 0 | 0 | 0 | 0 | 0 | 0 | 0 | 0 | 0
Healthcare | Existing | Floating Head Pressure Controls | 0.32719 | 0.27407 |  | 2523.5714 | 15 |  | 307 | 307 | unit | 0 | 56.1368 | FAIL | FAIL | Healthcare_Existing_Floating Head Pressure Controls_RIM | 0 | 0 | 0 | 0 | 0 | 0 | 0 | 0 | 0 | 0 | 0 | 0 | 0 | 0 | 0 | 0 | 0 | 0 | 0 | 0 | Healthcare_Existing_Floating Head Pressure Controls_TRC | 0 | 0 | 0 | 0 | 0 | 0 | 0 | 0 | 0 | 0 | 0 | 0 | 0 | 0 | 0 | 0 | 0 | 0 | 0 | 0
Hospitals | Existing | Floating Head Pressure Controls | 0.32719 | 0.27407 |  | 2523.5714 | 15 |  | 307 | 307 | unit | 0 | 56.1368 | FAIL | FAIL | Hospitals_Existing_Floating Head Pressure Controls_RIM | 0 | 0 | 0 | 0 | 0 | 0 | 0 | 0 | 0 | 0 | 0 | 0 | 0 | 0 | 0 | 0 | 0 | 0 | 0 | 0 | Hospitals_Existing_Floating Head Pressure Controls_TRC | 0 | 0 | 0 | 0 | 0 | 0 | 0 | 0 | 0 | 0 | 0 | 0 | 0 | 0 | 0 | 0 | 0 | 0 | 0 | 0
Institutional | Existing | Floating Head Pressure Controls | 0.38051 | 0.1781 |  | 2523.5714 | 15 |  | 307 | 307 | unit | 0 | 56.1368 | FAIL | FAIL | Institutional_Existing_Floating Head Pressure Controls_RIM | 0 | 0 | 0 | 0 | 0 | 0 | 0 | 0 | 0 | 0 | 0 | 0 | 0 | 0 | 0 | 0 | 0 | 0 | 0 | 0 | Institutional_Existing_Floating Head Pressure Controls_TRC | 0 | 0 | 0 | 0 | 0 | 0 | 0 | 0 | 0 | 0 | 0 | 0 | 0 | 0 | 0 | 0 | 0 | 0 | 0 | 0
Lodging/Hospitality | Existing | Floating Head Pressure Controls | 0.32719 | 0.27407 |  | 2523.5714 | 15 |  | 307 | 307 | unit | 0 | 56.1368 | FAIL | FAIL | Lodging/Hospitality_Existing_Floating Head Pressure Controls_RIM | 0 | 0 | 0 | 0 | 0 | 0 | 0 | 0 | 0 | 0 | 0 | 0 | 0 | 0 | 0 | 0 | 0 | 0 | 0 | 0 | Lodging/Hospitality_Existing_Floating Head Pressure Controls_TRC | 0 | 0 | 0 | 0 | 0 | 0 | 0 | 0 | 0 | 0 | 0 | 0 | 0 | 0 | 0 | 0 | 0 | 0 | 0 | 0
Miscellaneous | Existing | Floating Head Pressure Controls | 0.38051 | 0.1781 |  | 2523.5714 | 15 |  | 307 | 307 | unit | 0 | 56.1368 | FAIL | FAIL | Miscellaneous_Existing_Floating Head Pressure Controls_RIM | 0 | 0 | 0 | 0 | 0 | 0 | 0 | 0 | 0 | 0 | 0 | 0 | 0 | 0 | 0 | 0 | 0 | 0 | 0 | 0 | Miscellaneous_Existing_Floating Head Pressure Controls_TRC | 0 | 0 | 0 | 0 | 0 | 0 | 0 | 0 | 0 | 0 | 0 | 0 | 0 | 0 | 0 | 0 | 0 | 0 | 0 | 0
Offices | Existing | Floating Head Pressure Controls | 0.38051 | 0.1781 |  | 2523.5714 | 15 |  | 307 | 307 | unit | 0 | 56.1368 | FAIL | FAIL | Offices_Existing_Floating Head Pressure Controls_RIM | 0 | 0 | 0 | 0 | 0 | 0 | 0 | 0 | 0 | 0 | 0 | 0 | 0 | 0 | 0 | 0 | 0 | 0 | 0 | 0 | Offices_Existing_Floating Head Pressure Controls_TRC | 0 | 0 | 0 | 0 | 0 | 0 | 0 | 0 | 0 | 0 | 0 | 0 | 0 | 0 | 0 | 0 | 0 | 0 | 0 | 0
Restaurants | Existing | Floating Head Pressure Controls | 0.32719 | 0.27407 |  | 2523.5714 | 15 |  | 307 | 307 | unit | 0 | 56.1368 | FAIL | FAIL | Restaurants_Existing_Floating Head Pressure Controls_RIM | 0 | 0 | 0 | 0 | 0 | 0 | 0 | 0 | 0 | 0 | 0 | 0 | 0 | 0 | 0 | 0 | 0 | 0 | 0 | 0 | Restaurants_Existing_Floating Head Pressure Controls_TRC | 0 | 0 | 0 | 0 | 0 | 0 | 0 | 0 | 0 | 0 | 0 | 0 | 0 | 0 | 0 | 0 | 0 | 0 | 0 | 0
Retail | Existing | Floating Head Pressure Controls | 0.38051 | 0.1781 |  | 2523.5714 | 15 |  | 307 | 307 | unit | 0 | 56.1368 | FAIL | FAIL | Retail_Existing_Floating Head Pressure Controls_RIM | 0 | 0 | 0 | 0 | 0 | 0 | 0 | 0 | 0 | 0 | 0 | 0 | 0 | 0 | 0 | 0 | 0 | 0 | 0 | 0 | Retail_Existing_Floating Head Pressure Controls_TRC | 0 | 0 | 0 | 0 | 0 | 0 | 0 | 0 | 0 | 0 | 0 | 0 | 0 | 0 | 0 | 0 | 0 | 0 | 0 | 0
Schools K-12 | Existing | Floating Head Pressure Controls | 0.32719 | 0.27407 |  | 2523.5714 | 15 |  | 307 | 307 | unit | 0 | 56.1368 | FAIL | FAIL | Schools K-12_Existing_Floating Head Pressure Controls_RIM | 0 | 0 | 0 | 0 | 0 | 0 | 0 | 0 | 0 | 0 | 0 | 0 | 0 | 0 | 0 | 0 | 0 | 0 | 0 | 0 | Schools K-12_Existing_Floating Head Pressure Controls_TRC | 0 | 0 | 0 | 0 | 0 | 0 | 0 | 0 | 0 | 0 | 0 | 0 | 0 | 0 | 0 | 0 | 0 | 0 | 0 | 0
Warehouse | Existing | Floating Head Pressure Controls | 0.38051 | 0.1781 |  | 2523.5714 | 15 |  | 307 | 307 | unit | 0 | 56.1368 | FAIL | FAIL | Warehouse_Existing_Floating Head Pressure Controls_RIM | 0 | 0 | 0 | 0 | 0 | 0 | 0 | 0 | 0 | 0 | 0 | 0 | 0 | 0 | 0 | 0 | 0 | 0 | 0 | 0 | Warehouse_Existing_Floating Head Pressure Controls_TRC | 0 | 0 | 0 | 0 | 0 | 0 | 0 | 0 | 0 | 0 | 0 | 0 | 0 | 0 | 0 | 0 | 0 | 0 | 0 | 0
Assembly | New | Floating Head Pressure Controls | 0.38051 | 0.1781 |  | 2523.5714 | 15 |  | 307 | 307 | unit | 0 | 56.1368 | FAIL | FAIL | Assembly_New_Floating Head Pressure Controls_RIM | 0 | 0 | 0 | 0 | 0 | 0 | 0 | 0 | 0 | 0 | 0 | 0 | 0 | 0 | 0 | 0 | 0 | 0 | 0 | 0 | Assembly_New_Floating Head Pressure Controls_TRC | 0 | 0 | 0 | 0 | 0 | 0 | 0 | 0 | 0 | 0 | 0 | 0 | 0 | 0 | 0 | 0 | 0 | 0 | 0 | 0
College and University | New | Floating Head Pressure Controls | 0.32719 | 0.27407 |  | 2523.5714 | 15 |  | 307 | 307 | unit | 0 | 56.1368 | FAIL | FAIL | College and University_New_Floating Head Pressure Controls_RIM | 0 | 0 | 0 | 0 | 0 | 0 | 0 | 0 | 0 | 0 | 0 | 0 | 0 | 0 | 0 | 0 | 0 | 0 | 0 | 0 | College and University_New_Floating Head Pressure Controls_TRC | 0 | 0 | 0 | 0 | 0 | 0 | 0 | 0 | 0 | 0 | 0 | 0 | 0 | 0 | 0 | 0 | 0 | 0 | 0 | 0
Grocery | New | Floating Head Pressure Controls | 0.38051 | 0.1781 |  | 2523.5714 | 15 |  | 307 | 307 | unit | 0 | 56.1368 | FAIL | FAIL | Grocery_New_Floating Head Pressure Controls_RIM | 0 | 0 | 0 | 0 | 0 | 0 | 0 | 0 | 0 | 0 | 0 | 0 | 0 | 0 | 0 | 0 | 0 | 0 | 0 | 0 | Grocery_New_Floating Head Pressure Controls_TRC | 0 | 0 | 0 | 0 | 0 | 0 | 0 | 0 | 0 | 0 | 0 | 0 | 0 | 0 | 0 | 0 | 0 | 0 | 0 | 0
Healthcare | New | Floating Head Pressure Controls | 0.32719 | 0.27407 |  | 2523.5714 | 15 |  | 307 | 307 | unit | 0 | 56.1368 | FAIL | FAIL | Healthcare_New_Floating Head Pressure Controls_RIM | 0 | 0 | 0 | 0 | 0 | 0 | 0 | 0 | 0 | 0 | 0 | 0 | 0 | 0 | 0 | 0 | 0 | 0 | 0 | 0 | Healthcare_New_Floating Head Pressure Controls_TRC | 0 | 0 | 0 | 0 | 0 | 0 | 0 | 0 | 0 | 0 | 0 | 0 | 0 | 0 | 0 | 0 | 0 | 0 | 0 | 0
Hospitals | New | Floating Head Pressure Controls | 0.32719 | 0.27407 |  | 2523.5714 | 15 |  | 307 | 307 | unit | 0 | 56.1368 | FAIL | FAIL | Hospitals_New_Floating Head Pressure Controls_RIM | 0 | 0 | 0 | 0 | 0 | 0 | 0 | 0 | 0 | 0 | 0 | 0 | 0 | 0 | 0 | 0 | 0 | 0 | 0 | 0 | Hospitals_New_Floating Head Pressure Controls_TRC | 0 | 0 | 0 | 0 | 0 | 0 | 0 | 0 | 0 | 0 | 0 | 0 | 0 | 0 | 0 | 0 | 0 | 0 | 0 | 0
Institutional | New | Floating Head Pressure Controls | 0.38051 | 0.1781 |  | 2523.5714 | 15 |  | 307 | 307 | unit | 0 | 56.1368 | FAIL | FAIL | Institutional_New_Floating Head Pressure Controls_RIM | 0 | 0 | 0 | 0 | 0 | 0 | 0 | 0 | 0 | 0 | 0 | 0 | 0 | 0 | 0 | 0 | 0 | 0 | 0 | 0 | Institutional_New_Floating Head Pressure Controls_TRC | 0 | 0 | 0 | 0 | 0 | 0 | 0 | 0 | 0 | 0 | 0 | 0 | 0 | 0 | 0 | 0 | 0 | 0 | 0 | 0
Lodging/Hospitality | New | Floating Head Pressure Controls | 0.32719 | 0.27407 |  | 2523.5714 | 15 |  | 307 | 307 | unit | 0 | 56.1368 | FAIL | FAIL | Lodging/Hospitality_New_Floating Head Pressure Controls_RIM | 0 | 0 | 0 | 0 | 0 | 0 | 0 | 0 | 0 | 0 | 0 | 0 | 0 | 0 | 0 | 0 | 0 | 0 | 0 | 0 | Lodging/Hospitality_New_Floating Head Pressure Controls_TRC | 0 | 0 | 0 | 0 | 0 | 0 | 0 | 0 | 0 | 0 | 0 | 0 | 0 | 0 | 0 | 0 | 0 | 0 | 0 | 0
Miscellaneous | New | Floating Head Pressure Controls | 0.38051 | 0.1781 |  | 2523.5714 | 15 |  | 307 | 307 | unit | 0 | 56.1368 | FAIL | FAIL | Miscellaneous_New_Floating Head Pressure Controls_RIM | 0 | 0 | 0 | 0 | 0 | 0 | 0 | 0 | 0 | 0 | 0 | 0 | 0 | 0 | 0 | 0 | 0 | 0 | 0 | 0 | Miscellaneous_New_Floating Head Pressure Controls_TRC | 0 | 0 | 0 | 0 | 0 | 0 | 0 | 0 | 0 | 0 | 0 | 0 | 0 | 0 | 0 | 0 | 0 | 0 | 0 | 0
Offices | New | Floating Head Pressure Controls | 0.38051 | 0.1781 |  | 2523.5714 | 15 |  | 307 | 307 | unit | 0 | 56.1368 | FAIL | FAIL | Offices_New_Floating Head Pressure Controls_RIM | 0 | 0 | 0 | 0 | 0 | 0 | 0 | 0 | 0 | 0 | 0 | 0 | 0 | 0 | 0 | 0 | 0 | 0 | 0 | 0 | Offices_New_Floating Head Pressure Controls_TRC | 0 | 0 | 0 | 0 | 0 | 0 | 0 | 0 | 0 | 0 | 0 | 0 | 0 | 0 | 0 | 0 | 0 | 0 | 0 | 0
Restaurants | New | Floating Head Pressure Controls | 0.32719 | 0.27407 |  | 2523.5714 | 15 |  | 307 | 307 | unit | 0 | 56.1368 | FAIL | FAIL | Restaurants_New_Floating Head Pressure Controls_RIM | 0 | 0 | 0 | 0 | 0 | 0 | 0 | 0 | 0 | 0 | 0 | 0 | 0 | 0 | 0 | 0 | 0 | 0 | 0 | 0 | Restaurants_New_Floating Head Pressure Controls_TRC | 0 | 0 | 0 | 0 | 0 | 0 | 0 | 0 | 0 | 0 | 0 | 0 | 0 | 0 | 0 | 0 | 0 | 0 | 0 | 0
Retail | New | Floating Head Pressure Controls | 0.38051 | 0.1781 |  | 2523.5714 | 15 |  | 307 | 307 | unit | 0 | 56.1368 | FAIL | FAIL | Retail_New_Floating Head Pressure Controls_RIM | 0 | 0 | 0 | 0 | 0 | 0 | 0 | 0 | 0 | 0 | 0 | 0 | 0 | 0 | 0 | 0 | 0 | 0 | 0 | 0 | Retail_New_Floating Head Pressure Controls_TRC | 0 | 0 | 0 | 0 | 0 | 0 | 0 | 0 | 0 | 0 | 0 | 0 | 0 | 0 | 0 | 0 | 0 | 0 | 0 | 0
Schools K-12 | New | Floating Head Pressure Controls | 0.32719 | 0.27407 |  | 2523.5714 | 15 |  | 307 | 307 | unit | 0 | 56.1368 | FAIL | FAIL | Schools K-12_New_Floating Head Pressure Controls_RIM | 0 | 0 | 0 | 0 | 0 | 0 | 0 | 0 | 0 | 0 | 0 | 0 | 0 | 0 | 0 | 0 | 0 | 0 | 0 | 0 | Schools K-12_New_Floating Head Pressure Controls_TRC | 0 | 0 | 0 | 0 | 0 | 0 | 0 | 0 | 0 | 0 | 0 | 0 | 0 | 0 | 0 | 0 | 0 | 0 | 0 | 0
Warehouse | New | Floating Head Pressure Controls | 0.38051 | 0.1781 |  | 2523.5714 | 15 |  | 307 | 307 | unit | 0 | 56.1368 | FAIL | FAIL | Warehouse_New_Floating Head Pressure Controls_RIM | 0 | 0 | 0 | 0 | 0 | 0 | 0 | 0 | 0 | 0 | 0 | 0 | 0 | 0 | 0 | 0 | 0 | 0 | 0 | 0 | Warehouse_New_Floating Head Pressure Controls_TRC | 0 | 0 | 0 | 0 | 0 | 0 | 0 | 0 | 0 | 0 | 0 | 0 | 0 | 0 | 0 | 0 | 0 | 0 | 0 | 0
Assembly | Existing | Freezer-Cooler Replacement Gaskets | 0.022767 | 0.0074125 |  | 156.3315 | 4 |  | 96.8 | 96.8 | unit | 0 | 3.4776 | FAIL | 66.4574 | Assembly_Existing_Freezer-Cooler Replacement Gaskets_RIM | 0 | 0 | 0 | 0 | 0 | 0 | 0 | 0 | 0 | 0 | 0 | 0 | 0 | 0 | 0 | 0 | 0 | 0 | 0 | 0 | Assembly_Existing_Freezer-Cooler Replacement Gaskets_TRC | 0.014386 | 0.023269 | 0.037056 | 0.057968 | 0.087798 | 0.12559 | 0.16484 | 0.19023 | 0.18367 | 0.14138 | 2.249 | 3.6376 | 5.793 | 9.0623 | 13.7256 | 19.6336 | 25.77 | 29.7387 | 28.713 | 22.1019 |  | 68.65%
College and University | Existing | Freezer-Cooler Replacement Gaskets | 0.020269 | 0.016978 |  | 156.3315 | 4 |  | 96.8 | 96.8 | unit | 0 | 3.4776 | FAIL | 66.4574 | College and University_Existing_Freezer-Cooler Replacement Gaskets_RIM | 0 | 0 | 0 | 0 | 0 | 0 | 0 | 0 | 0 | 0 | 0 | 0 | 0 | 0 | 0 | 0 | 0 | 0 | 0 | 0 | College and University_Existing_Freezer-Cooler Replacement Gaskets_TRC | 0.018157 | 0.029222 | 0.0462 | 0.071526 | 0.10688 | 0.15087 | 0.1955 | 0.22285 | 0.21257 | 0.16165 | 2.8385 | 4.5683 | 7.2226 | 11.1818 | 16.7081 | 23.585 | 30.5635 | 34.8379 | 33.2311 | 25.2704 |  | 68.65%
Grocery | Existing | Freezer-Cooler Replacement Gaskets | 0.022767 | 0.0074125 |  | 156.3315 | 4 |  | 96.8 | 96.8 | unit | 0 | 3.4776 | FAIL | 66.4574 | Grocery_Existing_Freezer-Cooler Replacement Gaskets_RIM | 0 | 0 | 0 | 0 | 0 | 0 | 0 | 0 | 0 | 0 | 0 | 0 | 0 | 0 | 0 | 0 | 0 | 0 | 0 | 0 | Grocery_Existing_Freezer-Cooler Replacement Gaskets_TRC | 29.8947 | 48.6698 | 77.5677 | 121.2411 | 183.1825 | 261.5284 | 342.7705 | 395.0526 | 381.0482 | 292.9964 | 4673.4897 | 7608.6222 | 12126.2801 | 18953.8072 | 28637.1962 | 40885.1334 | 53585.8419 | 61759.1726 | 59569.8488 | 45804.5716 |  | 68.65%
Healthcare | Existing | Freezer-Cooler Replacement Gaskets | 0.020269 | 0.016978 |  | 156.3315 | 4 |  | 96.8 | 96.8 | unit | 0 | 3.4776 | FAIL | 66.4574 | Healthcare_Existing_Freezer-Cooler Replacement Gaskets_RIM | 0 | 0 | 0 | 0 | 0 | 0 | 0 | 0 | 0 | 0 | 0 | 0 | 0 | 0 | 0 | 0 | 0 | 0 | 0 | 0 | Healthcare_Existing_Freezer-Cooler Replacement Gaskets_TRC | 0.026208 | 0.042298 | 0.066947 | 0.10374 | 0.15511 | 0.21913 | 0.28419 | 0.3241 | 0.30935 | 0.2354 | 4.0971 | 6.6125 | 10.4659 | 16.2173 | 24.2484 | 34.2568 | 44.4275 | 50.6674 | 48.3616 | 36.8003 |  | 68.65%
Hospitals | Existing | Freezer-Cooler Replacement Gaskets | 0.020269 | 0.016978 |  | 156.3315 | 4 |  | 96.8 | 96.8 | unit | 0 | 3.4776 | FAIL | 66.4574 | Hospitals_Existing_Freezer-Cooler Replacement Gaskets_RIM | 0 | 0 | 0 | 0 | 0 | 0 | 0 | 0 | 0 | 0 | 0 | 0 | 0 | 0 | 0 | 0 | 0 | 0 | 0 | 0 | Hospitals_Existing_Freezer-Cooler Replacement Gaskets_TRC | 0.26173 | 0.42254 | 0.66911 | 1.0376 | 1.5529 | 2.1965 | 2.8518 | 3.2541 | 3.1044 | 2.3587 | 40.916 | 66.0568 | 104.6036 | 162.2041 | 242.7707 | 343.3825 | 445.8316 | 508.726 | 485.3193 | 368.7434 |  | 68.65%
Institutional | Existing | Freezer-Cooler Replacement Gaskets | 0.022767 | 0.0074125 |  | 156.3315 | 4 |  | 96.8 | 96.8 | unit | 0 | 3.4776 | FAIL | 66.4574 | Institutional_Existing_Freezer-Cooler Replacement Gaskets_RIM | 0 | 0 | 0 | 0 | 0 | 0 | 0 | 0 | 0 | 0 | 0 | 0 | 0 | 0 | 0 | 0 | 0 | 0 | 0 | 0 | Institutional_Existing_Freezer-Cooler Replacement Gaskets_TRC | 0 | 0 | 0 | 0 | 0 | 0 | 0 | 0 | 0 | 0 | 0 | 0 | 0 | 0 | 0 | 0 | 0 | 0 | 0 | 0 |  | 68.65%
Lodging/Hospitality | Existing | Freezer-Cooler Replacement Gaskets | 0.020269 | 0.016978 |  | 156.3315 | 4 |  | 96.8 | 96.8 | unit | 0 | 3.4776 | FAIL | 66.4574 | Lodging/Hospitality_Existing_Freezer-Cooler Replacement Gaskets_RIM | 0 | 0 | 0 | 0 | 0 | 0 | 0 | 0 | 0 | 0 | 0 | 0 | 0 | 0 | 0 | 0 | 0 | 0 | 0 | 0 | Lodging/Hospitality_Existing_Freezer-Cooler Replacement Gaskets_TRC | 0.71635 | 1.1873 | 1.8968 | 2.9594 | 4.4443 | 6.3038 | 8.2033 | 9.3773 | 8.9582 | 6.8136 | 111.9878 | 185.6118 | 296.5311 | 462.6402 | 694.7918 | 985.4904 | 1282.4329 | 1465.9629 | 1400.4452 | 1065.184 |  | 68.65%
Miscellaneous | Existing | Freezer-Cooler Replacement Gaskets | 0.022767 | 0.0074125 |  | 156.3315 | 4 |  | 96.8 | 96.8 | unit | 0 | 3.4776 | FAIL | 66.4574 | Miscellaneous_Existing_Freezer-Cooler Replacement Gaskets_RIM | 0 | 0 | 0 | 0 | 0 | 0 | 0 | 0 | 0 | 0 | 0 | 0 | 0 | 0 | 0 | 0 | 0 | 0 | 0 | 0 | Miscellaneous_Existing_Freezer-Cooler Replacement Gaskets_TRC | 0 | 0 | 0 | 0 | 0 | 0 | 0 | 0 | 0 | 0 | 0 | 0 | 0 | 0 | 0 | 0 | 0 | 0 | 0 | 0 |  | 68.65%
Offices | Existing | Freezer-Cooler Replacement Gaskets | 0.022767 | 0.0074125 |  | 156.3315 | 4 |  | 96.8 | 96.8 | unit | 0 | 3.4776 | FAIL | 66.4574 | Offices_Existing_Freezer-Cooler Replacement Gaskets_RIM | 0 | 0 | 0 | 0 | 0 | 0 | 0 | 0 | 0 | 0 | 0 | 0 | 0 | 0 | 0 | 0 | 0 | 0 | 0 | 0 | Offices_Existing_Freezer-Cooler Replacement Gaskets_TRC | 0 | 0 | 0 | 0 | 0 | 0 | 0 | 0 | 0 | 0 | 0 | 0 | 0 | 0 | 0 | 0 | 0 | 0 | 0 | 0 |  | 68.65%
Restaurants | Existing | Freezer-Cooler Replacement Gaskets | 0.020269 | 0.016978 |  | 156.3315 | 4 |  | 96.8 | 96.8 | unit | 0 | 3.4776 | FAIL | 66.4574 | Restaurants_Existing_Freezer-Cooler Replacement Gaskets_RIM | 0 | 0 | 0 | 0 | 0 | 0 | 0 | 0 | 0 | 0 | 0 | 0 | 0 | 0 | 0 | 0 | 0 | 0 | 0 | 0 | Restaurants_Existing_Freezer-Cooler Replacement Gaskets_TRC | 9.354 | 15.2333 | 24.2928 | 38.0049 | 57.4905 | 82.1266 | 107.6445 | 124.0432 | 119.5922 | 91.9228 | 1462.3246 | 2381.4419 | 3797.7272 | 5941.3565 | 8987.5758 | 12838.974 | 16828.2344 | 19391.8649 | 18696.0294 | 14370.4337 |  | 68.65%
Retail | Existing | Freezer-Cooler Replacement Gaskets | 0.022767 | 0.0074125 |  | 156.3315 | 4 |  | 96.8 | 96.8 | unit | 0 | 3.4776 | FAIL | 66.4574 | Retail_Existing_Freezer-Cooler Replacement Gaskets_RIM | 0 | 0 | 0 | 0 | 0 | 0 | 0 | 0 | 0 | 0 | 0 | 0 | 0 | 0 | 0 | 0 | 0 | 0 | 0 | 0 | Retail_Existing_Freezer-Cooler Replacement Gaskets_TRC | 2.3651 | 3.8263 | 6.0715 | 9.4403 | 14.1771 | 20.1024 | 26.1457 | 29.8663 | 28.5079 | 21.6638 | 369.7384 | 598.1683 | 949.1608 | 1475.815 | 2216.3201 | 3142.64 | 4087.4029 | 4669.0432 | 4456.6784 | 3386.7419 |  | 68.65%
Schools K-12 | Existing | Freezer-Cooler Replacement Gaskets | 0.020269 | 0.016978 |  | 156.3315 | 4 |  | 96.8 | 96.8 | unit | 0 | 3.4776 | FAIL | 66.4574 | Schools K-12_Existing_Freezer-Cooler Replacement Gaskets_RIM | 0 | 0 | 0 | 0 | 0 | 0 | 0 | 0 | 0 | 0 | 0 | 0 | 0 | 0 | 0 | 0 | 0 | 0 | 0 | 0 | Schools K-12_Existing_Freezer-Cooler Replacement Gaskets_TRC | 0.36746 | 0.59139 | 0.93501 | 1.4476 | 2.163 | 3.0532 | 3.9566 | 4.51 | 4.302 | 3.2714 | 57.4455 | 92.4528 | 146.1713 | 226.2984 | 338.1402 | 477.3147 | 618.5475 | 705.0526 | 672.5331 | 511.4243 |  | 68.65%
Warehouse | Existing | Freezer-Cooler Replacement Gaskets | 0.022767 | 0.0074125 |  | 156.3315 | 4 |  | 96.8 | 96.8 | unit | 0 | 3.4776 | FAIL | 66.4574 | Warehouse_Existing_Freezer-Cooler Replacement Gaskets_RIM | 0 | 0 | 0 | 0 | 0 | 0 | 0 | 0 | 0 | 0 | 0 | 0 | 0 | 0 | 0 | 0 | 0 | 0 | 0 | 0 | Warehouse_Existing_Freezer-Cooler Replacement Gaskets_TRC | 0 | 0 | 0 | 0 | 0 | 0 | 0 | 0 | 0 | 0 | 0 | 0 | 0 | 0 | 0 | 0 | 0 | 0 | 0 | 0 |  | 68.65%
Assembly | New | Freezer-Cooler Replacement Gaskets | 0 | 0 |  | 0 | 4 |  | 96.8 | 96.8 | unit | 0 | 0 | FAIL | FAIL | Assembly_New_Freezer-Cooler Replacement Gaskets_RIM | 0 | 0 | 0 | 0 | 0 | 0 | 0 | 0 | 0 | 0 | 0 | 0 | 0 | 0 | 0 | 0 | 0 | 0 | 0 | 0 | Assembly_New_Freezer-Cooler Replacement Gaskets_TRC | 0 | 0 | 0 | 0 | 0 | 0 | 0 | 0 | 0 | 0 | 0 | 0 | 0 | 0 | 0 | 0 | 0 | 0 | 0 | 0
College and University | New | Freezer-Cooler Replacement Gaskets | 0 | 0 |  | 0 | 4 |  | 96.8 | 96.8 | unit | 0 | 0 | FAIL | FAIL | College and University_New_Freezer-Cooler Replacement Gaskets_RIM | 0 | 0 | 0 | 0 | 0 | 0 | 0 | 0 | 0 | 0 | 0 | 0 | 0 | 0 | 0 | 0 | 0 | 0 | 0 | 0 | College and University_New_Freezer-Cooler Replacement Gaskets_TRC | 0 | 0 | 0 | 0 | 0 | 0 | 0 | 0 | 0 | 0 | 0 | 0 | 0 | 0 | 0 | 0 | 0 | 0 | 0 | 0
Grocery | New | Freezer-Cooler Replacement Gaskets | 0 | 0 |  | 0 | 4 |  | 96.8 | 96.8 | unit | 0 | 0 | FAIL | FAIL | Grocery_New_Freezer-Cooler Replacement Gaskets_RIM | 0 | 0 | 0 | 0 | 0 | 0 | 0 | 0 | 0 | 0 | 0 | 0 | 0 | 0 | 0 | 0 | 0 | 0 | 0 | 0 | Grocery_New_Freezer-Cooler Replacement Gaskets_TRC | 0 | 0 | 0 | 0 | 0 | 0 | 0 | 0 | 0 | 0 | 0 | 0 | 0 | 0 | 0 | 0 | 0 | 0 | 0 | 0
Healthcare | New | Freezer-Cooler Replacement Gaskets | 0 | 0 |  | 0 | 4 |  | 96.8 | 96.8 | unit | 0 | 0 | FAIL | FAIL | Healthcare_New_Freezer-Cooler Replacement Gaskets_RIM | 0 | 0 | 0 | 0 | 0 | 0 | 0 | 0 | 0 | 0 | 0 | 0 | 0 | 0 | 0 | 0 | 0 | 0 | 0 | 0 | Healthcare_New_Freezer-Cooler Replacement Gaskets_TRC | 0 | 0 | 0 | 0 | 0 | 0 | 0 | 0 | 0 | 0 | 0 | 0 | 0 | 0 | 0 | 0 | 0 | 0 | 0 | 0
Hospitals | New | Freezer-Cooler Replacement Gaskets | 0 | 0 |  | 0 | 4 |  | 96.8 | 96.8 | unit | 0 | 0 | FAIL | FAIL | Hospitals_New_Freezer-Cooler Replacement Gaskets_RIM | 0 | 0 | 0 | 0 | 0 | 0 | 0 | 0 | 0 | 0 | 0 | 0 | 0 | 0 | 0 | 0 | 0 | 0 | 0 | 0 | Hospitals_New_Freezer-Cooler Replacement Gaskets_TRC | 0 | 0 | 0 | 0 | 0 | 0 | 0 | 0 | 0 | 0 | 0 | 0 | 0 | 0 | 0 | 0 | 0 | 0 | 0 | 0
Institutional | New | Freezer-Cooler Replacement Gaskets | 0 | 0 |  | 0 | 4 |  | 96.8 | 96.8 | unit | 0 | 0 | FAIL | FAIL | Institutional_New_Freezer-Cooler Replacement Gaskets_RIM | 0 | 0 | 0 | 0 | 0 | 0 | 0 | 0 | 0 | 0 | 0 | 0 | 0 | 0 | 0 | 0 | 0 | 0 | 0 | 0 | Institutional_New_Freezer-Cooler Replacement Gaskets_TRC | 0 | 0 | 0 | 0 | 0 | 0 | 0 | 0 | 0 | 0 | 0 | 0 | 0 | 0 | 0 | 0 | 0 | 0 | 0 | 0
Lodging/Hospitality | New | Freezer-Cooler Replacement Gaskets | 0 | 0 |  | 0 | 4 |  | 96.8 | 96.8 | unit | 0 | 0 | FAIL | FAIL | Lodging/Hospitality_New_Freezer-Cooler Replacement Gaskets_RIM | 0 | 0 | 0 | 0 | 0 | 0 | 0 | 0 | 0 | 0 | 0 | 0 | 0 | 0 | 0 | 0 | 0 | 0 | 0 | 0 | Lodging/Hospitality_New_Freezer-Cooler Replacement Gaskets_TRC | 0 | 0 | 0 | 0 | 0 | 0 | 0 | 0 | 0 | 0 | 0 | 0 | 0 | 0 | 0 | 0 | 0 | 0 | 0 | 0
Miscellaneous | New | Freezer-Cooler Replacement Gaskets | 0 | 0 |  | 0 | 4 |  | 96.8 | 96.8 | unit | 0 | 0 | FAIL | FAIL | Miscellaneous_New_Freezer-Cooler Replacement Gaskets_RIM | 0 | 0 | 0 | 0 | 0 | 0 | 0 | 0 | 0 | 0 | 0 | 0 | 0 | 0 | 0 | 0 | 0 | 0 | 0 | 0 | Miscellaneous_New_Freezer-Cooler Replacement Gaskets_TRC | 0 | 0 | 0 | 0 | 0 | 0 | 0 | 0 | 0 | 0 | 0 | 0 | 0 | 0 | 0 | 0 | 0 | 0 | 0 | 0
Offices | New | Freezer-Cooler Replacement Gaskets | 0 | 0 |  | 0 | 4 |  | 96.8 | 96.8 | unit | 0 | 0 | FAIL | FAIL | Offices_New_Freezer-Cooler Replacement Gaskets_RIM | 0 | 0 | 0 | 0 | 0 | 0 | 0 | 0 | 0 | 0 | 0 | 0 | 0 | 0 | 0 | 0 | 0 | 0 | 0 | 0 | Offices_New_Freezer-Cooler Replacement Gaskets_TRC | 0 | 0 | 0 | 0 | 0 | 0 | 0 | 0 | 0 | 0 | 0 | 0 | 0 | 0 | 0 | 0 | 0 | 0 | 0 | 0
Restaurants | New | Freezer-Cooler Replacement Gaskets | 0 | 0 |  | 0 | 4 |  | 96.8 | 96.8 | unit | 0 | 0 | FAIL | FAIL | Restaurants_New_Freezer-Cooler Replacement Gaskets_RIM | 0 | 0 | 0 | 0 | 0 | 0 | 0 | 0 | 0 | 0 | 0 | 0 | 0 | 0 | 0 | 0 | 0 | 0 | 0 | 0 | Restaurants_New_Freezer-Cooler Replacement Gaskets_TRC | 0 | 0 | 0 | 0 | 0 | 0 | 0 | 0 | 0 | 0 | 0 | 0 | 0 | 0 | 0 | 0 | 0 | 0 | 0 | 0
Retail | New | Freezer-Cooler Replacement Gaskets | 0 | 0 |  | 0 | 4 |  | 96.8 | 96.8 | unit | 0 | 0 | FAIL | FAIL | Retail_New_Freezer-Cooler Replacement Gaskets_RIM | 0 | 0 | 0 | 0 | 0 | 0 | 0 | 0 | 0 | 0 | 0 | 0 | 0 | 0 | 0 | 0 | 0 | 0 | 0 | 0 | Retail_New_Freezer-Cooler Replacement Gaskets_TRC | 0 | 0 | 0 | 0 | 0 | 0 | 0 | 0 | 0 | 0 | 0 | 0 | 0 | 0 | 0 | 0 | 0 | 0 | 0 | 0
Schools K-12 | New | Freezer-Cooler Replacement Gaskets | 0 | 0 |  | 0 | 4 |  | 96.8 | 96.8 | unit | 0 | 0 | FAIL | FAIL | Schools K-12_New_Freezer-Cooler Replacement Gaskets_RIM | 0 | 0 | 0 | 0 | 0 | 0 | 0 | 0 | 0 | 0 | 0 | 0 | 0 | 0 | 0 | 0 | 0 | 0 | 0 | 0 | Schools K-12_New_Freezer-Cooler Replacement Gaskets_TRC | 0 | 0 | 0 | 0 | 0 | 0 | 0 | 0 | 0 | 0 | 0 | 0 | 0 | 0 | 0 | 0 | 0 | 0 | 0 | 0
Warehouse | New | Freezer-Cooler Replacement Gaskets | 0 | 0 |  | 0 | 4 |  | 96.8 | 96.8 | unit | 0 | 0 | FAIL | FAIL | Warehouse_New_Freezer-Cooler Replacement Gaskets_RIM | 0 | 0 | 0 | 0 | 0 | 0 | 0 | 0 | 0 | 0 | 0 | 0 | 0 | 0 | 0 | 0 | 0 | 0 | 0 | 0 | Warehouse_New_Freezer-Cooler Replacement Gaskets_TRC | 0 | 0 | 0 | 0 | 0 | 0 | 0 | 0 | 0 | 0 | 0 | 0 | 0 | 0 | 0 | 0 | 0 | 0 | 0 | 0
Assembly | Existing | High Efficiency Refrigeration Compressor | 0.020431 | 0.0095627 |  | 135.5 | 13 |  | 221.64 | 221.64 | compressor | 0 | 3.0142 | FAIL | FAIL | Assembly_Existing_High Efficiency Refrigeration Compressor_RIM | 0 | 0 | 0 | 0 | 0 | 0 | 0 | 0 | 0 | 0 | 0 | 0 | 0 | 0 | 0 | 0 | 0 | 0 | 0 | 0 | Assembly_Existing_High Efficiency Refrigeration Compressor_TRC | 0 | 0 | 0 | 0 | 0 | 0 | 0 | 0 | 0 | 0 | 0 | 0 | 0 | 0 | 0 | 0 | 0 | 0 | 0 | 0
College and University | Existing | High Efficiency Refrigeration Compressor | 0.017568 | 0.014716 |  | 135.5 | 13 |  | 221.64 | 221.64 | compressor | 0 | 3.0142 | FAIL | FAIL | College and University_Existing_High Efficiency Refrigeration Compressor_RIM | 0 | 0 | 0 | 0 | 0 | 0 | 0 | 0 | 0 | 0 | 0 | 0 | 0 | 0 | 0 | 0 | 0 | 0 | 0 | 0 | College and University_Existing_High Efficiency Refrigeration Compressor_TRC | 0 | 0 | 0 | 0 | 0 | 0 | 0 | 0 | 0 | 0 | 0 | 0 | 0 | 0 | 0 | 0 | 0 | 0 | 0 | 0
Grocery | Existing | High Efficiency Refrigeration Compressor | 0.020431 | 0.0095627 |  | 135.5 | 13 |  | 221.64 | 221.64 | compressor | 0 | 3.0142 | FAIL | FAIL | Grocery_Existing_High Efficiency Refrigeration Compressor_RIM | 0 | 0 | 0 | 0 | 0 | 0 | 0 | 0 | 0 | 0 | 0 | 0 | 0 | 0 | 0 | 0 | 0 | 0 | 0 | 0 | Grocery_Existing_High Efficiency Refrigeration Compressor_TRC | 0 | 0 | 0 | 0 | 0 | 0 | 0 | 0 | 0 | 0 | 0 | 0 | 0 | 0 | 0 | 0 | 0 | 0 | 0 | 0
Healthcare | Existing | High Efficiency Refrigeration Compressor | 0.017568 | 0.014716 |  | 135.5 | 13 |  | 221.64 | 221.64 | compressor | 0 | 3.0142 | FAIL | FAIL | Healthcare_Existing_High Efficiency Refrigeration Compressor_RIM | 0 | 0 | 0 | 0 | 0 | 0 | 0 | 0 | 0 | 0 | 0 | 0 | 0 | 0 | 0 | 0 | 0 | 0 | 0 | 0 | Healthcare_Existing_High Efficiency Refrigeration Compressor_TRC | 0 | 0 | 0 | 0 | 0 | 0 | 0 | 0 | 0 | 0 | 0 | 0 | 0 | 0 | 0 | 0 | 0 | 0 | 0 | 0
Hospitals | Existing | High Efficiency Refrigeration Compressor | 0.017568 | 0.014716 |  | 135.5 | 13 |  | 221.64 | 221.64 | compressor | 0 | 3.0142 | FAIL | FAIL | Hospitals_Existing_High Efficiency Refrigeration Compressor_RIM | 0 | 0 | 0 | 0 | 0 | 0 | 0 | 0 | 0 | 0 | 0 | 0 | 0 | 0 | 0 | 0 | 0 | 0 | 0 | 0 | Hospitals_Existing_High Efficiency Refrigeration Compressor_TRC | 0 | 0 | 0 | 0 | 0 | 0 | 0 | 0 | 0 | 0 | 0 | 0 | 0 | 0 | 0 | 0 | 0 | 0 | 0 | 0
Institutional | Existing | High Efficiency Refrigeration Compressor | 0.020431 | 0.0095627 |  | 135.5 | 13 |  | 221.64 | 221.64 | compressor | 0 | 3.0142 | FAIL | FAIL | Institutional_Existing_High Efficiency Refrigeration Compressor_RIM | 0 | 0 | 0 | 0 | 0 | 0 | 0 | 0 | 0 | 0 | 0 | 0 | 0 | 0 | 0 | 0 | 0 | 0 | 0 | 0 | Institutional_Existing_High Efficiency Refrigeration Compressor_TRC | 0 | 0 | 0 | 0 | 0 | 0 | 0 | 0 | 0 | 0 | 0 | 0 | 0 | 0 | 0 | 0 | 0 | 0 | 0 | 0
Lodging/Hospitality | Existing | High Efficiency Refrigeration Compressor | 0.017568 | 0.014716 |  | 135.5 | 13 |  | 221.64 | 221.64 | compressor | 0 | 3.0142 | FAIL | FAIL | Lodging/Hospitality_Existing_High Efficiency Refrigeration Compressor_RIM | 0 | 0 | 0 | 0 | 0 | 0 | 0 | 0 | 0 | 0 | 0 | 0 | 0 | 0 | 0 | 0 | 0 | 0 | 0 | 0 | Lodging/Hospitality_Existing_High Efficiency Refrigeration Compressor_TRC | 0 | 0 | 0 | 0 | 0 | 0 | 0 | 0 | 0 | 0 | 0 | 0 | 0 | 0 | 0 | 0 | 0 | 0 | 0 | 0
Miscellaneous | Existing | High Efficiency Refrigeration Compressor | 0.020431 | 0.0095627 |  | 135.5 | 13 |  | 221.64 | 221.64 | compressor | 0 | 3.0142 | FAIL | FAIL | Miscellaneous_Existing_High Efficiency Refrigeration Compressor_RIM | 0 | 0 | 0 | 0 | 0 | 0 | 0 | 0 | 0 | 0 | 0 | 0 | 0 | 0 | 0 | 0 | 0 | 0 | 0 | 0 | Miscellaneous_Existing_High Efficiency Refrigeration Compressor_TRC | 0 | 0 | 0 | 0 | 0 | 0 | 0 | 0 | 0 | 0 | 0 | 0 | 0 | 0 | 0 | 0 | 0 | 0 | 0 | 0
Offices | Existing | High Efficiency Refrigeration Compressor | 0.020431 | 0.0095627 |  | 135.5 | 13 |  | 221.64 | 221.64 | compressor | 0 | 3.0142 | FAIL | FAIL | Offices_Existing_High Efficiency Refrigeration Compressor_RIM | 0 | 0 | 0 | 0 | 0 | 0 | 0 | 0 | 0 | 0 | 0 | 0 | 0 | 0 | 0 | 0 | 0 | 0 | 0 | 0 | Offices_Existing_High Efficiency Refrigeration Compressor_TRC | 0 | 0 | 0 | 0 | 0 | 0 | 0 | 0 | 0 | 0 | 0 | 0 | 0 | 0 | 0 | 0 | 0 | 0 | 0 | 0
Restaurants | Existing | High Efficiency Refrigeration Compressor | 0.017568 | 0.014716 |  | 135.5 | 13 |  | 221.64 | 221.64 | compressor | 0 | 3.0142 | FAIL | FAIL | Restaurants_Existing_High Efficiency Refrigeration Compressor_RIM | 0 | 0 | 0 | 0 | 0 | 0 | 0 | 0 | 0 | 0 | 0 | 0 | 0 | 0 | 0 | 0 | 0 | 0 | 0 | 0 | Restaurants_Existing_High Efficiency Refrigeration Compressor_TRC | 0 | 0 | 0 | 0 | 0 | 0 | 0 | 0 | 0 | 0 | 0 | 0 | 0 | 0 | 0 | 0 | 0 | 0 | 0 | 0
Retail | Existing | High Efficiency Refrigeration Compressor | 0.020431 | 0.0095627 |  | 135.5 | 13 |  | 221.64 | 221.64 | compressor | 0 | 3.0142 | FAIL | FAIL | Retail_Existing_High Efficiency Refrigeration Compressor_RIM | 0 | 0 | 0 | 0 | 0 | 0 | 0 | 0 | 0 | 0 | 0 | 0 | 0 | 0 | 0 | 0 | 0 | 0 | 0 | 0 | Retail_Existing_High Efficiency Refrigeration Compressor_TRC | 0 | 0 | 0 | 0 | 0 | 0 | 0 | 0 | 0 | 0 | 0 | 0 | 0 | 0 | 0 | 0 | 0 | 0 | 0 | 0
Schools K-12 | Existing | High Efficiency Refrigeration Compressor | 0.017568 | 0.014716 |  | 135.5 | 13 |  | 221.64 | 221.64 | compressor | 0 | 3.0142 | FAIL | FAIL | Schools K-12_Existing_High Efficiency Refrigeration Compressor_RIM | 0 | 0 | 0 | 0 | 0 | 0 | 0 | 0 | 0 | 0 | 0 | 0 | 0 | 0 | 0 | 0 | 0 | 0 | 0 | 0 | Schools K-12_Existing_High Efficiency Refrigeration Compressor_TRC | 0 | 0 | 0 | 0 | 0 | 0 | 0 | 0 | 0 | 0 | 0 | 0 | 0 | 0 | 0 | 0 | 0 | 0 | 0 | 0
Warehouse | Existing | High Efficiency Refrigeration Compressor | 0.020431 | 0.0095627 |  | 135.5 | 13 |  | 221.64 | 221.64 | compressor | 0 | 3.0142 | FAIL | FAIL | Warehouse_Existing_High Efficiency Refrigeration Compressor_RIM | 0 | 0 | 0 | 0 | 0 | 0 | 0 | 0 | 0 | 0 | 0 | 0 | 0 | 0 | 0 | 0 | 0 | 0 | 0 | 0 | Warehouse_Existing_High Efficiency Refrigeration Compressor_TRC | 0 | 0 | 0 | 0 | 0 | 0 | 0 | 0 | 0 | 0 | 0 | 0 | 0 | 0 | 0 | 0 | 0 | 0 | 0 | 0
Assembly | New | High Efficiency Refrigeration Compressor | 0.020431 | 0.0095627 |  | 135.5 | 13 |  | 221.64 | 221.64 | compressor | 0 | 3.0142 | FAIL | FAIL | Assembly_New_High Efficiency Refrigeration Compressor_RIM | 0 | 0 | 0 | 0 | 0 | 0 | 0 | 0 | 0 | 0 | 0 | 0 | 0 | 0 | 0 | 0 | 0 | 0 | 0 | 0 | Assembly_New_High Efficiency Refrigeration Compressor_TRC | 0 | 0 | 0 | 0 | 0 | 0 | 0 | 0 | 0 | 0 | 0 | 0 | 0 | 0 | 0 | 0 | 0 | 0 | 0 | 0
College and University | New | High Efficiency Refrigeration Compressor | 0.017568 | 0.014716 |  | 135.5 | 13 |  | 221.64 | 221.64 | compressor | 0 | 3.0142 | FAIL | FAIL | College and University_New_High Efficiency Refrigeration Compressor_RIM | 0 | 0 | 0 | 0 | 0 | 0 | 0 | 0 | 0 | 0 | 0 | 0 | 0 | 0 | 0 | 0 | 0 | 0 | 0 | 0 | College and University_New_High Efficiency Refrigeration Compressor_TRC | 0 | 0 | 0 | 0 | 0 | 0 | 0 | 0 | 0 | 0 | 0 | 0 | 0 | 0 | 0 | 0 | 0 | 0 | 0 | 0
Grocery | New | High Efficiency Refrigeration Compressor | 0.020431 | 0.0095627 |  | 135.5 | 13 |  | 221.64 | 221.64 | compressor | 0 | 3.0142 | FAIL | FAIL | Grocery_New_High Efficiency Refrigeration Compressor_RIM | 0 | 0 | 0 | 0 | 0 | 0 | 0 | 0 | 0 | 0 | 0 | 0 | 0 | 0 | 0 | 0 | 0 | 0 | 0 | 0 | Grocery_New_High Efficiency Refrigeration Compressor_TRC | 0 | 0 | 0 | 0 | 0 | 0 | 0 | 0 | 0 | 0 | 0 | 0 | 0 | 0 | 0 | 0 | 0 | 0 | 0 | 0
Healthcare | New | High Efficiency Refrigeration Compressor | 0.017568 | 0.014716 |  | 135.5 | 13 |  | 221.64 | 221.64 | compressor | 0 | 3.0142 | FAIL | FAIL | Healthcare_New_High Efficiency Refrigeration Compressor_RIM | 0 | 0 | 0 | 0 | 0 | 0 | 0 | 0 | 0 | 0 | 0 | 0 | 0 | 0 | 0 | 0 | 0 | 0 | 0 | 0 | Healthcare_New_High Efficiency Refrigeration Compressor_TRC | 0 | 0 | 0 | 0 | 0 | 0 | 0 | 0 | 0 | 0 | 0 | 0 | 0 | 0 | 0 | 0 | 0 | 0 | 0 | 0
Hospitals | New | High Efficiency Refrigeration Compressor | 0.017568 | 0.014716 |  | 135.5 | 13 |  | 221.64 | 221.64 | compressor | 0 | 3.0142 | FAIL | FAIL | Hospitals_New_High Efficiency Refrigeration Compressor_RIM | 0 | 0 | 0 | 0 | 0 | 0 | 0 | 0 | 0 | 0 | 0 | 0 | 0 | 0 | 0 | 0 | 0 | 0 | 0 | 0 | Hospitals_New_High Efficiency Refrigeration Compressor_TRC | 0 | 0 | 0 | 0 | 0 | 0 | 0 | 0 | 0 | 0 | 0 | 0 | 0 | 0 | 0 | 0 | 0 | 0 | 0 | 0
Institutional | New | High Efficiency Refrigeration Compressor | 0.020431 | 0.0095627 |  | 135.5 | 13 |  | 221.64 | 221.64 | compressor | 0 | 3.0142 | FAIL | FAIL | Institutional_New_High Efficiency Refrigeration Compressor_RIM | 0 | 0 | 0 | 0 | 0 | 0 | 0 | 0 | 0 | 0 | 0 | 0 | 0 | 0 | 0 | 0 | 0 | 0 | 0 | 0 | Institutional_New_High Efficiency Refrigeration Compressor_TRC | 0 | 0 | 0 | 0 | 0 | 0 | 0 | 0 | 0 | 0 | 0 | 0 | 0 | 0 | 0 | 0 | 0 | 0 | 0 | 0
Lodging/Hospitality | New | High Efficiency Refrigeration Compressor | 0.017568 | 0.014716 |  | 135.5 | 13 |  | 221.64 | 221.64 | compressor | 0 | 3.0142 | FAIL | FAIL | Lodging/Hospitality_New_High Efficiency Refrigeration Compressor_RIM | 0 | 0 | 0 | 0 | 0 | 0 | 0 | 0 | 0 | 0 | 0 | 0 | 0 | 0 | 0 | 0 | 0 | 0 | 0 | 0 | Lodging/Hospitality_New_High Efficiency Refrigeration Compressor_TRC | 0 | 0 | 0 | 0 | 0 | 0 | 0 | 0 | 0 | 0 | 0 | 0 | 0 | 0 | 0 | 0 | 0 | 0 | 0 | 0
Miscellaneous | New | High Efficiency Refrigeration Compressor | 0.020431 | 0.0095627 |  | 135.5 | 13 |  | 221.64 | 221.64 | compressor | 0 | 3.0142 | FAIL | FAIL | Miscellaneous_New_High Efficiency Refrigeration Compressor_RIM | 0 | 0 | 0 | 0 | 0 | 0 | 0 | 0 | 0 | 0 | 0 | 0 | 0 | 0 | 0 | 0 | 0 | 0 | 0 | 0 | Miscellaneous_New_High Efficiency Refrigeration Compressor_TRC | 0 | 0 | 0 | 0 | 0 | 0 | 0 | 0 | 0 | 0 | 0 | 0 | 0 | 0 | 0 | 0 | 0 | 0 | 0 | 0
Offices | New | High Efficiency Refrigeration Compressor | 0.020431 | 0.0095627 |  | 135.5 | 13 |  | 221.64 | 221.64 | compressor | 0 | 3.0142 | FAIL | FAIL | Offices_New_High Efficiency Refrigeration Compressor_RIM | 0 | 0 | 0 | 0 | 0 | 0 | 0 | 0 | 0 | 0 | 0 | 0 | 0 | 0 | 0 | 0 | 0 | 0 | 0 | 0 | Offices_New_High Efficiency Refrigeration Compressor_TRC | 0 | 0 | 0 | 0 | 0 | 0 | 0 | 0 | 0 | 0 | 0 | 0 | 0 | 0 | 0 | 0 | 0 | 0 | 0 | 0
Restaurants | New | High Efficiency Refrigeration Compressor | 0.017568 | 0.014716 |  | 135.5 | 13 |  | 221.64 | 221.64 | compressor | 0 | 3.0142 | FAIL | FAIL | Restaurants_New_High Efficiency Refrigeration Compressor_RIM | 0 | 0 | 0 | 0 | 0 | 0 | 0 | 0 | 0 | 0 | 0 | 0 | 0 | 0 | 0 | 0 | 0 | 0 | 0 | 0 | Restaurants_New_High Efficiency Refrigeration Compressor_TRC | 0 | 0 | 0 | 0 | 0 | 0 | 0 | 0 | 0 | 0 | 0 | 0 | 0 | 0 | 0 | 0 | 0 | 0 | 0 | 0
Retail | New | High Efficiency Refrigeration Compressor | 0.020431 | 0.0095627 |  | 135.5 | 13 |  | 221.64 | 221.64 | compressor | 0 | 3.0142 | FAIL | FAIL | Retail_New_High Efficiency Refrigeration Compressor_RIM | 0 | 0 | 0 | 0 | 0 | 0 | 0 | 0 | 0 | 0 | 0 | 0 | 0 | 0 | 0 | 0 | 0 | 0 | 0 | 0 | Retail_New_High Efficiency Refrigeration Compressor_TRC | 0 | 0 | 0 | 0 | 0 | 0 | 0 | 0 | 0 | 0 | 0 | 0 | 0 | 0 | 0 | 0 | 0 | 0 | 0 | 0
Schools K-12 | New | High Efficiency Refrigeration Compressor | 0.017568 | 0.014716 |  | 135.5 | 13 |  | 221.64 | 221.64 | compressor | 0 | 3.0142 | FAIL | FAIL | Schools K-12_New_High Efficiency Refrigeration Compressor_RIM | 0 | 0 | 0 | 0 | 0 | 0 | 0 | 0 | 0 | 0 | 0 | 0 | 0 | 0 | 0 | 0 | 0 | 0 | 0 | 0 | Schools K-12_New_High Efficiency Refrigeration Compressor_TRC | 0 | 0 | 0 | 0 | 0 | 0 | 0 | 0 | 0 | 0 | 0 | 0 | 0 | 0 | 0 | 0 | 0 | 0 | 0 | 0
Warehouse | New | High Efficiency Refrigeration Compressor | 0.020431 | 0.0095627 |  | 135.5 | 13 |  | 221.64 | 221.64 | compressor | 0 | 3.0142 | FAIL | FAIL | Warehouse_New_High Efficiency Refrigeration Compressor_RIM | 0 | 0 | 0 | 0 | 0 | 0 | 0 | 0 | 0 | 0 | 0 | 0 | 0 | 0 | 0 | 0 | 0 | 0 | 0 | 0 | Warehouse_New_High Efficiency Refrigeration Compressor_TRC | 0 | 0 | 0 | 0 | 0 | 0 | 0 | 0 | 0 | 0 | 0 | 0 | 0 | 0 | 0 | 0 | 0 | 0 | 0 | 0
Assembly | Existing | High R-Value Glass Doors | 0.025557 | 0.0087903 |  | 175 | 12 |  | 394 | 394 | door | 0 | 3.8929 | FAIL | FAIL | Assembly_Existing_High R-Value Glass Doors_RIM | 0 | 0 | 0 | 0 | 0 | 0 | 0 | 0 | 0 | 0 | 0 | 0 | 0 | 0 | 0 | 0 | 0 | 0 | 0 | 0 | Assembly_Existing_High R-Value Glass Doors_TRC | 0 | 0 | 0 | 0 | 0 | 0 | 0 | 0 | 0 | 0 | 0 | 0 | 0 | 0 | 0 | 0 | 0 | 0 | 0 | 0
College and University | Existing | High R-Value Glass Doors | 0.02269 | 0.019005 |  | 175 | 12 |  | 394 | 394 | door | 0 | 3.8929 | FAIL | FAIL | College and University_Existing_High R-Value Glass Doors_RIM | 0 | 0 | 0 | 0 | 0 | 0 | 0 | 0 | 0 | 0 | 0 | 0 | 0 | 0 | 0 | 0 | 0 | 0 | 0 | 0 | College and University_Existing_High R-Value Glass Doors_TRC | 0 | 0 | 0 | 0 | 0 | 0 | 0 | 0 | 0 | 0 | 0 | 0 | 0 | 0 | 0 | 0 | 0 | 0 | 0 | 0
Grocery | Existing | High R-Value Glass Doors | 0.025557 | 0.0087903 |  | 175 | 12 |  | 394 | 394 | door | 0 | 3.8929 | FAIL | FAIL | Grocery_Existing_High R-Value Glass Doors_RIM | 0 | 0 | 0 | 0 | 0 | 0 | 0 | 0 | 0 | 0 | 0 | 0 | 0 | 0 | 0 | 0 | 0 | 0 | 0 | 0 | Grocery_Existing_High R-Value Glass Doors_TRC | 0 | 0 | 0 | 0 | 0 | 0 | 0 | 0 | 0 | 0 | 0 | 0 | 0 | 0 | 0 | 0 | 0 | 0 | 0 | 0
Healthcare | Existing | High R-Value Glass Doors | 0.02269 | 0.019005 |  | 175 | 12 |  | 394 | 394 | door | 0 | 3.8929 | FAIL | FAIL | Healthcare_Existing_High R-Value Glass Doors_RIM | 0 | 0 | 0 | 0 | 0 | 0 | 0 | 0 | 0 | 0 | 0 | 0 | 0 | 0 | 0 | 0 | 0 | 0 | 0 | 0 | Healthcare_Existing_High R-Value Glass Doors_TRC | 0 | 0 | 0 | 0 | 0 | 0 | 0 | 0 | 0 | 0 | 0 | 0 | 0 | 0 | 0 | 0 | 0 | 0 | 0 | 0
Hospitals | Existing | High R-Value Glass Doors | 0.02269 | 0.019005 |  | 175 | 12 |  | 394 | 394 | door | 0 | 3.8929 | FAIL | FAIL | Hospitals_Existing_High R-Value Glass Doors_RIM | 0 | 0 | 0 | 0 | 0 | 0 | 0 | 0 | 0 | 0 | 0 | 0 | 0 | 0 | 0 | 0 | 0 | 0 | 0 | 0 | Hospitals_Existing_High R-Value Glass Doors_TRC | 0 | 0 | 0 | 0 | 0 | 0 | 0 | 0 | 0 | 0 | 0 | 0 | 0 | 0 | 0 | 0 | 0 | 0 | 0 | 0
Institutional | Existing | High R-Value Glass Doors | 0.025557 | 0.0087903 |  | 175 | 12 |  | 394 | 394 | door | 0 | 3.8929 | FAIL | FAIL | Institutional_Existing_High R-Value Glass Doors_RIM | 0 | 0 | 0 | 0 | 0 | 0 | 0 | 0 | 0 | 0 | 0 | 0 | 0 | 0 | 0 | 0 | 0 | 0 | 0 | 0 | Institutional_Existing_High R-Value Glass Doors_TRC | 0 | 0 | 0 | 0 | 0 | 0 | 0 | 0 | 0 | 0 | 0 | 0 | 0 | 0 | 0 | 0 | 0 | 0 | 0 | 0
Lodging/Hospitality | Existing | High R-Value Glass Doors | 0.02269 | 0.019005 |  | 175 | 12 |  | 394 | 394 | door | 0 | 3.8929 | FAIL | FAIL | Lodging/Hospitality_Existing_High R-Value Glass Doors_RIM | 0 | 0 | 0 | 0 | 0 | 0 | 0 | 0 | 0 | 0 | 0 | 0 | 0 | 0 | 0 | 0 | 0 | 0 | 0 | 0 | Lodging/Hospitality_Existing_High R-Value Glass Doors_TRC | 0 | 0 | 0 | 0 | 0 | 0 | 0 | 0 | 0 | 0 | 0 | 0 | 0 | 0 | 0 | 0 | 0 | 0 | 0 | 0
Miscellaneous | Existing | High R-Value Glass Doors | 0.025557 | 0.0087903 |  | 175 | 12 |  | 394 | 394 | door | 0 | 3.8929 | FAIL | FAIL | Miscellaneous_Existing_High R-Value Glass Doors_RIM | 0 | 0 | 0 | 0 | 0 | 0 | 0 | 0 | 0 | 0 | 0 | 0 | 0 | 0 | 0 | 0 | 0 | 0 | 0 | 0 | Miscellaneous_Existing_High R-Value Glass Doors_TRC | 0 | 0 | 0 | 0 | 0 | 0 | 0 | 0 | 0 | 0 | 0 | 0 | 0 | 0 | 0 | 0 | 0 | 0 | 0 | 0
Offices | Existing | High R-Value Glass Doors | 0.025557 | 0.0087903 |  | 175 | 12 |  | 394 | 394 | door | 0 | 3.8929 | FAIL | FAIL | Offices_Existing_High R-Value Glass Doors_RIM | 0 | 0 | 0 | 0 | 0 | 0 | 0 | 0 | 0 | 0 | 0 | 0 | 0 | 0 | 0 | 0 | 0 | 0 | 0 | 0 | Offices_Existing_High R-Value Glass Doors_TRC | 0 | 0 | 0 | 0 | 0 | 0 | 0 | 0 | 0 | 0 | 0 | 0 | 0 | 0 | 0 | 0 | 0 | 0 | 0 | 0
Restaurants | Existing | High R-Value Glass Doors | 0.02269 | 0.019005 |  | 175 | 12 |  | 394 | 394 | door | 0 | 3.8929 | FAIL | FAIL | Restaurants_Existing_High R-Value Glass Doors_RIM | 0 | 0 | 0 | 0 | 0 | 0 | 0 | 0 | 0 | 0 | 0 | 0 | 0 | 0 | 0 | 0 | 0 | 0 | 0 | 0 | Restaurants_Existing_High R-Value Glass Doors_TRC | 0 | 0 | 0 | 0 | 0 | 0 | 0 | 0 | 0 | 0 | 0 | 0 | 0 | 0 | 0 | 0 | 0 | 0 | 0 | 0
Retail | Existing | High R-Value Glass Doors | 0.025557 | 0.0087903 |  | 175 | 12 |  | 394 | 394 | door | 0 | 3.8929 | FAIL | FAIL | Retail_Existing_High R-Value Glass Doors_RIM | 0 | 0 | 0 | 0 | 0 | 0 | 0 | 0 | 0 | 0 | 0 | 0 | 0 | 0 | 0 | 0 | 0 | 0 | 0 | 0 | Retail_Existing_High R-Value Glass Doors_TRC | 0 | 0 | 0 | 0 | 0 | 0 | 0 | 0 | 0 | 0 | 0 | 0 | 0 | 0 | 0 | 0 | 0 | 0 | 0 | 0
Schools K-12 | Existing | High R-Value Glass Doors | 0.02269 | 0.019005 |  | 175 | 12 |  | 394 | 394 | door | 0 | 3.8929 | FAIL | FAIL | Schools K-12_Existing_High R-Value Glass Doors_RIM | 0 | 0 | 0 | 0 | 0 | 0 | 0 | 0 | 0 | 0 | 0 | 0 | 0 | 0 | 0 | 0 | 0 | 0 | 0 | 0 | Schools K-12_Existing_High R-Value Glass Doors_TRC | 0 | 0 | 0 | 0 | 0 | 0 | 0 | 0 | 0 | 0 | 0 | 0 | 0 | 0 | 0 | 0 | 0 | 0 | 0 | 0
Warehouse | Existing | High R-Value Glass Doors | 0.025557 | 0.0087903 |  | 175 | 12 |  | 394 | 394 | door | 0 | 3.8929 | FAIL | FAIL | Warehouse_Existing_High R-Value Glass Doors_RIM | 0 | 0 | 0 | 0 | 0 | 0 | 0 | 0 | 0 | 0 | 0 | 0 | 0 | 0 | 0 | 0 | 0 | 0 | 0 | 0 | Warehouse_Existing_High R-Value Glass Doors_TRC | 0 | 0 | 0 | 0 | 0 | 0 | 0 | 0 | 0 | 0 | 0 | 0 | 0 | 0 | 0 | 0 | 0 | 0 | 0 | 0
Assembly | New | High R-Value Glass Doors | 0 | 0 |  | 0 | 12 |  | 394 | 394 | door | 0 | 0 | FAIL | FAIL | Assembly_New_High R-Value Glass Doors_RIM | 0 | 0 | 0 | 0 | 0 | 0 | 0 | 0 | 0 | 0 | 0 | 0 | 0 | 0 | 0 | 0 | 0 | 0 | 0 | 0 | Assembly_New_High R-Value Glass Doors_TRC | 0 | 0 | 0 | 0 | 0 | 0 | 0 | 0 | 0 | 0 | 0 | 0 | 0 | 0 | 0 | 0 | 0 | 0 | 0 | 0
College and University | New | High R-Value Glass Doors | 0 | 0 |  | 0 | 12 |  | 394 | 394 | door | 0 | 0 | FAIL | FAIL | College and University_New_High R-Value Glass Doors_RIM | 0 | 0 | 0 | 0 | 0 | 0 | 0 | 0 | 0 | 0 | 0 | 0 | 0 | 0 | 0 | 0 | 0 | 0 | 0 | 0 | College and University_New_High R-Value Glass Doors_TRC | 0 | 0 | 0 | 0 | 0 | 0 | 0 | 0 | 0 | 0 | 0 | 0 | 0 | 0 | 0 | 0 | 0 | 0 | 0 | 0
Grocery | New | High R-Value Glass Doors | 0 | 0 |  | 0 | 12 |  | 394 | 394 | door | 0 | 0 | FAIL | FAIL | Grocery_New_High R-Value Glass Doors_RIM | 0 | 0 | 0 | 0 | 0 | 0 | 0 | 0 | 0 | 0 | 0 | 0 | 0 | 0 | 0 | 0 | 0 | 0 | 0 | 0 | Grocery_New_High R-Value Glass Doors_TRC | 0 | 0 | 0 | 0 | 0 | 0 | 0 | 0 | 0 | 0 | 0 | 0 | 0 | 0 | 0 | 0 | 0 | 0 | 0 | 0
Healthcare | New | High R-Value Glass Doors | 0 | 0 |  | 0 | 12 |  | 394 | 394 | door | 0 | 0 | FAIL | FAIL | Healthcare_New_High R-Value Glass Doors_RIM | 0 | 0 | 0 | 0 | 0 | 0 | 0 | 0 | 0 | 0 | 0 | 0 | 0 | 0 | 0 | 0 | 0 | 0 | 0 | 0 | Healthcare_New_High R-Value Glass Doors_TRC | 0 | 0 | 0 | 0 | 0 | 0 | 0 | 0 | 0 | 0 | 0 | 0 | 0 | 0 | 0 | 0 | 0 | 0 | 0 | 0
Hospitals | New | High R-Value Glass Doors | 0 | 0 |  | 0 | 12 |  | 394 | 394 | door | 0 | 0 | FAIL | FAIL | Hospitals_New_High R-Value Glass Doors_RIM | 0 | 0 | 0 | 0 | 0 | 0 | 0 | 0 | 0 | 0 | 0 | 0 | 0 | 0 | 0 | 0 | 0 | 0 | 0 | 0 | Hospitals_New_High R-Value Glass Doors_TRC | 0 | 0 | 0 | 0 | 0 | 0 | 0 | 0 | 0 | 0 | 0 | 0 | 0 | 0 | 0 | 0 | 0 | 0 | 0 | 0
Institutional | New | High R-Value Glass Doors | 0 | 0 |  | 0 | 12 |  | 394 | 394 | door | 0 | 0 | FAIL | FAIL | Institutional_New_High R-Value Glass Doors_RIM | 0 | 0 | 0 | 0 | 0 | 0 | 0 | 0 | 0 | 0 | 0 | 0 | 0 | 0 | 0 | 0 | 0 | 0 | 0 | 0 | Institutional_New_High R-Value Glass Doors_TRC | 0 | 0 | 0 | 0 | 0 | 0 | 0 | 0 | 0 | 0 | 0 | 0 | 0 | 0 | 0 | 0 | 0 | 0 | 0 | 0
Lodging/Hospitality | New | High R-Value Glass Doors | 0 | 0 |  | 0 | 12 |  | 394 | 394 | door | 0 | 0 | FAIL | FAIL | Lodging/Hospitality_New_High R-Value Glass Doors_RIM | 0 | 0 | 0 | 0 | 0 | 0 | 0 | 0 | 0 | 0 | 0 | 0 | 0 | 0 | 0 | 0 | 0 | 0 | 0 | 0 | Lodging/Hospitality_New_High R-Value Glass Doors_TRC | 0 | 0 | 0 | 0 | 0 | 0 | 0 | 0 | 0 | 0 | 0 | 0 | 0 | 0 | 0 | 0 | 0 | 0 | 0 | 0
Miscellaneous | New | High R-Value Glass Doors | 0 | 0 |  | 0 | 12 |  | 394 | 394 | door | 0 | 0 | FAIL | FAIL | Miscellaneous_New_High R-Value Glass Doors_RIM | 0 | 0 | 0 | 0 | 0 | 0 | 0 | 0 | 0 | 0 | 0 | 0 | 0 | 0 | 0 | 0 | 0 | 0 | 0 | 0 | Miscellaneous_New_High R-Value Glass Doors_TRC | 0 | 0 | 0 | 0 | 0 | 0 | 0 | 0 | 0 | 0 | 0 | 0 | 0 | 0 | 0 | 0 | 0 | 0 | 0 | 0
Offices | New | High R-Value Glass Doors | 0 | 0 |  | 0 | 12 |  | 394 | 394 | door | 0 | 0 | FAIL | FAIL | Offices_New_High R-Value Glass Doors_RIM | 0 | 0 | 0 | 0 | 0 | 0 | 0 | 0 | 0 | 0 | 0 | 0 | 0 | 0 | 0 | 0 | 0 | 0 | 0 | 0 | Offices_New_High R-Value Glass Doors_TRC | 0 | 0 | 0 | 0 | 0 | 0 | 0 | 0 | 0 | 0 | 0 | 0 | 0 | 0 | 0 | 0 | 0 | 0 | 0 | 0
Restaurants | New | High R-Value Glass Doors | 0 | 0 |  | 0 | 12 |  | 394 | 394 | door | 0 | 0 | FAIL | FAIL | Restaurants_New_High R-Value Glass Doors_RIM | 0 | 0 | 0 | 0 | 0 | 0 | 0 | 0 | 0 | 0 | 0 | 0 | 0 | 0 | 0 | 0 | 0 | 0 | 0 | 0 | Restaurants_New_High R-Value Glass Doors_TRC | 0 | 0 | 0 | 0 | 0 | 0 | 0 | 0 | 0 | 0 | 0 | 0 | 0 | 0 | 0 | 0 | 0 | 0 | 0 | 0
Retail | New | High R-Value Glass Doors | 0 | 0 |  | 0 | 12 |  | 394 | 394 | door | 0 | 0 | FAIL | FAIL | Retail_New_High R-Value Glass Doors_RIM | 0 | 0 | 0 | 0 | 0 | 0 | 0 | 0 | 0 | 0 | 0 | 0 | 0 | 0 | 0 | 0 | 0 | 0 | 0 | 0 | Retail_New_High R-Value Glass Doors_TRC | 0 | 0 | 0 | 0 | 0 | 0 | 0 | 0 | 0 | 0 | 0 | 0 | 0 | 0 | 0 | 0 | 0 | 0 | 0 | 0
Schools K-12 | New | High R-Value Glass Doors | 0 | 0 |  | 0 | 12 |  | 394 | 394 | door | 0 | 0 | FAIL | FAIL | Schools K-12_New_High R-Value Glass Doors_RIM | 0 | 0 | 0 | 0 | 0 | 0 | 0 | 0 | 0 | 0 | 0 | 0 | 0 | 0 | 0 | 0 | 0 | 0 | 0 | 0 | Schools K-12_New_High R-Value Glass Doors_TRC | 0 | 0 | 0 | 0 | 0 | 0 | 0 | 0 | 0 | 0 | 0 | 0 | 0 | 0 | 0 | 0 | 0 | 0 | 0 | 0
Warehouse | New | High R-Value Glass Doors | 0 | 0 |  | 0 | 12 |  | 394 | 394 | door | 0 | 0 | FAIL | FAIL | Warehouse_New_High R-Value Glass Doors_RIM | 0 | 0 | 0 | 0 | 0 | 0 | 0 | 0 | 0 | 0 | 0 | 0 | 0 | 0 | 0 | 0 | 0 | 0 | 0 | 0 | Warehouse_New_High R-Value Glass Doors_TRC | 0 | 0 | 0 | 0 | 0 | 0 | 0 | 0 | 0 | 0 | 0 | 0 | 0 | 0 | 0 | 0 | 0 | 0 | 0 | 0
Assembly | Existing | Night Covers for Display Cases | 0.015518 | 0.0069353 |  | 103.3118 | 5 |  | 714 | 714 | case | 0 | 2.2982 | FAIL | FAIL | Assembly_Existing_Night Covers for Display Cases_RIM | 0 | 0 | 0 | 0 | 0 | 0 | 0 | 0 | 0 | 0 | 0 | 0 | 0 | 0 | 0 | 0 | 0 | 0 | 0 | 0 | Assembly_Existing_Night Covers for Display Cases_TRC | 0 | 0 | 0 | 0 | 0 | 0 | 0 | 0 | 0 | 0 | 0 | 0 | 0 | 0 | 0 | 0 | 0 | 0 | 0 | 0
College and University | Existing | Night Covers for Display Cases | 0.015518 | 0.0069353 |  | 103.3118 | 5 |  | 714 | 714 | case | 0 | 2.2982 | FAIL | FAIL | College and University_Existing_Night Covers for Display Cases_RIM | 0 | 0 | 0 | 0 | 0 | 0 | 0 | 0 | 0 | 0 | 0 | 0 | 0 | 0 | 0 | 0 | 0 | 0 | 0 | 0 | College and University_Existing_Night Covers for Display Cases_TRC | 0 | 0 | 0 | 0 | 0 | 0 | 0 | 0 | 0 | 0 | 0 | 0 | 0 | 0 | 0 | 0 | 0 | 0 | 0 | 0
Grocery | Existing | Night Covers for Display Cases | 0.015518 | 0.0069353 |  | 103.3118 | 5 |  | 714 | 714 | case | 0 | 2.2982 | FAIL | FAIL | Grocery_Existing_Night Covers for Display Cases_RIM | 0 | 0 | 0 | 0 | 0 | 0 | 0 | 0 | 0 | 0 | 0 | 0 | 0 | 0 | 0 | 0 | 0 | 0 | 0 | 0 | Grocery_Existing_Night Covers for Display Cases_TRC | 0 | 0 | 0 | 0 | 0 | 0 | 0 | 0 | 0 | 0 | 0 | 0 | 0 | 0 | 0 | 0 | 0 | 0 | 0 | 0
Healthcare | Existing | Night Covers for Display Cases | 0.015518 | 0.0069353 |  | 103.3118 | 5 |  | 714 | 714 | case | 0 | 2.2982 | FAIL | FAIL | Healthcare_Existing_Night Covers for Display Cases_RIM | 0 | 0 | 0 | 0 | 0 | 0 | 0 | 0 | 0 | 0 | 0 | 0 | 0 | 0 | 0 | 0 | 0 | 0 | 0 | 0 | Healthcare_Existing_Night Covers for Display Cases_TRC | 0 | 0 | 0 | 0 | 0 | 0 | 0 | 0 | 0 | 0 | 0 | 0 | 0 | 0 | 0 | 0 | 0 | 0 | 0 | 0
Hospitals | Existing | Night Covers for Display Cases | 0.015518 | 0.0069353 |  | 103.3118 | 5 |  | 714 | 714 | case | 0 | 2.2982 | FAIL | FAIL | Hospitals_Existing_Night Covers for Display Cases_RIM | 0 | 0 | 0 | 0 | 0 | 0 | 0 | 0 | 0 | 0 | 0 | 0 | 0 | 0 | 0 | 0 | 0 | 0 | 0 | 0 | Hospitals_Existing_Night Covers for Display Cases_TRC | 0 | 0 | 0 | 0 | 0 | 0 | 0 | 0 | 0 | 0 | 0 | 0 | 0 | 0 | 0 | 0 | 0 | 0 | 0 | 0
Institutional | Existing | Night Covers for Display Cases | 0.015518 | 0.0069353 |  | 103.3118 | 5 |  | 714 | 714 | case | 0 | 2.2982 | FAIL | FAIL | Institutional_Existing_Night Covers for Display Cases_RIM | 0 | 0 | 0 | 0 | 0 | 0 | 0 | 0 | 0 | 0 | 0 | 0 | 0 | 0 | 0 | 0 | 0 | 0 | 0 | 0 | Institutional_Existing_Night Covers for Display Cases_TRC | 0 | 0 | 0 | 0 | 0 | 0 | 0 | 0 | 0 | 0 | 0 | 0 | 0 | 0 | 0 | 0 | 0 | 0 | 0 | 0
Lodging/Hospitality | Existing | Night Covers for Display Cases | 0.015518 | 0.0069353 |  | 103.3118 | 5 |  | 714 | 714 | case | 0 | 2.2982 | FAIL | FAIL | Lodging/Hospitality_Existing_Night Covers for Display Cases_RIM | 0 | 0 | 0 | 0 | 0 | 0 | 0 | 0 | 0 | 0 | 0 | 0 | 0 | 0 | 0 | 0 | 0 | 0 | 0 | 0 | Lodging/Hospitality_Existing_Night Covers for Display Cases_TRC | 0 | 0 | 0 | 0 | 0 | 0 | 0 | 0 | 0 | 0 | 0 | 0 | 0 | 0 | 0 | 0 | 0 | 0 | 0 | 0
Miscellaneous | Existing | Night Covers for Display Cases | 0.015518 | 0.0069353 |  | 103.3118 | 5 |  | 714 | 714 | case | 0 | 2.2982 | FAIL | FAIL | Miscellaneous_Existing_Night Covers for Display Cases_RIM | 0 | 0 | 0 | 0 | 0 | 0 | 0 | 0 | 0 | 0 | 0 | 0 | 0 | 0 | 0 | 0 | 0 | 0 | 0 | 0 | Miscellaneous_Existing_Night Covers for Display Cases_TRC | 0 | 0 | 0 | 0 | 0 | 0 | 0 | 0 | 0 | 0 | 0 | 0 | 0 | 0 | 0 | 0 | 0 | 0 | 0 | 0
Offices | Existing | Night Covers for Display Cases | 0.015518 | 0.0069353 |  | 103.3118 | 5 |  | 714 | 714 | case | 0 | 2.2982 | FAIL | FAIL | Offices_Existing_Night Covers for Display Cases_RIM | 0 | 0 | 0 | 0 | 0 | 0 | 0 | 0 | 0 | 0 | 0 | 0 | 0 | 0 | 0 | 0 | 0 | 0 | 0 | 0 | Offices_Existing_Night Covers for Display Cases_TRC | 0 | 0 | 0 | 0 | 0 | 0 | 0 | 0 | 0 | 0 | 0 | 0 | 0 | 0 | 0 | 0 | 0 | 0 | 0 | 0
Restaurants | Existing | Night Covers for Display Cases | 0.015518 | 0.0069353 |  | 103.3118 | 5 |  | 714 | 714 | case | 0 | 2.2982 | FAIL | FAIL | Restaurants_Existing_Night Covers for Display Cases_RIM | 0 | 0 | 0 | 0 | 0 | 0 | 0 | 0 | 0 | 0 | 0 | 0 | 0 | 0 | 0 | 0 | 0 | 0 | 0 | 0 | Restaurants_Existing_Night Covers for Display Cases_TRC | 0 | 0 | 0 | 0 | 0 | 0 | 0 | 0 | 0 | 0 | 0 | 0 | 0 | 0 | 0 | 0 | 0 | 0 | 0 | 0
Retail | Existing | Night Covers for Display Cases | 0.015518 | 0.0069353 |  | 103.3118 | 5 |  | 714 | 714 | case | 0 | 2.2982 | FAIL | FAIL | Retail_Existing_Night Covers for Display Cases_RIM | 0 | 0 | 0 | 0 | 0 | 0 | 0 | 0 | 0 | 0 | 0 | 0 | 0 | 0 | 0 | 0 | 0 | 0 | 0 | 0 | Retail_Existing_Night Covers for Display Cases_TRC | 0 | 0 | 0 | 0 | 0 | 0 | 0 | 0 | 0 | 0 | 0 | 0 | 0 | 0 | 0 | 0 | 0 | 0 | 0 | 0
Schools K-12 | Existing | Night Covers for Display Cases | 0.015518 | 0.0069353 |  | 103.3118 | 5 |  | 714 | 714 | case | 0 | 2.2982 | FAIL | FAIL | Schools K-12_Existing_Night Covers for Display Cases_RIM | 0 | 0 | 0 | 0 | 0 | 0 | 0 | 0 | 0 | 0 | 0 | 0 | 0 | 0 | 0 | 0 | 0 | 0 | 0 | 0 | Schools K-12_Existing_Night Covers for Display Cases_TRC | 0 | 0 | 0 | 0 | 0 | 0 | 0 | 0 | 0 | 0 | 0 | 0 | 0 | 0 | 0 | 0 | 0 | 0 | 0 | 0
Warehouse | Existing | Night Covers for Display Cases | 0.015518 | 0.0069353 |  | 103.3118 | 5 |  | 714 | 714 | case | 0 | 2.2982 | FAIL | FAIL | Warehouse_Existing_Night Covers for Display Cases_RIM | 0 | 0 | 0 | 0 | 0 | 0 | 0 | 0 | 0 | 0 | 0 | 0 | 0 | 0 | 0 | 0 | 0 | 0 | 0 | 0 | Warehouse_Existing_Night Covers for Display Cases_TRC | 0 | 0 | 0 | 0 | 0 | 0 | 0 | 0 | 0 | 0 | 0 | 0 | 0 | 0 | 0 | 0 | 0 | 0 | 0 | 0
Assembly | New | Night Covers for Display Cases | 0.015518 | 0.0069353 |  | 103.3118 | 5 |  | 714 | 714 | case | 0 | 2.2982 | FAIL | FAIL | Assembly_New_Night Covers for Display Cases_RIM | 0 | 0 | 0 | 0 | 0 | 0 | 0 | 0 | 0 | 0 | 0 | 0 | 0 | 0 | 0 | 0 | 0 | 0 | 0 | 0 | Assembly_New_Night Covers for Display Cases_TRC | 0 | 0 | 0 | 0 | 0 | 0 | 0 | 0 | 0 | 0 | 0 | 0 | 0 | 0 | 0 | 0 | 0 | 0 | 0 | 0
College and University | New | Night Covers for Display Cases | 0.015518 | 0.0069353 |  | 103.3118 | 5 |  | 714 | 714 | case | 0 | 2.2982 | FAIL | FAIL | College and University_New_Night Covers for Display Cases_RIM | 0 | 0 | 0 | 0 | 0 | 0 | 0 | 0 | 0 | 0 | 0 | 0 | 0 | 0 | 0 | 0 | 0 | 0 | 0 | 0 | College and University_New_Night Covers for Display Cases_TRC | 0 | 0 | 0 | 0 | 0 | 0 | 0 | 0 | 0 | 0 | 0 | 0 | 0 | 0 | 0 | 0 | 0 | 0 | 0 | 0
Grocery | New | Night Covers for Display Cases | 0.015518 | 0.0069353 |  | 103.3118 | 5 |  | 714 | 714 | case | 0 | 2.2982 | FAIL | FAIL | Grocery_New_Night Covers for Display Cases_RIM | 0 | 0 | 0 | 0 | 0 | 0 | 0 | 0 | 0 | 0 | 0 | 0 | 0 | 0 | 0 | 0 | 0 | 0 | 0 | 0 | Grocery_New_Night Covers for Display Cases_TRC | 0 | 0 | 0 | 0 | 0 | 0 | 0 | 0 | 0 | 0 | 0 | 0 | 0 | 0 | 0 | 0 | 0 | 0 | 0 | 0
Healthcare | New | Night Covers for Display Cases | 0.015518 | 0.0069353 |  | 103.3118 | 5 |  | 714 | 714 | case | 0 | 2.2982 | FAIL | FAIL | Healthcare_New_Night Covers for Display Cases_RIM | 0 | 0 | 0 | 0 | 0 | 0 | 0 | 0 | 0 | 0 | 0 | 0 | 0 | 0 | 0 | 0 | 0 | 0 | 0 | 0 | Healthcare_New_Night Covers for Display Cases_TRC | 0 | 0 | 0 | 0 | 0 | 0 | 0 | 0 | 0 | 0 | 0 | 0 | 0 | 0 | 0 | 0 | 0 | 0 | 0 | 0
Hospitals | New | Night Covers for Display Cases | 0.015518 | 0.0069353 |  | 103.3118 | 5 |  | 714 | 714 | case | 0 | 2.2982 | FAIL | FAIL | Hospitals_New_Night Covers for Display Cases_RIM | 0 | 0 | 0 | 0 | 0 | 0 | 0 | 0 | 0 | 0 | 0 | 0 | 0 | 0 | 0 | 0 | 0 | 0 | 0 | 0 | Hospitals_New_Night Covers for Display Cases_TRC | 0 | 0 | 0 | 0 | 0 | 0 | 0 | 0 | 0 | 0 | 0 | 0 | 0 | 0 | 0 | 0 | 0 | 0 | 0 | 0
Institutional | New | Night Covers for Display Cases | 0.015518 | 0.0069353 |  | 103.3118 | 5 |  | 714 | 714 | case | 0 | 2.2982 | FAIL | FAIL | Institutional_New_Night Covers for Display Cases_RIM | 0 | 0 | 0 | 0 | 0 | 0 | 0 | 0 | 0 | 0 | 0 | 0 | 0 | 0 | 0 | 0 | 0 | 0 | 0 | 0 | Institutional_New_Night Covers for Display Cases_TRC | 0 | 0 | 0 | 0 | 0 | 0 | 0 | 0 | 0 | 0 | 0 | 0 | 0 | 0 | 0 | 0 | 0 | 0 | 0 | 0
Lodging/Hospitality | New | Night Covers for Display Cases | 0.015518 | 0.0069353 |  | 103.3118 | 5 |  | 714 | 714 | case | 0 | 2.2982 | FAIL | FAIL | Lodging/Hospitality_New_Night Covers for Display Cases_RIM | 0 | 0 | 0 | 0 | 0 | 0 | 0 | 0 | 0 | 0 | 0 | 0 | 0 | 0 | 0 | 0 | 0 | 0 | 0 | 0 | Lodging/Hospitality_New_Night Covers for Display Cases_TRC | 0 | 0 | 0 | 0 | 0 | 0 | 0 | 0 | 0 | 0 | 0 | 0 | 0 | 0 | 0 | 0 | 0 | 0 | 0 | 0
Miscellaneous | New | Night Covers for Display Cases | 0.015518 | 0.0069353 |  | 103.3118 | 5 |  | 714 | 714 | case | 0 | 2.2982 | FAIL | FAIL | Miscellaneous_New_Night Covers for Display Cases_RIM | 0 | 0 | 0 | 0 | 0 | 0 | 0 | 0 | 0 | 0 | 0 | 0 | 0 | 0 | 0 | 0 | 0 | 0 | 0 | 0 | Miscellaneous_New_Night Covers for Display Cases_TRC | 0 | 0 | 0 | 0 | 0 | 0 | 0 | 0 | 0 | 0 | 0 | 0 | 0 | 0 | 0 | 0 | 0 | 0 | 0 | 0
Offices | New | Night Covers for Display Cases | 0.015518 | 0.0069353 |  | 103.3118 | 5 |  | 714 | 714 | case | 0 | 2.2982 | FAIL | FAIL | Offices_New_Night Covers for Display Cases_RIM | 0 | 0 | 0 | 0 | 0 | 0 | 0 | 0 | 0 | 0 | 0 | 0 | 0 | 0 | 0 | 0 | 0 | 0 | 0 | 0 | Offices_New_Night Covers for Display Cases_TRC | 0 | 0 | 0 | 0 | 0 | 0 | 0 | 0 | 0 | 0 | 0 | 0 | 0 | 0 | 0 | 0 | 0 | 0 | 0 | 0
Restaurants | New | Night Covers for Display Cases | 0.015518 | 0.0069353 |  | 103.3118 | 5 |  | 714 | 714 | case | 0 | 2.2982 | FAIL | FAIL | Restaurants_New_Night Covers for Display Cases_RIM | 0 | 0 | 0 | 0 | 0 | 0 | 0 | 0 | 0 | 0 | 0 | 0 | 0 | 0 | 0 | 0 | 0 | 0 | 0 | 0 | Restaurants_New_Night Covers for Display Cases_TRC | 0 | 0 | 0 | 0 | 0 | 0 | 0 | 0 | 0 | 0 | 0 | 0 | 0 | 0 | 0 | 0 | 0 | 0 | 0 | 0
Retail | New | Night Covers for Display Cases | 0.015518 | 0.0069353 |  | 103.3118 | 5 |  | 714 | 714 | case | 0 | 2.2982 | FAIL | FAIL | Retail_New_Night Covers for Display Cases_RIM | 0 | 0 | 0 | 0 | 0 | 0 | 0 | 0 | 0 | 0 | 0 | 0 | 0 | 0 | 0 | 0 | 0 | 0 | 0 | 0 | Retail_New_Night Covers for Display Cases_TRC | 0 | 0 | 0 | 0 | 0 | 0 | 0 | 0 | 0 | 0 | 0 | 0 | 0 | 0 | 0 | 0 | 0 | 0 | 0 | 0
Schools K-12 | New | Night Covers for Display Cases | 0.015518 | 0.0069353 |  | 103.3118 | 5 |  | 714 | 714 | case | 0 | 2.2982 | FAIL | FAIL | Schools K-12_New_Night Covers for Display Cases_RIM | 0 | 0 | 0 | 0 | 0 | 0 | 0 | 0 | 0 | 0 | 0 | 0 | 0 | 0 | 0 | 0 | 0 | 0 | 0 | 0 | Schools K-12_New_Night Covers for Display Cases_TRC | 0 | 0 | 0 | 0 | 0 | 0 | 0 | 0 | 0 | 0 | 0 | 0 | 0 | 0 | 0 | 0 | 0 | 0 | 0 | 0
Warehouse | New | Night Covers for Display Cases | 0.015518 | 0.0069353 |  | 103.3118 | 5 |  | 714 | 714 | case | 0 | 2.2982 | FAIL | FAIL | Warehouse_New_Night Covers for Display Cases_RIM | 0 | 0 | 0 | 0 | 0 | 0 | 0 | 0 | 0 | 0 | 0 | 0 | 0 | 0 | 0 | 0 | 0 | 0 | 0 | 0 | Warehouse_New_Night Covers for Display Cases_TRC | 0 | 0 | 0 | 0 | 0 | 0 | 0 | 0 | 0 | 0 | 0 | 0 | 0 | 0 | 0 | 0 | 0 | 0 | 0 | 0
Assembly | Existing | PSC to ECM Evaporator Fan Motor (Reach-In) | 0.070139 | 0.0064253 |  | 503.9324 | 15 |  | 177 | 177 | motor | 0 | 11.21 | FAIL | 79.1911 | Assembly_Existing_PSC to ECM Evaporator Fan Motor (Reach-In)_RIM | 0 | 0 | 0 | 0 | 0 | 0 | 0 | 0 | 0 | 0 | 0 | 0 | 0 | 0 | 0 | 0 | 0 | 0 | 0 | 0 | Assembly_Existing_PSC to ECM Evaporator Fan Motor (Reach-In)_TRC | 0.03214 | 0.051945 | 0.082426 | 0.12842 | 0.19308 | 0.27305 | 0.35185 | 0.39499 | 0.36716 | 0.27013 | 16.1964 | 26.1769 | 41.5373 | 64.7162 | 97.3016 | 137.6009 | 177.311 | 199.0501 | 185.0231 | 136.125 |  | 44.74%
College and University | Existing | PSC to ECM Evaporator Fan Motor (Reach-In) | 0.065337 | 0.054728 |  | 503.9324 | 15 |  | 177 | 177 | motor | 0 | 11.21 | FAIL | 79.1911 | College and University_Existing_PSC to ECM Evaporator Fan Motor (Reach-In)_RIM | 0 | 0 | 0 | 0 | 0 | 0 | 0 | 0 | 0 | 0 | 0 | 0 | 0 | 0 | 0 | 0 | 0 | 0 | 0 | 0 | College and University_Existing_PSC to ECM Evaporator Fan Motor (Reach-In)_TRC | 0.027043 | 0.04349 | 0.068512 | 0.10564 | 0.15669 | 0.21867 | 0.2782 | 0.30848 | 0.28329 | 0.2059 | 13.6278 | 21.916 | 34.5252 | 53.2351 | 78.9634 | 110.1961 | 140.1954 | 155.4539 | 142.7582 | 103.7598 |  | 44.74%
Grocery | Existing | PSC to ECM Evaporator Fan Motor (Reach-In) | 0.070139 | 0.0064253 |  | 503.9324 | 15 |  | 177 | 177 | motor | 0 | 11.21 | FAIL | 79.1911 | Grocery_Existing_PSC to ECM Evaporator Fan Motor (Reach-In)_RIM | 0 | 0 | 0 | 0 | 0 | 0 | 0 | 0 | 0 | 0 | 0 | 0 | 0 | 0 | 0 | 0 | 0 | 0 | 0 | 0 | Grocery_Existing_PSC to ECM Evaporator Fan Motor (Reach-In)_TRC | 42.2991 | 68.8125 | 109.2753 | 170.1114 | 255.141 | 360.1202 | 463.3737 | 519.52 | 482.4303 | 354.5497 | 21315.8974 | 34676.8372 | 55067.379 | 85724.6487 | 128573.8399 | 181476.239 | 233509.044 | 261802.9845 | 243112.2637 | 178669.0612 |  | 44.74%
Healthcare | Existing | PSC to ECM Evaporator Fan Motor (Reach-In) | 0.065337 | 0.054728 |  | 503.9324 | 15 |  | 177 | 177 | motor | 0 | 11.21 | FAIL | 79.1911 | Healthcare_Existing_PSC to ECM Evaporator Fan Motor (Reach-In)_RIM | 0 | 0 | 0 | 0 | 0 | 0 | 0 | 0 | 0 | 0 | 0 | 0 | 0 | 0 | 0 | 0 | 0 | 0 | 0 | 0 | Healthcare_Existing_PSC to ECM Evaporator Fan Motor (Reach-In)_TRC | 0.039034 | 0.062951 | 0.099277 | 0.15321 | 0.22741 | 0.31762 | 0.4044 | 0.44865 | 0.41227 | 0.29984 | 19.6707 | 31.7229 | 50.0288 | 77.2081 | 114.599 | 160.0582 | 203.7897 | 226.0883 | 207.7578 | 151.1014 |  | 44.74%
Hospitals | Existing | PSC to ECM Evaporator Fan Motor (Reach-In) | 0.065337 | 0.054728 |  | 503.9324 | 15 |  | 177 | 177 | motor | 0 | 11.21 | FAIL | 79.1911 | Hospitals_Existing_PSC to ECM Evaporator Fan Motor (Reach-In)_RIM | 0 | 0 | 0 | 0 | 0 | 0 | 0 | 0 | 0 | 0 | 0 | 0 | 0 | 0 | 0 | 0 | 0 | 0 | 0 | 0 | Hospitals_Existing_PSC to ECM Evaporator Fan Motor (Reach-In)_TRC | 0.38982 | 0.39534 | 0.39806 | 0.40168 | 0.40532 | 0.40881 | 0.41245 | 0.41572 | 0.41898 | 0.42177 | 196.4408 | 199.2252 | 200.5967 | 202.4182 | 204.2535 | 206.0143 | 207.8465 | 209.4943 | 211.1361 | 212.5454 |  | 44.74%
Institutional | Existing | PSC to ECM Evaporator Fan Motor (Reach-In) | 0.070139 | 0.0064253 |  | 503.9324 | 15 |  | 177 | 177 | motor | 0 | 11.21 | FAIL | 79.1911 | Institutional_Existing_PSC to ECM Evaporator Fan Motor (Reach-In)_RIM | 0 | 0 | 0 | 0 | 0 | 0 | 0 | 0 | 0 | 0 | 0 | 0 | 0 | 0 | 0 | 0 | 0 | 0 | 0 | 0 | Institutional_Existing_PSC to ECM Evaporator Fan Motor (Reach-In)_TRC | 0 | 0 | 0 | 0 | 0 | 0 | 0 | 0 | 0 | 0 | 0 | 0 | 0 | 0 | 0 | 0 | 0 | 0 | 0 | 0 |  | 44.74%
Lodging/Hospitality | Existing | PSC to ECM Evaporator Fan Motor (Reach-In) | 0.065337 | 0.054728 |  | 503.9324 | 15 |  | 177 | 177 | motor | 0 | 11.21 | FAIL | 79.1911 | Lodging/Hospitality_Existing_PSC to ECM Evaporator Fan Motor (Reach-In)_RIM | 0 | 0 | 0 | 0 | 0 | 0 | 0 | 0 | 0 | 0 | 0 | 0 | 0 | 0 | 0 | 0 | 0 | 0 | 0 | 0 | Lodging/Hospitality_Existing_PSC to ECM Evaporator Fan Motor (Reach-In)_TRC | 1.0669 | 1.1109 | 1.1284 | 1.1457 | 1.16 | 1.1733 | 1.1864 | 1.198 | 1.209 | 1.2184 | 537.6621 | 559.7995 | 568.6532 | 577.3393 | 584.5583 | 591.2506 | 597.8698 | 603.6861 | 609.2577 | 613.9768 |  | 44.74%
Miscellaneous | Existing | PSC to ECM Evaporator Fan Motor (Reach-In) | 0.070139 | 0.0064253 |  | 503.9324 | 15 |  | 177 | 177 | motor | 0 | 11.21 | FAIL | 79.1911 | Miscellaneous_Existing_PSC to ECM Evaporator Fan Motor (Reach-In)_RIM | 0 | 0 | 0 | 0 | 0 | 0 | 0 | 0 | 0 | 0 | 0 | 0 | 0 | 0 | 0 | 0 | 0 | 0 | 0 | 0 | Miscellaneous_Existing_PSC to ECM Evaporator Fan Motor (Reach-In)_TRC | 0 | 0 | 0 | 0 | 0 | 0 | 0 | 0 | 0 | 0 | 0 | 0 | 0 | 0 | 0 | 0 | 0 | 0 | 0 | 0 |  | 44.74%
Offices | Existing | PSC to ECM Evaporator Fan Motor (Reach-In) | 0.070139 | 0.0064253 |  | 503.9324 | 15 |  | 177 | 177 | motor | 0 | 11.21 | FAIL | 79.1911 | Offices_Existing_PSC to ECM Evaporator Fan Motor (Reach-In)_RIM | 0 | 0 | 0 | 0 | 0 | 0 | 0 | 0 | 0 | 0 | 0 | 0 | 0 | 0 | 0 | 0 | 0 | 0 | 0 | 0 | Offices_Existing_PSC to ECM Evaporator Fan Motor (Reach-In)_TRC | 0 | 0 | 0 | 0 | 0 | 0 | 0 | 0 | 0 | 0 | 0 | 0 | 0 | 0 | 0 | 0 | 0 | 0 | 0 | 0 |  | 44.74%
Restaurants | Existing | PSC to ECM Evaporator Fan Motor (Reach-In) | 0.065337 | 0.054728 |  | 503.9324 | 15 |  | 177 | 177 | motor | 0 | 11.21 | FAIL | 79.1911 | Restaurants_Existing_PSC to ECM Evaporator Fan Motor (Reach-In)_RIM | 0 | 0 | 0 | 0 | 0 | 0 | 0 | 0 | 0 | 0 | 0 | 0 | 0 | 0 | 0 | 0 | 0 | 0 | 0 | 0 | Restaurants_Existing_PSC to ECM Evaporator Fan Motor (Reach-In)_TRC | 13.9319 | 22.6714 | 36.0242 | 56.1305 | 84.2886 | 119.0389 | 153.178 | 171.7105 | 159.38 | 117.0886 | 7020.7339 | 11424.8327 | 18153.7757 | 28285.9823 | 42475.7526 | 59987.5417 | 77191.3425 | 86530.4765 | 80316.7536 | 59004.7263 |  | 44.74%
Retail | Existing | PSC to ECM Evaporator Fan Motor (Reach-In) | 0.070139 | 0.0064253 |  | 503.9324 | 15 |  | 177 | 177 | motor | 0 | 11.21 | FAIL | 79.1911 | Retail_Existing_PSC to ECM Evaporator Fan Motor (Reach-In)_RIM | 0 | 0 | 0 | 0 | 0 | 0 | 0 | 0 | 0 | 0 | 0 | 0 | 0 | 0 | 0 | 0 | 0 | 0 | 0 | 0 | Retail_Existing_PSC to ECM Evaporator Fan Motor (Reach-In)_TRC | 3.5226 | 3.58 | 3.612 | 3.6547 | 3.7003 | 3.7415 | 3.7814 | 3.8154 | 3.8475 | 3.8738 | 1775.1426 | 1804.0573 | 1820.1914 | 1841.7031 | 1864.6858 | 1885.4448 | 1905.5458 | 1922.7201 | 1938.859 | 1952.1331 |  | 44.74%
Schools K-12 | Existing | PSC to ECM Evaporator Fan Motor (Reach-In) | 0.065337 | 0.054728 |  | 503.9324 | 15 |  | 177 | 177 | motor | 0 | 11.21 | FAIL | 79.1911 | Schools K-12_Existing_PSC to ECM Evaporator Fan Motor (Reach-In)_RIM | 0 | 0 | 0 | 0 | 0 | 0 | 0 | 0 | 0 | 0 | 0 | 0 | 0 | 0 | 0 | 0 | 0 | 0 | 0 | 0 | Schools K-12_Existing_PSC to ECM Evaporator Fan Motor (Reach-In)_TRC | 0.5473 | 0.88015 | 1.3865 | 2.1379 | 3.1712 | 4.4255 | 5.6303 | 6.2431 | 5.7332 | 4.167 | 275.8002 | 443.5369 | 698.7235 | 1077.3756 | 1598.0684 | 2230.1574 | 2837.2857 | 3146.0892 | 2889.1521 | 2099.8985 |  | 44.74%
Warehouse | Existing | PSC to ECM Evaporator Fan Motor (Reach-In) | 0.070139 | 0.0064253 |  | 503.9324 | 15 |  | 177 | 177 | motor | 0 | 11.21 | FAIL | 79.1911 | Warehouse_Existing_PSC to ECM Evaporator Fan Motor (Reach-In)_RIM | 0 | 0 | 0 | 0 | 0 | 0 | 0 | 0 | 0 | 0 | 0 | 0 | 0 | 0 | 0 | 0 | 0 | 0 | 0 | 0 | Warehouse_Existing_PSC to ECM Evaporator Fan Motor (Reach-In)_TRC | 0 | 0 | 0 | 0 | 0 | 0 | 0 | 0 | 0 | 0 | 0 | 0 | 0 | 0 | 0 | 0 | 0 | 0 | 0 | 0 |  | 44.74%
Assembly | New | PSC to ECM Evaporator Fan Motor (Reach-In) | 0.070139 | 0.0064253 |  | 503.9324 | 15 |  | 177 | 177 | motor | 0 | 11.21 | FAIL | 79.1911 | Assembly_New_PSC to ECM Evaporator Fan Motor (Reach-In)_RIM | 0 | 0 | 0 | 0 | 0 | 0 | 0 | 0 | 0 | 0 | 0 | 0 | 0 | 0 | 0 | 0 | 0 | 0 | 0 | 0 | Assembly_New_PSC to ECM Evaporator Fan Motor (Reach-In)_TRC | 0.011683 | 0.02403 | 0.049076 | 0.093529 | 0.1663 | 0.22772 | 0.28394 | 0.31263 | 0.28288 | 0.20672 | 5.8876 | 12.1093 | 24.7309 | 47.1321 | 83.8054 | 114.7568 | 143.0889 | 157.545 | 142.5534 | 104.1738 |  | 44.74%
College and University | New | PSC to ECM Evaporator Fan Motor (Reach-In) | 0.065337 | 0.054728 |  | 503.9324 | 15 |  | 177 | 177 | motor | 0 | 11.21 | FAIL | 79.1911 | College and University_New_PSC to ECM Evaporator Fan Motor (Reach-In)_RIM | 0 | 0 | 0 | 0 | 0 | 0 | 0 | 0 | 0 | 0 | 0 | 0 | 0 | 0 | 0 | 0 | 0 | 0 | 0 | 0 | College and University_New_PSC to ECM Evaporator Fan Motor (Reach-In)_TRC | 0.0087566 | 0.013061 | 0.021004 | 0.03305 | 0.050014 | 0.065668 | 0.080928 | 0.089702 | 0.078328 | 0.055068 | 4.4127 | 6.5817 | 10.5843 | 16.6549 | 25.2036 | 33.092 | 40.7824 | 45.2038 | 39.4719 | 27.7504 |  | 44.74%
Grocery | New | PSC to ECM Evaporator Fan Motor (Reach-In) | 0.070139 | 0.0064253 |  | 503.9324 | 15 |  | 177 | 177 | motor | 0 | 11.21 | FAIL | 79.1911 | Grocery_New_PSC to ECM Evaporator Fan Motor (Reach-In)_RIM | 0 | 0 | 0 | 0 | 0 | 0 | 0 | 0 | 0 | 0 | 0 | 0 | 0 | 0 | 0 | 0 | 0 | 0 | 0 | 0 | Grocery_New_PSC to ECM Evaporator Fan Motor (Reach-In)_TRC | 23.0595 | 38.2762 | 68.1731 | 117.6339 | 193.7124 | 270.5071 | 343.6301 | 380.1342 | 347.8702 | 252.1491 | 11620.4267 | 19288.6419 | 34354.6283 | 59279.5349 | 97617.9437 | 136317.2777 | 173166.348 | 191561.9292 | 175303.0515 | 127066.118 |  | 44.74%
Healthcare | New | PSC to ECM Evaporator Fan Motor (Reach-In) | 0.065337 | 0.054728 |  | 503.9324 | 15 |  | 177 | 177 | motor | 0 | 11.21 | FAIL | 79.1911 | Healthcare_New_PSC to ECM Evaporator Fan Motor (Reach-In)_RIM | 0 | 0 | 0 | 0 | 0 | 0 | 0 | 0 | 0 | 0 | 0 | 0 | 0 | 0 | 0 | 0 | 0 | 0 | 0 | 0 | Healthcare_New_PSC to ECM Evaporator Fan Motor (Reach-In)_TRC | 0.015219 | 0.022154 | 0.034759 | 0.053364 | 0.078788 | 0.10611 | 0.13062 | 0.14039 | 0.12521 | 0.088503 | 7.6695 | 11.1643 | 17.5162 | 26.8918 | 39.7036 | 53.4721 | 65.8224 | 70.7485 | 63.0952 | 44.5995 |  | 44.74%
Hospitals | New | PSC to ECM Evaporator Fan Motor (Reach-In) | 0.065337 | 0.054728 |  | 503.9324 | 15 |  | 177 | 177 | motor | 0 | 11.21 | FAIL | 79.1911 | Hospitals_New_PSC to ECM Evaporator Fan Motor (Reach-In)_RIM | 0 | 0 | 0 | 0 | 0 | 0 | 0 | 0 | 0 | 0 | 0 | 0 | 0 | 0 | 0 | 0 | 0 | 0 | 0 | 0 | Hospitals_New_PSC to ECM Evaporator Fan Motor (Reach-In)_TRC | 0.15199 | 0.22124 | 0.34712 | 0.53292 | 0.78681 | 1.0597 | 1.3044 | 1.402 | 1.2504 | 0.88383 | 76.5918 | 111.492 | 174.9251 | 268.5544 | 396.4997 | 533.9985 | 657.3346 | 706.529 | 630.0993 | 445.3927 |  | 44.74%
Institutional | New | PSC to ECM Evaporator Fan Motor (Reach-In) | 0.070139 | 0.0064253 |  | 503.9324 | 15 |  | 177 | 177 | motor | 0 | 11.21 | FAIL | 79.1911 | Institutional_New_PSC to ECM Evaporator Fan Motor (Reach-In)_RIM | 0 | 0 | 0 | 0 | 0 | 0 | 0 | 0 | 0 | 0 | 0 | 0 | 0 | 0 | 0 | 0 | 0 | 0 | 0 | 0 | Institutional_New_PSC to ECM Evaporator Fan Motor (Reach-In)_TRC | 0 | 0 | 0 | 0 | 0 | 0 | 0 | 0 | 0 | 0 | 0 | 0 | 0 | 0 | 0 | 0 | 0 | 0 | 0 | 0 |  | 44.74%
Lodging/Hospitality | New | PSC to ECM Evaporator Fan Motor (Reach-In) | 0.065337 | 0.054728 |  | 503.9324 | 15 |  | 177 | 177 | motor | 0 | 11.21 | FAIL | 79.1911 | Lodging/Hospitality_New_PSC to ECM Evaporator Fan Motor (Reach-In)_RIM | 0 | 0 | 0 | 0 | 0 | 0 | 0 | 0 | 0 | 0 | 0 | 0 | 0 | 0 | 0 | 0 | 0 | 0 | 0 | 0 | Lodging/Hospitality_New_PSC to ECM Evaporator Fan Motor (Reach-In)_TRC | 1.11 | 1.4266 | 1.9675 | 2.5804 | 3.1283 | 4.051 | 4.7984 | 4.9463 | 4.2471 | 2.9066 | 559.3535 | 718.9001 | 991.4891 | 1300.3546 | 1576.458 | 2041.454 | 2418.073 | 2492.6057 | 2140.2665 | 1464.7444 |  | 44.74%
Miscellaneous | New | PSC to ECM Evaporator Fan Motor (Reach-In) | 0.070139 | 0.0064253 |  | 503.9324 | 15 |  | 177 | 177 | motor | 0 | 11.21 | FAIL | 79.1911 | Miscellaneous_New_PSC to ECM Evaporator Fan Motor (Reach-In)_RIM | 0 | 0 | 0 | 0 | 0 | 0 | 0 | 0 | 0 | 0 | 0 | 0 | 0 | 0 | 0 | 0 | 0 | 0 | 0 | 0 | Miscellaneous_New_PSC to ECM Evaporator Fan Motor (Reach-In)_TRC | 0 | 0 | 0 | 0 | 0 | 0 | 0 | 0 | 0 | 0 | 0 | 0 | 0 | 0 | 0 | 0 | 0 | 0 | 0 | 0 |  | 44.74%
Offices | New | PSC to ECM Evaporator Fan Motor (Reach-In) | 0.070139 | 0.0064253 |  | 503.9324 | 15 |  | 177 | 177 | motor | 0 | 11.21 | FAIL | 79.1911 | Offices_New_PSC to ECM Evaporator Fan Motor (Reach-In)_RIM | 0 | 0 | 0 | 0 | 0 | 0 | 0 | 0 | 0 | 0 | 0 | 0 | 0 | 0 | 0 | 0 | 0 | 0 | 0 | 0 | Offices_New_PSC to ECM Evaporator Fan Motor (Reach-In)_TRC | 0 | 0 | 0 | 0 | 0 | 0 | 0 | 0 | 0 | 0 | 0 | 0 | 0 | 0 | 0 | 0 | 0 | 0 | 0 | 0 |  | 44.74%
Restaurants | New | PSC to ECM Evaporator Fan Motor (Reach-In) | 0.065337 | 0.054728 |  | 503.9324 | 15 |  | 177 | 177 | motor | 0 | 11.21 | FAIL | 79.1911 | Restaurants_New_PSC to ECM Evaporator Fan Motor (Reach-In)_RIM | 0 | 0 | 0 | 0 | 0 | 0 | 0 | 0 | 0 | 0 | 0 | 0 | 0 | 0 | 0 | 0 | 0 | 0 | 0 | 0 | Restaurants_New_PSC to ECM Evaporator Fan Motor (Reach-In)_TRC | 7.595 | 12.8813 | 23.3315 | 40.8166 | 67.9943 | 92.1398 | 113.8873 | 124.4834 | 112.0126 | 81.4827 | 3827.3746 | 6491.2856 | 11757.474 | 20568.8102 | 34264.5076 | 46432.2543 | 57391.482 | 62731.2062 | 56446.7601 | 41061.7883 |  | 44.74%
Retail | New | PSC to ECM Evaporator Fan Motor (Reach-In) | 0.070139 | 0.0064253 |  | 503.9324 | 15 |  | 177 | 177 | motor | 0 | 11.21 | FAIL | 79.1911 | Retail_New_PSC to ECM Evaporator Fan Motor (Reach-In)_RIM | 0 | 0 | 0 | 0 | 0 | 0 | 0 | 0 | 0 | 0 | 0 | 0 | 0 | 0 | 0 | 0 | 0 | 0 | 0 | 0 | Retail_New_PSC to ECM Evaporator Fan Motor (Reach-In)_TRC | 1.4825 | 2.3122 | 3.8739 | 6.3363 | 9.9475 | 12.5374 | 14.4818 | 14.5473 | 12.2187 | 8.222 | 747.0879 | 1165.1911 | 1952.1819 | 3193.0861 | 5012.8459 | 6317.9846 | 7297.8257 | 7330.8545 | 6157.4215 | 4143.3324 |  | 44.74%
Schools K-12 | New | PSC to ECM Evaporator Fan Motor (Reach-In) | 0.065337 | 0.054728 |  | 503.9324 | 15 |  | 177 | 177 | motor | 0 | 11.21 | FAIL | 79.1911 | Schools K-12_New_PSC to ECM Evaporator Fan Motor (Reach-In)_RIM | 0 | 0 | 0 | 0 | 0 | 0 | 0 | 0 | 0 | 0 | 0 | 0 | 0 | 0 | 0 | 0 | 0 | 0 | 0 | 0 | Schools K-12_New_PSC to ECM Evaporator Fan Motor (Reach-In)_TRC | 0.17722 | 0.26432 | 0.42507 | 0.66887 | 1.0122 | 1.329 | 1.6378 | 1.8154 | 1.5852 | 1.1145 | 89.3051 | 133.2009 | 214.2068 | 337.0637 | 510.0733 | 669.7188 | 825.3581 | 914.8382 | 798.8362 | 561.6144 |  | 44.74%
Warehouse | New | PSC to ECM Evaporator Fan Motor (Reach-In) | 0.070139 | 0.0064253 |  | 503.9324 | 15 |  | 177 | 177 | motor | 0 | 11.21 | FAIL | 79.1911 | Warehouse_New_PSC to ECM Evaporator Fan Motor (Reach-In)_RIM | 0 | 0 | 0 | 0 | 0 | 0 | 0 | 0 | 0 | 0 | 0 | 0 | 0 | 0 | 0 | 0 | 0 | 0 | 0 | 0 | Warehouse_New_PSC to ECM Evaporator Fan Motor (Reach-In)_TRC | 0 | 0 | 0 | 0 | 0 | 0 | 0 | 0 | 0 | 0 | 0 | 0 | 0 | 0 | 0 | 0 | 0 | 0 | 0 | 0 |  | 44.74%
Assembly | Existing | PSC to ECM Evaporator Fan Motor (Walk-In, Refrigerator) | 0.04552 | 0.00417 |  | 327.0516 | 15 |  | 177 | 177 | motor | 0 | 7.2753 | FAIL | 113.5221 | Assembly_Existing_PSC to ECM Evaporator Fan Motor (Walk-In, Refrigerator)_RIM | 0 | 0 | 0 | 0 | 0 | 0 | 0 | 0 | 0 | 0 | 0 | 0 | 0 | 0 | 0 | 0 | 0 | 0 | 0 | 0 | Assembly_Existing_PSC to ECM Evaporator Fan Motor (Walk-In, Refrigerator)_TRC | 0.052404 | 0.084029 | 0.13334 | 0.20774 | 0.31234 | 0.4417 | 0.56916 | 0.63894 | 0.59391 | 0.43696 | 17.1389 | 27.482 | 43.608 | 67.9421 | 102.151 | 144.4573 | 186.1444 | 208.9653 | 194.2401 | 142.9077 |  | 64.14%
College and University | Existing | PSC to ECM Evaporator Fan Motor (Walk-In, Refrigerator) | 0.042404 | 0.035519 |  | 327.0516 | 15 |  | 177 | 177 | motor | 0 | 7.2753 | FAIL | 113.5221 | College and University_Existing_PSC to ECM Evaporator Fan Motor (Walk-In, Refrigerator)_RIM | 0 | 0 | 0 | 0 | 0 | 0 | 0 | 0 | 0 | 0 | 0 | 0 | 0 | 0 | 0 | 0 | 0 | 0 | 0 | 0 | College and University_Existing_PSC to ECM Evaporator Fan Motor (Walk-In, Refrigerator)_TRC | 0.0013244 | 0.0021131 | 0.0033289 | 0.0051328 | 0.0076135 | 0.010625 | 0.013517 | 0.014988 | 0.013764 | 0.010004 | 0.43315 | 0.6911 | 1.0887 | 1.6787 | 2.49 | 3.4748 | 4.4208 | 4.9019 | 4.5016 | 3.2719 |  | 64.14%
Grocery | Existing | PSC to ECM Evaporator Fan Motor (Walk-In, Refrigerator) | 0.04552 | 0.00417 |  | 327.0516 | 15 |  | 177 | 177 | motor | 0 | 7.2753 | FAIL | 113.5221 | Grocery_Existing_PSC to ECM Evaporator Fan Motor (Walk-In, Refrigerator)_RIM | 0 | 0 | 0 | 0 | 0 | 0 | 0 | 0 | 0 | 0 | 0 | 0 | 0 | 0 | 0 | 0 | 0 | 0 | 0 | 0 | Grocery_Existing_PSC to ECM Evaporator Fan Motor (Walk-In, Refrigerator)_TRC | 25.2526 | 40.7571 | 64.7216 | 100.7506 | 151.1042 | 213.2661 | 274.3997 | 307.6391 | 285.68 | 209.9656 | 8258.8993 | 13329.6634 | 21167.2956 | 32950.6367 | 49418.8802 | 69749.0119 | 89742.879 | 100613.8693 | 93432.0963 | 68669.5991 |  | 64.14%
Healthcare | Existing | PSC to ECM Evaporator Fan Motor (Walk-In, Refrigerator) | 0.042404 | 0.035519 |  | 327.0516 | 15 |  | 177 | 177 | motor | 0 | 7.2753 | FAIL | 113.5221 | Healthcare_Existing_PSC to ECM Evaporator Fan Motor (Walk-In, Refrigerator)_RIM | 0 | 0 | 0 | 0 | 0 | 0 | 0 | 0 | 0 | 0 | 0 | 0 | 0 | 0 | 0 | 0 | 0 | 0 | 0 | 0 | Healthcare_Existing_PSC to ECM Evaporator Fan Motor (Walk-In, Refrigerator)_TRC | 0 | 0 | 0 | 0 | 0 | 0 | 0 | 0 | 0 | 0 | 0 | 0 | 0 | 0 | 0 | 0 | 0 | 0 | 0 | 0 |  | 64.14%
Hospitals | Existing | PSC to ECM Evaporator Fan Motor (Walk-In, Refrigerator) | 0.042404 | 0.035519 |  | 327.0516 | 15 |  | 177 | 177 | motor | 0 | 7.2753 | FAIL | 113.5221 | Hospitals_Existing_PSC to ECM Evaporator Fan Motor (Walk-In, Refrigerator)_RIM | 0 | 0 | 0 | 0 | 0 | 0 | 0 | 0 | 0 | 0 | 0 | 0 | 0 | 0 | 0 | 0 | 0 | 0 | 0 | 0 | Hospitals_Existing_PSC to ECM Evaporator Fan Motor (Walk-In, Refrigerator)_TRC | 0.75648 | 1.2104 | 1.9088 | 2.9458 | 4.3724 | 6.1068 | 7.7752 | 8.6259 | 7.9266 | 5.765 | 247.4092 | 395.855 | 624.2833 | 963.4334 | 1430.0003 | 1997.2356 | 2542.9002 | 2821.1272 | 2592.4061 | 1885.4678 |  | 64.14%
Institutional | Existing | PSC to ECM Evaporator Fan Motor (Walk-In, Refrigerator) | 0.04552 | 0.00417 |  | 327.0516 | 15 |  | 177 | 177 | motor | 0 | 7.2753 | FAIL | 113.5221 | Institutional_Existing_PSC to ECM Evaporator Fan Motor (Walk-In, Refrigerator)_RIM | 0 | 0 | 0 | 0 | 0 | 0 | 0 | 0 | 0 | 0 | 0 | 0 | 0 | 0 | 0 | 0 | 0 | 0 | 0 | 0 | Institutional_Existing_PSC to ECM Evaporator Fan Motor (Walk-In, Refrigerator)_TRC | 0 | 0 | 0 | 0 | 0 | 0 | 0 | 0 | 0 | 0 | 0 | 0 | 0 | 0 | 0 | 0 | 0 | 0 | 0 | 0 |  | 64.14%
Lodging/Hospitality | Existing | PSC to ECM Evaporator Fan Motor (Walk-In, Refrigerator) | 0.042404 | 0.035519 |  | 327.0516 | 15 |  | 177 | 177 | motor | 0 | 7.2753 | FAIL | 113.5221 | Lodging/Hospitality_Existing_PSC to ECM Evaporator Fan Motor (Walk-In, Refrigerator)_RIM | 0 | 0 | 0 | 0 | 0 | 0 | 0 | 0 | 0 | 0 | 0 | 0 | 0 | 0 | 0 | 0 | 0 | 0 | 0 | 0 | Lodging/Hospitality_Existing_PSC to ECM Evaporator Fan Motor (Walk-In, Refrigerator)_TRC | 1.4052 | 2.3081 | 3.6723 | 5.7022 | 8.4924 | 11.8943 | 15.1785 | 16.8694 | 15.5231 | 11.302 | 459.5647 | 754.8792 | 1201.0427 | 1864.903 | 2777.458 | 3890.0625 | 4964.1644 | 5517.1493 | 5076.8529 | 3696.3451 |  | 64.14%
Miscellaneous | Existing | PSC to ECM Evaporator Fan Motor (Walk-In, Refrigerator) | 0.04552 | 0.00417 |  | 327.0516 | 15 |  | 177 | 177 | motor | 0 | 7.2753 | FAIL | 113.5221 | Miscellaneous_Existing_PSC to ECM Evaporator Fan Motor (Walk-In, Refrigerator)_RIM | 0 | 0 | 0 | 0 | 0 | 0 | 0 | 0 | 0 | 0 | 0 | 0 | 0 | 0 | 0 | 0 | 0 | 0 | 0 | 0 | Miscellaneous_Existing_PSC to ECM Evaporator Fan Motor (Walk-In, Refrigerator)_TRC | 0 | 0 | 0 | 0 | 0 | 0 | 0 | 0 | 0 | 0 | 0 | 0 | 0 | 0 | 0 | 0 | 0 | 0 | 0 | 0 |  | 64.14%
Offices | Existing | PSC to ECM Evaporator Fan Motor (Walk-In, Refrigerator) | 0.04552 | 0.00417 |  | 327.0516 | 15 |  | 177 | 177 | motor | 0 | 7.2753 | FAIL | 113.5221 | Offices_Existing_PSC to ECM Evaporator Fan Motor (Walk-In, Refrigerator)_RIM | 0 | 0 | 0 | 0 | 0 | 0 | 0 | 0 | 0 | 0 | 0 | 0 | 0 | 0 | 0 | 0 | 0 | 0 | 0 | 0 | Offices_Existing_PSC to ECM Evaporator Fan Motor (Walk-In, Refrigerator)_TRC | 0 | 0 | 0 | 0 | 0 | 0 | 0 | 0 | 0 | 0 | 0 | 0 | 0 | 0 | 0 | 0 | 0 | 0 | 0 | 0 |  | 64.14%
Restaurants | Existing | PSC to ECM Evaporator Fan Motor (Walk-In, Refrigerator) | 0.042404 | 0.035519 |  | 327.0516 | 15 |  | 177 | 177 | motor | 0 | 7.2753 | FAIL | 113.5221 | Restaurants_Existing_PSC to ECM Evaporator Fan Motor (Walk-In, Refrigerator)_RIM | 0 | 0 | 0 | 0 | 0 | 0 | 0 | 0 | 0 | 0 | 0 | 0 | 0 | 0 | 0 | 0 | 0 | 0 | 0 | 0 | Restaurants_Existing_PSC to ECM Evaporator Fan Motor (Walk-In, Refrigerator)_TRC | 22.2093 | 35.8565 | 56.9749 | 88.7739 | 133.3066 | 188.2641 | 242.2539 | 271.5619 | 252.0618 | 185.1794 | 7263.5859 | 11726.9256 | 18633.723 | 29033.6411 | 43598.1396 | 61572.0744 | 79229.5447 | 88814.7709 | 82437.2276 | 60563.2161 |  | 64.14%
Retail | Existing | PSC to ECM Evaporator Fan Motor (Walk-In, Refrigerator) | 0.04552 | 0.00417 |  | 327.0516 | 15 |  | 177 | 177 | motor | 0 | 7.2753 | FAIL | 113.5221 | Retail_Existing_PSC to ECM Evaporator Fan Motor (Walk-In, Refrigerator)_RIM | 0 | 0 | 0 | 0 | 0 | 0 | 0 | 0 | 0 | 0 | 0 | 0 | 0 | 0 | 0 | 0 | 0 | 0 | 0 | 0 | Retail_Existing_PSC to ECM Evaporator Fan Motor (Walk-In, Refrigerator)_TRC | 2.9194 | 4.6807 | 7.3968 | 11.4462 | 17.0468 | 23.868 | 30.4422 | 33.8093 | 31.0854 | 22.6124 | 954.7801 | 1530.834 | 2419.1394 | 3743.498 | 5575.1704 | 7806.0559 | 9956.1584 | 11057.3857 | 10166.5267 | 7395.4192 |  | 64.14%
Schools K-12 | Existing | PSC to ECM Evaporator Fan Motor (Walk-In, Refrigerator) | 0.042404 | 0.035519 |  | 327.0516 | 15 |  | 177 | 177 | motor | 0 | 7.2753 | FAIL | 113.5221 | Schools K-12_Existing_PSC to ECM Evaporator Fan Motor (Walk-In, Refrigerator)_RIM | 0 | 0 | 0 | 0 | 0 | 0 | 0 | 0 | 0 | 0 | 0 | 0 | 0 | 0 | 0 | 0 | 0 | 0 | 0 | 0 | Schools K-12_Existing_PSC to ECM Evaporator Fan Motor (Walk-In, Refrigerator)_TRC | 1.0887 | 1.7371 | 2.7365 | 4.2194 | 6.2586 | 8.734 | 11.1116 | 12.3209 | 11.3147 | 8.2238 | 356.069 | 568.1134 | 894.971 | 1379.9658 | 2046.8838 | 2856.4668 | 3634.0641 | 4029.5642 | 3700.4844 | 2689.6227 |  | 64.14%
Warehouse | Existing | PSC to ECM Evaporator Fan Motor (Walk-In, Refrigerator) | 0.04552 | 0.00417 |  | 327.0516 | 15 |  | 177 | 177 | motor | 0 | 7.2753 | FAIL | 113.5221 | Warehouse_Existing_PSC to ECM Evaporator Fan Motor (Walk-In, Refrigerator)_RIM | 0 | 0 | 0 | 0 | 0 | 0 | 0 | 0 | 0 | 0 | 0 | 0 | 0 | 0 | 0 | 0 | 0 | 0 | 0 | 0 | Warehouse_Existing_PSC to ECM Evaporator Fan Motor (Walk-In, Refrigerator)_TRC | 0 | 0 | 0 | 0 | 0 | 0 | 0 | 0 | 0 | 0 | 0 | 0 | 0 | 0 | 0 | 0 | 0 | 0 | 0 | 0 |  | 64.14%
Assembly | New | PSC to ECM Evaporator Fan Motor (Walk-In, Refrigerator) | 0.04552 | 0.00417 |  | 327.0516 | 15 |  | 177 | 177 | motor | 0 | 7.2753 | FAIL | 113.5221 | Assembly_New_PSC to ECM Evaporator Fan Motor (Walk-In, Refrigerator)_RIM | 0 | 0 | 0 | 0 | 0 | 0 | 0 | 0 | 0 | 0 | 0 | 0 | 0 | 0 | 0 | 0 | 0 | 0 | 0 | 0 | Assembly_New_PSC to ECM Evaporator Fan Motor (Walk-In, Refrigerator)_TRC | 0.018899 | 0.03887 | 0.079382 | 0.15128 | 0.26897 | 0.36828 | 0.45917 | 0.50554 | 0.45744 | 0.33431 | 6.181 | 12.7124 | 25.9619 | 49.4759 | 87.9675 | 120.4468 | 150.1723 | 165.3365 | 149.6066 | 109.3379 |  | 64.14%
College and University | New | PSC to ECM Evaporator Fan Motor (Walk-In, Refrigerator) | 0.042404 | 0.035519 |  | 327.0516 | 15 |  | 177 | 177 | motor | 0 | 7.2753 | FAIL | 113.5221 | College and University_New_PSC to ECM Evaporator Fan Motor (Walk-In, Refrigerator)_RIM | 0 | 0 | 0 | 0 | 0 | 0 | 0 | 0 | 0 | 0 | 0 | 0 | 0 | 0 | 0 | 0 | 0 | 0 | 0 | 0 | College and University_New_PSC to ECM Evaporator Fan Motor (Walk-In, Refrigerator)_TRC | 0.00042546 | 0.00063457 | 0.0010205 | 0.0016057 | 0.0024297 | 0.0031899 | 0.0039309 | 0.0043569 | 0.0038045 | 0.002675 | 0.13915 | 0.20754 | 0.33374 | 0.52513 | 0.79463 | 1.0433 | 1.2856 | 1.4249 | 1.2443 | 0.87485 |  | 64.14%
Grocery | New | PSC to ECM Evaporator Fan Motor (Walk-In, Refrigerator) | 0.04552 | 0.00417 |  | 327.0516 | 15 |  | 177 | 177 | motor | 0 | 7.2753 | FAIL | 113.5221 | Grocery_New_PSC to ECM Evaporator Fan Motor (Walk-In, Refrigerator)_RIM | 0 | 0 | 0 | 0 | 0 | 0 | 0 | 0 | 0 | 0 | 0 | 0 | 0 | 0 | 0 | 0 | 0 | 0 | 0 | 0 | Grocery_New_PSC to ECM Evaporator Fan Motor (Walk-In, Refrigerator)_TRC | 13.656 | 22.6651 | 40.3619 | 69.6287 | 114.6227 | 159.9985 | 203.1666 | 224.6951 | 205.6466 | 149.1316 | 4466.2228 | 7412.6688 | 13200.437 | 22772.1908 | 37487.5526 | 52327.7646 | 66445.955 | 73486.8786 | 67257.0641 | 48773.7275 |  | 64.14%
Healthcare | New | PSC to ECM Evaporator Fan Motor (Walk-In, Refrigerator) | 0.042404 | 0.035519 |  | 327.0516 | 15 |  | 177 | 177 | motor | 0 | 7.2753 | FAIL | 113.5221 | Healthcare_New_PSC to ECM Evaporator Fan Motor (Walk-In, Refrigerator)_RIM | 0 | 0 | 0 | 0 | 0 | 0 | 0 | 0 | 0 | 0 | 0 | 0 | 0 | 0 | 0 | 0 | 0 | 0 | 0 | 0 | Healthcare_New_PSC to ECM Evaporator Fan Motor (Walk-In, Refrigerator)_TRC | 0 | 0 | 0 | 0 | 0 | 0 | 0 | 0 | 0 | 0 | 0 | 0 | 0 | 0 | 0 | 0 | 0 | 0 | 0 | 0 |  | 64.14%
Hospitals | New | PSC to ECM Evaporator Fan Motor (Walk-In, Refrigerator) | 0.042404 | 0.035519 |  | 327.0516 | 15 |  | 177 | 177 | motor | 0 | 7.2753 | FAIL | 113.5221 | Hospitals_New_PSC to ECM Evaporator Fan Motor (Walk-In, Refrigerator)_RIM | 0 | 0 | 0 | 0 | 0 | 0 | 0 | 0 | 0 | 0 | 0 | 0 | 0 | 0 | 0 | 0 | 0 | 0 | 0 | 0 | Hospitals_New_PSC to ECM Evaporator Fan Motor (Walk-In, Refrigerator)_TRC | 0.29262 | 0.42595 | 0.66827 | 1.0259 | 1.5146 | 2.0397 | 2.5106 | 2.6983 | 2.4065 | 1.7012 | 95.7019 | 139.3072 | 218.559 | 335.5286 | 495.3511 | 667.0787 | 821.0891 | 882.4987 | 787.0496 | 556.3849 |  | 64.14%
Institutional | New | PSC to ECM Evaporator Fan Motor (Walk-In, Refrigerator) | 0.04552 | 0.00417 |  | 327.0516 | 15 |  | 177 | 177 | motor | 0 | 7.2753 | FAIL | 113.5221 | Institutional_New_PSC to ECM Evaporator Fan Motor (Walk-In, Refrigerator)_RIM | 0 | 0 | 0 | 0 | 0 | 0 | 0 | 0 | 0 | 0 | 0 | 0 | 0 | 0 | 0 | 0 | 0 | 0 | 0 | 0 | Institutional_New_PSC to ECM Evaporator Fan Motor (Walk-In, Refrigerator)_TRC | 0 | 0 | 0 | 0 | 0 | 0 | 0 | 0 | 0 | 0 | 0 | 0 | 0 | 0 | 0 | 0 | 0 | 0 | 0 | 0 |  | 64.14%
Lodging/Hospitality | New | PSC to ECM Evaporator Fan Motor (Walk-In, Refrigerator) | 0.042404 | 0.035519 |  | 327.0516 | 15 |  | 177 | 177 | motor | 0 | 7.2753 | FAIL | 113.5221 | Lodging/Hospitality_New_PSC to ECM Evaporator Fan Motor (Walk-In, Refrigerator)_RIM | 0 | 0 | 0 | 0 | 0 | 0 | 0 | 0 | 0 | 0 | 0 | 0 | 0 | 0 | 0 | 0 | 0 | 0 | 0 | 0 | Lodging/Hospitality_New_PSC to ECM Evaporator Fan Motor (Walk-In, Refrigerator)_TRC | 1.4503 | 1.864 | 2.5706 | 3.3713 | 4.0869 | 5.2919 | 6.2677 | 6.4606 | 5.5475 | 3.7969 | 474.327 | 609.6091 | 840.732 | 1102.5849 | 1336.6131 | 1730.7314 | 2049.8696 | 2112.9572 | 1814.3204 | 1241.7872 |  | 64.14%
Miscellaneous | New | PSC to ECM Evaporator Fan Motor (Walk-In, Refrigerator) | 0.04552 | 0.00417 |  | 327.0516 | 15 |  | 177 | 177 | motor | 0 | 7.2753 | FAIL | 113.5221 | Miscellaneous_New_PSC to ECM Evaporator Fan Motor (Walk-In, Refrigerator)_RIM | 0 | 0 | 0 | 0 | 0 | 0 | 0 | 0 | 0 | 0 | 0 | 0 | 0 | 0 | 0 | 0 | 0 | 0 | 0 | 0 | Miscellaneous_New_PSC to ECM Evaporator Fan Motor (Walk-In, Refrigerator)_TRC | 0 | 0 | 0 | 0 | 0 | 0 | 0 | 0 | 0 | 0 | 0 | 0 | 0 | 0 | 0 | 0 | 0 | 0 | 0 | 0 |  | 64.14%
Offices | New | PSC to ECM Evaporator Fan Motor (Walk-In, Refrigerator) | 0.04552 | 0.00417 |  | 327.0516 | 15 |  | 177 | 177 | motor | 0 | 7.2753 | FAIL | 113.5221 | Offices_New_PSC to ECM Evaporator Fan Motor (Walk-In, Refrigerator)_RIM | 0 | 0 | 0 | 0 | 0 | 0 | 0 | 0 | 0 | 0 | 0 | 0 | 0 | 0 | 0 | 0 | 0 | 0 | 0 | 0 | Offices_New_PSC to ECM Evaporator Fan Motor (Walk-In, Refrigerator)_TRC | 0 | 0 | 0 | 0 | 0 | 0 | 0 | 0 | 0 | 0 | 0 | 0 | 0 | 0 | 0 | 0 | 0 | 0 | 0 | 0 |  | 64.14%
Restaurants | New | PSC to ECM Evaporator Fan Motor (Walk-In, Refrigerator) | 0.042404 | 0.035519 |  | 327.0516 | 15 |  | 177 | 177 | motor | 0 | 7.2753 | FAIL | 113.5221 | Restaurants_New_PSC to ECM Evaporator Fan Motor (Walk-In, Refrigerator)_RIM | 0 | 0 | 0 | 0 | 0 | 0 | 0 | 0 | 0 | 0 | 0 | 0 | 0 | 0 | 0 | 0 | 0 | 0 | 0 | 0 | Restaurants_New_PSC to ECM Evaporator Fan Motor (Walk-In, Refrigerator)_TRC | 12.0118 | 20.3718 | 36.8976 | 64.5468 | 107.5184 | 145.6883 | 180.0608 | 196.8048 | 177.0925 | 128.8363 | 3928.4723 | 6662.6174 | 12067.4355 | 21110.1189 | 35164.066 | 47647.6098 | 58889.1853 | 64365.3368 | 57918.3855 | 42136.1135 |  | 64.14%
Retail | New | PSC to ECM Evaporator Fan Motor (Walk-In, Refrigerator) | 0.04552 | 0.00417 |  | 327.0516 | 15 |  | 177 | 177 | motor | 0 | 7.2753 | FAIL | 113.5221 | Retail_New_PSC to ECM Evaporator Fan Motor (Walk-In, Refrigerator)_RIM | 0 | 0 | 0 | 0 | 0 | 0 | 0 | 0 | 0 | 0 | 0 | 0 | 0 | 0 | 0 | 0 | 0 | 0 | 0 | 0 | Retail_New_PSC to ECM Evaporator Fan Motor (Walk-In, Refrigerator)_TRC | 1.2189 | 1.9011 | 3.185 | 5.2093 | 8.1776 | 10.3059 | 11.9033 | 11.9566 | 10.043 | 6.7585 | 398.6538 | 621.7458 | 1041.6523 | 1703.7022 | 2674.487 | 3370.5553 | 3892.9886 | 3910.4304 | 3284.565 | 2210.3851 |  | 64.14%
Schools K-12 | New | PSC to ECM Evaporator Fan Motor (Walk-In, Refrigerator) | 0.042404 | 0.035519 |  | 327.0516 | 15 |  | 177 | 177 | motor | 0 | 7.2753 | FAIL | 113.5221 | Schools K-12_New_PSC to ECM Evaporator Fan Motor (Walk-In, Refrigerator)_RIM | 0 | 0 | 0 | 0 | 0 | 0 | 0 | 0 | 0 | 0 | 0 | 0 | 0 | 0 | 0 | 0 | 0 | 0 | 0 | 0 | Schools K-12_New_PSC to ECM Evaporator Fan Motor (Walk-In, Refrigerator)_TRC | 0.34975 | 0.52165 | 0.83886 | 1.3199 | 1.9973 | 2.6222 | 3.2314 | 3.5815 | 3.1274 | 2.1989 | 114.3853 | 170.6052 | 274.3502 | 431.6825 | 653.218 | 857.6 | 1056.821 | 1171.3418 | 1022.8362 | 719.1604 |  | 64.14%
Warehouse | New | PSC to ECM Evaporator Fan Motor (Walk-In, Refrigerator) | 0.04552 | 0.00417 |  | 327.0516 | 15 |  | 177 | 177 | motor | 0 | 7.2753 | FAIL | 113.5221 | Warehouse_New_PSC to ECM Evaporator Fan Motor (Walk-In, Refrigerator)_RIM | 0 | 0 | 0 | 0 | 0 | 0 | 0 | 0 | 0 | 0 | 0 | 0 | 0 | 0 | 0 | 0 | 0 | 0 | 0 | 0 | Warehouse_New_PSC to ECM Evaporator Fan Motor (Walk-In, Refrigerator)_TRC | 0 | 0 | 0 | 0 | 0 | 0 | 0 | 0 | 0 | 0 | 0 | 0 | 0 | 0 | 0 | 0 | 0 | 0 | 0 | 0 |  | 64.14%
Assembly | Existing | Refrigerated Display Case Lighting Controls | 0.0084392 | 0.0078859 |  | 61.4361 | 8 |  | 104.14 | 104.14 | unit | 0 | 1.3666 | FAIL | FAIL | Assembly_Existing_Refrigerated Display Case Lighting Controls_RIM | 0 | 0 | 0 | 0 | 0 | 0 | 0 | 0 | 0 | 0 | 0 | 0 | 0 | 0 | 0 | 0 | 0 | 0 | 0 | 0 | Assembly_Existing_Refrigerated Display Case Lighting Controls_TRC | 0 | 0 | 0 | 0 | 0 | 0 | 0 | 0 | 0 | 0 | 0 | 0 | 0 | 0 | 0 | 0 | 0 | 0 | 0 | 0
College and University | Existing | Refrigerated Display Case Lighting Controls | 0.0084392 | 0.0078859 |  | 61.4361 | 8 |  | 104.14 | 104.14 | unit | 0 | 1.3666 | FAIL | FAIL | College and University_Existing_Refrigerated Display Case Lighting Controls_RIM | 0 | 0 | 0 | 0 | 0 | 0 | 0 | 0 | 0 | 0 | 0 | 0 | 0 | 0 | 0 | 0 | 0 | 0 | 0 | 0 | College and University_Existing_Refrigerated Display Case Lighting Controls_TRC | 0 | 0 | 0 | 0 | 0 | 0 | 0 | 0 | 0 | 0 | 0 | 0 | 0 | 0 | 0 | 0 | 0 | 0 | 0 | 0
Grocery | Existing | Refrigerated Display Case Lighting Controls | 0.0084392 | 0.0078859 |  | 61.4361 | 8 |  | 104.14 | 104.14 | unit | 0 | 1.3666 | FAIL | FAIL | Grocery_Existing_Refrigerated Display Case Lighting Controls_RIM | 0 | 0 | 0 | 0 | 0 | 0 | 0 | 0 | 0 | 0 | 0 | 0 | 0 | 0 | 0 | 0 | 0 | 0 | 0 | 0 | Grocery_Existing_Refrigerated Display Case Lighting Controls_TRC | 0 | 0 | 0 | 0 | 0 | 0 | 0 | 0 | 0 | 0 | 0 | 0 | 0 | 0 | 0 | 0 | 0 | 0 | 0 | 0
Healthcare | Existing | Refrigerated Display Case Lighting Controls | 0.0084392 | 0.0078859 |  | 61.4361 | 8 |  | 104.14 | 104.14 | unit | 0 | 1.3666 | FAIL | FAIL | Healthcare_Existing_Refrigerated Display Case Lighting Controls_RIM | 0 | 0 | 0 | 0 | 0 | 0 | 0 | 0 | 0 | 0 | 0 | 0 | 0 | 0 | 0 | 0 | 0 | 0 | 0 | 0 | Healthcare_Existing_Refrigerated Display Case Lighting Controls_TRC | 0 | 0 | 0 | 0 | 0 | 0 | 0 | 0 | 0 | 0 | 0 | 0 | 0 | 0 | 0 | 0 | 0 | 0 | 0 | 0
Hospitals | Existing | Refrigerated Display Case Lighting Controls | 0.0084392 | 0.0078859 |  | 61.4361 | 8 |  | 104.14 | 104.14 | unit | 0 | 1.3666 | FAIL | FAIL | Hospitals_Existing_Refrigerated Display Case Lighting Controls_RIM | 0 | 0 | 0 | 0 | 0 | 0 | 0 | 0 | 0 | 0 | 0 | 0 | 0 | 0 | 0 | 0 | 0 | 0 | 0 | 0 | Hospitals_Existing_Refrigerated Display Case Lighting Controls_TRC | 0 | 0 | 0 | 0 | 0 | 0 | 0 | 0 | 0 | 0 | 0 | 0 | 0 | 0 | 0 | 0 | 0 | 0 | 0 | 0
Institutional | Existing | Refrigerated Display Case Lighting Controls | 0.0084392 | 0.0078859 |  | 61.4361 | 8 |  | 104.14 | 104.14 | unit | 0 | 1.3666 | FAIL | FAIL | Institutional_Existing_Refrigerated Display Case Lighting Controls_RIM | 0 | 0 | 0 | 0 | 0 | 0 | 0 | 0 | 0 | 0 | 0 | 0 | 0 | 0 | 0 | 0 | 0 | 0 | 0 | 0 | Institutional_Existing_Refrigerated Display Case Lighting Controls_TRC | 0 | 0 | 0 | 0 | 0 | 0 | 0 | 0 | 0 | 0 | 0 | 0 | 0 | 0 | 0 | 0 | 0 | 0 | 0 | 0
Lodging/Hospitality | Existing | Refrigerated Display Case Lighting Controls | 0.0084392 | 0.0078859 |  | 61.4361 | 8 |  | 104.14 | 104.14 | unit | 0 | 1.3666 | FAIL | FAIL | Lodging/Hospitality_Existing_Refrigerated Display Case Lighting Controls_RIM | 0 | 0 | 0 | 0 | 0 | 0 | 0 | 0 | 0 | 0 | 0 | 0 | 0 | 0 | 0 | 0 | 0 | 0 | 0 | 0 | Lodging/Hospitality_Existing_Refrigerated Display Case Lighting Controls_TRC | 0 | 0 | 0 | 0 | 0 | 0 | 0 | 0 | 0 | 0 | 0 | 0 | 0 | 0 | 0 | 0 | 0 | 0 | 0 | 0
Miscellaneous | Existing | Refrigerated Display Case Lighting Controls | 0.0084392 | 0.0078859 |  | 61.4361 | 8 |  | 104.14 | 104.14 | unit | 0 | 1.3666 | FAIL | FAIL | Miscellaneous_Existing_Refrigerated Display Case Lighting Controls_RIM | 0 | 0 | 0 | 0 | 0 | 0 | 0 | 0 | 0 | 0 | 0 | 0 | 0 | 0 | 0 | 0 | 0 | 0 | 0 | 0 | Miscellaneous_Existing_Refrigerated Display Case Lighting Controls_TRC | 0 | 0 | 0 | 0 | 0 | 0 | 0 | 0 | 0 | 0 | 0 | 0 | 0 | 0 | 0 | 0 | 0 | 0 | 0 | 0
Offices | Existing | Refrigerated Display Case Lighting Controls | 0.0084392 | 0.0078859 |  | 61.4361 | 8 |  | 104.14 | 104.14 | unit | 0 | 1.3666 | FAIL | FAIL | Offices_Existing_Refrigerated Display Case Lighting Controls_RIM | 0 | 0 | 0 | 0 | 0 | 0 | 0 | 0 | 0 | 0 | 0 | 0 | 0 | 0 | 0 | 0 | 0 | 0 | 0 | 0 | Offices_Existing_Refrigerated Display Case Lighting Controls_TRC | 0 | 0 | 0 | 0 | 0 | 0 | 0 | 0 | 0 | 0 | 0 | 0 | 0 | 0 | 0 | 0 | 0 | 0 | 0 | 0
Restaurants | Existing | Refrigerated Display Case Lighting Controls | 0.0084392 | 0.0078859 |  | 61.4361 | 8 |  | 104.14 | 104.14 | unit | 0 | 1.3666 | FAIL | FAIL | Restaurants_Existing_Refrigerated Display Case Lighting Controls_RIM | 0 | 0 | 0 | 0 | 0 | 0 | 0 | 0 | 0 | 0 | 0 | 0 | 0 | 0 | 0 | 0 | 0 | 0 | 0 | 0 | Restaurants_Existing_Refrigerated Display Case Lighting Controls_TRC | 0 | 0 | 0 | 0 | 0 | 0 | 0 | 0 | 0 | 0 | 0 | 0 | 0 | 0 | 0 | 0 | 0 | 0 | 0 | 0
Retail | Existing | Refrigerated Display Case Lighting Controls | 0.0084392 | 0.0078859 |  | 61.4361 | 8 |  | 104.14 | 104.14 | unit | 0 | 1.3666 | FAIL | FAIL | Retail_Existing_Refrigerated Display Case Lighting Controls_RIM | 0 | 0 | 0 | 0 | 0 | 0 | 0 | 0 | 0 | 0 | 0 | 0 | 0 | 0 | 0 | 0 | 0 | 0 | 0 | 0 | Retail_Existing_Refrigerated Display Case Lighting Controls_TRC | 0 | 0 | 0 | 0 | 0 | 0 | 0 | 0 | 0 | 0 | 0 | 0 | 0 | 0 | 0 | 0 | 0 | 0 | 0 | 0
Schools K-12 | Existing | Refrigerated Display Case Lighting Controls | 0.0084392 | 0.0078859 |  | 61.4361 | 8 |  | 104.14 | 104.14 | unit | 0 | 1.3666 | FAIL | FAIL | Schools K-12_Existing_Refrigerated Display Case Lighting Controls_RIM | 0 | 0 | 0 | 0 | 0 | 0 | 0 | 0 | 0 | 0 | 0 | 0 | 0 | 0 | 0 | 0 | 0 | 0 | 0 | 0 | Schools K-12_Existing_Refrigerated Display Case Lighting Controls_TRC | 0 | 0 | 0 | 0 | 0 | 0 | 0 | 0 | 0 | 0 | 0 | 0 | 0 | 0 | 0 | 0 | 0 | 0 | 0 | 0
Warehouse | Existing | Refrigerated Display Case Lighting Controls | 0.0084392 | 0.0078859 |  | 61.4361 | 8 |  | 104.14 | 104.14 | unit | 0 | 1.3666 | FAIL | FAIL | Warehouse_Existing_Refrigerated Display Case Lighting Controls_RIM | 0 | 0 | 0 | 0 | 0 | 0 | 0 | 0 | 0 | 0 | 0 | 0 | 0 | 0 | 0 | 0 | 0 | 0 | 0 | 0 | Warehouse_Existing_Refrigerated Display Case Lighting Controls_TRC | 0 | 0 | 0 | 0 | 0 | 0 | 0 | 0 | 0 | 0 | 0 | 0 | 0 | 0 | 0 | 0 | 0 | 0 | 0 | 0
Assembly | New | Refrigerated Display Case Lighting Controls | 0.0031317 | 0.0029264 |  | 22.7985 | 8 |  | 104.14 | 104.14 | unit | 0 | 0.50715 | FAIL | FAIL | Assembly_New_Refrigerated Display Case Lighting Controls_RIM | 0 | 0 | 0 | 0 | 0 | 0 | 0 | 0 | 0 | 0 | 0 | 0 | 0 | 0 | 0 | 0 | 0 | 0 | 0 | 0 | Assembly_New_Refrigerated Display Case Lighting Controls_TRC | 0 | 0 | 0 | 0 | 0 | 0 | 0 | 0 | 0 | 0 | 0 | 0 | 0 | 0 | 0 | 0 | 0 | 0 | 0 | 0
College and University | New | Refrigerated Display Case Lighting Controls | 0.0031317 | 0.0029264 |  | 22.7985 | 8 |  | 104.14 | 104.14 | unit | 0 | 0.50715 | FAIL | FAIL | College and University_New_Refrigerated Display Case Lighting Controls_RIM | 0 | 0 | 0 | 0 | 0 | 0 | 0 | 0 | 0 | 0 | 0 | 0 | 0 | 0 | 0 | 0 | 0 | 0 | 0 | 0 | College and University_New_Refrigerated Display Case Lighting Controls_TRC | 0 | 0 | 0 | 0 | 0 | 0 | 0 | 0 | 0 | 0 | 0 | 0 | 0 | 0 | 0 | 0 | 0 | 0 | 0 | 0
Grocery | New | Refrigerated Display Case Lighting Controls | 0.0031317 | 0.0029264 |  | 22.7985 | 8 |  | 104.14 | 104.14 | unit | 0 | 0.50715 | FAIL | FAIL | Grocery_New_Refrigerated Display Case Lighting Controls_RIM | 0 | 0 | 0 | 0 | 0 | 0 | 0 | 0 | 0 | 0 | 0 | 0 | 0 | 0 | 0 | 0 | 0 | 0 | 0 | 0 | Grocery_New_Refrigerated Display Case Lighting Controls_TRC | 0 | 0 | 0 | 0 | 0 | 0 | 0 | 0 | 0 | 0 | 0 | 0 | 0 | 0 | 0 | 0 | 0 | 0 | 0 | 0
Healthcare | New | Refrigerated Display Case Lighting Controls | 0.0031317 | 0.0029264 |  | 22.7985 | 8 |  | 104.14 | 104.14 | unit | 0 | 0.50715 | FAIL | FAIL | Healthcare_New_Refrigerated Display Case Lighting Controls_RIM | 0 | 0 | 0 | 0 | 0 | 0 | 0 | 0 | 0 | 0 | 0 | 0 | 0 | 0 | 0 | 0 | 0 | 0 | 0 | 0 | Healthcare_New_Refrigerated Display Case Lighting Controls_TRC | 0 | 0 | 0 | 0 | 0 | 0 | 0 | 0 | 0 | 0 | 0 | 0 | 0 | 0 | 0 | 0 | 0 | 0 | 0 | 0
Hospitals | New | Refrigerated Display Case Lighting Controls | 0.0031317 | 0.0029264 |  | 22.7985 | 8 |  | 104.14 | 104.14 | unit | 0 | 0.50715 | FAIL | FAIL | Hospitals_New_Refrigerated Display Case Lighting Controls_RIM | 0 | 0 | 0 | 0 | 0 | 0 | 0 | 0 | 0 | 0 | 0 | 0 | 0 | 0 | 0 | 0 | 0 | 0 | 0 | 0 | Hospitals_New_Refrigerated Display Case Lighting Controls_TRC | 0 | 0 | 0 | 0 | 0 | 0 | 0 | 0 | 0 | 0 | 0 | 0 | 0 | 0 | 0 | 0 | 0 | 0 | 0 | 0
Institutional | New | Refrigerated Display Case Lighting Controls | 0.0031317 | 0.0029264 |  | 22.7985 | 8 |  | 104.14 | 104.14 | unit | 0 | 0.50715 | FAIL | FAIL | Institutional_New_Refrigerated Display Case Lighting Controls_RIM | 0 | 0 | 0 | 0 | 0 | 0 | 0 | 0 | 0 | 0 | 0 | 0 | 0 | 0 | 0 | 0 | 0 | 0 | 0 | 0 | Institutional_New_Refrigerated Display Case Lighting Controls_TRC | 0 | 0 | 0 | 0 | 0 | 0 | 0 | 0 | 0 | 0 | 0 | 0 | 0 | 0 | 0 | 0 | 0 | 0 | 0 | 0
Lodging/Hospitality | New | Refrigerated Display Case Lighting Controls | 0.0031317 | 0.0029264 |  | 22.7985 | 8 |  | 104.14 | 104.14 | unit | 0 | 0.50715 | FAIL | FAIL | Lodging/Hospitality_New_Refrigerated Display Case Lighting Controls_RIM | 0 | 0 | 0 | 0 | 0 | 0 | 0 | 0 | 0 | 0 | 0 | 0 | 0 | 0 | 0 | 0 | 0 | 0 | 0 | 0 | Lodging/Hospitality_New_Refrigerated Display Case Lighting Controls_TRC | 0 | 0 | 0 | 0 | 0 | 0 | 0 | 0 | 0 | 0 | 0 | 0 | 0 | 0 | 0 | 0 | 0 | 0 | 0 | 0
Miscellaneous | New | Refrigerated Display Case Lighting Controls | 0.0031317 | 0.0029264 |  | 22.7985 | 8 |  | 104.14 | 104.14 | unit | 0 | 0.50715 | FAIL | FAIL | Miscellaneous_New_Refrigerated Display Case Lighting Controls_RIM | 0 | 0 | 0 | 0 | 0 | 0 | 0 | 0 | 0 | 0 | 0 | 0 | 0 | 0 | 0 | 0 | 0 | 0 | 0 | 0 | Miscellaneous_New_Refrigerated Display Case Lighting Controls_TRC | 0 | 0 | 0 | 0 | 0 | 0 | 0 | 0 | 0 | 0 | 0 | 0 | 0 | 0 | 0 | 0 | 0 | 0 | 0 | 0
Offices | New | Refrigerated Display Case Lighting Controls | 0.0031317 | 0.0029264 |  | 22.7985 | 8 |  | 104.14 | 104.14 | unit | 0 | 0.50715 | FAIL | FAIL | Offices_New_Refrigerated Display Case Lighting Controls_RIM | 0 | 0 | 0 | 0 | 0 | 0 | 0 | 0 | 0 | 0 | 0 | 0 | 0 | 0 | 0 | 0 | 0 | 0 | 0 | 0 | Offices_New_Refrigerated Display Case Lighting Controls_TRC | 0 | 0 | 0 | 0 | 0 | 0 | 0 | 0 | 0 | 0 | 0 | 0 | 0 | 0 | 0 | 0 | 0 | 0 | 0 | 0
Restaurants | New | Refrigerated Display Case Lighting Controls | 0.0031317 | 0.0029264 |  | 22.7985 | 8 |  | 104.14 | 104.14 | unit | 0 | 0.50715 | FAIL | FAIL | Restaurants_New_Refrigerated Display Case Lighting Controls_RIM | 0 | 0 | 0 | 0 | 0 | 0 | 0 | 0 | 0 | 0 | 0 | 0 | 0 | 0 | 0 | 0 | 0 | 0 | 0 | 0 | Restaurants_New_Refrigerated Display Case Lighting Controls_TRC | 0 | 0 | 0 | 0 | 0 | 0 | 0 | 0 | 0 | 0 | 0 | 0 | 0 | 0 | 0 | 0 | 0 | 0 | 0 | 0
Retail | New | Refrigerated Display Case Lighting Controls | 0.0031317 | 0.0029264 |  | 22.7985 | 8 |  | 104.14 | 104.14 | unit | 0 | 0.50715 | FAIL | FAIL | Retail_New_Refrigerated Display Case Lighting Controls_RIM | 0 | 0 | 0 | 0 | 0 | 0 | 0 | 0 | 0 | 0 | 0 | 0 | 0 | 0 | 0 | 0 | 0 | 0 | 0 | 0 | Retail_New_Refrigerated Display Case Lighting Controls_TRC | 0 | 0 | 0 | 0 | 0 | 0 | 0 | 0 | 0 | 0 | 0 | 0 | 0 | 0 | 0 | 0 | 0 | 0 | 0 | 0
Schools K-12 | New | Refrigerated Display Case Lighting Controls | 0.0031317 | 0.0029264 |  | 22.7985 | 8 |  | 104.14 | 104.14 | unit | 0 | 0.50715 | FAIL | FAIL | Schools K-12_New_Refrigerated Display Case Lighting Controls_RIM | 0 | 0 | 0 | 0 | 0 | 0 | 0 | 0 | 0 | 0 | 0 | 0 | 0 | 0 | 0 | 0 | 0 | 0 | 0 | 0 | Schools K-12_New_Refrigerated Display Case Lighting Controls_TRC | 0 | 0 | 0 | 0 | 0 | 0 | 0 | 0 | 0 | 0 | 0 | 0 | 0 | 0 | 0 | 0 | 0 | 0 | 0 | 0
Warehouse | New | Refrigerated Display Case Lighting Controls | 0.0031317 | 0.0029264 |  | 22.7985 | 8 |  | 104.14 | 104.14 | unit | 0 | 0.50715 | FAIL | FAIL | Warehouse_New_Refrigerated Display Case Lighting Controls_RIM | 0 | 0 | 0 | 0 | 0 | 0 | 0 | 0 | 0 | 0 | 0 | 0 | 0 | 0 | 0 | 0 | 0 | 0 | 0 | 0 | Warehouse_New_Refrigerated Display Case Lighting Controls_TRC | 0 | 0 | 0 | 0 | 0 | 0 | 0 | 0 | 0 | 0 | 0 | 0 | 0 | 0 | 0 | 0 | 0 | 0 | 0 | 0
Assembly | Existing | Strip Curtains for Walk-ins | 0.060723 | 0.016724 |  | 420 | 4 |  | 214.62 | 10.22 | sq ft | 21 | 9.3429 | FAIL | 133.1017 | Assembly_Existing_Strip Curtains for Walk-ins_RIM | 0 | 0 | 0 | 0 | 0 | 0 | 0 | 0 | 0 | 0 | 0 | 0 | 0 | 0 | 0 | 0 | 0 | 0 | 0 | 0 | Assembly_Existing_Strip Curtains for Walk-ins_TRC | 0.00030667 | 0.00049227 | 0.00078435 | 0.0012279 | 0.0018616 | 0.002666 | 0.0035032 | 0.004045 | 0.0039034 | 0.0030001 | 0.1288 | 0.20676 | 0.32943 | 0.51571 | 0.78186 | 1.1197 | 1.4714 | 1.6989 | 1.6394 | 1.2601 |  | 62.02%
College and University | Existing | Strip Curtains for Walk-ins | 0.054455 | 0.045613 |  | 420 | 4 |  | 214.62 | 10.22 | sq ft | 21 | 9.3429 | FAIL | 133.1017 | College and University_Existing_Strip Curtains for Walk-ins_RIM | 0 | 0 | 0 | 0 | 0 | 0 | 0 | 0 | 0 | 0 | 0 | 0 | 0 | 0 | 0 | 0 | 0 | 0 | 0 | 0 | College and University_Existing_Strip Curtains for Walk-ins_TRC | 7.7505e-06 | 1.2379e-05 | 1.9582e-05 | 3.0338e-05 | 4.5377e-05 | 6.413e-05 | 8.3199e-05 | 9.4886e-05 | 9.0462e-05 | 6.8688e-05 | 0.0032552 | 0.0051994 | 0.0082245 | 0.012742 | 0.019058 | 0.026935 | 0.034944 | 0.039852 | 0.037994 | 0.028849 |  | 62.02%
Grocery | Existing | Strip Curtains for Walk-ins | 0.060723 | 0.016724 |  | 420 | 4 |  | 214.62 | 10.22 | sq ft | 21 | 9.3429 | FAIL | 133.1017 | Grocery_Existing_Strip Curtains for Walk-ins_RIM | 0 | 0 | 0 | 0 | 0 | 0 | 0 | 0 | 0 | 0 | 0 | 0 | 0 | 0 | 0 | 0 | 0 | 0 | 0 | 0 | Grocery_Existing_Strip Curtains for Walk-ins_TRC | 0.78237 | 1.2641 | 2.0157 | 3.1529 | 4.7684 | 6.8159 | 8.9432 | 10.3129 | 9.9421 | 7.6332 | 328.5952 | 530.9257 | 846.5851 | 1324.204 | 2002.7118 | 2862.6621 | 3756.1467 | 4331.4246 | 4175.682 | 3205.9402 |  | 62.02%
Healthcare | Existing | Strip Curtains for Walk-ins | 0.054455 | 0.045613 |  | 420 | 4 |  | 214.62 | 10.22 | sq ft | 21 | 9.3429 | FAIL | 133.1017 | Healthcare_Existing_Strip Curtains for Walk-ins_RIM | 0 | 0 | 0 | 0 | 0 | 0 | 0 | 0 | 0 | 0 | 0 | 0 | 0 | 0 | 0 | 0 | 0 | 0 | 0 | 0 | Healthcare_Existing_Strip Curtains for Walk-ins_TRC | 0 | 0 | 0 | 0 | 0 | 0 | 0 | 0 | 0 | 0 | 0 | 0 | 0 | 0 | 0 | 0 | 0 | 0 | 0 | 0 |  | 62.02%
Hospitals | Existing | Strip Curtains for Walk-ins | 0.054455 | 0.045613 |  | 420 | 4 |  | 214.62 | 10.22 | sq ft | 21 | 9.3429 | FAIL | 133.1017 | Hospitals_Existing_Strip Curtains for Walk-ins_RIM | 0 | 0 | 0 | 0 | 0 | 0 | 0 | 0 | 0 | 0 | 0 | 0 | 0 | 0 | 0 | 0 | 0 | 0 | 0 | 0 | Hospitals_Existing_Strip Curtains for Walk-ins_TRC | 0.0044269 | 0.0070908 | 0.011229 | 0.017412 | 0.02606 | 0.03686 | 0.047857 | 0.054609 | 0.052096 | 0.039582 | 1.8593 | 2.9781 | 4.716 | 7.3129 | 10.9452 | 15.4812 | 20.1001 | 22.9357 | 21.8804 | 16.6246 |  | 62.02%
Institutional | Existing | Strip Curtains for Walk-ins | 0.060723 | 0.016724 |  | 420 | 4 |  | 214.62 | 10.22 | sq ft | 21 | 9.3429 | FAIL | 133.1017 | Institutional_Existing_Strip Curtains for Walk-ins_RIM | 0 | 0 | 0 | 0 | 0 | 0 | 0 | 0 | 0 | 0 | 0 | 0 | 0 | 0 | 0 | 0 | 0 | 0 | 0 | 0 | Institutional_Existing_Strip Curtains for Walk-ins_TRC | 0 | 0 | 0 | 0 | 0 | 0 | 0 | 0 | 0 | 0 | 0 | 0 | 0 | 0 | 0 | 0 | 0 | 0 | 0 | 0 |  | 62.02%
Lodging/Hospitality | Existing | Strip Curtains for Walk-ins | 0.054455 | 0.045613 |  | 420 | 4 |  | 214.62 | 10.22 | sq ft | 21 | 9.3429 | FAIL | 133.1017 | Lodging/Hospitality_Existing_Strip Curtains for Walk-ins_RIM | 0 | 0 | 0 | 0 | 0 | 0 | 0 | 0 | 0 | 0 | 0 | 0 | 0 | 0 | 0 | 0 | 0 | 0 | 0 | 0 | Lodging/Hospitality_Existing_Strip Curtains for Walk-ins_TRC | 0.0082231 | 0.013522 | 0.021602 | 0.033703 | 0.050616 | 0.071793 | 0.093426 | 0.1068 | 0.10202 | 0.077599 | 3.4537 | 5.6792 | 9.073 | 14.1555 | 21.2586 | 30.1532 | 39.2387 | 44.8542 | 42.8496 | 32.5916 |  | 62.02%
Miscellaneous | Existing | Strip Curtains for Walk-ins | 0.060723 | 0.016724 |  | 420 | 4 |  | 214.62 | 10.22 | sq ft | 21 | 9.3429 | FAIL | 133.1017 | Miscellaneous_Existing_Strip Curtains for Walk-ins_RIM | 0 | 0 | 0 | 0 | 0 | 0 | 0 | 0 | 0 | 0 | 0 | 0 | 0 | 0 | 0 | 0 | 0 | 0 | 0 | 0 | Miscellaneous_Existing_Strip Curtains for Walk-ins_TRC | 0 | 0 | 0 | 0 | 0 | 0 | 0 | 0 | 0 | 0 | 0 | 0 | 0 | 0 | 0 | 0 | 0 | 0 | 0 | 0 |  | 62.02%
Offices | Existing | Strip Curtains for Walk-ins | 0.060723 | 0.016724 |  | 420 | 4 |  | 214.62 | 10.22 | sq ft | 21 | 9.3429 | FAIL | 133.1017 | Offices_Existing_Strip Curtains for Walk-ins_RIM | 0 | 0 | 0 | 0 | 0 | 0 | 0 | 0 | 0 | 0 | 0 | 0 | 0 | 0 | 0 | 0 | 0 | 0 | 0 | 0 | Offices_Existing_Strip Curtains for Walk-ins_TRC | 0 | 0 | 0 | 0 | 0 | 0 | 0 | 0 | 0 | 0 | 0 | 0 | 0 | 0 | 0 | 0 | 0 | 0 | 0 | 0 |  | 62.02%
Restaurants | Existing | Strip Curtains for Walk-ins | 0.054455 | 0.045613 |  | 420 | 4 |  | 214.62 | 10.22 | sq ft | 21 | 9.3429 | FAIL | 133.1017 | Restaurants_Existing_Strip Curtains for Walk-ins_RIM | 0 | 0 | 0 | 0 | 0 | 0 | 0 | 0 | 0 | 0 | 0 | 0 | 0 | 0 | 0 | 0 | 0 | 0 | 0 | 0 | Restaurants_Existing_Strip Curtains for Walk-ins_TRC | 0.12997 | 0.21006 | 0.33515 | 0.52471 | 0.79452 | 1.1363 | 1.4911 | 1.7192 | 1.6566 | 1.2714 | 54.5869 | 88.2252 | 140.7641 | 220.3784 | 333.6995 | 477.2655 | 626.262 | 722.061 | 695.7855 | 534.0003 |  | 62.02%
Retail | Existing | Strip Curtains for Walk-ins | 0.060723 | 0.016724 |  | 420 | 4 |  | 214.62 | 10.22 | sq ft | 21 | 9.3429 | FAIL | 133.1017 | Retail_Existing_Strip Curtains for Walk-ins_RIM | 0 | 0 | 0 | 0 | 0 | 0 | 0 | 0 | 0 | 0 | 0 | 0 | 0 | 0 | 0 | 0 | 0 | 0 | 0 | 0 | Retail_Existing_Strip Curtains for Walk-ins_TRC | 0.017084 | 0.027421 | 0.043511 | 0.067654 | 0.1016 | 0.14407 | 0.18737 | 0.21404 | 0.2043 | 0.15526 | 7.1753 | 11.5169 | 18.2748 | 28.4148 | 42.6723 | 60.5073 | 78.6975 | 89.8962 | 85.8074 | 65.2072 |  | 62.02%
Schools K-12 | Existing | Strip Curtains for Walk-ins | 0.054455 | 0.045613 |  | 420 | 4 |  | 214.62 | 10.22 | sq ft | 21 | 9.3429 | FAIL | 133.1017 | Schools K-12_Existing_Strip Curtains for Walk-ins_RIM | 0 | 0 | 0 | 0 | 0 | 0 | 0 | 0 | 0 | 0 | 0 | 0 | 0 | 0 | 0 | 0 | 0 | 0 | 0 | 0 | Schools K-12_Existing_Strip Curtains for Walk-ins_TRC | 0.0063712 | 0.010176 | 0.016097 | 0.024939 | 0.037302 | 0.052718 | 0.068393 | 0.078001 | 0.074364 | 0.056464 | 2.6759 | 4.2741 | 6.7608 | 10.4746 | 15.6668 | 22.1414 | 28.7251 | 32.7602 | 31.2328 | 23.715 |  | 62.02%
Warehouse | Existing | Strip Curtains for Walk-ins | 0.060723 | 0.016724 |  | 420 | 4 |  | 214.62 | 10.22 | sq ft | 21 | 9.3429 | FAIL | 133.1017 | Warehouse_Existing_Strip Curtains for Walk-ins_RIM | 0 | 0 | 0 | 0 | 0 | 0 | 0 | 0 | 0 | 0 | 0 | 0 | 0 | 0 | 0 | 0 | 0 | 0 | 0 | 0 | Warehouse_Existing_Strip Curtains for Walk-ins_TRC | 0 | 0 | 0 | 0 | 0 | 0 | 0 | 0 | 0 | 0 | 0 | 0 | 0 | 0 | 0 | 0 | 0 | 0 | 0 | 0 |  | 62.02%
Assembly | New | Strip Curtains for Walk-ins | 0.060723 | 0.016724 |  | 420 | 4 |  | 214.62 | 10.22 | sq ft | 21 | 9.3429 | FAIL | 133.1017 | Assembly_New_Strip Curtains for Walk-ins_RIM | 0 | 0 | 0 | 0 | 0 | 0 | 0 | 0 | 0 | 0 | 0 | 0 | 0 | 0 | 0 | 0 | 0 | 0 | 0 | 0 | Assembly_New_Strip Curtains for Walk-ins_TRC | 2.212e-05 | 4.5545e-05 | 9.3399e-05 | 0.00017885 | 0.00032067 | 0.00044469 | 0.00056542 | 0.0006403 | 0.00060148 | 0.00045919 | 0.0092905 | 0.019129 | 0.039228 | 0.075117 | 0.13468 | 0.18677 | 0.23748 | 0.26893 | 0.25262 | 0.19286 |  | 62.02%
College and University | New | Strip Curtains for Walk-ins | 0.054455 | 0.045613 |  | 420 | 4 |  | 214.62 | 10.22 | sq ft | 21 | 9.3429 | FAIL | 133.1017 | College and University_New_Strip Curtains for Walk-ins_RIM | 0 | 0 | 0 | 0 | 0 | 0 | 0 | 0 | 0 | 0 | 0 | 0 | 0 | 0 | 0 | 0 | 0 | 0 | 0 | 0 | College and University_New_Strip Curtains for Walk-ins_TRC | 4.9797e-07 | 7.4355e-07 | 1.2007e-06 | 1.8983e-06 | 2.8967e-06 | 3.8517e-06 | 4.8405e-06 | 5.5183e-06 | 5.0025e-06 | 3.6741e-06 | 0.00020915 | 0.00031229 | 0.00050427 | 0.00079729 | 0.0012166 | 0.0016177 | 0.002033 | 0.0023177 | 0.002101 | 0.0015431 |  | 62.02%
Grocery | New | Strip Curtains for Walk-ins | 0.060723 | 0.016724 |  | 420 | 4 |  | 214.62 | 10.22 | sq ft | 21 | 9.3429 | FAIL | 133.1017 | Grocery_New_Strip Curtains for Walk-ins_RIM | 0 | 0 | 0 | 0 | 0 | 0 | 0 | 0 | 0 | 0 | 0 | 0 | 0 | 0 | 0 | 0 | 0 | 0 | 0 | 0 | Grocery_New_Strip Curtains for Walk-ins_TRC | 0.084631 | 0.14063 | 0.2515 | 0.43605 | 0.72406 | 1.024 | 1.3264 | 1.5092 | 1.4338 | 1.0857 | 35.5448 | 59.0644 | 105.631 | 183.1403 | 304.1063 | 430.0622 | 557.0989 | 633.8629 | 602.199 | 456.001 |  | 62.02%
Healthcare | New | Strip Curtains for Walk-ins | 0.054455 | 0.045613 |  | 420 | 4 |  | 214.62 | 10.22 | sq ft | 21 | 9.3429 | FAIL | 133.1017 | Healthcare_New_Strip Curtains for Walk-ins_RIM | 0 | 0 | 0 | 0 | 0 | 0 | 0 | 0 | 0 | 0 | 0 | 0 | 0 | 0 | 0 | 0 | 0 | 0 | 0 | 0 | Healthcare_New_Strip Curtains for Walk-ins_TRC | 0 | 0 | 0 | 0 | 0 | 0 | 0 | 0 | 0 | 0 | 0 | 0 | 0 | 0 | 0 | 0 | 0 | 0 | 0 | 0 |  | 62.02%
Hospitals | New | Strip Curtains for Walk-ins | 0.054455 | 0.045613 |  | 420 | 4 |  | 214.62 | 10.22 | sq ft | 21 | 9.3429 | FAIL | 133.1017 | Hospitals_New_Strip Curtains for Walk-ins_RIM | 0 | 0 | 0 | 0 | 0 | 0 | 0 | 0 | 0 | 0 | 0 | 0 | 0 | 0 | 0 | 0 | 0 | 0 | 0 | 0 | Hospitals_New_Strip Curtains for Walk-ins_TRC | 0.00034249 | 0.00049909 | 0.00078627 | 0.0012129 | 0.0018057 | 0.0024628 | 0.0030915 | 0.0034177 | 0.0031643 | 0.0023367 | 0.14385 | 0.20962 | 0.33023 | 0.50942 | 0.75841 | 1.0344 | 1.2984 | 1.4354 | 1.329 | 0.98139 |  | 62.02%
Institutional | New | Strip Curtains for Walk-ins | 0.060723 | 0.016724 |  | 420 | 4 |  | 214.62 | 10.22 | sq ft | 21 | 9.3429 | FAIL | 133.1017 | Institutional_New_Strip Curtains for Walk-ins_RIM | 0 | 0 | 0 | 0 | 0 | 0 | 0 | 0 | 0 | 0 | 0 | 0 | 0 | 0 | 0 | 0 | 0 | 0 | 0 | 0 | Institutional_New_Strip Curtains for Walk-ins_TRC | 0 | 0 | 0 | 0 | 0 | 0 | 0 | 0 | 0 | 0 | 0 | 0 | 0 | 0 | 0 | 0 | 0 | 0 | 0 | 0 |  | 62.02%
Lodging/Hospitality | New | Strip Curtains for Walk-ins | 0.054455 | 0.045613 |  | 420 | 4 |  | 214.62 | 10.22 | sq ft | 21 | 9.3429 | FAIL | 133.1017 | Lodging/Hospitality_New_Strip Curtains for Walk-ins_RIM | 0 | 0 | 0 | 0 | 0 | 0 | 0 | 0 | 0 | 0 | 0 | 0 | 0 | 0 | 0 | 0 | 0 | 0 | 0 | 0 | Lodging/Hospitality_New_Strip Curtains for Walk-ins_TRC | 0.0016975 | 0.002184 | 0.0030246 | 0.0039857 | 0.0048724 | 0.0063898 | 0.007718 | 0.0081829 | 0.0072943 | 0.0052151 | 0.71295 | 0.9173 | 1.2703 | 1.674 | 2.0464 | 2.6837 | 3.2416 | 3.4368 | 3.0636 | 2.1904 |  | 62.02%
Miscellaneous | New | Strip Curtains for Walk-ins | 0.060723 | 0.016724 |  | 420 | 4 |  | 214.62 | 10.22 | sq ft | 21 | 9.3429 | FAIL | 133.1017 | Miscellaneous_New_Strip Curtains for Walk-ins_RIM | 0 | 0 | 0 | 0 | 0 | 0 | 0 | 0 | 0 | 0 | 0 | 0 | 0 | 0 | 0 | 0 | 0 | 0 | 0 | 0 | Miscellaneous_New_Strip Curtains for Walk-ins_TRC | 0 | 0 | 0 | 0 | 0 | 0 | 0 | 0 | 0 | 0 | 0 | 0 | 0 | 0 | 0 | 0 | 0 | 0 | 0 | 0 |  | 62.02%
Offices | New | Strip Curtains for Walk-ins | 0.060723 | 0.016724 |  | 420 | 4 |  | 214.62 | 10.22 | sq ft | 21 | 9.3429 | FAIL | 133.1017 | Offices_New_Strip Curtains for Walk-ins_RIM | 0 | 0 | 0 | 0 | 0 | 0 | 0 | 0 | 0 | 0 | 0 | 0 | 0 | 0 | 0 | 0 | 0 | 0 | 0 | 0 | Offices_New_Strip Curtains for Walk-ins_TRC | 0 | 0 | 0 | 0 | 0 | 0 | 0 | 0 | 0 | 0 | 0 | 0 | 0 | 0 | 0 | 0 | 0 | 0 | 0 | 0 |  | 62.02%
Restaurants | New | Strip Curtains for Walk-ins | 0.054455 | 0.045613 |  | 420 | 4 |  | 214.62 | 10.22 | sq ft | 21 | 9.3429 | FAIL | 133.1017 | Restaurants_New_Strip Curtains for Walk-ins_RIM | 0 | 0 | 0 | 0 | 0 | 0 | 0 | 0 | 0 | 0 | 0 | 0 | 0 | 0 | 0 | 0 | 0 | 0 | 0 | 0 | Restaurants_New_Strip Curtains for Walk-ins_TRC | 0.014059 | 0.02387 | 0.043413 | 0.076311 | 0.12819 | 0.17591 | 0.22173 | 0.24927 | 0.23286 | 0.17696 | 5.9048 | 10.0254 | 18.2335 | 32.0507 | 53.838 | 73.8837 | 93.1247 | 104.6932 | 97.7999 | 74.3229 |  | 62.02%
Retail | New | Strip Curtains for Walk-ins | 0.060723 | 0.016724 |  | 420 | 4 |  | 214.62 | 10.22 | sq ft | 21 | 9.3429 | FAIL | 133.1017 | Retail_New_Strip Curtains for Walk-ins_RIM | 0 | 0 | 0 | 0 | 0 | 0 | 0 | 0 | 0 | 0 | 0 | 0 | 0 | 0 | 0 | 0 | 0 | 0 | 0 | 0 | Retail_New_Strip Curtains for Walk-ins_TRC | 0.0014267 | 0.0022275 | 0.0037474 | 0.0061587 | 0.0097495 | 0.012444 | 0.014658 | 0.015144 | 0.013205 | 0.009283 | 0.59921 | 0.93556 | 1.5739 | 2.5867 | 4.0948 | 5.2265 | 6.1562 | 6.3605 | 5.5463 | 3.8988 |  | 62.02%
Schools K-12 | New | Strip Curtains for Walk-ins | 0.054455 | 0.045613 |  | 420 | 4 |  | 214.62 | 10.22 | sq ft | 21 | 9.3429 | FAIL | 133.1017 | Schools K-12_New_Strip Curtains for Walk-ins_RIM | 0 | 0 | 0 | 0 | 0 | 0 | 0 | 0 | 0 | 0 | 0 | 0 | 0 | 0 | 0 | 0 | 0 | 0 | 0 | 0 | Schools K-12_New_Strip Curtains for Walk-ins_TRC | 0.00040936 | 0.00061123 | 0.00098698 | 0.0015605 | 0.0023812 | 0.0031662 | 0.0039791 | 0.0045363 | 0.0041122 | 0.0030203 | 0.17193 | 0.25671 | 0.41453 | 0.65541 | 1.0001 | 1.3298 | 1.6712 | 1.9052 | 1.7271 | 1.2685 |  | 62.02%
Warehouse | New | Strip Curtains for Walk-ins | 0.060723 | 0.016724 |  | 420 | 4 |  | 214.62 | 10.22 | sq ft | 21 | 9.3429 | FAIL | 133.1017 | Warehouse_New_Strip Curtains for Walk-ins_RIM | 0 | 0 | 0 | 0 | 0 | 0 | 0 | 0 | 0 | 0 | 0 | 0 | 0 | 0 | 0 | 0 | 0 | 0 | 0 | 0 | Warehouse_New_Strip Curtains for Walk-ins_TRC | 0 | 0 | 0 | 0 | 0 | 0 | 0 | 0 | 0 | 0 | 0 | 0 | 0 | 0 | 0 | 0 | 0 | 0 | 0 | 0 |  | 62.02%
Assembly | Existing | CO Sensors for Parking Garage Exhaust | 0.20046 | 0.20046 |  | 4980.032 | 15 |  | 607 | 607 | exhaust fan system | 0 | 219.4699 | FAIL | FAIL | Assembly_Existing_CO Sensors for Parking Garage Exhaust_RIM | 0 | 0 | 0 | 0 | 0 | 0 | 0 | 0 | 0 | 0 | 0 | 0 | 0 | 0 | 0 | 0 | 0 | 0 | 0 | 0 | Assembly_Existing_CO Sensors for Parking Garage Exhaust_TRC | 0 | 0 | 0 | 0 | 0 | 0 | 0 | 0 | 0 | 0 | 0 | 0 | 0 | 0 | 0 | 0 | 0 | 0 | 0 | 0
College and University | Existing | CO Sensors for Parking Garage Exhaust | 0.20046 | 0.20046 |  | 4980.032 | 15 |  | 607 | 607 | exhaust fan system | 0 | 219.4699 | FAIL | FAIL | College and University_Existing_CO Sensors for Parking Garage Exhaust_RIM | 0 | 0 | 0 | 0 | 0 | 0 | 0 | 0 | 0 | 0 | 0 | 0 | 0 | 0 | 0 | 0 | 0 | 0 | 0 | 0 | College and University_Existing_CO Sensors for Parking Garage Exhaust_TRC | 0 | 0 | 0 | 0 | 0 | 0 | 0 | 0 | 0 | 0 | 0 | 0 | 0 | 0 | 0 | 0 | 0 | 0 | 0 | 0
Grocery | Existing | CO Sensors for Parking Garage Exhaust | 0.20046 | 0.20046 |  | 4980.032 | 15 |  | 607 | 607 | exhaust fan system | 0 | 219.4699 | FAIL | FAIL | Grocery_Existing_CO Sensors for Parking Garage Exhaust_RIM | 0 | 0 | 0 | 0 | 0 | 0 | 0 | 0 | 0 | 0 | 0 | 0 | 0 | 0 | 0 | 0 | 0 | 0 | 0 | 0 | Grocery_Existing_CO Sensors for Parking Garage Exhaust_TRC | 0 | 0 | 0 | 0 | 0 | 0 | 0 | 0 | 0 | 0 | 0 | 0 | 0 | 0 | 0 | 0 | 0 | 0 | 0 | 0
Healthcare | Existing | CO Sensors for Parking Garage Exhaust | 0.20046 | 0.20046 |  | 4980.032 | 15 |  | 607 | 607 | exhaust fan system | 0 | 219.4699 | FAIL | FAIL | Healthcare_Existing_CO Sensors for Parking Garage Exhaust_RIM | 0 | 0 | 0 | 0 | 0 | 0 | 0 | 0 | 0 | 0 | 0 | 0 | 0 | 0 | 0 | 0 | 0 | 0 | 0 | 0 | Healthcare_Existing_CO Sensors for Parking Garage Exhaust_TRC | 0 | 0 | 0 | 0 | 0 | 0 | 0 | 0 | 0 | 0 | 0 | 0 | 0 | 0 | 0 | 0 | 0 | 0 | 0 | 0
Hospitals | Existing | CO Sensors for Parking Garage Exhaust | 0.20046 | 0.20046 |  | 4980.032 | 15 |  | 607 | 607 | exhaust fan system | 0 | 219.4699 | FAIL | FAIL | Hospitals_Existing_CO Sensors for Parking Garage Exhaust_RIM | 0 | 0 | 0 | 0 | 0 | 0 | 0 | 0 | 0 | 0 | 0 | 0 | 0 | 0 | 0 | 0 | 0 | 0 | 0 | 0 | Hospitals_Existing_CO Sensors for Parking Garage Exhaust_TRC | 0 | 0 | 0 | 0 | 0 | 0 | 0 | 0 | 0 | 0 | 0 | 0 | 0 | 0 | 0 | 0 | 0 | 0 | 0 | 0
Institutional | Existing | CO Sensors for Parking Garage Exhaust | 0.20046 | 0.20046 |  | 4980.032 | 15 |  | 607 | 607 | exhaust fan system | 0 | 219.4699 | FAIL | FAIL | Institutional_Existing_CO Sensors for Parking Garage Exhaust_RIM | 0 | 0 | 0 | 0 | 0 | 0 | 0 | 0 | 0 | 0 | 0 | 0 | 0 | 0 | 0 | 0 | 0 | 0 | 0 | 0 | Institutional_Existing_CO Sensors for Parking Garage Exhaust_TRC | 0 | 0 | 0 | 0 | 0 | 0 | 0 | 0 | 0 | 0 | 0 | 0 | 0 | 0 | 0 | 0 | 0 | 0 | 0 | 0
Lodging/Hospitality | Existing | CO Sensors for Parking Garage Exhaust | 0.20046 | 0.20046 |  | 4980.032 | 15 |  | 607 | 607 | exhaust fan system | 0 | 219.4699 | FAIL | FAIL | Lodging/Hospitality_Existing_CO Sensors for Parking Garage Exhaust_RIM | 0 | 0 | 0 | 0 | 0 | 0 | 0 | 0 | 0 | 0 | 0 | 0 | 0 | 0 | 0 | 0 | 0 | 0 | 0 | 0 | Lodging/Hospitality_Existing_CO Sensors for Parking Garage Exhaust_TRC | 0 | 0 | 0 | 0 | 0 | 0 | 0 | 0 | 0 | 0 | 0 | 0 | 0 | 0 | 0 | 0 | 0 | 0 | 0 | 0
Miscellaneous | Existing | CO Sensors for Parking Garage Exhaust | 0.20046 | 0.20046 |  | 4980.032 | 15 |  | 607 | 607 | exhaust fan system | 0 | 219.4699 | FAIL | FAIL | Miscellaneous_Existing_CO Sensors for Parking Garage Exhaust_RIM | 0 | 0 | 0 | 0 | 0 | 0 | 0 | 0 | 0 | 0 | 0 | 0 | 0 | 0 | 0 | 0 | 0 | 0 | 0 | 0 | Miscellaneous_Existing_CO Sensors for Parking Garage Exhaust_TRC | 0 | 0 | 0 | 0 | 0 | 0 | 0 | 0 | 0 | 0 | 0 | 0 | 0 | 0 | 0 | 0 | 0 | 0 | 0 | 0
Offices | Existing | CO Sensors for Parking Garage Exhaust | 0.20046 | 0.20046 |  | 4980.032 | 15 |  | 607 | 607 | exhaust fan system | 0 | 219.4699 | FAIL | FAIL | Offices_Existing_CO Sensors for Parking Garage Exhaust_RIM | 0 | 0 | 0 | 0 | 0 | 0 | 0 | 0 | 0 | 0 | 0 | 0 | 0 | 0 | 0 | 0 | 0 | 0 | 0 | 0 | Offices_Existing_CO Sensors for Parking Garage Exhaust_TRC | 0 | 0 | 0 | 0 | 0 | 0 | 0 | 0 | 0 | 0 | 0 | 0 | 0 | 0 | 0 | 0 | 0 | 0 | 0 | 0
Restaurants | Existing | CO Sensors for Parking Garage Exhaust | 0.20046 | 0.20046 |  | 4980.032 | 15 |  | 607 | 607 | exhaust fan system | 0 | 219.4699 | FAIL | FAIL | Restaurants_Existing_CO Sensors for Parking Garage Exhaust_RIM | 0 | 0 | 0 | 0 | 0 | 0 | 0 | 0 | 0 | 0 | 0 | 0 | 0 | 0 | 0 | 0 | 0 | 0 | 0 | 0 | Restaurants_Existing_CO Sensors for Parking Garage Exhaust_TRC | 0 | 0 | 0 | 0 | 0 | 0 | 0 | 0 | 0 | 0 | 0 | 0 | 0 | 0 | 0 | 0 | 0 | 0 | 0 | 0
Retail | Existing | CO Sensors for Parking Garage Exhaust | 0.20046 | 0.20046 |  | 4980.032 | 15 |  | 607 | 607 | exhaust fan system | 0 | 219.4699 | FAIL | FAIL | Retail_Existing_CO Sensors for Parking Garage Exhaust_RIM | 0 | 0 | 0 | 0 | 0 | 0 | 0 | 0 | 0 | 0 | 0 | 0 | 0 | 0 | 0 | 0 | 0 | 0 | 0 | 0 | Retail_Existing_CO Sensors for Parking Garage Exhaust_TRC | 0 | 0 | 0 | 0 | 0 | 0 | 0 | 0 | 0 | 0 | 0 | 0 | 0 | 0 | 0 | 0 | 0 | 0 | 0 | 0
Schools K-12 | Existing | CO Sensors for Parking Garage Exhaust | 0.20046 | 0.20046 |  | 4980.032 | 15 |  | 607 | 607 | exhaust fan system | 0 | 219.4699 | FAIL | FAIL | Schools K-12_Existing_CO Sensors for Parking Garage Exhaust_RIM | 0 | 0 | 0 | 0 | 0 | 0 | 0 | 0 | 0 | 0 | 0 | 0 | 0 | 0 | 0 | 0 | 0 | 0 | 0 | 0 | Schools K-12_Existing_CO Sensors for Parking Garage Exhaust_TRC | 0 | 0 | 0 | 0 | 0 | 0 | 0 | 0 | 0 | 0 | 0 | 0 | 0 | 0 | 0 | 0 | 0 | 0 | 0 | 0
Warehouse | Existing | CO Sensors for Parking Garage Exhaust | 0.20046 | 0.20046 |  | 4980.032 | 15 |  | 607 | 607 | exhaust fan system | 0 | 219.4699 | FAIL | FAIL | Warehouse_Existing_CO Sensors for Parking Garage Exhaust_RIM | 0 | 0 | 0 | 0 | 0 | 0 | 0 | 0 | 0 | 0 | 0 | 0 | 0 | 0 | 0 | 0 | 0 | 0 | 0 | 0 | Warehouse_Existing_CO Sensors for Parking Garage Exhaust_TRC | 0 | 0 | 0 | 0 | 0 | 0 | 0 | 0 | 0 | 0 | 0 | 0 | 0 | 0 | 0 | 0 | 0 | 0 | 0 | 0
Assembly | New | CO Sensors for Parking Garage Exhaust | 0.20046 | 0.20046 |  | 4980.032 | 15 |  | 607 | 607 | exhaust fan system | 0 | 219.4699 | FAIL | FAIL | Assembly_New_CO Sensors for Parking Garage Exhaust_RIM | 0 | 0 | 0 | 0 | 0 | 0 | 0 | 0 | 0 | 0 | 0 | 0 | 0 | 0 | 0 | 0 | 0 | 0 | 0 | 0 | Assembly_New_CO Sensors for Parking Garage Exhaust_TRC | 0 | 0 | 0 | 0 | 0 | 0 | 0 | 0 | 0 | 0 | 0 | 0 | 0 | 0 | 0 | 0 | 0 | 0 | 0 | 0
College and University | New | CO Sensors for Parking Garage Exhaust | 0.20046 | 0.20046 |  | 4980.032 | 15 |  | 607 | 607 | exhaust fan system | 0 | 219.4699 | FAIL | FAIL | College and University_New_CO Sensors for Parking Garage Exhaust_RIM | 0 | 0 | 0 | 0 | 0 | 0 | 0 | 0 | 0 | 0 | 0 | 0 | 0 | 0 | 0 | 0 | 0 | 0 | 0 | 0 | College and University_New_CO Sensors for Parking Garage Exhaust_TRC | 0 | 0 | 0 | 0 | 0 | 0 | 0 | 0 | 0 | 0 | 0 | 0 | 0 | 0 | 0 | 0 | 0 | 0 | 0 | 0
Grocery | New | CO Sensors for Parking Garage Exhaust | 0.20046 | 0.20046 |  | 4980.032 | 15 |  | 607 | 607 | exhaust fan system | 0 | 219.4699 | FAIL | FAIL | Grocery_New_CO Sensors for Parking Garage Exhaust_RIM | 0 | 0 | 0 | 0 | 0 | 0 | 0 | 0 | 0 | 0 | 0 | 0 | 0 | 0 | 0 | 0 | 0 | 0 | 0 | 0 | Grocery_New_CO Sensors for Parking Garage Exhaust_TRC | 0 | 0 | 0 | 0 | 0 | 0 | 0 | 0 | 0 | 0 | 0 | 0 | 0 | 0 | 0 | 0 | 0 | 0 | 0 | 0
Healthcare | New | CO Sensors for Parking Garage Exhaust | 0.20046 | 0.20046 |  | 4980.032 | 15 |  | 607 | 607 | exhaust fan system | 0 | 219.4699 | FAIL | FAIL | Healthcare_New_CO Sensors for Parking Garage Exhaust_RIM | 0 | 0 | 0 | 0 | 0 | 0 | 0 | 0 | 0 | 0 | 0 | 0 | 0 | 0 | 0 | 0 | 0 | 0 | 0 | 0 | Healthcare_New_CO Sensors for Parking Garage Exhaust_TRC | 0 | 0 | 0 | 0 | 0 | 0 | 0 | 0 | 0 | 0 | 0 | 0 | 0 | 0 | 0 | 0 | 0 | 0 | 0 | 0
Hospitals | New | CO Sensors for Parking Garage Exhaust | 0.20046 | 0.20046 |  | 4980.032 | 15 |  | 607 | 607 | exhaust fan system | 0 | 219.4699 | FAIL | FAIL | Hospitals_New_CO Sensors for Parking Garage Exhaust_RIM | 0 | 0 | 0 | 0 | 0 | 0 | 0 | 0 | 0 | 0 | 0 | 0 | 0 | 0 | 0 | 0 | 0 | 0 | 0 | 0 | Hospitals_New_CO Sensors for Parking Garage Exhaust_TRC | 0 | 0 | 0 | 0 | 0 | 0 | 0 | 0 | 0 | 0 | 0 | 0 | 0 | 0 | 0 | 0 | 0 | 0 | 0 | 0
Institutional | New | CO Sensors for Parking Garage Exhaust | 0.20046 | 0.20046 |  | 4980.032 | 15 |  | 607 | 607 | exhaust fan system | 0 | 219.4699 | FAIL | FAIL | Institutional_New_CO Sensors for Parking Garage Exhaust_RIM | 0 | 0 | 0 | 0 | 0 | 0 | 0 | 0 | 0 | 0 | 0 | 0 | 0 | 0 | 0 | 0 | 0 | 0 | 0 | 0 | Institutional_New_CO Sensors for Parking Garage Exhaust_TRC | 0 | 0 | 0 | 0 | 0 | 0 | 0 | 0 | 0 | 0 | 0 | 0 | 0 | 0 | 0 | 0 | 0 | 0 | 0 | 0
Lodging/Hospitality | New | CO Sensors for Parking Garage Exhaust | 0.20046 | 0.20046 |  | 4980.032 | 15 |  | 607 | 607 | exhaust fan system | 0 | 219.4699 | FAIL | FAIL | Lodging/Hospitality_New_CO Sensors for Parking Garage Exhaust_RIM | 0 | 0 | 0 | 0 | 0 | 0 | 0 | 0 | 0 | 0 | 0 | 0 | 0 | 0 | 0 | 0 | 0 | 0 | 0 | 0 | Lodging/Hospitality_New_CO Sensors for Parking Garage Exhaust_TRC | 0 | 0 | 0 | 0 | 0 | 0 | 0 | 0 | 0 | 0 | 0 | 0 | 0 | 0 | 0 | 0 | 0 | 0 | 0 | 0
Miscellaneous | New | CO Sensors for Parking Garage Exhaust | 0.20046 | 0.20046 |  | 4980.032 | 15 |  | 607 | 607 | exhaust fan system | 0 | 219.4699 | FAIL | FAIL | Miscellaneous_New_CO Sensors for Parking Garage Exhaust_RIM | 0 | 0 | 0 | 0 | 0 | 0 | 0 | 0 | 0 | 0 | 0 | 0 | 0 | 0 | 0 | 0 | 0 | 0 | 0 | 0 | Miscellaneous_New_CO Sensors for Parking Garage Exhaust_TRC | 0 | 0 | 0 | 0 | 0 | 0 | 0 | 0 | 0 | 0 | 0 | 0 | 0 | 0 | 0 | 0 | 0 | 0 | 0 | 0
Offices | New | CO Sensors for Parking Garage Exhaust | 0.20046 | 0.20046 |  | 4980.032 | 15 |  | 607 | 607 | exhaust fan system | 0 | 219.4699 | FAIL | FAIL | Offices_New_CO Sensors for Parking Garage Exhaust_RIM | 0 | 0 | 0 | 0 | 0 | 0 | 0 | 0 | 0 | 0 | 0 | 0 | 0 | 0 | 0 | 0 | 0 | 0 | 0 | 0 | Offices_New_CO Sensors for Parking Garage Exhaust_TRC | 0 | 0 | 0 | 0 | 0 | 0 | 0 | 0 | 0 | 0 | 0 | 0 | 0 | 0 | 0 | 0 | 0 | 0 | 0 | 0
Restaurants | New | CO Sensors for Parking Garage Exhaust | 0.20046 | 0.20046 |  | 4980.032 | 15 |  | 607 | 607 | exhaust fan system | 0 | 219.4699 | FAIL | FAIL | Restaurants_New_CO Sensors for Parking Garage Exhaust_RIM | 0 | 0 | 0 | 0 | 0 | 0 | 0 | 0 | 0 | 0 | 0 | 0 | 0 | 0 | 0 | 0 | 0 | 0 | 0 | 0 | Restaurants_New_CO Sensors for Parking Garage Exhaust_TRC | 0 | 0 | 0 | 0 | 0 | 0 | 0 | 0 | 0 | 0 | 0 | 0 | 0 | 0 | 0 | 0 | 0 | 0 | 0 | 0
Retail | New | CO Sensors for Parking Garage Exhaust | 0.20046 | 0.20046 |  | 4980.032 | 15 |  | 607 | 607 | exhaust fan system | 0 | 219.4699 | FAIL | FAIL | Retail_New_CO Sensors for Parking Garage Exhaust_RIM | 0 | 0 | 0 | 0 | 0 | 0 | 0 | 0 | 0 | 0 | 0 | 0 | 0 | 0 | 0 | 0 | 0 | 0 | 0 | 0 | Retail_New_CO Sensors for Parking Garage Exhaust_TRC | 0 | 0 | 0 | 0 | 0 | 0 | 0 | 0 | 0 | 0 | 0 | 0 | 0 | 0 | 0 | 0 | 0 | 0 | 0 | 0
Schools K-12 | New | CO Sensors for Parking Garage Exhaust | 0.20046 | 0.20046 |  | 4980.032 | 15 |  | 607 | 607 | exhaust fan system | 0 | 219.4699 | FAIL | FAIL | Schools K-12_New_CO Sensors for Parking Garage Exhaust_RIM | 0 | 0 | 0 | 0 | 0 | 0 | 0 | 0 | 0 | 0 | 0 | 0 | 0 | 0 | 0 | 0 | 0 | 0 | 0 | 0 | Schools K-12_New_CO Sensors for Parking Garage Exhaust_TRC | 0 | 0 | 0 | 0 | 0 | 0 | 0 | 0 | 0 | 0 | 0 | 0 | 0 | 0 | 0 | 0 | 0 | 0 | 0 | 0
Warehouse | New | CO Sensors for Parking Garage Exhaust | 0.20046 | 0.20046 |  | 4980.032 | 15 |  | 607 | 607 | exhaust fan system | 0 | 219.4699 | FAIL | FAIL | Warehouse_New_CO Sensors for Parking Garage Exhaust_RIM | 0 | 0 | 0 | 0 | 0 | 0 | 0 | 0 | 0 | 0 | 0 | 0 | 0 | 0 | 0 | 0 | 0 | 0 | 0 | 0 | Warehouse_New_CO Sensors for Parking Garage Exhaust_TRC | 0 | 0 | 0 | 0 | 0 | 0 | 0 | 0 | 0 | 0 | 0 | 0 | 0 | 0 | 0 | 0 | 0 | 0 | 0 | 0
Assembly | Existing | Demand Controlled Ventilation | 0.4871 | 2.7424 |  | 4678.5352 | 10 |  | 1500 | 1500 | zone or individual space | 1 | 206.183 | FAIL | 591.937 | Assembly_Existing_Demand Controlled Ventilation_RIM | 0 | 0 | 0 | 0 | 0 | 0 | 0 | 0 | 0 | 0 | 0 | 0 | 0 | 0 | 0 | 0 | 0 | 0 | 0 | 0 | Assembly_Existing_Demand Controlled Ventilation_TRC | 0.69615 | 1.0717 | 1.6068 | 2.2876 | 2.9915 | 3.4304 | 3.2789 | 2.4911 | 1.4825 | 0.71629 | 3256.9785 | 5013.9378 | 7517.5104 | 10702.5302 | 13995.8645 | 16049.0369 | 15340.3098 | 11654.6901 | 6936.1177 | 3351.1897 |  | 39.46%
College and University | Existing | Demand Controlled Ventilation | 2.9093 | 16.3792 |  | 27943.0441 | 10 |  | 4500 | 1500 | zone or individual space | 3 | 1231.4494 | FAIL | FAIL | College and University_Existing_Demand Controlled Ventilation_RIM | 0 | 0 | 0 | 0 | 0 | 0 | 0 | 0 | 0 | 0 | 0 | 0 | 0 | 0 | 0 | 0 | 0 | 0 | 0 | 0 | College and University_Existing_Demand Controlled Ventilation_TRC | 0 | 0 | 0 | 0 | 0 | 0 | 0 | 0 | 0 | 0 | 0 | 0 | 0 | 0 | 0 | 0 | 0 | 0 | 0 | 0
Grocery | Existing | Demand Controlled Ventilation | 0.22127 | 1.2458 |  | 2125.2697 | 10 |  | 1500 | 1500 | zone or individual space | 1 | 93.6606 | FAIL | 1087.5036 | Grocery_Existing_Demand Controlled Ventilation_RIM | 0 | 0 | 0 | 0 | 0 | 0 | 0 | 0 | 0 | 0 | 0 | 0 | 0 | 0 | 0 | 0 | 0 | 0 | 0 | 0 | Grocery_Existing_Demand Controlled Ventilation_TRC | 1.2535 | 1.9422 | 2.9143 | 4.1455 | 5.4079 | 6.1894 | 5.9075 | 4.4824 | 2.665 | 1.2862 | 2664.0018 | 4127.754 | 6193.6105 | 8810.329 | 11493.3247 | 13154.09 | 12554.9649 | 9526.342 | 5663.8364 | 2733.5303 |  | 72.5%
Healthcare | Existing | Demand Controlled Ventilation | 0.94492 | 5.3199 |  | 9075.7228 | 10 |  | 1500 | 1500 | zone or individual space | 1 | 399.9669 | FAIL | FAIL | Healthcare_Existing_Demand Controlled Ventilation_RIM | 0 | 0 | 0 | 0 | 0 | 0 | 0 | 0 | 0 | 0 | 0 | 0 | 0 | 0 | 0 | 0 | 0 | 0 | 0 | 0 | Healthcare_Existing_Demand Controlled Ventilation_TRC | 0 | 0 | 0 | 0 | 0 | 0 | 0 | 0 | 0 | 0 | 0 | 0 | 0 | 0 | 0 | 0 | 0 | 0 | 0 | 0
Hospitals | Existing | Demand Controlled Ventilation | 9.8459 | 55.4323 |  | 94567.6036 | 10 |  | 10500 | 1500 | zone or individual space | 7 | 4167.5924 | FAIL | FAIL | Hospitals_Existing_Demand Controlled Ventilation_RIM | 0 | 0 | 0 | 0 | 0 | 0 | 0 | 0 | 0 | 0 | 0 | 0 | 0 | 0 | 0 | 0 | 0 | 0 | 0 | 0 | Hospitals_Existing_Demand Controlled Ventilation_TRC | 0 | 0 | 0 | 0 | 0 | 0 | 0 | 0 | 0 | 0 | 0 | 0 | 0 | 0 | 0 | 0 | 0 | 0 | 0 | 0
Institutional | Existing | Demand Controlled Ventilation | 0.96884 | 5.4546 |  | 9305.5485 | 10 |  | 1500 | 1500 | zone or individual space | 1 | 410.0953 | FAIL | FAIL | Institutional_Existing_Demand Controlled Ventilation_RIM | 0 | 0 | 0 | 0 | 0 | 0 | 0 | 0 | 0 | 0 | 0 | 0 | 0 | 0 | 0 | 0 | 0 | 0 | 0 | 0 | Institutional_Existing_Demand Controlled Ventilation_TRC | 0 | 0 | 0 | 0 | 0 | 0 | 0 | 0 | 0 | 0 | 0 | 0 | 0 | 0 | 0 | 0 | 0 | 0 | 0 | 0
Lodging/Hospitality | Existing | Demand Controlled Ventilation | 1.5876 | 8.938 |  | 15248.3191 | 10 |  | 3000 | 1500 | zone or individual space | 2 | 671.9931 | FAIL | 40.4339 | Lodging/Hospitality_Existing_Demand Controlled Ventilation_RIM | 0 | 0 | 0 | 0 | 0 | 0 | 0 | 0 | 0 | 0 | 0 | 0 | 0 | 0 | 0 | 0 | 0 | 0 | 0 | 0 | Lodging/Hospitality_Existing_Demand Controlled Ventilation_TRC | 1.2408 | 1.2751 | 1.2953 | 1.3151 | 1.3315 | 1.3468 | 1.3618 | 1.3751 | 1.3878 | 1.3985 | 18919.8759 | 19443.3741 | 19750.8857 | 20052.5784 | 20303.3152 | 20535.7564 | 20765.6581 | 20967.6757 | 21161.1928 | 21325.1004 |  | 1.348%
Miscellaneous | Existing | Demand Controlled Ventilation | 1.4402 | 8.1082 |  | 13832.6709 | 10 |  | 3000 | 1500 | zone or individual space | 2 | 609.6055 | FAIL | 315.1989 | Miscellaneous_Existing_Demand Controlled Ventilation_RIM | 0 | 0 | 0 | 0 | 0 | 0 | 0 | 0 | 0 | 0 | 0 | 0 | 0 | 0 | 0 | 0 | 0 | 0 | 0 | 0 | Miscellaneous_Existing_Demand Controlled Ventilation_TRC | 0.15841 | 0.14624 | 0.14136 | 0.13695 | 0.13268 | 0.12853 | 0.12459 | 0.12068 | 0.11691 | 0.11316 | 2191.2254 | 2022.9324 | 1955.3624 | 1894.3191 | 1835.2972 | 1777.9291 | 1723.3437 | 1669.2966 | 1617.2084 | 1565.3054 |  | 10.51%
Offices | Existing | Demand Controlled Ventilation | 0.75445 | 4.2476 |  | 7246.3338 | 10 |  | 1500 | 1500 | zone or individual space | 1 | 319.3458 | FAIL | 93.5496 | Offices_Existing_Demand Controlled Ventilation_RIM | 0 | 0 | 0 | 0 | 0 | 0 | 0 | 0 | 0 | 0 | 0 | 0 | 0 | 0 | 0 | 0 | 0 | 0 | 0 | 0 | Offices_Existing_Demand Controlled Ventilation_TRC | 8.0507 | 8.1919 | 8.2767 | 8.3547 | 8.4071 | 8.4552 | 8.5051 | 8.5463 | 8.5865 | 8.6166 | 58337.9803 | 59361.6011 | 59975.7284 | 60540.6076 | 60920.3991 | 61268.9683 | 61630.7823 | 61929.6541 | 62220.5534 | 62438.9227 |  | 6.237%
Restaurants | Existing | Demand Controlled Ventilation | 0.23856 | 1.3431 |  | 2291.3025 | 10 |  | 1500 | 1500 | zone or individual space | 1 | 100.9777 | FAIL | 1055.2781 | Restaurants_Existing_Demand Controlled Ventilation_RIM | 0 | 0 | 0 | 0 | 0 | 0 | 0 | 0 | 0 | 0 | 0 | 0 | 0 | 0 | 0 | 0 | 0 | 0 | 0 | 0 | Restaurants_Existing_Demand Controlled Ventilation_TRC | 3.1186 | 4.8338 | 7.2574 | 10.3329 | 13.4958 | 15.4549 | 14.7518 | 11.1914 | 6.6508 | 3.2087 | 7145.7672 | 11075.6709 | 16628.8537 | 23675.739 | 30922.8853 | 35411.7973 | 33800.7437 | 25642.8645 | 15238.9781 | 7352.0287 |  | 70.35%
Retail | Existing | Demand Controlled Ventilation | 0.53375 | 3.005 |  | 5126.5164 | 10 |  | 1500 | 1500 | zone or individual space | 1 | 225.9255 | FAIL | 504.9877 | Retail_Existing_Demand Controlled Ventilation_RIM | 0 | 0 | 0 | 0 | 0 | 0 | 0 | 0 | 0 | 0 | 0 | 0 | 0 | 0 | 0 | 0 | 0 | 0 | 0 | 0 | Retail_Existing_Demand Controlled Ventilation_TRC | 12.878 | 12.9176 | 13.0331 | 13.1871 | 13.3517 | 13.5003 | 13.6443 | 13.7672 | 13.8828 | 13.9778 | 66019.0881 | 66222.1727 | 66814.4118 | 67604.0506 | 68447.6828 | 69209.6934 | 69947.5463 | 70577.97 | 71170.385 | 71657.643 |  | 33.67%
Schools K-12 | Existing | Demand Controlled Ventilation | 1.9947 | 11.2299 |  | 19158.2709 | 10 |  | 3000 | 1500 | zone or individual space | 2 | 844.3046 | FAIL | FAIL | Schools K-12_Existing_Demand Controlled Ventilation_RIM | 0 | 0 | 0 | 0 | 0 | 0 | 0 | 0 | 0 | 0 | 0 | 0 | 0 | 0 | 0 | 0 | 0 | 0 | 0 | 0 | Schools K-12_Existing_Demand Controlled Ventilation_TRC | 0 | 0 | 0 | 0 | 0 | 0 | 0 | 0 | 0 | 0 | 0 | 0 | 0 | 0 | 0 | 0 | 0 | 0 | 0 | 0
Warehouse | Existing | Demand Controlled Ventilation | 0.19815 | 1.1156 |  | 1903.19 | 10 |  | 1500 | 1500 | zone or individual space | 1 | 83.8735 | FAIL | 1130.6074 | Warehouse_Existing_Demand Controlled Ventilation_RIM | 0 | 0 | 0 | 0 | 0 | 0 | 0 | 0 | 0 | 0 | 0 | 0 | 0 | 0 | 0 | 0 | 0 | 0 | 0 | 0 | Warehouse_Existing_Demand Controlled Ventilation_TRC | 1.7289 | 2.6409 | 3.9278 | 5.532 | 7.1372 | 8.0739 | 7.6136 | 5.7056 | 3.3495 | 1.596 | 3290.4369 | 5026.0439 | 7475.3146 | 10528.3686 | 13583.4209 | 15366.076 | 14490.098 | 10858.7524 | 6374.7941 | 3037.5612 |  | 75.37%
Assembly | New | Demand Controlled Ventilation | 0.4871 | 2.7424 |  | 4678.5352 | 10 |  | 1500 | 1500 | zone or individual space | 1 | 206.183 | FAIL | 591.937 | Assembly_New_Demand Controlled Ventilation_RIM | 0 | 0 | 0 | 0 | 0 | 0 | 0 | 0 | 0 | 0 | 0 | 0 | 0 | 0 | 0 | 0 | 0 | 0 | 0 | 0 | Assembly_New_Demand Controlled Ventilation_TRC | 0.058544 | 0.11567 | 0.22219 | 0.38518 | 0.593 | 0.65544 | 0.60347 | 0.44763 | 0.25815 | 0.12332 | 273.9005 | 541.1461 | 1039.5296 | 1802.0835 | 2774.351 | 3066.4807 | 2823.3406 | 2094.2387 | 1207.7475 | 576.9686 |  | 39.46%
College and University | New | Demand Controlled Ventilation | 2.9093 | 16.3792 |  | 27943.0441 | 10 |  | 4500 | 1500 | zone or individual space | 3 | 1231.4494 | FAIL | FAIL | College and University_New_Demand Controlled Ventilation_RIM | 0 | 0 | 0 | 0 | 0 | 0 | 0 | 0 | 0 | 0 | 0 | 0 | 0 | 0 | 0 | 0 | 0 | 0 | 0 | 0 | College and University_New_Demand Controlled Ventilation_TRC | 0 | 0 | 0 | 0 | 0 | 0 | 0 | 0 | 0 | 0 | 0 | 0 | 0 | 0 | 0 | 0 | 0 | 0 | 0 | 0
Grocery | New | Demand Controlled Ventilation | 0.22127 | 1.2458 |  | 2125.2697 | 10 |  | 1500 | 1500 | zone or individual space | 1 | 93.6606 | FAIL | 1087.5036 | Grocery_New_Demand Controlled Ventilation_RIM | 0 | 0 | 0 | 0 | 0 | 0 | 0 | 0 | 0 | 0 | 0 | 0 | 0 | 0 | 0 | 0 | 0 | 0 | 0 | 0 | Grocery_New_Demand Controlled Ventilation_TRC | 0.16862 | 0.26886 | 0.45041 | 0.70695 | 1.008 | 1.1362 | 1.0657 | 0.79425 | 0.46325 | 0.21951 | 358.3573 | 571.4004 | 957.2468 | 1502.467 | 2142.2051 | 2414.6537 | 2264.9718 | 1688.0016 | 984.5323 | 466.5149 |  | 72.5%
Healthcare | New | Demand Controlled Ventilation | 0.94492 | 5.3199 |  | 9075.7228 | 10 |  | 1500 | 1500 | zone or individual space | 1 | 399.9669 | FAIL | FAIL | Healthcare_New_Demand Controlled Ventilation_RIM | 0 | 0 | 0 | 0 | 0 | 0 | 0 | 0 | 0 | 0 | 0 | 0 | 0 | 0 | 0 | 0 | 0 | 0 | 0 | 0 | Healthcare_New_Demand Controlled Ventilation_TRC | 0 | 0 | 0 | 0 | 0 | 0 | 0 | 0 | 0 | 0 | 0 | 0 | 0 | 0 | 0 | 0 | 0 | 0 | 0 | 0
Hospitals | New | Demand Controlled Ventilation | 9.8459 | 55.4323 |  | 94567.6036 | 10 |  | 10500 | 1500 | zone or individual space | 7 | 4167.5924 | FAIL | FAIL | Hospitals_New_Demand Controlled Ventilation_RIM | 0 | 0 | 0 | 0 | 0 | 0 | 0 | 0 | 0 | 0 | 0 | 0 | 0 | 0 | 0 | 0 | 0 | 0 | 0 | 0 | Hospitals_New_Demand Controlled Ventilation_TRC | 0 | 0 | 0 | 0 | 0 | 0 | 0 | 0 | 0 | 0 | 0 | 0 | 0 | 0 | 0 | 0 | 0 | 0 | 0 | 0
Institutional | New | Demand Controlled Ventilation | 0.96884 | 5.4546 |  | 9305.5485 | 10 |  | 1500 | 1500 | zone or individual space | 1 | 410.0953 | FAIL | FAIL | Institutional_New_Demand Controlled Ventilation_RIM | 0 | 0 | 0 | 0 | 0 | 0 | 0 | 0 | 0 | 0 | 0 | 0 | 0 | 0 | 0 | 0 | 0 | 0 | 0 | 0 | Institutional_New_Demand Controlled Ventilation_TRC | 0 | 0 | 0 | 0 | 0 | 0 | 0 | 0 | 0 | 0 | 0 | 0 | 0 | 0 | 0 | 0 | 0 | 0 | 0 | 0
Lodging/Hospitality | New | Demand Controlled Ventilation | 1.5876 | 8.938 |  | 15248.3191 | 10 |  | 3000 | 1500 | zone or individual space | 2 | 671.9931 | FAIL | 40.4339 | Lodging/Hospitality_New_Demand Controlled Ventilation_RIM | 0 | 0 | 0 | 0 | 0 | 0 | 0 | 0 | 0 | 0 | 0 | 0 | 0 | 0 | 0 | 0 | 0 | 0 | 0 | 0 | Lodging/Hospitality_New_Demand Controlled Ventilation_TRC | 0.31853 | 0.39325 | 0.51014 | 0.60859 | 0.63882 | 0.66774 | 0.58403 | 0.40558 | 0.22196 | 0.099303 | 4856.971 | 5996.4247 | 7778.7799 | 9279.9765 | 9740.8912 | 10181.8915 | 8905.4036 | 6184.4651 | 3384.4901 | 1514.1975 |  | 1.348%
Miscellaneous | New | Demand Controlled Ventilation | 1.4402 | 8.1082 |  | 13832.6709 | 10 |  | 3000 | 1500 | zone or individual space | 2 | 609.6055 | FAIL | 315.1989 | Miscellaneous_New_Demand Controlled Ventilation_RIM | 0 | 0 | 0 | 0 | 0 | 0 | 0 | 0 | 0 | 0 | 0 | 0 | 0 | 0 | 0 | 0 | 0 | 0 | 0 | 0 | Miscellaneous_New_Demand Controlled Ventilation_TRC | 0 | 0 | 0 | 0 | 0 | 0 | 0 | 0 | 0 | 0 | 0 | 0 | 0 | 0 | 0 | 0 | 0 | 0 | 0 | 0 |  | 10.51%
Offices | New | Demand Controlled Ventilation | 0.75445 | 4.2476 |  | 7246.3338 | 10 |  | 1500 | 1500 | zone or individual space | 1 | 319.3458 | FAIL | 93.5496 | Offices_New_Demand Controlled Ventilation_RIM | 0 | 0 | 0 | 0 | 0 | 0 | 0 | 0 | 0 | 0 | 0 | 0 | 0 | 0 | 0 | 0 | 0 | 0 | 0 | 0 | Offices_New_Demand Controlled Ventilation_TRC | 1.2261 | 1.4314 | 1.6984 | 1.7704 | 1.4714 | 1.5324 | 1.3356 | 0.92428 | 0.50419 | 0.22495 | 8884.5701 | 10372.5827 | 12306.8355 | 12828.5995 | 10662.4328 | 11104.4825 | 9678.555 | 6697.6219 | 3653.5487 | 1630.0821 |  | 6.237%
Restaurants | New | Demand Controlled Ventilation | 0.23856 | 1.3431 |  | 2291.3025 | 10 |  | 1500 | 1500 | zone or individual space | 1 | 100.9777 | FAIL | 1055.2781 | Restaurants_New_Demand Controlled Ventilation_RIM | 0 | 0 | 0 | 0 | 0 | 0 | 0 | 0 | 0 | 0 | 0 | 0 | 0 | 0 | 0 | 0 | 0 | 0 | 0 | 0 | Restaurants_New_Demand Controlled Ventilation_TRC | 0.41952 | 0.68349 | 1.1644 | 1.853 | 2.6726 | 2.9233 | 2.668 | 1.9647 | 1.1267 | 0.53582 | 961.256 | 1566.0741 | 2668.0476 | 4245.6832 | 6123.6527 | 6698.1377 | 6113.262 | 4501.6487 | 2581.6997 | 1227.7369 |  | 70.35%
Retail | New | Demand Controlled Ventilation | 0.53375 | 3.005 |  | 5126.5164 | 10 |  | 1500 | 1500 | zone or individual space | 1 | 225.9255 | FAIL | 504.9877 | Retail_New_Demand Controlled Ventilation_RIM | 0 | 0 | 0 | 0 | 0 | 0 | 0 | 0 | 0 | 0 | 0 | 0 | 0 | 0 | 0 | 0 | 0 | 0 | 0 | 0 | Retail_New_Demand Controlled Ventilation_TRC | 1.3373 | 2.0036 | 3.1574 | 4.6977 | 6.3855 | 6.4962 | 5.5408 | 3.7497 | 2.0073 | 0.883 | 6855.905 | 10271.5261 | 16186.6815 | 24082.9497 | 32735.1725 | 33302.8498 | 28404.7949 | 19222.8216 | 10290.5422 | 4526.7284 |  | 33.67%
Schools K-12 | New | Demand Controlled Ventilation | 1.9947 | 11.2299 |  | 19158.2709 | 10 |  | 3000 | 1500 | zone or individual space | 2 | 844.3046 | FAIL | FAIL | Schools K-12_New_Demand Controlled Ventilation_RIM | 0 | 0 | 0 | 0 | 0 | 0 | 0 | 0 | 0 | 0 | 0 | 0 | 0 | 0 | 0 | 0 | 0 | 0 | 0 | 0 | Schools K-12_New_Demand Controlled Ventilation_TRC | 0 | 0 | 0 | 0 | 0 | 0 | 0 | 0 | 0 | 0 | 0 | 0 | 0 | 0 | 0 | 0 | 0 | 0 | 0 | 0
Warehouse | New | Demand Controlled Ventilation | 0.19815 | 1.1156 |  | 1903.19 | 10 |  | 1500 | 1500 | zone or individual space | 1 | 83.8735 | FAIL | 1130.6074 | Warehouse_New_Demand Controlled Ventilation_RIM | 0 | 0 | 0 | 0 | 0 | 0 | 0 | 0 | 0 | 0 | 0 | 0 | 0 | 0 | 0 | 0 | 0 | 0 | 0 | 0 | Warehouse_New_Demand Controlled Ventilation_TRC | 0.1081 | 0.16548 | 0.26707 | 0.40552 | 0.56093 | 0.56731 | 0.48118 | 0.32381 | 0.17249 | 0.075578 | 205.7393 | 314.9389 | 508.2784 | 771.7754 | 1067.5602 | 1079.696 | 915.7835 | 616.2697 | 328.2799 | 143.84 |  | 75.37%
Assembly | Existing | VAV System | 19.8511 | 20.1456 |  | 69747.4569 | 10 |  | 5039.4571 | 0.26156 | sq ft | 19267.2533 | 3073.769 | FAIL | FAIL | Assembly_Existing_VAV System_RIM | 0 | 0 | 0 | 0 | 0 | 0 | 0 | 0 | 0 | 0 | 0 | 0 | 0 | 0 | 0 | 0 | 0 | 0 | 0 | 0 | Assembly_Existing_VAV System_TRC | 0 | 0 | 0 | 0 | 0 | 0 | 0 | 0 | 0 | 0 | 0 | 0 | 0 | 0 | 0 | 0 | 0 | 0 | 0 | 0
College and University | Existing | VAV System | 78.2342 | 79.3948 |  | 274878.2198 | 10 |  | 19860.7529 | 0.26156 | sq ft | 75933.2099 | 12113.8777 | FAIL | FAIL | College and University_Existing_VAV System_RIM | 0 | 0 | 0 | 0 | 0 | 0 | 0 | 0 | 0 | 0 | 0 | 0 | 0 | 0 | 0 | 0 | 0 | 0 | 0 | 0 | College and University_Existing_VAV System_TRC | 0 | 0 | 0 | 0 | 0 | 0 | 0 | 0 | 0 | 0 | 0 | 0 | 0 | 0 | 0 | 0 | 0 | 0 | 0 | 0
Grocery | Existing | VAV System | 4.8545 | 4.9265 |  | 17056.3424 | 10 |  | 1232.3705 | 0.26156 | sq ft | 4711.6968 | 751.6727 | FAIL | FAIL | Grocery_Existing_VAV System_RIM | 0 | 0 | 0 | 0 | 0 | 0 | 0 | 0 | 0 | 0 | 0 | 0 | 0 | 0 | 0 | 0 | 0 | 0 | 0 | 0 | Grocery_Existing_VAV System_TRC | 0 | 0 | 0 | 0 | 0 | 0 | 0 | 0 | 0 | 0 | 0 | 0 | 0 | 0 | 0 | 0 | 0 | 0 | 0 | 0
Healthcare | Existing | VAV System | 20.7305 | 21.038 |  | 72837.1712 | 10 |  | 5262.698 | 0.26156 | sq ft | 20120.7655 | 3209.9327 | FAIL | FAIL | Healthcare_Existing_VAV System_RIM | 0 | 0 | 0 | 0 | 0 | 0 | 0 | 0 | 0 | 0 | 0 | 0 | 0 | 0 | 0 | 0 | 0 | 0 | 0 | 0 | Healthcare_Existing_VAV System_TRC | 0 | 0 | 0 | 0 | 0 | 0 | 0 | 0 | 0 | 0 | 0 | 0 | 0 | 0 | 0 | 0 | 0 | 0 | 0 | 0
Hospitals | Existing | VAV System | 216.0084 | 219.2128 |  | 758951.8639 | 10 |  | 54836.4852 | 0.26156 | sq ft | 209655.211 | 33446.9936 | FAIL | FAIL | Hospitals_Existing_VAV System_RIM | 0 | 0 | 0 | 0 | 0 | 0 | 0 | 0 | 0 | 0 | 0 | 0 | 0 | 0 | 0 | 0 | 0 | 0 | 0 | 0 | Hospitals_Existing_VAV System_TRC | 0 | 0 | 0 | 0 | 0 | 0 | 0 | 0 | 0 | 0 | 0 | 0 | 0 | 0 | 0 | 0 | 0 | 0 | 0 | 0
Institutional | Existing | VAV System | 21.2554 | 21.5708 |  | 74681.6361 | 10 |  | 5395.966 | 0.26156 | sq ft | 20630.2862 | 3291.2182 | FAIL | FAIL | Institutional_Existing_VAV System_RIM | 0 | 0 | 0 | 0 | 0 | 0 | 0 | 0 | 0 | 0 | 0 | 0 | 0 | 0 | 0 | 0 | 0 | 0 | 0 | 0 | Institutional_Existing_VAV System_TRC | 0 | 0 | 0 | 0 | 0 | 0 | 0 | 0 | 0 | 0 | 0 | 0 | 0 | 0 | 0 | 0 | 0 | 0 | 0 | 0
Lodging/Hospitality | Existing | VAV System | 34.8297 | 35.3464 |  | 122375.3139 | 10 |  | 8841.9733 | 0.26156 | sq ft | 33805.3353 | 5393.0777 | FAIL | FAIL | Lodging/Hospitality_Existing_VAV System_RIM | 0 | 0 | 0 | 0 | 0 | 0 | 0 | 0 | 0 | 0 | 0 | 0 | 0 | 0 | 0 | 0 | 0 | 0 | 0 | 0 | Lodging/Hospitality_Existing_VAV System_TRC | 0 | 0 | 0 | 0 | 0 | 0 | 0 | 0 | 0 | 0 | 0 | 0 | 0 | 0 | 0 | 0 | 0 | 0 | 0 | 0
Miscellaneous | Existing | VAV System | 31.5962 | 32.0649 |  | 111014.0362 | 10 |  | 8021.0878 | 0.26156 | sq ft | 30666.8608 | 4892.3864 | FAIL | FAIL | Miscellaneous_Existing_VAV System_RIM | 0 | 0 | 0 | 0 | 0 | 0 | 0 | 0 | 0 | 0 | 0 | 0 | 0 | 0 | 0 | 0 | 0 | 0 | 0 | 0 | Miscellaneous_Existing_VAV System_TRC | 0 | 0 | 0 | 0 | 0 | 0 | 0 | 0 | 0 | 0 | 0 | 0 | 0 | 0 | 0 | 0 | 0 | 0 | 0 | 0
Offices | Existing | VAV System | 16.5519 | 16.7974 |  | 58155.4186 | 10 |  | 4201.8986 | 0.26156 | sq ft | 16065.0328 | 2562.9081 | FAIL | FAIL | Offices_Existing_VAV System_RIM | 0 | 0 | 0 | 0 | 0 | 0 | 0 | 0 | 0 | 0 | 0 | 0 | 0 | 0 | 0 | 0 | 0 | 0 | 0 | 0 | Offices_Existing_VAV System_TRC | 0 | 0 | 0 | 0 | 0 | 0 | 0 | 0 | 0 | 0 | 0 | 0 | 0 | 0 | 0 | 0 | 0 | 0 | 0 | 0
Restaurants | Existing | VAV System | 5.2337 | 5.3114 |  | 18388.8374 | 10 |  | 1328.6471 | 0.26156 | sq ft | 5079.7893 | 810.3957 | FAIL | FAIL | Restaurants_Existing_VAV System_RIM | 0 | 0 | 0 | 0 | 0 | 0 | 0 | 0 | 0 | 0 | 0 | 0 | 0 | 0 | 0 | 0 | 0 | 0 | 0 | 0 | Restaurants_Existing_VAV System_TRC | 0 | 0 | 0 | 0 | 0 | 0 | 0 | 0 | 0 | 0 | 0 | 0 | 0 | 0 | 0 | 0 | 0 | 0 | 0 | 0
Retail | Existing | VAV System | 11.7906 | 11.9655 |  | 41426.7224 | 10 |  | 2993.2015 | 0.26156 | sq ft | 11443.846 | 1825.6748 | FAIL | FAIL | Retail_Existing_VAV System_RIM | 0 | 0 | 0 | 0 | 0 | 0 | 0 | 0 | 0 | 0 | 0 | 0 | 0 | 0 | 0 | 0 | 0 | 0 | 0 | 0 | Retail_Existing_VAV System_TRC | 0 | 0 | 0 | 0 | 0 | 0 | 0 | 0 | 0 | 0 | 0 | 0 | 0 | 0 | 0 | 0 | 0 | 0 | 0 | 0
Schools K-12 | Existing | VAV System | 53.6388 | 54.4345 |  | 188461.6219 | 10 |  | 13616.9017 | 0.26156 | sq ft | 52061.2215 | 8305.4999 | FAIL | FAIL | Schools K-12_Existing_VAV System_RIM | 0 | 0 | 0 | 0 | 0 | 0 | 0 | 0 | 0 | 0 | 0 | 0 | 0 | 0 | 0 | 0 | 0 | 0 | 0 | 0 | Schools K-12_Existing_VAV System_TRC | 0 | 0 | 0 | 0 | 0 | 0 | 0 | 0 | 0 | 0 | 0 | 0 | 0 | 0 | 0 | 0 | 0 | 0 | 0 | 0
Warehouse | Existing | VAV System | 16.5508 | 16.7963 |  | 58151.6527 | 10 |  | 4201.6265 | 0.26156 | sq ft | 16063.9925 | 2562.7422 | FAIL | FAIL | Warehouse_Existing_VAV System_RIM | 0 | 0 | 0 | 0 | 0 | 0 | 0 | 0 | 0 | 0 | 0 | 0 | 0 | 0 | 0 | 0 | 0 | 0 | 0 | 0 | Warehouse_Existing_VAV System_TRC | 0 | 0 | 0 | 0 | 0 | 0 | 0 | 0 | 0 | 0 | 0 | 0 | 0 | 0 | 0 | 0 | 0 | 0 | 0 | 0
Assembly | New | VAV System | 19.8511 | 20.1456 |  | 69747.4569 | 10 |  | 5039.4571 | 0.26156 | sq ft | 19267.2533 | 3073.769 | FAIL | FAIL | Assembly_New_VAV System_RIM | 0 | 0 | 0 | 0 | 0 | 0 | 0 | 0 | 0 | 0 | 0 | 0 | 0 | 0 | 0 | 0 | 0 | 0 | 0 | 0 | Assembly_New_VAV System_TRC | 0 | 0 | 0 | 0 | 0 | 0 | 0 | 0 | 0 | 0 | 0 | 0 | 0 | 0 | 0 | 0 | 0 | 0 | 0 | 0
College and University | New | VAV System | 78.2342 | 79.3948 |  | 274878.2198 | 10 |  | 19860.7529 | 0.26156 | sq ft | 75933.2099 | 12113.8777 | FAIL | FAIL | College and University_New_VAV System_RIM | 0 | 0 | 0 | 0 | 0 | 0 | 0 | 0 | 0 | 0 | 0 | 0 | 0 | 0 | 0 | 0 | 0 | 0 | 0 | 0 | College and University_New_VAV System_TRC | 0 | 0 | 0 | 0 | 0 | 0 | 0 | 0 | 0 | 0 | 0 | 0 | 0 | 0 | 0 | 0 | 0 | 0 | 0 | 0
Grocery | New | VAV System | 4.8545 | 4.9265 |  | 17056.3424 | 10 |  | 1232.3705 | 0.26156 | sq ft | 4711.6968 | 751.6727 | FAIL | FAIL | Grocery_New_VAV System_RIM | 0 | 0 | 0 | 0 | 0 | 0 | 0 | 0 | 0 | 0 | 0 | 0 | 0 | 0 | 0 | 0 | 0 | 0 | 0 | 0 | Grocery_New_VAV System_TRC | 0 | 0 | 0 | 0 | 0 | 0 | 0 | 0 | 0 | 0 | 0 | 0 | 0 | 0 | 0 | 0 | 0 | 0 | 0 | 0
Healthcare | New | VAV System | 20.7305 | 21.038 |  | 72837.1712 | 10 |  | 5262.698 | 0.26156 | sq ft | 20120.7655 | 3209.9327 | FAIL | FAIL | Healthcare_New_VAV System_RIM | 0 | 0 | 0 | 0 | 0 | 0 | 0 | 0 | 0 | 0 | 0 | 0 | 0 | 0 | 0 | 0 | 0 | 0 | 0 | 0 | Healthcare_New_VAV System_TRC | 0 | 0 | 0 | 0 | 0 | 0 | 0 | 0 | 0 | 0 | 0 | 0 | 0 | 0 | 0 | 0 | 0 | 0 | 0 | 0
Hospitals | New | VAV System | 216.0084 | 219.2128 |  | 758951.8639 | 10 |  | 54836.4852 | 0.26156 | sq ft | 209655.211 | 33446.9936 | FAIL | FAIL | Hospitals_New_VAV System_RIM | 0 | 0 | 0 | 0 | 0 | 0 | 0 | 0 | 0 | 0 | 0 | 0 | 0 | 0 | 0 | 0 | 0 | 0 | 0 | 0 | Hospitals_New_VAV System_TRC | 0 | 0 | 0 | 0 | 0 | 0 | 0 | 0 | 0 | 0 | 0 | 0 | 0 | 0 | 0 | 0 | 0 | 0 | 0 | 0
Institutional | New | VAV System | 21.2554 | 21.5708 |  | 74681.6361 | 10 |  | 5395.966 | 0.26156 | sq ft | 20630.2862 | 3291.2182 | FAIL | FAIL | Institutional_New_VAV System_RIM | 0 | 0 | 0 | 0 | 0 | 0 | 0 | 0 | 0 | 0 | 0 | 0 | 0 | 0 | 0 | 0 | 0 | 0 | 0 | 0 | Institutional_New_VAV System_TRC | 0 | 0 | 0 | 0 | 0 | 0 | 0 | 0 | 0 | 0 | 0 | 0 | 0 | 0 | 0 | 0 | 0 | 0 | 0 | 0
Lodging/Hospitality | New | VAV System | 34.8297 | 35.3464 |  | 122375.3139 | 10 |  | 8841.9733 | 0.26156 | sq ft | 33805.3353 | 5393.0777 | FAIL | FAIL | Lodging/Hospitality_New_VAV System_RIM | 0 | 0 | 0 | 0 | 0 | 0 | 0 | 0 | 0 | 0 | 0 | 0 | 0 | 0 | 0 | 0 | 0 | 0 | 0 | 0 | Lodging/Hospitality_New_VAV System_TRC | 0 | 0 | 0 | 0 | 0 | 0 | 0 | 0 | 0 | 0 | 0 | 0 | 0 | 0 | 0 | 0 | 0 | 0 | 0 | 0
Miscellaneous | New | VAV System | 31.5962 | 32.0649 |  | 111014.0362 | 10 |  | 8021.0878 | 0.26156 | sq ft | 30666.8608 | 4892.3864 | FAIL | FAIL | Miscellaneous_New_VAV System_RIM | 0 | 0 | 0 | 0 | 0 | 0 | 0 | 0 | 0 | 0 | 0 | 0 | 0 | 0 | 0 | 0 | 0 | 0 | 0 | 0 | Miscellaneous_New_VAV System_TRC | 0 | 0 | 0 | 0 | 0 | 0 | 0 | 0 | 0 | 0 | 0 | 0 | 0 | 0 | 0 | 0 | 0 | 0 | 0 | 0
Offices | New | VAV System | 16.5519 | 16.7974 |  | 58155.4186 | 10 |  | 4201.8986 | 0.26156 | sq ft | 16065.0328 | 2562.9081 | FAIL | FAIL | Offices_New_VAV System_RIM | 0 | 0 | 0 | 0 | 0 | 0 | 0 | 0 | 0 | 0 | 0 | 0 | 0 | 0 | 0 | 0 | 0 | 0 | 0 | 0 | Offices_New_VAV System_TRC | 0 | 0 | 0 | 0 | 0 | 0 | 0 | 0 | 0 | 0 | 0 | 0 | 0 | 0 | 0 | 0 | 0 | 0 | 0 | 0
Restaurants | New | VAV System | 5.2337 | 5.3114 |  | 18388.8374 | 10 |  | 1328.6471 | 0.26156 | sq ft | 5079.7893 | 810.3957 | FAIL | FAIL | Restaurants_New_VAV System_RIM | 0 | 0 | 0 | 0 | 0 | 0 | 0 | 0 | 0 | 0 | 0 | 0 | 0 | 0 | 0 | 0 | 0 | 0 | 0 | 0 | Restaurants_New_VAV System_TRC | 0 | 0 | 0 | 0 | 0 | 0 | 0 | 0 | 0 | 0 | 0 | 0 | 0 | 0 | 0 | 0 | 0 | 0 | 0 | 0
Retail | New | VAV System | 11.7906 | 11.9655 |  | 41426.7224 | 10 |  | 2993.2015 | 0.26156 | sq ft | 11443.846 | 1825.6748 | FAIL | FAIL | Retail_New_VAV System_RIM | 0 | 0 | 0 | 0 | 0 | 0 | 0 | 0 | 0 | 0 | 0 | 0 | 0 | 0 | 0 | 0 | 0 | 0 | 0 | 0 | Retail_New_VAV System_TRC | 0 | 0 | 0 | 0 | 0 | 0 | 0 | 0 | 0 | 0 | 0 | 0 | 0 | 0 | 0 | 0 | 0 | 0 | 0 | 0
Schools K-12 | New | VAV System | 53.6388 | 54.4345 |  | 188461.6219 | 10 |  | 13616.9017 | 0.26156 | sq ft | 52061.2215 | 8305.4999 | FAIL | FAIL | Schools K-12_New_VAV System_RIM | 0 | 0 | 0 | 0 | 0 | 0 | 0 | 0 | 0 | 0 | 0 | 0 | 0 | 0 | 0 | 0 | 0 | 0 | 0 | 0 | Schools K-12_New_VAV System_TRC | 0 | 0 | 0 | 0 | 0 | 0 | 0 | 0 | 0 | 0 | 0 | 0 | 0 | 0 | 0 | 0 | 0 | 0 | 0 | 0
Warehouse | New | VAV System | 16.5508 | 16.7963 |  | 58151.6527 | 10 |  | 4201.6265 | 0.26156 | sq ft | 16063.9925 | 2562.7422 | FAIL | FAIL | Warehouse_New_VAV System_RIM | 0 | 0 | 0 | 0 | 0 | 0 | 0 | 0 | 0 | 0 | 0 | 0 | 0 | 0 | 0 | 0 | 0 | 0 | 0 | 0 | Warehouse_New_VAV System_TRC | 0 | 0 | 0 | 0 | 0 | 0 | 0 | 0 | 0 | 0 | 0 | 0 | 0 | 0 | 0 | 0 | 0 | 0 | 0 | 0
Assembly | Existing | Retro-Commissioning | 3.2444 | 10.0589 |  | 19406.44 | 5 |  | 5780.176 | 0.3 | sq ft | 19267.2533 | 431.6956 | FAIL | 2013.5547 | Assembly_Existing_Retro-Commissioning_RIM | 0 | 0 | 0 | 0 | 0 | 0 | 0 | 0 | 0 | 0 | 0 | 0 | 0 | 0 | 0 | 0 | 0 | 0 | 0 | 0 | Assembly_Existing_Retro-Commissioning_TRC | 1.2383 | 1.2451 | 1.2614 | 1.285 | 1.3134 | 1.3414 | 1.3696 | 1.3969 | 1.4241 | 1.4502 | 24030.7369 | 24162.2391 | 24478.7593 | 24937.2364 | 25489.2502 | 26030.8794 | 26579.3591 | 27108.4622 | 27636.2734 | 28142.926 |  | 34.84%
College and University | Existing | Retro-Commissioning | 48.8723 | 0.56148 |  | 115907.03 | 5 |  | 22779.963 | 0.3 | sq ft | 75933.2099 | 2578.348 | FAIL | 283.4163 | College and University_Existing_Retro-Commissioning_RIM | 0 | 0 | 0 | 0 | 0 | 0 | 0 | 0 | 0 | 0 | 0 | 0 | 0 | 0 | 0 | 0 | 0 | 0 | 0 | 0 | College and University_Existing_Retro-Commissioning_TRC | 0.18961 | 0.20905 | 0.23375 | 0.26405 | 0.29513 | 0.3181 | 0.32227 | 0.30193 | 0.26454 | 0.22582 | 21977.569 | 24230.0985 | 27093.3121 | 30604.9022 | 34207.5739 | 36869.4984 | 37352.851 | 34996.2452 | 30662.3118 | 26174.3656 |  | 1.244%
Grocery | Existing | Retro-Commissioning | 14.4255 | 27.951 |  | 46722.91 | 5 |  | 1413.509 | 0.3 | sq ft | 4711.6968 | 1039.3496 | FAIL | FAIL | Grocery_Existing_Retro-Commissioning_RIM | 0 | 0 | 0 | 0 | 0 | 0 | 0 | 0 | 0 | 0 | 0 | 0 | 0 | 0 | 0 | 0 | 0 | 0 | 0 | 0 | Grocery_Existing_Retro-Commissioning_TRC | 0 | 0 | 0 | 0 | 0 | 0 | 0 | 0 | 0 | 0 | 0 | 0 | 0 | 0 | 0 | 0 | 0 | 0 | 0 | 0
Healthcare | Existing | Retro-Commissioning | 13.6345 | 42.2724 |  | 81555.02 | 5 |  | 6036.2297 | 0.3 | sq ft | 20120.7655 | 1814.1887 | FAIL | FAIL | Healthcare_Existing_Retro-Commissioning_RIM | 0 | 0 | 0 | 0 | 0 | 0 | 0 | 0 | 0 | 0 | 0 | 0 | 0 | 0 | 0 | 0 | 0 | 0 | 0 | 0 | Healthcare_Existing_Retro-Commissioning_TRC | 0 | 0 | 0 | 0 | 0 | 0 | 0 | 0 | 0 | 0 | 0 | 0 | 0 | 0 | 0 | 0 | 0 | 0 | 0 | 0
Hospitals | Existing | Retro-Commissioning | 358.3151 | 4.1166 |  | 849790.53 | 5 |  | 62896.5633 | 0.3 | sq ft | 209655.211 | 18903.5618 | FAIL | FAIL | Hospitals_Existing_Retro-Commissioning_RIM | 0 | 0 | 0 | 0 | 0 | 0 | 0 | 0 | 0 | 0 | 0 | 0 | 0 | 0 | 0 | 0 | 0 | 0 | 0 | 0 | Hospitals_Existing_Retro-Commissioning_TRC | 0 | 0 | 0 | 0 | 0 | 0 | 0 | 0 | 0 | 0 | 0 | 0 | 0 | 0 | 0 | 0 | 0 | 0 | 0 | 0
Institutional | Existing | Retro-Commissioning | 15.7616 | 48.8673 |  | 94278.48 | 5 |  | 6189.0859 | 0.3 | sq ft | 20630.2862 | 2097.2216 | FAIL | FAIL | Institutional_Existing_Retro-Commissioning_RIM | 0 | 0 | 0 | 0 | 0 | 0 | 0 | 0 | 0 | 0 | 0 | 0 | 0 | 0 | 0 | 0 | 0 | 0 | 0 | 0 | Institutional_Existing_Retro-Commissioning_TRC | 0 | 0 | 0 | 0 | 0 | 0 | 0 | 0 | 0 | 0 | 0 | 0 | 0 | 0 | 0 | 0 | 0 | 0 | 0 | 0
Lodging/Hospitality | Existing | Retro-Commissioning | 23.8781 | 46.2663 |  | 77338.89 | 5 |  | 10141.6006 | 0.3 | sq ft | 33805.3353 | 1720.401 | FAIL | FAIL | Lodging/Hospitality_Existing_Retro-Commissioning_RIM | 0 | 0 | 0 | 0 | 0 | 0 | 0 | 0 | 0 | 0 | 0 | 0 | 0 | 0 | 0 | 0 | 0 | 0 | 0 | 0 | Lodging/Hospitality_Existing_Retro-Commissioning_TRC | 0 | 0 | 0 | 0 | 0 | 0 | 0 | 0 | 0 | 0 | 0 | 0 | 0 | 0 | 0 | 0 | 0 | 0 | 0 | 0
Miscellaneous | Existing | Retro-Commissioning | 150.2665 | 465.8856 |  | 898821.23 | 5 |  | 86393.6779 | 0.3 | sq ft | 287978.9262 | 19994.2481 | FAIL | FAIL | Miscellaneous_Existing_Retro-Commissioning_RIM | 0 | 0 | 0 | 0 | 0 | 0 | 0 | 0 | 0 | 0 | 0 | 0 | 0 | 0 | 0 | 0 | 0 | 0 | 0 | 0 | Miscellaneous_Existing_Retro-Commissioning_TRC | 0 | 0 | 0 | 0 | 0 | 0 | 0 | 0 | 0 | 0 | 0 | 0 | 0 | 0 | 0 | 0 | 0 | 0 | 0 | 0
Offices | Existing | Retro-Commissioning | 11.2325 | 34.8251 |  | 67187.23 | 5 |  | 4819.5098 | 0.3 | sq ft | 16065.0328 | 1494.5777 | FAIL | FAIL | Offices_Existing_Retro-Commissioning_RIM | 0 | 0 | 0 | 0 | 0 | 0 | 0 | 0 | 0 | 0 | 0 | 0 | 0 | 0 | 0 | 0 | 0 | 0 | 0 | 0 | Offices_Existing_Retro-Commissioning_TRC | 0 | 0 | 0 | 0 | 0 | 0 | 0 | 0 | 0 | 0 | 0 | 0 | 0 | 0 | 0 | 0 | 0 | 0 | 0 | 0
Restaurants | Existing | Retro-Commissioning | 15.0315 | 29.1251 |  | 48685.54 | 5 |  | 1523.9368 | 0.3 | sq ft | 5079.7893 | 1083.0082 | FAIL | FAIL | Restaurants_Existing_Retro-Commissioning_RIM | 0 | 0 | 0 | 0 | 0 | 0 | 0 | 0 | 0 | 0 | 0 | 0 | 0 | 0 | 0 | 0 | 0 | 0 | 0 | 0 | Restaurants_Existing_Retro-Commissioning_TRC | 0 | 0 | 0 | 0 | 0 | 0 | 0 | 0 | 0 | 0 | 0 | 0 | 0 | 0 | 0 | 0 | 0 | 0 | 0 | 0
Retail | Existing | Retro-Commissioning | 6.5654 | 12.7211 |  | 21264.66 | 5 |  | 3433.1538 | 0.3 | sq ft | 11443.846 | 473.0316 | FAIL | FAIL | Retail_Existing_Retro-Commissioning_RIM | 0 | 0 | 0 | 0 | 0 | 0 | 0 | 0 | 0 | 0 | 0 | 0 | 0 | 0 | 0 | 0 | 0 | 0 | 0 | 0 | Retail_Existing_Retro-Commissioning_TRC | 0 | 0 | 0 | 0 | 0 | 0 | 0 | 0 | 0 | 0 | 0 | 0 | 0 | 0 | 0 | 0 | 0 | 0 | 0 | 0
Schools K-12 | Existing | Retro-Commissioning | 13.2856 | 41.1906 |  | 79468.03 | 5 |  | 15618.3665 | 0.3 | sq ft | 52061.2215 | 1767.7637 | FAIL | 194.3128 | Schools K-12_Existing_Retro-Commissioning_RIM | 0 | 0 | 0 | 0 | 0 | 0 | 0 | 0 | 0 | 0 | 0 | 0 | 0 | 0 | 0 | 0 | 0 | 0 | 0 | 0 | Schools K-12_Existing_Retro-Commissioning_TRC | 0.91258 | 0.91281 | 0.9181 | 0.92562 | 0.93339 | 0.94066 | 0.9483 | 0.95531 | 0.96218 | 0.96797 | 72520.8239 | 72539.2385 | 72959.3339 | 73557.3522 | 74174.8093 | 74752.738 | 75359.1385 | 75916.7206 | 76462.4034 | 76922.5619 |  | 1.244%
Warehouse | Existing | Retro-Commissioning | 1.3198 | 4.0919 |  | 7894.4 | 5 |  | 4819.1977 | 0.3 | sq ft | 16063.9925 | 175.6107 | FAIL | 3286.9633 | Warehouse_Existing_Retro-Commissioning_RIM | 0 | 0 | 0 | 0 | 0 | 0 | 0 | 0 | 0 | 0 | 0 | 0 | 0 | 0 | 0 | 0 | 0 | 0 | 0 | 0 | Warehouse_Existing_Retro-Commissioning_TRC | 2.9719 | 3.2447 | 3.5907 | 4.0172 | 4.4562 | 4.7795 | 4.837 | 4.5479 | 4.0205 | 3.4751 | 23461.3282 | 25614.7789 | 28346.7385 | 31713.0386 | 35179.0407 | 37731.6592 | 38184.8359 | 35903.1493 | 31739.1811 | 27433.9084 |  | 68.21%
Assembly | New | Retro-Commissioning | 3.2444 | 10.0589 |  | 19406.44 | 5 |  | 5780.176 | 0.3 | sq ft | 19267.2533 | 431.6956 | FAIL | 2013.5547 | Assembly_New_Retro-Commissioning_RIM | 0 | 0 | 0 | 0 | 0 | 0 | 0 | 0 | 0 | 0 | 0 | 0 | 0 | 0 | 0 | 0 | 0 | 0 | 0 | 0 | Assembly_New_Retro-Commissioning_TRC | 0 | 0 | 0 | 0 | 0 | 0 | 0 | 0 | 0 | 0 | 0 | 0 | 0 | 0 | 0 | 0 | 0 | 0 | 0 | 0 |  | 34.84%
College and University | New | Retro-Commissioning | 48.8723 | 0.56148 |  | 115907.03 | 5 |  | 22779.963 | 0.3 | sq ft | 75933.2099 | 2578.348 | FAIL | 283.4163 | College and University_New_Retro-Commissioning_RIM | 0 | 0 | 0 | 0 | 0 | 0 | 0 | 0 | 0 | 0 | 0 | 0 | 0 | 0 | 0 | 0 | 0 | 0 | 0 | 0 | College and University_New_Retro-Commissioning_TRC | 0 | 0 | 0 | 0 | 0 | 0 | 0 | 0 | 0 | 0 | 0 | 0 | 0 | 0 | 0 | 0 | 0 | 0 | 0 | 0 |  | 1.244%
Grocery | New | Retro-Commissioning | 14.4255 | 27.951 |  | 46722.91 | 5 |  | 1413.509 | 0.3 | sq ft | 4711.6968 | 1039.3496 | FAIL | FAIL | Grocery_New_Retro-Commissioning_RIM | 0 | 0 | 0 | 0 | 0 | 0 | 0 | 0 | 0 | 0 | 0 | 0 | 0 | 0 | 0 | 0 | 0 | 0 | 0 | 0 | Grocery_New_Retro-Commissioning_TRC | 0 | 0 | 0 | 0 | 0 | 0 | 0 | 0 | 0 | 0 | 0 | 0 | 0 | 0 | 0 | 0 | 0 | 0 | 0 | 0
Healthcare | New | Retro-Commissioning | 13.6345 | 42.2724 |  | 81555.02 | 5 |  | 6036.2297 | 0.3 | sq ft | 20120.7655 | 1814.1887 | FAIL | FAIL | Healthcare_New_Retro-Commissioning_RIM | 0 | 0 | 0 | 0 | 0 | 0 | 0 | 0 | 0 | 0 | 0 | 0 | 0 | 0 | 0 | 0 | 0 | 0 | 0 | 0 | Healthcare_New_Retro-Commissioning_TRC | 0 | 0 | 0 | 0 | 0 | 0 | 0 | 0 | 0 | 0 | 0 | 0 | 0 | 0 | 0 | 0 | 0 | 0 | 0 | 0
Hospitals | New | Retro-Commissioning | 358.3151 | 4.1166 |  | 849790.53 | 5 |  | 62896.5633 | 0.3 | sq ft | 209655.211 | 18903.5618 | FAIL | FAIL | Hospitals_New_Retro-Commissioning_RIM | 0 | 0 | 0 | 0 | 0 | 0 | 0 | 0 | 0 | 0 | 0 | 0 | 0 | 0 | 0 | 0 | 0 | 0 | 0 | 0 | Hospitals_New_Retro-Commissioning_TRC | 0 | 0 | 0 | 0 | 0 | 0 | 0 | 0 | 0 | 0 | 0 | 0 | 0 | 0 | 0 | 0 | 0 | 0 | 0 | 0
Institutional | New | Retro-Commissioning | 15.7616 | 48.8673 |  | 94278.48 | 5 |  | 6189.0859 | 0.3 | sq ft | 20630.2862 | 2097.2216 | FAIL | FAIL | Institutional_New_Retro-Commissioning_RIM | 0 | 0 | 0 | 0 | 0 | 0 | 0 | 0 | 0 | 0 | 0 | 0 | 0 | 0 | 0 | 0 | 0 | 0 | 0 | 0 | Institutional_New_Retro-Commissioning_TRC | 0 | 0 | 0 | 0 | 0 | 0 | 0 | 0 | 0 | 0 | 0 | 0 | 0 | 0 | 0 | 0 | 0 | 0 | 0 | 0
Lodging/Hospitality | New | Retro-Commissioning | 23.8781 | 46.2663 |  | 77338.89 | 5 |  | 10141.6006 | 0.3 | sq ft | 33805.3353 | 1720.401 | FAIL | FAIL | Lodging/Hospitality_New_Retro-Commissioning_RIM | 0 | 0 | 0 | 0 | 0 | 0 | 0 | 0 | 0 | 0 | 0 | 0 | 0 | 0 | 0 | 0 | 0 | 0 | 0 | 0 | Lodging/Hospitality_New_Retro-Commissioning_TRC | 0 | 0 | 0 | 0 | 0 | 0 | 0 | 0 | 0 | 0 | 0 | 0 | 0 | 0 | 0 | 0 | 0 | 0 | 0 | 0
Miscellaneous | New | Retro-Commissioning | 150.2665 | 465.8856 |  | 898821.23 | 5 |  | 86393.6779 | 0.3 | sq ft | 287978.9262 | 19994.2481 | FAIL | FAIL | Miscellaneous_New_Retro-Commissioning_RIM | 0 | 0 | 0 | 0 | 0 | 0 | 0 | 0 | 0 | 0 | 0 | 0 | 0 | 0 | 0 | 0 | 0 | 0 | 0 | 0 | Miscellaneous_New_Retro-Commissioning_TRC | 0 | 0 | 0 | 0 | 0 | 0 | 0 | 0 | 0 | 0 | 0 | 0 | 0 | 0 | 0 | 0 | 0 | 0 | 0 | 0
Offices | New | Retro-Commissioning | 11.2325 | 34.8251 |  | 67187.23 | 5 |  | 4819.5098 | 0.3 | sq ft | 16065.0328 | 1494.5777 | FAIL | FAIL | Offices_New_Retro-Commissioning_RIM | 0 | 0 | 0 | 0 | 0 | 0 | 0 | 0 | 0 | 0 | 0 | 0 | 0 | 0 | 0 | 0 | 0 | 0 | 0 | 0 | Offices_New_Retro-Commissioning_TRC | 0 | 0 | 0 | 0 | 0 | 0 | 0 | 0 | 0 | 0 | 0 | 0 | 0 | 0 | 0 | 0 | 0 | 0 | 0 | 0
Restaurants | New | Retro-Commissioning | 15.0315 | 29.1251 |  | 48685.54 | 5 |  | 1523.9368 | 0.3 | sq ft | 5079.7893 | 1083.0082 | FAIL | FAIL | Restaurants_New_Retro-Commissioning_RIM | 0 | 0 | 0 | 0 | 0 | 0 | 0 | 0 | 0 | 0 | 0 | 0 | 0 | 0 | 0 | 0 | 0 | 0 | 0 | 0 | Restaurants_New_Retro-Commissioning_TRC | 0 | 0 | 0 | 0 | 0 | 0 | 0 | 0 | 0 | 0 | 0 | 0 | 0 | 0 | 0 | 0 | 0 | 0 | 0 | 0
Retail | New | Retro-Commissioning | 6.5654 | 12.7211 |  | 21264.66 | 5 |  | 3433.1538 | 0.3 | sq ft | 11443.846 | 473.0316 | FAIL | FAIL | Retail_New_Retro-Commissioning_RIM | 0 | 0 | 0 | 0 | 0 | 0 | 0 | 0 | 0 | 0 | 0 | 0 | 0 | 0 | 0 | 0 | 0 | 0 | 0 | 0 | Retail_New_Retro-Commissioning_TRC | 0 | 0 | 0 | 0 | 0 | 0 | 0 | 0 | 0 | 0 | 0 | 0 | 0 | 0 | 0 | 0 | 0 | 0 | 0 | 0
Schools K-12 | New | Retro-Commissioning | 13.2856 | 41.1906 |  | 79468.03 | 5 |  | 15618.3665 | 0.3 | sq ft | 52061.2215 | 1767.7637 | FAIL | 194.3128 | Schools K-12_New_Retro-Commissioning_RIM | 0 | 0 | 0 | 0 | 0 | 0 | 0 | 0 | 0 | 0 | 0 | 0 | 0 | 0 | 0 | 0 | 0 | 0 | 0 | 0 | Schools K-12_New_Retro-Commissioning_TRC | 0 | 0 | 0 | 0 | 0 | 0 | 0 | 0 | 0 | 0 | 0 | 0 | 0 | 0 | 0 | 0 | 0 | 0 | 0 | 0 |  | 1.244%
Warehouse | New | Retro-Commissioning | 1.3198 | 4.0919 |  | 7894.4 | 5 |  | 4819.1977 | 0.3 | sq ft | 16063.9925 | 175.6107 | FAIL | 3286.9633 | Warehouse_New_Retro-Commissioning_RIM | 0 | 0 | 0 | 0 | 0 | 0 | 0 | 0 | 0 | 0 | 0 | 0 | 0 | 0 | 0 | 0 | 0 | 0 | 0 | 0 | Warehouse_New_Retro-Commissioning_TRC | 0 | 0 | 0 | 0 | 0 | 0 | 0 | 0 | 0 | 0 | 0 | 0 | 0 | 0 | 0 | 0 | 0 | 0 | 0 | 0 |  | 68.21%

## PerCustomerTemplate-IND
|  |  | Note: will need separate sheets for Residential, Commercial and Industrial | [11 empty] | Projected Participation-RIM | [9 empty] | Annual Incremental Savings (kWH)-RIM | [10 empty] | Projected Participation-TRC | [9 empty] | Annual Incremental Savings (kWH)-TRC
Segment | Number of Customers | % of facility | (1) Measure | (2) Summer Peak Per Cust (kW) | (3) Winter Peak Per Cust (kW) | Blank Column | (4) Annual energy Per Cust (kWh) | (5 ) service Life(Yrs) | Blank Column | (7) Measure incremental cost | Program Admin Cost | Max Incentive-RIM | Max Incentive-TRC | Segment_Measure_Scenario | 2020 | 2021 | 2022 | 2023 | 2024 | 2025 | 2026 | 2027 | 2028 | 2029 | 2020 | 2021 | 2022 | 2023 | 2024 | 2025 | 2026 | 2027 | 2028 | 2029 | Segment_Measure_Scenario_Vintage | 2020 | 2021 | 2022 | 2023 | 2024 | 2025 | 2026 | 2027 | 2028 | 2029 | 2020 | 2021 | 2022 | 2023 | 2024 | 2025 | 2026 | 2027 | 2028 | 2029 | RIM Incentive % | TRC Incentive %
Agriculture and Assembly | 0 | 27.36% | Process Other Systems Optimization | 0 | 0 |  | 0 | 5.3333 |  | 0 | 0 | FAIL | FAIL | Agriculture and Assembly_Existing_Process Other Systems Optimization_RIM | 0 | 0 | 0 | 0 | 0 | 0 | 0 | 0 | 0 | 0 | 0 | 0 | 0 | 0 | 0 | 0 | 0 | 0 | 0 | 0 | Agriculture and Assembly_Existing_Process Other Systems Optimization_TRC | 0 | 0 | 0 | 0 | 0 | 0 | 0 | 0 | 0 | 0 | 0 | 0 | 0 | 0 | 0 | 0 | 0 | 0 | 0 | 0
Agriculture and Assembly | 0 | 24.68% | Plant Energy Management | 0 | 0 |  | 0 | 10.5 |  | 0 | 0 | FAIL | FAIL | Agriculture and Assembly_Existing_Plant Energy Management_RIM | 0 | 0 | 0 | 0 | 0 | 0 | 0 | 0 | 0 | 0 | 0 | 0 | 0 | 0 | 0 | 0 | 0 | 0 | 0 | 0 | Agriculture and Assembly_Existing_Plant Energy Management_TRC | 0 | 0 | 0 | 0 | 0 | 0 | 0 | 0 | 0 | 0 | 0 | 0 | 0 | 0 | 0 | 0 | 0 | 0 | 0 | 0
Agriculture and Assembly | 0 | 42.62% | Process Heat System Optimization | 0 | 0 |  | 0 | 2 |  | 0 | 0 | FAIL | FAIL | Agriculture and Assembly_Existing_Process Heat System Optimization_RIM | 0 | 0 | 0 | 0 | 0 | 0 | 0 | 0 | 0 | 0 | 0 | 0 | 0 | 0 | 0 | 0 | 0 | 0 | 0 | 0 | Agriculture and Assembly_Existing_Process Heat System Optimization_TRC | 0 | 0 | 0 | 0 | 0 | 0 | 0 | 0 | 0 | 0 | 0 | 0 | 0 | 0 | 0 | 0 | 0 | 0 | 0 | 0
Agriculture and Assembly | 0 | 33.73% | Process Heat Improved Controls | 0 | 0 |  | 0 | 15 |  | 0 | 0 | FAIL | FAIL | Agriculture and Assembly_Existing_Process Heat Improved Controls_RIM | 0 | 0 | 0 | 0 | 0 | 0 | 0 | 0 | 0 | 0 | 0 | 0 | 0 | 0 | 0 | 0 | 0 | 0 | 0 | 0 | Agriculture and Assembly_Existing_Process Heat Improved Controls_TRC | 0 | 0 | 0 | 0 | 0 | 0 | 0 | 0 | 0 | 0 | 0 | 0 | 0 | 0 | 0 | 0 | 0 | 0 | 0 | 0
Agriculture and Assembly | 0 | 44% | Process Refrig System Optimization | 0 | 0 |  | 0 | 4.6667 |  | 0 | 0 | FAIL | FAIL | Agriculture and Assembly_Existing_Process Refrig System Optimization_RIM | 0 | 0 | 0 | 0 | 0 | 0 | 0 | 0 | 0 | 0 | 0 | 0 | 0 | 0 | 0 | 0 | 0 | 0 | 0 | 0 | Agriculture and Assembly_Existing_Process Refrig System Optimization_TRC | 0 | 0 | 0 | 0 | 0 | 0 | 0 | 0 | 0 | 0 | 0 | 0 | 0 | 0 | 0 | 0 | 0 | 0 | 0 | 0
Agriculture and Assembly | 0 | 35.16% | Process Refrig Controls | 0 | 0 |  | 0 | 15 |  | 0 | 0 | FAIL | FAIL | Agriculture and Assembly_Existing_Process Refrig Controls_RIM | 0 | 0 | 0 | 0 | 0 | 0 | 0 | 0 | 0 | 0 | 0 | 0 | 0 | 0 | 0 | 0 | 0 | 0 | 0 | 0 | Agriculture and Assembly_Existing_Process Refrig Controls_TRC | 0 | 0 | 0 | 0 | 0 | 0 | 0 | 0 | 0 | 0 | 0 | 0 | 0 | 0 | 0 | 0 | 0 | 0 | 0 | 0
Agriculture and Assembly | 0 | 21% | Process Refrig Equipment Upgrade | 0 | 0 |  | 0 | 10 |  | 0 | 0 | FAIL | FAIL | Agriculture and Assembly_Existing_Process Refrig Equipment Upgrade_RIM | 0 | 0 | 0 | 0 | 0 | 0 | 0 | 0 | 0 | 0 | 0 | 0 | 0 | 0 | 0 | 0 | 0 | 0 | 0 | 0 | Agriculture and Assembly_Existing_Process Refrig Equipment Upgrade_TRC | 0 | 0 | 0 | 0 | 0 | 0 | 0 | 0 | 0 | 0 | 0 | 0 | 0 | 0 | 0 | 0 | 0 | 0 | 0 | 0
Agriculture and Assembly | 0 | 4.918% | Pump System Optimization | 0 | 0 |  | 0 | 10 |  | 0 | 0 | FAIL | FAIL | Agriculture and Assembly_Existing_Pump System Optimization_RIM | 0 | 0 | 0 | 0 | 0 | 0 | 0 | 0 | 0 | 0 | 0 | 0 | 0 | 0 | 0 | 0 | 0 | 0 | 0 | 0 | Agriculture and Assembly_Existing_Pump System Optimization_TRC | 0 | 0 | 0 | 0 | 0 | 0 | 0 | 0 | 0 | 0 | 0 | 0 | 0 | 0 | 0 | 0 | 0 | 0 | 0 | 0
Agriculture and Assembly | 0 | 33.17% | Pump Improved Controls | 0 | 0 |  | 0 | 15 |  | 0 | 0 | FAIL | FAIL | Agriculture and Assembly_Existing_Pump Improved Controls_RIM | 0 | 0 | 0 | 0 | 0 | 0 | 0 | 0 | 0 | 0 | 0 | 0 | 0 | 0 | 0 | 0 | 0 | 0 | 0 | 0 | Agriculture and Assembly_Existing_Pump Improved Controls_TRC | 0 | 0 | 0 | 0 | 0 | 0 | 0 | 0 | 0 | 0 | 0 | 0 | 0 | 0 | 0 | 0 | 0 | 0 | 0 | 0
Agriculture and Assembly | 0 | 27% | Motor Optimization | 0 | 0 |  | 0 | 10 |  | 0 | 0 | FAIL | FAIL | Agriculture and Assembly_Existing_Motor Optimization_RIM | 0 | 0 | 0 | 0 | 0 | 0 | 0 | 0 | 0 | 0 | 0 | 0 | 0 | 0 | 0 | 0 | 0 | 0 | 0 | 0 | Agriculture and Assembly_Existing_Motor Optimization_TRC | 0 | 0 | 0 | 0 | 0 | 0 | 0 | 0 | 0 | 0 | 0 | 0 | 0 | 0 | 0 | 0 | 0 | 0 | 0 | 0
Agriculture and Assembly | 0 | 32.89% | Motor Improved Controls | 0 | 0 |  | 0 | 15 |  | 0 | 0 | FAIL | FAIL | Agriculture and Assembly_Existing_Motor Improved Controls_RIM | 0 | 0 | 0 | 0 | 0 | 0 | 0 | 0 | 0 | 0 | 0 | 0 | 0 | 0 | 0 | 0 | 0 | 0 | 0 | 0 | Agriculture and Assembly_Existing_Motor Improved Controls_TRC | 0 | 0 | 0 | 0 | 0 | 0 | 0 | 0 | 0 | 0 | 0 | 0 | 0 | 0 | 0 | 0 | 0 | 0 | 0 | 0
Agriculture and Assembly | 0 | 73.72% | Pump Equipment Upgrade | 0 | 0 |  | 0 | 15 |  | 0 | 0 | FAIL | FAIL | Agriculture and Assembly_Existing_Pump Equipment Upgrade_RIM | 0 | 0 | 0 | 0 | 0 | 0 | 0 | 0 | 0 | 0 | 0 | 0 | 0 | 0 | 0 | 0 | 0 | 0 | 0 | 0 | Agriculture and Assembly_Existing_Pump Equipment Upgrade_TRC | 0 | 0 | 0 | 0 | 0 | 0 | 0 | 0 | 0 | 0 | 0 | 0 | 0 | 0 | 0 | 0 | 0 | 0 | 0 | 0
Agriculture and Assembly | 0 | 42.62% | Motor Equipment Upgrades | 0 | 0 |  | 0 | 10 |  | 0 | 0 | FAIL | FAIL | Agriculture and Assembly_Existing_Motor Equipment Upgrades_RIM | 0 | 0 | 0 | 0 | 0 | 0 | 0 | 0 | 0 | 0 | 0 | 0 | 0 | 0 | 0 | 0 | 0 | 0 | 0 | 0 | Agriculture and Assembly_Existing_Motor Equipment Upgrades_TRC | 0 | 0 | 0 | 0 | 0 | 0 | 0 | 0 | 0 | 0 | 0 | 0 | 0 | 0 | 0 | 0 | 0 | 0 | 0 | 0
Agriculture and Assembly | 0 | 33.8% | Fan Improved Controls | 0 | 0 |  | 0 | 15 |  | 0 | 0 | FAIL | FAIL | Agriculture and Assembly_Existing_Fan Improved Controls_RIM | 0 | 0 | 0 | 0 | 0 | 0 | 0 | 0 | 0 | 0 | 0 | 0 | 0 | 0 | 0 | 0 | 0 | 0 | 0 | 0 | Agriculture and Assembly_Existing_Fan Improved Controls_TRC | 0 | 0 | 0 | 0 | 0 | 0 | 0 | 0 | 0 | 0 | 0 | 0 | 0 | 0 | 0 | 0 | 0 | 0 | 0 | 0
Agriculture and Assembly | 0 | 75.1% | Fan Equipment Upgrades | 0 | 0 |  | 0 | 15 |  | 0 | 0 | FAIL | FAIL | Agriculture and Assembly_Existing_Fan Equipment Upgrades_RIM | 0 | 0 | 0 | 0 | 0 | 0 | 0 | 0 | 0 | 0 | 0 | 0 | 0 | 0 | 0 | 0 | 0 | 0 | 0 | 0 | Agriculture and Assembly_Existing_Fan Equipment Upgrades_TRC | 0 | 0 | 0 | 0 | 0 | 0 | 0 | 0 | 0 | 0 | 0 | 0 | 0 | 0 | 0 | 0 | 0 | 0 | 0 | 0
Agriculture and Assembly | 0 | 30% | Lighting Controls | 0 | 0 |  | 0 | 10 |  | 0 | 0 | FAIL | FAIL | Agriculture and Assembly_Existing_Lighting Controls_RIM | 0 | 0 | 0 | 0 | 0 | 0 | 0 | 0 | 0 | 0 | 0 | 0 | 0 | 0 | 0 | 0 | 0 | 0 | 0 | 0 | Agriculture and Assembly_Existing_Lighting Controls_TRC | 0 | 0 | 0 | 0 | 0 | 0 | 0 | 0 | 0 | 0 | 0 | 0 | 0 | 0 | 0 | 0 | 0 | 0 | 0 | 0
Agriculture and Assembly | 0 | 25% | Efficient Lighting - Other Interior Lighting | 0 | 0 |  | 0 | 14.4667 |  | 0 | 0 | FAIL | FAIL | Agriculture and Assembly_Existing_Efficient Lighting - Other Interior Lighting_RIM | 0 | 0 | 0 | 0 | 0 | 0 | 0 | 0 | 0 | 0 | 0 | 0 | 0 | 0 | 0 | 0 | 0 | 0 | 0 | 0 | Agriculture and Assembly_Existing_Efficient Lighting - Other Interior Lighting_TRC | 0 | 0 | 0 | 0 | 0 | 0 | 0 | 0 | 0 | 0 | 0 | 0 | 0 | 0 | 0 | 0 | 0 | 0 | 0 | 0
Agriculture and Assembly | 0 | 20% | Efficient Lighting - High Bay | 0 | 0 |  | 0 | 13.6667 |  | 0 | 0 | FAIL | FAIL | Agriculture and Assembly_Existing_Efficient Lighting - High Bay_RIM | 0 | 0 | 0 | 0 | 0 | 0 | 0 | 0 | 0 | 0 | 0 | 0 | 0 | 0 | 0 | 0 | 0 | 0 | 0 | 0 | Agriculture and Assembly_Existing_Efficient Lighting - High Bay_TRC | 0 | 0 | 0 | 0 | 0 | 0 | 0 | 0 | 0 | 0 | 0 | 0 | 0 | 0 | 0 | 0 | 0 | 0 | 0 | 0
Agriculture and Assembly | 0 | 4.918% | HVAC Recommissioning | 0 | 0 |  | 0 | 10 |  | 0 | 0 | FAIL | FAIL | Agriculture and Assembly_Existing_HVAC Recommissioning_RIM | 0 | 0 | 0 | 0 | 0 | 0 | 0 | 0 | 0 | 0 | 0 | 0 | 0 | 0 | 0 | 0 | 0 | 0 | 0 | 0 | Agriculture and Assembly_Existing_HVAC Recommissioning_TRC | 0 | 0 | 0 | 0 | 0 | 0 | 0 | 0 | 0 | 0 | 0 | 0 | 0 | 0 | 0 | 0 | 0 | 0 | 0 | 0
Agriculture and Assembly | 0 | 9.836% | HVAC Improved Controls | 0 | 0 |  | 0 | 15 |  | 0 | 0 | FAIL | FAIL | Agriculture and Assembly_Existing_HVAC Improved Controls_RIM | 0 | 0 | 0 | 0 | 0 | 0 | 0 | 0 | 0 | 0 | 0 | 0 | 0 | 0 | 0 | 0 | 0 | 0 | 0 | 0 | Agriculture and Assembly_Existing_HVAC Improved Controls_TRC | 0 | 0 | 0 | 0 | 0 | 0 | 0 | 0 | 0 | 0 | 0 | 0 | 0 | 0 | 0 | 0 | 0 | 0 | 0 | 0
Agriculture and Assembly | 0 | 62.3% | Building Envelope Improvements | 0 | 0 |  | 0 | 15 |  | 0 | 0 | FAIL | FAIL | Agriculture and Assembly_Existing_Building Envelope Improvements_RIM | 0 | 0 | 0 | 0 | 0 | 0 | 0 | 0 | 0 | 0 | 0 | 0 | 0 | 0 | 0 | 0 | 0 | 0 | 0 | 0 | Agriculture and Assembly_Existing_Building Envelope Improvements_TRC | 0 | 0 | 0 | 0 | 0 | 0 | 0 | 0 | 0 | 0 | 0 | 0 | 0 | 0 | 0 | 0 | 0 | 0 | 0 | 0
Agriculture and Assembly | 0 | 13.11% | HVAC Equipment Upgrades | 0 | 0 |  | 0 | 18 |  | 0 | 0 | FAIL | FAIL | Agriculture and Assembly_Existing_HVAC Equipment Upgrades_RIM | 0 | 0 | 0 | 0 | 0 | 0 | 0 | 0 | 0 | 0 | 0 | 0 | 0 | 0 | 0 | 0 | 0 | 0 | 0 | 0 | Agriculture and Assembly_Existing_HVAC Equipment Upgrades_TRC | 0 | 0 | 0 | 0 | 0 | 0 | 0 | 0 | 0 | 0 | 0 | 0 | 0 | 0 | 0 | 0 | 0 | 0 | 0 | 0
Agriculture and Assembly | 0 | 30% | Lighting Controls - Exterior | 0 | 0 |  | 0 | 10 |  | 0 | 0 | FAIL | FAIL | Agriculture and Assembly_Existing_Lighting Controls - Exterior_RIM | 0 | 0 | 0 | 0 | 0 | 0 | 0 | 0 | 0 | 0 | 0 | 0 | 0 | 0 | 0 | 0 | 0 | 0 | 0 | 0 | Agriculture and Assembly_Existing_Lighting Controls - Exterior_TRC | 0 | 0 | 0 | 0 | 0 | 0 | 0 | 0 | 0 | 0 | 0 | 0 | 0 | 0 | 0 | 0 | 0 | 0 | 0 | 0
Agriculture and Assembly | 0 | 15.29% | Efficient Lighting - Exterior | 0 | 0 |  | 0 | 13.6 |  | 0 | 0 | FAIL | FAIL | Agriculture and Assembly_Existing_Efficient Lighting - Exterior_RIM | 0 | 0 | 0 | 0 | 0 | 0 | 0 | 0 | 0 | 0 | 0 | 0 | 0 | 0 | 0 | 0 | 0 | 0 | 0 | 0 | Agriculture and Assembly_Existing_Efficient Lighting - Exterior_TRC | 0 | 0 | 0 | 0 | 0 | 0 | 0 | 0 | 0 | 0 | 0 | 0 | 0 | 0 | 0 | 0 | 0 | 0 | 0 | 0
Agriculture and Assembly | 0 | 25.94% | Compressed Air System Optimization | 0 | 0 |  | 0 | 10 |  | 0 | 0 | FAIL | FAIL | Agriculture and Assembly_Existing_Compressed Air System Optimization_RIM | 0 | 0 | 0 | 0 | 0 | 0 | 0 | 0 | 0 | 0 | 0 | 0 | 0 | 0 | 0 | 0 | 0 | 0 | 0 | 0 | Agriculture and Assembly_Existing_Compressed Air System Optimization_TRC | 0 | 0 | 0 | 0 | 0 | 0 | 0 | 0 | 0 | 0 | 0 | 0 | 0 | 0 | 0 | 0 | 0 | 0 | 0 | 0
Agriculture and Assembly | 0 | 6.557% | Compressed Air Controls | 0 | 0 |  | 0 | 12.5 |  | 0 | 0 | FAIL | FAIL | Agriculture and Assembly_Existing_Compressed Air Controls_RIM | 0 | 0 | 0 | 0 | 0 | 0 | 0 | 0 | 0 | 0 | 0 | 0 | 0 | 0 | 0 | 0 | 0 | 0 | 0 | 0 | Agriculture and Assembly_Existing_Compressed Air Controls_TRC | 0 | 0 | 0 | 0 | 0 | 0 | 0 | 0 | 0 | 0 | 0 | 0 | 0 | 0 | 0 | 0 | 0 | 0 | 0 | 0
Agriculture and Assembly | 0 | 8.197% | Compressed Air Equipment | 0 | 0 |  | 0 | 15 |  | 0 | 0 | FAIL | FAIL | Agriculture and Assembly_Existing_Compressed Air Equipment_RIM | 0 | 0 | 0 | 0 | 0 | 0 | 0 | 0 | 0 | 0 | 0 | 0 | 0 | 0 | 0 | 0 | 0 | 0 | 0 | 0 | Agriculture and Assembly_Existing_Compressed Air Equipment_TRC | 0 | 0 | 0 | 0 | 0 | 0 | 0 | 0 | 0 | 0 | 0 | 0 | 0 | 0 | 0 | 0 | 0 | 0 | 0 | 0
Chemicals and Plastics | 26.1818 | 5% | Process Other Systems Optimization | 10.8306 | 24.5231 |  | 78669.4781 | 5.3333 |  | 1823.4243 | 2699.7202 | FAIL | FAIL | Chemicals and Plastics_Existing_Process Other Systems Optimization_RIM | 0 | 0 | 0 | 0 | 0 | 0 | 0 | 0 | 0 | 0 | 0 | 0 | 0 | 0 | 0 | 0 | 0 | 0 | 0 | 0 | Chemicals and Plastics_Existing_Process Other Systems Optimization_TRC | 0 | 0 | 0 | 0 | 0 | 0 | 0 | 0 | 0 | 0 | 0 | 0 | 0 | 0 | 0 | 0 | 0 | 0 | 0 | 0
Chemicals and Plastics | 26.1818 | 15.02% | Plant Energy Management | 97.9802 | 350.8269 |  | 720610.27 | 10.5 |  | 16702.517 | 24729.363 | FAIL | FAIL | Chemicals and Plastics_Existing_Plant Energy Management_RIM | 0 | 0 | 0 | 0 | 0 | 0 | 0 | 0 | 0 | 0 | 0 | 0 | 0 | 0 | 0 | 0 | 0 | 0 | 0 | 0 | Chemicals and Plastics_Existing_Plant Energy Management_TRC | 0 | 0 | 0 | 0 | 0 | 0 | 0 | 0 | 0 | 0 | 0 | 0 | 0 | 0 | 0 | 0 | 0 | 0 | 0 | 0
Chemicals and Plastics | 26.1818 | 39.78% | Process Heat System Optimization | 7.1689 | 1.4018 |  | 52071.9282 | 2 |  | 19128.2665 | 1786.9654 | FAIL | 11057.6047 | Chemicals and Plastics_Existing_Process Heat System Optimization_RIM | 0 | 0 | 0 | 0 | 0 | 0 | 0 | 0 | 0 | 0 | 0 | 0 | 0 | 0 | 0 | 0 | 0 | 0 | 0 | 0 | Chemicals and Plastics_Existing_Process Heat System Optimization_TRC | 0.4119 | 0.40633 | 0.38633 | 0.27481 | 0.14145 | 0.054174 | 0.017681 | 0.0053892 | 0.0016102 | 0.00047468 | 21448.363 | 21158.633 | 20116.813 | 14309.6546 | 7365.723 | 2820.9642 | 920.7016 | 280.6259 | 83.8449 | 24.7176 |  | 57.81%
Chemicals and Plastics | 26.1818 | 32.96% | Process Heat Improved Controls | 1.7346 | 4.4077 |  | 12599.5629 | 15 |  | 7723.1122 | 432.3824 | FAIL | 5770.2978 | Chemicals and Plastics_Existing_Process Heat Improved Controls_RIM | 0 | 0 | 0 | 0 | 0 | 0 | 0 | 0 | 0 | 0 | 0 | 0 | 0 | 0 | 0 | 0 | 0 | 0 | 0 | 0 | Chemicals and Plastics_Existing_Process Heat Improved Controls_TRC | 0.37726 | 0.3821 | 0.38191 | 0.38191 | 0.38275 | 0.3821 | 0.38191 | 0.38192 | 0.38194 | 0.382 | 4753.279 | 4814.2871 | 4811.9046 | 4811.9168 | 4822.4807 | 4814.3357 | 4811.9535 | 4811.9657 | 4812.2575 | 4813.0429 |  | 74.71%
Chemicals and Plastics | 26.1818 | 11.28% | Process Heat Equipment Upgrade | 51.3378 | 0.042354 |  | 372899.0621 | 10 |  | 86512.5799 | 12796.8705 | FAIL | 28716.7132 | Chemicals and Plastics_Existing_Process Heat Equipment Upgrade_RIM | 0 | 0 | 0 | 0 | 0 | 0 | 0 | 0 | 0 | 0 | 0 | 0 | 0 | 0 | 0 | 0 | 0 | 0 | 0 | 0 | Chemicals and Plastics_Existing_Process Heat Equipment Upgrade_TRC | 0.11125 | 0.11925 | 0.11331 | 0.080596 | 0.041404 | 0.015897 | 0.0051852 | 0.0015804 | 0.00047175 | 0.00013923 | 41483.467 | 44468.4071 | 42252.1986 | 30054.2935 | 15439.419 | 5928.0313 | 1933.5614 | 589.324 | 175.9142 | 51.9186 |  | 33.19%
Chemicals and Plastics | 26.1818 | 5.757% | Process Refrig System Optimization | 40.8903 | 12.9045 |  | 297012.0785 | 4.6667 |  | 6201.7997 | 10192.6379 | FAIL | FAIL | Chemicals and Plastics_Existing_Process Refrig System Optimization_RIM | 0 | 0 | 0 | 0 | 0 | 0 | 0 | 0 | 0 | 0 | 0 | 0 | 0 | 0 | 0 | 0 | 0 | 0 | 0 | 0 | Chemicals and Plastics_Existing_Process Refrig System Optimization_TRC | 0 | 0 | 0 | 0 | 0 | 0 | 0 | 0 | 0 | 0 | 0 | 0 | 0 | 0 | 0 | 0 | 0 | 0 | 0 | 0
Chemicals and Plastics | 26.1818 | 33.75% | Process Refrig Controls | 2.257 | 3.8316 |  | 16394.241 | 15 |  | 5216.8022 | 562.6053 | FAIL | 2675.8481 | Chemicals and Plastics_Existing_Process Refrig Controls_RIM | 0 | 0 | 0 | 0 | 0 | 0 | 0 | 0 | 0 | 0 | 0 | 0 | 0 | 0 | 0 | 0 | 0 | 0 | 0 | 0 | Chemicals and Plastics_Existing_Process Refrig Controls_TRC | 0.35388 | 0.34831 | 0.34814 | 0.34814 | 0.34891 | 0.34831 | 0.34814 | 0.34814 | 0.34816 | 0.34822 | 5801.6085 | 5710.2782 | 5707.4524 | 5707.4669 | 5720.0365 | 5710.3359 | 5707.5103 | 5707.5248 | 5707.871 | 5708.8026 |  | 51.29%
Chemicals and Plastics | 26.1818 | 24.6% | Process Refrig Equipment Upgrade | 14.4231 | 0.010418 |  | 104764.1734 | 10 |  | 17455.8305 | 3595.2184 | FAIL | 1218.3635 | Chemicals and Plastics_Existing_Process Refrig Equipment Upgrade_RIM | 0 | 0 | 0 | 0 | 0 | 0 | 0 | 0 | 0 | 0 | 0 | 0 | 0 | 0 | 0 | 0 | 0 | 0 | 0 | 0 | Chemicals and Plastics_Existing_Process Refrig Equipment Upgrade_TRC | 0.16576 | 0.17733 | 0.16849 | 0.11985 | 0.061691 | 0.02364 | 0.0077107 | 0.0023501 | 0.00070213 | 0.00020704 | 17365.2328 | 18578.0731 | 17652.1825 | 12556.1247 | 6463.0275 | 2476.6212 | 807.806 | 246.2086 | 73.5576 | 21.6906 |  | 6.98%
Chemicals and Plastics | 26.1818 | 6.993% | Pump System Optimization | 172.2183 | 21.9447 |  | 1278901.5035 | 10 |  | 123635.1124 | 43888.3831 | FAIL | FAIL | Chemicals and Plastics_Existing_Pump System Optimization_RIM | 0 | 0 | 0 | 0 | 0 | 0 | 0 | 0 | 0 | 0 | 0 | 0 | 0 | 0 | 0 | 0 | 0 | 0 | 0 | 0 | Chemicals and Plastics_Existing_Pump System Optimization_TRC | 0 | 0 | 0 | 0 | 0 | 0 | 0 | 0 | 0 | 0 | 0 | 0 | 0 | 0 | 0 | 0 | 0 | 0 | 0 | 0
Chemicals and Plastics | 26.1818 | 32.22% | Pump Improved Controls | 4.8924 | 18.0252 |  | 36331.4831 | 15 |  | 2318.1007 | 1246.7966 | FAIL | FAIL | Chemicals and Plastics_Existing_Pump Improved Controls_RIM | 0 | 0 | 0 | 0 | 0 | 0 | 0 | 0 | 0 | 0 | 0 | 0 | 0 | 0 | 0 | 0 | 0 | 0 | 0 | 0 | Chemicals and Plastics_Existing_Pump Improved Controls_TRC | 0 | 0 | 0 | 0 | 0 | 0 | 0 | 0 | 0 | 0 | 0 | 0 | 0 | 0 | 0 | 0 | 0 | 0 | 0 | 0
Chemicals and Plastics | 26.1818 | 44.63% | Motor Optimization | 59.6902 | 3.0121 |  | 443262.1051 | 10 |  | 41351.9727 | 15211.5366 | FAIL | FAIL | Chemicals and Plastics_Existing_Motor Optimization_RIM | 0 | 0 | 0 | 0 | 0 | 0 | 0 | 0 | 0 | 0 | 0 | 0 | 0 | 0 | 0 | 0 | 0 | 0 | 0 | 0 | Chemicals and Plastics_Existing_Motor Optimization_TRC | 0 | 0 | 0 | 0 | 0 | 0 | 0 | 0 | 0 | 0 | 0 | 0 | 0 | 0 | 0 | 0 | 0 | 0 | 0 | 0
Chemicals and Plastics | 26.1818 | 16.91% | Motor Improved Controls | 8.166 | 123.3881 |  | 60641.0516 | 15 |  | 6426.9746 | 2081.0341 | FAIL | FAIL | Chemicals and Plastics_Existing_Motor Improved Controls_RIM | 0 | 0 | 0 | 0 | 0 | 0 | 0 | 0 | 0 | 0 | 0 | 0 | 0 | 0 | 0 | 0 | 0 | 0 | 0 | 0 | Chemicals and Plastics_Existing_Motor Improved Controls_TRC | 0 | 0 | 0 | 0 | 0 | 0 | 0 | 0 | 0 | 0 | 0 | 0 | 0 | 0 | 0 | 0 | 0 | 0 | 0 | 0
Chemicals and Plastics | 26.1818 | 76.18% | Pump Equipment Upgrade | 12.3175 | 4.8396 |  | 91470.4329 | 15 |  | 20743.9416 | 3139.0137 | FAIL | 6566.88 | Chemicals and Plastics_Existing_Pump Equipment Upgrade_RIM | 0 | 0 | 0 | 0 | 0 | 0 | 0 | 0 | 0 | 0 | 0 | 0 | 0 | 0 | 0 | 0 | 0 | 0 | 0 | 0 | Chemicals and Plastics_Existing_Pump Equipment Upgrade_TRC | 0.77604 | 0.83133 | 0.7899 | 0.56186 | 0.28883 | 0.11082 | 0.036148 | 0.011017 | 0.0032896 | 0.00097061 | 70984.4886 | 76042.1361 | 72252.3617 | 51393.6259 | 26419.1716 | 10137.0882 | 3306.4405 | 1007.7594 | 300.9051 | 88.7821 |  | 31.66%
Chemicals and Plastics | 26.1818 | 30.44% | Motor Equipment Upgrades | 12.4413 | 0.0037986 |  | 92389.9439 | 10 |  | 19811.4953 | 3170.5688 | FAIL | 5491.9182 | Chemicals and Plastics_Existing_Motor Equipment Upgrades_RIM | 0 | 0 | 0 | 0 | 0 | 0 | 0 | 0 | 0 | 0 | 0 | 0 | 0 | 0 | 0 | 0 | 0 | 0 | 0 | 0 | Chemicals and Plastics_Existing_Motor Equipment Upgrades_TRC | 0.31137 | 0.33285 | 0.31648 | 0.22598 | 0.1167 | 0.044912 | 0.014667 | 0.0044723 | 0.0013355 | 0.00039406 | 28767.7911 | 30752.1194 | 29239.5009 | 20878.3708 | 10782.2383 | 4149.3964 | 1355.1045 | 413.1911 | 123.3899 | 36.4076 |  | 27.72%
Chemicals and Plastics | 26.1818 | 4.292% | Fan System Optimization | 225.0626 | 244.8634 |  | 1671326.2975 | 10 |  | 137125.1367 | 57355.323 | FAIL | FAIL | Chemicals and Plastics_Existing_Fan System Optimization_RIM | 0 | 0 | 0 | 0 | 0 | 0 | 0 | 0 | 0 | 0 | 0 | 0 | 0 | 0 | 0 | 0 | 0 | 0 | 0 | 0 | Chemicals and Plastics_Existing_Fan System Optimization_TRC | 0 | 0 | 0 | 0 | 0 | 0 | 0 | 0 | 0 | 0 | 0 | 0 | 0 | 0 | 0 | 0 | 0 | 0 | 0 | 0
Chemicals and Plastics | 26.1818 | 14.88% | Fan Improved Controls | 72.5588 | 22.9436 |  | 538825.2141 | 15 |  | 13256.4407 | 18490.9998 | FAIL | FAIL | Chemicals and Plastics_Existing_Fan Improved Controls_RIM | 0 | 0 | 0 | 0 | 0 | 0 | 0 | 0 | 0 | 0 | 0 | 0 | 0 | 0 | 0 | 0 | 0 | 0 | 0 | 0 | Chemicals and Plastics_Existing_Fan Improved Controls_TRC | 0 | 0 | 0 | 0 | 0 | 0 | 0 | 0 | 0 | 0 | 0 | 0 | 0 | 0 | 0 | 0 | 0 | 0 | 0 | 0
Chemicals and Plastics | 26.1818 | 34.28% | Fan Equipment Upgrades | 3.0196 | 0.0010308 |  | 22424.0311 | 15 |  | 5092.3588 | 769.5311 | FAIL | 1616.8437 | Chemicals and Plastics_Existing_Fan Equipment Upgrades_RIM | 0 | 0 | 0 | 0 | 0 | 0 | 0 | 0 | 0 | 0 | 0 | 0 | 0 | 0 | 0 | 0 | 0 | 0 | 0 | 0 | Chemicals and Plastics_Existing_Fan Equipment Upgrades_TRC | 0.35045 | 0.3754 | 0.35669 | 0.25372 | 0.13043 | 0.050044 | 0.016323 | 0.0049751 | 0.0014855 | 0.0004383 | 7858.5965 | 8418.0186 | 7998.4829 | 5689.3785 | 2924.8306 | 1122.1962 | 366.0297 | 111.561 | 33.3117 | 9.8284 |  | 31.75%
Chemicals and Plastics | 26.1818 | 30% | Lighting Controls | 7.5012 | 57.5708 |  | 52552.657 | 10 |  | 7441.9561 | 1169.0321 | FAIL | FAIL | Chemicals and Plastics_Existing_Lighting Controls_RIM | 0 | 0 | 0 | 0 | 0 | 0 | 0 | 0 | 0 | 0 | 0 | 0 | 0 | 0 | 0 | 0 | 0 | 0 | 0 | 0 | Chemicals and Plastics_Existing_Lighting Controls_TRC | 0 | 0 | 0 | 0 | 0 | 0 | 0 | 0 | 0 | 0 | 0 | 0 | 0 | 0 | 0 | 0 | 0 | 0 | 0 | 0
Chemicals and Plastics | 26.1818 | 25% | Efficient Lighting - Other Interior Lighting | 62.1104 | 23.0578 |  | 435137.891 | 14.4667 |  | 173347.1888 | 9679.6278 | FAIL | 105904.8857 | Chemicals and Plastics_Existing_Efficient Lighting - Other Interior Lighting_RIM | 0 | 0 | 0 | 0 | 0 | 0 | 0 | 0 | 0 | 0 | 0 | 0 | 0 | 0 | 0 | 0 | 0 | 0 | 0 | 0 | Chemicals and Plastics_Existing_Efficient Lighting - Other Interior Lighting_TRC | 0.43696 | 0.44418 | 0.41974 | 0.32053 | 0.19355 | 0.093321 | 0.039167 | 0.015296 | 0.0058097 | 0.0021331 | 190137.9988 | 193281.2773 | 182644.6543 | 139473.5682 | 84220.5419 | 40607.6644 | 17042.8368 | 6655.7119 | 2528.0031 | 928.1898 |  | 61.09%
Chemicals and Plastics | 26.1818 | 20% | Efficient Lighting - High Bay | 29.6666 | 0.06272 |  | 207840.5819 | 13.6667 |  | 44864.3352 | 4623.4068 | FAIL | 12650.989 | Chemicals and Plastics_Existing_Efficient Lighting - High Bay_RIM | 0 | 0 | 0 | 0 | 0 | 0 | 0 | 0 | 0 | 0 | 0 | 0 | 0 | 0 | 0 | 0 | 0 | 0 | 0 | 0 | Chemicals and Plastics_Existing_Efficient Lighting - High Bay_TRC | 0.29359 | 0.30096 | 0.28318 | 0.21254 | 0.12568 | 0.059672 | 0.024843 | 0.0096677 | 0.003667 | 0.0013457 | 61019.3849 | 62552.0311 | 58855.6161 | 44175.476 | 26121.027 | 12402.3564 | 5163.2919 | 2009.349 | 762.1427 | 279.6817 |  | 28.2%
Chemicals and Plastics | 26.1818 | 10.92% | HVAC Improved Controls | 9.0175 | 11.4424 |  | 63301.5685 | 15 |  | 1095.9514 | 2789.6989 | FAIL | FAIL | Chemicals and Plastics_Existing_HVAC Improved Controls_RIM | 0 | 0 | 0 | 0 | 0 | 0 | 0 | 0 | 0 | 0 | 0 | 0 | 0 | 0 | 0 | 0 | 0 | 0 | 0 | 0 | Chemicals and Plastics_Existing_HVAC Improved Controls_TRC | 0 | 0 | 0 | 0 | 0 | 0 | 0 | 0 | 0 | 0 | 0 | 0 | 0 | 0 | 0 | 0 | 0 | 0 | 0 | 0
Chemicals and Plastics | 26.1818 | 26.07% | Building Envelope Improvements | 4.9109 | 16.8114 |  | 34473.6184 | 15 |  | 3853.525 | 1519.2517 | FAIL | FAIL | Chemicals and Plastics_Existing_Building Envelope Improvements_RIM | 0 | 0 | 0 | 0 | 0 | 0 | 0 | 0 | 0 | 0 | 0 | 0 | 0 | 0 | 0 | 0 | 0 | 0 | 0 | 0 | Chemicals and Plastics_Existing_Building Envelope Improvements_TRC | 0 | 0 | 0 | 0 | 0 | 0 | 0 | 0 | 0 | 0 | 0 | 0 | 0 | 0 | 0 | 0 | 0 | 0 | 0 | 0
Chemicals and Plastics | 26.1818 | 11.77% | HVAC Equipment Upgrades | 29.8249 | 0.017499 |  | 209365.5158 | 18 |  | 19919.2097 | 9226.7341 | FAIL | FAIL | Chemicals and Plastics_Existing_HVAC Equipment Upgrades_RIM | 0 | 0 | 0 | 0 | 0 | 0 | 0 | 0 | 0 | 0 | 0 | 0 | 0 | 0 | 0 | 0 | 0 | 0 | 0 | 0 | Chemicals and Plastics_Existing_HVAC Equipment Upgrades_TRC | 0 | 0 | 0 | 0 | 0 | 0 | 0 | 0 | 0 | 0 | 0 | 0 | 0 | 0 | 0 | 0 | 0 | 0 | 0 | 0
Chemicals and Plastics | 26.1818 | 30% | Lighting Controls - Exterior | 0 | 0 |  | 6818.8224 | 10 |  | 965.6101 | 151.6845 | FAIL | FAIL | Chemicals and Plastics_Existing_Lighting Controls - Exterior_RIM | 0 | 0 | 0 | 0 | 0 | 0 | 0 | 0 | 0 | 0 | 0 | 0 | 0 | 0 | 0 | 0 | 0 | 0 | 0 | 0 | Chemicals and Plastics_Existing_Lighting Controls - Exterior_TRC | 0 | 0 | 0 | 0 | 0 | 0 | 0 | 0 | 0 | 0 | 0 | 0 | 0 | 0 | 0 | 0 | 0 | 0 | 0 | 0
Chemicals and Plastics | 26.1818 | 15.29% | Efficient Lighting - Exterior | 0 | 0.0054386 |  | 38470.7608 | 13.6 |  | 4400.9768 | 855.7808 | FAIL | FAIL | Chemicals and Plastics_Existing_Efficient Lighting - Exterior_RIM | 0 | 0 | 0 | 0 | 0 | 0 | 0 | 0 | 0 | 0 | 0 | 0 | 0 | 0 | 0 | 0 | 0 | 0 | 0 | 0 | Chemicals and Plastics_Existing_Efficient Lighting - Exterior_TRC | 0 | 0 | 0 | 0 | 0 | 0 | 0 | 0 | 0 | 0 | 0 | 0 | 0 | 0 | 0 | 0 | 0 | 0 | 0 | 0
Chemicals and Plastics | 26.1818 | 25.94% | Compressed Air System Optimization | 7.3364 | 18.6647 |  | 54480.2382 | 10 |  | 2888.1398 | 1869.612 | FAIL | FAIL | Chemicals and Plastics_Existing_Compressed Air System Optimization_RIM | 0 | 0 | 0 | 0 | 0 | 0 | 0 | 0 | 0 | 0 | 0 | 0 | 0 | 0 | 0 | 0 | 0 | 0 | 0 | 0 | Chemicals and Plastics_Existing_Compressed Air System Optimization_TRC | 0 | 0 | 0 | 0 | 0 | 0 | 0 | 0 | 0 | 0 | 0 | 0 | 0 | 0 | 0 | 0 | 0 | 0 | 0 | 0
Chemicals and Plastics | 26.1818 | 17.08% | Compressed Air Controls | 29.1161 | 54.6204 |  | 216217.9848 | 12.5 |  | 39369.5396 | 7420.0067 | FAIL | 5857.7743 | Chemicals and Plastics_Existing_Compressed Air Controls_RIM | 0 | 0 | 0 | 0 | 0 | 0 | 0 | 0 | 0 | 0 | 0 | 0 | 0 | 0 | 0 | 0 | 0 | 0 | 0 | 0 | Chemicals and Plastics_Existing_Compressed Air Controls_TRC | 0.1588 | 0.16026 | 0.16018 | 0.16018 | 0.16054 | 0.16026 | 0.16018 | 0.16018 | 0.16019 | 0.16022 | 34334.6518 | 34651.2111 | 34634.0633 | 34634.1512 | 34710.9964 | 34651.5611 | 34634.415 | 34634.5029 | 34636.6034 | 34642.2565 |  | 14.88%
Chemicals and Plastics | 26.1818 | 10.82% | Compressed Air Equipment | 75.4877 | 0.04538 |  | 560575.4177 | 15 |  | 75641.6486 | 19237.4069 | FAIL | FAIL | Chemicals and Plastics_Existing_Compressed Air Equipment_RIM | 0 | 0 | 0 | 0 | 0 | 0 | 0 | 0 | 0 | 0 | 0 | 0 | 0 | 0 | 0 | 0 | 0 | 0 | 0 | 0 | Chemicals and Plastics_Existing_Compressed Air Equipment_TRC | 0 | 0 | 0 | 0 | 0 | 0 | 0 | 0 | 0 | 0 | 0 | 0 | 0 | 0 | 0 | 0 | 0 | 0 | 0 | 0
Construction | 13.0909 | 6.169% | Process Other Systems Optimization | 19.2845 | 6.1928 |  | 140075.4447 | 5.3333 |  | 4582.7801 | 4807.0041 | FAIL | FAIL | Construction_Existing_Process Other Systems Optimization_RIM | 0 | 0 | 0 | 0 | 0 | 0 | 0 | 0 | 0 | 0 | 0 | 0 | 0 | 0 | 0 | 0 | 0 | 0 | 0 | 0 | Construction_Existing_Process Other Systems Optimization_TRC | 0 | 0 | 0 | 0 | 0 | 0 | 0 | 0 | 0 | 0 | 0 | 0 | 0 | 0 | 0 | 0 | 0 | 0 | 0 | 0
Construction | 13.0909 | 27.36% | Plant Energy Management | 13.2669 | 17.7155 |  | 97233.9798 | 10.5 |  | 2253.7178 | 3336.8028 | FAIL | FAIL | Construction_Existing_Plant Energy Management_RIM | 0 | 0 | 0 | 0 | 0 | 0 | 0 | 0 | 0 | 0 | 0 | 0 | 0 | 0 | 0 | 0 | 0 | 0 | 0 | 0 | Construction_Existing_Plant Energy Management_TRC | 0 | 0 | 0 | 0 | 0 | 0 | 0 | 0 | 0 | 0 | 0 | 0 | 0 | 0 | 0 | 0 | 0 | 0 | 0 | 0
Construction | 13.0909 | 39.77% | Process Heat System Optimization | 0.70113 | 0.12805 |  | 5092.7816 | 2 |  | 1577.5027 | 174.7703 | FAIL | 788.1692 | Construction_Existing_Process Heat System Optimization_RIM | 0 | 0 | 0 | 0 | 0 | 0 | 0 | 0 | 0 | 0 | 0 | 0 | 0 | 0 | 0 | 0 | 0 | 0 | 0 | 0 | Construction_Existing_Process Heat System Optimization_TRC | 0.18908 | 0.18649 | 0.17731 | 0.12613 | 0.064926 | 0.024864 | 0.008115 | 0.0024734 | 0.00073901 | 0.00021786 | 962.9271 | 949.7624 | 902.9975 | 642.3275 | 330.6543 | 126.6266 | 41.3282 | 12.5967 | 3.7636 | 1.1095 |  | 49.96%
Construction | 13.0909 | 4.708% | Process Heat Improved Controls | 1.1092 | 12.5168 |  | 8056.6975 | 15 |  | 7758.8921 | 276.4837 | 6510.1794 | 6510.1794 | Construction_Existing_Process Heat Improved Controls_RIM | 0.025833 | 0.026161 | 0.026148 | 0.026148 | 0.026206 | 0.026161 | 0.026148 | 0.026148 | 0.02615 | 0.026154 | 208.1311 | 210.7695 | 210.6652 | 210.6658 | 211.1332 | 210.7716 | 210.6674 | 210.6679 | 210.6807 | 210.7151 | Construction_Existing_Process Heat Improved Controls_TRC | 0.025833 | 0.026161 | 0.026148 | 0.026148 | 0.026206 | 0.026161 | 0.026148 | 0.026148 | 0.02615 | 0.026154 | 208.1311 | 210.7695 | 210.6652 | 210.6658 | 211.1332 | 210.7716 | 210.6674 | 210.6679 | 210.6807 | 210.7151 | 83.91% | 83.91%
Construction | 13.0909 | 1.786% | Process Refrig System Optimization | 37.6646 | 3.2599 |  | 273581.6695 | 4.6667 |  | 30911.8989 | 9388.5706 | FAIL | FAIL | Construction_Existing_Process Refrig System Optimization_RIM | 0 | 0 | 0 | 0 | 0 | 0 | 0 | 0 | 0 | 0 | 0 | 0 | 0 | 0 | 0 | 0 | 0 | 0 | 0 | 0 | Construction_Existing_Process Refrig System Optimization_TRC | 0 | 0 | 0 | 0 | 0 | 0 | 0 | 0 | 0 | 0 | 0 | 0 | 0 | 0 | 0 | 0 | 0 | 0 | 0 | 0
Construction | 13.0909 | 0.487% | Process Refrig Controls | 12.2553 | 58.3691 |  | 89017.8698 | 15 |  | 5904.5229 | 3054.8485 | FAIL | FAIL | Construction_Existing_Process Refrig Controls_RIM | 0 | 0 | 0 | 0 | 0 | 0 | 0 | 0 | 0 | 0 | 0 | 0 | 0 | 0 | 0 | 0 | 0 | 0 | 0 | 0 | Construction_Existing_Process Refrig Controls_TRC | 0 | 0 | 0 | 0 | 0 | 0 | 0 | 0 | 0 | 0 | 0 | 0 | 0 | 0 | 0 | 0 | 0 | 0 | 0 | 0
Construction | 13.0909 | 21% | Process Refrig Equipment Upgrade | 3.338 | 0.0027999 |  | 24246.1475 | 10 |  | 5011.8679 | 832.0611 | FAIL | 1253.9419 | Construction_Existing_Process Refrig Equipment Upgrade_RIM | 0 | 0 | 0 | 0 | 0 | 0 | 0 | 0 | 0 | 0 | 0 | 0 | 0 | 0 | 0 | 0 | 0 | 0 | 0 | 0 | Construction_Existing_Process Refrig Equipment Upgrade_TRC | 0.079667 | 0.085231 | 0.080983 | 0.057604 | 0.02965 | 0.011362 | 0.003706 | 0.0011295 | 0.00033746 | 9.951e-05 | 1931.6059 | 2066.5151 | 1963.5245 | 1396.6691 | 718.909 | 275.4847 | 89.8556 | 27.3868 | 8.1821 | 2.4127 |  | 25.02%
Construction | 13.0909 | 5.032% | Pump System Optimization | 6.8563 | 4.0692 |  | 50915.2384 | 10 |  | 3378.6554 | 1747.271 | FAIL | FAIL | Construction_Existing_Pump System Optimization_RIM | 0 | 0 | 0 | 0 | 0 | 0 | 0 | 0 | 0 | 0 | 0 | 0 | 0 | 0 | 0 | 0 | 0 | 0 | 0 | 0 | Construction_Existing_Pump System Optimization_TRC | 0 | 0 | 0 | 0 | 0 | 0 | 0 | 0 | 0 | 0 | 0 | 0 | 0 | 0 | 0 | 0 | 0 | 0 | 0 | 0
Construction | 13.0909 | 33.99% | Pump Improved Controls | 0.61882 | 3.2995 |  | 4595.4201 | 15 |  | 293.207 | 157.7022 | FAIL | FAIL | Construction_Existing_Pump Improved Controls_RIM | 0 | 0 | 0 | 0 | 0 | 0 | 0 | 0 | 0 | 0 | 0 | 0 | 0 | 0 | 0 | 0 | 0 | 0 | 0 | 0 | Construction_Existing_Pump Improved Controls_TRC | 0 | 0 | 0 | 0 | 0 | 0 | 0 | 0 | 0 | 0 | 0 | 0 | 0 | 0 | 0 | 0 | 0 | 0 | 0 | 0
Construction | 13.0909 | 53.47% | Motor Optimization | 1.5592 | 0.10628 |  | 11578.5329 | 10 |  | 5280.6371 | 397.3434 | FAIL | 3486.0728 | Construction_Existing_Motor Optimization_RIM | 0 | 0 | 0 | 0 | 0 | 0 | 0 | 0 | 0 | 0 | 0 | 0 | 0 | 0 | 0 | 0 | 0 | 0 | 0 | 0 | Construction_Existing_Motor Optimization_TRC | 0.30035 | 0.30067 | 0.30052 | 0.30052 | 0.30119 | 0.30067 | 0.30052 | 0.30052 | 0.30054 | 0.30059 | 3477.618 | 3481.3147 | 3479.5919 | 3479.6007 | 3487.3067 | 3481.3499 | 3479.6272 | 3479.6361 | 3479.8471 | 3480.4151 |  | 66.02%
Construction | 13.0909 | 0.6494% | Motor Improved Controls | 8.9891 | 587.6064 |  | 66753.4475 | 15 |  | 6922.7789 | 2290.7948 | FAIL | FAIL | Construction_Existing_Motor Improved Controls_RIM | 0 | 0 | 0 | 0 | 0 | 0 | 0 | 0 | 0 | 0 | 0 | 0 | 0 | 0 | 0 | 0 | 0 | 0 | 0 | 0 | Construction_Existing_Motor Improved Controls_TRC | 0 | 0 | 0 | 0 | 0 | 0 | 0 | 0 | 0 | 0 | 0 | 0 | 0 | 0 | 0 | 0 | 0 | 0 | 0 | 0
Construction | 13.0909 | 54.55% | Pump Equipment Upgrade | 6.5564 | 0.73013 |  | 48688.3375 | 15 |  | 6483.082 | 1670.8499 | FAIL | FAIL | Construction_Existing_Pump Equipment Upgrade_RIM | 0 | 0 | 0 | 0 | 0 | 0 | 0 | 0 | 0 | 0 | 0 | 0 | 0 | 0 | 0 | 0 | 0 | 0 | 0 | 0 | Construction_Existing_Pump Equipment Upgrade_TRC | 0 | 0 | 0 | 0 | 0 | 0 | 0 | 0 | 0 | 0 | 0 | 0 | 0 | 0 | 0 | 0 | 0 | 0 | 0 | 0
Construction | 13.0909 | 21% | Motor Equipment Upgrades | 1.9479 | 0.011646 |  | 14465.1137 | 10 |  | 2411.3673 | 496.4029 | FAIL | 169.41 | Construction_Existing_Motor Equipment Upgrades_RIM | 0 | 0 | 0 | 0 | 0 | 0 | 0 | 0 | 0 | 0 | 0 | 0 | 0 | 0 | 0 | 0 | 0 | 0 | 0 | 0 | Construction_Existing_Motor Equipment Upgrades_TRC | 0.095631 | 0.10244 | 0.097339 | 0.069238 | 0.035592 | 0.013657 | 0.0044544 | 0.0013577 | 0.00040538 | 0.00011961 | 1383.3071 | 1481.8677 | 1408.0147 | 1001.531 | 514.8424 | 197.5461 | 64.4341 | 19.6387 | 5.8639 | 1.7301 |  | 7.025%
Construction | 13.0909 | 1.461% | Fan System Optimization | 47.1881 | 62.3894 |  | 350421.416 | 10 |  | 12375.7561 | 12025.4995 | FAIL | FAIL | Construction_Existing_Fan System Optimization_RIM | 0 | 0 | 0 | 0 | 0 | 0 | 0 | 0 | 0 | 0 | 0 | 0 | 0 | 0 | 0 | 0 | 0 | 0 | 0 | 0 | Construction_Existing_Fan System Optimization_TRC | 0 | 0 | 0 | 0 | 0 | 0 | 0 | 0 | 0 | 0 | 0 | 0 | 0 | 0 | 0 | 0 | 0 | 0 | 0 | 0
Construction | 13.0909 | 1.948% | Fan Improved Controls | 48.0614 | 48.6863 |  | 356906.6953 | 15 |  | 11895.4917 | 12248.0564 | FAIL | FAIL | Construction_Existing_Fan Improved Controls_RIM | 0 | 0 | 0 | 0 | 0 | 0 | 0 | 0 | 0 | 0 | 0 | 0 | 0 | 0 | 0 | 0 | 0 | 0 | 0 | 0 | Construction_Existing_Fan Improved Controls_TRC | 0 | 0 | 0 | 0 | 0 | 0 | 0 | 0 | 0 | 0 | 0 | 0 | 0 | 0 | 0 | 0 | 0 | 0 | 0 | 0
Construction | 13.0909 | 21% | Fan Equipment Upgrades | 1.7775 | 0.00019251 |  | 13199.911 | 15 |  | 2407.6152 | 452.9847 | FAIL | 361.7525 | Construction_Existing_Fan Equipment Upgrades_RIM | 0 | 0 | 0 | 0 | 0 | 0 | 0 | 0 | 0 | 0 | 0 | 0 | 0 | 0 | 0 | 0 | 0 | 0 | 0 | 0 | Construction_Existing_Fan Equipment Upgrades_TRC | 0.096051 | 0.10289 | 0.09776 | 0.069538 | 0.035748 | 0.013716 | 0.0044737 | 0.0013635 | 0.00040715 | 0.00012013 | 1267.8591 | 1358.1129 | 1290.4275 | 917.8904 | 471.8747 | 181.0484 | 59.053 | 17.9986 | 5.3743 | 1.5856 |  | 15.03%
Construction | 13.0909 | 30% | Lighting Controls | 1.0953 | 7.087 |  | 7673.2034 | 10 |  | 1073.6099 | 170.6902 | FAIL | FAIL | Construction_Existing_Lighting Controls_RIM | 0 | 0 | 0 | 0 | 0 | 0 | 0 | 0 | 0 | 0 | 0 | 0 | 0 | 0 | 0 | 0 | 0 | 0 | 0 | 0 | Construction_Existing_Lighting Controls_TRC | 0 | 0 | 0 | 0 | 0 | 0 | 0 | 0 | 0 | 0 | 0 | 0 | 0 | 0 | 0 | 0 | 0 | 0 | 0 | 0
Construction | 13.0909 | 25% | Efficient Lighting - Other Interior Lighting | 7.4395 | 5.2284 |  | 52120.0695 | 14.4667 |  | 20763.2288 | 1159.4092 | FAIL | 12685.1056 | Construction_Existing_Efficient Lighting - Other Interior Lighting_RIM | 0 | 0 | 0 | 0 | 0 | 0 | 0 | 0 | 0 | 0 | 0 | 0 | 0 | 0 | 0 | 0 | 0 | 0 | 0 | 0 | Construction_Existing_Efficient Lighting - Other Interior Lighting_TRC | 0.22372 | 0.22627 | 0.21437 | 0.16538 | 0.10108 | 0.049156 | 0.020722 | 0.0081081 | 0.003082 | 0.0011319 | 11660.2008 | 11793.2347 | 11173.1958 | 8619.8554 | 5268.2407 | 2562.031 | 1080.0504 | 422.5956 | 160.6328 | 58.9954 |  | 61.09%
Construction | 13.0909 | 20% | Efficient Lighting - High Bay | 6.7236 | 0.008313 |  | 47104.4787 | 13.6667 |  | 10167.9423 | 1047.8375 | FAIL | 2867.1887 | Construction_Existing_Efficient Lighting - High Bay_RIM | 0 | 0 | 0 | 0 | 0 | 0 | 0 | 0 | 0 | 0 | 0 | 0 | 0 | 0 | 0 | 0 | 0 | 0 | 0 | 0 | Construction_Existing_Efficient Lighting - High Bay_TRC | 0.14679 | 0.15048 | 0.14159 | 0.10627 | 0.062839 | 0.029836 | 0.012421 | 0.0048339 | 0.0018335 | 0.00067283 | 6914.6418 | 7088.3194 | 6669.4462 | 5005.9107 | 2960.0027 | 1405.4198 | 585.0979 | 227.697 | 86.3651 | 31.6932 |  | 28.2%
Construction | 13.0909 | 1.786% | HVAC Recommissioning | 54.9287 | 37.7726 |  | 385589.7688 | 10 |  | 89082.5466 | 16992.9335 | FAIL | 29319.739 | Construction_Existing_HVAC Recommissioning_RIM | 0 | 0 | 0 | 0 | 0 | 0 | 0 | 0 | 0 | 0 | 0 | 0 | 0 | 0 | 0 | 0 | 0 | 0 | 0 | 0 | Construction_Existing_HVAC Recommissioning_TRC | 0.0079159 | 0.0077576 | 0.0077538 | 0.0077538 | 0.007771 | 0.0077577 | 0.0077538 | 0.0077539 | 0.0077543 | 0.0077556 | 3052.2777 | 2991.2534 | 2989.7731 | 2989.7807 | 2996.4143 | 2991.2836 | 2989.8035 | 2989.8111 | 2989.9924 | 2990.4804 |  | 32.91%
Construction | 13.0909 | 14.29% | HVAC Improved Controls | 4.839 | 4.141 |  | 33968.7386 | 15 |  | 1715.0348 | 1497.0016 | FAIL | FAIL | Construction_Existing_HVAC Improved Controls_RIM | 0 | 0 | 0 | 0 | 0 | 0 | 0 | 0 | 0 | 0 | 0 | 0 | 0 | 0 | 0 | 0 | 0 | 0 | 0 | 0 | Construction_Existing_HVAC Improved Controls_TRC | 0 | 0 | 0 | 0 | 0 | 0 | 0 | 0 | 0 | 0 | 0 | 0 | 0 | 0 | 0 | 0 | 0 | 0 | 0 | 0
Construction | 13.0909 | 43.18% | Building Envelope Improvements | 1.404 | 3.3409 |  | 9856.015 | 15 |  | 1423.1751 | 434.3544 | FAIL | FAIL | Construction_Existing_Building Envelope Improvements_RIM | 0 | 0 | 0 | 0 | 0 | 0 | 0 | 0 | 0 | 0 | 0 | 0 | 0 | 0 | 0 | 0 | 0 | 0 | 0 | 0 | Construction_Existing_Building Envelope Improvements_TRC | 0 | 0 | 0 | 0 | 0 | 0 | 0 | 0 | 0 | 0 | 0 | 0 | 0 | 0 | 0 | 0 | 0 | 0 | 0 | 0
Construction | 13.0909 | 16.72% | HVAC Equipment Upgrades | 2.9799 | 0 |  | 20918.5285 | 18 |  | 2872.3247 | 921.8791 | FAIL | FAIL | Construction_Existing_HVAC Equipment Upgrades_RIM | 0 | 0 | 0 | 0 | 0 | 0 | 0 | 0 | 0 | 0 | 0 | 0 | 0 | 0 | 0 | 0 | 0 | 0 | 0 | 0 | Construction_Existing_HVAC Equipment Upgrades_TRC | 0 | 0 | 0 | 0 | 0 | 0 | 0 | 0 | 0 | 0 | 0 | 0 | 0 | 0 | 0 | 0 | 0 | 0 | 0 | 0
Construction | 13.0909 | 30% | Lighting Controls - Exterior | 0 | 0 |  | 1003.3697 | 10 |  | 140.3883 | 22.3199 | FAIL | FAIL | Construction_Existing_Lighting Controls - Exterior_RIM | 0 | 0 | 0 | 0 | 0 | 0 | 0 | 0 | 0 | 0 | 0 | 0 | 0 | 0 | 0 | 0 | 0 | 0 | 0 | 0 | Construction_Existing_Lighting Controls - Exterior_TRC | 0 | 0 | 0 | 0 | 0 | 0 | 0 | 0 | 0 | 0 | 0 | 0 | 0 | 0 | 0 | 0 | 0 | 0 | 0 | 0
Construction | 13.0909 | 15.29% | Efficient Lighting - Exterior | 0 | 0.0011512 |  | 5660.8594 | 13.6 |  | 647.5908 | 125.9256 | FAIL | FAIL | Construction_Existing_Efficient Lighting - Exterior_RIM | 0 | 0 | 0 | 0 | 0 | 0 | 0 | 0 | 0 | 0 | 0 | 0 | 0 | 0 | 0 | 0 | 0 | 0 | 0 | 0 | Construction_Existing_Efficient Lighting - Exterior_TRC | 0 | 0 | 0 | 0 | 0 | 0 | 0 | 0 | 0 | 0 | 0 | 0 | 0 | 0 | 0 | 0 | 0 | 0 | 0 | 0
Construction | 13.0909 | 25.94% | Compressed Air System Optimization | 1.187 | 0.54388 |  | 8814.4062 | 10 |  | 475.7129 | 302.4862 | FAIL | FAIL | Construction_Existing_Compressed Air System Optimization_RIM | 0 | 0 | 0 | 0 | 0 | 0 | 0 | 0 | 0 | 0 | 0 | 0 | 0 | 0 | 0 | 0 | 0 | 0 | 0 | 0 | Construction_Existing_Compressed Air System Optimization_TRC | 0 | 0 | 0 | 0 | 0 | 0 | 0 | 0 | 0 | 0 | 0 | 0 | 0 | 0 | 0 | 0 | 0 | 0 | 0 | 0
Construction | 13.0909 | 13.31% | Compressed Air Controls | 1.0887 | 4.0931 |  | 8084.9444 | 12.5 |  | 447.1421 | 277.4531 | FAIL | FAIL | Construction_Existing_Compressed Air Controls_RIM | 0 | 0 | 0 | 0 | 0 | 0 | 0 | 0 | 0 | 0 | 0 | 0 | 0 | 0 | 0 | 0 | 0 | 0 | 0 | 0 | Construction_Existing_Compressed Air Controls_TRC | 0 | 0 | 0 | 0 | 0 | 0 | 0 | 0 | 0 | 0 | 0 | 0 | 0 | 0 | 0 | 0 | 0 | 0 | 0 | 0
Construction | 13.0909 | 13.15% | Compressed Air Equipment | 1.9719 | 0.0016681 |  | 14643.6468 | 15 |  | 1516.2529 | 502.5297 | FAIL | FAIL | Construction_Existing_Compressed Air Equipment_RIM | 0 | 0 | 0 | 0 | 0 | 0 | 0 | 0 | 0 | 0 | 0 | 0 | 0 | 0 | 0 | 0 | 0 | 0 | 0 | 0 | Construction_Existing_Compressed Air Equipment_TRC | 0 | 0 | 0 | 0 | 0 | 0 | 0 | 0 | 0 | 0 | 0 | 0 | 0 | 0 | 0 | 0 | 0 | 0 | 0 | 0
Electrical and Electronic Equip. | 19.6364 | 27.36% | Process Other Systems Optimization | 0.52643 | 2.255 |  | 3823.7724 | 5.3333 |  | 458.2022 | 131.2214 | FAIL | FAIL | Electrical and Electronic Equip._Existing_Process Other Systems Optimization_RIM | 0 | 0 | 0 | 0 | 0 | 0 | 0 | 0 | 0 | 0 | 0 | 0 | 0 | 0 | 0 | 0 | 0 | 0 | 0 | 0 | Electrical and Electronic Equip._Existing_Process Other Systems Optimization_TRC | 0 | 0 | 0 | 0 | 0 | 0 | 0 | 0 | 0 | 0 | 0 | 0 | 0 | 0 | 0 | 0 | 0 | 0 | 0 | 0
Electrical and Electronic Equip. | 19.6364 | 27.36% | Plant Energy Management | 15.0284 | 24.629 |  | 109338.0315 | 10.5 |  | 2534.2691 | 3752.1806 | FAIL | FAIL | Electrical and Electronic Equip._Existing_Plant Energy Management_RIM | 0 | 0 | 0 | 0 | 0 | 0 | 0 | 0 | 0 | 0 | 0 | 0 | 0 | 0 | 0 | 0 | 0 | 0 | 0 | 0 | Electrical and Electronic Equip._Existing_Plant Energy Management_TRC | 0 | 0 | 0 | 0 | 0 | 0 | 0 | 0 | 0 | 0 | 0 | 0 | 0 | 0 | 0 | 0 | 0 | 0 | 0 | 0
Electrical and Electronic Equip. | 19.6364 | 36.67% | Process Heat System Optimization | 0.95939 | 0.59319 |  | 6968.6853 | 2 |  | 295.1534 | 239.1461 | FAIL | FAIL | Electrical and Electronic Equip._Existing_Process Heat System Optimization_RIM | 0 | 0 | 0 | 0 | 0 | 0 | 0 | 0 | 0 | 0 | 0 | 0 | 0 | 0 | 0 | 0 | 0 | 0 | 0 | 0 | Electrical and Electronic Equip._Existing_Process Heat System Optimization_TRC | 0 | 0 | 0 | 0 | 0 | 0 | 0 | 0 | 0 | 0 | 0 | 0 | 0 | 0 | 0 | 0 | 0 | 0 | 0 | 0
Electrical and Electronic Equip. | 19.6364 | 36.07% | Process Heat Improved Controls | 0.61817 | 2.485 |  | 4490.1507 | 15 |  | 4029.5994 | 154.0896 | 806.8165 | 3333.6681 | Electrical and Electronic Equip._Existing_Process Heat Improved Controls_RIM | 0.22944 | 0.23235 | 0.23223 | 0.23223 | 0.23275 | 0.23235 | 0.23223 | 0.23223 | 0.23225 | 0.23229 | 1030.209 | 1043.2687 | 1042.7524 | 1042.7551 | 1045.0687 | 1043.2792 | 1042.763 | 1042.7656 | 1042.8289 | 1042.9991 | Electrical and Electronic Equip._Existing_Process Heat Improved Controls_TRC | 0.29556 | 0.29931 | 0.29916 | 0.29916 | 0.29983 | 0.29931 | 0.29917 | 0.29917 | 0.29918 | 0.29923 | 1327.1245 | 1343.9481 | 1343.283 | 1343.2864 | 1346.2669 | 1343.9617 | 1343.2966 | 1343.3001 | 1343.3815 | 1343.6008 | 20.02% | 82.73%
Electrical and Electronic Equip. | 19.6364 | 10% | Process Refrig System Optimization | 7.79 | 3.4213 |  | 56583.8313 | 4.6667 |  | 406.4857 | 1941.8015 | FAIL | FAIL | Electrical and Electronic Equip._Existing_Process Refrig System Optimization_RIM | 0 | 0 | 0 | 0 | 0 | 0 | 0 | 0 | 0 | 0 | 0 | 0 | 0 | 0 | 0 | 0 | 0 | 0 | 0 | 0 | Electrical and Electronic Equip._Existing_Process Refrig System Optimization_TRC | 0 | 0 | 0 | 0 | 0 | 0 | 0 | 0 | 0 | 0 | 0 | 0 | 0 | 0 | 0 | 0 | 0 | 0 | 0 | 0
Electrical and Electronic Equip. | 19.6364 | 33.75% | Process Refrig Controls | 1.0393 | 1.6996 |  | 7549.4389 | 15 |  | 6643.5062 | 259.076 | FAIL | 5473.4138 | Electrical and Electronic Equip._Existing_Process Refrig Controls_RIM | 0 | 0 | 0 | 0 | 0 | 0 | 0 | 0 | 0 | 0 | 0 | 0 | 0 | 0 | 0 | 0 | 0 | 0 | 0 | 0 | Electrical and Electronic Equip._Existing_Process Refrig Controls_TRC | 0.30517 | 0.30034 | 0.30019 | 0.30019 | 0.30085 | 0.30034 | 0.30019 | 0.30019 | 0.30021 | 0.30026 | 2303.8832 | 2267.3729 | 2266.2509 | 2266.2566 | 2271.2849 | 2267.3958 | 2266.2739 | 2266.2796 | 2266.4171 | 2266.787 |  | 82.39%
Electrical and Electronic Equip. | 19.6364 | 28.34% | Process Refrig Equipment Upgrade | 2.7713 | 0.0028118 |  | 20129.5865 | 10 |  | 1815.3193 | 690.7921 | FAIL | FAIL | Electrical and Electronic Equip._Existing_Process Refrig Equipment Upgrade_RIM | 0 | 0 | 0 | 0 | 0 | 0 | 0 | 0 | 0 | 0 | 0 | 0 | 0 | 0 | 0 | 0 | 0 | 0 | 0 | 0 | Electrical and Electronic Equip._Existing_Process Refrig Equipment Upgrade_TRC | 0 | 0 | 0 | 0 | 0 | 0 | 0 | 0 | 0 | 0 | 0 | 0 | 0 | 0 | 0 | 0 | 0 | 0 | 0 | 0
Electrical and Electronic Equip. | 19.6364 | 32.82% | Pump Improved Controls | 0.41041 | 2.561 |  | 3047.7215 | 15 |  | 194.4574 | 104.5894 | FAIL | FAIL | Electrical and Electronic Equip._Existing_Pump Improved Controls_RIM | 0 | 0 | 0 | 0 | 0 | 0 | 0 | 0 | 0 | 0 | 0 | 0 | 0 | 0 | 0 | 0 | 0 | 0 | 0 | 0 | Electrical and Electronic Equip._Existing_Pump Improved Controls_TRC | 0 | 0 | 0 | 0 | 0 | 0 | 0 | 0 | 0 | 0 | 0 | 0 | 0 | 0 | 0 | 0 | 0 | 0 | 0 | 0
Electrical and Electronic Equip. | 19.6364 | 16.67% | Motor Optimization | 14.2561 | 0.81206 |  | 105866.4401 | 10 |  | 7511.5593 | 3633.0451 | FAIL | FAIL | Electrical and Electronic Equip._Existing_Motor Optimization_RIM | 0 | 0 | 0 | 0 | 0 | 0 | 0 | 0 | 0 | 0 | 0 | 0 | 0 | 0 | 0 | 0 | 0 | 0 | 0 | 0 | Electrical and Electronic Equip._Existing_Motor Optimization_TRC | 0 | 0 | 0 | 0 | 0 | 0 | 0 | 0 | 0 | 0 | 0 | 0 | 0 | 0 | 0 | 0 | 0 | 0 | 0 | 0
Electrical and Electronic Equip. | 19.6364 | 33.67% | Motor Improved Controls | 0.4129 | 1.1114 |  | 3066.2258 | 15 |  | 195.638 | 105.2244 | FAIL | FAIL | Electrical and Electronic Equip._Existing_Motor Improved Controls_RIM | 0 | 0 | 0 | 0 | 0 | 0 | 0 | 0 | 0 | 0 | 0 | 0 | 0 | 0 | 0 | 0 | 0 | 0 | 0 | 0 | Electrical and Electronic Equip._Existing_Motor Improved Controls_TRC | 0 | 0 | 0 | 0 | 0 | 0 | 0 | 0 | 0 | 0 | 0 | 0 | 0 | 0 | 0 | 0 | 0 | 0 | 0 | 0
Electrical and Electronic Equip. | 19.6364 | 13.33% | Motor Equipment Upgrades | 1.8725 | 0.00070761 |  | 13905.0488 | 10 |  | 2286.0726 | 477.183 | FAIL | 130.9201 | Electrical and Electronic Equip._Existing_Motor Equipment Upgrades_RIM | 0 | 0 | 0 | 0 | 0 | 0 | 0 | 0 | 0 | 0 | 0 | 0 | 0 | 0 | 0 | 0 | 0 | 0 | 0 | 0 | Electrical and Electronic Equip._Existing_Motor Equipment Upgrades_TRC | 0.090212 | 0.09664 | 0.091823 | 0.065315 | 0.033575 | 0.012883 | 0.0042021 | 0.0012807 | 0.00038241 | 0.00011283 | 1254.4048 | 1343.7812 | 1276.8101 | 908.2042 | 466.8673 | 179.1379 | 58.4299 | 17.8087 | 5.3175 | 1.5689 |  | 5.727%
Electrical and Electronic Equip. | 19.6364 | 33.21% | Fan Improved Controls | 5.2399 | 1.0372 |  | 38911.9141 | 15 |  | 957.3299 | 1335.3499 | FAIL | FAIL | Electrical and Electronic Equip._Existing_Fan Improved Controls_RIM | 0 | 0 | 0 | 0 | 0 | 0 | 0 | 0 | 0 | 0 | 0 | 0 | 0 | 0 | 0 | 0 | 0 | 0 | 0 | 0 | Electrical and Electronic Equip._Existing_Fan Improved Controls_TRC | 0 | 0 | 0 | 0 | 0 | 0 | 0 | 0 | 0 | 0 | 0 | 0 | 0 | 0 | 0 | 0 | 0 | 0 | 0 | 0
Electrical and Electronic Equip. | 19.6364 | 30% | Lighting Controls | 1.6662 | 14.7675 |  | 11673.4857 | 10 |  | 1686.6319 | 259.6763 | FAIL | FAIL | Electrical and Electronic Equip._Existing_Lighting Controls_RIM | 0 | 0 | 0 | 0 | 0 | 0 | 0 | 0 | 0 | 0 | 0 | 0 | 0 | 0 | 0 | 0 | 0 | 0 | 0 | 0 | Electrical and Electronic Equip._Existing_Lighting Controls_TRC | 0 | 0 | 0 | 0 | 0 | 0 | 0 | 0 | 0 | 0 | 0 | 0 | 0 | 0 | 0 | 0 | 0 | 0 | 0 | 0
Electrical and Electronic Equip. | 19.6364 | 25% | Efficient Lighting - Other Interior Lighting | 16.2417 | 6.2723 |  | 113787.428 | 14.4667 |  | 45329.8399 | 2531.1975 | FAIL | 27693.8529 | Electrical and Electronic Equip._Existing_Efficient Lighting - Other Interior Lighting_RIM | 0 | 0 | 0 | 0 | 0 | 0 | 0 | 0 | 0 | 0 | 0 | 0 | 0 | 0 | 0 | 0 | 0 | 0 | 0 | 0 | Electrical and Electronic Equip._Existing_Efficient Lighting - Other Interior Lighting_TRC | 0.32772 | 0.33314 | 0.3148 | 0.2404 | 0.14516 | 0.069991 | 0.029375 | 0.011472 | 0.0043572 | 0.0015998 | 37290.445 | 37906.9144 | 35820.8274 | 27353.9822 | 16517.5899 | 7964.0992 | 3342.4932 | 1305.3386 | 495.7997 | 182.0394 |  | 61.09%
Electrical and Electronic Equip. | 19.6364 | 20% | Efficient Lighting - High Bay | 8.066 | 0.013665 |  | 56509.3495 | 13.6667 |  | 12198.0717 | 1257.0486 | FAIL | 3439.651 | Electrical and Electronic Equip._Existing_Efficient Lighting - High Bay_RIM | 0 | 0 | 0 | 0 | 0 | 0 | 0 | 0 | 0 | 0 | 0 | 0 | 0 | 0 | 0 | 0 | 0 | 0 | 0 | 0 | Electrical and Electronic Equip._Existing_Efficient Lighting - High Bay_TRC | 0.22019 | 0.22572 | 0.21238 | 0.15941 | 0.094259 | 0.044754 | 0.018632 | 0.0072508 | 0.0027502 | 0.0010092 | 12442.8267 | 12755.3578 | 12001.5997 | 9008.0848 | 5326.4944 | 2529.0385 | 1052.8776 | 409.7383 | 155.4131 | 57.0316 |  | 28.2%
Electrical and Electronic Equip. | 19.6364 | 6.667% | HVAC Recommissioning | 9.1973 | 7.3162 |  | 64563.7826 | 10 |  | 2319.0982 | 2845.3246 | FAIL | FAIL | Electrical and Electronic Equip._Existing_HVAC Recommissioning_RIM | 0 | 0 | 0 | 0 | 0 | 0 | 0 | 0 | 0 | 0 | 0 | 0 | 0 | 0 | 0 | 0 | 0 | 0 | 0 | 0 | Electrical and Electronic Equip._Existing_HVAC Recommissioning_TRC | 0 | 0 | 0 | 0 | 0 | 0 | 0 | 0 | 0 | 0 | 0 | 0 | 0 | 0 | 0 | 0 | 0 | 0 | 0 | 0
Electrical and Electronic Equip. | 19.6364 | 10% | HVAC Improved Controls | 4.9987 | 13.2285 |  | 35090.1596 | 15 |  | 4772.1333 | 1546.4226 | FAIL | FAIL | Electrical and Electronic Equip._Existing_HVAC Improved Controls_RIM | 0 | 0 | 0 | 0 | 0 | 0 | 0 | 0 | 0 | 0 | 0 | 0 | 0 | 0 | 0 | 0 | 0 | 0 | 0 | 0 | Electrical and Electronic Equip._Existing_HVAC Improved Controls_TRC | 0 | 0 | 0 | 0 | 0 | 0 | 0 | 0 | 0 | 0 | 0 | 0 | 0 | 0 | 0 | 0 | 0 | 0 | 0 | 0
Electrical and Electronic Equip. | 19.6364 | 70% | Building Envelope Improvements | 1.9368 | 2.4922 |  | 13595.8007 | 15 |  | 2364.4954 | 599.1667 | FAIL | 257.2735 | Electrical and Electronic Equip._Existing_Building Envelope Improvements_RIM | 0 | 0 | 0 | 0 | 0 | 0 | 0 | 0 | 0 | 0 | 0 | 0 | 0 | 0 | 0 | 0 | 0 | 0 | 0 | 0 | Electrical and Electronic Equip._Existing_Building Envelope Improvements_TRC | 0.42096 | 0.41254 | 0.41234 | 0.41234 | 0.41325 | 0.41254 | 0.41234 | 0.41234 | 0.41237 | 0.41243 | 5723.2376 | 5608.8127 | 5606.0371 | 5606.0513 | 5618.4898 | 5608.8694 | 5606.094 | 5606.1082 | 5606.4482 | 5607.3633 |  | 10.88%
Electrical and Electronic Equip. | 19.6364 | 12.19% | HVAC Equipment Upgrades | 9.6481 | 0.0056609 |  | 67727.9747 | 18 |  | 8432.2145 | 2984.7705 | FAIL | FAIL | Electrical and Electronic Equip._Existing_HVAC Equipment Upgrades_RIM | 0 | 0 | 0 | 0 | 0 | 0 | 0 | 0 | 0 | 0 | 0 | 0 | 0 | 0 | 0 | 0 | 0 | 0 | 0 | 0 | Electrical and Electronic Equip._Existing_HVAC Equipment Upgrades_TRC | 0 | 0 | 0 | 0 | 0 | 0 | 0 | 0 | 0 | 0 | 0 | 0 | 0 | 0 | 0 | 0 | 0 | 0 | 0 | 0
Electrical and Electronic Equip. | 19.6364 | 30% | Lighting Controls - Exterior | 0 | 0 |  | 1853.9556 | 10 |  | 267.8669 | 41.2412 | FAIL | FAIL | Electrical and Electronic Equip._Existing_Lighting Controls - Exterior_RIM | 0 | 0 | 0 | 0 | 0 | 0 | 0 | 0 | 0 | 0 | 0 | 0 | 0 | 0 | 0 | 0 | 0 | 0 | 0 | 0 | Electrical and Electronic Equip._Existing_Lighting Controls - Exterior_TRC | 0 | 0 | 0 | 0 | 0 | 0 | 0 | 0 | 0 | 0 | 0 | 0 | 0 | 0 | 0 | 0 | 0 | 0 | 0 | 0
Electrical and Electronic Equip. | 19.6364 | 15.29% | Efficient Lighting - Exterior | 0 | 0.00078701 |  | 10459.736 | 13.6 |  | 1196.5725 | 232.6765 | FAIL | FAIL | Electrical and Electronic Equip._Existing_Efficient Lighting - Exterior_RIM | 0 | 0 | 0 | 0 | 0 | 0 | 0 | 0 | 0 | 0 | 0 | 0 | 0 | 0 | 0 | 0 | 0 | 0 | 0 | 0 | Electrical and Electronic Equip._Existing_Efficient Lighting - Exterior_TRC | 0 | 0 | 0 | 0 | 0 | 0 | 0 | 0 | 0 | 0 | 0 | 0 | 0 | 0 | 0 | 0 | 0 | 0 | 0 | 0
Electrical and Electronic Equip. | 19.6364 | 25.94% | Compressed Air System Optimization | 0.64905 | 0.27071 |  | 4819.8738 | 10 |  | 232.4822 | 165.4048 | FAIL | FAIL | Electrical and Electronic Equip._Existing_Compressed Air System Optimization_RIM | 0 | 0 | 0 | 0 | 0 | 0 | 0 | 0 | 0 | 0 | 0 | 0 | 0 | 0 | 0 | 0 | 0 | 0 | 0 | 0 | Electrical and Electronic Equip._Existing_Compressed Air System Optimization_TRC | 0 | 0 | 0 | 0 | 0 | 0 | 0 | 0 | 0 | 0 | 0 | 0 | 0 | 0 | 0 | 0 | 0 | 0 | 0 | 0
Electrical and Electronic Equip. | 19.6364 | 13.33% | Compressed Air Controls | 0.54102 | 3.8831 |  | 4017.67 | 12.5 |  | 123.2392 | 137.8754 | FAIL | FAIL | Electrical and Electronic Equip._Existing_Compressed Air Controls_RIM | 0 | 0 | 0 | 0 | 0 | 0 | 0 | 0 | 0 | 0 | 0 | 0 | 0 | 0 | 0 | 0 | 0 | 0 | 0 | 0 | Electrical and Electronic Equip._Existing_Compressed Air Controls_TRC | 0 | 0 | 0 | 0 | 0 | 0 | 0 | 0 | 0 | 0 | 0 | 0 | 0 | 0 | 0 | 0 | 0 | 0 | 0 | 0
Electrical and Electronic Equip. | 19.6364 | 10% | Compressed Air Equipment | 3.2649 | 0.0019054 |  | 24245.0743 | 15 |  | 926.9968 | 832.0243 | FAIL | FAIL | Electrical and Electronic Equip._Existing_Compressed Air Equipment_RIM | 0 | 0 | 0 | 0 | 0 | 0 | 0 | 0 | 0 | 0 | 0 | 0 | 0 | 0 | 0 | 0 | 0 | 0 | 0 | 0 | Electrical and Electronic Equip._Existing_Compressed Air Equipment_TRC | 0 | 0 | 0 | 0 | 0 | 0 | 0 | 0 | 0 | 0 | 0 | 0 | 0 | 0 | 0 | 0 | 0 | 0 | 0 | 0
Lumber/Furniture/Pulp/Paper | 91.6364 | 26.34% | Process Other Systems Optimization | 0.12282 | 3.5742 |  | 892.1452 | 5.3333 |  | 105.1769 | 30.616 | FAIL | FAIL | Lumber/Furniture/Pulp/Paper_Existing_Process Other Systems Optimization_RIM | 0 | 0 | 0 | 0 | 0 | 0 | 0 | 0 | 0 | 0 | 0 | 0 | 0 | 0 | 0 | 0 | 0 | 0 | 0 | 0 | Lumber/Furniture/Pulp/Paper_Existing_Process Other Systems Optimization_TRC | 0 | 0 | 0 | 0 | 0 | 0 | 0 | 0 | 0 | 0 | 0 | 0 | 0 | 0 | 0 | 0 | 0 | 0 | 0 | 0
Lumber/Furniture/Pulp/Paper | 91.6364 | 24.68% | Plant Energy Management | 118.727 | 65.0498 |  | 875489.2368 | 10.5 |  | 105709.2651 | 30044.3833 | FAIL | FAIL | Lumber/Furniture/Pulp/Paper_Existing_Plant Energy Management_RIM | 0 | 0 | 0 | 0 | 0 | 0 | 0 | 0 | 0 | 0 | 0 | 0 | 0 | 0 | 0 | 0 | 0 | 0 | 0 | 0 | Lumber/Furniture/Pulp/Paper_Existing_Plant Energy Management_TRC | 0 | 0 | 0 | 0 | 0 | 0 | 0 | 0 | 0 | 0 | 0 | 0 | 0 | 0 | 0 | 0 | 0 | 0 | 0 | 0
Lumber/Furniture/Pulp/Paper | 91.6364 | 5.929% | Process Other Equipment Upgrades | 4.1809 | 0.004006 |  | 30368.7563 | 10 |  | 2656.591 | 1042.1722 | FAIL | FAIL | Lumber/Furniture/Pulp/Paper_Existing_Process Other Equipment Upgrades_RIM | 0 | 0 | 0 | 0 | 0 | 0 | 0 | 0 | 0 | 0 | 0 | 0 | 0 | 0 | 0 | 0 | 0 | 0 | 0 | 0 | Lumber/Furniture/Pulp/Paper_Existing_Process Other Equipment Upgrades_TRC | 0 | 0 | 0 | 0 | 0 | 0 | 0 | 0 | 0 | 0 | 0 | 0 | 0 | 0 | 0 | 0 | 0 | 0 | 0 | 0
Lumber/Furniture/Pulp/Paper | 91.6364 | 50.78% | Process Heat System Optimization | 0.30935 | 0.1684 |  | 2247.0064 | 2 |  | 640.304 | 77.1111 | FAIL | 292.039 | Lumber/Furniture/Pulp/Paper_Existing_Process Heat System Optimization_RIM | 0 | 0 | 0 | 0 | 0 | 0 | 0 | 0 | 0 | 0 | 0 | 0 | 0 | 0 | 0 | 0 | 0 | 0 | 0 | 0 | Lumber/Furniture/Pulp/Paper_Existing_Process Heat System Optimization_TRC | 1.742 | 1.7182 | 1.6336 | 1.162 | 0.59817 | 0.22907 | 0.074765 | 0.022788 | 0.0068085 | 0.0020072 | 3914.2396 | 3860.7356 | 3670.6387 | 2611.0285 | 1344.0918 | 514.7306 | 167.9969 | 51.2048 | 15.2989 | 4.5101 |  | 45.61%
Lumber/Furniture/Pulp/Paper | 91.6364 | 33.05% | Process Heat Improved Controls | 0.26529 | 5.4133 |  | 1926.9622 | 15 |  | 1729.3152 | 66.128 | 1430.6541 | 1430.6541 | Lumber/Furniture/Pulp/Paper_Existing_Process Heat Improved Controls_RIM | 1.3163 | 1.333 | 1.3323 | 1.3323 | 1.3353 | 1.333 | 1.3323 | 1.3323 | 1.3324 | 1.3326 | 2536.4545 | 2568.6084 | 2567.3373 | 2567.3438 | 2573.0401 | 2568.6343 | 2567.3633 | 2567.3698 | 2567.5256 | 2567.9446 | Lumber/Furniture/Pulp/Paper_Existing_Process Heat Improved Controls_TRC | 1.3163 | 1.333 | 1.3323 | 1.3323 | 1.3353 | 1.333 | 1.3323 | 1.3323 | 1.3324 | 1.3326 | 2536.4545 | 2568.6084 | 2567.3373 | 2567.3438 | 2573.0401 | 2568.6343 | 2567.3633 | 2567.3698 | 2567.5256 | 2567.9446 | 82.73% | 82.73%
Lumber/Furniture/Pulp/Paper | 91.6364 | 33.05% | Process Refrig Controls | 1.1512 | 4.6917 |  | 8361.6349 | 15 |  | 7358.2391 | 286.9483 | 1600.6527 | 6062.2639 | Lumber/Furniture/Pulp/Paper_Existing_Process Refrig Controls_RIM | 1.0522 | 1.0355 | 1.035 | 1.035 | 1.0373 | 1.0355 | 1.035 | 1.035 | 1.035 | 1.0352 | 8797.7317 | 8658.3115 | 8654.0268 | 8654.0488 | 8673.2501 | 8658.399 | 8654.1147 | 8654.1366 | 8654.6615 | 8656.074 | Lumber/Furniture/Pulp/Paper_Existing_Process Refrig Controls_TRC | 1.343 | 1.3218 | 1.3211 | 1.3211 | 1.324 | 1.3218 | 1.3211 | 1.3211 | 1.3212 | 1.3214 | 11229.9799 | 11052.1743 | 11046.7049 | 11046.733 | 11071.2186 | 11052.286 | 11046.8171 | 11046.8451 | 11047.5151 | 11049.3182 | 21.75% | 82.39%
Lumber/Furniture/Pulp/Paper | 91.6364 | 21% | Process Refrig Equipment Upgrade | 0.55583 | 0.005118 |  | 4037.3391 | 10 |  | 966.4289 | 138.5504 | FAIL | 340.6791 | Lumber/Furniture/Pulp/Paper_Existing_Process Refrig Equipment Upgrade_RIM | 0 | 0 | 0 | 0 | 0 | 0 | 0 | 0 | 0 | 0 | 0 | 0 | 0 | 0 | 0 | 0 | 0 | 0 | 0 | 0 | Lumber/Furniture/Pulp/Paper_Existing_Process Refrig Equipment Upgrade_TRC | 0.60423 | 0.64643 | 0.61421 | 0.4369 | 0.22488 | 0.086175 | 0.028108 | 0.0085669 | 0.0025595 | 0.00075473 | 2439.4816 | 2609.8624 | 2479.7925 | 1763.8943 | 907.9312 | 347.9177 | 113.4812 | 34.5876 | 10.3334 | 3.0471 |  | 35.25%
Lumber/Furniture/Pulp/Paper | 91.6364 | 15.43% | Pump System Optimization | 79.7195 | 5.4267 |  | 592001.3587 | 10 |  | 149801.074 | 20315.8588 | FAIL | 58046.4007 | Lumber/Furniture/Pulp/Paper_Existing_Pump System Optimization_RIM | 0 | 0 | 0 | 0 | 0 | 0 | 0 | 0 | 0 | 0 | 0 | 0 | 0 | 0 | 0 | 0 | 0 | 0 | 0 | 0 | Lumber/Furniture/Pulp/Paper_Existing_Pump System Optimization_TRC | 0.48069 | 0.48119 | 0.48095 | 0.48095 | 0.48202 | 0.48119 | 0.48096 | 0.48096 | 0.48099 | 0.48106 | 284569.8505 | 284864.5398 | 284723.5691 | 284724.2918 | 285356.0288 | 284867.4172 | 284726.4602 | 284727.1829 | 284744.4513 | 284790.9248 |  | 38.75%
Lumber/Furniture/Pulp/Paper | 91.6364 | 33.81% | Pump Improved Controls | 2.5443 | 37.9578 |  | 18894.085 | 15 |  | 1205.5217 | 648.393 | FAIL | FAIL | Lumber/Furniture/Pulp/Paper_Existing_Pump Improved Controls_RIM | 0 | 0 | 0 | 0 | 0 | 0 | 0 | 0 | 0 | 0 | 0 | 0 | 0 | 0 | 0 | 0 | 0 | 0 | 0 | 0 | Lumber/Furniture/Pulp/Paper_Existing_Pump Improved Controls_TRC | 0 | 0 | 0 | 0 | 0 | 0 | 0 | 0 | 0 | 0 | 0 | 0 | 0 | 0 | 0 | 0 | 0 | 0 | 0 | 0
Lumber/Furniture/Pulp/Paper | 91.6364 | 23.03% | Motor Optimization | 23.9197 | 4.7953 |  | 177628.9684 | 10 |  | 13987.0719 | 6095.7378 | FAIL | FAIL | Lumber/Furniture/Pulp/Paper_Existing_Motor Optimization_RIM | 0 | 0 | 0 | 0 | 0 | 0 | 0 | 0 | 0 | 0 | 0 | 0 | 0 | 0 | 0 | 0 | 0 | 0 | 0 | 0 | Lumber/Furniture/Pulp/Paper_Existing_Motor Optimization_TRC | 0 | 0 | 0 | 0 | 0 | 0 | 0 | 0 | 0 | 0 | 0 | 0 | 0 | 0 | 0 | 0 | 0 | 0 | 0 | 0
Lumber/Furniture/Pulp/Paper | 91.6364 | 16.37% | Motor Improved Controls | 6.9278 | 123.1664 |  | 51446.0883 | 15 |  | 2531.9777 | 1765.4883 | FAIL | FAIL | Lumber/Furniture/Pulp/Paper_Existing_Motor Improved Controls_RIM | 0 | 0 | 0 | 0 | 0 | 0 | 0 | 0 | 0 | 0 | 0 | 0 | 0 | 0 | 0 | 0 | 0 | 0 | 0 | 0 | Lumber/Furniture/Pulp/Paper_Existing_Motor Improved Controls_TRC | 0 | 0 | 0 | 0 | 0 | 0 | 0 | 0 | 0 | 0 | 0 | 0 | 0 | 0 | 0 | 0 | 0 | 0 | 0 | 0
Lumber/Furniture/Pulp/Paper | 91.6364 | 54.35% | Pump Equipment Upgrade | 15.4982 | 5.606 |  | 115090.2911 | 15 |  | 36376.9971 | 3949.5823 | FAIL | 18539.0785 | Lumber/Furniture/Pulp/Paper_Existing_Pump Equipment Upgrade_RIM | 0 | 0 | 0 | 0 | 0 | 0 | 0 | 0 | 0 | 0 | 0 | 0 | 0 | 0 | 0 | 0 | 0 | 0 | 0 | 0 | Lumber/Furniture/Pulp/Paper_Existing_Pump Equipment Upgrade_TRC | 2.1069 | 2.2574 | 2.1449 | 1.5257 | 0.78424 | 0.30093 | 0.098156 | 0.029917 | 0.0089328 | 0.0026356 | 242488.653 | 259806.0168 | 246857.8512 | 175591.7696 | 90258.2328 | 34634.4361 | 11296.8044 | 3443.1169 | 1028.0738 | 303.3336 |  | 50.96%
Lumber/Furniture/Pulp/Paper | 91.6364 | 50.46% | Motor Equipment Upgrades | 6.2014 | 0.017574 |  | 46052.2492 | 10 |  | 3021.9406 | 1580.3866 | FAIL | FAIL | Lumber/Furniture/Pulp/Paper_Existing_Motor Equipment Upgrades_RIM | 0 | 0 | 0 | 0 | 0 | 0 | 0 | 0 | 0 | 0 | 0 | 0 | 0 | 0 | 0 | 0 | 0 | 0 | 0 | 0 | Lumber/Furniture/Pulp/Paper_Existing_Motor Equipment Upgrades_TRC | 0 | 0 | 0 | 0 | 0 | 0 | 0 | 0 | 0 | 0 | 0 | 0 | 0 | 0 | 0 | 0 | 0 | 0 | 0 | 0
Lumber/Furniture/Pulp/Paper | 91.6364 | 15.12% | Fan System Optimization | 48.8267 | 36.0343 |  | 362589.2424 | 10 |  | 12712.2274 | 12443.0658 | FAIL | FAIL | Lumber/Furniture/Pulp/Paper_Existing_Fan System Optimization_RIM | 0 | 0 | 0 | 0 | 0 | 0 | 0 | 0 | 0 | 0 | 0 | 0 | 0 | 0 | 0 | 0 | 0 | 0 | 0 | 0 | Lumber/Furniture/Pulp/Paper_Existing_Fan System Optimization_TRC | 0 | 0 | 0 | 0 | 0 | 0 | 0 | 0 | 0 | 0 | 0 | 0 | 0 | 0 | 0 | 0 | 0 | 0 | 0 | 0
Lumber/Furniture/Pulp/Paper | 91.6364 | 32.68% | Fan Improved Controls | 17.1268 | 32.8152 |  | 127184.6331 | 15 |  | 3129.0582 | 4364.6269 | FAIL | FAIL | Lumber/Furniture/Pulp/Paper_Existing_Fan Improved Controls_RIM | 0 | 0 | 0 | 0 | 0 | 0 | 0 | 0 | 0 | 0 | 0 | 0 | 0 | 0 | 0 | 0 | 0 | 0 | 0 | 0 | Lumber/Furniture/Pulp/Paper_Existing_Fan Improved Controls_TRC | 0 | 0 | 0 | 0 | 0 | 0 | 0 | 0 | 0 | 0 | 0 | 0 | 0 | 0 | 0 | 0 | 0 | 0 | 0 | 0
Lumber/Furniture/Pulp/Paper | 91.6364 | 29.97% | Fan Equipment Upgrades | 14.3301 | 0.012533 |  | 106415.7778 | 15 |  | 24636.9548 | 3651.8969 | FAIL | 8143.5046 | Lumber/Furniture/Pulp/Paper_Existing_Fan Equipment Upgrades_RIM | 0 | 0 | 0 | 0 | 0 | 0 | 0 | 0 | 0 | 0 | 0 | 0 | 0 | 0 | 0 | 0 | 0 | 0 | 0 | 0 | Lumber/Furniture/Pulp/Paper_Existing_Fan Equipment Upgrades_TRC | 1.0972 | 1.1753 | 1.1167 | 0.79433 | 0.40835 | 0.15668 | 0.051104 | 0.015576 | 0.0046508 | 0.0013722 | 116757.7836 | 125069.3034 | 118836.1219 | 84528.9904 | 43455.1811 | 16672.8425 | 5438.2245 | 1657.4991 | 494.9227 | 146.0232 |  | 33.05%
Lumber/Furniture/Pulp/Paper | 91.6364 | 30% | Lighting Controls | 7.082 | 28.4428 |  | 49615.3661 | 10 |  | 8658.5654 | 1103.6922 | 968.6478 | 968.6478 | Lumber/Furniture/Pulp/Paper_Existing_Lighting Controls_RIM | 0.48179 | 0.48077 | 0.48053 | 0.48053 | 0.48887 | 0.48077 | 0.48054 | 0.48054 | 0.48179 | 0.48065 | 23904.3557 | 23853.5442 | 23841.7398 | 23841.8004 | 24255.5237 | 23853.7852 | 23841.9819 | 23842.0424 | 23904.1609 | 23847.38 | Lumber/Furniture/Pulp/Paper_Existing_Lighting Controls_TRC | 0.48179 | 0.48077 | 0.48053 | 0.48053 | 0.48887 | 0.48077 | 0.48054 | 0.48054 | 0.48179 | 0.48065 | 23904.3557 | 23853.5442 | 23841.7398 | 23841.8004 | 24255.5237 | 23853.7852 | 23841.9819 | 23842.0424 | 23904.1609 | 23847.38 | 11.19% | 11.19%
Lumber/Furniture/Pulp/Paper | 91.6364 | 25% | Efficient Lighting - Other Interior Lighting | 26.6363 | 17.5901 |  | 186610.8743 | 14.4667 |  | 74340.7353 | 4151.1526 | FAIL | 45417.7952 | Lumber/Furniture/Pulp/Paper_Existing_Efficient Lighting - Other Interior Lighting_RIM | 0 | 0 | 0 | 0 | 0 | 0 | 0 | 0 | 0 | 0 | 0 | 0 | 0 | 0 | 0 | 0 | 0 | 0 | 0 | 0 | Lumber/Furniture/Pulp/Paper_Existing_Efficient Lighting - Other Interior Lighting_TRC | 1.5293 | 1.5546 | 1.4691 | 1.1218 | 0.6773 | 0.32662 | 0.13708 | 0.053535 | 0.020333 | 0.0074658 | 285380.8228 | 290113.4625 | 274147.9869 | 209348.5741 | 126390.621 | 60951.7398 | 25581.1452 | 9990.1639 | 3794.4064 | 1393.2045 |  | 61.09%
Lumber/Furniture/Pulp/Paper | 91.6364 | 20% | Efficient Lighting - High Bay | 22.6204 | 0.037637 |  | 158476.1221 | 13.6667 |  | 34208.5533 | 3525.296 | FAIL | 9646.2366 | Lumber/Furniture/Pulp/Paper_Existing_Efficient Lighting - High Bay_RIM | 0 | 0 | 0 | 0 | 0 | 0 | 0 | 0 | 0 | 0 | 0 | 0 | 0 | 0 | 0 | 0 | 0 | 0 | 0 | 0 | Lumber/Furniture/Pulp/Paper_Existing_Efficient Lighting - High Bay_TRC | 1.0275 | 1.0534 | 0.99112 | 0.74391 | 0.43979 | 0.20885 | 0.086949 | 0.033837 | 0.012834 | 0.0047098 | 162834.7659 | 166933.2902 | 157068.6268 | 117891.5763 | 69696.4256 | 33098.3044 | 13779.3335 | 5362.3716 | 2033.8829 | 746.3896 |  | 28.2%
Lumber/Furniture/Pulp/Paper | 91.6364 | 22% | HVAC Improved Controls | 28.1606 | 29.5274 |  | 197682.2807 | 15 |  | 3397.9746 | 8711.8542 | FAIL | FAIL | Lumber/Furniture/Pulp/Paper_Existing_HVAC Improved Controls_RIM | 0 | 0 | 0 | 0 | 0 | 0 | 0 | 0 | 0 | 0 | 0 | 0 | 0 | 0 | 0 | 0 | 0 | 0 | 0 | 0 | Lumber/Furniture/Pulp/Paper_Existing_HVAC Improved Controls_TRC | 0 | 0 | 0 | 0 | 0 | 0 | 0 | 0 | 0 | 0 | 0 | 0 | 0 | 0 | 0 | 0 | 0 | 0 | 0 | 0
Lumber/Furniture/Pulp/Paper | 91.6364 | 12.19% | HVAC Equipment Upgrades | 3.8257 | 0.0022447 |  | 26855.5661 | 18 |  | 3343.5506 | 1183.5243 | FAIL | FAIL | Lumber/Furniture/Pulp/Paper_Existing_HVAC Equipment Upgrades_RIM | 0 | 0 | 0 | 0 | 0 | 0 | 0 | 0 | 0 | 0 | 0 | 0 | 0 | 0 | 0 | 0 | 0 | 0 | 0 | 0 | Lumber/Furniture/Pulp/Paper_Existing_HVAC Equipment Upgrades_TRC | 0 | 0 | 0 | 0 | 0 | 0 | 0 | 0 | 0 | 0 | 0 | 0 | 0 | 0 | 0 | 0 | 0 | 0 | 0 | 0
Lumber/Furniture/Pulp/Paper | 91.6364 | 30% | Lighting Controls - Exterior | 0 | 0 |  | 5199.276 | 10 |  | 907.3453 | 115.6577 | FAIL | 101.5062 | Lumber/Furniture/Pulp/Paper_Existing_Lighting Controls - Exterior_RIM | 0 | 0 | 0 | 0 | 0 | 0 | 0 | 0 | 0 | 0 | 0 | 0 | 0 | 0 | 0 | 0 | 0 | 0 | 0 | 0 | Lumber/Furniture/Pulp/Paper_Existing_Lighting Controls - Exterior_TRC | 0 | 0 | 0 | 0 | 0 | 0 | 0 | 0 | 0 | 0 | 0 | 0 | 0 | 0 | 0 | 0 | 0 | 0 | 0 | 0 |  | 11.19%
Lumber/Furniture/Pulp/Paper | 91.6364 | 15.29% | Efficient Lighting - Exterior | 0 | 0.012876 |  | 29333.5239 | 13.6 |  | 3355.6955 | 652.5233 | FAIL | FAIL | Lumber/Furniture/Pulp/Paper_Existing_Efficient Lighting - Exterior_RIM | 0 | 0 | 0 | 0 | 0 | 0 | 0 | 0 | 0 | 0 | 0 | 0 | 0 | 0 | 0 | 0 | 0 | 0 | 0 | 0 | Lumber/Furniture/Pulp/Paper_Existing_Efficient Lighting - Exterior_TRC | 0 | 0 | 0 | 0 | 0 | 0 | 0 | 0 | 0 | 0 | 0 | 0 | 0 | 0 | 0 | 0 | 0 | 0 | 0 | 0
Lumber/Furniture/Pulp/Paper | 91.6364 | 25.94% | Compressed Air System Optimization | 3.6173 | 0.82987 |  | 26862.0171 | 10 |  | 1318.3393 | 921.8306 | FAIL | FAIL | Lumber/Furniture/Pulp/Paper_Existing_Compressed Air System Optimization_RIM | 0 | 0 | 0 | 0 | 0 | 0 | 0 | 0 | 0 | 0 | 0 | 0 | 0 | 0 | 0 | 0 | 0 | 0 | 0 | 0 | Lumber/Furniture/Pulp/Paper_Existing_Compressed Air System Optimization_TRC | 0 | 0 | 0 | 0 | 0 | 0 | 0 | 0 | 0 | 0 | 0 | 0 | 0 | 0 | 0 | 0 | 0 | 0 | 0 | 0
Lumber/Furniture/Pulp/Paper | 91.6364 | 12.91% | Compressed Air Controls | 1.7134 | 67.1867 |  | 12723.8185 | 12.5 |  | 433.757 | 436.6465 | FAIL | FAIL | Lumber/Furniture/Pulp/Paper_Existing_Compressed Air Controls_RIM | 0 | 0 | 0 | 0 | 0 | 0 | 0 | 0 | 0 | 0 | 0 | 0 | 0 | 0 | 0 | 0 | 0 | 0 | 0 | 0 | Lumber/Furniture/Pulp/Paper_Existing_Compressed Air Controls_TRC | 0 | 0 | 0 | 0 | 0 | 0 | 0 | 0 | 0 | 0 | 0 | 0 | 0 | 0 | 0 | 0 | 0 | 0 | 0 | 0
Lumber/Furniture/Pulp/Paper | 91.6364 | 10.87% | Compressed Air Equipment | 51.065 | 0.030768 |  | 379211.5144 | 15 |  | 55195.7999 | 13013.4965 | FAIL | FAIL | Lumber/Furniture/Pulp/Paper_Existing_Compressed Air Equipment_RIM | 0 | 0 | 0 | 0 | 0 | 0 | 0 | 0 | 0 | 0 | 0 | 0 | 0 | 0 | 0 | 0 | 0 | 0 | 0 | 0 | Lumber/Furniture/Pulp/Paper_Existing_Compressed Air Equipment_TRC | 0 | 0 | 0 | 0 | 0 | 0 | 0 | 0 | 0 | 0 | 0 | 0 | 0 | 0 | 0 | 0 | 0 | 0 | 0 | 0
Metal Products and Machinery | 16.3636 | 4.05% | Process Other Systems Optimization | 22.3493 | 26.6825 |  | 162337.0485 | 5.3333 |  | 28796.5389 | 5570.9611 | FAIL | 3635.8148 | Metal Products and Machinery_Existing_Process Other Systems Optimization_RIM | 0 | 0 | 0 | 0 | 0 | 0 | 0 | 0 | 0 | 0 | 0 | 0 | 0 | 0 | 0 | 0 | 0 | 0 | 0 | 0 | Metal Products and Machinery_Existing_Process Other Systems Optimization_TRC | 0.02011 | 0.020835 | 0.020825 | 0.020825 | 0.020871 | 0.020835 | 0.020825 | 0.020825 | 0.020826 | 0.020829 | 3264.6009 | 3382.2669 | 3380.5931 | 3380.6017 | 3388.1024 | 3382.301 | 3380.6274 | 3380.636 | 3380.841 | 3381.3928 |  | 12.63%
Metal Products and Machinery | 16.3636 | 23.15% | Plant Energy Management | 74.7727 | 35.9801 |  | 549253.5812 | 10.5 |  | 51905.9124 | 18848.8726 | FAIL | FAIL | Metal Products and Machinery_Existing_Plant Energy Management_RIM | 0 | 0 | 0 | 0 | 0 | 0 | 0 | 0 | 0 | 0 | 0 | 0 | 0 | 0 | 0 | 0 | 0 | 0 | 0 | 0 | Metal Products and Machinery_Existing_Plant Energy Management_TRC | 0 | 0 | 0 | 0 | 0 | 0 | 0 | 0 | 0 | 0 | 0 | 0 | 0 | 0 | 0 | 0 | 0 | 0 | 0 | 0
Metal Products and Machinery | 16.3636 | 47.15% | Process Heat System Optimization | 0.5236 | 0.23939 |  | 3803.2156 | 2 |  | 732.8757 | 130.5159 | FAIL | 143.4129 | Metal Products and Machinery_Existing_Process Heat System Optimization_RIM | 0 | 0 | 0 | 0 | 0 | 0 | 0 | 0 | 0 | 0 | 0 | 0 | 0 | 0 | 0 | 0 | 0 | 0 | 0 | 0 | Metal Products and Machinery_Existing_Process Heat System Optimization_TRC | 0.25416 | 0.25069 | 0.23834 | 0.16954 | 0.087275 | 0.033423 | 0.010908 | 0.0033249 | 0.00099339 | 0.00029285 | 966.634 | 953.417 | 906.4721 | 644.7991 | 331.9269 | 127.1138 | 41.4872 | 12.6451 | 3.7781 | 1.1138 |  | 19.57%
Metal Products and Machinery | 16.3636 | 35.94% | Process Heat Improved Controls | 0.32199 | 6.8784 |  | 2338.8007 | 15 |  | 2104.0537 | 80.2612 | 1741.5614 | 1741.5614 | Metal Products and Machinery_Existing_Process Heat Improved Controls_RIM | 0.25122 | 0.2544 | 0.25428 | 0.25428 | 0.25484 | 0.2544 | 0.25428 | 0.25428 | 0.25429 | 0.25434 | 587.5474 | 594.9955 | 594.7011 | 594.7026 | 596.0221 | 595.0015 | 594.7071 | 594.7086 | 594.7447 | 594.8418 | Metal Products and Machinery_Existing_Process Heat Improved Controls_TRC | 0.25122 | 0.2544 | 0.25428 | 0.25428 | 0.25484 | 0.2544 | 0.25428 | 0.25428 | 0.25429 | 0.25434 | 587.5474 | 594.9955 | 594.7011 | 594.7026 | 596.0221 | 595.0015 | 594.7071 | 594.7086 | 594.7447 | 594.8418 | 82.77% | 82.77%
Metal Products and Machinery | 16.3636 | 7.861% | Process Heat Equipment Upgrade | 17.7256 | 0.010464 |  | 128751.8678 | 10 |  | 13164.2809 | 4418.4101 | FAIL | FAIL | Metal Products and Machinery_Existing_Process Heat Equipment Upgrade_RIM | 0 | 0 | 0 | 0 | 0 | 0 | 0 | 0 | 0 | 0 | 0 | 0 | 0 | 0 | 0 | 0 | 0 | 0 | 0 | 0 | Metal Products and Machinery_Existing_Process Heat Equipment Upgrade_TRC | 0 | 0 | 0 | 0 | 0 | 0 | 0 | 0 | 0 | 0 | 0 | 0 | 0 | 0 | 0 | 0 | 0 | 0 | 0 | 0
Metal Products and Machinery | 16.3636 | 0.5218% | Process Refrig System Optimization | 1.7478 | 21.4031 |  | 12695.3137 | 4.6667 |  | 70.6394 | 435.6683 | FAIL | FAIL | Metal Products and Machinery_Existing_Process Refrig System Optimization_RIM | 0 | 0 | 0 | 0 | 0 | 0 | 0 | 0 | 0 | 0 | 0 | 0 | 0 | 0 | 0 | 0 | 0 | 0 | 0 | 0 | Metal Products and Machinery_Existing_Process Refrig System Optimization_TRC | 0 | 0 | 0 | 0 | 0 | 0 | 0 | 0 | 0 | 0 | 0 | 0 | 0 | 0 | 0 | 0 | 0 | 0 | 0 | 0
Metal Products and Machinery | 16.3636 | 33.75% | Process Refrig Controls | 0.33927 | 3.0724 |  | 2464.3009 | 15 |  | 1466.3265 | 84.568 | 1084.3829 | 1084.3829 | Metal Products and Machinery_Existing_Process Refrig Controls_RIM | 0.24626 | 0.24235 | 0.24223 | 0.24223 | 0.24277 | 0.24236 | 0.24224 | 0.24224 | 0.24225 | 0.24229 | 606.847 | 597.2301 | 596.9346 | 596.9361 | 598.2605 | 597.2361 | 596.9406 | 596.9421 | 596.9783 | 597.0758 | Metal Products and Machinery_Existing_Process Refrig Controls_TRC | 0.24626 | 0.24235 | 0.24223 | 0.24223 | 0.24277 | 0.24236 | 0.24224 | 0.24224 | 0.24225 | 0.24229 | 606.847 | 597.2301 | 596.9346 | 596.9361 | 598.2605 | 597.2361 | 596.9406 | 596.9421 | 596.9783 | 597.0758 | 73.95% | 73.95%
Metal Products and Machinery | 16.3636 | 21% | Process Refrig Equipment Upgrade | 2.1677 | 0.0049683 |  | 15745.1958 | 10 |  | 3079.1812 | 540.3318 | FAIL | 638.8231 | Metal Products and Machinery_Existing_Process Refrig Equipment Upgrade_RIM | 0 | 0 | 0 | 0 | 0 | 0 | 0 | 0 | 0 | 0 | 0 | 0 | 0 | 0 | 0 | 0 | 0 | 0 | 0 | 0 | Metal Products and Machinery_Existing_Process Refrig Equipment Upgrade_TRC | 0.099106 | 0.10603 | 0.10075 | 0.071662 | 0.036886 | 0.014135 | 0.0046104 | 0.0014052 | 0.00041982 | 0.00012379 | 1560.4436 | 1669.4723 | 1586.2694 | 1128.3249 | 580.7778 | 222.5554 | 72.5915 | 22.1249 | 6.6101 | 1.9492 |  | 20.75%
Metal Products and Machinery | 16.3636 | 14.78% | Pump System Optimization | 5.9441 | 3.4185 |  | 44141.2821 | 10 |  | 1289.1443 | 1514.8074 | FAIL | FAIL | Metal Products and Machinery_Existing_Pump System Optimization_RIM | 0 | 0 | 0 | 0 | 0 | 0 | 0 | 0 | 0 | 0 | 0 | 0 | 0 | 0 | 0 | 0 | 0 | 0 | 0 | 0 | Metal Products and Machinery_Existing_Pump System Optimization_TRC | 0 | 0 | 0 | 0 | 0 | 0 | 0 | 0 | 0 | 0 | 0 | 0 | 0 | 0 | 0 | 0 | 0 | 0 | 0 | 0
Metal Products and Machinery | 16.3636 | 33.67% | Pump Improved Controls | 1.5413 | 19.1167 |  | 11445.8363 | 15 |  | 730.2923 | 392.7896 | FAIL | FAIL | Metal Products and Machinery_Existing_Pump Improved Controls_RIM | 0 | 0 | 0 | 0 | 0 | 0 | 0 | 0 | 0 | 0 | 0 | 0 | 0 | 0 | 0 | 0 | 0 | 0 | 0 | 0 | Metal Products and Machinery_Existing_Pump Improved Controls_TRC | 0 | 0 | 0 | 0 | 0 | 0 | 0 | 0 | 0 | 0 | 0 | 0 | 0 | 0 | 0 | 0 | 0 | 0 | 0 | 0
Metal Products and Machinery | 16.3636 | 11.28% | Motor Optimization | 18.4624 | 3.1456 |  | 137102.9842 | 10 |  | 11116.2028 | 4704.9974 | FAIL | FAIL | Metal Products and Machinery_Existing_Motor Optimization_RIM | 0 | 0 | 0 | 0 | 0 | 0 | 0 | 0 | 0 | 0 | 0 | 0 | 0 | 0 | 0 | 0 | 0 | 0 | 0 | 0 | Metal Products and Machinery_Existing_Motor Optimization_TRC | 0 | 0 | 0 | 0 | 0 | 0 | 0 | 0 | 0 | 0 | 0 | 0 | 0 | 0 | 0 | 0 | 0 | 0 | 0 | 0
Metal Products and Machinery | 16.3636 | 33.63% | Motor Improved Controls | 1.084 | 10.1211 |  | 8049.7308 | 15 |  | 364.9484 | 276.2446 | FAIL | FAIL | Metal Products and Machinery_Existing_Motor Improved Controls_RIM | 0 | 0 | 0 | 0 | 0 | 0 | 0 | 0 | 0 | 0 | 0 | 0 | 0 | 0 | 0 | 0 | 0 | 0 | 0 | 0 | Metal Products and Machinery_Existing_Motor Improved Controls_TRC | 0 | 0 | 0 | 0 | 0 | 0 | 0 | 0 | 0 | 0 | 0 | 0 | 0 | 0 | 0 | 0 | 0 | 0 | 0 | 0
Metal Products and Machinery | 16.3636 | 74.82% | Pump Equipment Upgrade | 3.5013 | 0.46977 |  | 26001.014 | 15 |  | 3819.9377 | 892.2833 | FAIL | FAIL | Metal Products and Machinery_Existing_Pump Equipment Upgrade_RIM | 0 | 0 | 0 | 0 | 0 | 0 | 0 | 0 | 0 | 0 | 0 | 0 | 0 | 0 | 0 | 0 | 0 | 0 | 0 | 0 | Metal Products and Machinery_Existing_Pump Equipment Upgrade_TRC | 0 | 0 | 0 | 0 | 0 | 0 | 0 | 0 | 0 | 0 | 0 | 0 | 0 | 0 | 0 | 0 | 0 | 0 | 0 | 0
Metal Products and Machinery | 16.3636 | 19.98% | Motor Equipment Upgrades | 1.8066 | 0.016898 |  | 13415.9728 | 10 |  | 2457.2988 | 460.3993 | FAIL | 377.9485 | Metal Products and Machinery_Existing_Motor Equipment Upgrades_RIM | 0 | 0 | 0 | 0 | 0 | 0 | 0 | 0 | 0 | 0 | 0 | 0 | 0 | 0 | 0 | 0 | 0 | 0 | 0 | 0 | Metal Products and Machinery_Existing_Motor Equipment Upgrades_TRC | 0.11744 | 0.12581 | 0.11954 | 0.085031 | 0.043711 | 0.016772 | 0.0054705 | 0.0016673 | 0.00049785 | 0.00014689 | 1575.6277 | 1687.8912 | 1603.7704 | 1140.7734 | 586.4208 | 225.0108 | 73.3924 | 22.369 | 6.6791 | 1.9707 |  | 15.38%
Metal Products and Machinery | 16.3636 | 1.548% | Fan System Optimization | 97.023 | 178.3071 |  | 720498.0897 | 10 |  | 14851.3668 | 24725.5133 | FAIL | FAIL | Metal Products and Machinery_Existing_Fan System Optimization_RIM | 0 | 0 | 0 | 0 | 0 | 0 | 0 | 0 | 0 | 0 | 0 | 0 | 0 | 0 | 0 | 0 | 0 | 0 | 0 | 0 | Metal Products and Machinery_Existing_Fan System Optimization_TRC | 0 | 0 | 0 | 0 | 0 | 0 | 0 | 0 | 0 | 0 | 0 | 0 | 0 | 0 | 0 | 0 | 0 | 0 | 0 | 0
Metal Products and Machinery | 16.3636 | 34.09% | Fan Improved Controls | 8.3158 | 12.2327 |  | 61753.2457 | 15 |  | 1519.2834 | 2119.2016 | FAIL | FAIL | Metal Products and Machinery_Existing_Fan Improved Controls_RIM | 0 | 0 | 0 | 0 | 0 | 0 | 0 | 0 | 0 | 0 | 0 | 0 | 0 | 0 | 0 | 0 | 0 | 0 | 0 | 0 | Metal Products and Machinery_Existing_Fan Improved Controls_TRC | 0 | 0 | 0 | 0 | 0 | 0 | 0 | 0 | 0 | 0 | 0 | 0 | 0 | 0 | 0 | 0 | 0 | 0 | 0 | 0
Metal Products and Machinery | 16.3636 | 75.75% | Fan Equipment Upgrades | 1.5007 | 2.0577e-05 |  | 11144.1513 | 15 |  | 1637.2424 | 382.4366 | FAIL | FAIL | Metal Products and Machinery_Existing_Fan Equipment Upgrades_RIM | 0 | 0 | 0 | 0 | 0 | 0 | 0 | 0 | 0 | 0 | 0 | 0 | 0 | 0 | 0 | 0 | 0 | 0 | 0 | 0 | Metal Products and Machinery_Existing_Fan Equipment Upgrades_TRC | 0 | 0 | 0 | 0 | 0 | 0 | 0 | 0 | 0 | 0 | 0 | 0 | 0 | 0 | 0 | 0 | 0 | 0 | 0 | 0
Metal Products and Machinery | 16.3636 | 30% | Lighting Controls | 4.7041 | 26.7154 |  | 32956.4587 | 10 |  | 5245.4959 | 733.1153 | 137.5531 | 137.5531 | Metal Products and Machinery_Existing_Lighting Controls_RIM | 0.10166 | 0.10144 | 0.10139 | 0.10139 | 0.10315 | 0.10144 | 0.10139 | 0.10139 | 0.10166 | 0.10142 | 3350.333 | 3343.2115 | 3341.557 | 3341.5655 | 3399.5512 | 3343.2453 | 3341.591 | 3341.5995 | 3350.3057 | 3342.3475 | Metal Products and Machinery_Existing_Lighting Controls_TRC | 0.10166 | 0.10144 | 0.10139 | 0.10139 | 0.10315 | 0.10144 | 0.10139 | 0.10139 | 0.10166 | 0.10142 | 3350.333 | 3343.2115 | 3341.557 | 3341.5655 | 3399.5512 | 3343.2453 | 3341.591 | 3341.5995 | 3350.3057 | 3342.3475 | 2.622% | 2.622%
Metal Products and Machinery | 16.3636 | 25% | Efficient Lighting - Other Interior Lighting | 27.3526 | 31.5174 |  | 191628.9175 | 14.4667 |  | 76339.7897 | 4262.7788 | FAIL | 46639.0998 | Metal Products and Machinery_Existing_Efficient Lighting - Other Interior Lighting_RIM | 0 | 0 | 0 | 0 | 0 | 0 | 0 | 0 | 0 | 0 | 0 | 0 | 0 | 0 | 0 | 0 | 0 | 0 | 0 | 0 | Metal Products and Machinery_Existing_Efficient Lighting - Other Interior Lighting_TRC | 0.28794 | 0.28947 | 0.27511 | 0.21485 | 0.13315 | 0.065404 | 0.02771 | 0.010865 | 0.0041333 | 0.0015186 | 55177.8896 | 55470.055 | 52719.4689 | 41172.122 | 25515.7294 | 12533.2817 | 5309.9871 | 2082.0976 | 792.0679 | 291.0032 |  | 61.09%
Metal Products and Machinery | 16.3636 | 20% | Efficient Lighting - High Bay | 40.5305 | 0.023826 |  | 283951.7988 | 13.6667 |  | 61293.6507 | 6316.4982 | FAIL | 17283.7778 | Metal Products and Machinery_Existing_Efficient Lighting - High Bay_RIM | 0 | 0 | 0 | 0 | 0 | 0 | 0 | 0 | 0 | 0 | 0 | 0 | 0 | 0 | 0 | 0 | 0 | 0 | 0 | 0 | Metal Products and Machinery_Existing_Efficient Lighting - High Bay_TRC | 0.18348 | 0.1881 | 0.17699 | 0.13284 | 0.078534 | 0.037295 | 0.015527 | 0.0060423 | 0.0022918 | 0.00084103 | 52100.3162 | 53411.6134 | 50255.3371 | 37720.333 | 22300.0075 | 10590.0617 | 4408.8057 | 1715.7328 | 650.7572 | 238.8132 |  | 28.2%
Metal Products and Machinery | 16.3636 | 1.265% | HVAC Recommissioning | 106.4588 | 209.7025 |  | 747322.4633 | 10 |  | 870374.7811 | 32934.4861 | FAIL | FAIL | Metal Products and Machinery_Existing_HVAC Recommissioning_RIM | 0 | 0 | 0 | 0 | 0 | 0 | 0 | 0 | 0 | 0 | 0 | 0 | 0 | 0 | 0 | 0 | 0 | 0 | 0 | 0 | Metal Products and Machinery_Existing_HVAC Recommissioning_TRC | 0 | 0 | 0 | 0 | 0 | 0 | 0 | 0 | 0 | 0 | 0 | 0 | 0 | 0 | 0 | 0 | 0 | 0 | 0 | 0
Metal Products and Machinery | 16.3636 | 20.07% | HVAC Improved Controls | 13.5428 | 17.077 |  | 95068.3499 | 15 |  | 5571.1138 | 4189.6603 | FAIL | FAIL | Metal Products and Machinery_Existing_HVAC Improved Controls_RIM | 0 | 0 | 0 | 0 | 0 | 0 | 0 | 0 | 0 | 0 | 0 | 0 | 0 | 0 | 0 | 0 | 0 | 0 | 0 | 0 | Metal Products and Machinery_Existing_HVAC Improved Controls_TRC | 0 | 0 | 0 | 0 | 0 | 0 | 0 | 0 | 0 | 0 | 0 | 0 | 0 | 0 | 0 | 0 | 0 | 0 | 0 | 0
Metal Products and Machinery | 16.3636 | 29.31% | Building Envelope Improvements | 11.9843 | 17.6473 |  | 84127.6842 | 15 |  | 10846.837 | 3707.5054 | FAIL | FAIL | Metal Products and Machinery_Existing_Building Envelope Improvements_RIM | 0 | 0 | 0 | 0 | 0 | 0 | 0 | 0 | 0 | 0 | 0 | 0 | 0 | 0 | 0 | 0 | 0 | 0 | 0 | 0 | Metal Products and Machinery_Existing_Building Envelope Improvements_TRC | 0 | 0 | 0 | 0 | 0 | 0 | 0 | 0 | 0 | 0 | 0 | 0 | 0 | 0 | 0 | 0 | 0 | 0 | 0 | 0
Metal Products and Machinery | 16.3636 | 18.22% | HVAC Equipment Upgrades | 21.7241 | 0.012746 |  | 152499.2808 | 18 |  | 22662.8845 | 6720.6403 | FAIL | FAIL | Metal Products and Machinery_Existing_HVAC Equipment Upgrades_RIM | 0 | 0 | 0 | 0 | 0 | 0 | 0 | 0 | 0 | 0 | 0 | 0 | 0 | 0 | 0 | 0 | 0 | 0 | 0 | 0 | Metal Products and Machinery_Existing_HVAC Equipment Upgrades_TRC | 0 | 0 | 0 | 0 | 0 | 0 | 0 | 0 | 0 | 0 | 0 | 0 | 0 | 0 | 0 | 0 | 0 | 0 | 0 | 0
Metal Products and Machinery | 16.3636 | 30% | Lighting Controls - Exterior | 0 | 0 |  | 4349.5433 | 10 |  | 692.2926 | 96.7554 | FAIL | 18.154 | Metal Products and Machinery_Existing_Lighting Controls - Exterior_RIM | 0 | 0 | 0 | 0 | 0 | 0 | 0 | 0 | 0 | 0 | 0 | 0 | 0 | 0 | 0 | 0 | 0 | 0 | 0 | 0 | Metal Products and Machinery_Existing_Lighting Controls - Exterior_TRC | 0 | 0 | 0 | 0 | 0 | 0 | 0 | 0 | 0 | 0 | 0 | 0 | 0 | 0 | 0 | 0 | 0 | 0 | 0 | 0 |  | 2.622%
Metal Products and Machinery | 16.3636 | 15.29% | Efficient Lighting - Exterior | 0 | 0.0060272 |  | 24539.4621 | 13.6 |  | 2807.2645 | 545.8795 | FAIL | FAIL | Metal Products and Machinery_Existing_Efficient Lighting - Exterior_RIM | 0 | 0 | 0 | 0 | 0 | 0 | 0 | 0 | 0 | 0 | 0 | 0 | 0 | 0 | 0 | 0 | 0 | 0 | 0 | 0 | Metal Products and Machinery_Existing_Efficient Lighting - Exterior_TRC | 0 | 0 | 0 | 0 | 0 | 0 | 0 | 0 | 0 | 0 | 0 | 0 | 0 | 0 | 0 | 0 | 0 | 0 | 0 | 0
Metal Products and Machinery | 16.3636 | 25.94% | Compressed Air System Optimization | 2.4305 | 2.8056 |  | 18049.1432 | 10 |  | 859.5986 | 619.397 | FAIL | FAIL | Metal Products and Machinery_Existing_Compressed Air System Optimization_RIM | 0 | 0 | 0 | 0 | 0 | 0 | 0 | 0 | 0 | 0 | 0 | 0 | 0 | 0 | 0 | 0 | 0 | 0 | 0 | 0 | Metal Products and Machinery_Existing_Compressed Air System Optimization_TRC | 0 | 0 | 0 | 0 | 0 | 0 | 0 | 0 | 0 | 0 | 0 | 0 | 0 | 0 | 0 | 0 | 0 | 0 | 0 | 0
Metal Products and Machinery | 16.3636 | 15.25% | Compressed Air Controls | 4.9038 | 15.3189 |  | 36415.8827 | 12.5 |  | 1832.9725 | 1249.693 | FAIL | FAIL | Metal Products and Machinery_Existing_Compressed Air Controls_RIM | 0 | 0 | 0 | 0 | 0 | 0 | 0 | 0 | 0 | 0 | 0 | 0 | 0 | 0 | 0 | 0 | 0 | 0 | 0 | 0 | Metal Products and Machinery_Existing_Compressed Air Controls_TRC | 0 | 0 | 0 | 0 | 0 | 0 | 0 | 0 | 0 | 0 | 0 | 0 | 0 | 0 | 0 | 0 | 0 | 0 | 0 | 0
Metal Products and Machinery | 16.3636 | 20.38% | Compressed Air Equipment | 4.0542 | 0.0024481 |  | 30106.8043 | 15 |  | 2970.9594 | 1033.1827 | FAIL | FAIL | Metal Products and Machinery_Existing_Compressed Air Equipment_RIM | 0 | 0 | 0 | 0 | 0 | 0 | 0 | 0 | 0 | 0 | 0 | 0 | 0 | 0 | 0 | 0 | 0 | 0 | 0 | 0 | Metal Products and Machinery_Existing_Compressed Air Equipment_TRC | 0 | 0 | 0 | 0 | 0 | 0 | 0 | 0 | 0 | 0 | 0 | 0 | 0 | 0 | 0 | 0 | 0 | 0 | 0 | 0
Miscellaneous Manufacturing | 22.9091 | 27.36% | Process Other Systems Optimization | 0.54785 | 0.81365 |  | 3979.3845 | 5.3333 |  | 92.2353 | 136.5615 | FAIL | FAIL | Miscellaneous Manufacturing_Existing_Process Other Systems Optimization_RIM | 0 | 0 | 0 | 0 | 0 | 0 | 0 | 0 | 0 | 0 | 0 | 0 | 0 | 0 | 0 | 0 | 0 | 0 | 0 | 0 | Miscellaneous Manufacturing_Existing_Process Other Systems Optimization_TRC | 0 | 0 | 0 | 0 | 0 | 0 | 0 | 0 | 0 | 0 | 0 | 0 | 0 | 0 | 0 | 0 | 0 | 0 | 0 | 0
Miscellaneous Manufacturing | 22.9091 | 27.36% | Plant Energy Management | 18.3201 | 18.6269 |  | 133732.9029 | 10.5 |  | 3099.7006 | 4589.3455 | FAIL | FAIL | Miscellaneous Manufacturing_Existing_Plant Energy Management_RIM | 0 | 0 | 0 | 0 | 0 | 0 | 0 | 0 | 0 | 0 | 0 | 0 | 0 | 0 | 0 | 0 | 0 | 0 | 0 | 0 | Miscellaneous Manufacturing_Existing_Plant Energy Management_TRC | 0 | 0 | 0 | 0 | 0 | 0 | 0 | 0 | 0 | 0 | 0 | 0 | 0 | 0 | 0 | 0 | 0 | 0 | 0 | 0
Miscellaneous Manufacturing | 22.9091 | 69.78% | Process Heat System Optimization | 0.19523 | 0.35626 |  | 1418.0451 | 2 |  | 219.494 | 48.6634 | FAIL | FAIL | Miscellaneous Manufacturing_Existing_Process Heat System Optimization_RIM | 0 | 0 | 0 | 0 | 0 | 0 | 0 | 0 | 0 | 0 | 0 | 0 | 0 | 0 | 0 | 0 | 0 | 0 | 0 | 0 | Miscellaneous Manufacturing_Existing_Process Heat System Optimization_TRC | 0 | 0 | 0 | 0 | 0 | 0 | 0 | 0 | 0 | 0 | 0 | 0 | 0 | 0 | 0 | 0 | 0 | 0 | 0 | 0
Miscellaneous Manufacturing | 22.9091 | 36.23% | Process Heat Improved Controls | 0.70348 | 2.8156 |  | 5109.7946 | 15 |  | 4585.687 | 175.3541 | 899.3833 | 3793.7166 | Miscellaneous Manufacturing_Existing_Process Heat Improved Controls_RIM | 0.26614 | 0.26951 | 0.26938 | 0.26938 | 0.26998 | 0.26952 | 0.26938 | 0.26938 | 0.2694 | 0.26944 | 1359.9231 | 1377.1624 | 1376.4809 | 1376.4844 | 1379.5385 | 1377.1763 | 1376.4949 | 1376.4984 | 1376.5819 | 1376.8065 | Miscellaneous Manufacturing_Existing_Process Heat Improved Controls_TRC | 0.34349 | 0.34785 | 0.34767 | 0.34767 | 0.34845 | 0.34785 | 0.34768 | 0.34768 | 0.3477 | 0.34776 | 1755.1678 | 1777.4176 | 1776.538 | 1776.5425 | 1780.4842 | 1777.4355 | 1776.556 | 1776.5605 | 1776.6683 | 1776.9582 | 19.61% | 82.73%
Miscellaneous Manufacturing | 22.9091 | 39.01% | Process Refrig System Optimization | 5.0554 | 0.86996 |  | 36720.3532 | 4.6667 |  | 11694.5093 | 1260.1416 | FAIL | 6003.198 | Miscellaneous Manufacturing_Existing_Process Refrig System Optimization_RIM | 0 | 0 | 0 | 0 | 0 | 0 | 0 | 0 | 0 | 0 | 0 | 0 | 0 | 0 | 0 | 0 | 0 | 0 | 0 | 0 | Miscellaneous Manufacturing_Existing_Process Refrig System Optimization_TRC | 0.32542 | 0.32027 | 0.32011 | 0.32011 | 0.32082 | 0.32027 | 0.32011 | 0.32011 | 0.32013 | 0.32019 | 11949.6088 | 11760.3546 | 11754.5347 | 11754.5646 | 11780.6276 | 11760.4733 | 11754.6541 | 11754.6839 | 11755.3968 | 11757.3154 |  | 51.33%
Miscellaneous Manufacturing | 22.9091 | 33.75% | Process Refrig Controls | 1.0309 | 1.6858 |  | 7488.3835 | 15 |  | 6589.7774 | 256.9807 | FAIL | 5429.148 | Miscellaneous Manufacturing_Existing_Process Refrig Controls_RIM | 0 | 0 | 0 | 0 | 0 | 0 | 0 | 0 | 0 | 0 | 0 | 0 | 0 | 0 | 0 | 0 | 0 | 0 | 0 | 0 | Miscellaneous Manufacturing_Existing_Process Refrig Controls_TRC | 0.3624 | 0.34745 | 0.33034 | 0.23498 | 0.12095 | 0.046324 | 0.015119 | 0.0046082 | 0.0013769 | 0.00040589 | 2713.7888 | 2601.8465 | 2473.7354 | 1759.6375 | 905.7438 | 346.8899 | 113.2173 | 34.5082 | 10.3104 | 3.0395 |  | 82.39%
Miscellaneous Manufacturing | 22.9091 | 21% | Process Refrig Equipment Upgrade | 0.33649 | 0.0019522 |  | 2444.1161 | 10 |  | 579.0372 | 83.8753 | FAIL | 200.2221 | Miscellaneous Manufacturing_Existing_Process Refrig Equipment Upgrade_RIM | 0 | 0 | 0 | 0 | 0 | 0 | 0 | 0 | 0 | 0 | 0 | 0 | 0 | 0 | 0 | 0 | 0 | 0 | 0 | 0 | Miscellaneous Manufacturing_Existing_Process Refrig Equipment Upgrade_TRC | 0.15995 | 0.17112 | 0.16259 | 0.11565 | 0.05953 | 0.022812 | 0.0074406 | 0.0022678 | 0.00067753 | 0.00019979 | 390.9321 | 418.236 | 397.3921 | 282.6678 | 145.4979 | 55.7546 | 18.1856 | 5.5427 | 1.656 | 0.48831 |  | 34.58%
Miscellaneous Manufacturing | 22.9091 | 23.22% | Pump System Optimization | 13.964 | 1.0211 |  | 103697.2396 | 10 |  | 14584.2183 | 3558.6041 | FAIL | FAIL | Miscellaneous Manufacturing_Existing_Pump System Optimization_RIM | 0 | 0 | 0 | 0 | 0 | 0 | 0 | 0 | 0 | 0 | 0 | 0 | 0 | 0 | 0 | 0 | 0 | 0 | 0 | 0 | Miscellaneous Manufacturing_Existing_Pump System Optimization_TRC | 0 | 0 | 0 | 0 | 0 | 0 | 0 | 0 | 0 | 0 | 0 | 0 | 0 | 0 | 0 | 0 | 0 | 0 | 0 | 0
Miscellaneous Manufacturing | 22.9091 | 33.99% | Pump Improved Controls | 0.71648 | 3.9739 |  | 5320.6019 | 15 |  | 339.4767 | 182.5884 | FAIL | FAIL | Miscellaneous Manufacturing_Existing_Pump Improved Controls_RIM | 0 | 0 | 0 | 0 | 0 | 0 | 0 | 0 | 0 | 0 | 0 | 0 | 0 | 0 | 0 | 0 | 0 | 0 | 0 | 0 | Miscellaneous Manufacturing_Existing_Pump Improved Controls_TRC | 0 | 0 | 0 | 0 | 0 | 0 | 0 | 0 | 0 | 0 | 0 | 0 | 0 | 0 | 0 | 0 | 0 | 0 | 0 | 0
Miscellaneous Manufacturing | 22.9091 | 53.47% | Motor Optimization | 1.1783 | 0.43709 |  | 8750.2777 | 10 |  | 5420.5606 | 300.2855 | FAIL | 4064.3494 | Miscellaneous Manufacturing_Existing_Motor Optimization_RIM | 0 | 0 | 0 | 0 | 0 | 0 | 0 | 0 | 0 | 0 | 0 | 0 | 0 | 0 | 0 | 0 | 0 | 0 | 0 | 0 | Miscellaneous Manufacturing_Existing_Motor Optimization_TRC | 0.57106 | 0.57166 | 0.57138 | 0.57138 | 0.57265 | 0.57167 | 0.57138 | 0.57138 | 0.57142 | 0.57151 | 4996.9397 | 5002.1852 | 4999.7098 | 4999.7225 | 5010.805 | 5002.2358 | 4999.7606 | 4999.7733 | 5000.0765 | 5000.8926 |  | 74.98%
Miscellaneous Manufacturing | 22.9091 | 33.71% | Motor Improved Controls | 0.71211 | 18.2259 |  | 5288.1861 | 15 |  | 337.4084 | 181.476 | FAIL | FAIL | Miscellaneous Manufacturing_Existing_Motor Improved Controls_RIM | 0 | 0 | 0 | 0 | 0 | 0 | 0 | 0 | 0 | 0 | 0 | 0 | 0 | 0 | 0 | 0 | 0 | 0 | 0 | 0 | Miscellaneous Manufacturing_Existing_Motor Improved Controls_TRC | 0 | 0 | 0 | 0 | 0 | 0 | 0 | 0 | 0 | 0 | 0 | 0 | 0 | 0 | 0 | 0 | 0 | 0 | 0 | 0
Miscellaneous Manufacturing | 22.9091 | 54.55% | Pump Equipment Upgrade | 5.6322 | 0.43153 |  | 41824.7917 | 15 |  | 5569.1684 | 1435.3118 | FAIL | FAIL | Miscellaneous Manufacturing_Existing_Pump Equipment Upgrade_RIM | 0 | 0 | 0 | 0 | 0 | 0 | 0 | 0 | 0 | 0 | 0 | 0 | 0 | 0 | 0 | 0 | 0 | 0 | 0 | 0 | Miscellaneous Manufacturing_Existing_Pump Equipment Upgrade_TRC | 0 | 0 | 0 | 0 | 0 | 0 | 0 | 0 | 0 | 0 | 0 | 0 | 0 | 0 | 0 | 0 | 0 | 0 | 0 | 0
Miscellaneous Manufacturing | 22.9091 | 21% | Motor Equipment Upgrades | 1.1513 | 0.010566 |  | 8549.39 | 10 |  | 1860.4269 | 293.3916 | FAIL | 535.3514 | Miscellaneous Manufacturing_Existing_Motor Equipment Upgrades_RIM | 0 | 0 | 0 | 0 | 0 | 0 | 0 | 0 | 0 | 0 | 0 | 0 | 0 | 0 | 0 | 0 | 0 | 0 | 0 | 0 | Miscellaneous Manufacturing_Existing_Motor Equipment Upgrades_TRC | 0.19301 | 0.20676 | 0.19645 | 0.13974 | 0.071834 | 0.027563 | 0.0089902 | 0.0027401 | 0.00081816 | 0.0002414 | 1650.0854 | 1767.6541 | 1679.558 | 1194.6817 | 614.1326 | 235.6439 | 76.8606 | 23.4261 | 6.9948 | 2.0638 |  | 28.78%
Miscellaneous Manufacturing | 22.9091 | 34.37% | Fan Improved Controls | 3.6728 | 3.5993 |  | 27274.6861 | 15 |  | 671.0251 | 935.9922 | FAIL | FAIL | Miscellaneous Manufacturing_Existing_Fan Improved Controls_RIM | 0 | 0 | 0 | 0 | 0 | 0 | 0 | 0 | 0 | 0 | 0 | 0 | 0 | 0 | 0 | 0 | 0 | 0 | 0 | 0 | Miscellaneous Manufacturing_Existing_Fan Improved Controls_TRC | 0 | 0 | 0 | 0 | 0 | 0 | 0 | 0 | 0 | 0 | 0 | 0 | 0 | 0 | 0 | 0 | 0 | 0 | 0 | 0
Miscellaneous Manufacturing | 22.9091 | 76.37% | Fan Equipment Upgrades | 0.72421 | 0.0017454 |  | 5377.9863 | 15 |  | 980.9249 | 184.5577 | FAIL | 147.3874 | Miscellaneous Manufacturing_Existing_Fan Equipment Upgrades_RIM | 0 | 0 | 0 | 0 | 0 | 0 | 0 | 0 | 0 | 0 | 0 | 0 | 0 | 0 | 0 | 0 | 0 | 0 | 0 | 0 | Miscellaneous Manufacturing_Existing_Fan Equipment Upgrades_TRC | 0.59166 | 0.63377 | 0.60219 | 0.42834 | 0.2202 | 0.084488 | 0.027558 | 0.0083992 | 0.002508 | 0.00073995 | 3181.914 | 3408.4217 | 3238.5534 | 2303.6064 | 1184.2521 | 454.3727 | 148.2039 | 45.1706 | 13.4878 | 3.9795 |  | 15.03%
Miscellaneous Manufacturing | 22.9091 | 30% | Lighting Controls | 6.6756 | 16.6217 |  | 46768.735 | 10 |  | 5279.5074 | 1040.3689 | FAIL | FAIL | Miscellaneous Manufacturing_Existing_Lighting Controls_RIM | 0 | 0 | 0 | 0 | 0 | 0 | 0 | 0 | 0 | 0 | 0 | 0 | 0 | 0 | 0 | 0 | 0 | 0 | 0 | 0 | Miscellaneous Manufacturing_Existing_Lighting Controls_TRC | 0 | 0 | 0 | 0 | 0 | 0 | 0 | 0 | 0 | 0 | 0 | 0 | 0 | 0 | 0 | 0 | 0 | 0 | 0 | 0
Miscellaneous Manufacturing | 22.9091 | 25% | Efficient Lighting - Other Interior Lighting | 12.5216 | 13.3841 |  | 87725.0133 | 14.4667 |  | 34947.2774 | 1951.44 | FAIL | 21350.7209 | Miscellaneous Manufacturing_Existing_Efficient Lighting - Other Interior Lighting_RIM | 0 | 0 | 0 | 0 | 0 | 0 | 0 | 0 | 0 | 0 | 0 | 0 | 0 | 0 | 0 | 0 | 0 | 0 | 0 | 0 | Miscellaneous Manufacturing_Existing_Efficient Lighting - Other Interior Lighting_TRC | 0.38234 | 0.38866 | 0.36727 | 0.28046 | 0.16936 | 0.081656 | 0.034271 | 0.013384 | 0.0050835 | 0.0018665 | 33540.8077 | 34095.2898 | 32218.9635 | 24603.4783 | 14856.7094 | 7163.2913 | 3006.3981 | 1174.0839 | 445.9459 | 163.7349 |  | 61.09%
Miscellaneous Manufacturing | 22.9091 | 20% | Efficient Lighting - High Bay | 17.2115 | 0.0091486 |  | 120582.0063 | 13.6667 |  | 26028.7539 | 2682.3427 | FAIL | 7339.6708 | Miscellaneous Manufacturing_Existing_Efficient Lighting - High Bay_RIM | 0 | 0 | 0 | 0 | 0 | 0 | 0 | 0 | 0 | 0 | 0 | 0 | 0 | 0 | 0 | 0 | 0 | 0 | 0 | 0 | Miscellaneous Manufacturing_Existing_Efficient Lighting - High Bay_TRC | 0.25689 | 0.26334 | 0.24778 | 0.18598 | 0.10997 | 0.052213 | 0.021737 | 0.0084593 | 0.0032086 | 0.0011774 | 30976.193 | 31754.2333 | 29877.7663 | 22425.4648 | 13260.2119 | 6295.9957 | 2621.1199 | 1020.0362 | 386.898 | 141.9791 |  | 28.2%
Miscellaneous Manufacturing | 22.9091 | 22.22% | HVAC Improved Controls | 10.967 | 35.3065 |  | 76986.1335 | 15 |  | 480.3013 | 3392.7774 | FAIL | FAIL | Miscellaneous Manufacturing_Existing_HVAC Improved Controls_RIM | 0 | 0 | 0 | 0 | 0 | 0 | 0 | 0 | 0 | 0 | 0 | 0 | 0 | 0 | 0 | 0 | 0 | 0 | 0 | 0 | Miscellaneous Manufacturing_Existing_HVAC Improved Controls_TRC | 0 | 0 | 0 | 0 | 0 | 0 | 0 | 0 | 0 | 0 | 0 | 0 | 0 | 0 | 0 | 0 | 0 | 0 | 0 | 0
Miscellaneous Manufacturing | 22.9091 | 66.67% | Building Envelope Improvements | 12.0615 | 23.5555 |  | 84669.4452 | 15 |  | 8452.7029 | 3731.3808 | FAIL | FAIL | Miscellaneous Manufacturing_Existing_Building Envelope Improvements_RIM | 0 | 0 | 0 | 0 | 0 | 0 | 0 | 0 | 0 | 0 | 0 | 0 | 0 | 0 | 0 | 0 | 0 | 0 | 0 | 0 | Miscellaneous Manufacturing_Existing_Building Envelope Improvements_TRC | 0 | 0 | 0 | 0 | 0 | 0 | 0 | 0 | 0 | 0 | 0 | 0 | 0 | 0 | 0 | 0 | 0 | 0 | 0 | 0
Miscellaneous Manufacturing | 22.9091 | 33.33% | HVAC Equipment Upgrades | 40.9958 | 0.024054 |  | 287783.6946 | 18 |  | 93512.2181 | 12682.6217 | FAIL | 48908.4372 | Miscellaneous Manufacturing_Existing_HVAC Equipment Upgrades_RIM | 0 | 0 | 0 | 0 | 0 | 0 | 0 | 0 | 0 | 0 | 0 | 0 | 0 | 0 | 0 | 0 | 0 | 0 | 0 | 0 | Miscellaneous Manufacturing_Existing_HVAC Equipment Upgrades_TRC | 0.22112 | 0.23647 | 0.22468 | 0.15982 | 0.082298 | 0.031523 | 0.010282 | 0.0031338 | 0.00093644 | 0.00027609 | 63635.8509 | 68051.9314 | 64660.3715 | 45993.3885 | 23684.1141 | 9071.9234 | 2959.0129 | 901.8681 | 269.4932 | 79.4533 |  | 52.3%
Miscellaneous Manufacturing | 22.9091 | 30% | Lighting Controls - Exterior | 0 | 0 |  | 3956.0478 | 10 |  | 446.58 | 88.0022 | FAIL | FAIL | Miscellaneous Manufacturing_Existing_Lighting Controls - Exterior_RIM | 0 | 0 | 0 | 0 | 0 | 0 | 0 | 0 | 0 | 0 | 0 | 0 | 0 | 0 | 0 | 0 | 0 | 0 | 0 | 0 | Miscellaneous Manufacturing_Existing_Lighting Controls - Exterior_TRC | 0 | 0 | 0 | 0 | 0 | 0 | 0 | 0 | 0 | 0 | 0 | 0 | 0 | 0 | 0 | 0 | 0 | 0 | 0 | 0
Miscellaneous Manufacturing | 22.9091 | 15.29% | Efficient Lighting - Exterior | 0 | 0.0014541 |  | 22319.4209 | 13.6 |  | 2553.2963 | 496.4948 | FAIL | FAIL | Miscellaneous Manufacturing_Existing_Efficient Lighting - Exterior_RIM | 0 | 0 | 0 | 0 | 0 | 0 | 0 | 0 | 0 | 0 | 0 | 0 | 0 | 0 | 0 | 0 | 0 | 0 | 0 | 0 | Miscellaneous Manufacturing_Existing_Efficient Lighting - Exterior_TRC | 0 | 0 | 0 | 0 | 0 | 0 | 0 | 0 | 0 | 0 | 0 | 0 | 0 | 0 | 0 | 0 | 0 | 0 | 0 | 0
Miscellaneous Manufacturing | 22.9091 | 25.94% | Compressed Air System Optimization | 1.1879 | 0.99942 |  | 8821.4839 | 10 |  | 652.1289 | 302.7291 | FAIL | FAIL | Miscellaneous Manufacturing_Existing_Compressed Air System Optimization_RIM | 0 | 0 | 0 | 0 | 0 | 0 | 0 | 0 | 0 | 0 | 0 | 0 | 0 | 0 | 0 | 0 | 0 | 0 | 0 | 0 | Miscellaneous Manufacturing_Existing_Compressed Air System Optimization_TRC | 0 | 0 | 0 | 0 | 0 | 0 | 0 | 0 | 0 | 0 | 0 | 0 | 0 | 0 | 0 | 0 | 0 | 0 | 0 | 0
Miscellaneous Manufacturing | 22.9091 | 11.11% | Compressed Air Controls | 2.3968 | 4.8095 |  | 17798.9695 | 12.5 |  | 115.6724 | 610.8117 | FAIL | FAIL | Miscellaneous Manufacturing_Existing_Compressed Air Controls_RIM | 0 | 0 | 0 | 0 | 0 | 0 | 0 | 0 | 0 | 0 | 0 | 0 | 0 | 0 | 0 | 0 | 0 | 0 | 0 | 0 | Miscellaneous Manufacturing_Existing_Compressed Air Controls_TRC | 0 | 0 | 0 | 0 | 0 | 0 | 0 | 0 | 0 | 0 | 0 | 0 | 0 | 0 | 0 | 0 | 0 | 0 | 0 | 0
Miscellaneous Manufacturing | 22.9091 | 33.33% | Compressed Air Equipment | 0.50816 | 8.9104e-06 |  | 3773.6368 | 15 |  | 54.3975 | 129.5008 | FAIL | FAIL | Miscellaneous Manufacturing_Existing_Compressed Air Equipment_RIM | 0 | 0 | 0 | 0 | 0 | 0 | 0 | 0 | 0 | 0 | 0 | 0 | 0 | 0 | 0 | 0 | 0 | 0 | 0 | 0 | Miscellaneous Manufacturing_Existing_Compressed Air Equipment_TRC | 0 | 0 | 0 | 0 | 0 | 0 | 0 | 0 | 0 | 0 | 0 | 0 | 0 | 0 | 0 | 0 | 0 | 0 | 0 | 0
Primary Resources Industries | 8.7273 | 4.878% | Process Other Systems Optimization | 0.27252 | 29.8277 |  | 1979.4745 | 5.3333 |  | 381.6084 | 67.9301 | 74.8084 | 74.8084 | Primary Resources Industries_Existing_Process Other Systems Optimization_RIM | 0.012849 | 0.013312 | 0.013305 | 0.013305 | 0.013335 | 0.013312 | 0.013305 | 0.013305 | 0.013306 | 0.013308 | 25.4336 | 26.3504 | 26.3373 | 26.3374 | 26.3958 | 26.3506 | 26.3376 | 26.3376 | 26.3392 | 26.3435 | Primary Resources Industries_Existing_Process Other Systems Optimization_TRC | 0.012849 | 0.013312 | 0.013305 | 0.013305 | 0.013335 | 0.013312 | 0.013305 | 0.013305 | 0.013306 | 0.013308 | 25.4336 | 26.3504 | 26.3373 | 26.3374 | 26.3958 | 26.3506 | 26.3376 | 26.3376 | 26.3392 | 26.3435 | 19.6% | 19.6%
Primary Resources Industries | 8.7273 | 27.36% | Plant Energy Management | 20.5478 | 10.5865 |  | 149884.6596 | 10.5 |  | 3474.0708 | 5143.6294 | FAIL | FAIL | Primary Resources Industries_Existing_Plant Energy Management_RIM | 0 | 0 | 0 | 0 | 0 | 0 | 0 | 0 | 0 | 0 | 0 | 0 | 0 | 0 | 0 | 0 | 0 | 0 | 0 | 0 | Primary Resources Industries_Existing_Plant Energy Management_TRC | 0 | 0 | 0 | 0 | 0 | 0 | 0 | 0 | 0 | 0 | 0 | 0 | 0 | 0 | 0 | 0 | 0 | 0 | 0 | 0
Primary Resources Industries | 8.7273 | 39.02% | Process Heat System Optimization | 0.81437 | 0.42747 |  | 5915.2632 | 2 |  | 1025.733 | 202.9956 | FAIL | 108.9225 | Primary Resources Industries_Existing_Process Heat System Optimization_RIM | 0 | 0 | 0 | 0 | 0 | 0 | 0 | 0 | 0 | 0 | 0 | 0 | 0 | 0 | 0 | 0 | 0 | 0 | 0 | 0 | Primary Resources Industries_Existing_Process Heat System Optimization_TRC | 0.10422 | 0.1028 | 0.097736 | 0.069522 | 0.035788 | 0.013705 | 0.0044732 | 0.0013634 | 0.00040735 | 0.00012009 | 616.5046 | 608.0758 | 578.135 | 411.2437 | 211.6981 | 81.0714 | 26.4599 | 8.0649 | 2.4096 | 0.71036 |  | 10.62%
Primary Resources Industries | 8.7273 | 34.87% | Process Heat Improved Controls | 0.49053 | 6.2803 |  | 3563.0337 | 15 |  | 3197.5761 | 122.2735 | 2645.3392 | 2645.3392 | Primary Resources Industries_Existing_Process Heat Improved Controls_RIM | 0.12599 | 0.12759 | 0.12753 | 0.12753 | 0.12781 | 0.12759 | 0.12753 | 0.12753 | 0.12754 | 0.12756 | 448.9216 | 454.6124 | 454.3875 | 454.3886 | 455.3968 | 454.617 | 454.3921 | 454.3932 | 454.4208 | 454.495 | Primary Resources Industries_Existing_Process Heat Improved Controls_TRC | 0.12599 | 0.12759 | 0.12753 | 0.12753 | 0.12781 | 0.12759 | 0.12753 | 0.12753 | 0.12754 | 0.12756 | 448.9216 | 454.6124 | 454.3875 | 454.3886 | 455.3968 | 454.617 | 454.3921 | 454.3932 | 454.4208 | 454.495 | 82.73% | 82.73%
Primary Resources Industries | 8.7273 | 2.439% | Process Refrig System Optimization | 0.36348 | 2.0259 |  | 2640.1645 | 4.6667 |  | 14.6904 | 90.6032 | FAIL | FAIL | Primary Resources Industries_Existing_Process Refrig System Optimization_RIM | 0 | 0 | 0 | 0 | 0 | 0 | 0 | 0 | 0 | 0 | 0 | 0 | 0 | 0 | 0 | 0 | 0 | 0 | 0 | 0 | Primary Resources Industries_Existing_Process Refrig System Optimization_TRC | 0 | 0 | 0 | 0 | 0 | 0 | 0 | 0 | 0 | 0 | 0 | 0 | 0 | 0 | 0 | 0 | 0 | 0 | 0 | 0
Primary Resources Industries | 8.7273 | 33.75% | Process Refrig Controls | 0.15011 | 0.24546 |  | 1090.3132 | 15 |  | 959.4756 | 37.4165 | FAIL | 790.4872 | Primary Resources Industries_Existing_Process Refrig Controls_RIM | 0 | 0 | 0 | 0 | 0 | 0 | 0 | 0 | 0 | 0 | 0 | 0 | 0 | 0 | 0 | 0 | 0 | 0 | 0 | 0 | Primary Resources Industries_Existing_Process Refrig Controls_TRC | 0.1334 | 0.13129 | 0.13123 | 0.13123 | 0.13152 | 0.13129 | 0.13123 | 0.13123 | 0.13124 | 0.13126 | 145.4528 | 143.1478 | 143.0769 | 143.0773 | 143.3948 | 143.1492 | 143.0784 | 143.0787 | 143.0874 | 143.1108 |  | 82.39%
Primary Resources Industries | 8.7273 | 21% | Process Refrig Equipment Upgrade | 0.81373 | 0.0011802 |  | 5910.6576 | 10 |  | 868.9537 | 202.8375 | FAIL | FAIL | Primary Resources Industries_Existing_Process Refrig Equipment Upgrade_RIM | 0 | 0 | 0 | 0 | 0 | 0 | 0 | 0 | 0 | 0 | 0 | 0 | 0 | 0 | 0 | 0 | 0 | 0 | 0 | 0 | Primary Resources Industries_Existing_Process Refrig Equipment Upgrade_TRC | 0 | 0 | 0 | 0 | 0 | 0 | 0 | 0 | 0 | 0 | 0 | 0 | 0 | 0 | 0 | 0 | 0 | 0 | 0 | 0
Primary Resources Industries | 8.7273 | 4.878% | Pump System Optimization | 3.9037 | 2.8403 |  | 28988.8574 | 10 |  | 242.8366 | 994.8179 | FAIL | FAIL | Primary Resources Industries_Existing_Pump System Optimization_RIM | 0 | 0 | 0 | 0 | 0 | 0 | 0 | 0 | 0 | 0 | 0 | 0 | 0 | 0 | 0 | 0 | 0 | 0 | 0 | 0 | Primary Resources Industries_Existing_Pump System Optimization_TRC | 0 | 0 | 0 | 0 | 0 | 0 | 0 | 0 | 0 | 0 | 0 | 0 | 0 | 0 | 0 | 0 | 0 | 0 | 0 | 0
Primary Resources Industries | 8.7273 | 32.49% | Pump Improved Controls | 0.43806 | 2.7664 |  | 3253.065 | 15 |  | 207.5592 | 111.6362 | FAIL | FAIL | Primary Resources Industries_Existing_Pump Improved Controls_RIM | 0 | 0 | 0 | 0 | 0 | 0 | 0 | 0 | 0 | 0 | 0 | 0 | 0 | 0 | 0 | 0 | 0 | 0 | 0 | 0 | Primary Resources Industries_Existing_Pump Improved Controls_TRC | 0 | 0 | 0 | 0 | 0 | 0 | 0 | 0 | 0 | 0 | 0 | 0 | 0 | 0 | 0 | 0 | 0 | 0 | 0 | 0
Primary Resources Industries | 8.7273 | 19.51% | Motor Optimization | 6.4343 | 0.73341 |  | 47781.5897 | 10 |  | 2938.8557 | 1639.7328 | FAIL | FAIL | Primary Resources Industries_Existing_Motor Optimization_RIM | 0 | 0 | 0 | 0 | 0 | 0 | 0 | 0 | 0 | 0 | 0 | 0 | 0 | 0 | 0 | 0 | 0 | 0 | 0 | 0 | Primary Resources Industries_Existing_Motor Optimization_TRC | 0 | 0 | 0 | 0 | 0 | 0 | 0 | 0 | 0 | 0 | 0 | 0 | 0 | 0 | 0 | 0 | 0 | 0 | 0 | 0
Primary Resources Industries | 8.7273 | 33.35% | Motor Improved Controls | 0.4407 | 4.4405 |  | 3272.6302 | 15 |  | 208.8075 | 112.3077 | FAIL | FAIL | Primary Resources Industries_Existing_Motor Improved Controls_RIM | 0 | 0 | 0 | 0 | 0 | 0 | 0 | 0 | 0 | 0 | 0 | 0 | 0 | 0 | 0 | 0 | 0 | 0 | 0 | 0 | Primary Resources Industries_Existing_Motor Improved Controls_TRC | 0 | 0 | 0 | 0 | 0 | 0 | 0 | 0 | 0 | 0 | 0 | 0 | 0 | 0 | 0 | 0 | 0 | 0 | 0 | 0
Primary Resources Industries | 8.7273 | 72.19% | Pump Equipment Upgrade | 1.8446 | 0.033091 |  | 13697.7443 | 15 |  | 1523.751 | 470.0689 | FAIL | FAIL | Primary Resources Industries_Existing_Pump Equipment Upgrade_RIM | 0 | 0 | 0 | 0 | 0 | 0 | 0 | 0 | 0 | 0 | 0 | 0 | 0 | 0 | 0 | 0 | 0 | 0 | 0 | 0 | Primary Resources Industries_Existing_Pump Equipment Upgrade_TRC | 0 | 0 | 0 | 0 | 0 | 0 | 0 | 0 | 0 | 0 | 0 | 0 | 0 | 0 | 0 | 0 | 0 | 0 | 0 | 0
Primary Resources Industries | 8.7273 | 7.993% | Motor Equipment Upgrades | 0.30697 | 0.012804 |  | 2279.609 | 10 |  | 393.8243 | 78.2299 | FAIL | 40.5062 | Primary Resources Industries_Existing_Motor Equipment Upgrades_RIM | 0 | 0 | 0 | 0 | 0 | 0 | 0 | 0 | 0 | 0 | 0 | 0 | 0 | 0 | 0 | 0 | 0 | 0 | 0 | 0 | Primary Resources Industries_Existing_Motor Equipment Upgrades_TRC | 0.024619 | 0.026373 | 0.025058 | 0.017824 | 0.0091626 | 0.0035157 | 0.0011467 | 0.00034951 | 0.00010436 | 3.0791e-05 | 56.1208 | 60.1194 | 57.1231 | 40.6321 | 20.8872 | 8.0144 | 2.6141 | 0.79674 | 0.2379 | 0.070192 |  | 10.29%
Primary Resources Industries | 8.7273 | 2.439% | Fan System Optimization | 31.8725 | 28.0558 |  | 236686.7584 | 10 |  | 770.4597 | 8122.4387 | FAIL | FAIL | Primary Resources Industries_Existing_Fan System Optimization_RIM | 0 | 0 | 0 | 0 | 0 | 0 | 0 | 0 | 0 | 0 | 0 | 0 | 0 | 0 | 0 | 0 | 0 | 0 | 0 | 0 | Primary Resources Industries_Existing_Fan System Optimization_TRC | 0 | 0 | 0 | 0 | 0 | 0 | 0 | 0 | 0 | 0 | 0 | 0 | 0 | 0 | 0 | 0 | 0 | 0 | 0 | 0
Primary Resources Industries | 8.7273 | 33.06% | Fan Improved Controls | 2.1258 | 2.9111 |  | 15786.209 | 15 |  | 388.38 | 541.7393 | FAIL | FAIL | Primary Resources Industries_Existing_Fan Improved Controls_RIM | 0 | 0 | 0 | 0 | 0 | 0 | 0 | 0 | 0 | 0 | 0 | 0 | 0 | 0 | 0 | 0 | 0 | 0 | 0 | 0 | Primary Resources Industries_Existing_Fan Improved Controls_TRC | 0 | 0 | 0 | 0 | 0 | 0 | 0 | 0 | 0 | 0 | 0 | 0 | 0 | 0 | 0 | 0 | 0 | 0 | 0 | 0
Primary Resources Industries | 8.7273 | 73.47% | Fan Equipment Upgrades | 0.77902 | 0.00013707 |  | 5785.0059 | 15 |  | 643.5299 | 198.5255 | FAIL | FAIL | Primary Resources Industries_Existing_Fan Equipment Upgrades_RIM | 0 | 0 | 0 | 0 | 0 | 0 | 0 | 0 | 0 | 0 | 0 | 0 | 0 | 0 | 0 | 0 | 0 | 0 | 0 | 0 | Primary Resources Industries_Existing_Fan Equipment Upgrades_TRC | 0 | 0 | 0 | 0 | 0 | 0 | 0 | 0 | 0 | 0 | 0 | 0 | 0 | 0 | 0 | 0 | 0 | 0 | 0 | 0
Primary Resources Industries | 8.7273 | 30% | Lighting Controls | 0.97034 | 3.2955 |  | 6798.0735 | 10 |  | 999.2413 | 151.2229 | FAIL | FAIL | Primary Resources Industries_Existing_Lighting Controls_RIM | 0 | 0 | 0 | 0 | 0 | 0 | 0 | 0 | 0 | 0 | 0 | 0 | 0 | 0 | 0 | 0 | 0 | 0 | 0 | 0 | Primary Resources Industries_Existing_Lighting Controls_TRC | 0 | 0 | 0 | 0 | 0 | 0 | 0 | 0 | 0 | 0 | 0 | 0 | 0 | 0 | 0 | 0 | 0 | 0 | 0 | 0
Primary Resources Industries | 8.7273 | 25% | Efficient Lighting - Other Interior Lighting | 2.9061 | 4.3785 |  | 20359.7951 | 14.4667 |  | 8110.7928 | 452.903 | FAIL | 4955.215 | Primary Resources Industries_Existing_Efficient Lighting - Other Interior Lighting_RIM | 0 | 0 | 0 | 0 | 0 | 0 | 0 | 0 | 0 | 0 | 0 | 0 | 0 | 0 | 0 | 0 | 0 | 0 | 0 | 0 | Primary Resources Industries_Existing_Efficient Lighting - Other Interior Lighting_TRC | 0.15291 | 0.15385 | 0.14615 | 0.11393 | 0.070477 | 0.034563 | 0.014633 | 0.0057359 | 0.0021818 | 0.00080155 | 3113.1427 | 3132.3006 | 2975.5915 | 2319.6609 | 1434.8906 | 703.6925 | 297.9211 | 116.7822 | 44.422 | 16.3193 |  | 61.09%
Primary Resources Industries | 8.7273 | 20% | Efficient Lighting - High Bay | 5.6307 | 0.0021544 |  | 39447.941 | 13.6667 |  | 8515.2071 | 877.5181 | FAIL | 2401.1452 | Primary Resources Industries_Existing_Efficient Lighting - High Bay_RIM | 0 | 0 | 0 | 0 | 0 | 0 | 0 | 0 | 0 | 0 | 0 | 0 | 0 | 0 | 0 | 0 | 0 | 0 | 0 | 0 | Primary Resources Industries_Existing_Efficient Lighting - High Bay_TRC | 0.097862 | 0.10032 | 0.094392 | 0.070848 | 0.041893 | 0.019891 | 0.0082809 | 0.0032226 | 0.0012223 | 0.00044855 | 3860.4734 | 3957.4384 | 3723.5797 | 2794.8209 | 1652.5819 | 784.6518 | 326.6626 | 127.1242 | 48.218 | 17.6944 |  | 28.2%
Primary Resources Industries | 8.7273 | 12.2% | HVAC Improved Controls | 0.086864 | 0.55051 |  | 609.7671 | 15 |  | 18.9997 | 26.8724 | FAIL | FAIL | Primary Resources Industries_Existing_HVAC Improved Controls_RIM | 0 | 0 | 0 | 0 | 0 | 0 | 0 | 0 | 0 | 0 | 0 | 0 | 0 | 0 | 0 | 0 | 0 | 0 | 0 | 0 | Primary Resources Industries_Existing_HVAC Improved Controls_TRC | 0 | 0 | 0 | 0 | 0 | 0 | 0 | 0 | 0 | 0 | 0 | 0 | 0 | 0 | 0 | 0 | 0 | 0 | 0 | 0
Primary Resources Industries | 8.7273 | 31.71% | Building Envelope Improvements | 0.217 | 0.52342 |  | 1523.2948 | 15 |  | 197.9372 | 67.1316 | FAIL | FAIL | Primary Resources Industries_Existing_Building Envelope Improvements_RIM | 0 | 0 | 0 | 0 | 0 | 0 | 0 | 0 | 0 | 0 | 0 | 0 | 0 | 0 | 0 | 0 | 0 | 0 | 0 | 0 | Primary Resources Industries_Existing_Building Envelope Improvements_TRC | 0 | 0 | 0 | 0 | 0 | 0 | 0 | 0 | 0 | 0 | 0 | 0 | 0 | 0 | 0 | 0 | 0 | 0 | 0 | 0
Primary Resources Industries | 8.7273 | 9.756% | HVAC Equipment Upgrades | 1.6359 | 0.00095983 |  | 11483.6869 | 18 |  | 2751.1204 | 506.0859 | FAIL | 971.2564 | Primary Resources Industries_Existing_HVAC Equipment Upgrades_RIM | 0 | 0 | 0 | 0 | 0 | 0 | 0 | 0 | 0 | 0 | 0 | 0 | 0 | 0 | 0 | 0 | 0 | 0 | 0 | 0 | Primary Resources Industries_Existing_HVAC Equipment Upgrades_TRC | 0.022978 | 0.024572 | 0.023348 | 0.016607 | 0.0085519 | 0.0032757 | 0.0010684 | 0.00032565 | 9.7309e-05 | 2.8689e-05 | 263.8682 | 282.1796 | 268.1164 | 190.7131 | 98.207 | 37.617 | 12.2696 | 3.7396 | 1.1175 | 0.32946 |  | 35.3%
Primary Resources Industries | 8.7273 | 30% | Lighting Controls - Exterior | 0 | 0 |  | 629.4231 | 10 |  | 92.5182 | 14.0015 | FAIL | FAIL | Primary Resources Industries_Existing_Lighting Controls - Exterior_RIM | 0 | 0 | 0 | 0 | 0 | 0 | 0 | 0 | 0 | 0 | 0 | 0 | 0 | 0 | 0 | 0 | 0 | 0 | 0 | 0 | Primary Resources Industries_Existing_Lighting Controls - Exterior_TRC | 0 | 0 | 0 | 0 | 0 | 0 | 0 | 0 | 0 | 0 | 0 | 0 | 0 | 0 | 0 | 0 | 0 | 0 | 0 | 0
Primary Resources Industries | 8.7273 | 15.29% | Efficient Lighting - Exterior | 0 | 0.00084159 |  | 3551.1097 | 13.6 |  | 406.2397 | 78.9943 | FAIL | FAIL | Primary Resources Industries_Existing_Efficient Lighting - Exterior_RIM | 0 | 0 | 0 | 0 | 0 | 0 | 0 | 0 | 0 | 0 | 0 | 0 | 0 | 0 | 0 | 0 | 0 | 0 | 0 | 0 | Primary Resources Industries_Existing_Efficient Lighting - Exterior_TRC | 0 | 0 | 0 | 0 | 0 | 0 | 0 | 0 | 0 | 0 | 0 | 0 | 0 | 0 | 0 | 0 | 0 | 0 | 0 | 0
Primary Resources Industries | 8.7273 | 25.94% | Compressed Air System Optimization | 0.68954 | 0.61848 |  | 5120.5249 | 10 |  | 234.2412 | 175.7223 | FAIL | FAIL | Primary Resources Industries_Existing_Compressed Air System Optimization_RIM | 0 | 0 | 0 | 0 | 0 | 0 | 0 | 0 | 0 | 0 | 0 | 0 | 0 | 0 | 0 | 0 | 0 | 0 | 0 | 0 | Primary Resources Industries_Existing_Compressed Air System Optimization_TRC | 0 | 0 | 0 | 0 | 0 | 0 | 0 | 0 | 0 | 0 | 0 | 0 | 0 | 0 | 0 | 0 | 0 | 0 | 0 | 0
Primary Resources Industries | 8.7273 | 19.51% | Compressed Air Controls | 0.84462 | 2.9054 |  | 6272.2137 | 12.5 |  | 285.6171 | 215.2451 | FAIL | FAIL | Primary Resources Industries_Existing_Compressed Air Controls_RIM | 0 | 0 | 0 | 0 | 0 | 0 | 0 | 0 | 0 | 0 | 0 | 0 | 0 | 0 | 0 | 0 | 0 | 0 | 0 | 0 | Primary Resources Industries_Existing_Compressed Air Controls_TRC | 0 | 0 | 0 | 0 | 0 | 0 | 0 | 0 | 0 | 0 | 0 | 0 | 0 | 0 | 0 | 0 | 0 | 0 | 0 | 0
Primary Resources Industries | 8.7273 | 17.07% | Compressed Air Equipment | 2.1246 | 0.00071468 |  | 15777.5537 | 15 |  | 1907.0355 | 541.4423 | FAIL | FAIL | Primary Resources Industries_Existing_Compressed Air Equipment_RIM | 0 | 0 | 0 | 0 | 0 | 0 | 0 | 0 | 0 | 0 | 0 | 0 | 0 | 0 | 0 | 0 | 0 | 0 | 0 | 0 | Primary Resources Industries_Existing_Compressed Air Equipment_TRC | 0 | 0 | 0 | 0 | 0 | 0 | 0 | 0 | 0 | 0 | 0 | 0 | 0 | 0 | 0 | 0 | 0 | 0 | 0 | 0
Stone/Clay/Glass/Concrete | 2.1818 | 27.36% | Process Other Systems Optimization | 0.35076 | 0.33089 |  | 2547.8001 | 5.3333 |  | 59.0537 | 87.4335 | FAIL | FAIL | Stone/Clay/Glass/Concrete_Existing_Process Other Systems Optimization_RIM | 0 | 0 | 0 | 0 | 0 | 0 | 0 | 0 | 0 | 0 | 0 | 0 | 0 | 0 | 0 | 0 | 0 | 0 | 0 | 0 | Stone/Clay/Glass/Concrete_Existing_Process Other Systems Optimization_TRC | 0 | 0 | 0 | 0 | 0 | 0 | 0 | 0 | 0 | 0 | 0 | 0 | 0 | 0 | 0 | 0 | 0 | 0 | 0 | 0
Stone/Clay/Glass/Concrete | 2.1818 | 27.36% | Plant Energy Management | 7.2812 | 18.586 |  | 53527.7697 | 10.5 |  | 1240.6824 | 1836.9259 | FAIL | FAIL | Stone/Clay/Glass/Concrete_Existing_Plant Energy Management_RIM | 0 | 0 | 0 | 0 | 0 | 0 | 0 | 0 | 0 | 0 | 0 | 0 | 0 | 0 | 0 | 0 | 0 | 0 | 0 | 0 | Stone/Clay/Glass/Concrete_Existing_Plant Energy Management_TRC | 0 | 0 | 0 | 0 | 0 | 0 | 0 | 0 | 0 | 0 | 0 | 0 | 0 | 0 | 0 | 0 | 0 | 0 | 0 | 0
Stone/Clay/Glass/Concrete | 2.1818 | 52% | Process Heat System Optimization | 0.1423 | 0.22765 |  | 1033.5801 | 2 |  | 336.623 | 35.4696 | FAIL | 176.4278 | Stone/Clay/Glass/Concrete_Existing_Process Heat System Optimization_RIM | 0 | 0 | 0 | 0 | 0 | 0 | 0 | 0 | 0 | 0 | 0 | 0 | 0 | 0 | 0 | 0 | 0 | 0 | 0 | 0 | Stone/Clay/Glass/Concrete_Existing_Process Heat System Optimization_TRC | 0.04963 | 0.050259 | 0.050234 | 0.050234 | 0.050346 | 0.05026 | 0.050235 | 0.050235 | 0.050238 | 0.050246 | 51.2966 | 51.9469 | 51.9211 | 51.9213 | 52.0365 | 51.9474 | 51.9217 | 51.9218 | 51.925 | 51.9334 |  | 52.41%
Stone/Clay/Glass/Concrete | 2.1818 | 36.23% | Process Heat Improved Controls | 0.33498 | 1.3407 |  | 2433.1743 | 15 |  | 2183.6055 | 83.4999 | 428.267 | 1806.4863 | Stone/Clay/Glass/Concrete_Existing_Process Heat Improved Controls_RIM | 0.031215 | 0.03161 | 0.031595 | 0.031595 | 0.031665 | 0.031611 | 0.031595 | 0.031595 | 0.031597 | 0.031602 | 75.9507 | 76.9135 | 76.8754 | 76.8756 | 77.0462 | 76.9142 | 76.8762 | 76.8764 | 76.881 | 76.8936 | Stone/Clay/Glass/Concrete_Existing_Process Heat Improved Controls_TRC | 0.040261 | 0.039729 | 0.037773 | 0.026869 | 0.013829 | 0.0052968 | 0.0017288 | 0.00052692 | 0.00015743 | 4.6411e-05 | 97.9629 | 96.6672 | 91.9075 | 65.3764 | 33.6474 | 12.8881 | 4.2064 | 1.2821 | 0.38306 | 0.11293 | 19.61% | 82.73%
Stone/Clay/Glass/Concrete | 2.1818 | 25% | Process Heat Equipment Upgrade | 14.0696 | 0.0083817 |  | 102196.3614 | 10 |  | 23709.5552 | 3507.0981 | FAIL | 7870.075 | Stone/Clay/Glass/Concrete_Existing_Process Heat Equipment Upgrade_RIM | 0 | 0 | 0 | 0 | 0 | 0 | 0 | 0 | 0 | 0 | 0 | 0 | 0 | 0 | 0 | 0 | 0 | 0 | 0 | 0 | Stone/Clay/Glass/Concrete_Existing_Process Heat Equipment Upgrade_TRC | 0.020552 | 0.022031 | 0.020933 | 0.01489 | 0.0076493 | 0.002937 | 0.00095796 | 0.00029198 | 8.7155e-05 | 2.5723e-05 | 2100.379 | 2251.5344 | 2139.3228 | 1521.7157 | 781.7289 | 300.1494 | 97.9005 | 29.8388 | 8.9069 | 2.6288 |  | 33.19%
Stone/Clay/Glass/Concrete | 2.1818 | 33.75% | Process Refrig Controls | 0.16417 | 0.27423 |  | 1192.4436 | 15 |  | 1049.3504 | 40.9214 | FAIL | 864.5328 | Stone/Clay/Glass/Concrete_Existing_Process Refrig Controls_RIM | 0 | 0 | 0 | 0 | 0 | 0 | 0 | 0 | 0 | 0 | 0 | 0 | 0 | 0 | 0 | 0 | 0 | 0 | 0 | 0 | Stone/Clay/Glass/Concrete_Existing_Process Refrig Controls_TRC | 0.031854 | 0.031351 | 0.031335 | 0.031335 | 0.031405 | 0.031351 | 0.031335 | 0.031336 | 0.031337 | 0.031343 | 37.984 | 37.3839 | 37.3654 | 37.3655 | 37.4481 | 37.3843 | 37.3658 | 37.3659 | 37.3681 | 37.3742 |  | 82.39%
Stone/Clay/Glass/Concrete | 2.1818 | 21% | Process Refrig Equipment Upgrade | 0.28048 | 0.00038345 |  | 2037.2923 | 10 |  | 524.8296 | 69.9143 | FAIL | 209.0683 | Stone/Clay/Glass/Concrete_Existing_Process Refrig Equipment Upgrade_RIM | 0 | 0 | 0 | 0 | 0 | 0 | 0 | 0 | 0 | 0 | 0 | 0 | 0 | 0 | 0 | 0 | 0 | 0 | 0 | 0 | Stone/Clay/Glass/Concrete_Existing_Process Refrig Equipment Upgrade_TRC | 0.013729 | 0.014688 | 0.013956 | 0.0099273 | 0.0051099 | 0.0019581 | 0.00063868 | 0.00019466 | 5.8157e-05 | 1.7149e-05 | 27.971 | 29.9246 | 28.4332 | 20.2247 | 10.4103 | 3.9892 | 1.3012 | 0.39658 | 0.11848 | 0.034938 |  | 39.84%
Stone/Clay/Glass/Concrete | 2.1818 | 0% | Pump System Optimization | 0 | 0 |  | 0 | 10 |  | 0 | 0 | FAIL | FAIL | Stone/Clay/Glass/Concrete_Existing_Pump System Optimization_RIM | 0 | 0 | 0 | 0 | 0 | 0 | 0 | 0 | 0 | 0 | 0 | 0 | 0 | 0 | 0 | 0 | 0 | 0 | 0 | 0 | Stone/Clay/Glass/Concrete_Existing_Pump System Optimization_TRC | 0 | 0 | 0 | 0 | 0 | 0 | 0 | 0 | 0 | 0 | 0 | 0 | 0 | 0 | 0 | 0 | 0 | 0 | 0 | 0
Stone/Clay/Glass/Concrete | 2.1818 | 33.99% | Pump Improved Controls | 0.3552 | 2.0892 |  | 2637.7681 | 15 |  | 168.3007 | 90.5209 | FAIL | FAIL | Stone/Clay/Glass/Concrete_Existing_Pump Improved Controls_RIM | 0 | 0 | 0 | 0 | 0 | 0 | 0 | 0 | 0 | 0 | 0 | 0 | 0 | 0 | 0 | 0 | 0 | 0 | 0 | 0 | Stone/Clay/Glass/Concrete_Existing_Pump Improved Controls_TRC | 0 | 0 | 0 | 0 | 0 | 0 | 0 | 0 | 0 | 0 | 0 | 0 | 0 | 0 | 0 | 0 | 0 | 0 | 0 | 0
Stone/Clay/Glass/Concrete | 2.1818 | 16% | Motor Optimization | 3.8643 | 0.73305 |  | 28696.2227 | 10 |  | 1874.2647 | 984.7755 | FAIL | FAIL | Stone/Clay/Glass/Concrete_Existing_Motor Optimization_RIM | 0 | 0 | 0 | 0 | 0 | 0 | 0 | 0 | 0 | 0 | 0 | 0 | 0 | 0 | 0 | 0 | 0 | 0 | 0 | 0 | Stone/Clay/Glass/Concrete_Existing_Motor Optimization_TRC | 0 | 0 | 0 | 0 | 0 | 0 | 0 | 0 | 0 | 0 | 0 | 0 | 0 | 0 | 0 | 0 | 0 | 0 | 0 | 0
Stone/Clay/Glass/Concrete | 2.1818 | 33.71% | Motor Improved Controls | 0.35736 | 2.6441 |  | 2653.8038 | 15 |  | 169.3238 | 91.0713 | FAIL | FAIL | Stone/Clay/Glass/Concrete_Existing_Motor Improved Controls_RIM | 0 | 0 | 0 | 0 | 0 | 0 | 0 | 0 | 0 | 0 | 0 | 0 | 0 | 0 | 0 | 0 | 0 | 0 | 0 | 0 | Stone/Clay/Glass/Concrete_Existing_Motor Improved Controls_TRC | 0 | 0 | 0 | 0 | 0 | 0 | 0 | 0 | 0 | 0 | 0 | 0 | 0 | 0 | 0 | 0 | 0 | 0 | 0 | 0
Stone/Clay/Glass/Concrete | 2.1818 | 75.53% | Pump Equipment Upgrade | 0.71429 | 0.21191 |  | 5304.3314 | 15 |  | 967.4905 | 182.0301 | FAIL | 145.3688 | Stone/Clay/Glass/Concrete_Existing_Pump Equipment Upgrade_RIM | 0 | 0 | 0 | 0 | 0 | 0 | 0 | 0 | 0 | 0 | 0 | 0 | 0 | 0 | 0 | 0 | 0 | 0 | 0 | 0 | Stone/Clay/Glass/Concrete_Existing_Pump Equipment Upgrade_TRC | 0.054767 | 0.058669 | 0.055745 | 0.039652 | 0.020383 | 0.0078211 | 0.002551 | 0.00077752 | 0.00023216 | 6.8499e-05 | 290.5027 | 311.201 | 295.6914 | 210.3274 | 108.12 | 41.4858 | 13.5315 | 4.1242 | 1.2314 | 0.36334 |  | 15.03%
Stone/Clay/Glass/Concrete | 2.1818 | 56% | Motor Equipment Upgrades | 0.29358 | 0.00034329 |  | 2180.1224 | 10 |  | 133.4585 | 74.8158 | FAIL | FAIL | Stone/Clay/Glass/Concrete_Existing_Motor Equipment Upgrades_RIM | 0 | 0 | 0 | 0 | 0 | 0 | 0 | 0 | 0 | 0 | 0 | 0 | 0 | 0 | 0 | 0 | 0 | 0 | 0 | 0 | Stone/Clay/Glass/Concrete_Existing_Motor Equipment Upgrades_TRC | 0 | 0 | 0 | 0 | 0 | 0 | 0 | 0 | 0 | 0 | 0 | 0 | 0 | 0 | 0 | 0 | 0 | 0 | 0 | 0
Stone/Clay/Glass/Concrete | 2.1818 | 34.37% | Fan Improved Controls | 1.6797 | 1.6461 |  | 12473.6411 | 15 |  | 306.8826 | 428.0611 | FAIL | FAIL | Stone/Clay/Glass/Concrete_Existing_Fan Improved Controls_RIM | 0 | 0 | 0 | 0 | 0 | 0 | 0 | 0 | 0 | 0 | 0 | 0 | 0 | 0 | 0 | 0 | 0 | 0 | 0 | 0 | Stone/Clay/Glass/Concrete_Existing_Fan Improved Controls_TRC | 0 | 0 | 0 | 0 | 0 | 0 | 0 | 0 | 0 | 0 | 0 | 0 | 0 | 0 | 0 | 0 | 0 | 0 | 0 | 0
Stone/Clay/Glass/Concrete | 2.1818 | 76.37% | Fan Equipment Upgrades | 0.3312 | 0.00020037 |  | 2459.536 | 15 |  | 448.6103 | 84.4045 | FAIL | 67.4052 | Stone/Clay/Glass/Concrete_Existing_Fan Equipment Upgrades_RIM | 0 | 0 | 0 | 0 | 0 | 0 | 0 | 0 | 0 | 0 | 0 | 0 | 0 | 0 | 0 | 0 | 0 | 0 | 0 | 0 | Stone/Clay/Glass/Concrete_Existing_Fan Equipment Upgrades_TRC | 0.056348 | 0.060359 | 0.057351 | 0.040794 | 0.020972 | 0.0080464 | 0.0026245 | 0.00079992 | 0.00023885 | 7.0472e-05 | 138.5902 | 148.4559 | 141.0572 | 100.335 | 51.5808 | 19.7905 | 6.4551 | 1.9674 | 0.58747 | 0.17333 |  | 15.03%
Stone/Clay/Glass/Concrete | 2.1818 | 30% | Lighting Controls | 0.4493 | 2.0546 |  | 3147.7563 | 10 |  | 471.8075 | 70.0217 | FAIL | FAIL | Stone/Clay/Glass/Concrete_Existing_Lighting Controls_RIM | 0 | 0 | 0 | 0 | 0 | 0 | 0 | 0 | 0 | 0 | 0 | 0 | 0 | 0 | 0 | 0 | 0 | 0 | 0 | 0 | Stone/Clay/Glass/Concrete_Existing_Lighting Controls_TRC | 0 | 0 | 0 | 0 | 0 | 0 | 0 | 0 | 0 | 0 | 0 | 0 | 0 | 0 | 0 | 0 | 0 | 0 | 0 | 0
Stone/Clay/Glass/Concrete | 2.1818 | 25% | Efficient Lighting - Other Interior Lighting | 1.9988 | 1.2829 |  | 14003.4082 | 14.4667 |  | 5578.5798 | 311.5053 | FAIL | 3408.1826 | Stone/Clay/Glass/Concrete_Existing_Efficient Lighting - Other Interior Lighting_RIM | 0 | 0 | 0 | 0 | 0 | 0 | 0 | 0 | 0 | 0 | 0 | 0 | 0 | 0 | 0 | 0 | 0 | 0 | 0 | 0 | Stone/Clay/Glass/Concrete_Existing_Efficient Lighting - Other Interior Lighting_TRC | 0.036413 | 0.037015 | 0.034978 | 0.026711 | 0.016129 | 0.0077768 | 0.0032639 | 0.0012746 | 0.00048414 | 0.00017776 | 509.9112 | 518.3408 | 489.8156 | 374.0395 | 225.8622 | 108.9014 | 45.7054 | 17.8493 | 6.7796 | 2.4892 |  | 61.09%
Stone/Clay/Glass/Concrete | 2.1818 | 20% | Efficient Lighting - High Bay | 1.6497 | 0.0014799 |  | 11557.7893 | 13.6667 |  | 2494.8569 | 257.1026 | FAIL | 703.5077 | Stone/Clay/Glass/Concrete_Existing_Efficient Lighting - High Bay_RIM | 0 | 0 | 0 | 0 | 0 | 0 | 0 | 0 | 0 | 0 | 0 | 0 | 0 | 0 | 0 | 0 | 0 | 0 | 0 | 0 | Stone/Clay/Glass/Concrete_Existing_Efficient Lighting - High Bay_TRC | 0.024466 | 0.02508 | 0.023598 | 0.017712 | 0.010473 | 0.0049727 | 0.0020702 | 0.00080565 | 0.00030558 | 0.00011214 | 282.7685 | 289.8709 | 272.7414 | 204.7125 | 121.0468 | 57.4735 | 23.9271 | 9.3115 | 3.5318 | 1.2961 |  | 28.2%
Stone/Clay/Glass/Concrete | 2.1818 | 8% | HVAC Improved Controls | 0.083107 | 0.43437 |  | 583.4001 | 15 |  | 23.7573 | 25.7104 | FAIL | FAIL | Stone/Clay/Glass/Concrete_Existing_HVAC Improved Controls_RIM | 0 | 0 | 0 | 0 | 0 | 0 | 0 | 0 | 0 | 0 | 0 | 0 | 0 | 0 | 0 | 0 | 0 | 0 | 0 | 0 | Stone/Clay/Glass/Concrete_Existing_HVAC Improved Controls_TRC | 0 | 0 | 0 | 0 | 0 | 0 | 0 | 0 | 0 | 0 | 0 | 0 | 0 | 0 | 0 | 0 | 0 | 0 | 0 | 0
Stone/Clay/Glass/Concrete | 2.1818 | 20% | Building Envelope Improvements | 0.17807 | 0.071867 |  | 1250.0148 | 15 |  | 193.5587 | 55.0881 | FAIL | FAIL | Stone/Clay/Glass/Concrete_Existing_Building Envelope Improvements_RIM | 0 | 0 | 0 | 0 | 0 | 0 | 0 | 0 | 0 | 0 | 0 | 0 | 0 | 0 | 0 | 0 | 0 | 0 | 0 | 0 | Stone/Clay/Glass/Concrete_Existing_Building Envelope Improvements_TRC | 0 | 0 | 0 | 0 | 0 | 0 | 0 | 0 | 0 | 0 | 0 | 0 | 0 | 0 | 0 | 0 | 0 | 0 | 0 | 0
Stone/Clay/Glass/Concrete | 2.1818 | 4% | HVAC Equipment Upgrades | 0.20228 | 0.00011868 |  | 1419.954 | 18 |  | 176.786 | 62.5773 | FAIL | FAIL | Stone/Clay/Glass/Concrete_Existing_HVAC Equipment Upgrades_RIM | 0 | 0 | 0 | 0 | 0 | 0 | 0 | 0 | 0 | 0 | 0 | 0 | 0 | 0 | 0 | 0 | 0 | 0 | 0 | 0 | Stone/Clay/Glass/Concrete_Existing_HVAC Equipment Upgrades_TRC | 0 | 0 | 0 | 0 | 0 | 0 | 0 | 0 | 0 | 0 | 0 | 0 | 0 | 0 | 0 | 0 | 0 | 0 | 0 | 0
Stone/Clay/Glass/Concrete | 2.1818 | 30% | Lighting Controls - Exterior | 0 | 0 |  | 379.1873 | 10 |  | 56.8352 | 8.435 | FAIL | FAIL | Stone/Clay/Glass/Concrete_Existing_Lighting Controls - Exterior_RIM | 0 | 0 | 0 | 0 | 0 | 0 | 0 | 0 | 0 | 0 | 0 | 0 | 0 | 0 | 0 | 0 | 0 | 0 | 0 | 0 | Stone/Clay/Glass/Concrete_Existing_Lighting Controls - Exterior_TRC | 0 | 0 | 0 | 0 | 0 | 0 | 0 | 0 | 0 | 0 | 0 | 0 | 0 | 0 | 0 | 0 | 0 | 0 | 0 | 0
Stone/Clay/Glass/Concrete | 2.1818 | 15.29% | Efficient Lighting - Exterior | 0 | 0.00066499 |  | 2139.3172 | 13.6 |  | 244.7335 | 47.589 | FAIL | FAIL | Stone/Clay/Glass/Concrete_Existing_Efficient Lighting - Exterior_RIM | 0 | 0 | 0 | 0 | 0 | 0 | 0 | 0 | 0 | 0 | 0 | 0 | 0 | 0 | 0 | 0 | 0 | 0 | 0 | 0 | Stone/Clay/Glass/Concrete_Existing_Efficient Lighting - Exterior_TRC | 0 | 0 | 0 | 0 | 0 | 0 | 0 | 0 | 0 | 0 | 0 | 0 | 0 | 0 | 0 | 0 | 0 | 0 | 0 | 0
Stone/Clay/Glass/Concrete | 2.1818 | 25.94% | Compressed Air System Optimization | 0.55274 | 0.14605 |  | 4104.6839 | 10 |  | 252.7463 | 140.8615 | FAIL | FAIL | Stone/Clay/Glass/Concrete_Existing_Compressed Air System Optimization_RIM | 0 | 0 | 0 | 0 | 0 | 0 | 0 | 0 | 0 | 0 | 0 | 0 | 0 | 0 | 0 | 0 | 0 | 0 | 0 | 0 | Stone/Clay/Glass/Concrete_Existing_Compressed Air System Optimization_TRC | 0 | 0 | 0 | 0 | 0 | 0 | 0 | 0 | 0 | 0 | 0 | 0 | 0 | 0 | 0 | 0 | 0 | 0 | 0 | 0
Stone/Clay/Glass/Concrete | 2.1818 | 20% | Compressed Air Controls | 0.19458 | 1.2146 |  | 1444.9963 | 12.5 |  | 77.1911 | 49.5883 | FAIL | FAIL | Stone/Clay/Glass/Concrete_Existing_Compressed Air Controls_RIM | 0 | 0 | 0 | 0 | 0 | 0 | 0 | 0 | 0 | 0 | 0 | 0 | 0 | 0 | 0 | 0 | 0 | 0 | 0 | 0 | Stone/Clay/Glass/Concrete_Existing_Compressed Air Controls_TRC | 0 | 0 | 0 | 0 | 0 | 0 | 0 | 0 | 0 | 0 | 0 | 0 | 0 | 0 | 0 | 0 | 0 | 0 | 0 | 0
Stone/Clay/Glass/Concrete | 2.1818 | 12% | Compressed Air Equipment | 0.63312 | 0.00046659 |  | 4701.6121 | 15 |  | 1040.8257 | 161.3464 | FAIL | 312.1198 | Stone/Clay/Glass/Concrete_Existing_Compressed Air Equipment_RIM | 0 | 0 | 0 | 0 | 0 | 0 | 0 | 0 | 0 | 0 | 0 | 0 | 0 | 0 | 0 | 0 | 0 | 0 | 0 | 0 | Stone/Clay/Glass/Concrete_Existing_Compressed Air Equipment_TRC | 0.010042 | 0.010763 | 0.010227 | 0.0072742 | 0.0037376 | 0.0014348 | 0.00046799 | 0.00014264 | 4.2581e-05 | 1.2566e-05 | 47.2151 | 50.6033 | 48.0814 | 34.2006 | 17.5726 | 6.7459 | 2.2003 | 0.67063 | 0.2002 | 0.059081 |  | 29.99%
Textiles and Leather | 4.3636 | 4.651% | Process Other Systems Optimization | 0.53483 | 0.52499 |  | 3884.8243 | 5.3333 |  | 212.2267 | 133.3165 | FAIL | FAIL | Textiles and Leather_Existing_Process Other Systems Optimization_RIM | 0 | 0 | 0 | 0 | 0 | 0 | 0 | 0 | 0 | 0 | 0 | 0 | 0 | 0 | 0 | 0 | 0 | 0 | 0 | 0 | Textiles and Leather_Existing_Process Other Systems Optimization_TRC | 0 | 0 | 0 | 0 | 0 | 0 | 0 | 0 | 0 | 0 | 0 | 0 | 0 | 0 | 0 | 0 | 0 | 0 | 0 | 0
Textiles and Leather | 4.3636 | 55.81% | Process Heat System Optimization | 0.5203 | 2.1738 |  | 3779.2351 | 2 |  | 3999.552 | 129.693 | 804.9261 | 3413.8059 | Textiles and Leather_Existing_Process Heat System Optimization_RIM | 0.08074 | 0.081763 | 0.081723 | 0.081723 | 0.081904 | 0.081764 | 0.081723 | 0.081724 | 0.081729 | 0.081742 | 305.1337 | 309.0017 | 308.8488 | 308.8496 | 309.5349 | 309.0049 | 308.852 | 308.8528 | 308.8715 | 308.9219 | Textiles and Leather_Existing_Process Heat System Optimization_TRC | 0.10493 | 0.10626 | 0.10621 | 0.10621 | 0.10645 | 0.10627 | 0.10621 | 0.10621 | 0.10622 | 0.10624 | 396.5695 | 401.5967 | 401.398 | 401.399 | 402.2896 | 401.6008 | 401.4021 | 401.4031 | 401.4274 | 401.4929 | 20.13% | 85.35%
Textiles and Leather | 4.3636 | 2.326% | Process Heat Equipment Upgrade | 41.0347 | 0.028699 |  | 298061.1822 | 10 |  | 11134.5702 | 10228.6402 | FAIL | FAIL | Textiles and Leather_Existing_Process Heat Equipment Upgrade_RIM | 0 | 0 | 0 | 0 | 0 | 0 | 0 | 0 | 0 | 0 | 0 | 0 | 0 | 0 | 0 | 0 | 0 | 0 | 0 | 0 | Textiles and Leather_Existing_Process Heat Equipment Upgrade_TRC | 0 | 0 | 0 | 0 | 0 | 0 | 0 | 0 | 0 | 0 | 0 | 0 | 0 | 0 | 0 | 0 | 0 | 0 | 0 | 0
Textiles and Leather | 4.3636 | 33.75% | Process Refrig Controls | 0.54426 | 1.353 |  | 3953.3037 | 15 |  | 3478.9072 | 135.6665 | FAIL | 2866.1821 | Textiles and Leather_Existing_Process Refrig Controls_RIM | 0 | 0 | 0 | 0 | 0 | 0 | 0 | 0 | 0 | 0 | 0 | 0 | 0 | 0 | 0 | 0 | 0 | 0 | 0 | 0 | Textiles and Leather_Existing_Process Refrig Controls_TRC | 0.06221 | 0.061228 | 0.061198 | 0.061198 | 0.061333 | 0.061229 | 0.061198 | 0.061199 | 0.061202 | 0.061212 | 245.9336 | 242.0533 | 241.9335 | 241.9342 | 242.4683 | 242.0558 | 241.936 | 241.9366 | 241.9513 | 241.9908 |  | 82.39%
Textiles and Leather | 4.3636 | 21% | Process Refrig Equipment Upgrade | 1.356 | 0.0007953 |  | 9849.5873 | 10 |  | 1621.5101 | 338.0108 | FAIL | 94.9162 | Textiles and Leather_Existing_Process Refrig Equipment Upgrade_RIM | 0 | 0 | 0 | 0 | 0 | 0 | 0 | 0 | 0 | 0 | 0 | 0 | 0 | 0 | 0 | 0 | 0 | 0 | 0 | 0 | Textiles and Leather_Existing_Process Refrig Equipment Upgrade_TRC | 0.022756 | 0.024345 | 0.023132 | 0.016454 | 0.0084693 | 0.0032454 | 0.0010586 | 0.00032264 | 9.6391e-05 | 2.8424e-05 | 224.1343 | 239.7885 | 227.838 | 162.0628 | 83.4188 | 31.9659 | 10.4264 | 3.1778 | 0.94941 | 0.27996 |  | 5.854%
Textiles and Leather | 4.3636 | 33.99% | Pump Improved Controls | 0.86434 | 34.9047 |  | 6418.665 | 15 |  | 409.5377 | 220.2709 | FAIL | FAIL | Textiles and Leather_Existing_Pump Improved Controls_RIM | 0 | 0 | 0 | 0 | 0 | 0 | 0 | 0 | 0 | 0 | 0 | 0 | 0 | 0 | 0 | 0 | 0 | 0 | 0 | 0 | Textiles and Leather_Existing_Pump Improved Controls_TRC | 0 | 0 | 0 | 0 | 0 | 0 | 0 | 0 | 0 | 0 | 0 | 0 | 0 | 0 | 0 | 0 | 0 | 0 | 0 | 0
Textiles and Leather | 4.3636 | 2.326% | Motor Optimization | 523.9877 | 12.124 |  | 3891159.5303 | 10 |  | 1191652.9017 | 133533.8957 | FAIL | 588559.5701 | Textiles and Leather_Existing_Motor Optimization_RIM | 0 | 0 | 0 | 0 | 0 | 0 | 0 | 0 | 0 | 0 | 0 | 0 | 0 | 0 | 0 | 0 | 0 | 0 | 0 | 0 | Textiles and Leather_Existing_Motor Optimization_TRC | 0.0036047 | 0.0036084 | 0.0036066 | 0.0036066 | 0.0036146 | 0.0036084 | 0.0036067 | 0.0036067 | 0.0036069 | 0.0036075 | 14026.3818 | 14040.9069 | 14033.9585 | 14033.9941 | 14065.1323 | 14041.0488 | 14034.101 | 14034.1366 | 14034.9878 | 14037.2785 |  | 49.39%
Textiles and Leather | 4.3636 | 33.71% | Motor Improved Controls | 0.85908 | 6.1815 |  | 6379.5595 | 15 |  | 407.0426 | 218.9289 | FAIL | FAIL | Textiles and Leather_Existing_Motor Improved Controls_RIM | 0 | 0 | 0 | 0 | 0 | 0 | 0 | 0 | 0 | 0 | 0 | 0 | 0 | 0 | 0 | 0 | 0 | 0 | 0 | 0 | Textiles and Leather_Existing_Motor Improved Controls_TRC | 0 | 0 | 0 | 0 | 0 | 0 | 0 | 0 | 0 | 0 | 0 | 0 | 0 | 0 | 0 | 0 | 0 | 0 | 0 | 0
Textiles and Leather | 4.3636 | 75.53% | Pump Equipment Upgrade | 2.4453 | 0.42742 |  | 18159.0785 | 15 |  | 2322.2188 | 623.1696 | FAIL | FAIL | Textiles and Leather_Existing_Pump Equipment Upgrade_RIM | 0 | 0 | 0 | 0 | 0 | 0 | 0 | 0 | 0 | 0 | 0 | 0 | 0 | 0 | 0 | 0 | 0 | 0 | 0 | 0 | Textiles and Leather_Existing_Pump Equipment Upgrade_TRC | 0 | 0 | 0 | 0 | 0 | 0 | 0 | 0 | 0 | 0 | 0 | 0 | 0 | 0 | 0 | 0 | 0 | 0 | 0 | 0
Textiles and Leather | 4.3636 | 21% | Motor Equipment Upgrades | 1.579 | 0.0064436 |  | 11725.9161 | 10 |  | 1649.6122 | 402.4012 | FAIL | FAIL | Textiles and Leather_Existing_Motor Equipment Upgrades_RIM | 0 | 0 | 0 | 0 | 0 | 0 | 0 | 0 | 0 | 0 | 0 | 0 | 0 | 0 | 0 | 0 | 0 | 0 | 0 | 0 | Textiles and Leather_Existing_Motor Equipment Upgrades_TRC | 0 | 0 | 0 | 0 | 0 | 0 | 0 | 0 | 0 | 0 | 0 | 0 | 0 | 0 | 0 | 0 | 0 | 0 | 0 | 0
Textiles and Leather | 4.3636 | 34.37% | Fan Improved Controls | 4.7349 | 7.5638 |  | 35161.7261 | 15 |  | 865.0659 | 1206.6538 | FAIL | FAIL | Textiles and Leather_Existing_Fan Improved Controls_RIM | 0 | 0 | 0 | 0 | 0 | 0 | 0 | 0 | 0 | 0 | 0 | 0 | 0 | 0 | 0 | 0 | 0 | 0 | 0 | 0 | Textiles and Leather_Existing_Fan Improved Controls_TRC | 0 | 0 | 0 | 0 | 0 | 0 | 0 | 0 | 0 | 0 | 0 | 0 | 0 | 0 | 0 | 0 | 0 | 0 | 0 | 0
Textiles and Leather | 4.3636 | 76.37% | Fan Equipment Upgrades | 1.3673 | 0.00075069 |  | 10153.7324 | 15 |  | 1298.4793 | 348.4482 | FAIL | FAIL | Textiles and Leather_Existing_Fan Equipment Upgrades_RIM | 0 | 0 | 0 | 0 | 0 | 0 | 0 | 0 | 0 | 0 | 0 | 0 | 0 | 0 | 0 | 0 | 0 | 0 | 0 | 0 | Textiles and Leather_Existing_Fan Equipment Upgrades_TRC | 0 | 0 | 0 | 0 | 0 | 0 | 0 | 0 | 0 | 0 | 0 | 0 | 0 | 0 | 0 | 0 | 0 | 0 | 0 | 0
Textiles and Leather | 4.3636 | 30% | Lighting Controls | 2.7192 | 25.6002 |  | 19050.5994 | 10 |  | 2446.056 | 423.7799 | FAIL | FAIL | Textiles and Leather_Existing_Lighting Controls_RIM | 0 | 0 | 0 | 0 | 0 | 0 | 0 | 0 | 0 | 0 | 0 | 0 | 0 | 0 | 0 | 0 | 0 | 0 | 0 | 0 | Textiles and Leather_Existing_Lighting Controls_TRC | 0 | 0 | 0 | 0 | 0 | 0 | 0 | 0 | 0 | 0 | 0 | 0 | 0 | 0 | 0 | 0 | 0 | 0 | 0 | 0
Textiles and Leather | 4.3636 | 25% | Efficient Lighting - Other Interior Lighting | 28.3585 | 9.8426 |  | 198676.0081 | 14.4667 |  | 79147.1589 | 4419.5411 | FAIL | 48354.236 | Textiles and Leather_Existing_Efficient Lighting - Other Interior Lighting_RIM | 0 | 0 | 0 | 0 | 0 | 0 | 0 | 0 | 0 | 0 | 0 | 0 | 0 | 0 | 0 | 0 | 0 | 0 | 0 | 0 | Textiles and Leather_Existing_Efficient Lighting - Other Interior Lighting_TRC | 0.072827 | 0.074031 | 0.069957 | 0.053421 | 0.032258 | 0.015554 | 0.0065278 | 0.0025493 | 0.00096828 | 0.00035552 | 14468.9227 | 14708.1166 | 13898.702 | 10613.5138 | 6408.9268 | 3090.1196 | 1296.908 | 506.4794 | 192.3733 | 70.6324 |  | 61.09%
Textiles and Leather | 4.3636 | 20% | Efficient Lighting - High Bay | 12.6573 | 0.022889 |  | 88675.7254 | 13.6667 |  | 19141.4848 | 1972.5885 | FAIL | 5397.5767 | Textiles and Leather_Existing_Efficient Lighting - High Bay_RIM | 0 | 0 | 0 | 0 | 0 | 0 | 0 | 0 | 0 | 0 | 0 | 0 | 0 | 0 | 0 | 0 | 0 | 0 | 0 | 0 | Textiles and Leather_Existing_Efficient Lighting - High Bay_TRC | 0.048931 | 0.05016 | 0.047196 | 0.035424 | 0.020946 | 0.0099454 | 0.0041404 | 0.0016113 | 0.00061116 | 0.00022428 | 4339.0133 | 4447.9979 | 4185.1504 | 3141.2637 | 1857.4341 | 881.9163 | 367.1553 | 142.8823 | 54.195 | 19.8878 |  | 28.2%
Textiles and Leather | 4.3636 | 2.326% | HVAC Recommissioning | 31.7928 | 45.6862 |  | 223179.9722 | 10 |  | 13247.2085 | 9835.5369 | FAIL | FAIL | Textiles and Leather_Existing_HVAC Recommissioning_RIM | 0 | 0 | 0 | 0 | 0 | 0 | 0 | 0 | 0 | 0 | 0 | 0 | 0 | 0 | 0 | 0 | 0 | 0 | 0 | 0 | Textiles and Leather_Existing_HVAC Recommissioning_TRC | 0 | 0 | 0 | 0 | 0 | 0 | 0 | 0 | 0 | 0 | 0 | 0 | 0 | 0 | 0 | 0 | 0 | 0 | 0 | 0
Textiles and Leather | 4.3636 | 6.977% | HVAC Improved Controls | 15.6074 | 7.7794 |  | 109561.2416 | 15 |  | 358.7663 | 4828.3617 | FAIL | FAIL | Textiles and Leather_Existing_HVAC Improved Controls_RIM | 0 | 0 | 0 | 0 | 0 | 0 | 0 | 0 | 0 | 0 | 0 | 0 | 0 | 0 | 0 | 0 | 0 | 0 | 0 | 0 | Textiles and Leather_Existing_HVAC Improved Controls_TRC | 0 | 0 | 0 | 0 | 0 | 0 | 0 | 0 | 0 | 0 | 0 | 0 | 0 | 0 | 0 | 0 | 0 | 0 | 0 | 0
Textiles and Leather | 4.3636 | 18.6% | Building Envelope Improvements | 2.9898 | 10.5944 |  | 20987.8593 | 15 |  | 5911.1926 | 924.9345 | 2105.4676 | 2658.2707 | Textiles and Leather_Existing_Building Envelope Improvements_RIM | 0.029908 | 0.02931 | 0.029296 | 0.029296 | 0.029361 | 0.029311 | 0.029296 | 0.029296 | 0.029298 | 0.029303 | 627.7141 | 615.1642 | 614.8598 | 614.8614 | 616.2256 | 615.1704 | 614.866 | 614.8676 | 614.9049 | 615.0053 | Textiles and Leather_Existing_Building Envelope Improvements_TRC | 0.031108 | 0.030486 | 0.030471 | 0.030471 | 0.030539 | 0.030486 | 0.030471 | 0.030471 | 0.030473 | 0.030478 | 652.8898 | 639.8366 | 639.5199 | 639.5216 | 640.9405 | 639.843 | 639.5264 | 639.5281 | 639.5668 | 639.6712 | 35.62% | 44.97%
Textiles and Leather | 4.3636 | 11.63% | HVAC Equipment Upgrades | 11.0244 | 0.0064684 |  | 77389.68 | 18 |  | 9878.5441 | 3410.5617 | FAIL | FAIL | Textiles and Leather_Existing_HVAC Equipment Upgrades_RIM | 0 | 0 | 0 | 0 | 0 | 0 | 0 | 0 | 0 | 0 | 0 | 0 | 0 | 0 | 0 | 0 | 0 | 0 | 0 | 0 | Textiles and Leather_Existing_HVAC Equipment Upgrades_TRC | 0 | 0 | 0 | 0 | 0 | 0 | 0 | 0 | 0 | 0 | 0 | 0 | 0 | 0 | 0 | 0 | 0 | 0 | 0 | 0
Textiles and Leather | 4.3636 | 30% | Lighting Controls - Exterior | 0 | 0 |  | 2909.2683 | 10 |  | 373.5438 | 64.7166 | FAIL | FAIL | Textiles and Leather_Existing_Lighting Controls - Exterior_RIM | 0 | 0 | 0 | 0 | 0 | 0 | 0 | 0 | 0 | 0 | 0 | 0 | 0 | 0 | 0 | 0 | 0 | 0 | 0 | 0 | Textiles and Leather_Existing_Lighting Controls - Exterior_TRC | 0 | 0 | 0 | 0 | 0 | 0 | 0 | 0 | 0 | 0 | 0 | 0 | 0 | 0 | 0 | 0 | 0 | 0 | 0 | 0
Textiles and Leather | 4.3636 | 15.29% | Efficient Lighting - Exterior | 0 | 0.0015967 |  | 16413.65 | 13.6 |  | 1877.6882 | 365.1211 | FAIL | FAIL | Textiles and Leather_Existing_Efficient Lighting - Exterior_RIM | 0 | 0 | 0 | 0 | 0 | 0 | 0 | 0 | 0 | 0 | 0 | 0 | 0 | 0 | 0 | 0 | 0 | 0 | 0 | 0 | Textiles and Leather_Existing_Efficient Lighting - Exterior_TRC | 0 | 0 | 0 | 0 | 0 | 0 | 0 | 0 | 0 | 0 | 0 | 0 | 0 | 0 | 0 | 0 | 0 | 0 | 0 | 0
Textiles and Leather | 4.3636 | 25.94% | Compressed Air System Optimization | 1.6073 | 0.72907 |  | 11935.8028 | 10 |  | 596.5139 | 409.6039 | FAIL | FAIL | Textiles and Leather_Existing_Compressed Air System Optimization_RIM | 0 | 0 | 0 | 0 | 0 | 0 | 0 | 0 | 0 | 0 | 0 | 0 | 0 | 0 | 0 | 0 | 0 | 0 | 0 | 0 | Textiles and Leather_Existing_Compressed Air System Optimization_TRC | 0 | 0 | 0 | 0 | 0 | 0 | 0 | 0 | 0 | 0 | 0 | 0 | 0 | 0 | 0 | 0 | 0 | 0 | 0 | 0
Textiles and Leather | 4.3636 | 9.302% | Compressed Air Controls | 2.0885 | 8.7552 |  | 15508.9704 | 12.5 |  | 851.3275 | 532.2252 | FAIL | FAIL | Textiles and Leather_Existing_Compressed Air Controls_RIM | 0 | 0 | 0 | 0 | 0 | 0 | 0 | 0 | 0 | 0 | 0 | 0 | 0 | 0 | 0 | 0 | 0 | 0 | 0 | 0 | Textiles and Leather_Existing_Compressed Air Controls_TRC | 0 | 0 | 0 | 0 | 0 | 0 | 0 | 0 | 0 | 0 | 0 | 0 | 0 | 0 | 0 | 0 | 0 | 0 | 0 | 0
Textiles and Leather | 4.3636 | 20.93% | Compressed Air Equipment | 2.0069 | 0.0012798 |  | 14903.5798 | 15 |  | 1876.4522 | 511.4499 | FAIL | FAIL | Textiles and Leather_Existing_Compressed Air Equipment_RIM | 0 | 0 | 0 | 0 | 0 | 0 | 0 | 0 | 0 | 0 | 0 | 0 | 0 | 0 | 0 | 0 | 0 | 0 | 0 | 0 | Textiles and Leather_Existing_Compressed Air Equipment_TRC | 0 | 0 | 0 | 0 | 0 | 0 | 0 | 0 | 0 | 0 | 0 | 0 | 0 | 0 | 0 | 0 | 0 | 0 | 0 | 0
Transportation Equipment | 3.2727 | 27.36% | Process Other Systems Optimization | 0.18226 | 4.4274 |  | 1323.8871 | 5.3333 |  | 30.6854 | 45.4322 | FAIL | FAIL | Transportation Equipment_Existing_Process Other Systems Optimization_RIM | 0 | 0 | 0 | 0 | 0 | 0 | 0 | 0 | 0 | 0 | 0 | 0 | 0 | 0 | 0 | 0 | 0 | 0 | 0 | 0 | Transportation Equipment_Existing_Process Other Systems Optimization_TRC | 0 | 0 | 0 | 0 | 0 | 0 | 0 | 0 | 0 | 0 | 0 | 0 | 0 | 0 | 0 | 0 | 0 | 0 | 0 | 0
Transportation Equipment | 3.2727 | 27.36% | Plant Energy Management | 53.7434 | 81.6282 |  | 392375.4618 | 10.5 |  | 9094.5939 | 13465.247 | FAIL | FAIL | Transportation Equipment_Existing_Plant Energy Management_RIM | 0 | 0 | 0 | 0 | 0 | 0 | 0 | 0 | 0 | 0 | 0 | 0 | 0 | 0 | 0 | 0 | 0 | 0 | 0 | 0 | Transportation Equipment_Existing_Plant Energy Management_TRC | 0 | 0 | 0 | 0 | 0 | 0 | 0 | 0 | 0 | 0 | 0 | 0 | 0 | 0 | 0 | 0 | 0 | 0 | 0 | 0
Transportation Equipment | 3.2727 | 43.48% | Process Heat System Optimization | 1.5832 | 0.31216 |  | 11499.8593 | 2 |  | 1066.2063 | 394.6436 | FAIL | FAIL | Transportation Equipment_Existing_Process Heat System Optimization_RIM | 0 | 0 | 0 | 0 | 0 | 0 | 0 | 0 | 0 | 0 | 0 | 0 | 0 | 0 | 0 | 0 | 0 | 0 | 0 | 0 | Transportation Equipment_Existing_Process Heat System Optimization_TRC | 0 | 0 | 0 | 0 | 0 | 0 | 0 | 0 | 0 | 0 | 0 | 0 | 0 | 0 | 0 | 0 | 0 | 0 | 0 | 0
Transportation Equipment | 3.2727 | 36.23% | Process Heat Improved Controls | 0.38406 | 6.6847 |  | 2789.6953 | 15 |  | 2503.5584 | 95.7347 | 2071.1817 | 2071.1817 | Transportation Equipment_Existing_Process Heat Improved Controls_RIM | 0.049325 | 0.049951 | 0.049926 | 0.049926 | 0.050037 | 0.049951 | 0.049926 | 0.049927 | 0.04993 | 0.049938 | 137.6028 | 139.3471 | 139.2782 | 139.2785 | 139.5875 | 139.3485 | 139.2796 | 139.2799 | 139.2884 | 139.3111 | Transportation Equipment_Existing_Process Heat Improved Controls_TRC | 0.049325 | 0.049951 | 0.049926 | 0.049926 | 0.050037 | 0.049951 | 0.049926 | 0.049927 | 0.04993 | 0.049938 | 137.6028 | 139.3471 | 139.2782 | 139.2785 | 139.5875 | 139.3485 | 139.2796 | 139.2799 | 139.2884 | 139.3111 | 82.73% | 82.73%
Transportation Equipment | 3.2727 | 33.75% | Process Refrig Controls | 2.0094 | 3.2858 |  | 14595.422 | 15 |  | 12843.9712 | 500.8747 | FAIL | 10581.8174 | Transportation Equipment_Existing_Process Refrig Controls_RIM | 0 | 0 | 0 | 0 | 0 | 0 | 0 | 0 | 0 | 0 | 0 | 0 | 0 | 0 | 0 | 0 | 0 | 0 | 0 | 0 | Transportation Equipment_Existing_Process Refrig Controls_TRC | 0.046776 | 0.046035 | 0.046012 | 0.046012 | 0.046114 | 0.046035 | 0.046013 | 0.046013 | 0.046016 | 0.046023 | 682.7192 | 671.8999 | 671.5674 | 671.5692 | 673.0592 | 671.9067 | 671.5743 | 671.576 | 671.6167 | 671.7263 |  | 82.39%
Transportation Equipment | 3.2727 | 21% | Process Refrig Equipment Upgrade | 0.88216 | 0.0067081 |  | 6407.6975 | 10 |  | 784.0717 | 219.8946 | FAIL | FAIL | Transportation Equipment_Existing_Process Refrig Equipment Upgrade_RIM | 0 | 0 | 0 | 0 | 0 | 0 | 0 | 0 | 0 | 0 | 0 | 0 | 0 | 0 | 0 | 0 | 0 | 0 | 0 | 0 | Transportation Equipment_Existing_Process Refrig Equipment Upgrade_TRC | 0 | 0 | 0 | 0 | 0 | 0 | 0 | 0 | 0 | 0 | 0 | 0 | 0 | 0 | 0 | 0 | 0 | 0 | 0 | 0
Transportation Equipment | 3.2727 | 1.449% | Pump System Optimization | 331.4261 | 55.5613 |  | 2461187.2442 | 10 |  | 192777.377 | 84461.1788 | FAIL | FAIL | Transportation Equipment_Existing_Pump System Optimization_RIM | 0 | 0 | 0 | 0 | 0 | 0 | 0 | 0 | 0 | 0 | 0 | 0 | 0 | 0 | 0 | 0 | 0 | 0 | 0 | 0 | Transportation Equipment_Existing_Pump System Optimization_TRC | 0 | 0 | 0 | 0 | 0 | 0 | 0 | 0 | 0 | 0 | 0 | 0 | 0 | 0 | 0 | 0 | 0 | 0 | 0 | 0
Transportation Equipment | 3.2727 | 33.99% | Pump Improved Controls | 2.4333 | 14.3277 |  | 18070.135 | 15 |  | 1152.9503 | 620.1173 | FAIL | FAIL | Transportation Equipment_Existing_Pump Improved Controls_RIM | 0 | 0 | 0 | 0 | 0 | 0 | 0 | 0 | 0 | 0 | 0 | 0 | 0 | 0 | 0 | 0 | 0 | 0 | 0 | 0 | Transportation Equipment_Existing_Pump Improved Controls_TRC | 0 | 0 | 0 | 0 | 0 | 0 | 0 | 0 | 0 | 0 | 0 | 0 | 0 | 0 | 0 | 0 | 0 | 0 | 0 | 0
Transportation Equipment | 3.2727 | 7.246% | Motor Optimization | 15.1516 | 10.954 |  | 112516.4928 | 10 |  | 9425.577 | 3861.2567 | FAIL | FAIL | Transportation Equipment_Existing_Motor Optimization_RIM | 0 | 0 | 0 | 0 | 0 | 0 | 0 | 0 | 0 | 0 | 0 | 0 | 0 | 0 | 0 | 0 | 0 | 0 | 0 | 0 | Transportation Equipment_Existing_Motor Optimization_TRC | 0 | 0 | 0 | 0 | 0 | 0 | 0 | 0 | 0 | 0 | 0 | 0 | 0 | 0 | 0 | 0 | 0 | 0 | 0 | 0
Transportation Equipment | 3.2727 | 33.71% | Motor Improved Controls | 2.4185 | 22.1887 |  | 17960.0432 | 15 |  | 1145.926 | 616.3393 | FAIL | FAIL | Transportation Equipment_Existing_Motor Improved Controls_RIM | 0 | 0 | 0 | 0 | 0 | 0 | 0 | 0 | 0 | 0 | 0 | 0 | 0 | 0 | 0 | 0 | 0 | 0 | 0 | 0 | Transportation Equipment_Existing_Motor Improved Controls_TRC | 0 | 0 | 0 | 0 | 0 | 0 | 0 | 0 | 0 | 0 | 0 | 0 | 0 | 0 | 0 | 0 | 0 | 0 | 0 | 0
Transportation Equipment | 3.2727 | 75.53% | Pump Equipment Upgrade | 3.8154 | 4.905 |  | 28333.7163 | 15 |  | 7190.5307 | 972.3352 | FAIL | 2799.0697 | Transportation Equipment_Existing_Pump Equipment Upgrade_RIM | 0 | 0 | 0 | 0 | 0 | 0 | 0 | 0 | 0 | 0 | 0 | 0 | 0 | 0 | 0 | 0 | 0 | 0 | 0 | 0 | Transportation Equipment_Existing_Pump Equipment Upgrade_TRC | 0.094267 | 0.10098 | 0.095951 | 0.068251 | 0.035085 | 0.013462 | 0.0043909 | 0.0013383 | 0.0003996 | 0.0001179 | 2670.9389 | 2861.2434 | 2718.6453 | 1933.792 | 994.0762 | 381.429 | 124.4117 | 37.919 | 11.3222 | 3.3406 |  | 38.93%
Transportation Equipment | 3.2727 | 33.33% | Motor Equipment Upgrades | 11.416 | 0 |  | 84775.9697 | 10 |  | 2666.5854 | 2909.2782 | FAIL | FAIL | Transportation Equipment_Existing_Motor Equipment Upgrades_RIM | 0 | 0 | 0 | 0 | 0 | 0 | 0 | 0 | 0 | 0 | 0 | 0 | 0 | 0 | 0 | 0 | 0 | 0 | 0 | 0 | Transportation Equipment_Existing_Motor Equipment Upgrades_TRC | 0 | 0 | 0 | 0 | 0 | 0 | 0 | 0 | 0 | 0 | 0 | 0 | 0 | 0 | 0 | 0 | 0 | 0 | 0 | 0
Transportation Equipment | 3.2727 | 30.14% | Fan System Optimization | 45.8955 | 25.9384 |  | 340822.2365 | 10 |  | 11949.0853 | 11696.082 | FAIL | FAIL | Transportation Equipment_Existing_Fan System Optimization_RIM | 0 | 0 | 0 | 0 | 0 | 0 | 0 | 0 | 0 | 0 | 0 | 0 | 0 | 0 | 0 | 0 | 0 | 0 | 0 | 0 | Transportation Equipment_Existing_Fan System Optimization_TRC | 0 | 0 | 0 | 0 | 0 | 0 | 0 | 0 | 0 | 0 | 0 | 0 | 0 | 0 | 0 | 0 | 0 | 0 | 0 | 0
Transportation Equipment | 3.2727 | 2.899% | Fan Improved Controls | 277.0311 | 90.4309 |  | 2057247.127 | 15 |  | 20281.0398 | 70599.0647 | FAIL | FAIL | Transportation Equipment_Existing_Fan Improved Controls_RIM | 0 | 0 | 0 | 0 | 0 | 0 | 0 | 0 | 0 | 0 | 0 | 0 | 0 | 0 | 0 | 0 | 0 | 0 | 0 | 0 | Transportation Equipment_Existing_Fan Improved Controls_TRC | 0 | 0 | 0 | 0 | 0 | 0 | 0 | 0 | 0 | 0 | 0 | 0 | 0 | 0 | 0 | 0 | 0 | 0 | 0 | 0
Transportation Equipment | 3.2727 | 76.37% | Fan Equipment Upgrades | 1.348 | 0.00012354 |  | 10010.085 | 15 |  | 2540.3595 | 343.5186 | FAIL | 988.8899 | Transportation Equipment_Existing_Fan Equipment Upgrades_RIM | 0 | 0 | 0 | 0 | 0 | 0 | 0 | 0 | 0 | 0 | 0 | 0 | 0 | 0 | 0 | 0 | 0 | 0 | 0 | 0 | Transportation Equipment_Existing_Fan Equipment Upgrades_TRC | 0.12729 | 0.13636 | 0.12956 | 0.092157 | 0.047377 | 0.018177 | 0.005929 | 0.0018071 | 0.00053959 | 0.0001592 | 1274.226 | 1364.933 | 1296.9077 | 922.4998 | 474.2444 | 181.9576 | 59.3496 | 18.089 | 5.4013 | 1.5936 |  | 38.93%
Transportation Equipment | 3.2727 | 55.07% | Lighting Controls | 11.3592 | 49.8499 |  | 79581.2618 | 10 |  | 10460.6045 | 1770.2825 | FAIL | FAIL | Transportation Equipment_Existing_Lighting Controls_RIM | 0 | 0 | 0 | 0 | 0 | 0 | 0 | 0 | 0 | 0 | 0 | 0 | 0 | 0 | 0 | 0 | 0 | 0 | 0 | 0 | Transportation Equipment_Existing_Lighting Controls_TRC | 0 | 0 | 0 | 0 | 0 | 0 | 0 | 0 | 0 | 0 | 0 | 0 | 0 | 0 | 0 | 0 | 0 | 0 | 0 | 0
Transportation Equipment | 3.2727 | 25% | Efficient Lighting - Other Interior Lighting | 88.0046 | 30.1536 |  | 616549.8024 | 14.4667 |  | 245616.7992 | 13715.1297 | FAIL | 150057.3467 | Transportation Equipment_Existing_Efficient Lighting - Other Interior Lighting_RIM | 0 | 0 | 0 | 0 | 0 | 0 | 0 | 0 | 0 | 0 | 0 | 0 | 0 | 0 | 0 | 0 | 0 | 0 | 0 | 0 | Transportation Equipment_Existing_Efficient Lighting - Other Interior Lighting_TRC | 0.05462 | 0.055523 | 0.052467 | 0.040066 | 0.024194 | 0.011665 | 0.0048958 | 0.001912 | 0.00072621 | 0.00026664 | 33675.9764 | 34232.693 | 32348.8052 | 24702.6298 | 14916.5816 | 7192.1592 | 3018.5138 | 1178.8154 | 447.7431 | 164.3948 |  | 61.09%
Transportation Equipment | 3.2727 | 20% | Efficient Lighting - High Bay | 38.7768 | 0.086705 |  | 271665.3277 | 13.6667 |  | 58641.502 | 6043.1861 | FAIL | 16535.9172 | Transportation Equipment_Existing_Efficient Lighting - High Bay_RIM | 0 | 0 | 0 | 0 | 0 | 0 | 0 | 0 | 0 | 0 | 0 | 0 | 0 | 0 | 0 | 0 | 0 | 0 | 0 | 0 | Transportation Equipment_Existing_Efficient Lighting - High Bay_TRC | 0.036698 | 0.03762 | 0.035397 | 0.026568 | 0.01571 | 0.0074591 | 0.0031053 | 0.0012085 | 0.00045837 | 0.00016821 | 9969.6913 | 10220.1036 | 9616.1625 | 7217.6384 | 4267.8007 | 2026.3669 | 843.6077 | 328.2988 | 124.5232 | 45.696 |  | 28.2%
Transportation Equipment | 3.2727 | 4.348% | HVAC Recommissioning | 175.6655 | 76.867 |  | 1233141.3637 | 10 |  | 287115.8537 | 54344.5154 | FAIL | 95990.4764 | Transportation Equipment_Existing_HVAC Recommissioning_RIM | 0 | 0 | 0 | 0 | 0 | 0 | 0 | 0 | 0 | 0 | 0 | 0 | 0 | 0 | 0 | 0 | 0 | 0 | 0 | 0 | Transportation Equipment_Existing_HVAC Recommissioning_TRC | 0.0051426 | 0.0050398 | 0.0050373 | 0.0050373 | 0.0050485 | 0.0050399 | 0.0050374 | 0.0050374 | 0.0050377 | 0.0050385 | 6341.6036 | 6214.8157 | 6211.7401 | 6211.7559 | 6225.5384 | 6214.8784 | 6211.8032 | 6211.819 | 6212.1957 | 6213.2096 |  | 33.43%
Transportation Equipment | 3.2727 | 21.74% | HVAC Improved Controls | 15.7557 | 30.6673 |  | 110601.9227 | 15 |  | 1665.1944 | 4874.2245 | FAIL | FAIL | Transportation Equipment_Existing_HVAC Improved Controls_RIM | 0 | 0 | 0 | 0 | 0 | 0 | 0 | 0 | 0 | 0 | 0 | 0 | 0 | 0 | 0 | 0 | 0 | 0 | 0 | 0 | Transportation Equipment_Existing_HVAC Improved Controls_TRC | 0 | 0 | 0 | 0 | 0 | 0 | 0 | 0 | 0 | 0 | 0 | 0 | 0 | 0 | 0 | 0 | 0 | 0 | 0 | 0
Transportation Equipment | 3.2727 | 30.43% | Building Envelope Improvements | 22.4499 | 50.5609 |  | 157594.3067 | 15 |  | 21351.5063 | 6945.178 | FAIL | FAIL | Transportation Equipment_Existing_Building Envelope Improvements_RIM | 0 | 0 | 0 | 0 | 0 | 0 | 0 | 0 | 0 | 0 | 0 | 0 | 0 | 0 | 0 | 0 | 0 | 0 | 0 | 0 | Transportation Equipment_Existing_Building Envelope Improvements_TRC | 0 | 0 | 0 | 0 | 0 | 0 | 0 | 0 | 0 | 0 | 0 | 0 | 0 | 0 | 0 | 0 | 0 | 0 | 0 | 0
Transportation Equipment | 3.2727 | 12.19% | HVAC Equipment Upgrades | 66.8108 | 0.0392 |  | 469000.0172 | 18 |  | 58391.0678 | 20668.8214 | FAIL | FAIL | Transportation Equipment_Existing_HVAC Equipment Upgrades_RIM | 0 | 0 | 0 | 0 | 0 | 0 | 0 | 0 | 0 | 0 | 0 | 0 | 0 | 0 | 0 | 0 | 0 | 0 | 0 | 0 | Transportation Equipment_Existing_HVAC Equipment Upgrades_TRC | 0 | 0 | 0 | 0 | 0 | 0 | 0 | 0 | 0 | 0 | 0 | 0 | 0 | 0 | 0 | 0 | 0 | 0 | 0 | 0
Transportation Equipment | 3.2727 | 55.07% | Lighting Controls - Exterior | 0 | 0 |  | 4855.1205 | 10 |  | 638.1841 | 108.002 | FAIL | FAIL | Transportation Equipment_Existing_Lighting Controls - Exterior_RIM | 0 | 0 | 0 | 0 | 0 | 0 | 0 | 0 | 0 | 0 | 0 | 0 | 0 | 0 | 0 | 0 | 0 | 0 | 0 | 0 | Transportation Equipment_Existing_Lighting Controls - Exterior_TRC | 0 | 0 | 0 | 0 | 0 | 0 | 0 | 0 | 0 | 0 | 0 | 0 | 0 | 0 | 0 | 0 | 0 | 0 | 0 | 0
Transportation Equipment | 3.2727 | 15.29% | Efficient Lighting - Exterior | 0 | 0.00097984 |  | 50284.5572 | 13.6 |  | 5752.451 | 1118.5783 | FAIL | FAIL | Transportation Equipment_Existing_Efficient Lighting - Exterior_RIM | 0 | 0 | 0 | 0 | 0 | 0 | 0 | 0 | 0 | 0 | 0 | 0 | 0 | 0 | 0 | 0 | 0 | 0 | 0 | 0 | Transportation Equipment_Existing_Efficient Lighting - Exterior_TRC | 0 | 0 | 0 | 0 | 0 | 0 | 0 | 0 | 0 | 0 | 0 | 0 | 0 | 0 | 0 | 0 | 0 | 0 | 0 | 0
Transportation Equipment | 3.2727 | 78.26% | Compressed Air System Optimization | 5.348 | 0.42777 |  | 39714.5412 | 10 |  | 2425.4245 | 1362.8939 | FAIL | FAIL | Transportation Equipment_Existing_Compressed Air System Optimization_RIM | 0 | 0 | 0 | 0 | 0 | 0 | 0 | 0 | 0 | 0 | 0 | 0 | 0 | 0 | 0 | 0 | 0 | 0 | 0 | 0 | Transportation Equipment_Existing_Compressed Air System Optimization_TRC | 0 | 0 | 0 | 0 | 0 | 0 | 0 | 0 | 0 | 0 | 0 | 0 | 0 | 0 | 0 | 0 | 0 | 0 | 0 | 0
Transportation Equipment | 3.2727 | 10.14% | Compressed Air Controls | 3.3895 | 31.8558 |  | 25170.5324 | 12.5 |  | 1713.6624 | 863.7835 | FAIL | FAIL | Transportation Equipment_Existing_Compressed Air Controls_RIM | 0 | 0 | 0 | 0 | 0 | 0 | 0 | 0 | 0 | 0 | 0 | 0 | 0 | 0 | 0 | 0 | 0 | 0 | 0 | 0 | Transportation Equipment_Existing_Compressed Air Controls_TRC | 0 | 0 | 0 | 0 | 0 | 0 | 0 | 0 | 0 | 0 | 0 | 0 | 0 | 0 | 0 | 0 | 0 | 0 | 0 | 0
Transportation Equipment | 3.2727 | 21.74% | Compressed Air Equipment | 10.4261 | 0.05991 |  | 77424.4293 | 15 |  | 6709.8287 | 2656.9935 | FAIL | FAIL | Transportation Equipment_Existing_Compressed Air Equipment_RIM | 0 | 0 | 0 | 0 | 0 | 0 | 0 | 0 | 0 | 0 | 0 | 0 | 0 | 0 | 0 | 0 | 0 | 0 | 0 | 0 | Transportation Equipment_Existing_Compressed Air Equipment_TRC | 0 | 0 | 0 | 0 | 0 | 0 | 0 | 0 | 0 | 0 | 0 | 0 | 0 | 0 | 0 | 0 | 0 | 0 | 0 | 0
Water and Wastewater | 26.1818 | 6.169% | Process Other Systems Optimization | 44.9972 | 14.4499 |  | 326842.7047 | 5.3333 |  | 10693.1535 | 11216.3429 | FAIL | FAIL | Water and Wastewater_Existing_Process Other Systems Optimization_RIM | 0 | 0 | 0 | 0 | 0 | 0 | 0 | 0 | 0 | 0 | 0 | 0 | 0 | 0 | 0 | 0 | 0 | 0 | 0 | 0 | Water and Wastewater_Existing_Process Other Systems Optimization_TRC | 0 | 0 | 0 | 0 | 0 | 0 | 0 | 0 | 0 | 0 | 0 | 0 | 0 | 0 | 0 | 0 | 0 | 0 | 0 | 0
Water and Wastewater | 26.1818 | 27.36% | Plant Energy Management | 30.956 | 41.3361 |  | 226879.2869 | 10.5 |  | 5258.6749 | 7785.8733 | FAIL | FAIL | Water and Wastewater_Existing_Plant Energy Management_RIM | 0 | 0 | 0 | 0 | 0 | 0 | 0 | 0 | 0 | 0 | 0 | 0 | 0 | 0 | 0 | 0 | 0 | 0 | 0 | 0 | Water and Wastewater_Existing_Plant Energy Management_TRC | 0 | 0 | 0 | 0 | 0 | 0 | 0 | 0 | 0 | 0 | 0 | 0 | 0 | 0 | 0 | 0 | 0 | 0 | 0 | 0
Water and Wastewater | 26.1818 | 39.77% | Process Heat System Optimization | 1.636 | 0.29879 |  | 11883.1572 | 2 |  | 3680.8397 | 407.7973 | FAIL | 1839.0615 | Water and Wastewater_Existing_Process Heat System Optimization_RIM | 0 | 0 | 0 | 0 | 0 | 0 | 0 | 0 | 0 | 0 | 0 | 0 | 0 | 0 | 0 | 0 | 0 | 0 | 0 | 0 | Water and Wastewater_Existing_Process Heat System Optimization_TRC | 0.37815 | 0.37298 | 0.35462 | 0.25225 | 0.12985 | 0.049728 | 0.01623 | 0.0049469 | 0.001478 | 0.00043572 | 4493.6597 | 4432.2244 | 4213.9882 | 2997.5282 | 1543.0536 | 590.9241 | 192.8648 | 58.7844 | 17.5635 | 5.1778 |  | 49.96%
Water and Wastewater | 26.1818 | 4.708% | Process Heat Improved Controls | 2.5881 | 29.2058 |  | 18798.9611 | 15 |  | 18104.0819 | 645.1287 | 15190.4188 | 15190.4188 | Water and Wastewater_Existing_Process Heat Improved Controls_RIM | 0.051667 | 0.052322 | 0.052296 | 0.052296 | 0.052412 | 0.052322 | 0.052296 | 0.052296 | 0.0523 | 0.052308 | 971.2785 | 983.5911 | 983.1043 | 983.1068 | 985.2881 | 983.601 | 983.1143 | 983.1168 | 983.1765 | 983.3369 | Water and Wastewater_Existing_Process Heat Improved Controls_TRC | 0.051667 | 0.052322 | 0.052296 | 0.052296 | 0.052412 | 0.052322 | 0.052296 | 0.052296 | 0.0523 | 0.052308 | 971.2785 | 983.5911 | 983.1043 | 983.1068 | 985.2881 | 983.601 | 983.1143 | 983.1168 | 983.1765 | 983.3369 | 83.91% | 83.91%
Water and Wastewater | 26.1818 | 1.786% | Process Refrig System Optimization | 87.884 | 7.6065 |  | 638357.2285 | 4.6667 |  | 72127.7641 | 21906.6648 | FAIL | FAIL | Water and Wastewater_Existing_Process Refrig System Optimization_RIM | 0 | 0 | 0 | 0 | 0 | 0 | 0 | 0 | 0 | 0 | 0 | 0 | 0 | 0 | 0 | 0 | 0 | 0 | 0 | 0 | Water and Wastewater_Existing_Process Refrig System Optimization_TRC | 0 | 0 | 0 | 0 | 0 | 0 | 0 | 0 | 0 | 0 | 0 | 0 | 0 | 0 | 0 | 0 | 0 | 0 | 0 | 0
Water and Wastewater | 26.1818 | 0.487% | Process Refrig Controls | 28.5957 | 136.1945 |  | 207708.3691 | 15 |  | 13777.2205 | 7127.9801 | FAIL | FAIL | Water and Wastewater_Existing_Process Refrig Controls_RIM | 0 | 0 | 0 | 0 | 0 | 0 | 0 | 0 | 0 | 0 | 0 | 0 | 0 | 0 | 0 | 0 | 0 | 0 | 0 | 0 | Water and Wastewater_Existing_Process Refrig Controls_TRC | 0 | 0 | 0 | 0 | 0 | 0 | 0 | 0 | 0 | 0 | 0 | 0 | 0 | 0 | 0 | 0 | 0 | 0 | 0 | 0
Water and Wastewater | 26.1818 | 21% | Process Refrig Equipment Upgrade | 7.7887 | 0.0065331 |  | 56574.344 | 10 |  | 11694.3585 | 1941.4759 | FAIL | 2925.8643 | Water and Wastewater_Existing_Process Refrig Equipment Upgrade_RIM | 0 | 0 | 0 | 0 | 0 | 0 | 0 | 0 | 0 | 0 | 0 | 0 | 0 | 0 | 0 | 0 | 0 | 0 | 0 | 0 | Water and Wastewater_Existing_Process Refrig Equipment Upgrade_TRC | 0.15933 | 0.17046 | 0.16197 | 0.11521 | 0.059301 | 0.022724 | 0.0074119 | 0.0022591 | 0.00067492 | 0.00019902 | 9014.1609 | 9643.7371 | 9163.1143 | 6517.7893 | 3354.9087 | 1285.5953 | 419.326 | 127.805 | 38.1832 | 11.2594 |  | 25.02%
Water and Wastewater | 26.1818 | 5.032% | Pump System Optimization | 15.998 | 9.4947 |  | 118802.2231 | 10 |  | 7883.5293 | 4076.9656 | FAIL | FAIL | Water and Wastewater_Existing_Pump System Optimization_RIM | 0 | 0 | 0 | 0 | 0 | 0 | 0 | 0 | 0 | 0 | 0 | 0 | 0 | 0 | 0 | 0 | 0 | 0 | 0 | 0 | Water and Wastewater_Existing_Pump System Optimization_TRC | 0 | 0 | 0 | 0 | 0 | 0 | 0 | 0 | 0 | 0 | 0 | 0 | 0 | 0 | 0 | 0 | 0 | 0 | 0 | 0
Water and Wastewater | 26.1818 | 33.99% | Pump Improved Controls | 1.4439 | 7.6988 |  | 10722.6468 | 15 |  | 684.1498 | 367.9718 | FAIL | FAIL | Water and Wastewater_Existing_Pump Improved Controls_RIM | 0 | 0 | 0 | 0 | 0 | 0 | 0 | 0 | 0 | 0 | 0 | 0 | 0 | 0 | 0 | 0 | 0 | 0 | 0 | 0 | Water and Wastewater_Existing_Pump Improved Controls_TRC | 0 | 0 | 0 | 0 | 0 | 0 | 0 | 0 | 0 | 0 | 0 | 0 | 0 | 0 | 0 | 0 | 0 | 0 | 0 | 0
Water and Wastewater | 26.1818 | 53.47% | Motor Optimization | 3.6381 | 0.24798 |  | 27016.577 | 10 |  | 12321.4867 | 927.1346 | FAIL | 8134.1699 | Water and Wastewater_Existing_Motor Optimization_RIM | 0 | 0 | 0 | 0 | 0 | 0 | 0 | 0 | 0 | 0 | 0 | 0 | 0 | 0 | 0 | 0 | 0 | 0 | 0 | 0 | Water and Wastewater_Existing_Motor Optimization_TRC | 0.6007 | 0.60134 | 0.60104 | 0.60104 | 0.60237 | 0.60135 | 0.60105 | 0.60105 | 0.60109 | 0.60118 | 16228.8839 | 16246.1353 | 16238.0956 | 16238.1368 | 16274.098 | 16246.2994 | 16238.2605 | 16238.3017 | 16239.2865 | 16241.9369 |  | 66.02%
Water and Wastewater | 26.1818 | 0.6494% | Motor Improved Controls | 20.9745 | 1371.0815 |  | 155758.0323 | 15 |  | 16153.1496 | 5345.1874 | FAIL | FAIL | Water and Wastewater_Existing_Motor Improved Controls_RIM | 0 | 0 | 0 | 0 | 0 | 0 | 0 | 0 | 0 | 0 | 0 | 0 | 0 | 0 | 0 | 0 | 0 | 0 | 0 | 0 | Water and Wastewater_Existing_Motor Improved Controls_TRC | 0 | 0 | 0 | 0 | 0 | 0 | 0 | 0 | 0 | 0 | 0 | 0 | 0 | 0 | 0 | 0 | 0 | 0 | 0 | 0
Water and Wastewater | 26.1818 | 54.55% | Pump Equipment Upgrade | 15.2983 | 1.7036 |  | 113606.1209 | 15 |  | 15127.1912 | 3898.6497 | FAIL | FAIL | Water and Wastewater_Existing_Pump Equipment Upgrade_RIM | 0 | 0 | 0 | 0 | 0 | 0 | 0 | 0 | 0 | 0 | 0 | 0 | 0 | 0 | 0 | 0 | 0 | 0 | 0 | 0 | Water and Wastewater_Existing_Pump Equipment Upgrade_TRC | 0 | 0 | 0 | 0 | 0 | 0 | 0 | 0 | 0 | 0 | 0 | 0 | 0 | 0 | 0 | 0 | 0 | 0 | 0 | 0
Water and Wastewater | 26.1818 | 21% | Motor Equipment Upgrades | 4.5451 | 0.027174 |  | 33751.9319 | 10 |  | 5626.5237 | 1158.2735 | FAIL | 395.2899 | Water and Wastewater_Existing_Motor Equipment Upgrades_RIM | 0 | 0 | 0 | 0 | 0 | 0 | 0 | 0 | 0 | 0 | 0 | 0 | 0 | 0 | 0 | 0 | 0 | 0 | 0 | 0 | Water and Wastewater_Existing_Motor Equipment Upgrades_TRC | 0.19126 | 0.20489 | 0.19468 | 0.13848 | 0.071184 | 0.027313 | 0.0089089 | 0.0027153 | 0.00081076 | 0.00023922 | 6455.4329 | 6915.3827 | 6570.7351 | 4673.8113 | 2402.598 | 921.8816 | 300.6925 | 91.6471 | 27.3647 | 8.074 |  | 7.025%
Water and Wastewater | 26.1818 | 1.461% | Fan System Optimization | 110.1056 | 145.5752 |  | 817649.9714 | 10 |  | 28876.7643 | 28059.4988 | FAIL | FAIL | Water and Wastewater_Existing_Fan System Optimization_RIM | 0 | 0 | 0 | 0 | 0 | 0 | 0 | 0 | 0 | 0 | 0 | 0 | 0 | 0 | 0 | 0 | 0 | 0 | 0 | 0 | Water and Wastewater_Existing_Fan System Optimization_TRC | 0 | 0 | 0 | 0 | 0 | 0 | 0 | 0 | 0 | 0 | 0 | 0 | 0 | 0 | 0 | 0 | 0 | 0 | 0 | 0
Water and Wastewater | 26.1818 | 1.948% | Fan Improved Controls | 112.1434 | 113.6015 |  | 832782.29 | 15 |  | 27756.1474 | 28578.7983 | FAIL | FAIL | Water and Wastewater_Existing_Fan Improved Controls_RIM | 0 | 0 | 0 | 0 | 0 | 0 | 0 | 0 | 0 | 0 | 0 | 0 | 0 | 0 | 0 | 0 | 0 | 0 | 0 | 0 | Water and Wastewater_Existing_Fan Improved Controls_TRC | 0 | 0 | 0 | 0 | 0 | 0 | 0 | 0 | 0 | 0 | 0 | 0 | 0 | 0 | 0 | 0 | 0 | 0 | 0 | 0
Water and Wastewater | 26.1818 | 21% | Fan Equipment Upgrades | 4.1475 | 0.0004492 |  | 30799.7926 | 15 |  | 5617.7689 | 1056.9642 | FAIL | 844.0891 | Water and Wastewater_Existing_Fan Equipment Upgrades_RIM | 0 | 0 | 0 | 0 | 0 | 0 | 0 | 0 | 0 | 0 | 0 | 0 | 0 | 0 | 0 | 0 | 0 | 0 | 0 | 0 | Water and Wastewater_Existing_Fan Equipment Upgrades_TRC | 0.1921 | 0.20578 | 0.19552 | 0.13908 | 0.071497 | 0.027432 | 0.0089475 | 0.0027271 | 0.00081429 | 0.00024025 | 5916.6757 | 6337.8602 | 6021.995 | 4283.4885 | 2202.082 | 844.8927 | 275.5809 | 83.9934 | 25.0801 | 7.3997 |  | 15.03%
Water and Wastewater | 26.1818 | 30% | Lighting Controls | 2.5556 | 16.5363 |  | 17904.1413 | 10 |  | 2505.0898 | 398.277 | FAIL | FAIL | Water and Wastewater_Existing_Lighting Controls_RIM | 0 | 0 | 0 | 0 | 0 | 0 | 0 | 0 | 0 | 0 | 0 | 0 | 0 | 0 | 0 | 0 | 0 | 0 | 0 | 0 | Water and Wastewater_Existing_Lighting Controls_TRC | 0 | 0 | 0 | 0 | 0 | 0 | 0 | 0 | 0 | 0 | 0 | 0 | 0 | 0 | 0 | 0 | 0 | 0 | 0 | 0
Water and Wastewater | 26.1818 | 25% | Efficient Lighting - Other Interior Lighting | 17.3588 | 12.1996 |  | 121613.4952 | 14.4667 |  | 48447.5339 | 2705.2881 | FAIL | 29598.5796 | Water and Wastewater_Existing_Efficient Lighting - Other Interior Lighting_RIM | 0 | 0 | 0 | 0 | 0 | 0 | 0 | 0 | 0 | 0 | 0 | 0 | 0 | 0 | 0 | 0 | 0 | 0 | 0 | 0 | Water and Wastewater_Existing_Efficient Lighting - Other Interior Lighting_TRC | 0.44744 | 0.45254 | 0.42875 | 0.33077 | 0.20216 | 0.098313 | 0.041445 | 0.016216 | 0.006164 | 0.0022638 | 54414.2704 | 55035.0954 | 52141.5806 | 40225.9916 | 24585.1231 | 11956.1446 | 5040.2354 | 1972.1129 | 749.6196 | 275.3121 |  | 61.09%
Water and Wastewater | 26.1818 | 20% | Efficient Lighting - High Bay | 15.6883 | 0.019397 |  | 109910.4505 | 13.6667 |  | 23725.1988 | 2444.9543 | FAIL | 6690.107 | Water and Wastewater_Existing_Efficient Lighting - High Bay_RIM | 0 | 0 | 0 | 0 | 0 | 0 | 0 | 0 | 0 | 0 | 0 | 0 | 0 | 0 | 0 | 0 | 0 | 0 | 0 | 0 | Water and Wastewater_Existing_Efficient Lighting - High Bay_TRC | 0.29359 | 0.30096 | 0.28318 | 0.21255 | 0.12568 | 0.059672 | 0.024843 | 0.0096677 | 0.003667 | 0.0013457 | 32268.3286 | 33078.824 | 31124.0823 | 23360.9168 | 13813.3461 | 6558.6258 | 2730.4569 | 1062.5858 | 403.037 | 147.9015 |  | 28.2%
Water and Wastewater | 26.1818 | 1.786% | HVAC Recommissioning | 128.1669 | 88.136 |  | 899709.4613 | 10 |  | 207859.2756 | 39650.1781 | FAIL | 68412.7244 | Water and Wastewater_Existing_HVAC Recommissioning_RIM | 0 | 0 | 0 | 0 | 0 | 0 | 0 | 0 | 0 | 0 | 0 | 0 | 0 | 0 | 0 | 0 | 0 | 0 | 0 | 0 | Water and Wastewater_Existing_HVAC Recommissioning_TRC | 0.015832 | 0.015515 | 0.015508 | 0.015508 | 0.015542 | 0.015515 | 0.015508 | 0.015508 | 0.015509 | 0.015511 | 14243.9626 | 13959.1825 | 13952.2746 | 13952.31 | 13983.2669 | 13959.3235 | 13952.4162 | 13952.4516 | 13953.2979 | 13955.5752 |  | 32.91%
Water and Wastewater | 26.1818 | 14.29% | HVAC Improved Controls | 11.2909 | 9.6624 |  | 79260.3895 | 15 |  | 4001.7478 | 3493.0038 | FAIL | FAIL | Water and Wastewater_Existing_HVAC Improved Controls_RIM | 0 | 0 | 0 | 0 | 0 | 0 | 0 | 0 | 0 | 0 | 0 | 0 | 0 | 0 | 0 | 0 | 0 | 0 | 0 | 0 | Water and Wastewater_Existing_HVAC Improved Controls_TRC | 0 | 0 | 0 | 0 | 0 | 0 | 0 | 0 | 0 | 0 | 0 | 0 | 0 | 0 | 0 | 0 | 0 | 0 | 0 | 0
Water and Wastewater | 26.1818 | 43.18% | Building Envelope Improvements | 3.2761 | 7.7955 |  | 22997.3682 | 15 |  | 3320.7419 | 1013.4936 | FAIL | FAIL | Water and Wastewater_Existing_Building Envelope Improvements_RIM | 0 | 0 | 0 | 0 | 0 | 0 | 0 | 0 | 0 | 0 | 0 | 0 | 0 | 0 | 0 | 0 | 0 | 0 | 0 | 0 | Water and Wastewater_Existing_Building Envelope Improvements_TRC | 0 | 0 | 0 | 0 | 0 | 0 | 0 | 0 | 0 | 0 | 0 | 0 | 0 | 0 | 0 | 0 | 0 | 0 | 0 | 0
Water and Wastewater | 26.1818 | 16.72% | HVAC Equipment Upgrades | 6.9531 | 0 |  | 48809.8998 | 18 |  | 6702.0909 | 2151.0513 | FAIL | FAIL | Water and Wastewater_Existing_HVAC Equipment Upgrades_RIM | 0 | 0 | 0 | 0 | 0 | 0 | 0 | 0 | 0 | 0 | 0 | 0 | 0 | 0 | 0 | 0 | 0 | 0 | 0 | 0 | Water and Wastewater_Existing_HVAC Equipment Upgrades_TRC | 0 | 0 | 0 | 0 | 0 | 0 | 0 | 0 | 0 | 0 | 0 | 0 | 0 | 0 | 0 | 0 | 0 | 0 | 0 | 0
Water and Wastewater | 26.1818 | 30% | Lighting Controls - Exterior | 0 | 0 |  | 2341.1959 | 10 |  | 327.5726 | 52.0798 | FAIL | FAIL | Water and Wastewater_Existing_Lighting Controls - Exterior_RIM | 0 | 0 | 0 | 0 | 0 | 0 | 0 | 0 | 0 | 0 | 0 | 0 | 0 | 0 | 0 | 0 | 0 | 0 | 0 | 0 | Water and Wastewater_Existing_Lighting Controls - Exterior_TRC | 0 | 0 | 0 | 0 | 0 | 0 | 0 | 0 | 0 | 0 | 0 | 0 | 0 | 0 | 0 | 0 | 0 | 0 | 0 | 0
Water and Wastewater | 26.1818 | 15.29% | Efficient Lighting - Exterior | 0 | 0.002686 |  | 13208.6718 | 13.6 |  | 1511.0452 | 293.8265 | FAIL | FAIL | Water and Wastewater_Existing_Efficient Lighting - Exterior_RIM | 0 | 0 | 0 | 0 | 0 | 0 | 0 | 0 | 0 | 0 | 0 | 0 | 0 | 0 | 0 | 0 | 0 | 0 | 0 | 0 | Water and Wastewater_Existing_Efficient Lighting - Exterior_TRC | 0 | 0 | 0 | 0 | 0 | 0 | 0 | 0 | 0 | 0 | 0 | 0 | 0 | 0 | 0 | 0 | 0 | 0 | 0 | 0
Water and Wastewater | 26.1818 | 25.94% | Compressed Air System Optimization | 2.7696 | 1.2691 |  | 20566.9478 | 10 |  | 1109.9967 | 705.8011 | FAIL | FAIL | Water and Wastewater_Existing_Compressed Air System Optimization_RIM | 0 | 0 | 0 | 0 | 0 | 0 | 0 | 0 | 0 | 0 | 0 | 0 | 0 | 0 | 0 | 0 | 0 | 0 | 0 | 0 | Water and Wastewater_Existing_Compressed Air System Optimization_TRC | 0 | 0 | 0 | 0 | 0 | 0 | 0 | 0 | 0 | 0 | 0 | 0 | 0 | 0 | 0 | 0 | 0 | 0 | 0 | 0
Water and Wastewater | 26.1818 | 13.31% | Compressed Air Controls | 2.5404 | 9.5506 |  | 18864.8701 | 12.5 |  | 1043.3316 | 647.3905 | FAIL | FAIL | Water and Wastewater_Existing_Compressed Air Controls_RIM | 0 | 0 | 0 | 0 | 0 | 0 | 0 | 0 | 0 | 0 | 0 | 0 | 0 | 0 | 0 | 0 | 0 | 0 | 0 | 0 | Water and Wastewater_Existing_Compressed Air Controls_TRC | 0 | 0 | 0 | 0 | 0 | 0 | 0 | 0 | 0 | 0 | 0 | 0 | 0 | 0 | 0 | 0 | 0 | 0 | 0 | 0
Water and Wastewater | 26.1818 | 13.15% | Compressed Air Equipment | 4.6012 | 0.045276 |  | 34168.5097 | 15 |  | 3537.9234 | 1172.5693 | FAIL | FAIL | Water and Wastewater_Existing_Compressed Air Equipment_RIM | 0 | 0 | 0 | 0 | 0 | 0 | 0 | 0 | 0 | 0 | 0 | 0 | 0 | 0 | 0 | 0 | 0 | 0 | 0 | 0 | Water and Wastewater_Existing_Compressed Air Equipment_TRC | 0 | 0 | 0 | 0 | 0 | 0 | 0 | 0 | 0 | 0 | 0 | 0 | 0 | 0 | 0 | 0 | 0 | 0 | 0 | 0
Other | 17.4545 | 27.36% | Plant Energy Management | 333.6597 | 297.2574 |  | 2452354.8309 | 10.5 |  | 56841.402 | 84158.0747 | FAIL | FAIL | Other_Existing_Plant Energy Management_RIM | 0 | 0 | 0 | 0 | 0 | 0 | 0 | 0 | 0 | 0 | 0 | 0 | 0 | 0 | 0 | 0 | 0 | 0 | 0 | 0 | Other_Existing_Plant Energy Management_TRC | 0 | 0 | 0 | 0 | 0 | 0 | 0 | 0 | 0 | 0 | 0 | 0 | 0 | 0 | 0 | 0 | 0 | 0 | 0 | 0
Other | 17.4545 | 5.032% | Pump System Optimization | 257.8173 | 153.0129 |  | 1914564.6448 | 10 |  | 127047.5081 | 65702.5942 | FAIL | FAIL | Other_Existing_Pump System Optimization_RIM | 0 | 0 | 0 | 0 | 0 | 0 | 0 | 0 | 0 | 0 | 0 | 0 | 0 | 0 | 0 | 0 | 0 | 0 | 0 | 0 | Other_Existing_Pump System Optimization_TRC | 0 | 0 | 0 | 0 | 0 | 0 | 0 | 0 | 0 | 0 | 0 | 0 | 0 | 0 | 0 | 0 | 0 | 0 | 0 | 0
Other | 17.4545 | 33.99% | Pump Improved Controls | 23.2696 | 124.0709 |  | 172801.4879 | 15 |  | 11025.4584 | 5930.0719 | FAIL | FAIL | Other_Existing_Pump Improved Controls_RIM | 0 | 0 | 0 | 0 | 0 | 0 | 0 | 0 | 0 | 0 | 0 | 0 | 0 | 0 | 0 | 0 | 0 | 0 | 0 | 0 | Other_Existing_Pump Improved Controls_TRC | 0 | 0 | 0 | 0 | 0 | 0 | 0 | 0 | 0 | 0 | 0 | 0 | 0 | 0 | 0 | 0 | 0 | 0 | 0 | 0
Other | 17.4545 | 53.47% | Motor Optimization | 58.6297 | 3.9964 |  | 435387.3306 | 10 |  | 198567.6863 | 14941.296 | FAIL | 131086.7224 | Other_Existing_Motor Optimization_RIM | 0 | 0 | 0 | 0 | 0 | 0 | 0 | 0 | 0 | 0 | 0 | 0 | 0 | 0 | 0 | 0 | 0 | 0 | 0 | 0 | Other_Existing_Motor Optimization_TRC | 0.40047 | 0.40089 | 0.40069 | 0.4007 | 0.40158 | 0.4009 | 0.4007 | 0.4007 | 0.40072 | 0.40079 | 174358.395 | 174543.7385 | 174457.3621 | 174457.805 | 174844.1615 | 174545.5015 | 174459.1336 | 174459.5763 | 174470.1572 | 174498.6327 |  | 66.02%
Other | 17.4545 | 0.6494% | Motor Improved Controls | 338.0166 | 22095.7504 |  | 2510128.8507 | 15 |  | 260317.1488 | 86140.7202 | FAIL | FAIL | Other_Existing_Motor Improved Controls_RIM | 0 | 0 | 0 | 0 | 0 | 0 | 0 | 0 | 0 | 0 | 0 | 0 | 0 | 0 | 0 | 0 | 0 | 0 | 0 | 0 | Other_Existing_Motor Improved Controls_TRC | 0 | 0 | 0 | 0 | 0 | 0 | 0 | 0 | 0 | 0 | 0 | 0 | 0 | 0 | 0 | 0 | 0 | 0 | 0 | 0
Other | 17.4545 | 54.55% | Pump Equipment Upgrade | 246.5411 | 27.4549 |  | 1830826.5377 | 15 |  | 243783.1951 | 62828.9326 | FAIL | FAIL | Other_Existing_Pump Equipment Upgrade_RIM | 0 | 0 | 0 | 0 | 0 | 0 | 0 | 0 | 0 | 0 | 0 | 0 | 0 | 0 | 0 | 0 | 0 | 0 | 0 | 0 | Other_Existing_Pump Equipment Upgrade_TRC | 0 | 0 | 0 | 0 | 0 | 0 | 0 | 0 | 0 | 0 | 0 | 0 | 0 | 0 | 0 | 0 | 0 | 0 | 0 | 0
Other | 17.4545 | 21% | Motor Equipment Upgrades | 73.2464 | 0.43793 |  | 543931.3642 | 10 |  | 90674.5934 | 18666.2288 | FAIL | 6370.3196 | Other_Existing_Motor Equipment Upgrades_RIM | 0 | 0 | 0 | 0 | 0 | 0 | 0 | 0 | 0 | 0 | 0 | 0 | 0 | 0 | 0 | 0 | 0 | 0 | 0 | 0 | Other_Existing_Motor Equipment Upgrades_TRC | 0.12751 | 0.13659 | 0.12978 | 0.092317 | 0.047456 | 0.018209 | 0.0059393 | 0.0018102 | 0.00054051 | 0.00015948 | 69355.288 | 74296.8548 | 70594.0615 | 50214.065 | 25812.8119 | 9904.4268 | 3230.5527 | 984.6299 | 293.9989 | 86.7444 |  | 7.025%
Other | 17.4545 | 1.461% | Fan System Optimization | 1774.4141 | 2346.0264 |  | 13176889.3767 | 10 |  | 465365.306 | 452194.6115 | FAIL | FAIL | Other_Existing_Fan System Optimization_RIM | 0 | 0 | 0 | 0 | 0 | 0 | 0 | 0 | 0 | 0 | 0 | 0 | 0 | 0 | 0 | 0 | 0 | 0 | 0 | 0 | Other_Existing_Fan System Optimization_TRC | 0 | 0 | 0 | 0 | 0 | 0 | 0 | 0 | 0 | 0 | 0 | 0 | 0 | 0 | 0 | 0 | 0 | 0 | 0 | 0
Other | 17.4545 | 1.948% | Fan Improved Controls | 1807.2533 | 1830.7516 |  | 13420754.9218 | 15 |  | 447305.9247 | 460563.4064 | FAIL | FAIL | Other_Existing_Fan Improved Controls_RIM | 0 | 0 | 0 | 0 | 0 | 0 | 0 | 0 | 0 | 0 | 0 | 0 | 0 | 0 | 0 | 0 | 0 | 0 | 0 | 0 | Other_Existing_Fan Improved Controls_TRC | 0 | 0 | 0 | 0 | 0 | 0 | 0 | 0 | 0 | 0 | 0 | 0 | 0 | 0 | 0 | 0 | 0 | 0 | 0 | 0
Other | 17.4545 | 21% | Fan Equipment Upgrades | 66.8398 | 0.011392 |  | 496355.9739 | 15 |  | 90533.5043 | 17033.5722 | FAIL | 13602.971 | Other_Existing_Fan Equipment Upgrades_RIM | 0 | 0 | 0 | 0 | 0 | 0 | 0 | 0 | 0 | 0 | 0 | 0 | 0 | 0 | 0 | 0 | 0 | 0 | 0 | 0 | Other_Existing_Fan Equipment Upgrades_TRC | 0.12807 | 0.13718 | 0.13035 | 0.092717 | 0.047664 | 0.018288 | 0.005965 | 0.0018181 | 0.00054286 | 0.00016017 | 63567.0375 | 68092.1207 | 64698.5578 | 46020.5507 | 23658.5266 | 9077.2809 | 2960.7604 | 902.4007 | 269.4533 | 79.5002 |  | 15.03%
Other | 17.4545 | 30% | Lighting Controls | 64.8142 | 419.3903 |  | 454080.4223 | 10 |  | 63533.4695 | 10101.0037 | FAIL | FAIL | Other_Existing_Lighting Controls_RIM | 0 | 0 | 0 | 0 | 0 | 0 | 0 | 0 | 0 | 0 | 0 | 0 | 0 | 0 | 0 | 0 | 0 | 0 | 0 | 0 | Other_Existing_Lighting Controls_TRC | 0 | 0 | 0 | 0 | 0 | 0 | 0 | 0 | 0 | 0 | 0 | 0 | 0 | 0 | 0 | 0 | 0 | 0 | 0 | 0
Other | 17.4545 | 25% | Efficient Lighting - Other Interior Lighting | 440.249 | 309.4026 |  | 3084331.5263 | 14.4667 |  | 1228714.4271 | 68610.8512 | FAIL | 750671.8895 | Other_Existing_Efficient Lighting - Other Interior Lighting_RIM | 0 | 0 | 0 | 0 | 0 | 0 | 0 | 0 | 0 | 0 | 0 | 0 | 0 | 0 | 0 | 0 | 0 | 0 | 0 | 0 | Other_Existing_Efficient Lighting - Other Interior Lighting_TRC | 0.29829 | 0.30169 | 0.28583 | 0.22051 | 0.13477 | 0.065542 | 0.02763 | 0.010811 | 0.0041093 | 0.0015092 | 920027.5533 | 930524.3604 | 881601.287 | 680134.4647 | 415681.227 | 202152.53 | 85219.4732 | 33344.1612 | 12674.4454 | 4654.9311 |  | 61.09%
Other | 17.4545 | 20% | Efficient Lighting - High Bay | 397.8832 | 0.51535 |  | 2787521.787 | 13.6667 |  | 601712.6509 | 62008.3285 | FAIL | 169672.8468 | Other_Existing_Efficient Lighting - High Bay_RIM | 0 | 0 | 0 | 0 | 0 | 0 | 0 | 0 | 0 | 0 | 0 | 0 | 0 | 0 | 0 | 0 | 0 | 0 | 0 | 0 | Other_Existing_Efficient Lighting - High Bay_TRC | 0.19572 | 0.20064 | 0.18878 | 0.1417 | 0.083785 | 0.039782 | 0.016562 | 0.0064452 | 0.0024446 | 0.0008971 | 545587.6038 | 559291.3272 | 526240.8752 | 394982.547 | 233553.7887 | 110892.1687 | 46166.1165 | 17966.0266 | 6814.4834 | 2500.695 |  | 28.2%
Other | 17.4545 | 1.786% | HVAC Recommissioning | 3697.3517 | 2542.5419 |  | 25954765.474 | 10 |  | 5996312.1215 | 1143825.9989 | FAIL | 1973566.2385 | Other_Existing_HVAC Recommissioning_RIM | 0 | 0 | 0 | 0 | 0 | 0 | 0 | 0 | 0 | 0 | 0 | 0 | 0 | 0 | 0 | 0 | 0 | 0 | 0 | 0 | Other_Existing_HVAC Recommissioning_TRC | 0.010554 | 0.010343 | 0.010338 | 0.010338 | 0.010361 | 0.010344 | 0.010338 | 0.010338 | 0.010339 | 0.010341 | 273939.3282 | 268462.4492 | 268329.5953 | 268330.2766 | 268925.639 | 268465.1609 | 268332.32 | 268333.001 | 268349.2752 | 268393.0729 |  | 32.91%
Other | 17.4545 | 14.29% | HVAC Improved Controls | 325.7202 | 278.7398 |  | 2286499.0441 | 15 |  | 115442.1836 | 100765.9675 | FAIL | FAIL | Other_Existing_HVAC Improved Controls_RIM | 0 | 0 | 0 | 0 | 0 | 0 | 0 | 0 | 0 | 0 | 0 | 0 | 0 | 0 | 0 | 0 | 0 | 0 | 0 | 0 | Other_Existing_HVAC Improved Controls_TRC | 0 | 0 | 0 | 0 | 0 | 0 | 0 | 0 | 0 | 0 | 0 | 0 | 0 | 0 | 0 | 0 | 0 | 0 | 0 | 0
Other | 17.4545 | 43.18% | Building Envelope Improvements | 94.5076 | 224.8841 |  | 663426.7203 | 15 |  | 95796.5648 | 29237.2024 | FAIL | FAIL | Other_Existing_Building Envelope Improvements_RIM | 0 | 0 | 0 | 0 | 0 | 0 | 0 | 0 | 0 | 0 | 0 | 0 | 0 | 0 | 0 | 0 | 0 | 0 | 0 | 0 | Other_Existing_Building Envelope Improvements_TRC | 0 | 0 | 0 | 0 | 0 | 0 | 0 | 0 | 0 | 0 | 0 | 0 | 0 | 0 | 0 | 0 | 0 | 0 | 0 | 0
Other | 17.4545 | 16.72% | HVAC Equipment Upgrades | 200.584 | 0 |  | 1408065.1076 | 18 |  | 193341.5224 | 62053.4013 | FAIL | FAIL | Other_Existing_HVAC Equipment Upgrades_RIM | 0 | 0 | 0 | 0 | 0 | 0 | 0 | 0 | 0 | 0 | 0 | 0 | 0 | 0 | 0 | 0 | 0 | 0 | 0 | 0 | Other_Existing_HVAC Equipment Upgrades_TRC | 0 | 0 | 0 | 0 | 0 | 0 | 0 | 0 | 0 | 0 | 0 | 0 | 0 | 0 | 0 | 0 | 0 | 0 | 0 | 0
Other | 17.4545 | 30% | Lighting Controls - Exterior | 0 | 0 |  | 59376.8345 | 10 |  | 8307.8153 | 1320.8357 | FAIL | FAIL | Other_Existing_Lighting Controls - Exterior_RIM | 0 | 0 | 0 | 0 | 0 | 0 | 0 | 0 | 0 | 0 | 0 | 0 | 0 | 0 | 0 | 0 | 0 | 0 | 0 | 0 | Other_Existing_Lighting Controls - Exterior_TRC | 0 | 0 | 0 | 0 | 0 | 0 | 0 | 0 | 0 | 0 | 0 | 0 | 0 | 0 | 0 | 0 | 0 | 0 | 0 | 0
Other | 17.4545 | 15.29% | Efficient Lighting - Exterior | 0 | 0.043287 |  | 334995.0834 | 13.6 |  | 38322.756 | 7451.9544 | FAIL | FAIL | Other_Existing_Efficient Lighting - Exterior_RIM | 0 | 0 | 0 | 0 | 0 | 0 | 0 | 0 | 0 | 0 | 0 | 0 | 0 | 0 | 0 | 0 | 0 | 0 | 0 | 0 | Other_Existing_Efficient Lighting - Exterior_TRC | 0 | 0 | 0 | 0 | 0 | 0 | 0 | 0 | 0 | 0 | 0 | 0 | 0 | 0 | 0 | 0 | 0 | 0 | 0 | 0
Other | 17.4545 | 25.94% | Compressed Air System Optimization | 44.6331 | 20.4516 |  | 331447.9306 | 10 |  | 17888.2219 | 11374.3816 | FAIL | FAIL | Other_Existing_Compressed Air System Optimization_RIM | 0 | 0 | 0 | 0 | 0 | 0 | 0 | 0 | 0 | 0 | 0 | 0 | 0 | 0 | 0 | 0 | 0 | 0 | 0 | 0 | Other_Existing_Compressed Air System Optimization_TRC | 0 | 0 | 0 | 0 | 0 | 0 | 0 | 0 | 0 | 0 | 0 | 0 | 0 | 0 | 0 | 0 | 0 | 0 | 0 | 0
Other | 17.4545 | 13.31% | Compressed Air Controls | 40.9394 | 153.9134 |  | 304017.986 | 12.5 |  | 16813.8757 | 10433.0613 | FAIL | FAIL | Other_Existing_Compressed Air Controls_RIM | 0 | 0 | 0 | 0 | 0 | 0 | 0 | 0 | 0 | 0 | 0 | 0 | 0 | 0 | 0 | 0 | 0 | 0 | 0 | 0 | Other_Existing_Compressed Air Controls_TRC | 0 | 0 | 0 | 0 | 0 | 0 | 0 | 0 | 0 | 0 | 0 | 0 | 0 | 0 | 0 | 0 | 0 | 0 | 0 | 0
Other | 17.4545 | 13.15% | Compressed Air Equipment | 74.1504 | 0.026485 |  | 550644.7563 | 15 |  | 57015.6266 | 18896.614 | FAIL | FAIL | Other_Existing_Compressed Air Equipment_RIM | 0 | 0 | 0 | 0 | 0 | 0 | 0 | 0 | 0 | 0 | 0 | 0 | 0 | 0 | 0 | 0 | 0 | 0 | 0 | 0 | Other_Existing_Compressed Air Equipment_TRC | 0 | 0 | 0 | 0 | 0 | 0 | 0 | 0 | 0 | 0 | 0 | 0 | 0 | 0 | 0 | 0 | 0 | 0 | 0 | 0

## Max Incentives
from: | Base 2yr w Prog Cost Passing Measures 3-4-19_nexant.xls
Segment_Vintage_Measure_Scenario | Max Incentive
Single Family_Turnover_High Efficiency Induction Cooktop_TRC | 117.1418
Multi-Family_Turnover_High Efficiency Induction Cooktop_TRC | 117.1418
Manufactured Home_Turnover_High Efficiency Induction Cooktop_TRC | 117.1418
Single Family_New_High Efficiency Induction Cooktop_TRC | 117.1418
Multi-Family_New_High Efficiency Induction Cooktop_TRC | 117.1418
Manufactured Home_New_High Efficiency Induction Cooktop_TRC | 117.1418
Single Family_Turnover_Heat Pump Water Heater_TRC | 686.5146
Single Family_New_Heat Pump Water Heater_TRC | 686.5146
Single Family_Turnover_Energy Star Personal Computer_TRC | 5.2648
Multi-Family_Turnover_Energy Star Personal Computer_TRC | 5.2648
Manufactured Home_Turnover_Energy Star Personal Computer_TRC | 5.2648
Single Family_New_Energy Star Personal Computer_TRC | 5.2648
Multi-Family_New_Energy Star Personal Computer_TRC | 5.2648
Manufactured Home_New_Energy Star Personal Computer_TRC | 5.2648
Single Family_Turnover_21 SEER ASHP from base electric resistance heating_TRC | 3680.504
Manufactured Home_Turnover_21 SEER ASHP from base electric resistance heating_TRC | 3680.504
Single Family_New_21 SEER ASHP from base electric resistance heating_TRC | 3680.504
Single Family_Turnover_CFL-13W_TRC | 0.23665
Multi-Family_Turnover_CFL-13W_TRC | 0.23665
Manufactured Home_Turnover_CFL-13W_TRC | 0.23665
Single Family_New_CFL-13W_TRC | 0.23665
Multi-Family_New_CFL-13W_TRC | 0.23665
Manufactured Home_New_CFL-13W_TRC | 0.23665
Single Family_Turnover_LED - 9W Flood_TRC | 0.86495
Multi-Family_Turnover_LED - 9W Flood_TRC | 0.86495
Manufactured Home_Turnover_LED - 9W Flood_TRC | 0.86495
Single Family_New_LED - 9W Flood_TRC | 0.86495
Multi-Family_New_LED - 9W Flood_TRC | 0.86495
Manufactured Home_New_LED - 9W Flood_TRC | 0.86495
Single Family_Turnover_LED Specialty Lamps-5W Chandelier_TRC | 0.4533
Multi-Family_Turnover_LED Specialty Lamps-5W Chandelier_TRC | 0.4533
Manufactured Home_Turnover_LED Specialty Lamps-5W Chandelier_TRC | 0.4533
Single Family_New_LED Specialty Lamps-5W Chandelier_TRC | 0.4533
Multi-Family_New_LED Specialty Lamps-5W Chandelier_TRC | 0.4533
Manufactured Home_New_LED Specialty Lamps-5W Chandelier_TRC | 0.4533
Single Family_Turnover_Two Speed Pool Pump_TRC | 180.4728
Multi-Family_Turnover_Two Speed Pool Pump_TRC | 180.4728
Manufactured Home_Turnover_Two Speed Pool Pump_TRC | 180.4728
Single Family_New_Two Speed Pool Pump_TRC | 180.4728
Multi-Family_New_Two Speed Pool Pump_TRC | 180.4728
Manufactured Home_New_Two Speed Pool Pump_TRC | 180.4728
Single Family_Turnover_Variable Speed Pool Pump_TRC | 545.3655
Multi-Family_Turnover_Variable Speed Pool Pump_TRC | 545.3655
Manufactured Home_Turnover_Variable Speed Pool Pump_TRC | 545.3655
Single Family_New_Variable Speed Pool Pump_TRC | 545.3655
Multi-Family_New_Variable Speed Pool Pump_TRC | 545.3655
Manufactured Home_New_Variable Speed Pool Pump_TRC | 545.3655
Single Family_Existing_Thermostatic Shower Restriction Valve_TRC | 10.9762
Multi-Family_Existing_Thermostatic Shower Restriction Valve_TRC | 15.0354
Manufactured Home_Existing_Thermostatic Shower Restriction Valve_TRC | 15.1543
Single Family_New_Thermostatic Shower Restriction Valve_TRC | 10.9762
Multi-Family_New_Thermostatic Shower Restriction Valve_TRC | 15.0354
Manufactured Home_New_Thermostatic Shower Restriction Valve_TRC | 15.1543
Single Family_Existing_Water Heater Blanket_TRC | 113.8615
Multi-Family_Existing_Water Heater Blanket_TRC | 113.8615
Manufactured Home_Existing_Water Heater Blanket_TRC | 113.8615
Single Family_Existing_Air Sealing-Infiltration Control_TRC | 456.5226
Multi-Family_Existing_Air Sealing-Infiltration Control_TRC | 263.9036
Manufactured Home_Existing_Air Sealing-Infiltration Control_TRC | 242.7684
Single Family_Existing_Ceiling Insulation(R12 to R38)_TRC | 669.353
Single Family_New_Ceiling Insulation(R12 to R38)_TRC | 669.353
Single Family_Existing_Ceiling Insulation(R2 to R38)_TRC | 351.3242
Multi-Family_Existing_Ceiling Insulation(R2 to R38)_TRC | 443.1434
Manufactured Home_Existing_Ceiling Insulation(R2 to R38)_TRC | 477.4348
Single Family_New_Ceiling Insulation(R2 to R38)_TRC | 351.3242
Multi-Family_New_Ceiling Insulation(R2 to R38)_TRC | 443.1434
Manufactured Home_New_Ceiling Insulation(R2 to R38)_TRC | 477.4348
Single Family_Existing_Duct Repair_TRC | 112.3688
Multi-Family_Existing_Duct Repair_TRC | 169.2448
Manufactured Home_Existing_Duct Repair_TRC | 115.9125
Single Family_Existing_Heat Pump Tune Up_TRC | 107.237
Multi-Family_Existing_Heat Pump Tune Up_TRC | 130.9353
Manufactured Home_Existing_Heat Pump Tune Up_TRC | 108.7136
Assembly_Existing_Duct Sealing Repair_RIM | 999.6098
College and University_Existing_Duct Sealing Repair_RIM | 1664.6009
Retail_Existing_Duct Sealing Repair_RIM | 31.8125
Schools K-12_Existing_Duct Sealing Repair_RIM | 1141.2813
Warehouse_Existing_Duct Sealing Repair_RIM | 455.8604
Assembly_New_Duct Sealing Repair_RIM | 999.6098
College and University_New_Duct Sealing Repair_RIM | 1664.6009
Retail_New_Duct Sealing Repair_RIM | 31.8125
Schools K-12_New_Duct Sealing Repair_RIM | 1141.2813
Warehouse_New_Duct Sealing Repair_RIM | 455.8604
Grocery_Existing_Energy Recovery Ventilation System (ERV)_RIM | 26387.2428
Restaurants_Existing_Energy Recovery Ventilation System (ERV)_RIM | 28326.1283
Grocery_New_Energy Recovery Ventilation System (ERV)_RIM | 26387.2428
Restaurants_New_Energy Recovery Ventilation System (ERV)_RIM | 28326.1283
Lodging/Hospitality_Existing_Programmable Thermostat_RIM | 3385.9506
Lodging/Hospitality_New_Programmable Thermostat_RIM | 3385.9506
Lodging/Hospitality_Existing_Smart Thermostat_RIM | 3679.1684
Lodging/Hospitality_New_Smart Thermostat_RIM | 3679.1684
Grocery_Existing_ENERGY STAR certified buildings program_RIM | 2485.7479
Lodging/Hospitality_Existing_ENERGY STAR certified buildings program_RIM | 10784.3942
Restaurants_Existing_ENERGY STAR certified buildings program_RIM | 2939.0178
Retail_Existing_ENERGY STAR certified buildings program_RIM | 2965.2157
Grocery_New_ENERGY STAR certified buildings program_RIM | 2485.7479
Lodging/Hospitality_New_ENERGY STAR certified buildings program_RIM | 10784.3942
Restaurants_New_ENERGY STAR certified buildings program_RIM | 2939.0178
Retail_New_ENERGY STAR certified buildings program_RIM | 2965.2157
Assembly_Turnover_Efficient Exhaust Hood_TRC | 422.3625
College and University_Turnover_Efficient Exhaust Hood_TRC | 422.3625
Grocery_Turnover_Efficient Exhaust Hood_TRC | 422.3625
Healthcare_Turnover_Efficient Exhaust Hood_TRC | 422.3625
Hospitals_Turnover_Efficient Exhaust Hood_TRC | 422.3625
Institutional_Turnover_Efficient Exhaust Hood_TRC | 422.3625
Lodging/Hospitality_Turnover_Efficient Exhaust Hood_TRC | 422.3625
Miscellaneous_Turnover_Efficient Exhaust Hood_TRC | 422.3625
Offices_Turnover_Efficient Exhaust Hood_TRC | 422.3625
Restaurants_Turnover_Efficient Exhaust Hood_TRC | 422.3625
Retail_Turnover_Efficient Exhaust Hood_TRC | 422.3625
Schools K-12_Turnover_Efficient Exhaust Hood_TRC | 422.3625
Warehouse_Turnover_Efficient Exhaust Hood_TRC | 422.3625
Assembly_New_Efficient Exhaust Hood_TRC | 422.3625
College and University_New_Efficient Exhaust Hood_TRC | 422.3625
Grocery_New_Efficient Exhaust Hood_TRC | 422.3625
Healthcare_New_Efficient Exhaust Hood_TRC | 422.3625
Hospitals_New_Efficient Exhaust Hood_TRC | 422.3625
Institutional_New_Efficient Exhaust Hood_TRC | 422.3625
Lodging/Hospitality_New_Efficient Exhaust Hood_TRC | 422.3625
Miscellaneous_New_Efficient Exhaust Hood_TRC | 422.3625
Offices_New_Efficient Exhaust Hood_TRC | 422.3625
Restaurants_New_Efficient Exhaust Hood_TRC | 422.3625
Retail_New_Efficient Exhaust Hood_TRC | 422.3625
Schools K-12_New_Efficient Exhaust Hood_TRC | 422.3625
Warehouse_New_Efficient Exhaust Hood_TRC | 422.3625
Assembly_Turnover_Energy Star Hot Food Holding Cabinet_TRC | 475.2026
College and University_Turnover_Energy Star Hot Food Holding Cabinet_TRC | 475.2026
Grocery_Turnover_Energy Star Hot Food Holding Cabinet_TRC | 475.2026
Healthcare_Turnover_Energy Star Hot Food Holding Cabinet_TRC | 475.2026
Hospitals_Turnover_Energy Star Hot Food Holding Cabinet_TRC | 475.2026
Institutional_Turnover_Energy Star Hot Food Holding Cabinet_TRC | 475.2026
Lodging/Hospitality_Turnover_Energy Star Hot Food Holding Cabinet_TRC | 475.2026
Miscellaneous_Turnover_Energy Star Hot Food Holding Cabinet_TRC | 475.2026
Offices_Turnover_Energy Star Hot Food Holding Cabinet_TRC | 475.2026
Restaurants_Turnover_Energy Star Hot Food Holding Cabinet_TRC | 475.2026
Retail_Turnover_Energy Star Hot Food Holding Cabinet_TRC | 475.2026
Schools K-12_Turnover_Energy Star Hot Food Holding Cabinet_TRC | 475.2026
Warehouse_Turnover_Energy Star Hot Food Holding Cabinet_TRC | 475.2026
Assembly_New_Energy Star Hot Food Holding Cabinet_TRC | 475.2026
College and University_New_Energy Star Hot Food Holding Cabinet_TRC | 475.2026
Grocery_New_Energy Star Hot Food Holding Cabinet_TRC | 475.2026
Healthcare_New_Energy Star Hot Food Holding Cabinet_TRC | 475.2026
Hospitals_New_Energy Star Hot Food Holding Cabinet_TRC | 475.2026
Institutional_New_Energy Star Hot Food Holding Cabinet_TRC | 475.2026
Lodging/Hospitality_New_Energy Star Hot Food Holding Cabinet_TRC | 475.2026
Miscellaneous_New_Energy Star Hot Food Holding Cabinet_TRC | 475.2026
Offices_New_Energy Star Hot Food Holding Cabinet_TRC | 475.2026
Restaurants_New_Energy Star Hot Food Holding Cabinet_TRC | 475.2026
Retail_New_Energy Star Hot Food Holding Cabinet_TRC | 475.2026
Schools K-12_New_Energy Star Hot Food Holding Cabinet_TRC | 475.2026
Warehouse_New_Energy Star Hot Food Holding Cabinet_TRC | 475.2026
Assembly_Turnover_Heat Pump Water Heater_TRC | 94.1176
Schools K-12_Turnover_Heat Pump Water Heater_TRC | 626.0407
Assembly_New_Heat Pump Water Heater_TRC | 94.1176
Schools K-12_New_Heat Pump Water Heater_TRC | 626.0407
College and University_Turnover_Solar Water Heater_TRC | 43053.8716
Hospitals_Turnover_Solar Water Heater_TRC | 58337.5864
Institutional_Turnover_Solar Water Heater_TRC | 83553.6838
Lodging/Hospitality_Turnover_Solar Water Heater_TRC | 10026.4421
Miscellaneous_Turnover_Solar Water Heater_TRC | 71124.0129
Offices_Turnover_Solar Water Heater_TRC | 11382.1129
College and University_New_Solar Water Heater_TRC | 43053.8716
Hospitals_New_Solar Water Heater_TRC | 58337.5864
Institutional_New_Solar Water Heater_TRC | 83553.6838
Lodging/Hospitality_New_Solar Water Heater_TRC | 10026.4421
Miscellaneous_New_Solar Water Heater_TRC | 71124.0129
Offices_New_Solar Water Heater_TRC | 11382.1129
Assembly_Turnover_High Efficiency HID Lighting_TRC | 99.467
College and University_Turnover_High Efficiency HID Lighting_TRC | 99.467
Grocery_Turnover_High Efficiency HID Lighting_TRC | 99.467
Healthcare_Turnover_High Efficiency HID Lighting_TRC | 99.467
Hospitals_Turnover_High Efficiency HID Lighting_TRC | 99.467
Institutional_Turnover_High Efficiency HID Lighting_TRC | 99.467
Lodging/Hospitality_Turnover_High Efficiency HID Lighting_TRC | 99.467
Miscellaneous_Turnover_High Efficiency HID Lighting_TRC | 99.467
Offices_Turnover_High Efficiency HID Lighting_TRC | 99.467
Restaurants_Turnover_High Efficiency HID Lighting_TRC | 99.467
Retail_Turnover_High Efficiency HID Lighting_TRC | 99.467
Schools K-12_Turnover_High Efficiency HID Lighting_TRC | 99.467
Warehouse_Turnover_High Efficiency HID Lighting_TRC | 99.467
Assembly_New_High Efficiency HID Lighting_TRC | 99.467
College and University_New_High Efficiency HID Lighting_TRC | 99.467
Grocery_New_High Efficiency HID Lighting_TRC | 99.467
Healthcare_New_High Efficiency HID Lighting_TRC | 99.467
Hospitals_New_High Efficiency HID Lighting_TRC | 99.467
Institutional_New_High Efficiency HID Lighting_TRC | 99.467
Lodging/Hospitality_New_High Efficiency HID Lighting_TRC | 99.467
Miscellaneous_New_High Efficiency HID Lighting_TRC | 99.467
Offices_New_High Efficiency HID Lighting_TRC | 99.467
Restaurants_New_High Efficiency HID Lighting_TRC | 99.467
Retail_New_High Efficiency HID Lighting_TRC | 99.467
Schools K-12_New_High Efficiency HID Lighting_TRC | 99.467
Warehouse_New_High Efficiency HID Lighting_TRC | 99.467
Assembly_Turnover_LED Exterior Lighting_TRC | 138.8268
College and University_Turnover_LED Exterior Lighting_TRC | 138.8268
Grocery_Turnover_LED Exterior Lighting_TRC | 138.8268
Healthcare_Turnover_LED Exterior Lighting_TRC | 138.8268
Hospitals_Turnover_LED Exterior Lighting_TRC | 138.8268
Institutional_Turnover_LED Exterior Lighting_TRC | 138.8268
Lodging/Hospitality_Turnover_LED Exterior Lighting_TRC | 138.8268
Miscellaneous_Turnover_LED Exterior Lighting_TRC | 138.8268
Offices_Turnover_LED Exterior Lighting_TRC | 138.8268
Restaurants_Turnover_LED Exterior Lighting_TRC | 138.8268
Retail_Turnover_LED Exterior Lighting_TRC | 138.8268
Schools K-12_Turnover_LED Exterior Lighting_TRC | 138.8268
Warehouse_Turnover_LED Exterior Lighting_TRC | 138.8268
Assembly_New_LED Exterior Lighting_TRC | 138.8268
College and University_New_LED Exterior Lighting_TRC | 138.8268
Grocery_New_LED Exterior Lighting_TRC | 138.8268
Healthcare_New_LED Exterior Lighting_TRC | 138.8268
Hospitals_New_LED Exterior Lighting_TRC | 138.8268
Institutional_New_LED Exterior Lighting_TRC | 138.8268
Lodging/Hospitality_New_LED Exterior Lighting_TRC | 138.8268
Miscellaneous_New_LED Exterior Lighting_TRC | 138.8268
Offices_New_LED Exterior Lighting_TRC | 138.8268
Restaurants_New_LED Exterior Lighting_TRC | 138.8268
Retail_New_LED Exterior Lighting_TRC | 138.8268
Schools K-12_New_LED Exterior Lighting_TRC | 138.8268
Warehouse_New_LED Exterior Lighting_TRC | 138.8268
Assembly_Turnover_High Efficiency Chiller (Air Cooled, 50 tons)_TRC | 4152.8415
College and University_Turnover_High Efficiency Chiller (Air Cooled, 50 tons)_TRC | 3863.2136
Grocery_Turnover_High Efficiency Chiller (Air Cooled, 50 tons)_TRC | 5337.6829
Healthcare_Turnover_High Efficiency Chiller (Air Cooled, 50 tons)_TRC | 1039.8478
Hospitals_Turnover_High Efficiency Chiller (Air Cooled, 50 tons)_TRC | 1343.6533
Institutional_Turnover_High Efficiency Chiller (Air Cooled, 50 tons)_TRC | 5370.0888
Lodging/Hospitality_Turnover_High Efficiency Chiller (Air Cooled, 50 tons)_TRC | 2427.2262
Miscellaneous_Turnover_High Efficiency Chiller (Air Cooled, 50 tons)_TRC | 5321.4799
Offices_Turnover_High Efficiency Chiller (Air Cooled, 50 tons)_TRC | 3820.6808
Restaurants_Turnover_High Efficiency Chiller (Air Cooled, 50 tons)_TRC | 2510.2664
Retail_Turnover_High Efficiency Chiller (Air Cooled, 50 tons)_TRC | 3437.8859
Schools K-12_Turnover_High Efficiency Chiller (Air Cooled, 50 tons)_TRC | 3877.3911
Assembly_New_High Efficiency Chiller (Air Cooled, 50 tons)_TRC | 4152.8415
College and University_New_High Efficiency Chiller (Air Cooled, 50 tons)_TRC | 3863.2136
Grocery_New_High Efficiency Chiller (Air Cooled, 50 tons)_TRC | 5337.6829
Healthcare_New_High Efficiency Chiller (Air Cooled, 50 tons)_TRC | 1039.8478
Hospitals_New_High Efficiency Chiller (Air Cooled, 50 tons)_TRC | 1343.6533
Institutional_New_High Efficiency Chiller (Air Cooled, 50 tons)_TRC | 5370.0888
Lodging/Hospitality_New_High Efficiency Chiller (Air Cooled, 50 tons)_TRC | 2427.2262
Miscellaneous_New_High Efficiency Chiller (Air Cooled, 50 tons)_TRC | 5321.4799
Offices_New_High Efficiency Chiller (Air Cooled, 50 tons)_TRC | 3820.6808
Restaurants_New_High Efficiency Chiller (Air Cooled, 50 tons)_TRC | 2510.2664
Retail_New_High Efficiency Chiller (Air Cooled, 50 tons)_TRC | 3437.8859
Schools K-12_New_High Efficiency Chiller (Air Cooled, 50 tons)_TRC | 3877.3911
Assembly_Turnover_High Efficiency Chiller (Water cooled-centrifugal, 200 tons)_TRC | 6259.3129
College and University_Turnover_High Efficiency Chiller (Water cooled-centrifugal, 200 tons)_TRC | 5901.0995
Healthcare_Turnover_High Efficiency Chiller (Water cooled-centrifugal, 200 tons)_TRC | 2409.1451
Hospitals_Turnover_High Efficiency Chiller (Water cooled-centrifugal, 200 tons)_TRC | 2784.8934
Lodging/Hospitality_Turnover_High Efficiency Chiller (Water cooled-centrifugal, 200 tons)_TRC | 4125.0625
Offices_Turnover_High Efficiency Chiller (Water cooled-centrifugal, 200 tons)_TRC | 5848.4948
Restaurants_Turnover_High Efficiency Chiller (Water cooled-centrifugal, 200 tons)_TRC | 4227.767
Retail_Turnover_High Efficiency Chiller (Water cooled-centrifugal, 200 tons)_TRC | 5375.0519
Schools K-12_Turnover_High Efficiency Chiller (Water cooled-centrifugal, 200 tons)_TRC | 5918.6345
Assembly_New_High Efficiency Chiller (Water cooled-centrifugal, 200 tons)_TRC | 6259.3129
College and University_New_High Efficiency Chiller (Water cooled-centrifugal, 200 tons)_TRC | 5901.0995
Healthcare_New_High Efficiency Chiller (Water cooled-centrifugal, 200 tons)_TRC | 2409.1451
Hospitals_New_High Efficiency Chiller (Water cooled-centrifugal, 200 tons)_TRC | 2784.8934
Lodging/Hospitality_New_High Efficiency Chiller (Water cooled-centrifugal, 200 tons)_TRC | 4125.0625
Offices_New_High Efficiency Chiller (Water cooled-centrifugal, 200 tons)_TRC | 5848.4948
Restaurants_New_High Efficiency Chiller (Water cooled-centrifugal, 200 tons)_TRC | 4227.767
Retail_New_High Efficiency Chiller (Water cooled-centrifugal, 200 tons)_TRC | 5375.0519
Schools K-12_New_High Efficiency Chiller (Water cooled-centrifugal, 200 tons)_TRC | 5918.6345
Healthcare_Turnover_High Efficiency Chiller (Water cooled-positive displacement, 100 tons)_TRC | 2939.4403
Hospitals_Turnover_High Efficiency Chiller (Water cooled-positive displacement, 100 tons)_TRC | 3058.6681
Lodging/Hospitality_Turnover_High Efficiency Chiller (Water cooled-positive displacement, 100 tons)_TRC | 3483.9141
Restaurants_Turnover_High Efficiency Chiller (Water cooled-positive displacement, 100 tons)_TRC | 3516.503
Retail_Turnover_High Efficiency Chiller (Water cooled-positive displacement, 100 tons)_TRC | 3880.5453
Healthcare_New_High Efficiency Chiller (Water cooled-positive displacement, 100 tons)_TRC | 2939.4403
Hospitals_New_High Efficiency Chiller (Water cooled-positive displacement, 100 tons)_TRC | 3058.6681
Lodging/Hospitality_New_High Efficiency Chiller (Water cooled-positive displacement, 100 tons)_TRC | 3483.9141
Restaurants_New_High Efficiency Chiller (Water cooled-positive displacement, 100 tons)_TRC | 3516.503
Retail_New_High Efficiency Chiller (Water cooled-positive displacement, 100 tons)_TRC | 3880.5453
Healthcare_Turnover_High Efficiency DX 135k- less than 240k BTU_TRC | 2500.0283
Hospitals_Turnover_High Efficiency DX 135k- less than 240k BTU_TRC | 2543.7826
Healthcare_New_High Efficiency DX 135k- less than 240k BTU_TRC | 2500.0283
Hospitals_New_High Efficiency DX 135k- less than 240k BTU_TRC | 2543.7826
Grocery_Turnover_High Efficiency PTAC_TRC | 37.9187
Institutional_Turnover_High Efficiency PTAC_TRC | 39.8707
Miscellaneous_Turnover_High Efficiency PTAC_TRC | 36.9428
Warehouse_Turnover_High Efficiency PTAC_TRC | 87.3272
Grocery_New_High Efficiency PTAC_TRC | 37.9187
Institutional_New_High Efficiency PTAC_TRC | 39.8707
Miscellaneous_New_High Efficiency PTAC_TRC | 36.9428
Warehouse_New_High Efficiency PTAC_TRC | 87.3272
Grocery_Turnover_High Efficiency PTHP_TRC | 36.7918
Institutional_Turnover_High Efficiency PTHP_TRC | 39.2994
Miscellaneous_Turnover_High Efficiency PTHP_TRC | 36.5811
Warehouse_Turnover_High Efficiency PTHP_TRC | 86.9655
Grocery_New_High Efficiency PTHP_TRC | 36.7918
Institutional_New_High Efficiency PTHP_TRC | 39.2994
Miscellaneous_New_High Efficiency PTHP_TRC | 36.5811
Warehouse_New_High Efficiency PTHP_TRC | 86.9655
Assembly_Turnover_Variable Refrigerant Flow (VRF) HVAC Systems_TRC | 2734.5727
Healthcare_Turnover_Variable Refrigerant Flow (VRF) HVAC Systems_TRC | 2080.8322
Hospitals_Turnover_Variable Refrigerant Flow (VRF) HVAC Systems_TRC | 2142.2625
Lodging/Hospitality_Turnover_Variable Refrigerant Flow (VRF) HVAC Systems_TRC | 2374.4471
Offices_Turnover_Variable Refrigerant Flow (VRF) HVAC Systems_TRC | 2668.979
Restaurants_Turnover_Variable Refrigerant Flow (VRF) HVAC Systems_TRC | 2368.7729
Retail_Turnover_Variable Refrigerant Flow (VRF) HVAC Systems_TRC | 2574.1129
Schools K-12_Turnover_Variable Refrigerant Flow (VRF) HVAC Systems_TRC | 2667.317
Assembly_New_Variable Refrigerant Flow (VRF) HVAC Systems_TRC | 2734.5727
Healthcare_New_Variable Refrigerant Flow (VRF) HVAC Systems_TRC | 2080.8322
Hospitals_New_Variable Refrigerant Flow (VRF) HVAC Systems_TRC | 2142.2625
Lodging/Hospitality_New_Variable Refrigerant Flow (VRF) HVAC Systems_TRC | 2374.4471
Offices_New_Variable Refrigerant Flow (VRF) HVAC Systems_TRC | 2668.979
Restaurants_New_Variable Refrigerant Flow (VRF) HVAC Systems_TRC | 2368.7729
Retail_New_Variable Refrigerant Flow (VRF) HVAC Systems_TRC | 2574.1129
Schools K-12_New_Variable Refrigerant Flow (VRF) HVAC Systems_TRC | 2667.317
Schools K-12_Turnover_High Bay Fluorescent (T5)_TRC | 7.4974
Schools K-12_New_High Bay Fluorescent (T5)_TRC | 7.4974
Assembly_Turnover_High Bay LED_TRC | 36.0562
Institutional_Turnover_High Bay LED_TRC | 19.4445
Lodging/Hospitality_Turnover_High Bay LED_TRC | 1.5761
Offices_Turnover_High Bay LED_TRC | 21.251
Restaurants_Turnover_High Bay LED_TRC | 17.1668
Schools K-12_Turnover_High Bay LED_TRC | 55.574
Assembly_New_High Bay LED_TRC | 36.0562
Institutional_New_High Bay LED_TRC | 19.4445
Lodging/Hospitality_New_High Bay LED_TRC | 1.5761
Offices_New_High Bay LED_TRC | 21.251
Restaurants_New_High Bay LED_TRC | 17.1668
Schools K-12_New_High Bay LED_TRC | 55.574
Assembly_Turnover_Premium T8 - Fixture Replacement_TRC | 14.1053
College and University_Turnover_Premium T8 - Fixture Replacement_TRC | 10.9653
Grocery_Turnover_Premium T8 - Fixture Replacement_TRC | 8.637
Healthcare_Turnover_Premium T8 - Fixture Replacement_TRC | 9.6946
Hospitals_Turnover_Premium T8 - Fixture Replacement_TRC | 6.0586
Institutional_Turnover_Premium T8 - Fixture Replacement_TRC | 13.2384
Lodging/Hospitality_Turnover_Premium T8 - Fixture Replacement_TRC | 12.3058
Miscellaneous_Turnover_Premium T8 - Fixture Replacement_TRC | 10.9653
Offices_Turnover_Premium T8 - Fixture Replacement_TRC | 13.3326
Restaurants_Turnover_Premium T8 - Fixture Replacement_TRC | 13.1195
Retail_Turnover_Premium T8 - Fixture Replacement_TRC | 9.7848
Warehouse_Turnover_Premium T8 - Fixture Replacement_TRC | 12.1623
Assembly_New_Premium T8 - Fixture Replacement_TRC | 14.1053
College and University_New_Premium T8 - Fixture Replacement_TRC | 10.9653
Grocery_New_Premium T8 - Fixture Replacement_TRC | 8.637
Healthcare_New_Premium T8 - Fixture Replacement_TRC | 9.6946
Hospitals_New_Premium T8 - Fixture Replacement_TRC | 6.0586
Institutional_New_Premium T8 - Fixture Replacement_TRC | 13.2384
Lodging/Hospitality_New_Premium T8 - Fixture Replacement_TRC | 12.3058
Miscellaneous_New_Premium T8 - Fixture Replacement_TRC | 10.9653
Offices_New_Premium T8 - Fixture Replacement_TRC | 13.3326
Restaurants_New_Premium T8 - Fixture Replacement_TRC | 13.1195
Retail_New_Premium T8 - Fixture Replacement_TRC | 9.7848
Warehouse_New_Premium T8 - Fixture Replacement_TRC | 12.1623
Assembly_Turnover_Efficient Battery Charger_TRC | 184.3246
College and University_Turnover_Efficient Battery Charger_TRC | 184.3246
Grocery_Turnover_Efficient Battery Charger_TRC | 184.3246
Healthcare_Turnover_Efficient Battery Charger_TRC | 184.3246
Hospitals_Turnover_Efficient Battery Charger_TRC | 184.3246
Institutional_Turnover_Efficient Battery Charger_TRC | 184.3246
Lodging/Hospitality_Turnover_Efficient Battery Charger_TRC | 184.3246
Miscellaneous_Turnover_Efficient Battery Charger_TRC | 184.3246
Offices_Turnover_Efficient Battery Charger_TRC | 184.3246
Restaurants_Turnover_Efficient Battery Charger_TRC | 184.3246
Retail_Turnover_Efficient Battery Charger_TRC | 184.3246
Schools K-12_Turnover_Efficient Battery Charger_TRC | 184.3246
Warehouse_Turnover_Efficient Battery Charger_TRC | 184.3246
Assembly_New_Efficient Battery Charger_TRC | 184.3246
College and University_New_Efficient Battery Charger_TRC | 184.3246
Grocery_New_Efficient Battery Charger_TRC | 184.3246
Healthcare_New_Efficient Battery Charger_TRC | 184.3246
Hospitals_New_Efficient Battery Charger_TRC | 184.3246
Institutional_New_Efficient Battery Charger_TRC | 184.3246
Lodging/Hospitality_New_Efficient Battery Charger_TRC | 184.3246
Miscellaneous_New_Efficient Battery Charger_TRC | 184.3246
Offices_New_Efficient Battery Charger_TRC | 184.3246
Restaurants_New_Efficient Battery Charger_TRC | 184.3246
Retail_New_Efficient Battery Charger_TRC | 184.3246
Schools K-12_New_Efficient Battery Charger_TRC | 184.3246
Warehouse_New_Efficient Battery Charger_TRC | 184.3246
College and University_Turnover_ENERGY STAR Commercial Clothes Washer_TRC | 344.2323
Grocery_Turnover_ENERGY STAR Commercial Clothes Washer_TRC | 344.2323
Healthcare_Turnover_ENERGY STAR Commercial Clothes Washer_TRC | 344.2323
Hospitals_Turnover_ENERGY STAR Commercial Clothes Washer_TRC | 344.2323
Lodging/Hospitality_Turnover_ENERGY STAR Commercial Clothes Washer_TRC | 344.2323
Offices_Turnover_ENERGY STAR Commercial Clothes Washer_TRC | 344.2323
Retail_Turnover_ENERGY STAR Commercial Clothes Washer_TRC | 344.2323
Schools K-12_Turnover_ENERGY STAR Commercial Clothes Washer_TRC | 344.2323
College and University_New_ENERGY STAR Commercial Clothes Washer_TRC | 344.2323
Grocery_New_ENERGY STAR Commercial Clothes Washer_TRC | 344.2323
Healthcare_New_ENERGY STAR Commercial Clothes Washer_TRC | 344.2323
Hospitals_New_ENERGY STAR Commercial Clothes Washer_TRC | 344.2323
Lodging/Hospitality_New_ENERGY STAR Commercial Clothes Washer_TRC | 344.2323
Offices_New_ENERGY STAR Commercial Clothes Washer_TRC | 344.2323
Retail_New_ENERGY STAR Commercial Clothes Washer_TRC | 344.2323
Schools K-12_New_ENERGY STAR Commercial Clothes Washer_TRC | 344.2323
Assembly_Turnover_Solar Pool Heater_TRC | 1510.7155
College and University_Turnover_Solar Pool Heater_TRC | 1510.7155
Grocery_Turnover_Solar Pool Heater_TRC | 1510.7155
Healthcare_Turnover_Solar Pool Heater_TRC | 1510.7155
Hospitals_Turnover_Solar Pool Heater_TRC | 1510.7155
Institutional_Turnover_Solar Pool Heater_TRC | 1510.7155
Lodging/Hospitality_Turnover_Solar Pool Heater_TRC | 1510.7155
Miscellaneous_Turnover_Solar Pool Heater_TRC | 1510.7155
Offices_Turnover_Solar Pool Heater_TRC | 1510.7155
Restaurants_Turnover_Solar Pool Heater_TRC | 1510.7155
Retail_Turnover_Solar Pool Heater_TRC | 1510.7155
Schools K-12_Turnover_Solar Pool Heater_TRC | 1510.7155
Warehouse_Turnover_Solar Pool Heater_TRC | 1510.7155
Assembly_New_Solar Pool Heater_TRC | 1510.7155
College and University_New_Solar Pool Heater_TRC | 1510.7155
Grocery_New_Solar Pool Heater_TRC | 1510.7155
Healthcare_New_Solar Pool Heater_TRC | 1510.7155
Hospitals_New_Solar Pool Heater_TRC | 1510.7155
Institutional_New_Solar Pool Heater_TRC | 1510.7155
Lodging/Hospitality_New_Solar Pool Heater_TRC | 1510.7155
Miscellaneous_New_Solar Pool Heater_TRC | 1510.7155
Offices_New_Solar Pool Heater_TRC | 1510.7155
Restaurants_New_Solar Pool Heater_TRC | 1510.7155
Retail_New_Solar Pool Heater_TRC | 1510.7155
Schools K-12_New_Solar Pool Heater_TRC | 1510.7155
Warehouse_New_Solar Pool Heater_TRC | 1510.7155
Assembly_Turnover_Solar Powered Pool Pump_TRC | 1469.9925
College and University_Turnover_Solar Powered Pool Pump_TRC | 1469.9925
Grocery_Turnover_Solar Powered Pool Pump_TRC | 1469.9925
Healthcare_Turnover_Solar Powered Pool Pump_TRC | 1469.9925
Hospitals_Turnover_Solar Powered Pool Pump_TRC | 1469.9925
Institutional_Turnover_Solar Powered Pool Pump_TRC | 1469.9925
Lodging/Hospitality_Turnover_Solar Powered Pool Pump_TRC | 1469.9925
Miscellaneous_Turnover_Solar Powered Pool Pump_TRC | 1469.9925
Offices_Turnover_Solar Powered Pool Pump_TRC | 1469.9925
Restaurants_Turnover_Solar Powered Pool Pump_TRC | 1469.9925
Retail_Turnover_Solar Powered Pool Pump_TRC | 1469.9925
Schools K-12_Turnover_Solar Powered Pool Pump_TRC | 1469.9925
Assembly_New_Solar Powered Pool Pump_TRC | 1469.9925
College and University_New_Solar Powered Pool Pump_TRC | 1469.9925
Grocery_New_Solar Powered Pool Pump_TRC | 1469.9925
Healthcare_New_Solar Powered Pool Pump_TRC | 1469.9925
Hospitals_New_Solar Powered Pool Pump_TRC | 1469.9925
Institutional_New_Solar Powered Pool Pump_TRC | 1469.9925
Lodging/Hospitality_New_Solar Powered Pool Pump_TRC | 1469.9925
Miscellaneous_New_Solar Powered Pool Pump_TRC | 1469.9925
Offices_New_Solar Powered Pool Pump_TRC | 1469.9925
Restaurants_New_Solar Powered Pool Pump_TRC | 1469.9925
Retail_New_Solar Powered Pool Pump_TRC | 1469.9925
Schools K-12_New_Solar Powered Pool Pump_TRC | 1469.9925
Assembly_Turnover_Variable Speed Pool Pump_TRC | 458.0466
College and University_Turnover_Variable Speed Pool Pump_TRC | 458.0466
Grocery_Turnover_Variable Speed Pool Pump_TRC | 458.0466
Healthcare_Turnover_Variable Speed Pool Pump_TRC | 458.0466
Hospitals_Turnover_Variable Speed Pool Pump_TRC | 458.0466
Institutional_Turnover_Variable Speed Pool Pump_TRC | 458.0466
Lodging/Hospitality_Turnover_Variable Speed Pool Pump_TRC | 458.0466
Miscellaneous_Turnover_Variable Speed Pool Pump_TRC | 458.0466
Offices_Turnover_Variable Speed Pool Pump_TRC | 458.0466
Restaurants_Turnover_Variable Speed Pool Pump_TRC | 458.0466
Retail_Turnover_Variable Speed Pool Pump_TRC | 458.0466
Schools K-12_Turnover_Variable Speed Pool Pump_TRC | 458.0466
Assembly_New_Variable Speed Pool Pump_TRC | 458.0466
College and University_New_Variable Speed Pool Pump_TRC | 458.0466
Grocery_New_Variable Speed Pool Pump_TRC | 458.0466
Healthcare_New_Variable Speed Pool Pump_TRC | 458.0466
Hospitals_New_Variable Speed Pool Pump_TRC | 458.0466
Institutional_New_Variable Speed Pool Pump_TRC | 458.0466
Lodging/Hospitality_New_Variable Speed Pool Pump_TRC | 458.0466
Miscellaneous_New_Variable Speed Pool Pump_TRC | 458.0466
Offices_New_Variable Speed Pool Pump_TRC | 458.0466
Restaurants_New_Variable Speed Pool Pump_TRC | 458.0466
Retail_New_Variable Speed Pool Pump_TRC | 458.0466
Schools K-12_New_Variable Speed Pool Pump_TRC | 458.0466
Assembly_Turnover_Energy Star Uninterruptable Power Supply_TRC | 0.50851
College and University_Turnover_Energy Star Uninterruptable Power Supply_TRC | 0.50851
Grocery_Turnover_Energy Star Uninterruptable Power Supply_TRC | 0.50851
Healthcare_Turnover_Energy Star Uninterruptable Power Supply_TRC | 0.50851
Hospitals_Turnover_Energy Star Uninterruptable Power Supply_TRC | 0.50851
Institutional_Turnover_Energy Star Uninterruptable Power Supply_TRC | 0.50851
Lodging/Hospitality_Turnover_Energy Star Uninterruptable Power Supply_TRC | 0.50851
Miscellaneous_Turnover_Energy Star Uninterruptable Power Supply_TRC | 0.50851
Offices_Turnover_Energy Star Uninterruptable Power Supply_TRC | 0.50851
Restaurants_Turnover_Energy Star Uninterruptable Power Supply_TRC | 0.50851
Retail_Turnover_Energy Star Uninterruptable Power Supply_TRC | 0.50851
Schools K-12_Turnover_Energy Star Uninterruptable Power Supply_TRC | 0.50851
Warehouse_Turnover_Energy Star Uninterruptable Power Supply_TRC | 0.50851
Assembly_New_Energy Star Uninterruptable Power Supply_TRC | 0.50851
College and University_New_Energy Star Uninterruptable Power Supply_TRC | 0.50851
Grocery_New_Energy Star Uninterruptable Power Supply_TRC | 0.50851
Healthcare_New_Energy Star Uninterruptable Power Supply_TRC | 0.50851
Hospitals_New_Energy Star Uninterruptable Power Supply_TRC | 0.50851
Institutional_New_Energy Star Uninterruptable Power Supply_TRC | 0.50851
Lodging/Hospitality_New_Energy Star Uninterruptable Power Supply_TRC | 0.50851
Miscellaneous_New_Energy Star Uninterruptable Power Supply_TRC | 0.50851
Offices_New_Energy Star Uninterruptable Power Supply_TRC | 0.50851
Restaurants_New_Energy Star Uninterruptable Power Supply_TRC | 0.50851
Retail_New_Energy Star Uninterruptable Power Supply_TRC | 0.50851
Schools K-12_New_Energy Star Uninterruptable Power Supply_TRC | 0.50851
Warehouse_New_Energy Star Uninterruptable Power Supply_TRC | 0.50851
Assembly_Turnover_Refrigerated Display Case LED Lighting_TRC | 23.7533
College and University_Turnover_Refrigerated Display Case LED Lighting_TRC | 23.7533
Grocery_Turnover_Refrigerated Display Case LED Lighting_TRC | 23.7533
Healthcare_Turnover_Refrigerated Display Case LED Lighting_TRC | 23.7533
Hospitals_Turnover_Refrigerated Display Case LED Lighting_TRC | 23.7533
Institutional_Turnover_Refrigerated Display Case LED Lighting_TRC | 23.7533
Lodging/Hospitality_Turnover_Refrigerated Display Case LED Lighting_TRC | 23.7533
Miscellaneous_Turnover_Refrigerated Display Case LED Lighting_TRC | 23.7533
Offices_Turnover_Refrigerated Display Case LED Lighting_TRC | 23.7533
Restaurants_Turnover_Refrigerated Display Case LED Lighting_TRC | 23.7533
Retail_Turnover_Refrigerated Display Case LED Lighting_TRC | 23.7533
Schools K-12_Turnover_Refrigerated Display Case LED Lighting_TRC | 23.7533
Warehouse_Turnover_Refrigerated Display Case LED Lighting_TRC | 23.7533
Assembly_Turnover_High Speed Fans_TRC | 51.2926
College and University_Turnover_High Speed Fans_TRC | 51.2926
Grocery_Turnover_High Speed Fans_TRC | 51.2926
Healthcare_Turnover_High Speed Fans_TRC | 51.2926
Hospitals_Turnover_High Speed Fans_TRC | 51.2926
Institutional_Turnover_High Speed Fans_TRC | 51.2926
Lodging/Hospitality_Turnover_High Speed Fans_TRC | 51.2926
Miscellaneous_Turnover_High Speed Fans_TRC | 51.2926
Offices_Turnover_High Speed Fans_TRC | 51.2926
Restaurants_Turnover_High Speed Fans_TRC | 51.2926
Retail_Turnover_High Speed Fans_TRC | 51.2926
Schools K-12_Turnover_High Speed Fans_TRC | 51.2926
Warehouse_Turnover_High Speed Fans_TRC | 51.2926
Assembly_New_High Speed Fans_TRC | 51.2926
College and University_New_High Speed Fans_TRC | 51.2926
Grocery_New_High Speed Fans_TRC | 51.2926
Healthcare_New_High Speed Fans_TRC | 51.2926
Hospitals_New_High Speed Fans_TRC | 51.2926
Institutional_New_High Speed Fans_TRC | 51.2926
Lodging/Hospitality_New_High Speed Fans_TRC | 51.2926
Miscellaneous_New_High Speed Fans_TRC | 51.2926
Offices_New_High Speed Fans_TRC | 51.2926
Restaurants_New_High Speed Fans_TRC | 51.2926
Retail_New_High Speed Fans_TRC | 51.2926
Schools K-12_New_High Speed Fans_TRC | 51.2926
Warehouse_New_High Speed Fans_TRC | 51.2926
College and University_Existing_Hot Water Circulation Pump Control_TRC | 3326.4656
Hospitals_Existing_Hot Water Circulation Pump Control_TRC | 4989.6984
College and University_New_Hot Water Circulation Pump Control_TRC | 3326.4656
Hospitals_New_Hot Water Circulation Pump Control_TRC | 4989.6984
Assembly_Existing_Tank Wrap on Water Heater_TRC | 116.6904
College and University_Existing_Tank Wrap on Water Heater_TRC | 1166.9039
Grocery_Existing_Tank Wrap on Water Heater_TRC | 116.6904
Healthcare_Existing_Tank Wrap on Water Heater_TRC | 116.6904
Hospitals_Existing_Tank Wrap on Water Heater_TRC | 1750.3558
Institutional_Existing_Tank Wrap on Water Heater_TRC | 2917.2597
Lodging/Hospitality_Existing_Tank Wrap on Water Heater_TRC | 350.0712
Miscellaneous_Existing_Tank Wrap on Water Heater_TRC | 2333.8078
Offices_Existing_Tank Wrap on Water Heater_TRC | 350.0712
Restaurants_Existing_Tank Wrap on Water Heater_TRC | 233.3808
Retail_Existing_Tank Wrap on Water Heater_TRC | 350.0712
Schools K-12_Existing_Tank Wrap on Water Heater_TRC | 116.6904
Warehouse_Existing_Tank Wrap on Water Heater_TRC | 116.6904
Assembly_New_Tank Wrap on Water Heater_TRC | 118.913
College and University_New_Tank Wrap on Water Heater_TRC | 1189.1305
Grocery_New_Tank Wrap on Water Heater_TRC | 118.913
Healthcare_New_Tank Wrap on Water Heater_TRC | 118.913
Hospitals_New_Tank Wrap on Water Heater_TRC | 1783.6957
Institutional_New_Tank Wrap on Water Heater_TRC | 2972.8262
Lodging/Hospitality_New_Tank Wrap on Water Heater_TRC | 356.7391
Miscellaneous_New_Tank Wrap on Water Heater_TRC | 2378.261
Offices_New_Tank Wrap on Water Heater_TRC | 356.7391
Restaurants_New_Tank Wrap on Water Heater_TRC | 237.8261
Retail_New_Tank Wrap on Water Heater_TRC | 356.7391
Schools K-12_New_Tank Wrap on Water Heater_TRC | 118.913
Warehouse_New_Tank Wrap on Water Heater_TRC | 118.913
Assembly_Existing_Bi-Level Lighting Control (Exterior)_TRC | 135.4628
College and University_Existing_Bi-Level Lighting Control (Exterior)_TRC | 135.4628
Grocery_Existing_Bi-Level Lighting Control (Exterior)_TRC | 135.4628
Healthcare_Existing_Bi-Level Lighting Control (Exterior)_TRC | 135.4628
Hospitals_Existing_Bi-Level Lighting Control (Exterior)_TRC | 135.4628
Institutional_Existing_Bi-Level Lighting Control (Exterior)_TRC | 135.4628
Lodging/Hospitality_Existing_Bi-Level Lighting Control (Exterior)_TRC | 135.4628
Miscellaneous_Existing_Bi-Level Lighting Control (Exterior)_TRC | 135.4628
Offices_Existing_Bi-Level Lighting Control (Exterior)_TRC | 135.4628
Restaurants_Existing_Bi-Level Lighting Control (Exterior)_TRC | 135.4628
Retail_Existing_Bi-Level Lighting Control (Exterior)_TRC | 135.4628
Schools K-12_Existing_Bi-Level Lighting Control (Exterior)_TRC | 135.4628
Warehouse_Existing_Bi-Level Lighting Control (Exterior)_TRC | 135.4628
Assembly_New_Bi-Level Lighting Control (Exterior)_TRC | 135.4628
College and University_New_Bi-Level Lighting Control (Exterior)_TRC | 135.4628
Grocery_New_Bi-Level Lighting Control (Exterior)_TRC | 135.4628
Healthcare_New_Bi-Level Lighting Control (Exterior)_TRC | 135.4628
Hospitals_New_Bi-Level Lighting Control (Exterior)_TRC | 135.4628
Institutional_New_Bi-Level Lighting Control (Exterior)_TRC | 135.4628
Lodging/Hospitality_New_Bi-Level Lighting Control (Exterior)_TRC | 135.4628
Miscellaneous_New_Bi-Level Lighting Control (Exterior)_TRC | 135.4628
Offices_New_Bi-Level Lighting Control (Exterior)_TRC | 135.4628
Restaurants_New_Bi-Level Lighting Control (Exterior)_TRC | 135.4628
Retail_New_Bi-Level Lighting Control (Exterior)_TRC | 135.4628
Schools K-12_New_Bi-Level Lighting Control (Exterior)_TRC | 135.4628
Warehouse_New_Bi-Level Lighting Control (Exterior)_TRC | 135.4628
Assembly_Existing_Outdoor Lighting Controls_TRC | 20.8198
College and University_Existing_Outdoor Lighting Controls_TRC | 20.8198
Grocery_Existing_Outdoor Lighting Controls_TRC | 20.8198
Healthcare_Existing_Outdoor Lighting Controls_TRC | 20.8198
Hospitals_Existing_Outdoor Lighting Controls_TRC | 20.8198
Institutional_Existing_Outdoor Lighting Controls_TRC | 20.8198
Lodging/Hospitality_Existing_Outdoor Lighting Controls_TRC | 20.8198
Miscellaneous_Existing_Outdoor Lighting Controls_TRC | 20.8198
Offices_Existing_Outdoor Lighting Controls_TRC | 20.8198
Restaurants_Existing_Outdoor Lighting Controls_TRC | 20.8198
Retail_Existing_Outdoor Lighting Controls_TRC | 20.8198
Schools K-12_Existing_Outdoor Lighting Controls_TRC | 20.8198
Warehouse_Existing_Outdoor Lighting Controls_TRC | 20.8198
Assembly_New_Outdoor Lighting Controls_TRC | 20.8198
College and University_New_Outdoor Lighting Controls_TRC | 20.8198
Grocery_New_Outdoor Lighting Controls_TRC | 20.8198
Healthcare_New_Outdoor Lighting Controls_TRC | 20.8198
Hospitals_New_Outdoor Lighting Controls_TRC | 20.8198
Institutional_New_Outdoor Lighting Controls_TRC | 20.8198
Lodging/Hospitality_New_Outdoor Lighting Controls_TRC | 20.8198
Miscellaneous_New_Outdoor Lighting Controls_TRC | 20.8198
Offices_New_Outdoor Lighting Controls_TRC | 20.8198
Restaurants_New_Outdoor Lighting Controls_TRC | 20.8198
Retail_New_Outdoor Lighting Controls_TRC | 20.8198
Schools K-12_New_Outdoor Lighting Controls_TRC | 20.8198
Warehouse_New_Outdoor Lighting Controls_TRC | 20.8198
Assembly_Existing_Ceiling Insulation(R2 to R38)_TRC | 0.31173
College and University_Existing_Ceiling Insulation(R2 to R38)_TRC | 0.31173
Grocery_Existing_Ceiling Insulation(R2 to R38)_TRC | 0.31173
Healthcare_Existing_Ceiling Insulation(R2 to R38)_TRC | 0.31173
Hospitals_Existing_Ceiling Insulation(R2 to R38)_TRC | 0.31173
Institutional_Existing_Ceiling Insulation(R2 to R38)_TRC | 0.31173
Lodging/Hospitality_Existing_Ceiling Insulation(R2 to R38)_TRC | 0.31173
Miscellaneous_Existing_Ceiling Insulation(R2 to R38)_TRC | 0.31173
Offices_Existing_Ceiling Insulation(R2 to R38)_TRC | 0.31173
Restaurants_Existing_Ceiling Insulation(R2 to R38)_TRC | 0.31173
Retail_Existing_Ceiling Insulation(R2 to R38)_TRC | 0.31173
Schools K-12_Existing_Ceiling Insulation(R2 to R38)_TRC | 0.31173
Warehouse_Existing_Ceiling Insulation(R2 to R38)_TRC | 0.40327
Assembly_New_Ceiling Insulation(R2 to R38)_TRC | 0.31381
College and University_New_Ceiling Insulation(R2 to R38)_TRC | 0.31381
Grocery_New_Ceiling Insulation(R2 to R38)_TRC | 0.31381
Healthcare_New_Ceiling Insulation(R2 to R38)_TRC | 0.31381
Hospitals_New_Ceiling Insulation(R2 to R38)_TRC | 0.31381
Institutional_New_Ceiling Insulation(R2 to R38)_TRC | 0.31381
Lodging/Hospitality_New_Ceiling Insulation(R2 to R38)_TRC | 0.31381
Miscellaneous_New_Ceiling Insulation(R2 to R38)_TRC | 0.31381
Offices_New_Ceiling Insulation(R2 to R38)_TRC | 0.31381
Restaurants_New_Ceiling Insulation(R2 to R38)_TRC | 0.31381
Retail_New_Ceiling Insulation(R2 to R38)_TRC | 0.31381
Schools K-12_New_Ceiling Insulation(R2 to R38)_TRC | 0.31381
Warehouse_New_Ceiling Insulation(R2 to R38)_TRC | 0.40535
Assembly_Existing_Chilled Water System - Variable Speed Drives_TRC | 145.858
College and University_Existing_Chilled Water System - Variable Speed Drives_TRC | 145.858
Grocery_Existing_Chilled Water System - Variable Speed Drives_TRC | 145.858
Healthcare_Existing_Chilled Water System - Variable Speed Drives_TRC | 145.858
Hospitals_Existing_Chilled Water System - Variable Speed Drives_TRC | 145.858
Institutional_Existing_Chilled Water System - Variable Speed Drives_TRC | 145.858
Lodging/Hospitality_Existing_Chilled Water System - Variable Speed Drives_TRC | 145.858
Miscellaneous_Existing_Chilled Water System - Variable Speed Drives_TRC | 145.858
Offices_Existing_Chilled Water System - Variable Speed Drives_TRC | 145.858
Restaurants_Existing_Chilled Water System - Variable Speed Drives_TRC | 145.858
Retail_Existing_Chilled Water System - Variable Speed Drives_TRC | 145.858
Schools K-12_Existing_Chilled Water System - Variable Speed Drives_TRC | 145.858
Warehouse_Existing_Chilled Water System - Variable Speed Drives_TRC | 145.858
Assembly_New_Chilled Water System - Variable Speed Drives_TRC | 145.858
College and University_New_Chilled Water System - Variable Speed Drives_TRC | 145.858
Grocery_New_Chilled Water System - Variable Speed Drives_TRC | 145.858
Healthcare_New_Chilled Water System - Variable Speed Drives_TRC | 145.858
Hospitals_New_Chilled Water System - Variable Speed Drives_TRC | 145.858
Institutional_New_Chilled Water System - Variable Speed Drives_TRC | 145.858
Lodging/Hospitality_New_Chilled Water System - Variable Speed Drives_TRC | 145.858
Miscellaneous_New_Chilled Water System - Variable Speed Drives_TRC | 145.858
Offices_New_Chilled Water System - Variable Speed Drives_TRC | 145.858
Restaurants_New_Chilled Water System - Variable Speed Drives_TRC | 145.858
Retail_New_Chilled Water System - Variable Speed Drives_TRC | 145.858
Schools K-12_New_Chilled Water System - Variable Speed Drives_TRC | 145.858
Warehouse_New_Chilled Water System - Variable Speed Drives_TRC | 145.858
Healthcare_Existing_Dedicated Outdoor Air System on VRF unit_TRC | 666.3724
Hospitals_Existing_Dedicated Outdoor Air System on VRF unit_TRC | 682.1727
Lodging/Hospitality_Existing_Dedicated Outdoor Air System on VRF unit_TRC | 747.6904
Offices_Existing_Dedicated Outdoor Air System on VRF unit_TRC | 829.1063
Restaurants_Existing_Dedicated Outdoor Air System on VRF unit_TRC | 736.2749
Retail_Existing_Dedicated Outdoor Air System on VRF unit_TRC | 796.9664
Schools K-12_Existing_Dedicated Outdoor Air System on VRF unit_TRC | 822.8603
Healthcare_New_Dedicated Outdoor Air System on VRF unit_TRC | 666.3724
Hospitals_New_Dedicated Outdoor Air System on VRF unit_TRC | 682.1727
Lodging/Hospitality_New_Dedicated Outdoor Air System on VRF unit_TRC | 747.6904
Offices_New_Dedicated Outdoor Air System on VRF unit_TRC | 829.1063
Restaurants_New_Dedicated Outdoor Air System on VRF unit_TRC | 736.2749
Retail_New_Dedicated Outdoor Air System on VRF unit_TRC | 796.9664
Schools K-12_New_Dedicated Outdoor Air System on VRF unit_TRC | 822.8603
Assembly_Existing_Duct Sealing Repair_TRC | 999.6098
College and University_Existing_Duct Sealing Repair_TRC | 1664.6009
Retail_Existing_Duct Sealing Repair_TRC | 31.8125
Schools K-12_Existing_Duct Sealing Repair_TRC | 1141.2813
Warehouse_Existing_Duct Sealing Repair_TRC | 1311.5185
Assembly_New_Duct Sealing Repair_TRC | 999.6098
College and University_New_Duct Sealing Repair_TRC | 1664.6009
Retail_New_Duct Sealing Repair_TRC | 31.8125
Schools K-12_New_Duct Sealing Repair_TRC | 1141.2813
Warehouse_New_Duct Sealing Repair_TRC | 1311.5185
Restaurants_Existing_ECM Motors on Furnaces_TRC | 159.485
Restaurants_New_ECM Motors on Furnaces_TRC | 159.485
Grocery_Existing_Energy Recovery Ventilation System (ERV)_TRC | 26387.2428
Restaurants_Existing_Energy Recovery Ventilation System (ERV)_TRC | 28326.1283
Grocery_New_Energy Recovery Ventilation System (ERV)_TRC | 26387.2428
Restaurants_New_Energy Recovery Ventilation System (ERV)_TRC | 28326.1283
Grocery_New_Facility Commissioning_TRC | 2433.1569
Restaurants_New_Facility Commissioning_TRC | 2732.7645
College and University_Existing_Facility Energy Management System_TRC | 35621.8896
Healthcare_Existing_Facility Energy Management System_TRC | 83.6602
Hospitals_Existing_Facility Energy Management System_TRC | 871.7258
Lodging/Hospitality_Existing_Facility Energy Management System_TRC | 11122.8971
Miscellaneous_Existing_Facility Energy Management System_TRC | 51128.203
Retail_Existing_Facility Energy Management System_TRC | 4669.981
Schools K-12_Existing_Facility Energy Management System_TRC | 24423.0303
College and University_New_Facility Energy Management System_TRC | 35621.8896
Healthcare_New_Facility Energy Management System_TRC | 83.6602
Hospitals_New_Facility Energy Management System_TRC | 871.7258
Lodging/Hospitality_New_Facility Energy Management System_TRC | 11122.8971
Miscellaneous_New_Facility Energy Management System_TRC | 51128.203
Retail_New_Facility Energy Management System_TRC | 4669.981
Schools K-12_New_Facility Energy Management System_TRC | 24423.0303
Assembly_Existing_HVAC tune-up_TRC | 18.7704
College and University_Existing_HVAC tune-up_TRC | 15.08
Grocery_Existing_HVAC tune-up_TRC | 33.8674
Institutional_Existing_HVAC tune-up_TRC | 34.2803
Miscellaneous_Existing_HVAC tune-up_TRC | 33.661
Offices_Existing_HVAC tune-up_TRC | 14.5381
Retail_Existing_HVAC tune-up_TRC | 9.6606
Schools K-12_Existing_HVAC tune-up_TRC | 15.2607
Assembly_New_HVAC tune-up_TRC | 18.7704
College and University_New_HVAC tune-up_TRC | 15.08
Grocery_New_HVAC tune-up_TRC | 33.8674
Institutional_New_HVAC tune-up_TRC | 34.2803
Miscellaneous_New_HVAC tune-up_TRC | 33.661
Offices_New_HVAC tune-up_TRC | 14.5381
Retail_New_HVAC tune-up_TRC | 9.6606
Schools K-12_New_HVAC tune-up_TRC | 15.2607
Assembly_Existing_HVAC tune-up_RTU_TRC | 197.7723
College and University_Existing_HVAC tune-up_RTU_TRC | 181.1169
Healthcare_Existing_HVAC tune-up_RTU_TRC | 18.7562
Hospitals_Existing_HVAC tune-up_RTU_TRC | 36.2268
Lodging/Hospitality_Existing_HVAC tune-up_RTU_TRC | 98.5389
Offices_Existing_HVAC tune-up_RTU_TRC | 178.671
Restaurants_Existing_HVAC tune-up_RTU_TRC | 103.3142
Retail_Existing_HVAC tune-up_RTU_TRC | 156.658
Schools K-12_Existing_HVAC tune-up_RTU_TRC | 181.9322
Assembly_New_HVAC tune-up_RTU_TRC | 197.7723
College and University_New_HVAC tune-up_RTU_TRC | 181.1169
Healthcare_New_HVAC tune-up_RTU_TRC | 18.7562
Hospitals_New_HVAC tune-up_RTU_TRC | 36.2268
Lodging/Hospitality_New_HVAC tune-up_RTU_TRC | 98.5389
Offices_New_HVAC tune-up_RTU_TRC | 178.671
Restaurants_New_HVAC tune-up_RTU_TRC | 103.3142
Retail_New_HVAC tune-up_RTU_TRC | 156.658
Schools K-12_New_HVAC tune-up_RTU_TRC | 181.9322
Hospitals_Existing_Programmable Thermostat_TRC | 14687.9712
Lodging/Hospitality_Existing_Programmable Thermostat_TRC | 3385.9506
Restaurants_Existing_Programmable Thermostat_TRC | 32.176
Hospitals_New_Programmable Thermostat_TRC | 14687.9712
Lodging/Hospitality_New_Programmable Thermostat_TRC | 3385.9506
Restaurants_New_Programmable Thermostat_TRC | 32.176
Hospitals_Existing_Smart Thermostat_TRC | 5169.9201
Lodging/Hospitality_Existing_Smart Thermostat_TRC | 3679.1684
Retail_Existing_Smart Thermostat_TRC | 1717.4912
Hospitals_New_Smart Thermostat_TRC | 5169.9201
Lodging/Hospitality_New_Smart Thermostat_TRC | 3679.1684
Retail_New_Smart Thermostat_TRC | 1717.4912
Assembly_Existing_Wall Insulation_TRC | 0.57608
College and University_Existing_Wall Insulation_TRC | 0.5866
Grocery_Existing_Wall Insulation_TRC | 0.58141
Healthcare_Existing_Wall Insulation_TRC | 0.59167
Hospitals_Existing_Wall Insulation_TRC | 0.58141
Institutional_Existing_Wall Insulation_TRC | 0.5866
Lodging/Hospitality_Existing_Wall Insulation_TRC | 0.5866
Miscellaneous_Existing_Wall Insulation_TRC | 0.58141
Offices_Existing_Wall Insulation_TRC | 0.58141
Restaurants_Existing_Wall Insulation_TRC | 0.57608
Retail_Existing_Wall Insulation_TRC | 0.58141
Schools K-12_Existing_Wall Insulation_TRC | 0.57061
Warehouse_Existing_Wall Insulation_TRC | 0.57608
Grocery_Existing_Bi-Level Lighting Control (Interior)_TRC | 206.2135
Hospitals_Existing_Bi-Level Lighting Control (Interior)_TRC | 168.3676
Grocery_New_Bi-Level Lighting Control (Interior)_TRC | 206.2135
Hospitals_New_Bi-Level Lighting Control (Interior)_TRC | 168.3676
Assembly_Existing_Interior Lighting Controls_TRC | 78.2307
College and University_Existing_Interior Lighting Controls_TRC | 36.602
Grocery_Existing_Interior Lighting Controls_TRC | 5.7337
Healthcare_Existing_Interior Lighting Controls_TRC | 19.7548
Institutional_Existing_Interior Lighting Controls_TRC | 66.7366
Lodging/Hospitality_Existing_Interior Lighting Controls_TRC | 54.373
Miscellaneous_Existing_Interior Lighting Controls_TRC | 36.602
Offices_Existing_Interior Lighting Controls_TRC | 67.9865
Restaurants_Existing_Interior Lighting Controls_TRC | 65.1606
Retail_Existing_Interior Lighting Controls_TRC | 20.9504
Warehouse_Existing_Interior Lighting Controls_TRC | 52.4709
Assembly_New_Interior Lighting Controls_TRC | 78.2307
College and University_New_Interior Lighting Controls_TRC | 36.602
Grocery_New_Interior Lighting Controls_TRC | 5.7337
Healthcare_New_Interior Lighting Controls_TRC | 19.7548
Institutional_New_Interior Lighting Controls_TRC | 66.7366
Lodging/Hospitality_New_Interior Lighting Controls_TRC | 54.373
Miscellaneous_New_Interior Lighting Controls_TRC | 36.602
Offices_New_Interior Lighting Controls_TRC | 67.9865
Restaurants_New_Interior Lighting Controls_TRC | 65.1606
Retail_New_Interior Lighting Controls_TRC | 20.9504
Warehouse_New_Interior Lighting Controls_TRC | 52.4709
Assembly_Existing_Engine Block Timer_TRC | 28.1815
College and University_Existing_Engine Block Timer_TRC | 28.1815
Grocery_Existing_Engine Block Timer_TRC | 28.1815
Healthcare_Existing_Engine Block Timer_TRC | 28.1815
Hospitals_Existing_Engine Block Timer_TRC | 28.1815
Institutional_Existing_Engine Block Timer_TRC | 28.1815
Lodging/Hospitality_Existing_Engine Block Timer_TRC | 28.1815
Miscellaneous_Existing_Engine Block Timer_TRC | 28.1815
Offices_Existing_Engine Block Timer_TRC | 28.1815
Restaurants_Existing_Engine Block Timer_TRC | 28.1815
Retail_Existing_Engine Block Timer_TRC | 28.1815
Schools K-12_Existing_Engine Block Timer_TRC | 28.1815
Warehouse_Existing_Engine Block Timer_TRC | 28.1815
Assembly_New_Engine Block Timer_TRC | 28.1815
College and University_New_Engine Block Timer_TRC | 28.1815
Grocery_New_Engine Block Timer_TRC | 28.1815
Healthcare_New_Engine Block Timer_TRC | 28.1815
Hospitals_New_Engine Block Timer_TRC | 28.1815
Institutional_New_Engine Block Timer_TRC | 28.1815
Lodging/Hospitality_New_Engine Block Timer_TRC | 28.1815
Miscellaneous_New_Engine Block Timer_TRC | 28.1815
Offices_New_Engine Block Timer_TRC | 28.1815
Restaurants_New_Engine Block Timer_TRC | 28.1815
Retail_New_Engine Block Timer_TRC | 28.1815
Schools K-12_New_Engine Block Timer_TRC | 28.1815
Warehouse_New_Engine Block Timer_TRC | 28.1815
Assembly_Existing_VSD Controlled Compressor_TRC | 1431.7274
College and University_Existing_VSD Controlled Compressor_TRC | 1431.7274
Grocery_Existing_VSD Controlled Compressor_TRC | 1431.7274
Healthcare_Existing_VSD Controlled Compressor_TRC | 1431.7274
Hospitals_Existing_VSD Controlled Compressor_TRC | 1431.7274
Institutional_Existing_VSD Controlled Compressor_TRC | 1431.7274
Lodging/Hospitality_Existing_VSD Controlled Compressor_TRC | 1431.7274
Miscellaneous_Existing_VSD Controlled Compressor_TRC | 1431.7274
Offices_Existing_VSD Controlled Compressor_TRC | 1431.7274
Restaurants_Existing_VSD Controlled Compressor_TRC | 1431.7274
Retail_Existing_VSD Controlled Compressor_TRC | 1431.7274
Schools K-12_Existing_VSD Controlled Compressor_TRC | 1431.7274
Warehouse_Existing_VSD Controlled Compressor_TRC | 1431.7274
Assembly_New_VSD Controlled Compressor_TRC | 1431.7274
College and University_New_VSD Controlled Compressor_TRC | 1431.7274
Grocery_New_VSD Controlled Compressor_TRC | 1431.7274
Healthcare_New_VSD Controlled Compressor_TRC | 1431.7274
Hospitals_New_VSD Controlled Compressor_TRC | 1431.7274
Institutional_New_VSD Controlled Compressor_TRC | 1431.7274
Lodging/Hospitality_New_VSD Controlled Compressor_TRC | 1431.7274
Miscellaneous_New_VSD Controlled Compressor_TRC | 1431.7274
Offices_New_VSD Controlled Compressor_TRC | 1431.7274
Restaurants_New_VSD Controlled Compressor_TRC | 1431.7274
Retail_New_VSD Controlled Compressor_TRC | 1431.7274
Schools K-12_New_VSD Controlled Compressor_TRC | 1431.7274
Warehouse_New_VSD Controlled Compressor_TRC | 1431.7274
Assembly_Existing_Network PC Power Management_TRC | 121.5224
College and University_Existing_Network PC Power Management_TRC | 295.8568
Grocery_Existing_Network PC Power Management_TRC | 154.766
Healthcare_Existing_Network PC Power Management_TRC | 207.3314
Hospitals_Existing_Network PC Power Management_TRC | 1671.1049
Institutional_Existing_Network PC Power Management_TRC | 200.8055
Lodging/Hospitality_Existing_Network PC Power Management_TRC | 169.5815
Miscellaneous_Existing_Network PC Power Management_TRC | 2337.552
Offices_Existing_Network PC Power Management_TRC | 142.0044
Restaurants_Existing_Network PC Power Management_TRC | 136.0511
Retail_Existing_Network PC Power Management_TRC | 68.3936
Schools K-12_Existing_Network PC Power Management_TRC | 200.5173
Warehouse_Existing_Network PC Power Management_TRC | 40.0019
Assembly_New_Network PC Power Management_TRC | 121.5224
College and University_New_Network PC Power Management_TRC | 295.8568
Grocery_New_Network PC Power Management_TRC | 154.766
Healthcare_New_Network PC Power Management_TRC | 207.3314
Hospitals_New_Network PC Power Management_TRC | 1671.1049
Institutional_New_Network PC Power Management_TRC | 200.8055
Lodging/Hospitality_New_Network PC Power Management_TRC | 169.5815
Miscellaneous_New_Network PC Power Management_TRC | 2337.552
Offices_New_Network PC Power Management_TRC | 142.0044
Restaurants_New_Network PC Power Management_TRC | 136.0511
Retail_New_Network PC Power Management_TRC | 68.3936
Schools K-12_New_Network PC Power Management_TRC | 200.5173
Warehouse_New_Network PC Power Management_TRC | 40.0019
Retail_Existing_Smart Strip Plug Outlet_TRC | 4.1258
Retail_New_Smart Strip Plug Outlet_TRC | 4.1258
Assembly_Existing_Freezer-Cooler Replacement Gaskets_TRC | 66.4574
College and University_Existing_Freezer-Cooler Replacement Gaskets_TRC | 66.4574
Grocery_Existing_Freezer-Cooler Replacement Gaskets_TRC | 66.4574
Healthcare_Existing_Freezer-Cooler Replacement Gaskets_TRC | 66.4574
Hospitals_Existing_Freezer-Cooler Replacement Gaskets_TRC | 66.4574
Institutional_Existing_Freezer-Cooler Replacement Gaskets_TRC | 66.4574
Lodging/Hospitality_Existing_Freezer-Cooler Replacement Gaskets_TRC | 66.4574
Miscellaneous_Existing_Freezer-Cooler Replacement Gaskets_TRC | 66.4574
Offices_Existing_Freezer-Cooler Replacement Gaskets_TRC | 66.4574
Restaurants_Existing_Freezer-Cooler Replacement Gaskets_TRC | 66.4574
Retail_Existing_Freezer-Cooler Replacement Gaskets_TRC | 66.4574
Schools K-12_Existing_Freezer-Cooler Replacement Gaskets_TRC | 66.4574
Warehouse_Existing_Freezer-Cooler Replacement Gaskets_TRC | 66.4574
Assembly_Existing_PSC to ECM Evaporator Fan Motor (Reach-In)_TRC | 79.1911
College and University_Existing_PSC to ECM Evaporator Fan Motor (Reach-In)_TRC | 79.1911
Grocery_Existing_PSC to ECM Evaporator Fan Motor (Reach-In)_TRC | 79.1911
Healthcare_Existing_PSC to ECM Evaporator Fan Motor (Reach-In)_TRC | 79.1911
Hospitals_Existing_PSC to ECM Evaporator Fan Motor (Reach-In)_TRC | 79.1911
Institutional_Existing_PSC to ECM Evaporator Fan Motor (Reach-In)_TRC | 79.1911
Lodging/Hospitality_Existing_PSC to ECM Evaporator Fan Motor (Reach-In)_TRC | 79.1911
Miscellaneous_Existing_PSC to ECM Evaporator Fan Motor (Reach-In)_TRC | 79.1911
Offices_Existing_PSC to ECM Evaporator Fan Motor (Reach-In)_TRC | 79.1911
Restaurants_Existing_PSC to ECM Evaporator Fan Motor (Reach-In)_TRC | 79.1911
Retail_Existing_PSC to ECM Evaporator Fan Motor (Reach-In)_TRC | 79.1911
Schools K-12_Existing_PSC to ECM Evaporator Fan Motor (Reach-In)_TRC | 79.1911
Warehouse_Existing_PSC to ECM Evaporator Fan Motor (Reach-In)_TRC | 79.1911
Assembly_New_PSC to ECM Evaporator Fan Motor (Reach-In)_TRC | 79.1911
College and University_New_PSC to ECM Evaporator Fan Motor (Reach-In)_TRC | 79.1911
Grocery_New_PSC to ECM Evaporator Fan Motor (Reach-In)_TRC | 79.1911
Healthcare_New_PSC to ECM Evaporator Fan Motor (Reach-In)_TRC | 79.1911
Hospitals_New_PSC to ECM Evaporator Fan Motor (Reach-In)_TRC | 79.1911
Institutional_New_PSC to ECM Evaporator Fan Motor (Reach-In)_TRC | 79.1911
Lodging/Hospitality_New_PSC to ECM Evaporator Fan Motor (Reach-In)_TRC | 79.1911
Miscellaneous_New_PSC to ECM Evaporator Fan Motor (Reach-In)_TRC | 79.1911
Offices_New_PSC to ECM Evaporator Fan Motor (Reach-In)_TRC | 79.1911
Restaurants_New_PSC to ECM Evaporator Fan Motor (Reach-In)_TRC | 79.1911
Retail_New_PSC to ECM Evaporator Fan Motor (Reach-In)_TRC | 79.1911
Schools K-12_New_PSC to ECM Evaporator Fan Motor (Reach-In)_TRC | 79.1911
Warehouse_New_PSC to ECM Evaporator Fan Motor (Reach-In)_TRC | 79.1911
Assembly_Existing_PSC to ECM Evaporator Fan Motor (Walk-In, Refrigerator)_TRC | 113.5221
College and University_Existing_PSC to ECM Evaporator Fan Motor (Walk-In, Refrigerator)_TRC | 113.5221
Grocery_Existing_PSC to ECM Evaporator Fan Motor (Walk-In, Refrigerator)_TRC | 113.5221
Healthcare_Existing_PSC to ECM Evaporator Fan Motor (Walk-In, Refrigerator)_TRC | 113.5221
Hospitals_Existing_PSC to ECM Evaporator Fan Motor (Walk-In, Refrigerator)_TRC | 113.5221
Institutional_Existing_PSC to ECM Evaporator Fan Motor (Walk-In, Refrigerator)_TRC | 113.5221
Lodging/Hospitality_Existing_PSC to ECM Evaporator Fan Motor (Walk-In, Refrigerator)_TRC | 113.5221
Miscellaneous_Existing_PSC to ECM Evaporator Fan Motor (Walk-In, Refrigerator)_TRC | 113.5221
Offices_Existing_PSC to ECM Evaporator Fan Motor (Walk-In, Refrigerator)_TRC | 113.5221
Restaurants_Existing_PSC to ECM Evaporator Fan Motor (Walk-In, Refrigerator)_TRC | 113.5221
Retail_Existing_PSC to ECM Evaporator Fan Motor (Walk-In, Refrigerator)_TRC | 113.5221
Schools K-12_Existing_PSC to ECM Evaporator Fan Motor (Walk-In, Refrigerator)_TRC | 113.5221
Warehouse_Existing_PSC to ECM Evaporator Fan Motor (Walk-In, Refrigerator)_TRC | 113.5221
Assembly_New_PSC to ECM Evaporator Fan Motor (Walk-In, Refrigerator)_TRC | 113.5221
College and University_New_PSC to ECM Evaporator Fan Motor (Walk-In, Refrigerator)_TRC | 113.5221
Grocery_New_PSC to ECM Evaporator Fan Motor (Walk-In, Refrigerator)_TRC | 113.5221
Healthcare_New_PSC to ECM Evaporator Fan Motor (Walk-In, Refrigerator)_TRC | 113.5221
Hospitals_New_PSC to ECM Evaporator Fan Motor (Walk-In, Refrigerator)_TRC | 113.5221
Institutional_New_PSC to ECM Evaporator Fan Motor (Walk-In, Refrigerator)_TRC | 113.5221
Lodging/Hospitality_New_PSC to ECM Evaporator Fan Motor (Walk-In, Refrigerator)_TRC | 113.5221
Miscellaneous_New_PSC to ECM Evaporator Fan Motor (Walk-In, Refrigerator)_TRC | 113.5221
Offices_New_PSC to ECM Evaporator Fan Motor (Walk-In, Refrigerator)_TRC | 113.5221
Restaurants_New_PSC to ECM Evaporator Fan Motor (Walk-In, Refrigerator)_TRC | 113.5221
Retail_New_PSC to ECM Evaporator Fan Motor (Walk-In, Refrigerator)_TRC | 113.5221
Schools K-12_New_PSC to ECM Evaporator Fan Motor (Walk-In, Refrigerator)_TRC | 113.5221
Warehouse_New_PSC to ECM Evaporator Fan Motor (Walk-In, Refrigerator)_TRC | 113.5221
Assembly_Existing_Strip Curtains for Walk-ins_TRC | 133.1017
College and University_Existing_Strip Curtains for Walk-ins_TRC | 133.1017
Grocery_Existing_Strip Curtains for Walk-ins_TRC | 133.1017
Healthcare_Existing_Strip Curtains for Walk-ins_TRC | 133.1017
Hospitals_Existing_Strip Curtains for Walk-ins_TRC | 133.1017
Institutional_Existing_Strip Curtains for Walk-ins_TRC | 133.1017
Lodging/Hospitality_Existing_Strip Curtains for Walk-ins_TRC | 133.1017
Miscellaneous_Existing_Strip Curtains for Walk-ins_TRC | 133.1017
Offices_Existing_Strip Curtains for Walk-ins_TRC | 133.1017
Restaurants_Existing_Strip Curtains for Walk-ins_TRC | 133.1017
Retail_Existing_Strip Curtains for Walk-ins_TRC | 133.1017
Schools K-12_Existing_Strip Curtains for Walk-ins_TRC | 133.1017
Warehouse_Existing_Strip Curtains for Walk-ins_TRC | 133.1017
Assembly_New_Strip Curtains for Walk-ins_TRC | 133.1017
College and University_New_Strip Curtains for Walk-ins_TRC | 133.1017
Grocery_New_Strip Curtains for Walk-ins_TRC | 133.1017
Healthcare_New_Strip Curtains for Walk-ins_TRC | 133.1017
Hospitals_New_Strip Curtains for Walk-ins_TRC | 133.1017
Institutional_New_Strip Curtains for Walk-ins_TRC | 133.1017
Lodging/Hospitality_New_Strip Curtains for Walk-ins_TRC | 133.1017
Miscellaneous_New_Strip Curtains for Walk-ins_TRC | 133.1017
Offices_New_Strip Curtains for Walk-ins_TRC | 133.1017
Restaurants_New_Strip Curtains for Walk-ins_TRC | 133.1017
Retail_New_Strip Curtains for Walk-ins_TRC | 133.1017
Schools K-12_New_Strip Curtains for Walk-ins_TRC | 133.1017
Warehouse_New_Strip Curtains for Walk-ins_TRC | 133.1017
Assembly_Existing_Demand Controlled Ventilation_TRC | 591.937
Grocery_Existing_Demand Controlled Ventilation_TRC | 1087.5036
Lodging/Hospitality_Existing_Demand Controlled Ventilation_TRC | 40.4339
Miscellaneous_Existing_Demand Controlled Ventilation_TRC | 315.1989
Offices_Existing_Demand Controlled Ventilation_TRC | 93.5496
Restaurants_Existing_Demand Controlled Ventilation_TRC | 1055.2781
Retail_Existing_Demand Controlled Ventilation_TRC | 504.9877
Warehouse_Existing_Demand Controlled Ventilation_TRC | 1130.6074
Assembly_New_Demand Controlled Ventilation_TRC | 591.937
Grocery_New_Demand Controlled Ventilation_TRC | 1087.5036
Lodging/Hospitality_New_Demand Controlled Ventilation_TRC | 40.4339
Miscellaneous_New_Demand Controlled Ventilation_TRC | 315.1989
Offices_New_Demand Controlled Ventilation_TRC | 93.5496
Restaurants_New_Demand Controlled Ventilation_TRC | 1055.2781
Retail_New_Demand Controlled Ventilation_TRC | 504.9877
Warehouse_New_Demand Controlled Ventilation_TRC | 1130.6074
Grocery_Existing_ENERGY STAR certified buildings program_TRC | 2485.7479
Healthcare_Existing_ENERGY STAR certified buildings program_TRC | 28726.6642
Hospitals_Existing_ENERGY STAR certified buildings program_TRC | 299327.3215
Institutional_Existing_ENERGY STAR certified buildings program_TRC | 27817.7869
Lodging/Hospitality_Existing_ENERGY STAR certified buildings program_TRC | 57427.3232
Miscellaneous_Existing_ENERGY STAR certified buildings program_TRC | 452363.3988
Offices_Existing_ENERGY STAR certified buildings program_TRC | 22618.2571
Restaurants_Existing_ENERGY STAR certified buildings program_TRC | 2939.0178
Retail_Existing_ENERGY STAR certified buildings program_TRC | 20195.1829
Grocery_New_ENERGY STAR certified buildings program_TRC | 2485.7479
Healthcare_New_ENERGY STAR certified buildings program_TRC | 28726.6642
Hospitals_New_ENERGY STAR certified buildings program_TRC | 299327.3215
Institutional_New_ENERGY STAR certified buildings program_TRC | 27817.7869
Lodging/Hospitality_New_ENERGY STAR certified buildings program_TRC | 57427.3232
Miscellaneous_New_ENERGY STAR certified buildings program_TRC | 452363.3988
Offices_New_ENERGY STAR certified buildings program_TRC | 22618.2571
Restaurants_New_ENERGY STAR certified buildings program_TRC | 2939.0178
Retail_New_ENERGY STAR certified buildings program_TRC | 20195.1829
Assembly_Existing_Retro-Commissioning_TRC | 2013.5547
College and University_Existing_Retro-Commissioning_TRC | 283.4163
Schools K-12_Existing_Retro-Commissioning_TRC | 194.3128
Warehouse_Existing_Retro-Commissioning_TRC | 3286.9633
Assembly_New_Retro-Commissioning_TRC | 2013.5547
College and University_New_Retro-Commissioning_TRC | 283.4163
Schools K-12_New_Retro-Commissioning_TRC | 194.3128
Warehouse_New_Retro-Commissioning_TRC | 3286.9633
Construction_Existing_Process Heat Improved Controls_RIM | 6510.1794
Electrical and Electronic Equip._Existing_Process Heat Improved Controls_RIM | 806.8165
Lumber/Furniture/Pulp/Paper_Existing_Process Heat Improved Controls_RIM | 1430.6541
Lumber/Furniture/Pulp/Paper_Existing_Process Refrig Controls_RIM | 1600.6527
Lumber/Furniture/Pulp/Paper_Existing_Lighting Controls_RIM | 968.6478
Metal Products and Machinery_Existing_Process Heat Improved Controls_RIM | 1741.5614
Metal Products and Machinery_Existing_Process Refrig Controls_RIM | 1084.3829
Metal Products and Machinery_Existing_Lighting Controls_RIM | 137.5531
Miscellaneous Manufacturing_Existing_Process Heat Improved Controls_RIM | 899.3833
Primary Resources Industries_Existing_Process Other Systems Optimization_RIM | 74.8084
Primary Resources Industries_Existing_Process Heat Improved Controls_RIM | 2645.3392
Stone/Clay/Glass/Concrete_Existing_Process Heat Improved Controls_RIM | 428.267
Textiles and Leather_Existing_Process Heat System Optimization_RIM | 804.9261
Textiles and Leather_Existing_Building Envelope Improvements_RIM | 2105.4676
Transportation Equipment_Existing_Process Heat Improved Controls_RIM | 2071.1817
Water and Wastewater_Existing_Process Heat Improved Controls_RIM | 15190.4188
Chemicals and Plastics_Existing_Process Heat System Optimization_TRC | 11057.6047
Chemicals and Plastics_Existing_Process Heat Improved Controls_TRC | 5770.2978
Chemicals and Plastics_Existing_Process Heat Equipment Upgrade_TRC | 28716.7132
Chemicals and Plastics_Existing_Process Refrig Controls_TRC | 2675.8481
Chemicals and Plastics_Existing_Process Refrig Equipment Upgrade_TRC | 1218.3635
Chemicals and Plastics_Existing_Pump Equipment Upgrade_TRC | 6566.88
Chemicals and Plastics_Existing_Motor Equipment Upgrades_TRC | 5491.9182
Chemicals and Plastics_Existing_Fan Equipment Upgrades_TRC | 1616.8437
Chemicals and Plastics_Existing_Efficient Lighting - Other Interior Lighting_TRC | 105904.8857
Chemicals and Plastics_Existing_Efficient Lighting - High Bay_TRC | 12650.989
Chemicals and Plastics_Existing_Compressed Air Controls_TRC | 5857.7743
Construction_Existing_Process Heat System Optimization_TRC | 788.1692
Construction_Existing_Process Heat Improved Controls_TRC | 6510.1794
Construction_Existing_Process Refrig Equipment Upgrade_TRC | 1253.9419
Construction_Existing_Motor Optimization_TRC | 3486.0728
Construction_Existing_Motor Equipment Upgrades_TRC | 169.41
Construction_Existing_Fan Equipment Upgrades_TRC | 361.7525
Construction_Existing_Efficient Lighting - Other Interior Lighting_TRC | 12685.1056
Construction_Existing_Efficient Lighting - High Bay_TRC | 2867.1887
Construction_Existing_HVAC Recommissioning_TRC | 29319.739
Electrical and Electronic Equip._Existing_Process Heat Improved Controls_TRC | 3333.6681
Electrical and Electronic Equip._Existing_Process Refrig Controls_TRC | 5473.4138
Electrical and Electronic Equip._Existing_Motor Equipment Upgrades_TRC | 130.9201
Electrical and Electronic Equip._Existing_Efficient Lighting - Other Interior Lighting_TRC | 27693.8529
Electrical and Electronic Equip._Existing_Efficient Lighting - High Bay_TRC | 3439.651
Electrical and Electronic Equip._Existing_Building Envelope Improvements_TRC | 257.2735
Lumber/Furniture/Pulp/Paper_Existing_Process Heat System Optimization_TRC | 292.039
Lumber/Furniture/Pulp/Paper_Existing_Process Heat Improved Controls_TRC | 1430.6541
Lumber/Furniture/Pulp/Paper_Existing_Process Refrig Controls_TRC | 6062.2639
Lumber/Furniture/Pulp/Paper_Existing_Process Refrig Equipment Upgrade_TRC | 340.6791
Lumber/Furniture/Pulp/Paper_Existing_Pump System Optimization_TRC | 58046.4007
Lumber/Furniture/Pulp/Paper_Existing_Pump Equipment Upgrade_TRC | 18539.0785
Lumber/Furniture/Pulp/Paper_Existing_Fan Equipment Upgrades_TRC | 8143.5046
Lumber/Furniture/Pulp/Paper_Existing_Lighting Controls_TRC | 968.6478
Lumber/Furniture/Pulp/Paper_Existing_Efficient Lighting - Other Interior Lighting_TRC | 45417.7952
Lumber/Furniture/Pulp/Paper_Existing_Efficient Lighting - High Bay_TRC | 9646.2366
Lumber/Furniture/Pulp/Paper_Existing_Lighting Controls - Exterior_TRC | 101.5062
Metal Products and Machinery_Existing_Process Other Systems Optimization_TRC | 3635.8148
Metal Products and Machinery_Existing_Process Heat System Optimization_TRC | 143.4129
Metal Products and Machinery_Existing_Process Heat Improved Controls_TRC | 1741.5614
Metal Products and Machinery_Existing_Process Refrig Controls_TRC | 1084.3829
Metal Products and Machinery_Existing_Process Refrig Equipment Upgrade_TRC | 638.8231
Metal Products and Machinery_Existing_Motor Equipment Upgrades_TRC | 377.9485
Metal Products and Machinery_Existing_Lighting Controls_TRC | 137.5531
Metal Products and Machinery_Existing_Efficient Lighting - Other Interior Lighting_TRC | 46639.0998
Metal Products and Machinery_Existing_Efficient Lighting - High Bay_TRC | 17283.7778
Metal Products and Machinery_Existing_Lighting Controls - Exterior_TRC | 18.154
Miscellaneous Manufacturing_Existing_Process Heat Improved Controls_TRC | 3793.7166
Miscellaneous Manufacturing_Existing_Process Refrig System Optimization_TRC | 6003.198
Miscellaneous Manufacturing_Existing_Process Refrig Controls_TRC | 5429.148
Miscellaneous Manufacturing_Existing_Process Refrig Equipment Upgrade_TRC | 200.2221
Miscellaneous Manufacturing_Existing_Motor Optimization_TRC | 4064.3494
Miscellaneous Manufacturing_Existing_Motor Equipment Upgrades_TRC | 535.3514
Miscellaneous Manufacturing_Existing_Fan Equipment Upgrades_TRC | 147.3874
Miscellaneous Manufacturing_Existing_Efficient Lighting - Other Interior Lighting_TRC | 21350.7209
Miscellaneous Manufacturing_Existing_Efficient Lighting - High Bay_TRC | 7339.6708
Miscellaneous Manufacturing_Existing_HVAC Equipment Upgrades_TRC | 48908.4372
Primary Resources Industries_Existing_Process Other Systems Optimization_TRC | 74.8084
Primary Resources Industries_Existing_Process Heat System Optimization_TRC | 108.9225
Primary Resources Industries_Existing_Process Heat Improved Controls_TRC | 2645.3392
Primary Resources Industries_Existing_Process Refrig Controls_TRC | 790.4872
Primary Resources Industries_Existing_Motor Equipment Upgrades_TRC | 40.5062
Primary Resources Industries_Existing_Efficient Lighting - Other Interior Lighting_TRC | 4955.215
Primary Resources Industries_Existing_Efficient Lighting - High Bay_TRC | 2401.1452
Primary Resources Industries_Existing_HVAC Equipment Upgrades_TRC | 971.2564
Stone/Clay/Glass/Concrete_Existing_Process Heat System Optimization_TRC | 176.4278
Stone/Clay/Glass/Concrete_Existing_Process Heat Improved Controls_TRC | 1806.4863
Stone/Clay/Glass/Concrete_Existing_Process Heat Equipment Upgrade_TRC | 7870.075
Stone/Clay/Glass/Concrete_Existing_Process Refrig Controls_TRC | 864.5328
Stone/Clay/Glass/Concrete_Existing_Process Refrig Equipment Upgrade_TRC | 209.0683
Stone/Clay/Glass/Concrete_Existing_Pump Equipment Upgrade_TRC | 145.3688
Stone/Clay/Glass/Concrete_Existing_Fan Equipment Upgrades_TRC | 67.4052
Stone/Clay/Glass/Concrete_Existing_Efficient Lighting - Other Interior Lighting_TRC | 3408.1826
Stone/Clay/Glass/Concrete_Existing_Efficient Lighting - High Bay_TRC | 703.5077
Stone/Clay/Glass/Concrete_Existing_Compressed Air Equipment_TRC | 312.1198
Textiles and Leather_Existing_Process Heat System Optimization_TRC | 3413.8059
Textiles and Leather_Existing_Process Refrig Controls_TRC | 2866.1821
Textiles and Leather_Existing_Process Refrig Equipment Upgrade_TRC | 94.9162
Textiles and Leather_Existing_Motor Optimization_TRC | 588559.5701
Textiles and Leather_Existing_Efficient Lighting - Other Interior Lighting_TRC | 48354.236
Textiles and Leather_Existing_Efficient Lighting - High Bay_TRC | 5397.5767
Textiles and Leather_Existing_Building Envelope Improvements_TRC | 2658.2707
Transportation Equipment_Existing_Process Heat Improved Controls_TRC | 2071.1817
Transportation Equipment_Existing_Process Refrig Controls_TRC | 10581.8174
Transportation Equipment_Existing_Pump Equipment Upgrade_TRC | 2799.0697
Transportation Equipment_Existing_Fan Equipment Upgrades_TRC | 988.8899
Transportation Equipment_Existing_Efficient Lighting - Other Interior Lighting_TRC | 150057.3467
Transportation Equipment_Existing_Efficient Lighting - High Bay_TRC | 16535.9172
Transportation Equipment_Existing_HVAC Recommissioning_TRC | 95990.4764
Water and Wastewater_Existing_Process Heat System Optimization_TRC | 1839.0615
Water and Wastewater_Existing_Process Heat Improved Controls_TRC | 15190.4188
Water and Wastewater_Existing_Process Refrig Equipment Upgrade_TRC | 2925.8643
Water and Wastewater_Existing_Motor Optimization_TRC | 8134.1699
Water and Wastewater_Existing_Motor Equipment Upgrades_TRC | 395.2899
Water and Wastewater_Existing_Fan Equipment Upgrades_TRC | 844.0891
Water and Wastewater_Existing_Efficient Lighting - Other Interior Lighting_TRC | 29598.5796
Water and Wastewater_Existing_Efficient Lighting - High Bay_TRC | 6690.107
Water and Wastewater_Existing_HVAC Recommissioning_TRC | 68412.7244
Other_Existing_Motor Optimization_TRC | 131086.7224
Other_Existing_Motor Equipment Upgrades_TRC | 6370.3196
Other_Existing_Fan Equipment Upgrades_TRC | 13602.971
Other_Existing_Efficient Lighting - Other Interior Lighting_TRC | 750671.8895
Other_Existing_Efficient Lighting - High Bay_TRC | 169672.8468
Other_Existing_HVAC Recommissioning_TRC | 1973566.2385

## TPS Program Categories (hidden)
Program Categories: |  |  | 1 | 2 | 3 | 4 | 5 | 6 | 7 | 8 | 9 | 10 | 11 | 12 | 13 | Residential Measure | EndUse | Program | Commercial Measures | EndUse | Program | Industrial Measures | EndUse | Program
Sector | End-Use | Program | Programs by End Use | FPL | DEF | OUC | FPUC | JEA | Gulf | TECO | GA Power | Duke (NC) |  |  | Recommended Values ($/kWh): | 14 SEER ASHP from base electric resistance heating | Space Heating | Res HVAC | Retro-Commissioning | Refrigeration | Com Refrigeration | Process Other Systems Optimization | Process Specific | Ind Custom
Res | Appliances | Products | 1: Res Products; 10: 0.118; 13: 0.11544 | 15 SEER Air Source Heat Pump | Space Heating | Res HVAC | ENERGY STAR certified buildings program | Refrigeration | Com Refrigeration | Plant Energy Management | Multiple End Uses | Ind Custom
| Cooking | Products | 1: Res Water Heating; 9: 0.11288; 13: 0.15244 | 15 SEER Central AC | Space Cooling | Res HVAC | Strip Curtains for Walk-ins | Refrigeration | Com Refrigeration | Process Heat System Optimization | Process Heating | Ind Custom
| Electronics | Products | 1: Res Lighting; 9: 0.059184; 10: 0.043; 13: 0.051092 | 16 SEER Air Source Heat Pump | Space Heating | Res HVAC | Refrigerated Display Case Lighting Controls | Refrigeration | Com Refrigeration | Process Heat Improved Controls | Process Heating | Ind Custom
| Miscellaneous | Products | Res HVAC | 0.34671 |  | 0.44653 | 0.094182 | 0.083 |  | 0.11097 | 0.11288 | 0.192 |  |  | 0.19804 | 16 SEER Central AC | Space Cooling | Res HVAC | PSC to ECM Evaporator Fan Motor (Walk-In, Refrigerator) | Refrigeration | Com Refrigeration | Process Refrig System Optimization | Process Cooling | Ind Custom
| Domestic Hot Water | Water Heating | 1: Com Products; 13: 0.022245 | 17 SEER Air Source Heat Pump | Space Heating | Res HVAC | PSC to ECM Evaporator Fan Motor (Reach-In) | Refrigeration | Com Refrigeration | Process Refrig Controls | Process Cooling | Ind Custom
| Lighting | Lighting | 1: Com Water Heating; 13: 0.022245 | 17 SEER Central AC | Space Cooling | Res HVAC | Night Covers for Display Cases | Refrigeration | Com Refrigeration | Process Refrig Equipment Upgrade | Process Cooling | Ind Custom
| Space Cooling | HVAC | 1: Com Lighting; 2: 0.0384; 8: 0.0016225; 13: 0.022245 | 18 SEER Air Source Heat Pump | Space Heating | Res HVAC | High R-Value Glass Doors | Refrigeration | Com Refrigeration | Pump System Optimization | Motors Pumps | Ind Custom
| Space Heating | HVAC | 1: Com Custom; 2: 0.033935; 6: 0.037; 9: 0.036334; 10: 0.03; 13: 0.034317 | 18 SEER Central AC | Space Cooling | Res HVAC | High Efficiency Refrigeration Compressor | Refrigeration | Com Refrigeration | Pump Improved Controls | Motors Pumps | Ind Custom
|  |  | 1: Com Refrigeration; 13: 0.022245 | 21 SEER Air Source Heat Pump | Space Heating | Res HVAC | Freezer-Cooler Replacement Gaskets | Refrigeration | Com Refrigeration | Motor Optimization | Motors Pumps | Ind Custom
Com | Cooking | Products | 1: Com HVAC; 2: 0.54602; 4: 0.019156; 5: 0.097551; 8: 0.015502; 13: 0.04407 | 21 SEER ASHP from base electric resistance heating | Space Heating | Res HVAC | Floating Head Pressure Controls | Refrigeration | Com Refrigeration | Motor Improved Controls | Motors Pumps | Ind Custom
| Office Equipment | Products | 1: Ind Custom; 2: 0.033935; 6: 0.037; 10: 0.03; 13: 0.034317 | 21 SEER Central AC | Space Cooling | Res HVAC | Demand Defrost | Refrigeration | Com Refrigeration | Pump Equipment Upgrade | Motors Pumps | Ind Custom
| Domestic Hot Water | Water Heating | 1: Ind Lighting; 2: 0.0384; 13: 0.022245 | Air Sealing-Infiltration Control | Space Heating | Res HVAC | Automatic Door Closer for Walk-in Coolers and Freezers | Refrigeration | Com Refrigeration | Motor Equipment Upgrades | Motors Pumps | Ind Custom
| Exterior Lighting | Lighting | 1: Ind HVAC; 2: 0.54602; 4: 0.019156; 5: 0.097551; 13: 0.04407 | Ceiling Insulation(R12 to R38) | Space Heating | Res HVAC | Anti-Sweat Controls | Refrigeration | Com Refrigeration | Fan Improved Controls | Motors Fans Blowers | Ind Custom
| Interior Lighting | Lighting | 1: C&I Prescriptive; 6: 0.009; 9: 0.025735; 10: 0.032 | Ceiling Insulation(R19 to R38) | Space Heating | Res HVAC | Energy Star Vending Machine | Refrigeration | Com Refrigeration | Fan Equipment Upgrades | Motors Fans Blowers | Ind Custom
| Miscellaneous | Custom | 1: Refrigerator Recycling; 9: 0.24345; 10: 0.23; 13: 0.23673 | Ceiling Insulation(R2 to R38) | Space Heating | Res HVAC | Energy Star Ice Maker | Refrigeration | Com Refrigeration | Lighting Controls | Industrial Lighting | Ind Lighting
| Refrigeration | Refrigeration | [13 empty] | Ceiling Insulation(R30 to R38) | Space Heating | Res HVAC | Outdoor Lighting Controls | Exterior Lighting | Com Lighting | Efficient Lighting - Other Interior Lighting | Industrial Lighting | Ind Lighting
| Space Cooling | HVAC | 1: *******; 13: $/kW | Central AC Tune Up | Space Cooling | Res HVAC | Bi-Level Lighting Control (Exterior) | Exterior Lighting | Com Lighting | Efficient Lighting - High Bay | Industrial Lighting | Ind Lighting
| Space Heating | HVAC | 1: Thermal Storage Energy; 3: 1; 4: kWh; 5: 0.04407; 13: 129.9382 | CFL - 15W Flood (Exterior) | Lighting | Res Lighting | LED Traffic and Crosswalk Lighting | Exterior Lighting | Com Lighting | HVAC Recommissioning | HVAC | Ind HVAC
| Ventilation and Circulation | HVAC | 1: (Based on kW savings); 3: 0.00033916; 4: kW | Drain Water Heat Recovery | Domestic Hot Water | Res Water Heating | LED Street Lights | Exterior Lighting | Com Lighting | HVAC Improved Controls | HVAC | Ind HVAC
[16 empty] | Duct Insulation | Space Heating | Res HVAC | Energy Star Steamer | Cooking | Com Products | Building Envelope Improvements | HVAC | Ind HVAC
Ind | Compressed Air | Custom | 1: average CF value for Chiller; 2: 0.00033916 | Duct Repair | Space Heating | Res HVAC | LED Exterior Lighting | Exterior Lighting | Com Lighting | HVAC Equipment Upgrades | HVAC | Ind HVAC
| Motors | Custom | 1: Air Cooled; 2: 0.00028461 | Energy Star Air Purifier | Electronics | Res Products | LED - 9W Flood | Exterior Lighting | Com Lighting | Lighting Controls - Exterior | Exterior Lighting | Ind Lighting
| Process | Custom | 1: Water Cooled; 2: 0.00039371 | Energy Star Audio-Video Equipment | Electronics | Res Products | CFL - 15W Flood | Exterior Lighting | Com Lighting | Efficient Lighting - Exterior | Exterior Lighting | Ind Lighting
| Other | Custom | [13 empty] | Energy Star Bathroom Ventilating Fan | Miscellaneous | Res Products | Interior Lighting Controls | Interior Lighting | Com Lighting | Compressed Air System Optimization | Compressed Air | Ind Custom
| Exterior Lighting | Lighting | [13 empty] | Energy Star Ceiling Fan | Miscellaneous | Res Products | Bi-Level Lighting Control (Interior) | Interior Lighting | Com Lighting | Compressed Air Controls | Compressed Air | Ind Custom
| Industrial Lighting | Lighting | [13 empty] | ENERGY STAR Certified Home | Miscellaneous | Res Products | Facility Energy Management System | Interior Lighting | Com Lighting | Compressed Air Equipment | Compressed Air | Ind Custom
| HVAC | HVAC | [13 empty] | Energy Star Certified Roof Products | Space Heating | Res HVAC | LED Display Lighting (Interior) | Interior Lighting | Com Lighting | Process Heat Equipment Upgrade | Process Heating | Ind Custom
[16 empty] | Energy Star Clothes Dryer | Appliances | Res Products | LED - 14W | Interior Lighting | Com Lighting | Fan System Optimization | Motors Fans Blowers | Ind Custom
[16 empty] | Energy Star Clothes Washer | Appliances | Res Products | CFL-23W | Interior Lighting | Com Lighting | Process Other Equipment Upgrades | Process Specific | Ind Custom
[16 empty] | Energy Star Dehumidifier | Miscellaneous | Res Products | Smart Strip Plug Outlet | Office Equipment | Com Products
[16 empty] | Energy Star Dishwasher | Appliances | Res Products | Network PC Power Management | Office Equipment | Com Products
[16 empty] | Energy Star Door | Space Heating | Res HVAC | Server Virtualization | Office Equipment | Com Products
[16 empty] | Energy Star Freezer | Appliances | Res Products | Energy Star Servers | Office Equipment | Com Products
[16 empty] | Energy Star Imaging Equipment | Electronics | Res Products | High Efficiency Data Center Cooling | Office Equipment | Com Products
[16 empty] | Energy Star Personal Computer | Electronics | Res Products | Window Sun Protection | Space Cooling | Com HVAC
[16 empty] | Energy Star Refrigerator | Appliances | Res Products | Waterside Economizer | Space Cooling | Com HVAC
[16 empty] | Energy Star Room AC | Space Cooling | Res HVAC | Smart Thermostat | Space Cooling | Com HVAC
[16 empty] | Energy Star TV | Electronics | Res Products | Roof Insulation | Space Cooling | Com HVAC
[16 empty] | Energy Star Windows | Space Heating | Res HVAC | Low U-Value Windows | Space Cooling | Com HVAC
[16 empty] | Exterior Lighting Controls | Lighting | Res Lighting | HVAC tune-up_RTU | Space Cooling | Com HVAC
[16 empty] | Faucet Aerator | Domestic Hot Water | Res Water Heating | HVAC tune-up | Space Cooling | Com HVAC
[16 empty] | Floor Insulation | Space Heating | Res HVAC | Green Roof | Space Cooling | Com HVAC
[16 empty] | Green Roof | Space Heating | Res HVAC | Facility Commissioning | Space Cooling | Com HVAC
[16 empty] | Ground Source Heat Pump | Space Heating | Res HVAC | Energy Recovery Ventilation System (ERV) | Space Cooling | Com HVAC
[16 empty] | Heat Pump Clothes Dryer | Appliances | Res Products | Duct Sealing Repair | Space Cooling | Com HVAC
[16 empty] | Heat Pump Pool Heater | Miscellaneous | Res Products | Dedicated Outdoor Air System on VRF unit | Space Cooling | Com HVAC
[16 empty] | Heat Pump Tune Up | Space Heating | Res HVAC | Cool Roof | Space Cooling | Com HVAC
[16 empty] | Heat Pump Water Heater | Domestic Hot Water | Res Water Heating | Chilled Water System - Variable Speed Drives | Space Cooling | Com HVAC
[16 empty] | Heat Trap | Domestic Hot Water | Res Water Heating | Chilled Water Controls Optimization | Space Cooling | Com HVAC
[16 empty] | High Efficiency Convection Oven | Cooking | Res Products | Ceiling Insulation(R2 to R38) | Space Cooling | Com HVAC
[16 empty] | High Efficiency Induction Cooktop | Cooking | Res Products | Ceiling Insulation(R12 to R38) | Space Cooling | Com HVAC
[16 empty] | Home Energy Management System | Space Heating | Res HVAC | Airside Economizer | Space Cooling | Com HVAC
[16 empty] | Hot Water Pipe Insulation | Domestic Hot Water | Res Water Heating | Wall Insulation | Space Cooling | Com HVAC
[16 empty] | HVAC ECM Motor | Space Heating | Res HVAC | Programmable Thermostat | Space Cooling | Com HVAC
[16 empty] | Instantaneous Hot Water System | Domestic Hot Water | Res Water Heating | Floor Insulation | Space Cooling | Com HVAC
[16 empty] | Interior Lighting Controls | Lighting | Res Lighting | Duct Insulation | Space Cooling | Com HVAC
[16 empty] | LED - 14W | Lighting | Res Lighting | Ceiling Insulation(R19 to R38) | Space Cooling | Com HVAC
[16 empty] | LED - 9W Flood | Lighting | Res Lighting | Geothermal Heat Pump | Space Cooling | Com HVAC
[16 empty] | LED - 9W Flood (Exterior) | Lighting | Res Lighting | Variable Refrigerant Flow (VRF) HVAC Systems | Space Cooling | Com HVAC
[16 empty] | LED Specialty Lamps-5W Chandelier | Lighting | Res Lighting | High Efficiency PTHP | Space Cooling | Com HVAC
[16 empty] | Linear LED | Lighting | Res Lighting | High Efficiency PTAC | Space Cooling | Com HVAC
[16 empty] | Low Flow Showerhead | Domestic Hot Water | Res Water Heating | Water Cooled Refrigeration Heat Recovery | Space Heating | Com HVAC
[16 empty] | Low Wattage T8 Fixture | Lighting | Res Lighting | Warehouse Loading Dock Seals | Space Heating | Com HVAC
[16 empty] | Programmable Thermostat | Space Heating | Res HVAC | Infiltration Reduction - Air Sealing | Space Heating | Com HVAC
[16 empty] | Radiant Barrier | Space Heating | Res HVAC | ECM Motors on Furnaces | Space Heating | Com HVAC
[16 empty] | Removal of 2nd Refrigerator-Freezer | Appliances | Refrigerator Recycling | Destratification Fans | Space Heating | Com HVAC
[16 empty] | Sealed crawlspace | Space Heating | Res HVAC | Air Curtains | Space Heating | Com HVAC
[16 empty] | Smart Power Strip | Electronics | Res Products | Hotel Card Energy Control Systems | Space Heating | Com HVAC
[16 empty] | Smart Thermostat | Space Heating | Res HVAC | Ceiling Insulation(R30 to R38) | Space Heating | Com HVAC
[16 empty] | Solar Attic Fan | Space Cooling | Res HVAC | Energy Star Refrigerator | Refrigeration | Com Refrigeration
[16 empty] | Solar Pool Heater | Miscellaneous | Res Products | VSD Controlled Compressor | Miscellaneous | Com Custom
[16 empty] | Solar Powered Pool Pumps | Miscellaneous | Res Products | Regenerative Drive Elevator Motor | Miscellaneous | Com Custom
[16 empty] | Solar Water Heater | Domestic Hot Water | Res Water Heating | Engine Block Timer | Miscellaneous | Com Custom
[16 empty] | Spray Foam Insulation(Base R12) | Space Heating | Res HVAC | Efficient Motor Belts | Miscellaneous | Com Custom
[16 empty] | Spray Foam Insulation(Base R19) | Space Heating | Res HVAC | Variable Speed Pool Pump | Miscellaneous | Com Custom
[16 empty] | Spray Foam Insulation(Base R2) | Space Heating | Res HVAC | Solar Powered Pool Pump | Miscellaneous | Com Custom
[16 empty] | Spray Foam Insulation(Base R30) | Space Heating | Res HVAC | Solar Pool Heater | Miscellaneous | Com Custom
[16 empty] | Storm Door | Space Heating | Res HVAC | Heat Pump Pool Heater | Miscellaneous | Com Custom
[16 empty] | Thermostatic Shower Restriction Valve | Domestic Hot Water | Res Water Heating | High Efficiency DX 135k- less than 240k BTU | Space Heating | Com HVAC
[16 empty] | Two Speed Pool Pump | Miscellaneous | Res Products | Premium T8 - Lamp Replacement | Interior Lighting | Com Lighting
[16 empty] | Variable Refrigerant Flow (VRF) HVAC Systems | Space Cooling | Res HVAC | Premium T8 - Fixture Replacement | Interior Lighting | Com Lighting
[16 empty] | Variable Speed Pool Pump | Miscellaneous | Res Products | LED Linear - Lamp Replacement | Interior Lighting | Com Lighting
[16 empty] | Wall Insulation | Space Heating | Res HVAC | LED Linear - Fixture Replacement | Interior Lighting | Com Lighting
[16 empty] | Water Heater Blanket | Domestic Hot Water | Res Water Heating | Energy Star Commercial Oven | Cooking | Com Products
[16 empty] | Water Heater Thermostat Setback | Domestic Hot Water | Res Water Heating | ENERGY STAR Water Cooler | Miscellaneous | Com Custom
[16 empty] | Water Heater Timeclock | Domestic Hot Water | Res Water Heating | ENERGY STAR Commercial Clothes Washer | Miscellaneous | Com Custom
[16 empty] | Window Sun Protection | Space Cooling | Res HVAC | Efficient Battery Charger | Miscellaneous | Com Custom
[16 empty] | CFL - 15W Flood | Lighting | Res Lighting | Energy Star Uninterruptable Power Supply | Office Equipment | Com Products
[16 empty] | CFL-13W | Lighting | Res Lighting | VAV System | Ventilation and Circulation | Com HVAC
[16 empty] | CFL-23W | Lighting | Res Lighting | Demand Controlled Ventilation | Ventilation and Circulation | Com HVAC
[16 empty] | LED - 9W | Lighting | Res Lighting | CO Sensors for Parking Garage Exhaust | Ventilation and Circulation | Com HVAC
[19 empty] | High Speed Fans | Ventilation and Circulation | Com HVAC
[19 empty] | 10HP Open Drip-Proof(ODP) Motor | Ventilation and Circulation | Com HVAC
[19 empty] | High Bay LED | Interior Lighting | Com Lighting
[19 empty] | High Bay Fluorescent (T5) | Interior Lighting | Com Lighting
[19 empty] | Energy Star Fryer | Cooking | Com Products
[19 empty] | LED Parking Lighting | Exterior Lighting | Com Lighting
[19 empty] | High Efficiency HID Lighting | Exterior Lighting | Com Lighting
[19 empty] | LED Display Lighting (Exterior) | Exterior Lighting | Com Lighting
[19 empty] | ENERGY STAR Imaging Equipment | Office Equipment | Com Products
[19 empty] | High Efficiency Chiller (Air Cooled, 50 tons) | Space Cooling | Com HVAC
[19 empty] | High Efficiency Chiller (Water cooled-positive displacement, 100 tons) | Space Cooling | Com HVAC
[19 empty] | High Efficiency Chiller (Water cooled-centrifugal, 200 tons) | Space Cooling | Com HVAC
[19 empty] | Refrigerated Display Case LED Lighting | Refrigeration | Com Refrigeration
[19 empty] | Energy Star Commercial Solid Door Refrigerator | Refrigeration | Com Refrigeration
[19 empty] | Energy Star Commercial Solid Door Freezer | Refrigeration | Com Refrigeration
[19 empty] | Energy Star Commercial Glass Door Refrigerator | Refrigeration | Com Refrigeration
[19 empty] | Energy Star Commercial Glass Door Freezer | Refrigeration | Com Refrigeration
[19 empty] | Induction Cooktops | Cooking | Com Products
[19 empty] | Efficient Exhaust Hood | Cooking | Com Products
[19 empty] | Energy Star Hot Food Holding Cabinet | Cooking | Com Products
[19 empty] | Energy Star Griddle | Cooking | Com Products
[19 empty] | Energy Star PCs | Office Equipment | Com Products
[19 empty] | Thermostatic Shower Restriction Valve | Domestic Hot Water | Com Water Heating
[19 empty] | Tank Wrap on Water Heater | Domestic Hot Water | Com Water Heating
[19 empty] | Low-Flow Pre-Rinse Sprayers | Domestic Hot Water | Com Water Heating
[19 empty] | Low Flow Shower Head | Domestic Hot Water | Com Water Heating
[19 empty] | Hot Water Pipe Insulation | Domestic Hot Water | Com Water Heating
[19 empty] | Hot Water Circulation Pump Control | Domestic Hot Water | Com Water Heating
[19 empty] | Faucet Aerator | Domestic Hot Water | Com Water Heating
[19 empty] | Drain Water Heat Recovery | Domestic Hot Water | Com Water Heating
[19 empty] | Solar Water Heater | Domestic Hot Water | Com Water Heating
[19 empty] | Heat Pump Water Heater | Domestic Hot Water | Com Water Heating
[19 empty] | Energy Star Commercial Dishwasher | Domestic Hot Water | Com Water Heating
[19 empty] | Instantaneous Hot Water System | Domestic Hot Water | Com Water Heating
[19 empty] | Two Speed Pool Pump | Miscellaneous | Com Custom
[19 empty] | Thermal Energy Storage | Space Cooling | Com HVAC