## Staff ROG22
PRIVILEGED AND CONFIDENTIAL
Attorney-Client Communication/Attorney Work Product
Prepared at the Direction of the Legal Counsel
Technical Potential – Excluded Measures
| Customer | Measure | Measure | Reason for
| Class | Type | Name | Exclusion
| Residential | HVAC | AC Heat Recovery Units | Applies mostly to lower than current code SEERs
| Residential | HVAC | HVAC Proper Sizing | Code requirement
| Residential | Motor | High Efficiency One Speed Pool Pump (1.5 hp) | Code/standard practice, and more efficient measures included in study (two-speed and variable speed pool pumps)
| Commercial | Lighting-Exterior | LED Exit Sign | Code/standard practice
| Commercial | Lighting-Interior | High Pressure Sodium 250W Lamp | More efficient measure (LED) included in study
| Commercial | Lighting-Interior | PSMH, 250W, magnetic ballast | More efficient measure (LED) included in study
| Industrial | Compressed Air | Compressed Air-O&M | Behavioral measure
| Industrial | Fans | Fans - O&M | Behavioral measure
| Industrial | Pumps | Pumps - O&M | Behavioral measure
| Industrial | Process Other | Bakery - Process (Mixing) - O&M | Behavioral measure
| Industrial | Process Other | O&M/drives spinning machines | Behavioral measure
| Industrial | Process Other | O&M - Extruders/Injection Moulding | Behavioral measure

## Staff ROG23
PRIVILEGED AND CONFIDENTIAL
Attorney-Client Communication/Attorney Work Product
Prepared at the Direction of the Legal Counsel
Technical Potential – Measure Savings
| Customer | Measure | Measure | Summer | Winter | Annual
| Class | Type | Name | Peak | Peak | Energy
|  |  |  | (MW) | (MW) | (GWh)
| Residential | NonEquip | Smart Power Strip | 0.015377 | 0.011998 | 0.1396
| Residential | Equip | Energy Star TV | 0.10044 | 0.060083 | 0.50224
| Residential | NonEquip | Water Heater Timeclock | 0 | 0 | 0.31691
| Residential | NonEquip | Water Heater Thermostat Setback | 0.00059462 | 0.00128 | 0.0066017
| Residential | NonEquip | Water Heater Blanket | 0.033173 | 0.071407 | 0.3683
| Residential | NonEquip | Thermostatic Shower Restriction Valve | 0.0020115 | 0.00433 | 0.022332
| Residential | NonEquip | Low Flow Showerhead | 0.034821 | 0.074956 | 0.3866
| Residential | NonEquip | Hot Water Pipe Insulation | 0.016383 | 0.035266 | 0.18189
| Residential | NonEquip | Heat Trap | 0.0083407 | 0.017954 | 0.092602
| Residential | NonEquip | Faucet Aerator | 0.0075898 | 0.016338 | 0.084265
| Residential | NonEquip | Drain Water Heat Recovery | 0.03024 | 0.065096 | 0.33574
| Residential | Equip | Solar Water Heater | 0.47143 | 0.066186 | 6.3075
| Residential | NonEquip | Wall Insulation | 0.061249 | 0.41136 | 0.56116
| Residential | NonEquip | Storm Door | 0 | 0 | 0
| Residential | NonEquip | Spray Foam Insulation(Base R30) | 0.72691 | 0.91743 | 2.0773
| Residential | NonEquip | Spray Foam Insulation(Base R2) | 1.8388 | 1.5142 | 4.4918
| Residential | NonEquip | Spray Foam Insulation(Base R19) | 0.16818 | 0.19662 | 0.46607
| Residential | NonEquip | Spray Foam Insulation(Base R12) | 0.42212 | 0.64157 | 1.5894
| Residential | NonEquip | Smart Thermostat | 0.76124 | 0 | 0.83275
| Residential | NonEquip | Sealed crawlspace | 0 | 0.019416 | 0.014037
| Residential | NonEquip | Radiant Barrier | 0.041305 | 0.043186 | 0.10524
| Residential | NonEquip | Programmable Thermostat | 0.013408 | 0 | 0.018012
| Residential | NonEquip | HVAC ECM Motor | 0 | 0.02445 | 0.02641
| Residential | NonEquip | Home Energy Management System | 0.020669 | 0.0071001 | 0.098164
| Residential | NonEquip | Heat Pump Tune Up | 0 | 0 | 0
| Residential | NonEquip | Green Roof | 0.0078388 | 0.0063649 | 0.019845
| Residential | NonEquip | Floor Insulation | 0 | 0.00027815 | 0.00045213
| Residential | NonEquip | Energy Star Windows | 0.18072 | 0.27233 | 1.2244
| Residential | NonEquip | Energy Star Door | 0.041042 | 0.11016 | 0.22855
| Residential | NonEquip | Energy Star Certified Roof Products | 1.2492 | 1.0352 | 3.186
| Residential | NonEquip | Duct Repair | 0.74644 | 0.60505 | 1.8886
| Residential | NonEquip | Duct Insulation | 0 | 0 | 0
| Residential | NonEquip | Ceiling Insulation(R30 to R38) | 0.0025005 | 0.018923 | 0.022597
| Residential | NonEquip | Ceiling Insulation(R2 to R38) | 0.11319 | 0.16651 | 0.40966
| Residential | NonEquip | Ceiling Insulation(R19 to R38) | 0.00809 | 0.010518 | 0.02253
| Residential | NonEquip | Ceiling Insulation(R12 to R38) | 0.039715 | 0.051365 | 0.1133
| Residential | NonEquip | Air Sealing-Infiltration Control | 0.57372 | 0.48678 | 1.476
| Residential | NonEquip | Solar Attic Fan | 0.013631 | 0 | 0.039639
| Residential | NonEquip | Window Sun Protection | 0.33481 | -0.15323 | 0.22259
| Residential | NonEquip | Central AC Tune Up | 0 | 0 | 0
| Residential | Equip | Variable Refrigerant Flow (VRF) HVAC Systems | 0.0012559 | 0.020902 | 0.11118
| Residential | Equip | Energy Star Room AC | 0.035402 | 0 | 0.057346
| Residential | NonEquip | Removal of 2nd Refrigerator-Freezer | 0.082556 | 0.027506 | 0.79089
| Residential | Equip | Energy Star Refrigerator | 0.34122 | 0.11368 | 3.2689
| Residential | Equip | High Efficiency Induction Cooktop | 0.29996 | 0.071968 | 1.2649
| Residential | Equip | Variable Speed Pool Pump | 1.0222 | 0 | 1.8809
| Residential | Equip | Two Speed Pool Pump | 0 | 0 | 0
| Residential | Equip | Solar Powered Pool Pumps | 0 | 0 | 0
| Residential | Equip | Solar Pool Heater | 0 | 0 | 0.53491
| Residential | Equip | Heat Pump Pool Heater | 0 | 0 | 1.5717
| Residential | Equip | Instantaneous Hot Water System | -0.00093371 | 0.0111 | 0.040305
| Residential | Equip | High Efficiency Convection Oven | 0.33065 | 0.10872 | 1.3324
| Residential | Equip | Energy Star Audio-Video Equipment | 0 | 0 | 2.0669
| Residential | Equip | Energy Star Dehumidifier | 0.0054377 | 0.00103 | 0.033154
| Residential | NonEquip | Interior Lighting Controls | 0.0041046 | 0.0030993 | 0.030265
| Residential | NonEquip | Exterior Lighting Controls | 0 | 0 | 0.0037098
| Residential | Equip | LED Specialty Lamps-5W Chandelier | 0.0069631 | 0.0073108 | 0.079161
| Residential | Equip | LED - 9W Flood | 0.15461 | 0.16234 | 1.7578
| Residential | Equip | LED - 14W | 0.11191 | 0.1175 | 1.2723
| Residential | Equip | Low Wattage T8 Fixture | 0 | 0 | 0
| Residential | Equip | Linear LED | 0 | 2.656e-08 | 0.45598
| Residential | Equip | Energy Star Personal Computer | 0.12578 | 0.026966 | 0.79336
| Residential | Equip | Energy Star Imaging Equipment | 0.001701 | 0.0009932 | 0.018762
| Residential | Equip | Ground Source Heat Pump | 0.0036005 | 0.0051821 | 0.010483
| Residential | Equip | 21 SEER ASHP from base electric resistance heating | 1.1294 | 0.57649 | 4.3878
| Residential | Equip | 21 SEER Air Source Heat Pump | 1.4852 | 0.38069 | 3.9751
| Residential | Equip | 14 SEER ASHP from base electric resistance heating | 0 | 0 | 0
| Residential | Equip | 18 SEER Air Source Heat Pump | 0 | 0 | 0
| Residential | Equip | 17 SEER Air Source Heat Pump | 0 | 0 | 0
| Residential | Equip | 16 SEER Air Source Heat Pump | 0 | 0 | 0
| Residential | Equip | 15 SEER Air Source Heat Pump | 0 | 0 | 0
| Residential | Equip | Heat Pump Water Heater | 0.42785 | 1.5982 | 6.3633
| Residential | Equip | Energy Star Freezer | 0.055785 | 0.038606 | 0.42926
| Residential | Equip | Energy Star Ceiling Fan | 0 | 4.4582e-05 | 0.39242
| Residential | Equip | Energy Star Bathroom Ventilating Fan | 0.011224 | 0.044895 | 0.32064
| Residential | Equip | LED - 9W Flood (Exterior) | 0 | 0 | 0.11153
| Residential | Equip | CFL - 15W Flood (Exterior) | 0 | 0 | 0
| Residential | Equip | Energy Star Dishwasher | 0.0082406 | 0.0089583 | 0.075266
| Residential | Equip | Energy Star Clothes Washer | 0.047408 | 0.027535 | 0.30146
| Residential | Equip | Heat Pump Clothes Dryer | 0.43719 | 0.25392 | 2.78
| Residential | Equip | Energy Star Clothes Dryer | 0.20961 | 0.12174 | 1.3329
| Residential | Equip | 21 SEER Central AC | 6.7225 | 0 | 10.8894
| Residential | Equip | 18 SEER Central AC | 0 | 0 | 0
| Residential | Equip | 17 SEER Central AC | 0 | 0 | 0
| Residential | Equip | 16 SEER Central AC | 0 | 0 | 0
| Residential | Equip | 15 SEER Central AC | 0 | 0 | 0
| Residential | Equip | Energy Star Air Purifier | 0.043371 | 0.031296 | 0.32729
| Commercial | NonEquip | Retro-Commissioning | 1.0752 | 1.8083 | 5.1143
| Commercial | NonEquip | Strip Curtains for Walk-ins | 0.00040478 | 0.00014434 | 0.0028463
| Commercial | NonEquip | Refrigerated Display Case Lighting Controls | 0.0011095 | 0.0010368 | 0.0080774
| Commercial | NonEquip | PSC to ECM Evaporator Fan Motor (Walk-In, Refrigerator) | 0.015194 | 0.0065743 | 0.11284
| Commercial | NonEquip | PSC to ECM Evaporator Fan Motor (Reach-In) | 0.015855 | 0.0065127 | 0.1175
| Commercial | NonEquip | Night Covers for Display Cases | 0.00081306 | 0.00036337 | 0.005413
| Commercial | NonEquip | High R-Value Glass Doors | 0.024027 | 0.008264 | 0.16452
| Commercial | NonEquip | High Efficiency Refrigeration Compressor | 0.0064031 | 0.0033419 | 0.043474
| Commercial | NonEquip | Freezer-Cooler Replacement Gaskets | 0.0039539 | 0.0021942 | 0.028649
| Commercial | NonEquip | Floating Head Pressure Controls | 0.0027829 | 0.002331 | 0.021464
| Commercial | NonEquip | Demand Defrost | 0.041134 | 0.017435 | 0.30521
| Commercial | NonEquip | Automatic Door Closer for Walk-in Coolers and Freezers | 0.0028751 | 0.0014528 | 0.021374
| Commercial | NonEquip | Anti-Sweat Controls | 0.030653 | 0.029397 | 0.3429
| Commercial | Equip | Energy Star Vending Machine | 0.040228 | 0.025117 | 0.25711
| Commercial | Equip | Energy Star Ice Maker | 0.015782 | 0.011837 | 0.11328
| Commercial | NonEquip | Outdoor Lighting Controls | 0 | 0 | 0.5802
| Commercial | NonEquip | Bi-Level Lighting Control (Exterior) | 0 | 0 | 0.24487
| Commercial | Equip | LED Traffic and Crosswalk Lighting | 0 | 0 | 0
| Commercial | Equip | LED Street Lights | 0 | 0 | 0
| Commercial | Equip | Energy Star Steamer | 0.00018046 | 0.00010478 | 0.0012281
| Commercial | Equip | LED Exterior Lighting | 0 | 0 | 0.0010357
| Commercial | Equip | LED - 9W Flood | 0 | 0 | 0.0025146
| Commercial | Equip | CFL - 15W Flood | 0 | 0 | 0
| Commercial | NonEquip | Interior Lighting Controls | 0 | 0 | 1.1633
| Commercial | NonEquip | Bi-Level Lighting Control (Interior) | 0.013442 | 0 | 2.1494
| Commercial | NonEquip | Facility Energy Management System | 0.17973 | 0.026502 | 0.88578
| Commercial | Equip | LED Display Lighting (Interior) | 9.9568e-05 | 2.851e-05 | 0.00045805
| Commercial | Equip | LED - 14W | 0.0023464 | 0.000697 | 0.011066
| Commercial | Equip | CFL-23W | 0 | 0 | 0
| Commercial | NonEquip | Smart Strip Plug Outlet | 0.016016 | 0.0091124 | 0.10771
| Commercial | NonEquip | Network PC Power Management | 0.039549 | 0.026105 | 0.26917
| Commercial | Equip | Server Virtualization | 0.031546 | 0.021941 | 0.21194
| Commercial | Equip | Energy Star Servers | 0.0034881 | 0.002426 | 0.023435
| Commercial | Equip | High Efficiency Data Center Cooling | 0.0015157 | 0.00087541 | 0.0066112
| Commercial | NonEquip | Window Sun Protection | 0.26857 | -0.019433 | 0.828
| Commercial | NonEquip | Waterside Economizer | 0.027535 | 0 | 0.083244
| Commercial | NonEquip | Smart Thermostat | 0.19975 | 0.039014 | 2.2029
| Commercial | NonEquip | Programmable Thermostat | 0 | 0 | 0
| Commercial | NonEquip | Low U-Value Windows | 0.71729 | -0.0072287 | 2.3079
| Commercial | NonEquip | HVAC tune-up_RTU | 0 | 0 | 0
| Commercial | NonEquip | HVAC tune-up | 0 | 0 | 0
| Commercial | NonEquip | Green Roof | 0.00013467 | 0 | 0.00065741
| Commercial | NonEquip | Facility Commissioning | 0.0084126 | 0.00026182 | 0.048438
| Commercial | NonEquip | Energy Recovery Ventilation System (ERV) | 2.287 | 0.4432 | 1.5597
| Commercial | NonEquip | Duct Sealing Repair | 0.15241 | 0.12834 | 0.95752
| Commercial | NonEquip | Dedicated Outdoor Air System on VRF unit | 0.0058598 | 0.051262 | 0.19138
| Commercial | NonEquip | Cool Roof | 0.2356 | 0 | 0.61141
| Commercial | NonEquip | Chilled Water System - Variable Speed Drives | 0.20055 | 0.045585 | 2.1562
| Commercial | NonEquip | Chilled Water Controls Optimization | 0.10657 | 0.0006191 | 0.33446
| Commercial | NonEquip | Ceiling Insulation(R2 to R38) | 0.0035914 | 0.067164 | 0.32837
| Commercial | NonEquip | Ceiling Insulation(R12 to R38) | 0.0002944 | 0.0052133 | 0.026269
| Commercial | NonEquip | Airside Economizer | -0.011931 | 0.00010891 | 0.069539
| Commercial | NonEquip | Wall Insulation | 0.04497 | 0.032812 | 0.58188
| Commercial | NonEquip | Roof Insulation | 0.04678 | 0.10744 | 0.64718
| Commercial | NonEquip | Floor Insulation | 0.00069592 | 0.0049953 | 0.023065
| Commercial | NonEquip | Duct Insulation | 0.02964 | 0.014787 | 0.13443
| Commercial | NonEquip | Ceiling Insulation(R19 to R38) | 5.2766e-05 | 0.0015662 | 0.0061091
| Commercial | Equip | Geothermal Heat Pump | 0.0056349 | 0.0074151 | 0.036143
| Commercial | Equip | Variable Refrigerant Flow (VRF) HVAC Systems | 0.013862 | 0.17082 | 0.61854
| Commercial | Equip | High Efficiency PTHP | 0 | 0 | 0
| Commercial | Equip | High Efficiency PTAC | 0 | 0 | 0
| Commercial | NonEquip | Water Cooled Refrigeration Heat Recovery | 0 | 0.00521 | 0.068986
| Commercial | NonEquip | Warehouse Loading Dock Seals | 0.00040025 | 0.00055945 | 0.0062902
| Commercial | NonEquip | Infiltration Reduction - Air Sealing | 0.0012203 | 0.012584 | 0.024676
| Commercial | NonEquip | ECM Motors on Furnaces | 0 | 2.0053e-05 | 0.0024516
| Commercial | NonEquip | Destratification Fans | 0 | 0.0022862 | 0.011292
| Commercial | NonEquip | Ceiling Insulation(R30 to R38) | 0 | 0.00020826 | 0.0004617
| Commercial | NonEquip | Air Curtains | 0 | 0.00038577 | 0.0062269
| Commercial | NonEquip | Hotel Card Energy Control Systems | 0.00048078 | -0.00043186 | 0.074491
| Commercial | Equip | Energy Star Refrigerator | 0.041276 | 0.032478 | 0.3135
| Commercial | NonEquip | VSD Controlled Compressor | 0.060213 | 0.031055 | 0.40773
| Commercial | NonEquip | Regenerative Drive Elevator Motor | 0.00075261 | 0.00028359 | 0.0055593
| Commercial | NonEquip | Engine Block Timer | 0.0050413 | 0.0052594 | 0.10226
| Commercial | NonEquip | Efficient Motor Belts | 0.00085019 | 0.00024955 | 0.0062299
| Commercial | Equip | Variable Speed Pool Pump | 0.00061932 | 9.6132e-05 | 0.0026316
| Commercial | Equip | Solar Powered Pool Pump | 0.00014039 | 2.1791e-05 | 0.00059652
| Commercial | Equip | Solar Pool Heater | 0 | 3.6025e-05 | 0.00098617
| Commercial | Equip | Heat Pump Pool Heater | 0 | 0.00045259 | 0.01239
| Commercial | Equip | High Efficiency DX 135k- less than 240k BTU | 0.49768 | 0 | 1.3622
| Commercial | Equip | Premium T8 - Lamp Replacement | 0 | 0 | 0
| Commercial | Equip | Premium T8 - Fixture Replacement | 0 | 0 | 0
| Commercial | Equip | LED Linear - Lamp Replacement | 0.23616 | 0.036435 | 1.0198
| Commercial | Equip | LED Linear - Fixture Replacement | 1.554 | 0.27552 | 6.656
| Commercial | Equip | Energy Star Commercial Oven | 0.014399 | 0.0075349 | 0.088671
| Commercial | Equip | ENERGY STAR Water Cooler | 0.01948 | 0.01948 | 0.11201
| Commercial | Equip | ENERGY STAR Commercial Clothes Washer | 0.021764 | 0.023933 | 0.24813
| Commercial | Equip | Efficient Battery Charger | 0.12925 | 0 | 0.23588
| Commercial | Equip | Energy Star Uninterruptable Power Supply | 0.004185 | 0.004185 | 0.036661
| Commercial | NonEquip | VAV System | 0.083131 | 0.084364 | 0.29208
| Commercial | NonEquip | Demand Controlled Ventilation | 0.095215 | 0.53606 | 0.91452
| Commercial | NonEquip | CO Sensors for Parking Garage Exhaust | 0.00092169 | 0.00092169 | 0.022897
| Commercial | Equip | High Speed Fans | 0.00017578 | 0.00011833 | 0.0013353
| Commercial | Equip | 10HP Open Drip-Proof(ODP) Motor | 3.9783e-05 | 2.9456e-05 | 0.0003041
| Commercial | Equip | High Bay LED | 0.7797 | 0.76498 | 4.2162
| Commercial | Equip | High Bay Fluorescent (T5) | 0 | 0 | 0
| Commercial | Equip | Energy Star Fryer | 0.0037329 | 0.0011543 | 0.023028
| Commercial | Equip | LED Parking Lighting | 0 | 0 | 0.47202
| Commercial | Equip | High Efficiency HID Lighting | 0 | 0 | 0
| Commercial | Equip | LED Display Lighting (Exterior) | 0 | 0 | 0.00080969
| Commercial | Equip | ENERGY STAR Imaging Equipment | 0.07997 | 0.0537 | 0.57667
| Commercial | Equip | High Efficiency Chiller (Air Cooled, 50 tons) | 0.085038 | 0.019615 | 0.36669
| Commercial | Equip | High Efficiency Chiller (Water cooled-positive displacement, 100 tons) | 0.0339 | 0.00033375 | 0.10568
| Commercial | Equip | High Efficiency Chiller (Water cooled-centrifugal, 200 tons) | 0.056611 | 0.00055734 | 0.17647
| Commercial | Equip | Refrigerated Display Case LED Lighting | 0 | 0 | 0
| Commercial | Equip | Energy Star Commercial Solid Door Refrigerator | 0.10707 | 0.047844 | 0.71683
| Commercial | Equip | Energy Star Commercial Solid Door Freezer | 0.059244 | 0.026474 | 0.39664
| Commercial | Equip | Energy Star Commercial Glass Door Refrigerator | 0 | 0 | 0
| Commercial | Equip | Energy Star Commercial Glass Door Freezer | 0 | 0 | 0
| Commercial | Equip | Induction Cooktops | 0.0086545 | 0.0035636 | 0.040136
| Commercial | Equip | Efficient Exhaust Hood | 0.044424 | 0.017436 | 0.2032
| Commercial | Equip | Energy Star Hot Food Holding Cabinet | 0.10661 | 0.051588 | 0.57892
| Commercial | Equip | Energy Star Griddle | 0.026483 | 0.0067777 | 0.16027
| Commercial | Equip | Energy Star PCs | 0.049817 | 0.01999 | 0.33738
| Commercial | NonEquip | Thermostatic Shower Restriction Valve | 0.0033895 | 0.020897 | 0.053033
| Commercial | NonEquip | Tank Wrap on Water Heater | 0.0022745 | 0.0023207 | 0.022707
| Commercial | NonEquip | Low-Flow Pre-Rinse Sprayers | 0.0023551 | 0.002773 | 0.017473
| Commercial | NonEquip | Low Flow Shower Head | 0.00059617 | 0.0036699 | 0.009321
| Commercial | NonEquip | Hot Water Pipe Insulation | 0.0034463 | 0.0040716 | 0.032103
| Commercial | NonEquip | Hot Water Circulation Pump Control | 0.0040271 | 0.0042149 | 0.11306
| Commercial | NonEquip | Faucet Aerator | 0.0021548 | 0.0019041 | 0.011483
| Commercial | NonEquip | Drain Water Heat Recovery | 0.0020917 | 0.0026535 | 0.011914
| Commercial | Equip | Solar Water Heater | 0.048877 | 0.0068621 | 0.65395
| Commercial | Equip | Heat Pump Water Heater | 0.13295 | 0.18634 | 0.974
| Commercial | Equip | Energy Star Commercial Dishwasher | 0.01207 | -1.2841e-06 | 0.16634
| Commercial | Equip | Instantaneous Hot Water System | 0.001788 | 0.0022892 | 0.016499
| Commercial | Equip | Two Speed Pool Pump | 0 | 0 | 0
| Commercial | NonEquip | Thermal Energy Storage | 0.74891 | 0.21705 | -0.11917
| Industrial | NonEquip | Process Other Systems Optimization | 0.018294 | 0.017843 | 0.13288
| Industrial | NonEquip | Plant Energy Management | 0.37662 | 0.36801 | 2.7597
| Industrial | NonEquip | Process Heat System Optimization | 0.015684 | 0.015297 | 0.11392
| Industrial | NonEquip | Process Heat Improved Controls | 0.0063615 | 0.0062047 | 0.046208
| Industrial | NonEquip | Process Refrig System Optimization | 0.015457 | 0.015076 | 0.11227
| Industrial | NonEquip | Process Refrig Controls | 0.0057262 | 0.005585 | 0.041593
| Industrial | Equip | Process Refrig Equipment Upgrade | 0.018483 | 0.018027 | 0.13425
| Industrial | NonEquip | Pump System Optimization | 0.059877 | 0.058295 | 0.44465
| Industrial | NonEquip | Pump Improved Controls | 0.011063 | 0.010771 | 0.082157
| Industrial | NonEquip | Motor Optimization | 0.11536 | 0.11231 | 0.85667
| Industrial | NonEquip | Motor Improved Controls | 0.010352 | 0.010078 | 0.076872
| Industrial | Equip | Pump Equipment Upgrade | 0.076351 | 0.074335 | 0.56699
| Industrial | Equip | Motor Equipment Upgrades | 0.022395 | 0.021804 | 0.16631
| Industrial | NonEquip | Fan Improved Controls | 0.08677 | 0.084478 | 0.64436
| Industrial | Equip | Fan Equipment Upgrades | 0.033885 | 0.03299 | 0.25163
| Industrial | NonEquip | Lighting Controls | 0.025196 | 0.024491 | 0.17652
| Industrial | Equip | Efficient Lighting - Other Interior Lighting | 0.12105 | 0.11766 | 0.84806
| Industrial | Equip | Efficient Lighting - High Bay | 0.098922 | 0.096155 | 0.69304
| Industrial | NonEquip | HVAC Recommissioning | 0.029152 | 0.028445 | 0.20464
| Industrial | NonEquip | HVAC Improved Controls | 0.02679 | 0.02614 | 0.18806
| Industrial | NonEquip | Building Envelope Improvements | 0.03174 | 0.03097 | 0.22281
| Industrial | Equip | HVAC Equipment Upgrades | 0.040229 | 0.039253 | 0.2824
| Industrial | NonEquip | Lighting Controls - Exterior | 0 | 0 | 0.020197
| Industrial | Equip | Efficient Lighting - Exterior | 0 | 0 | 0.058071
| Industrial | NonEquip | Compressed Air System Optimization | 0.036711 | 0.035741 | 0.27261
| Industrial | NonEquip | Compressed Air Controls | 0.044351 | 0.043179 | 0.32935
| Industrial | Equip | Compressed Air Equipment | 0.097479 | 0.094905 | 0.72389
| Industrial | Equip | Process Heat Equipment Upgrade | 0.044635 | 0.043534 | 0.32421
| Industrial | NonEquip | Fan System Optimization | 0.074404 | 0.072439 | 0.55253
| Industrial | Equip | Process Other Equipment Upgrades | 0.00086683 | 0.00084546 | 0.0062964
| Residential | Direct Load Control | Central air conditioner - Load Shed | 25.959 | 41.089 | 0
| Residential | Direct Load Control | Central Heating - Load Shed
| Residential | Direct Load Control | Central air conditioner - 50% cycling
| Residential | Direct Load Control | Central Heating - 50% cycling
| Residential | Direct Load Control | Water heater switches
| Residential | Direct Load Control | Pool pump switches
| Residential | Direct Load Control | Room AC control
| Residential | Direct Load Control | Smart thermostats - Utility Installation
| Residential | Direct Load Control | Smart thermostats - BYOT
| Residential | Pricing | CPP + Tech
| Small C&I | Direct Load Control | Central air conditioner - Load Shed | 4.141 | 1.88 | 0
| Small C&I | Direct Load Control | Central Heating - Load Shed
| Small C&I | Direct Load Control | Central air conditioner - 50% cycling
| Small C&I | Direct Load Control | Central Heating - 50% cycling
| Small C&I | Direct Load Control | Smart thermostats - Utility Installation
| Small C&I | Direct Load Control | Smart thermostats - BYOT
| Small C&I | Pricing | CPP + Tech
| Large C&I | Utility-Controlled Loads | Auto DR | 23.947 | 25.062 | 0
| Large C&I | Pricing | CPP
| Large C&I | Contractual | Firm Service Level
| Large C&I | Contractual | Guaranteed Load Drop
| Residential | PV | PV System | 19.0267 | 0.01008 | 117.0322
| Residential | Storage | Battery Storage from PV System | 6.9571 | 7.0224 | 0
| Non-Residential | PV | PV System | 58.4772 | 0.03098 | 359.6907
| Non-Residential | Storage | Battery Storage from PV System | 1.1366 | 0 | 0
| Non-Residential | CHP | CHP – Fuel Cell | 3.675 | 1.9186 | 22.857
| Non-Residential | CHP | CHP – Micro Turbine | 5.95 | 3.1062 | 25.5398
| Non-Residential | CHP | CHP – Gas Turbine | 0 | 0 | 0
| Non-Residential | CHP | CHP – Reciprocating Engine | 9.9 | 5.1684 | 34.6896
| Non-Residential | CHP | CHP - Steam Turbine | 1.5 | 0.78308 | 11.826

## Staff ROG24
PRIVILEGED AND CONFIDENTIAL
Attorney-Client Communication/Attorney Work Product
Prepared at the Direction of the Legal Counsel
Energy Efficiency (EE)
Technical Potential – Change Since Last Goalsetting Proceeding
| TPS | Summer Peak (MW) |  |  | Winter Peak (MW) |  |  | Annual Energy (GWh)
|  | Res | Com & | Total | Res | Com & | Total | Res | Com & | Total
|  |  | Ind |  |  | Ind |  |  | Ind
| 2009* | 69 | 64 | 133 | 75 | 48 | 123 | 75 | 48 | 123
| 2019 | 21.1895 | 12.6254 | 33.8149 | 10.5711 | 7.1593 | 17.7305 | 76.9406 | 59.7749 | 136.7155
| Delta | -47.8105 | -51.3746 | -99.1851 | -64.4289 | -40.8407 | -105.2695 | 1.9406 | 11.7749 | 13.7155
*2009 TPS data provided as FPUC was excused from 2014 filing requirements
Demand Response (DR)
| Technical Potential – Change Since Last Goalsetting Proceeding | [9 empty] | NOTE: Nexant defined DR TP differently from Itron in the 2009 TPS. Itron limited TP based on available DR technology, Nexant assumed all curtailable load not currently enrolled in DR was eligible for TP. For the Large C&I customers this included all load for each customer.
| TPS | Summer Peak (MW) |  |  | Winter Peak (MW) |  |  | Annual Energy (GWh)
|  | Res | Com & | Total | Res | Com & | Total | Res | Com & | Total
|  |  | Ind |  |  | Ind |  |  | Ind
| 2009* | 68.8 | 64 | 132.8 | 75.5 | 48.7 | 124.2 | NA | NA | NA
| 2019 | 25.959 | 28.088 | 54.047 | 41.089 | 26.942 | 68.031 | NA | NA | NA
| Delta | -42.841 | -35.912 | -78.753 | -34.411 | -21.758 | -56.169 | NA | NA | NA
*2009 TPS data provided as FPUC was excused from 2014 filing requirements
Demand-Side Renewable Energy (DSRE)
Technical Potential – Change Since Last Goalsetting Proceeding
| TPS | Summer Peak (MW) |  |  | Winter Peak (MW) |  |  | Annual Energy (GWh)
|  | Res | Com & | Total | Res | Com & | Total | Res | Com & | Total
|  |  | Ind |  |  | Ind |  |  | Ind
| 2009* | 68.8 | 48.4 | 117.2 | 75.5 | 34.5 | 110 | 334 | 324.7 | 658.7
| 2019** | 19.0267 | 58.4772 | 77.5038 | 0.01008 | 0.03098 | 0.04106 | 117.0322 | 359.6907 | 476.7229
| Delta | -49.7733 | 10.0772 | -39.6962 | -75.4899 | -34.469 | -109.9589 | -216.9678 | 34.9907 | -181.9771
*2009 TPS data provided as FPUC was excused from 2014 filing requirements
**PV only for direct comparison with 2008 DSRE results, which were PV only.
DSRE - 2019 Only
| 2019 - Storage | 6.9571 | 1.1366 | 8.0937 | 7.0224 | 0 | 7.0224 | 0 | 0 | 0
| 2019 -CHP | N/A | 21.025 | 21.025 | N/A | 10.9762 | 10.9762 | N/A | 94.9124 | 94.9124

## Staff ROG28
PRIVILEGED AND CONFIDENTIAL
Attorney-Client Communication/Attorney Work Product
Prepared at the Direction of the Legal Counsel
Measure Administrative Costs - EE
Sector | Vintage | Segment | Name | Savings UEC (kWh) | Program | Program Cost
Residential | Turnover | Single Family | CFL-13W | 5.2896 | Lighting | 0.27025
Residential | Turnover | Multi-Family | CFL-13W | 5.2896 | Lighting | 0.27025
Residential | Turnover | Manufactured Home | CFL-13W | 5.2896 | Lighting | 0.27025
Residential | New | Single Family | CFL-13W | 5.2896 | Lighting | 0.27025
Residential | New | Multi-Family | CFL-13W | 5.2896 | Lighting | 0.27025
Residential | New | Manufactured Home | CFL-13W | 5.2896 | Lighting | 0.27025
Residential | Turnover | Single Family | LED - 9W Flood | 11.1081 | Lighting | 0.56754
Residential | Turnover | Multi-Family | LED - 9W Flood | 11.1081 | Lighting | 0.56754
Residential | Turnover | Manufactured Home | LED - 9W Flood | 11.1081 | Lighting | 0.56754
Residential | New | Single Family | LED - 9W Flood | 11.1081 | Lighting | 0.56754
Residential | New | Multi-Family | LED - 9W Flood | 11.1081 | Lighting | 0.56754
Residential | New | Manufactured Home | LED - 9W Flood | 11.1081 | Lighting | 0.56754
Residential | Turnover | Single Family | LED Specialty Lamps-5W Chandelier | 7.4054 | Lighting | 0.37836
Residential | Turnover | Multi-Family | LED Specialty Lamps-5W Chandelier | 7.4054 | Lighting | 0.37836
Residential | Turnover | Manufactured Home | LED Specialty Lamps-5W Chandelier | 7.4054 | Lighting | 0.37836
Residential | New | Single Family | LED Specialty Lamps-5W Chandelier | 7.4054 | Lighting | 0.37836
Residential | New | Multi-Family | LED Specialty Lamps-5W Chandelier | 7.4054 | Lighting | 0.37836
Residential | New | Manufactured Home | LED Specialty Lamps-5W Chandelier | 7.4054 | Lighting | 0.37836
Residential | Turnover | Single Family | Solar Pool Heater | 10130.719 | Products | 1169.5137
Residential | Turnover | Multi-Family | Solar Pool Heater | 10130.719 | Products | 1169.5137
Residential | Turnover | Manufactured Home | Solar Pool Heater | 10130.719 | Products | 1169.5137
Residential | New | Single Family | Solar Pool Heater | 10130.719 | Products | 1169.5137
Residential | New | Multi-Family | Solar Pool Heater | 10130.719 | Products | 1169.5137
Residential | New | Manufactured Home | Solar Pool Heater | 10130.719 | Products | 1169.5137
Residential | Existing | Single Family | Ceiling Insulation(R2 to R38) | 3236 | HVAC | 640.8588
Residential | Existing | Multi-Family | Ceiling Insulation(R2 to R38) | 1949 | HVAC | 385.9808
Residential | Existing | Manufactured Home | Ceiling Insulation(R2 to R38) | 2007.61 | HVAC | 397.5879
Residential | New | Single Family | Ceiling Insulation(R2 to R38) | 3236 | HVAC | 640.8588
Residential | New | Multi-Family | Ceiling Insulation(R2 to R38) | 1949 | HVAC | 385.9808
Residential | New | Manufactured Home | Ceiling Insulation(R2 to R38) | 2007.61 | HVAC | 397.5879
Residential | Existing | Single Family | Duct Repair | 794.0628 | HVAC | 157.2565
Residential | Existing | Manufactured Home | Duct Repair | 776.76 | HVAC | 153.8299
Residential | New | Single Family | Programmable Thermostat | 113.8157 | HVAC | 22.5401
Residential | New | Multi-Family | Programmable Thermostat | 74.0116 | HVAC | 14.6573
Residential | New | Manufactured Home | Programmable Thermostat | 111.3356 | HVAC | 22.0489
Residential | New | Single Family | Smart Thermostat | 264.6876 | HVAC | 52.4188
Commercial | Turnover | Assembly | Efficient Exhaust Hood | 8066.5 | Products | 179.439
Commercial | Turnover | College and University | Efficient Exhaust Hood | 8066.5 | Products | 179.439
Commercial | Turnover | Grocery | Efficient Exhaust Hood | 8066.5 | Products | 179.439
Commercial | Turnover | Healthcare | Efficient Exhaust Hood | 8066.5 | Products | 179.439
Commercial | Turnover | Hospitals | Efficient Exhaust Hood | 8066.5 | Products | 179.439
Commercial | Turnover | Institutional | Efficient Exhaust Hood | 8066.5 | Products | 179.439
Commercial | Turnover | Lodging/Hospitality | Efficient Exhaust Hood | 8066.5 | Products | 179.439
Commercial | Turnover | Miscellaneous | Efficient Exhaust Hood | 8066.5 | Products | 179.439
Commercial | Turnover | Offices | Efficient Exhaust Hood | 8066.5 | Products | 179.439
Commercial | Turnover | Restaurants | Efficient Exhaust Hood | 8066.5 | Products | 179.439
Commercial | Turnover | Retail | Efficient Exhaust Hood | 8066.5 | Products | 179.439
Commercial | Turnover | Schools K-12 | Efficient Exhaust Hood | 8066.5 | Products | 179.439
Commercial | Turnover | Warehouse | Efficient Exhaust Hood | 8066.5 | Products | 179.439
Commercial | New | Assembly | Efficient Exhaust Hood | 8066.5 | Products | 179.439
Commercial | New | College and University | Efficient Exhaust Hood | 8066.5 | Products | 179.439
Commercial | New | Grocery | Efficient Exhaust Hood | 8066.5 | Products | 179.439
Commercial | New | Healthcare | Efficient Exhaust Hood | 8066.5 | Products | 179.439
Commercial | New | Hospitals | Efficient Exhaust Hood | 8066.5 | Products | 179.439
Commercial | New | Institutional | Efficient Exhaust Hood | 8066.5 | Products | 179.439
Commercial | New | Lodging/Hospitality | Efficient Exhaust Hood | 8066.5 | Products | 179.439
Commercial | New | Miscellaneous | Efficient Exhaust Hood | 8066.5 | Products | 179.439
Commercial | New | Offices | Efficient Exhaust Hood | 8066.5 | Products | 179.439
Commercial | New | Restaurants | Efficient Exhaust Hood | 8066.5 | Products | 179.439
Commercial | New | Retail | Efficient Exhaust Hood | 8066.5 | Products | 179.439
Commercial | New | Schools K-12 | Efficient Exhaust Hood | 8066.5 | Products | 179.439
Commercial | New | Warehouse | Efficient Exhaust Hood | 8066.5 | Products | 179.439
Commercial | Turnover | College and University | High Efficiency Chiller (Air Cooled, 50 tons) | 14397.1378 | HVAC | 634.4816
Commercial | Turnover | Healthcare | High Efficiency Chiller (Air Cooled, 50 tons) | 28238.2483 | HVAC | 1244.459
Commercial | Turnover | Hospitals | High Efficiency Chiller (Air Cooled, 50 tons) | 26748.8892 | HVAC | 1178.823
Commercial | Turnover | Lodging/Hospitality | High Efficiency Chiller (Air Cooled, 50 tons) | 21436.8418 | HVAC | 944.7212
Commercial | Turnover | Offices | High Efficiency Chiller (Air Cooled, 50 tons) | 14605.6481 | HVAC | 643.6706
Commercial | Turnover | Restaurants | High Efficiency Chiller (Air Cooled, 50 tons) | 21029.7503 | HVAC | 926.7807
Commercial | Turnover | Retail | High Efficiency Chiller (Air Cooled, 50 tons) | 16482.2406 | HVAC | 726.372
Commercial | Turnover | Schools K-12 | High Efficiency Chiller (Air Cooled, 50 tons) | 14327.6344 | HVAC | 631.4186
Commercial | New | College and University | High Efficiency Chiller (Air Cooled, 50 tons) | 14397.1378 | HVAC | 634.4816
Commercial | New | Healthcare | High Efficiency Chiller (Air Cooled, 50 tons) | 28238.2483 | HVAC | 1244.459
Commercial | New | Hospitals | High Efficiency Chiller (Air Cooled, 50 tons) | 26748.8892 | HVAC | 1178.823
Commercial | New | Lodging/Hospitality | High Efficiency Chiller (Air Cooled, 50 tons) | 21436.8418 | HVAC | 944.7212
Commercial | New | Offices | High Efficiency Chiller (Air Cooled, 50 tons) | 14605.6481 | HVAC | 643.6706
Commercial | New | Restaurants | High Efficiency Chiller (Air Cooled, 50 tons) | 21029.7503 | HVAC | 926.7807
Commercial | New | Retail | High Efficiency Chiller (Air Cooled, 50 tons) | 16482.2406 | HVAC | 726.372
Commercial | New | Schools K-12 | High Efficiency Chiller (Air Cooled, 50 tons) | 14327.6344 | HVAC | 631.4186
Commercial | Turnover | Healthcare | High Efficiency Chiller (Water cooled-centrifugal, 200 tons) | 34925.2223 | HVAC | 1539.1539
Commercial | Turnover | Hospitals | High Efficiency Chiller (Water cooled-centrifugal, 200 tons) | 33083.1747 | HVAC | 1457.9749
Commercial | Turnover | Lodging/Hospitality | High Efficiency Chiller (Water cooled-centrifugal, 200 tons) | 26513.205 | HVAC | 1168.4364
Commercial | Turnover | Offices | High Efficiency Chiller (Water cooled-centrifugal, 200 tons) | 18064.3467 | HVAC | 796.0954
Commercial | Turnover | Restaurants | High Efficiency Chiller (Water cooled-centrifugal, 200 tons) | 26009.712 | HVAC | 1146.2475
Commercial | Turnover | Retail | High Efficiency Chiller (Water cooled-centrifugal, 200 tons) | 20385.3267 | HVAC | 898.3809
Commercial | New | Healthcare | High Efficiency Chiller (Water cooled-centrifugal, 200 tons) | 34925.2223 | HVAC | 1539.1539
Commercial | New | Hospitals | High Efficiency Chiller (Water cooled-centrifugal, 200 tons) | 33083.1747 | HVAC | 1457.9749
Commercial | New | Lodging/Hospitality | High Efficiency Chiller (Water cooled-centrifugal, 200 tons) | 26513.205 | HVAC | 1168.4364
Commercial | New | Offices | High Efficiency Chiller (Water cooled-centrifugal, 200 tons) | 18064.3467 | HVAC | 796.0954
Commercial | New | Restaurants | High Efficiency Chiller (Water cooled-centrifugal, 200 tons) | 26009.712 | HVAC | 1146.2475
Commercial | New | Retail | High Efficiency Chiller (Water cooled-centrifugal, 200 tons) | 20385.3267 | HVAC | 898.3809
Commercial | Turnover | Healthcare | High Efficiency Chiller (Water cooled-positive displacement, 100 tons) | 11082.0417 | HVAC | 488.3854
Commercial | Turnover | Hospitals | High Efficiency Chiller (Water cooled-positive displacement, 100 tons) | 10497.5458 | HVAC | 462.6266
Commercial | New | Healthcare | High Efficiency Chiller (Water cooled-positive displacement, 100 tons) | 11082.0417 | HVAC | 488.3854
Commercial | New | Hospitals | High Efficiency Chiller (Water cooled-positive displacement, 100 tons) | 10497.5458 | HVAC | 462.6266
Commercial | Turnover | Grocery | High Efficiency PTAC | 431.8047 | HVAC | 19.0296
Commercial | Turnover | Institutional | High Efficiency PTAC | 422.2356 | HVAC | 18.6079
Commercial | Turnover | Miscellaneous | High Efficiency PTAC | 436.5892 | HVAC | 19.2405
Commercial | New | Grocery | High Efficiency PTAC | 431.8047 | HVAC | 19.0296
Commercial | New | Institutional | High Efficiency PTAC | 422.2356 | HVAC | 18.6079
Commercial | New | Miscellaneous | High Efficiency PTAC | 436.5892 | HVAC | 19.2405
Commercial | Turnover | Grocery | High Efficiency PTHP | 446.895 | HVAC | 19.6947
Commercial | Turnover | Institutional | High Efficiency PTHP | 429.886 | HVAC | 18.9451
Commercial | Turnover | Miscellaneous | High Efficiency PTHP | 441.4321 | HVAC | 19.4539
Commercial | New | Grocery | High Efficiency PTHP | 446.895 | HVAC | 19.6947
Commercial | New | Institutional | High Efficiency PTHP | 429.886 | HVAC | 18.9451
Commercial | New | Miscellaneous | High Efficiency PTHP | 441.4321 | HVAC | 19.4539
Commercial | Turnover | Assembly | High Bay LED | 581.9107 | Lighting | 12.9446
Commercial | Turnover | Schools K-12 | High Bay LED | 481.351 | Lighting | 10.7076
Commercial | New | Assembly | High Bay LED | 581.9107 | Lighting | 12.9446
Commercial | New | Schools K-12 | High Bay LED | 481.351 | Lighting | 10.7076
Commercial | Turnover | Assembly | Solar Pool Heater | 10130.719 | Custom | 347.6584
Commercial | Turnover | College and University | Solar Pool Heater | 10130.719 | Custom | 347.6584
Commercial | Turnover | Grocery | Solar Pool Heater | 10130.719 | Custom | 347.6584
Commercial | Turnover | Healthcare | Solar Pool Heater | 10130.719 | Custom | 347.6584
Commercial | Turnover | Hospitals | Solar Pool Heater | 10130.719 | Custom | 347.6584
Commercial | Turnover | Institutional | Solar Pool Heater | 10130.719 | Custom | 347.6584
Commercial | Turnover | Lodging/Hospitality | Solar Pool Heater | 10130.719 | Custom | 347.6584
Commercial | Turnover | Miscellaneous | Solar Pool Heater | 10130.719 | Custom | 347.6584
Commercial | Turnover | Offices | Solar Pool Heater | 10130.719 | Custom | 347.6584
Commercial | Turnover | Restaurants | Solar Pool Heater | 10130.719 | Custom | 347.6584
Commercial | Turnover | Retail | Solar Pool Heater | 10130.719 | Custom | 347.6584
Commercial | Turnover | Schools K-12 | Solar Pool Heater | 10130.719 | Custom | 347.6584
Commercial | Turnover | Warehouse | Solar Pool Heater | 10130.719 | Custom | 347.6584
Commercial | New | Assembly | Solar Pool Heater | 10130.719 | Custom | 347.6584
Commercial | New | College and University | Solar Pool Heater | 10130.719 | Custom | 347.6584
Commercial | New | Grocery | Solar Pool Heater | 10130.719 | Custom | 347.6584
Commercial | New | Healthcare | Solar Pool Heater | 10130.719 | Custom | 347.6584
Commercial | New | Hospitals | Solar Pool Heater | 10130.719 | Custom | 347.6584
Commercial | New | Institutional | Solar Pool Heater | 10130.719 | Custom | 347.6584
Commercial | New | Lodging/Hospitality | Solar Pool Heater | 10130.719 | Custom | 347.6584
Commercial | New | Miscellaneous | Solar Pool Heater | 10130.719 | Custom | 347.6584
Commercial | New | Offices | Solar Pool Heater | 10130.719 | Custom | 347.6584
Commercial | New | Restaurants | Solar Pool Heater | 10130.719 | Custom | 347.6584
Commercial | New | Retail | Solar Pool Heater | 10130.719 | Custom | 347.6584
Commercial | New | Schools K-12 | Solar Pool Heater | 10130.719 | Custom | 347.6584
Commercial | New | Warehouse | Solar Pool Heater | 10130.719 | Custom | 347.6584
Commercial | Turnover | Assembly | Energy Star Uninterruptable Power Supply | 5.3521 | Products | 0.11906
Commercial | Turnover | College and University | Energy Star Uninterruptable Power Supply | 5.3521 | Products | 0.11906
Commercial | Turnover | Grocery | Energy Star Uninterruptable Power Supply | 5.3521 | Products | 0.11906
Commercial | Turnover | Healthcare | Energy Star Uninterruptable Power Supply | 5.3521 | Products | 0.11906
Commercial | Turnover | Hospitals | Energy Star Uninterruptable Power Supply | 5.3521 | Products | 0.11906
Commercial | Turnover | Institutional | Energy Star Uninterruptable Power Supply | 5.3521 | Products | 0.11906
Commercial | Turnover | Lodging/Hospitality | Energy Star Uninterruptable Power Supply | 5.3521 | Products | 0.11906
Commercial | Turnover | Miscellaneous | Energy Star Uninterruptable Power Supply | 5.3521 | Products | 0.11906
Commercial | Turnover | Offices | Energy Star Uninterruptable Power Supply | 5.3521 | Products | 0.11906
Commercial | Turnover | Restaurants | Energy Star Uninterruptable Power Supply | 5.3521 | Products | 0.11906
Commercial | Turnover | Retail | Energy Star Uninterruptable Power Supply | 5.3521 | Products | 0.11906
Commercial | Turnover | Schools K-12 | Energy Star Uninterruptable Power Supply | 5.3521 | Products | 0.11906
Commercial | Turnover | Warehouse | Energy Star Uninterruptable Power Supply | 5.3521 | Products | 0.11906
Commercial | New | Assembly | Energy Star Uninterruptable Power Supply | 5.3521 | Products | 0.11906
Commercial | New | College and University | Energy Star Uninterruptable Power Supply | 5.3521 | Products | 0.11906
Commercial | New | Grocery | Energy Star Uninterruptable Power Supply | 5.3521 | Products | 0.11906
Commercial | New | Healthcare | Energy Star Uninterruptable Power Supply | 5.3521 | Products | 0.11906
Commercial | New | Hospitals | Energy Star Uninterruptable Power Supply | 5.3521 | Products | 0.11906
Commercial | New | Institutional | Energy Star Uninterruptable Power Supply | 5.3521 | Products | 0.11906
Commercial | New | Lodging/Hospitality | Energy Star Uninterruptable Power Supply | 5.3521 | Products | 0.11906
Commercial | New | Miscellaneous | Energy Star Uninterruptable Power Supply | 5.3521 | Products | 0.11906
Commercial | New | Offices | Energy Star Uninterruptable Power Supply | 5.3521 | Products | 0.11906
Commercial | New | Restaurants | Energy Star Uninterruptable Power Supply | 5.3521 | Products | 0.11906
Commercial | New | Retail | Energy Star Uninterruptable Power Supply | 5.3521 | Products | 0.11906
Commercial | New | Schools K-12 | Energy Star Uninterruptable Power Supply | 5.3521 | Products | 0.11906
Commercial | New | Warehouse | Energy Star Uninterruptable Power Supply | 5.3521 | Products | 0.11906
Commercial | Existing | Assembly | Ceiling Insulation(R2 to R38) | 1.812 | HVAC | 0.079856
Commercial | Existing | College and University | Ceiling Insulation(R2 to R38) | 1.812 | HVAC | 0.079856
Commercial | Existing | Grocery | Ceiling Insulation(R2 to R38) | 1.812 | HVAC | 0.079856
Commercial | Existing | Healthcare | Ceiling Insulation(R2 to R38) | 1.812 | HVAC | 0.079856
Commercial | Existing | Hospitals | Ceiling Insulation(R2 to R38) | 1.812 | HVAC | 0.079856
Commercial | Existing | Institutional | Ceiling Insulation(R2 to R38) | 1.812 | HVAC | 0.079856
Commercial | Existing | Lodging/Hospitality | Ceiling Insulation(R2 to R38) | 1.812 | HVAC | 0.079856
Commercial | Existing | Miscellaneous | Ceiling Insulation(R2 to R38) | 1.812 | HVAC | 0.079856
Commercial | Existing | Offices | Ceiling Insulation(R2 to R38) | 1.812 | HVAC | 0.079856
Commercial | Existing | Restaurants | Ceiling Insulation(R2 to R38) | 1.812 | HVAC | 0.079856
Commercial | Existing | Retail | Ceiling Insulation(R2 to R38) | 1.812 | HVAC | 0.079856
Commercial | Existing | Schools K-12 | Ceiling Insulation(R2 to R38) | 1.812 | HVAC | 0.079856
Commercial | New | Assembly | Ceiling Insulation(R2 to R38) | 1.7842 | HVAC | 0.07863
Commercial | New | College and University | Ceiling Insulation(R2 to R38) | 1.7842 | HVAC | 0.07863
Commercial | New | Grocery | Ceiling Insulation(R2 to R38) | 1.7842 | HVAC | 0.07863
Commercial | New | Healthcare | Ceiling Insulation(R2 to R38) | 1.7842 | HVAC | 0.07863
Commercial | New | Hospitals | Ceiling Insulation(R2 to R38) | 1.7842 | HVAC | 0.07863
Commercial | New | Institutional | Ceiling Insulation(R2 to R38) | 1.7842 | HVAC | 0.07863
Commercial | New | Lodging/Hospitality | Ceiling Insulation(R2 to R38) | 1.7842 | HVAC | 0.07863
Commercial | New | Miscellaneous | Ceiling Insulation(R2 to R38) | 1.7842 | HVAC | 0.07863
Commercial | New | Offices | Ceiling Insulation(R2 to R38) | 1.7842 | HVAC | 0.07863
Commercial | New | Restaurants | Ceiling Insulation(R2 to R38) | 1.7842 | HVAC | 0.07863
Commercial | New | Retail | Ceiling Insulation(R2 to R38) | 1.7842 | HVAC | 0.07863
Commercial | New | Schools K-12 | Ceiling Insulation(R2 to R38) | 1.7842 | HVAC | 0.07863
Commercial | Existing | Assembly | Duct Sealing Repair | 5769.3882 | HVAC | 254.2568
Commercial | Existing | College and University | Duct Sealing Repair | 34458.2784 | HVAC | 1518.5756
Commercial | Existing | Schools K-12 | Duct Sealing Repair | 23625.2368 | HVAC | 1041.1637
Commercial | New | Assembly | Duct Sealing Repair | 5769.3882 | HVAC | 254.2568
Commercial | New | College and University | Duct Sealing Repair | 34458.2784 | HVAC | 1518.5756
Commercial | New | Schools K-12 | Duct Sealing Repair | 23625.2368 | HVAC | 1041.1637
Commercial | Existing | Grocery | ECM Motors on Furnaces | 796.3511 | HVAC | 35.0952
Commercial | Existing | Hospitals | ECM Motors on Furnaces | 825.9828 | HVAC | 36.401
Commercial | Existing | Retail | ECM Motors on Furnaces | 1070.4441 | HVAC | 47.1744
Commercial | Existing | Schools K-12 | ECM Motors on Furnaces | 985.253 | HVAC | 43.4201
Commercial | New | Grocery | ECM Motors on Furnaces | 796.3511 | HVAC | 35.0952
Commercial | New | Hospitals | ECM Motors on Furnaces | 825.9828 | HVAC | 36.401
Commercial | New | Retail | ECM Motors on Furnaces | 1070.4441 | HVAC | 47.1744
Commercial | New | Schools K-12 | ECM Motors on Furnaces | 985.253 | HVAC | 43.4201
Commercial | Existing | Lodging/Hospitality | Facility Energy Management System | 73321.6996 | Lighting | 1631.0387
Commercial | Existing | Miscellaneous | Facility Energy Management System | 852134.0156 | Lighting | 18955.6926
Commercial | Existing | Retail | Facility Energy Management System | 20160.1173 | Lighting | 448.4611
Commercial | New | Lodging/Hospitality | Facility Energy Management System | 73321.6996 | Lighting | 1631.0387
Commercial | New | Miscellaneous | Facility Energy Management System | 852134.0156 | Lighting | 18955.6926
Commercial | New | Retail | Facility Energy Management System | 20160.1173 | Lighting | 448.4611
Commercial | Existing | Miscellaneous | Smart Thermostat | 222677.233 | HVAC | 9813.3812
Commercial | New | Miscellaneous | Smart Thermostat | 222677.233 | HVAC | 9813.3812
Commercial | Existing | College and University | Wall Insulation | 1.9029 | HVAC | 0.083862
Commercial | Existing | Grocery | Wall Insulation | 1.9307 | HVAC | 0.085088
Commercial | Existing | Hospitals | Wall Insulation | 1.9307 | HVAC | 0.085088
Commercial | Existing | Lodging/Hospitality | Wall Insulation | 1.9029 | HVAC | 0.083862
Commercial | Existing | Restaurants | Wall Insulation | 1.9593 | HVAC | 0.086346
Commercial | Existing | Retail | Wall Insulation | 1.9307 | HVAC | 0.085088
Commercial | Existing | College and University | Interior Lighting Controls | 617.12 | Lighting | 13.7278
Commercial | Existing | Miscellaneous | Interior Lighting Controls | 617.12 | Lighting | 13.7278
Commercial | New | College and University | Interior Lighting Controls | 617.12 | Lighting | 13.7278
Commercial | New | Miscellaneous | Interior Lighting Controls | 617.12 | Lighting | 13.7278
Commercial | Existing | Assembly | VSD Controlled Compressor | 13160.16 | Custom | 451.6205
Commercial | Existing | College and University | VSD Controlled Compressor | 13160.16 | Custom | 451.6205
Commercial | Existing | Grocery | VSD Controlled Compressor | 13160.16 | Custom | 451.6205
Commercial | Existing | Healthcare | VSD Controlled Compressor | 13160.16 | Custom | 451.6205
Commercial | Existing | Hospitals | VSD Controlled Compressor | 13160.16 | Custom | 451.6205
Commercial | Existing | Institutional | VSD Controlled Compressor | 13160.16 | Custom | 451.6205
Commercial | Existing | Lodging/Hospitality | VSD Controlled Compressor | 13160.16 | Custom | 451.6205
Commercial | Existing | Miscellaneous | VSD Controlled Compressor | 13160.16 | Custom | 451.6205
Commercial | Existing | Offices | VSD Controlled Compressor | 13160.16 | Custom | 451.6205
Commercial | Existing | Restaurants | VSD Controlled Compressor | 13160.16 | Custom | 451.6205
Commercial | Existing | Retail | VSD Controlled Compressor | 13160.16 | Custom | 451.6205
Commercial | Existing | Schools K-12 | VSD Controlled Compressor | 13160.16 | Custom | 451.6205
Commercial | Existing | Warehouse | VSD Controlled Compressor | 13160.16 | Custom | 451.6205
Commercial | New | Assembly | VSD Controlled Compressor | 13160.16 | Custom | 451.6205
Commercial | New | College and University | VSD Controlled Compressor | 13160.16 | Custom | 451.6205
Commercial | New | Grocery | VSD Controlled Compressor | 13160.16 | Custom | 451.6205
Commercial | New | Healthcare | VSD Controlled Compressor | 13160.16 | Custom | 451.6205
Commercial | New | Hospitals | VSD Controlled Compressor | 13160.16 | Custom | 451.6205
Commercial | New | Institutional | VSD Controlled Compressor | 13160.16 | Custom | 451.6205
Commercial | New | Lodging/Hospitality | VSD Controlled Compressor | 13160.16 | Custom | 451.6205
Commercial | New | Miscellaneous | VSD Controlled Compressor | 13160.16 | Custom | 451.6205
Commercial | New | Offices | VSD Controlled Compressor | 13160.16 | Custom | 451.6205
Commercial | New | Restaurants | VSD Controlled Compressor | 13160.16 | Custom | 451.6205
Commercial | New | Retail | VSD Controlled Compressor | 13160.16 | Custom | 451.6205
Commercial | New | Schools K-12 | VSD Controlled Compressor | 13160.16 | Custom | 451.6205
Commercial | New | Warehouse | VSD Controlled Compressor | 13160.16 | Custom | 451.6205
Commercial | Existing | Assembly | PSC to ECM Evaporator Fan Motor (Reach-In) | 503.9324 | Refrigeration | 11.21
Commercial | Existing | College and University | PSC to ECM Evaporator Fan Motor (Reach-In) | 503.9324 | Refrigeration | 11.21
Commercial | Existing | Grocery | PSC to ECM Evaporator Fan Motor (Reach-In) | 503.9324 | Refrigeration | 11.21
Commercial | Existing | Healthcare | PSC to ECM Evaporator Fan Motor (Reach-In) | 503.9324 | Refrigeration | 11.21
Commercial | Existing | Hospitals | PSC to ECM Evaporator Fan Motor (Reach-In) | 503.9324 | Refrigeration | 11.21
Commercial | Existing | Institutional | PSC to ECM Evaporator Fan Motor (Reach-In) | 503.9324 | Refrigeration | 11.21
Commercial | Existing | Lodging/Hospitality | PSC to ECM Evaporator Fan Motor (Reach-In) | 503.9324 | Refrigeration | 11.21
Commercial | Existing | Miscellaneous | PSC to ECM Evaporator Fan Motor (Reach-In) | 503.9324 | Refrigeration | 11.21
Commercial | Existing | Offices | PSC to ECM Evaporator Fan Motor (Reach-In) | 503.9324 | Refrigeration | 11.21
Commercial | Existing | Restaurants | PSC to ECM Evaporator Fan Motor (Reach-In) | 503.9324 | Refrigeration | 11.21
Commercial | Existing | Retail | PSC to ECM Evaporator Fan Motor (Reach-In) | 503.9324 | Refrigeration | 11.21
Commercial | Existing | Schools K-12 | PSC to ECM Evaporator Fan Motor (Reach-In) | 503.9324 | Refrigeration | 11.21
Commercial | Existing | Warehouse | PSC to ECM Evaporator Fan Motor (Reach-In) | 503.9324 | Refrigeration | 11.21
Commercial | New | Assembly | PSC to ECM Evaporator Fan Motor (Reach-In) | 503.9324 | Refrigeration | 11.21
Commercial | New | College and University | PSC to ECM Evaporator Fan Motor (Reach-In) | 503.9324 | Refrigeration | 11.21
Commercial | New | Grocery | PSC to ECM Evaporator Fan Motor (Reach-In) | 503.9324 | Refrigeration | 11.21
Commercial | New | Healthcare | PSC to ECM Evaporator Fan Motor (Reach-In) | 503.9324 | Refrigeration | 11.21
Commercial | New | Hospitals | PSC to ECM Evaporator Fan Motor (Reach-In) | 503.9324 | Refrigeration | 11.21
Commercial | New | Institutional | PSC to ECM Evaporator Fan Motor (Reach-In) | 503.9324 | Refrigeration | 11.21
Commercial | New | Lodging/Hospitality | PSC to ECM Evaporator Fan Motor (Reach-In) | 503.9324 | Refrigeration | 11.21
Commercial | New | Miscellaneous | PSC to ECM Evaporator Fan Motor (Reach-In) | 503.9324 | Refrigeration | 11.21
Commercial | New | Offices | PSC to ECM Evaporator Fan Motor (Reach-In) | 503.9324 | Refrigeration | 11.21
Commercial | New | Restaurants | PSC to ECM Evaporator Fan Motor (Reach-In) | 503.9324 | Refrigeration | 11.21
Commercial | New | Retail | PSC to ECM Evaporator Fan Motor (Reach-In) | 503.9324 | Refrigeration | 11.21
Commercial | New | Schools K-12 | PSC to ECM Evaporator Fan Motor (Reach-In) | 503.9324 | Refrigeration | 11.21
Commercial | New | Warehouse | PSC to ECM Evaporator Fan Motor (Reach-In) | 503.9324 | Refrigeration | 11.21
Commercial | Existing | Retail | Demand Controlled Ventilation | 5126.5164 | HVAC | 225.9255
Commercial | New | Retail | Demand Controlled Ventilation | 5126.5164 | HVAC | 225.9255
Industrial | Existing | Agriculture and Assembly | Compressed Air Controls | 1 | Custom | 0.034317
Industrial | New | Agriculture and Assembly | Compressed Air Controls | 1 | Custom | 0.034317
Industrial | New | Agriculture and Assembly | Compressed Air Equipment | 1 | Custom | 0.034317
Industrial | Turnover | Agriculture and Assembly | Compressed Air Equipment | 1 | Custom | 0.034317
Industrial | Existing | Agriculture and Assembly | Plant Energy Management | 1 | Custom | 0.034317
Industrial | New | Agriculture and Assembly | Plant Energy Management | 1 | Custom | 0.034317
Industrial | New | Agriculture and Assembly | Efficient Lighting - Exterior | 1 | Lighting | 0.022245
Industrial | Turnover | Agriculture and Assembly | Efficient Lighting - Exterior | 1 | Lighting | 0.022245
Industrial | Existing | Agriculture and Assembly | Lighting Controls - Exterior | 1 | Lighting | 0.022245
Industrial | New | Agriculture and Assembly | Lighting Controls - Exterior | 1 | Lighting | 0.022245
Industrial | Existing | Agriculture and Assembly | Building Envelope Improvements | 1 | HVAC | 0.04407
Industrial | New | Agriculture and Assembly | Building Envelope Improvements | 1 | HVAC | 0.04407
Industrial | New | Agriculture and Assembly | HVAC Equipment Upgrades | 1 | HVAC | 0.04407
Industrial | Turnover | Agriculture and Assembly | HVAC Equipment Upgrades | 1 | HVAC | 0.04407
Industrial | New | Agriculture and Assembly | Efficient Lighting - High Bay | 1 | Lighting | 0.022245
Industrial | Turnover | Agriculture and Assembly | Efficient Lighting - High Bay | 1 | Lighting | 0.022245
Industrial | New | Agriculture and Assembly | Efficient Lighting - Other Interior Lighting | 1 | Lighting | 0.022245
Industrial | Turnover | Agriculture and Assembly | Efficient Lighting - Other Interior Lighting | 1 | Lighting | 0.022245
Industrial | Existing | Agriculture and Assembly | Lighting Controls | 1 | Lighting | 0.022245
Industrial | New | Agriculture and Assembly | Lighting Controls | 1 | Lighting | 0.022245
Industrial | New | Agriculture and Assembly | Fan Equipment Upgrades | 1 | Custom | 0.034317
Industrial | Turnover | Agriculture and Assembly | Fan Equipment Upgrades | 1 | Custom | 0.034317
Industrial | New | Agriculture and Assembly | Motor Equipment Upgrades | 1 | Custom | 0.034317
Industrial | Turnover | Agriculture and Assembly | Motor Equipment Upgrades | 1 | Custom | 0.034317
Industrial | Existing | Agriculture and Assembly | Motor Optimization | 1 | Custom | 0.034317
Industrial | New | Agriculture and Assembly | Motor Optimization | 1 | Custom | 0.034317
Industrial | New | Agriculture and Assembly | Pump Equipment Upgrade | 1 | Custom | 0.034317
Industrial | Turnover | Agriculture and Assembly | Pump Equipment Upgrade | 1 | Custom | 0.034317
Industrial | New | Agriculture and Assembly | Process Refrig Equipment Upgrade | 1 | Custom | 0.034317
Industrial | Turnover | Agriculture and Assembly | Process Refrig Equipment Upgrade | 1 | Custom | 0.034317
Industrial | Existing | Chemicals and Plastics | Compressed Air Controls | 1 | Custom | 0.034317
Industrial | New | Chemicals and Plastics | Compressed Air Controls | 1 | Custom | 0.034317
Industrial | New | Chemicals and Plastics | Compressed Air Equipment | 1 | Custom | 0.034317
Industrial | Turnover | Chemicals and Plastics | Compressed Air Equipment | 1 | Custom | 0.034317
Industrial | New | Chemicals and Plastics | Efficient Lighting - Exterior | 1 | Lighting | 0.022245
Industrial | Turnover | Chemicals and Plastics | Efficient Lighting - Exterior | 1 | Lighting | 0.022245
Industrial | Existing | Chemicals and Plastics | Lighting Controls - Exterior | 1 | Lighting | 0.022245
Industrial | New | Chemicals and Plastics | Lighting Controls - Exterior | 1 | Lighting | 0.022245
Industrial | Existing | Chemicals and Plastics | Building Envelope Improvements | 1 | HVAC | 0.04407
Industrial | New | Chemicals and Plastics | Building Envelope Improvements | 1 | HVAC | 0.04407
Industrial | New | Chemicals and Plastics | HVAC Equipment Upgrades | 1 | HVAC | 0.04407
Industrial | Turnover | Chemicals and Plastics | HVAC Equipment Upgrades | 1 | HVAC | 0.04407
Industrial | New | Chemicals and Plastics | Efficient Lighting - High Bay | 1 | Lighting | 0.022245
Industrial | Turnover | Chemicals and Plastics | Efficient Lighting - High Bay | 1 | Lighting | 0.022245
Industrial | New | Chemicals and Plastics | Efficient Lighting - Other Interior Lighting | 1 | Lighting | 0.022245
Industrial | Turnover | Chemicals and Plastics | Efficient Lighting - Other Interior Lighting | 1 | Lighting | 0.022245
Industrial | Existing | Chemicals and Plastics | Lighting Controls | 1 | Lighting | 0.022245
Industrial | New | Chemicals and Plastics | Lighting Controls | 1 | Lighting | 0.022245
Industrial | New | Chemicals and Plastics | Fan Equipment Upgrades | 1 | Custom | 0.034317
Industrial | Turnover | Chemicals and Plastics | Fan Equipment Upgrades | 1 | Custom | 0.034317
Industrial | New | Chemicals and Plastics | Motor Equipment Upgrades | 1 | Custom | 0.034317
Industrial | Turnover | Chemicals and Plastics | Motor Equipment Upgrades | 1 | Custom | 0.034317
Industrial | Existing | Chemicals and Plastics | Motor Improved Controls | 1 | Custom | 0.034317
Industrial | New | Chemicals and Plastics | Motor Improved Controls | 1 | Custom | 0.034317
Industrial | New | Chemicals and Plastics | Pump Equipment Upgrade | 1 | Custom | 0.034317
Industrial | Turnover | Chemicals and Plastics | Pump Equipment Upgrade | 1 | Custom | 0.034317
Industrial | Existing | Chemicals and Plastics | Pump System Optimization | 1 | Custom | 0.034317
Industrial | New | Chemicals and Plastics | Pump System Optimization | 1 | Custom | 0.034317
Industrial | Existing | Chemicals and Plastics | Process Refrig Controls | 1 | Custom | 0.034317
Industrial | New | Chemicals and Plastics | Process Refrig Controls | 1 | Custom | 0.034317
Industrial | New | Chemicals and Plastics | Process Refrig Equipment Upgrade | 1 | Custom | 0.034317
Industrial | Turnover | Chemicals and Plastics | Process Refrig Equipment Upgrade | 1 | Custom | 0.034317
Industrial | New | Chemicals and Plastics | Process Heat Equipment Upgrade | 1 | Custom | 0.034317
Industrial | Turnover | Chemicals and Plastics | Process Heat Equipment Upgrade | 1 | Custom | 0.034317
Industrial | New | Construction | Compressed Air Equipment | 1 | Custom | 0.034317
Industrial | Turnover | Construction | Compressed Air Equipment | 1 | Custom | 0.034317
Industrial | New | Construction | Efficient Lighting - Exterior | 1 | Lighting | 0.022245
Industrial | Turnover | Construction | Efficient Lighting - Exterior | 1 | Lighting | 0.022245
Industrial | Existing | Construction | Lighting Controls - Exterior | 1 | Lighting | 0.022245
Industrial | New | Construction | Lighting Controls - Exterior | 1 | Lighting | 0.022245
Industrial | Existing | Construction | Building Envelope Improvements | 1 | HVAC | 0.04407
Industrial | New | Construction | Building Envelope Improvements | 1 | HVAC | 0.04407
Industrial | New | Construction | HVAC Equipment Upgrades | 1 | HVAC | 0.04407
Industrial | Turnover | Construction | HVAC Equipment Upgrades | 1 | HVAC | 0.04407
Industrial | Existing | Construction | HVAC Recommissioning | 1 | HVAC | 0.04407
Industrial | New | Construction | HVAC Recommissioning | 1 | HVAC | 0.04407
Industrial | New | Construction | Efficient Lighting - High Bay | 1 | Lighting | 0.022245
Industrial | Turnover | Construction | Efficient Lighting - High Bay | 1 | Lighting | 0.022245
Industrial | New | Construction | Efficient Lighting - Other Interior Lighting | 1 | Lighting | 0.022245
Industrial | Turnover | Construction | Efficient Lighting - Other Interior Lighting | 1 | Lighting | 0.022245
Industrial | Existing | Construction | Lighting Controls | 1 | Lighting | 0.022245
Industrial | New | Construction | Lighting Controls | 1 | Lighting | 0.022245
Industrial | New | Construction | Fan Equipment Upgrades | 1 | Custom | 0.034317
Industrial | Turnover | Construction | Fan Equipment Upgrades | 1 | Custom | 0.034317
Industrial | New | Construction | Motor Equipment Upgrades | 1 | Custom | 0.034317
Industrial | Turnover | Construction | Motor Equipment Upgrades | 1 | Custom | 0.034317
Industrial | Existing | Construction | Motor Improved Controls | 1 | Custom | 0.034317
Industrial | New | Construction | Motor Improved Controls | 1 | Custom | 0.034317
Industrial | New | Construction | Pump Equipment Upgrade | 1 | Custom | 0.034317
Industrial | Turnover | Construction | Pump Equipment Upgrade | 1 | Custom | 0.034317
Industrial | New | Construction | Process Refrig Equipment Upgrade | 1 | Custom | 0.034317
Industrial | Turnover | Construction | Process Refrig Equipment Upgrade | 1 | Custom | 0.034317
Industrial | Existing | Construction | Process Refrig System Optimization | 1 | Custom | 0.034317
Industrial | New | Construction | Process Refrig System Optimization | 1 | Custom | 0.034317
Industrial | New | Electrical and Electronic Equip. | Efficient Lighting - Exterior | 1 | Lighting | 0.022245
Industrial | Turnover | Electrical and Electronic Equip. | Efficient Lighting - Exterior | 1 | Lighting | 0.022245
Industrial | Existing | Electrical and Electronic Equip. | Lighting Controls - Exterior | 1 | Lighting | 0.022245
Industrial | New | Electrical and Electronic Equip. | Lighting Controls - Exterior | 1 | Lighting | 0.022245
Industrial | Existing | Electrical and Electronic Equip. | Building Envelope Improvements | 1 | HVAC | 0.04407
Industrial | New | Electrical and Electronic Equip. | Building Envelope Improvements | 1 | HVAC | 0.04407
Industrial | New | Electrical and Electronic Equip. | HVAC Equipment Upgrades | 1 | HVAC | 0.04407
Industrial | Turnover | Electrical and Electronic Equip. | HVAC Equipment Upgrades | 1 | HVAC | 0.04407
Industrial | Existing | Electrical and Electronic Equip. | HVAC Improved Controls | 1 | HVAC | 0.04407
Industrial | New | Electrical and Electronic Equip. | HVAC Improved Controls | 1 | HVAC | 0.04407
Industrial | New | Electrical and Electronic Equip. | Efficient Lighting - High Bay | 1 | Lighting | 0.022245
Industrial | Turnover | Electrical and Electronic Equip. | Efficient Lighting - High Bay | 1 | Lighting | 0.022245
Industrial | New | Electrical and Electronic Equip. | Efficient Lighting - Other Interior Lighting | 1 | Lighting | 0.022245
Industrial | Turnover | Electrical and Electronic Equip. | Efficient Lighting - Other Interior Lighting | 1 | Lighting | 0.022245
Industrial | Existing | Electrical and Electronic Equip. | Lighting Controls | 1 | Lighting | 0.022245
Industrial | New | Electrical and Electronic Equip. | Lighting Controls | 1 | Lighting | 0.022245
Industrial | New | Electrical and Electronic Equip. | Motor Equipment Upgrades | 1 | Custom | 0.034317
Industrial | Turnover | Electrical and Electronic Equip. | Motor Equipment Upgrades | 1 | Custom | 0.034317
Industrial | Existing | Electrical and Electronic Equip. | Process Other Systems Optimization | 1 | Custom | 0.034317
Industrial | New | Electrical and Electronic Equip. | Process Other Systems Optimization | 1 | Custom | 0.034317
Industrial | New | Lumber/Furniture/Pulp/Paper | Compressed Air Equipment | 1 | Custom | 0.034317
Industrial | Turnover | Lumber/Furniture/Pulp/Paper | Compressed Air Equipment | 1 | Custom | 0.034317
Industrial | Existing | Lumber/Furniture/Pulp/Paper | Plant Energy Management | 1 | Custom | 0.034317
Industrial | New | Lumber/Furniture/Pulp/Paper | Plant Energy Management | 1 | Custom | 0.034317
Industrial | New | Lumber/Furniture/Pulp/Paper | Efficient Lighting - Exterior | 1 | Lighting | 0.022245
Industrial | Turnover | Lumber/Furniture/Pulp/Paper | Efficient Lighting - Exterior | 1 | Lighting | 0.022245
Industrial | Existing | Lumber/Furniture/Pulp/Paper | Lighting Controls - Exterior | 1 | Lighting | 0.022245
Industrial | New | Lumber/Furniture/Pulp/Paper | Lighting Controls - Exterior | 1 | Lighting | 0.022245
Industrial | New | Lumber/Furniture/Pulp/Paper | HVAC Equipment Upgrades | 1 | HVAC | 0.04407
Industrial | Turnover | Lumber/Furniture/Pulp/Paper | HVAC Equipment Upgrades | 1 | HVAC | 0.04407
Industrial | New | Lumber/Furniture/Pulp/Paper | Efficient Lighting - High Bay | 1 | Lighting | 0.022245
Industrial | Turnover | Lumber/Furniture/Pulp/Paper | Efficient Lighting - High Bay | 1 | Lighting | 0.022245
Industrial | New | Lumber/Furniture/Pulp/Paper | Efficient Lighting - Other Interior Lighting | 1 | Lighting | 0.022245
Industrial | Turnover | Lumber/Furniture/Pulp/Paper | Efficient Lighting - Other Interior Lighting | 1 | Lighting | 0.022245
Industrial | Existing | Lumber/Furniture/Pulp/Paper | Lighting Controls | 1 | Lighting | 0.022245
Industrial | New | Lumber/Furniture/Pulp/Paper | Lighting Controls | 1 | Lighting | 0.022245
Industrial | New | Lumber/Furniture/Pulp/Paper | Fan Equipment Upgrades | 1 | Custom | 0.034317
Industrial | Turnover | Lumber/Furniture/Pulp/Paper | Fan Equipment Upgrades | 1 | Custom | 0.034317
Industrial | New | Lumber/Furniture/Pulp/Paper | Pump Equipment Upgrade | 1 | Custom | 0.034317
Industrial | Turnover | Lumber/Furniture/Pulp/Paper | Pump Equipment Upgrade | 1 | Custom | 0.034317
Industrial | Existing | Lumber/Furniture/Pulp/Paper | Pump System Optimization | 1 | Custom | 0.034317
Industrial | New | Lumber/Furniture/Pulp/Paper | Pump System Optimization | 1 | Custom | 0.034317
Industrial | New | Lumber/Furniture/Pulp/Paper | Process Refrig Equipment Upgrade | 1 | Custom | 0.034317
Industrial | Turnover | Lumber/Furniture/Pulp/Paper | Process Refrig Equipment Upgrade | 1 | Custom | 0.034317
Industrial | Existing | Lumber/Furniture/Pulp/Paper | Process Other Systems Optimization | 1 | Custom | 0.034317
Industrial | New | Lumber/Furniture/Pulp/Paper | Process Other Systems Optimization | 1 | Custom | 0.034317
Industrial | New | Metal Products and Machinery | Compressed Air Equipment | 1 | Custom | 0.034317
Industrial | Turnover | Metal Products and Machinery | Compressed Air Equipment | 1 | Custom | 0.034317
Industrial | Existing | Metal Products and Machinery | Plant Energy Management | 1 | Custom | 0.034317
Industrial | New | Metal Products and Machinery | Plant Energy Management | 1 | Custom | 0.034317
Industrial | New | Metal Products and Machinery | Efficient Lighting - Exterior | 1 | Lighting | 0.022245
Industrial | Turnover | Metal Products and Machinery | Efficient Lighting - Exterior | 1 | Lighting | 0.022245
Industrial | Existing | Metal Products and Machinery | Lighting Controls - Exterior | 1 | Lighting | 0.022245
Industrial | New | Metal Products and Machinery | Lighting Controls - Exterior | 1 | Lighting | 0.022245
Industrial | Existing | Metal Products and Machinery | Building Envelope Improvements | 1 | HVAC | 0.04407
Industrial | New | Metal Products and Machinery | Building Envelope Improvements | 1 | HVAC | 0.04407
Industrial | New | Metal Products and Machinery | HVAC Equipment Upgrades | 1 | HVAC | 0.04407
Industrial | Turnover | Metal Products and Machinery | HVAC Equipment Upgrades | 1 | HVAC | 0.04407
Industrial | New | Metal Products and Machinery | Efficient Lighting - High Bay | 1 | Lighting | 0.022245
Industrial | Turnover | Metal Products and Machinery | Efficient Lighting - High Bay | 1 | Lighting | 0.022245
Industrial | New | Metal Products and Machinery | Efficient Lighting - Other Interior Lighting | 1 | Lighting | 0.022245
Industrial | Turnover | Metal Products and Machinery | Efficient Lighting - Other Interior Lighting | 1 | Lighting | 0.022245
Industrial | Existing | Metal Products and Machinery | Lighting Controls | 1 | Lighting | 0.022245
Industrial | New | Metal Products and Machinery | Lighting Controls | 1 | Lighting | 0.022245
Industrial | New | Metal Products and Machinery | Fan Equipment Upgrades | 1 | Custom | 0.034317
Industrial | Turnover | Metal Products and Machinery | Fan Equipment Upgrades | 1 | Custom | 0.034317
Industrial | New | Metal Products and Machinery | Motor Equipment Upgrades | 1 | Custom | 0.034317
Industrial | Turnover | Metal Products and Machinery | Motor Equipment Upgrades | 1 | Custom | 0.034317
Industrial | New | Metal Products and Machinery | Pump Equipment Upgrade | 1 | Custom | 0.034317
Industrial | Turnover | Metal Products and Machinery | Pump Equipment Upgrade | 1 | Custom | 0.034317
Industrial | New | Metal Products and Machinery | Process Refrig Equipment Upgrade | 1 | Custom | 0.034317
Industrial | Turnover | Metal Products and Machinery | Process Refrig Equipment Upgrade | 1 | Custom | 0.034317
Industrial | New | Metal Products and Machinery | Process Heat Equipment Upgrade | 1 | Custom | 0.034317
Industrial | Turnover | Metal Products and Machinery | Process Heat Equipment Upgrade | 1 | Custom | 0.034317
Industrial | Existing | Metal Products and Machinery | Process Other Systems Optimization | 1 | Custom | 0.034317
Industrial | New | Metal Products and Machinery | Process Other Systems Optimization | 1 | Custom | 0.034317
Industrial | New | Miscellaneous Manufacturing | Efficient Lighting - Exterior | 1 | Lighting | 0.022245
Industrial | Turnover | Miscellaneous Manufacturing | Efficient Lighting - Exterior | 1 | Lighting | 0.022245
Industrial | Existing | Miscellaneous Manufacturing | Lighting Controls - Exterior | 1 | Lighting | 0.022245
Industrial | New | Miscellaneous Manufacturing | Lighting Controls - Exterior | 1 | Lighting | 0.022245
Industrial | Existing | Miscellaneous Manufacturing | Building Envelope Improvements | 1 | HVAC | 0.04407
Industrial | New | Miscellaneous Manufacturing | Building Envelope Improvements | 1 | HVAC | 0.04407
Industrial | New | Miscellaneous Manufacturing | HVAC Equipment Upgrades | 1 | HVAC | 0.04407
Industrial | Turnover | Miscellaneous Manufacturing | HVAC Equipment Upgrades | 1 | HVAC | 0.04407
Industrial | New | Miscellaneous Manufacturing | Efficient Lighting - High Bay | 1 | Lighting | 0.022245
Industrial | Turnover | Miscellaneous Manufacturing | Efficient Lighting - High Bay | 1 | Lighting | 0.022245
Industrial | New | Miscellaneous Manufacturing | Efficient Lighting - Other Interior Lighting | 1 | Lighting | 0.022245
Industrial | Turnover | Miscellaneous Manufacturing | Efficient Lighting - Other Interior Lighting | 1 | Lighting | 0.022245
Industrial | Existing | Miscellaneous Manufacturing | Lighting Controls | 1 | Lighting | 0.022245
Industrial | New | Miscellaneous Manufacturing | Lighting Controls | 1 | Lighting | 0.022245
Industrial | New | Miscellaneous Manufacturing | Fan Equipment Upgrades | 1 | Custom | 0.034317
Industrial | Turnover | Miscellaneous Manufacturing | Fan Equipment Upgrades | 1 | Custom | 0.034317
Industrial | New | Miscellaneous Manufacturing | Motor Equipment Upgrades | 1 | Custom | 0.034317
Industrial | Turnover | Miscellaneous Manufacturing | Motor Equipment Upgrades | 1 | Custom | 0.034317
Industrial | New | Miscellaneous Manufacturing | Pump Equipment Upgrade | 1 | Custom | 0.034317
Industrial | Turnover | Miscellaneous Manufacturing | Pump Equipment Upgrade | 1 | Custom | 0.034317
Industrial | Existing | Miscellaneous Manufacturing | Pump System Optimization | 1 | Custom | 0.034317
Industrial | New | Miscellaneous Manufacturing | Pump System Optimization | 1 | Custom | 0.034317
Industrial | New | Miscellaneous Manufacturing | Process Refrig Equipment Upgrade | 1 | Custom | 0.034317
Industrial | Turnover | Miscellaneous Manufacturing | Process Refrig Equipment Upgrade | 1 | Custom | 0.034317
Industrial | New | Primary Resources Industries | Compressed Air Equipment | 1 | Custom | 0.034317
Industrial | Turnover | Primary Resources Industries | Compressed Air Equipment | 1 | Custom | 0.034317
Industrial | New | Primary Resources Industries | Efficient Lighting - Exterior | 1 | Lighting | 0.022245
Industrial | Turnover | Primary Resources Industries | Efficient Lighting - Exterior | 1 | Lighting | 0.022245
Industrial | Existing | Primary Resources Industries | Lighting Controls - Exterior | 1 | Lighting | 0.022245
Industrial | New | Primary Resources Industries | Lighting Controls - Exterior | 1 | Lighting | 0.022245
Industrial | Existing | Primary Resources Industries | Building Envelope Improvements | 1 | HVAC | 0.04407
Industrial | New | Primary Resources Industries | Building Envelope Improvements | 1 | HVAC | 0.04407
Industrial | New | Primary Resources Industries | HVAC Equipment Upgrades | 1 | HVAC | 0.04407
Industrial | Turnover | Primary Resources Industries | HVAC Equipment Upgrades | 1 | HVAC | 0.04407
Industrial | New | Primary Resources Industries | Efficient Lighting - High Bay | 1 | Lighting | 0.022245
Industrial | Turnover | Primary Resources Industries | Efficient Lighting - High Bay | 1 | Lighting | 0.022245
Industrial | New | Primary Resources Industries | Efficient Lighting - Other Interior Lighting | 1 | Lighting | 0.022245
Industrial | Turnover | Primary Resources Industries | Efficient Lighting - Other Interior Lighting | 1 | Lighting | 0.022245
Industrial | Existing | Primary Resources Industries | Lighting Controls | 1 | Lighting | 0.022245
Industrial | New | Primary Resources Industries | Lighting Controls | 1 | Lighting | 0.022245
Industrial | New | Primary Resources Industries | Fan Equipment Upgrades | 1 | Custom | 0.034317
Industrial | Turnover | Primary Resources Industries | Fan Equipment Upgrades | 1 | Custom | 0.034317
Industrial | New | Primary Resources Industries | Motor Equipment Upgrades | 1 | Custom | 0.034317
Industrial | Turnover | Primary Resources Industries | Motor Equipment Upgrades | 1 | Custom | 0.034317
Industrial | New | Primary Resources Industries | Pump Equipment Upgrade | 1 | Custom | 0.034317
Industrial | Turnover | Primary Resources Industries | Pump Equipment Upgrade | 1 | Custom | 0.034317
Industrial | New | Primary Resources Industries | Process Refrig Equipment Upgrade | 1 | Custom | 0.034317
Industrial | Turnover | Primary Resources Industries | Process Refrig Equipment Upgrade | 1 | Custom | 0.034317
Industrial | Existing | Primary Resources Industries | Process Other Systems Optimization | 1 | Custom | 0.034317
Industrial | New | Primary Resources Industries | Process Other Systems Optimization | 1 | Custom | 0.034317
Industrial | New | Stone/Clay/Glass/Concrete | Compressed Air Equipment | 1 | Custom | 0.034317
Industrial | Turnover | Stone/Clay/Glass/Concrete | Compressed Air Equipment | 1 | Custom | 0.034317
Industrial | New | Stone/Clay/Glass/Concrete | Efficient Lighting - Exterior | 1 | Lighting | 0.022245
Industrial | Turnover | Stone/Clay/Glass/Concrete | Efficient Lighting - Exterior | 1 | Lighting | 0.022245
Industrial | Existing | Stone/Clay/Glass/Concrete | Lighting Controls - Exterior | 1 | Lighting | 0.022245
Industrial | New | Stone/Clay/Glass/Concrete | Lighting Controls - Exterior | 1 | Lighting | 0.022245
Industrial | Existing | Stone/Clay/Glass/Concrete | Building Envelope Improvements | 1 | HVAC | 0.04407
Industrial | New | Stone/Clay/Glass/Concrete | Building Envelope Improvements | 1 | HVAC | 0.04407
Industrial | New | Stone/Clay/Glass/Concrete | HVAC Equipment Upgrades | 1 | HVAC | 0.04407
Industrial | Turnover | Stone/Clay/Glass/Concrete | HVAC Equipment Upgrades | 1 | HVAC | 0.04407
Industrial | New | Stone/Clay/Glass/Concrete | Efficient Lighting - High Bay | 1 | Lighting | 0.022245
Industrial | Turnover | Stone/Clay/Glass/Concrete | Efficient Lighting - High Bay | 1 | Lighting | 0.022245
Industrial | New | Stone/Clay/Glass/Concrete | Efficient Lighting - Other Interior Lighting | 1 | Lighting | 0.022245
Industrial | Turnover | Stone/Clay/Glass/Concrete | Efficient Lighting - Other Interior Lighting | 1 | Lighting | 0.022245
Industrial | Existing | Stone/Clay/Glass/Concrete | Lighting Controls | 1 | Lighting | 0.022245
Industrial | New | Stone/Clay/Glass/Concrete | Lighting Controls | 1 | Lighting | 0.022245
Industrial | New | Stone/Clay/Glass/Concrete | Fan Equipment Upgrades | 1 | Custom | 0.034317
Industrial | Turnover | Stone/Clay/Glass/Concrete | Fan Equipment Upgrades | 1 | Custom | 0.034317
Industrial | New | Stone/Clay/Glass/Concrete | Pump Equipment Upgrade | 1 | Custom | 0.034317
Industrial | Turnover | Stone/Clay/Glass/Concrete | Pump Equipment Upgrade | 1 | Custom | 0.034317
Industrial | New | Stone/Clay/Glass/Concrete | Process Refrig Equipment Upgrade | 1 | Custom | 0.034317
Industrial | Turnover | Stone/Clay/Glass/Concrete | Process Refrig Equipment Upgrade | 1 | Custom | 0.034317
Industrial | New | Stone/Clay/Glass/Concrete | Process Heat Equipment Upgrade | 1 | Custom | 0.034317
Industrial | Turnover | Stone/Clay/Glass/Concrete | Process Heat Equipment Upgrade | 1 | Custom | 0.034317
Industrial | New | Textiles and Leather | Compressed Air Equipment | 1 | Custom | 0.034317
Industrial | Turnover | Textiles and Leather | Compressed Air Equipment | 1 | Custom | 0.034317
Industrial | New | Textiles and Leather | Efficient Lighting - Exterior | 1 | Lighting | 0.022245
Industrial | Turnover | Textiles and Leather | Efficient Lighting - Exterior | 1 | Lighting | 0.022245
Industrial | Existing | Textiles and Leather | Lighting Controls - Exterior | 1 | Lighting | 0.022245
Industrial | New | Textiles and Leather | Lighting Controls - Exterior | 1 | Lighting | 0.022245
Industrial | Existing | Textiles and Leather | Building Envelope Improvements | 1 | HVAC | 0.04407
Industrial | New | Textiles and Leather | Building Envelope Improvements | 1 | HVAC | 0.04407
Industrial | New | Textiles and Leather | HVAC Equipment Upgrades | 1 | HVAC | 0.04407
Industrial | Turnover | Textiles and Leather | HVAC Equipment Upgrades | 1 | HVAC | 0.04407
Industrial | New | Textiles and Leather | Efficient Lighting - High Bay | 1 | Lighting | 0.022245
Industrial | Turnover | Textiles and Leather | Efficient Lighting - High Bay | 1 | Lighting | 0.022245
Industrial | New | Textiles and Leather | Efficient Lighting - Other Interior Lighting | 1 | Lighting | 0.022245
Industrial | Turnover | Textiles and Leather | Efficient Lighting - Other Interior Lighting | 1 | Lighting | 0.022245
Industrial | Existing | Textiles and Leather | Lighting Controls | 1 | Lighting | 0.022245
Industrial | New | Textiles and Leather | Lighting Controls | 1 | Lighting | 0.022245
Industrial | New | Textiles and Leather | Fan Equipment Upgrades | 1 | Custom | 0.034317
Industrial | Turnover | Textiles and Leather | Fan Equipment Upgrades | 1 | Custom | 0.034317
Industrial | New | Textiles and Leather | Motor Equipment Upgrades | 1 | Custom | 0.034317
Industrial | Turnover | Textiles and Leather | Motor Equipment Upgrades | 1 | Custom | 0.034317
Industrial | Existing | Textiles and Leather | Motor Optimization | 1 | Custom | 0.034317
Industrial | New | Textiles and Leather | Motor Optimization | 1 | Custom | 0.034317
Industrial | New | Textiles and Leather | Pump Equipment Upgrade | 1 | Custom | 0.034317
Industrial | Turnover | Textiles and Leather | Pump Equipment Upgrade | 1 | Custom | 0.034317
Industrial | New | Textiles and Leather | Process Refrig Equipment Upgrade | 1 | Custom | 0.034317
Industrial | Turnover | Textiles and Leather | Process Refrig Equipment Upgrade | 1 | Custom | 0.034317
Industrial | New | Transportation Equipment | Efficient Lighting - Exterior | 1 | Lighting | 0.022245
Industrial | Turnover | Transportation Equipment | Efficient Lighting - Exterior | 1 | Lighting | 0.022245
Industrial | Existing | Transportation Equipment | Lighting Controls - Exterior | 1 | Lighting | 0.022245
Industrial | New | Transportation Equipment | Lighting Controls - Exterior | 1 | Lighting | 0.022245
Industrial | Existing | Transportation Equipment | Building Envelope Improvements | 1 | HVAC | 0.04407
Industrial | New | Transportation Equipment | Building Envelope Improvements | 1 | HVAC | 0.04407
Industrial | New | Transportation Equipment | HVAC Equipment Upgrades | 1 | HVAC | 0.04407
Industrial | Turnover | Transportation Equipment | HVAC Equipment Upgrades | 1 | HVAC | 0.04407
Industrial | Existing | Transportation Equipment | HVAC Recommissioning | 1 | HVAC | 0.04407
Industrial | New | Transportation Equipment | HVAC Recommissioning | 1 | HVAC | 0.04407
Industrial | New | Transportation Equipment | Efficient Lighting - High Bay | 1 | Lighting | 0.022245
Industrial | Turnover | Transportation Equipment | Efficient Lighting - High Bay | 1 | Lighting | 0.022245
Industrial | New | Transportation Equipment | Efficient Lighting - Other Interior Lighting | 1 | Lighting | 0.022245
Industrial | Turnover | Transportation Equipment | Efficient Lighting - Other Interior Lighting | 1 | Lighting | 0.022245
Industrial | Existing | Transportation Equipment | Lighting Controls | 1 | Lighting | 0.022245
Industrial | New | Transportation Equipment | Lighting Controls | 1 | Lighting | 0.022245
Industrial | New | Transportation Equipment | Fan Equipment Upgrades | 1 | Custom | 0.034317
Industrial | Turnover | Transportation Equipment | Fan Equipment Upgrades | 1 | Custom | 0.034317
Industrial | New | Transportation Equipment | Pump Equipment Upgrade | 1 | Custom | 0.034317
Industrial | Turnover | Transportation Equipment | Pump Equipment Upgrade | 1 | Custom | 0.034317
Industrial | New | Transportation Equipment | Process Refrig Equipment Upgrade | 1 | Custom | 0.034317
Industrial | Turnover | Transportation Equipment | Process Refrig Equipment Upgrade | 1 | Custom | 0.034317
Industrial | New | Water and Wastewater | Compressed Air Equipment | 1 | Custom | 0.034317
Industrial | Turnover | Water and Wastewater | Compressed Air Equipment | 1 | Custom | 0.034317
Industrial | New | Water and Wastewater | Efficient Lighting - Exterior | 1 | Lighting | 0.022245
Industrial | Turnover | Water and Wastewater | Efficient Lighting - Exterior | 1 | Lighting | 0.022245
Industrial | Existing | Water and Wastewater | Lighting Controls - Exterior | 1 | Lighting | 0.022245
Industrial | New | Water and Wastewater | Lighting Controls - Exterior | 1 | Lighting | 0.022245
Industrial | Existing | Water and Wastewater | Building Envelope Improvements | 1 | HVAC | 0.04407
Industrial | New | Water and Wastewater | Building Envelope Improvements | 1 | HVAC | 0.04407
Industrial | New | Water and Wastewater | HVAC Equipment Upgrades | 1 | HVAC | 0.04407
Industrial | Turnover | Water and Wastewater | HVAC Equipment Upgrades | 1 | HVAC | 0.04407
Industrial | Existing | Water and Wastewater | HVAC Recommissioning | 1 | HVAC | 0.04407
Industrial | New | Water and Wastewater | HVAC Recommissioning | 1 | HVAC | 0.04407
Industrial | New | Water and Wastewater | Efficient Lighting - High Bay | 1 | Lighting | 0.022245
Industrial | Turnover | Water and Wastewater | Efficient Lighting - High Bay | 1 | Lighting | 0.022245
Industrial | New | Water and Wastewater | Efficient Lighting - Other Interior Lighting | 1 | Lighting | 0.022245
Industrial | Turnover | Water and Wastewater | Efficient Lighting - Other Interior Lighting | 1 | Lighting | 0.022245
Industrial | Existing | Water and Wastewater | Lighting Controls | 1 | Lighting | 0.022245
Industrial | New | Water and Wastewater | Lighting Controls | 1 | Lighting | 0.022245
Industrial | New | Water and Wastewater | Fan Equipment Upgrades | 1 | Custom | 0.034317
Industrial | Turnover | Water and Wastewater | Fan Equipment Upgrades | 1 | Custom | 0.034317
Industrial | New | Water and Wastewater | Motor Equipment Upgrades | 1 | Custom | 0.034317
Industrial | Turnover | Water and Wastewater | Motor Equipment Upgrades | 1 | Custom | 0.034317
Industrial | Existing | Water and Wastewater | Motor Improved Controls | 1 | Custom | 0.034317
Industrial | New | Water and Wastewater | Motor Improved Controls | 1 | Custom | 0.034317
Industrial | New | Water and Wastewater | Pump Equipment Upgrade | 1 | Custom | 0.034317
Industrial | Turnover | Water and Wastewater | Pump Equipment Upgrade | 1 | Custom | 0.034317
Industrial | New | Water and Wastewater | Process Refrig Equipment Upgrade | 1 | Custom | 0.034317
Industrial | Turnover | Water and Wastewater | Process Refrig Equipment Upgrade | 1 | Custom | 0.034317
Industrial | Existing | Water and Wastewater | Process Refrig System Optimization | 1 | Custom | 0.034317
Industrial | New | Water and Wastewater | Process Refrig System Optimization | 1 | Custom | 0.034317

## Staff ROG31
PRIVILEGED AND CONFIDENTIAL
Attorney-Client Communication/Attorney Work Product
Prepared at the Direction of the Legal Counsel
| RIM pathway | [11 empty] | TRC pathway
| Customer | Measure Type | Measure Name | Segment | Vintage | Economic Potential |  |  | Achievable Potential |  |  | Reason for failure | Customer | Measure Type | Measure Name | Segment | Vintage | Economic Potential |  |  | Achievable Potential |  |  | Reason for failure
| Class |  |  |  |  | RIM | TRC | PCT | RIM | TRC | PCT |  | Class |  |  |  |  | RIM | TRC | PCT | RIM | TRC | PCT
| Residential | Equipment | Energy Star Clothes Dryer | Single Family | Turnover | 0.34682 | 0.20503 | 0.59116 | N/A | N/A | N/A | Fail RIM | Residential | Equipment | Energy Star Clothes Dryer | Single Family | Turnover | 0.34682 | 0.20503 | 0.59116 | N/A | N/A | N/A | Fail TRC
| Residential | Equipment | Energy Star Clothes Dryer | Multi-Family | Turnover | 0.34682 | 0.20503 | 0.59116 | N/A | N/A | N/A | Fail RIM | Residential | Equipment | Energy Star Clothes Dryer | Multi-Family | Turnover | 0.34682 | 0.20503 | 0.59116 | N/A | N/A | N/A | Fail TRC
| Residential | Equipment | Energy Star Clothes Dryer | Manufactured Home | Turnover | 0.34682 | 0.20503 | 0.59116 | N/A | N/A | N/A | Fail RIM | Residential | Equipment | Energy Star Clothes Dryer | Manufactured Home | Turnover | 0.34682 | 0.20503 | 0.59116 | N/A | N/A | N/A | Fail TRC
| Residential | Equipment | Energy Star Clothes Dryer | Single Family | New | 0.34682 | 0.20503 | 0.59116 | N/A | N/A | N/A | Fail RIM | Residential | Equipment | Energy Star Clothes Dryer | Single Family | New | 0.34682 | 0.20503 | 0.59116 | N/A | N/A | N/A | Fail TRC
| Residential | Equipment | Energy Star Clothes Dryer | Multi-Family | New | 0.34682 | 0.20503 | 0.59116 | N/A | N/A | N/A | Fail RIM | Residential | Equipment | Energy Star Clothes Dryer | Multi-Family | New | 0.34682 | 0.20503 | 0.59116 | N/A | N/A | N/A | Fail TRC
| Residential | Equipment | Energy Star Clothes Dryer | Manufactured Home | New | 0.34682 | 0.20503 | 0.59116 | N/A | N/A | N/A | Fail RIM | Residential | Equipment | Energy Star Clothes Dryer | Manufactured Home | New | 0.34682 | 0.20503 | 0.59116 | N/A | N/A | N/A | Fail TRC
| Residential | Equipment | Energy Star Clothes Washer | Single Family | Turnover | 0.34682 | 3.2649 | 9.4136 | N/A | N/A | N/A | Fail RIM | Residential | Equipment | Energy Star Clothes Washer | Single Family | Turnover | 0.34682 | 3.2649 | 9.4136 | N/A | N/A | N/A | Fail 2-year Threshold
| Residential | Equipment | Energy Star Clothes Washer | Multi-Family | Turnover | 0.34682 | 3.2649 | 9.4136 | N/A | N/A | N/A | Fail RIM | Residential | Equipment | Energy Star Clothes Washer | Multi-Family | Turnover | 0.34682 | 3.2649 | 9.4136 | N/A | N/A | N/A | Fail 2-year Threshold
| Residential | Equipment | Energy Star Clothes Washer | Manufactured Home | Turnover | 0.34682 | 3.2649 | 9.4136 | N/A | N/A | N/A | Fail RIM | Residential | Equipment | Energy Star Clothes Washer | Manufactured Home | Turnover | 0.34682 | 3.2649 | 9.4136 | N/A | N/A | N/A | Fail 2-year Threshold
| Residential | Equipment | Energy Star Clothes Washer | Single Family | New | 0.34682 | 3.2649 | 9.4136 | N/A | N/A | N/A | Fail RIM | Residential | Equipment | Energy Star Clothes Washer | Single Family | New | 0.34682 | 3.2649 | 9.4136 | N/A | N/A | N/A | Fail 2-year Threshold
| Residential | Equipment | Energy Star Clothes Washer | Multi-Family | New | 0.34682 | 3.2649 | 9.4136 | N/A | N/A | N/A | Fail RIM | Residential | Equipment | Energy Star Clothes Washer | Multi-Family | New | 0.34682 | 3.2649 | 9.4136 | N/A | N/A | N/A | Fail 2-year Threshold
| Residential | Equipment | Energy Star Clothes Washer | Manufactured Home | New | 0.34682 | 3.2649 | 9.4136 | N/A | N/A | N/A | Fail RIM | Residential | Equipment | Energy Star Clothes Washer | Manufactured Home | New | 0.34682 | 3.2649 | 9.4136 | N/A | N/A | N/A | Fail 2-year Threshold
| Residential | Equipment | Energy Star Dishwasher | Single Family | Turnover | 0.33042 | 999 | 999 | N/A | N/A | N/A | Fail RIM | Residential | Equipment | Energy Star Dishwasher | Single Family | Turnover | 0.33042 | 999 | 999 | N/A | N/A | N/A | Fail 2-year Threshold
| Residential | Equipment | Energy Star Dishwasher | Multi-Family | Turnover | 0.33042 | 999 | 999 | N/A | N/A | N/A | Fail RIM | Residential | Equipment | Energy Star Dishwasher | Multi-Family | Turnover | 0.33042 | 999 | 999 | N/A | N/A | N/A | Fail 2-year Threshold
| Residential | Equipment | Energy Star Dishwasher | Manufactured Home | Turnover | 0.33042 | 999 | 999 | N/A | N/A | N/A | Fail RIM | Residential | Equipment | Energy Star Dishwasher | Manufactured Home | Turnover | 0.33042 | 999 | 999 | N/A | N/A | N/A | Fail 2-year Threshold
| Residential | Equipment | Energy Star Dishwasher | Single Family | New | 0.33042 | 999 | 999 | N/A | N/A | N/A | Fail RIM | Residential | Equipment | Energy Star Dishwasher | Single Family | New | 0.33042 | 999 | 999 | N/A | N/A | N/A | Fail 2-year Threshold
| Residential | Equipment | Energy Star Dishwasher | Multi-Family | New | 0.33042 | 999 | 999 | N/A | N/A | N/A | Fail RIM | Residential | Equipment | Energy Star Dishwasher | Multi-Family | New | 0.33042 | 999 | 999 | N/A | N/A | N/A | Fail 2-year Threshold
| Residential | Equipment | Energy Star Dishwasher | Manufactured Home | New | 0.33042 | 999 | 999 | N/A | N/A | N/A | Fail RIM | Residential | Equipment | Energy Star Dishwasher | Manufactured Home | New | 0.33042 | 999 | 999 | N/A | N/A | N/A | Fail 2-year Threshold
| Residential | Equipment | Energy Star Freezer | Single Family | Turnover | 0.33417 | 0.24565 | 0.73512 | N/A | N/A | N/A | Fail RIM | Residential | Equipment | Energy Star Freezer | Single Family | Turnover | 0.33417 | 0.24565 | 0.73512 | N/A | N/A | N/A | Fail TRC
| Residential | Equipment | Energy Star Freezer | Multi-Family | Turnover | 0.33417 | 0.24565 | 0.73512 | N/A | N/A | N/A | Fail RIM | Residential | Equipment | Energy Star Freezer | Multi-Family | Turnover | 0.33417 | 0.24565 | 0.73512 | N/A | N/A | N/A | Fail TRC
| Residential | Equipment | Energy Star Freezer | Manufactured Home | Turnover | 0.33417 | 0.24565 | 0.73512 | N/A | N/A | N/A | Fail RIM | Residential | Equipment | Energy Star Freezer | Manufactured Home | Turnover | 0.33417 | 0.24565 | 0.73512 | N/A | N/A | N/A | Fail TRC
| Residential | Equipment | Energy Star Freezer | Single Family | New | 0.33417 | 0.24565 | 0.73512 | N/A | N/A | N/A | Fail RIM | Residential | Equipment | Energy Star Freezer | Single Family | New | 0.33417 | 0.24565 | 0.73512 | N/A | N/A | N/A | Fail TRC
| Residential | Equipment | Energy Star Freezer | Multi-Family | New | 0.33417 | 0.24565 | 0.73512 | N/A | N/A | N/A | Fail RIM | Residential | Equipment | Energy Star Freezer | Multi-Family | New | 0.33417 | 0.24565 | 0.73512 | N/A | N/A | N/A | Fail TRC
| Residential | Equipment | Energy Star Freezer | Manufactured Home | New | 0.33417 | 0.24565 | 0.73512 | N/A | N/A | N/A | Fail RIM | Residential | Equipment | Energy Star Freezer | Manufactured Home | New | 0.33417 | 0.24565 | 0.73512 | N/A | N/A | N/A | Fail TRC
| Residential | Equipment | Energy Star Refrigerator | Single Family | Turnover | 0.31261 | 0.4022 | 1.2866 | N/A | N/A | N/A | Fail RIM | Residential | Equipment | Energy Star Refrigerator | Single Family | Turnover | 0.31261 | 0.4022 | 1.2866 | N/A | N/A | N/A | Fail TRC
| Residential | Equipment | Energy Star Refrigerator | Multi-Family | Turnover | 0.31261 | 0.4022 | 1.2866 | N/A | N/A | N/A | Fail RIM | Residential | Equipment | Energy Star Refrigerator | Multi-Family | Turnover | 0.31261 | 0.4022 | 1.2866 | N/A | N/A | N/A | Fail TRC
| Residential | Equipment | Energy Star Refrigerator | Manufactured Home | Turnover | 0.31261 | 0.4022 | 1.2866 | N/A | N/A | N/A | Fail RIM | Residential | Equipment | Energy Star Refrigerator | Manufactured Home | Turnover | 0.31261 | 0.4022 | 1.2866 | N/A | N/A | N/A | Fail TRC
| Residential | Equipment | Energy Star Refrigerator | Single Family | New | 0.31261 | 0.4022 | 1.2866 | N/A | N/A | N/A | Fail RIM | Residential | Equipment | Energy Star Refrigerator | Single Family | New | 0.31261 | 0.4022 | 1.2866 | N/A | N/A | N/A | Fail TRC
| Residential | Equipment | Energy Star Refrigerator | Multi-Family | New | 0.31261 | 0.4022 | 1.2866 | N/A | N/A | N/A | Fail RIM | Residential | Equipment | Energy Star Refrigerator | Multi-Family | New | 0.31261 | 0.4022 | 1.2866 | N/A | N/A | N/A | Fail TRC
| Residential | Equipment | Energy Star Refrigerator | Manufactured Home | New | 0.31261 | 0.4022 | 1.2866 | N/A | N/A | N/A | Fail RIM | Residential | Equipment | Energy Star Refrigerator | Manufactured Home | New | 0.31261 | 0.4022 | 1.2866 | N/A | N/A | N/A | Fail TRC
| Residential | Equipment | Heat Pump Clothes Dryer | Single Family | Turnover | 0.346 | 0.093944 | 0.27151 | N/A | N/A | N/A | Fail RIM | Residential | Equipment | Heat Pump Clothes Dryer | Single Family | Turnover | 0.346 | 0.093944 | 0.27151 | N/A | N/A | N/A | Fail TRC
| Residential | Equipment | Heat Pump Clothes Dryer | Multi-Family | Turnover | 0.346 | 0.093944 | 0.27151 | N/A | N/A | N/A | Fail RIM | Residential | Equipment | Heat Pump Clothes Dryer | Multi-Family | Turnover | 0.346 | 0.093944 | 0.27151 | N/A | N/A | N/A | Fail TRC
| Residential | Equipment | Heat Pump Clothes Dryer | Manufactured Home | Turnover | 0.346 | 0.093944 | 0.27151 | N/A | N/A | N/A | Fail RIM | Residential | Equipment | Heat Pump Clothes Dryer | Manufactured Home | Turnover | 0.346 | 0.093944 | 0.27151 | N/A | N/A | N/A | Fail TRC
| Residential | Equipment | Heat Pump Clothes Dryer | Single Family | New | 0.346 | 0.093944 | 0.27151 | N/A | N/A | N/A | Fail RIM | Residential | Equipment | Heat Pump Clothes Dryer | Single Family | New | 0.346 | 0.093944 | 0.27151 | N/A | N/A | N/A | Fail TRC
| Residential | Equipment | Heat Pump Clothes Dryer | Multi-Family | New | 0.346 | 0.093944 | 0.27151 | N/A | N/A | N/A | Fail RIM | Residential | Equipment | Heat Pump Clothes Dryer | Multi-Family | New | 0.346 | 0.093944 | 0.27151 | N/A | N/A | N/A | Fail TRC
| Residential | Equipment | Heat Pump Clothes Dryer | Manufactured Home | New | 0.346 | 0.093944 | 0.27151 | N/A | N/A | N/A | Fail RIM | Residential | Equipment | Heat Pump Clothes Dryer | Manufactured Home | New | 0.346 | 0.093944 | 0.27151 | N/A | N/A | N/A | Fail TRC
| Residential | Equipment | High Efficiency Convection Oven | Single Family | Turnover | 0.36953 | 0.050994 | 0.138 | N/A | N/A | N/A | Fail RIM | Residential | Equipment | High Efficiency Convection Oven | Single Family | Turnover | 0.36953 | 0.050994 | 0.138 | N/A | N/A | N/A | Fail TRC
| Residential | Equipment | High Efficiency Convection Oven | Multi-Family | Turnover | 0.36953 | 0.050994 | 0.138 | N/A | N/A | N/A | Fail RIM | Residential | Equipment | High Efficiency Convection Oven | Multi-Family | Turnover | 0.36953 | 0.050994 | 0.138 | N/A | N/A | N/A | Fail TRC
| Residential | Equipment | High Efficiency Convection Oven | Manufactured Home | Turnover | 0.36953 | 0.050994 | 0.138 | N/A | N/A | N/A | Fail RIM | Residential | Equipment | High Efficiency Convection Oven | Manufactured Home | Turnover | 0.36953 | 0.050994 | 0.138 | N/A | N/A | N/A | Fail TRC
| Residential | Equipment | High Efficiency Convection Oven | Single Family | New | 0.36953 | 0.050994 | 0.138 | N/A | N/A | N/A | Fail RIM | Residential | Equipment | High Efficiency Convection Oven | Single Family | New | 0.36953 | 0.050994 | 0.138 | N/A | N/A | N/A | Fail TRC
| Residential | Equipment | High Efficiency Convection Oven | Multi-Family | New | 0.36953 | 0.050994 | 0.138 | N/A | N/A | N/A | Fail RIM | Residential | Equipment | High Efficiency Convection Oven | Multi-Family | New | 0.36953 | 0.050994 | 0.138 | N/A | N/A | N/A | Fail TRC
| Residential | Equipment | High Efficiency Convection Oven | Manufactured Home | New | 0.36953 | 0.050994 | 0.138 | N/A | N/A | N/A | Fail RIM | Residential | Equipment | High Efficiency Convection Oven | Manufactured Home | New | 0.36953 | 0.050994 | 0.138 | N/A | N/A | N/A | Fail TRC
| Residential | Equipment | High Efficiency Induction Cooktop | Single Family | Turnover | 0.37157 | 0.82757 | 2.2272 | N/A | N/A | N/A | Fail RIM | Residential | Equipment | High Efficiency Induction Cooktop | Single Family | Turnover | 0.37157 | 0.82757 | 2.2272 | N/A | N/A | N/A | Fail TRC
| Residential | Equipment | High Efficiency Induction Cooktop | Multi-Family | Turnover | 0.37157 | 0.82757 | 2.2272 | N/A | N/A | N/A | Fail RIM | Residential | Equipment | High Efficiency Induction Cooktop | Multi-Family | Turnover | 0.37157 | 0.82757 | 2.2272 | N/A | N/A | N/A | Fail TRC
| Residential | Equipment | High Efficiency Induction Cooktop | Manufactured Home | Turnover | 0.37157 | 0.82757 | 2.2272 | N/A | N/A | N/A | Fail RIM | Residential | Equipment | High Efficiency Induction Cooktop | Manufactured Home | Turnover | 0.37157 | 0.82757 | 2.2272 | N/A | N/A | N/A | Fail TRC
| Residential | Equipment | High Efficiency Induction Cooktop | Single Family | New | 0.37157 | 0.82757 | 2.2272 | N/A | N/A | N/A | Fail RIM | Residential | Equipment | High Efficiency Induction Cooktop | Single Family | New | 0.37157 | 0.82757 | 2.2272 | N/A | N/A | N/A | Fail TRC
| Residential | Equipment | High Efficiency Induction Cooktop | Multi-Family | New | 0.37157 | 0.82757 | 2.2272 | N/A | N/A | N/A | Fail RIM | Residential | Equipment | High Efficiency Induction Cooktop | Multi-Family | New | 0.37157 | 0.82757 | 2.2272 | N/A | N/A | N/A | Fail TRC
| Residential | Equipment | High Efficiency Induction Cooktop | Manufactured Home | New | 0.37157 | 0.82757 | 2.2272 | N/A | N/A | N/A | Fail RIM | Residential | Equipment | High Efficiency Induction Cooktop | Manufactured Home | New | 0.37157 | 0.82757 | 2.2272 | N/A | N/A | N/A | Fail TRC
| Residential | Equipment | Heat Pump Water Heater | Single Family | Turnover | 0.32344 | 0.47383 | 1.465 | N/A | N/A | N/A | Fail RIM | Residential | Equipment | Heat Pump Water Heater | Single Family | Turnover | 0.32344 | 0.47383 | 1.465 | N/A | N/A | N/A | Fail TRC
| Residential | Equipment | Heat Pump Water Heater | Multi-Family | Turnover | 0.32344 | 0.37246 | 1.1516 | N/A | N/A | N/A | Fail RIM | Residential | Equipment | Heat Pump Water Heater | Multi-Family | Turnover | 0.32344 | 0.37246 | 1.1516 | N/A | N/A | N/A | Fail TRC
| Residential | Equipment | Heat Pump Water Heater | Manufactured Home | Turnover | 0.32344 | 0.3695 | 1.1424 | N/A | N/A | N/A | Fail RIM | Residential | Equipment | Heat Pump Water Heater | Manufactured Home | Turnover | 0.32344 | 0.3695 | 1.1424 | N/A | N/A | N/A | Fail TRC
| Residential | Equipment | Heat Pump Water Heater | Single Family | New | 0.32344 | 0.47383 | 1.465 | N/A | N/A | N/A | Fail RIM | Residential | Equipment | Heat Pump Water Heater | Single Family | New | 0.32344 | 0.47383 | 1.465 | N/A | N/A | N/A | Fail TRC
| Residential | Equipment | Heat Pump Water Heater | Multi-Family | New | 0.32344 | 0.37246 | 1.1516 | N/A | N/A | N/A | Fail RIM | Residential | Equipment | Heat Pump Water Heater | Multi-Family | New | 0.32344 | 0.37246 | 1.1516 | N/A | N/A | N/A | Fail TRC
| Residential | Equipment | Heat Pump Water Heater | Manufactured Home | New | 0.32344 | 0.3695 | 1.1424 | N/A | N/A | N/A | Fail RIM | Residential | Equipment | Heat Pump Water Heater | Manufactured Home | New | 0.32344 | 0.3695 | 1.1424 | N/A | N/A | N/A | Fail TRC
| Residential | Equipment | Instantaneous Hot Water System | Single Family | Turnover | 0.29468 | 0.026419 | 0.089654 | N/A | N/A | N/A | Fail RIM | Residential | Equipment | Instantaneous Hot Water System | Single Family | Turnover | 0.29468 | 0.026419 | 0.089654 | N/A | N/A | N/A | Fail TRC
| Residential | Equipment | Instantaneous Hot Water System | Multi-Family | Turnover | 0.29468 | 0.020767 | 0.070474 | N/A | N/A | N/A | Fail RIM | Residential | Equipment | Instantaneous Hot Water System | Multi-Family | Turnover | 0.29468 | 0.020767 | 0.070474 | N/A | N/A | N/A | Fail TRC
| Residential | Equipment | Instantaneous Hot Water System | Manufactured Home | Turnover | 0.29468 | 0.020602 | 0.069912 | N/A | N/A | N/A | Fail RIM | Residential | Equipment | Instantaneous Hot Water System | Manufactured Home | Turnover | 0.29468 | 0.020602 | 0.069912 | N/A | N/A | N/A | Fail TRC
| Residential | Equipment | Instantaneous Hot Water System | Single Family | New | 0.29468 | 0.026419 | 0.089654 | N/A | N/A | N/A | Fail RIM | Residential | Equipment | Instantaneous Hot Water System | Single Family | New | 0.29468 | 0.026419 | 0.089654 | N/A | N/A | N/A | Fail TRC
| Residential | Equipment | Instantaneous Hot Water System | Multi-Family | New | 0.29468 | 0.020767 | 0.070474 | N/A | N/A | N/A | Fail RIM | Residential | Equipment | Instantaneous Hot Water System | Multi-Family | New | 0.29468 | 0.020767 | 0.070474 | N/A | N/A | N/A | Fail TRC
| Residential | Equipment | Instantaneous Hot Water System | Manufactured Home | New | 0.29468 | 0.020602 | 0.069912 | N/A | N/A | N/A | Fail RIM | Residential | Equipment | Instantaneous Hot Water System | Manufactured Home | New | 0.29468 | 0.020602 | 0.069912 | N/A | N/A | N/A | Fail TRC
| Residential | Equipment | Solar Water Heater | Single Family | Turnover | 0.32747 | 0.11335 | 0.34615 | N/A | N/A | N/A | Fail RIM | Residential | Equipment | Solar Water Heater | Single Family | Turnover | 0.32747 | 0.11335 | 0.34615 | N/A | N/A | N/A | Fail TRC
| Residential | Equipment | Solar Water Heater | Multi-Family | Turnover | 0.32747 | 0.089101 | 0.27209 | N/A | N/A | N/A | Fail RIM | Residential | Equipment | Solar Water Heater | Multi-Family | Turnover | 0.32747 | 0.089101 | 0.27209 | N/A | N/A | N/A | Fail TRC
| Residential | Equipment | Solar Water Heater | Manufactured Home | Turnover | 0.32747 | 0.088391 | 0.26992 | N/A | N/A | N/A | Fail RIM | Residential | Equipment | Solar Water Heater | Manufactured Home | Turnover | 0.32747 | 0.088391 | 0.26992 | N/A | N/A | N/A | Fail TRC
| Residential | Equipment | Solar Water Heater | Single Family | New | 0.32747 | 0.11335 | 0.34615 | N/A | N/A | N/A | Fail RIM | Residential | Equipment | Solar Water Heater | Single Family | New | 0.32747 | 0.11335 | 0.34615 | N/A | N/A | N/A | Fail TRC
| Residential | Equipment | Solar Water Heater | Multi-Family | New | 0.32747 | 0.089101 | 0.27209 | N/A | N/A | N/A | Fail RIM | Residential | Equipment | Solar Water Heater | Multi-Family | New | 0.32747 | 0.089101 | 0.27209 | N/A | N/A | N/A | Fail TRC
| Residential | Equipment | Solar Water Heater | Manufactured Home | New | 0.32747 | 0.088391 | 0.26992 | N/A | N/A | N/A | Fail RIM | Residential | Equipment | Solar Water Heater | Manufactured Home | New | 0.32747 | 0.088391 | 0.26992 | N/A | N/A | N/A | Fail TRC
| Residential | Equipment | Energy Star Air Purifier | Single Family | Turnover | 0.32923 | 999 | 999 | N/A | N/A | N/A | Fail RIM | Residential | Equipment | Energy Star Air Purifier | Single Family | Turnover | 0.32923 | 999 | 999 | N/A | N/A | N/A | Fail 2-year Threshold
| Residential | Equipment | Energy Star Air Purifier | Multi-Family | Turnover | 0.32923 | 999 | 999 | N/A | N/A | N/A | Fail RIM | Residential | Equipment | Energy Star Air Purifier | Multi-Family | Turnover | 0.32923 | 999 | 999 | N/A | N/A | N/A | Fail 2-year Threshold
| Residential | Equipment | Energy Star Air Purifier | Manufactured Home | Turnover | 0.32923 | 999 | 999 | N/A | N/A | N/A | Fail RIM | Residential | Equipment | Energy Star Air Purifier | Manufactured Home | Turnover | 0.32923 | 999 | 999 | N/A | N/A | N/A | Fail 2-year Threshold
| Residential | Equipment | Energy Star Air Purifier | Single Family | New | 0.32923 | 999 | 999 | N/A | N/A | N/A | Fail RIM | Residential | Equipment | Energy Star Air Purifier | Single Family | New | 0.32923 | 999 | 999 | N/A | N/A | N/A | Fail 2-year Threshold
| Residential | Equipment | Energy Star Air Purifier | Multi-Family | New | 0.32923 | 999 | 999 | N/A | N/A | N/A | Fail RIM | Residential | Equipment | Energy Star Air Purifier | Multi-Family | New | 0.32923 | 999 | 999 | N/A | N/A | N/A | Fail 2-year Threshold
| Residential | Equipment | Energy Star Air Purifier | Manufactured Home | New | 0.32923 | 999 | 999 | N/A | N/A | N/A | Fail RIM | Residential | Equipment | Energy Star Air Purifier | Manufactured Home | New | 0.32923 | 999 | 999 | N/A | N/A | N/A | Fail 2-year Threshold
| Residential | Equipment | Energy Star Audio-Video Equipment | Single Family | Turnover | 0.307 | 0.10091 | 0.32868 | N/A | N/A | N/A | Fail RIM | Residential | Equipment | Energy Star Audio-Video Equipment | Single Family | Turnover | 0.307 | 0.10091 | 0.32868 | N/A | N/A | N/A | Fail TRC
| Residential | Equipment | Energy Star Audio-Video Equipment | Multi-Family | Turnover | 0.307 | 0.10091 | 0.32868 | N/A | N/A | N/A | Fail RIM | Residential | Equipment | Energy Star Audio-Video Equipment | Multi-Family | Turnover | 0.307 | 0.10091 | 0.32868 | N/A | N/A | N/A | Fail TRC
| Residential | Equipment | Energy Star Audio-Video Equipment | Manufactured Home | Turnover | 0.307 | 0.10091 | 0.32868 | N/A | N/A | N/A | Fail RIM | Residential | Equipment | Energy Star Audio-Video Equipment | Manufactured Home | Turnover | 0.307 | 0.10091 | 0.32868 | N/A | N/A | N/A | Fail TRC
| Residential | Equipment | Energy Star Audio-Video Equipment | Single Family | New | 0.307 | 0.10091 | 0.32868 | N/A | N/A | N/A | Fail RIM | Residential | Equipment | Energy Star Audio-Video Equipment | Single Family | New | 0.307 | 0.10091 | 0.32868 | N/A | N/A | N/A | Fail TRC
| Residential | Equipment | Energy Star Audio-Video Equipment | Multi-Family | New | 0.307 | 0.10091 | 0.32868 | N/A | N/A | N/A | Fail RIM | Residential | Equipment | Energy Star Audio-Video Equipment | Multi-Family | New | 0.307 | 0.10091 | 0.32868 | N/A | N/A | N/A | Fail TRC
| Residential | Equipment | Energy Star Audio-Video Equipment | Manufactured Home | New | 0.307 | 0.10091 | 0.32868 | N/A | N/A | N/A | Fail RIM | Residential | Equipment | Energy Star Audio-Video Equipment | Manufactured Home | New | 0.307 | 0.10091 | 0.32868 | N/A | N/A | N/A | Fail TRC
| Residential | Equipment | Energy Star Imaging Equipment | Single Family | Turnover | 0.31208 | 999 | 999 | N/A | N/A | N/A | Fail RIM | Residential | Equipment | Energy Star Imaging Equipment | Single Family | Turnover | 0.31208 | 999 | 999 | N/A | N/A | N/A | Fail 2-year Threshold
| Residential | Equipment | Energy Star Imaging Equipment | Multi-Family | Turnover | 0.31208 | 999 | 999 | N/A | N/A | N/A | Fail RIM | Residential | Equipment | Energy Star Imaging Equipment | Multi-Family | Turnover | 0.31208 | 999 | 999 | N/A | N/A | N/A | Fail 2-year Threshold
| Residential | Equipment | Energy Star Imaging Equipment | Manufactured Home | Turnover | 0.31208 | 999 | 999 | N/A | N/A | N/A | Fail RIM | Residential | Equipment | Energy Star Imaging Equipment | Manufactured Home | Turnover | 0.31208 | 999 | 999 | N/A | N/A | N/A | Fail 2-year Threshold
| Residential | Equipment | Energy Star Imaging Equipment | Single Family | New | 0.31208 | 999 | 999 | N/A | N/A | N/A | Fail RIM | Residential | Equipment | Energy Star Imaging Equipment | Single Family | New | 0.31208 | 999 | 999 | N/A | N/A | N/A | Fail 2-year Threshold
| Residential | Equipment | Energy Star Imaging Equipment | Multi-Family | New | 0.31208 | 999 | 999 | N/A | N/A | N/A | Fail RIM | Residential | Equipment | Energy Star Imaging Equipment | Multi-Family | New | 0.31208 | 999 | 999 | N/A | N/A | N/A | Fail 2-year Threshold
| Residential | Equipment | Energy Star Imaging Equipment | Manufactured Home | New | 0.31208 | 999 | 999 | N/A | N/A | N/A | Fail RIM | Residential | Equipment | Energy Star Imaging Equipment | Manufactured Home | New | 0.31208 | 999 | 999 | N/A | N/A | N/A | Fail 2-year Threshold
| Residential | Equipment | Energy Star Personal Computer | Single Family | Turnover | 0.33109 | 0.60677 | 1.8326 | N/A | N/A | N/A | Fail RIM | Residential | Equipment | Energy Star Personal Computer | Single Family | Turnover | 0.33109 | 0.60677 | 1.8326 | N/A | N/A | N/A | Fail TRC
| Residential | Equipment | Energy Star Personal Computer | Multi-Family | Turnover | 0.33109 | 0.60677 | 1.8326 | N/A | N/A | N/A | Fail RIM | Residential | Equipment | Energy Star Personal Computer | Multi-Family | Turnover | 0.33109 | 0.60677 | 1.8326 | N/A | N/A | N/A | Fail TRC
| Residential | Equipment | Energy Star Personal Computer | Manufactured Home | Turnover | 0.33109 | 0.60677 | 1.8326 | N/A | N/A | N/A | Fail RIM | Residential | Equipment | Energy Star Personal Computer | Manufactured Home | Turnover | 0.33109 | 0.60677 | 1.8326 | N/A | N/A | N/A | Fail TRC
| Residential | Equipment | Energy Star Personal Computer | Single Family | New | 0.33109 | 0.60677 | 1.8326 | N/A | N/A | N/A | Fail RIM | Residential | Equipment | Energy Star Personal Computer | Single Family | New | 0.33109 | 0.60677 | 1.8326 | N/A | N/A | N/A | Fail TRC
| Residential | Equipment | Energy Star Personal Computer | Multi-Family | New | 0.33109 | 0.60677 | 1.8326 | N/A | N/A | N/A | Fail RIM | Residential | Equipment | Energy Star Personal Computer | Multi-Family | New | 0.33109 | 0.60677 | 1.8326 | N/A | N/A | N/A | Fail TRC
| Residential | Equipment | Energy Star Personal Computer | Manufactured Home | New | 0.33109 | 0.60677 | 1.8326 | N/A | N/A | N/A | Fail RIM | Residential | Equipment | Energy Star Personal Computer | Manufactured Home | New | 0.33109 | 0.60677 | 1.8326 | N/A | N/A | N/A | Fail TRC
| Residential | Equipment | Energy Star TV | Single Family | Turnover | 0.3533 | 0.093074 | 0.26344 | N/A | N/A | N/A | Fail RIM | Residential | Equipment | Energy Star TV | Single Family | Turnover | 0.3533 | 0.093074 | 0.26344 | N/A | N/A | N/A | Fail TRC
| Residential | Equipment | Energy Star TV | Multi-Family | Turnover | 0.3533 | 0.093074 | 0.26344 | N/A | N/A | N/A | Fail RIM | Residential | Equipment | Energy Star TV | Multi-Family | Turnover | 0.3533 | 0.093074 | 0.26344 | N/A | N/A | N/A | Fail TRC
| Residential | Equipment | Energy Star TV | Manufactured Home | Turnover | 0.3533 | 0.093074 | 0.26344 | N/A | N/A | N/A | Fail RIM | Residential | Equipment | Energy Star TV | Manufactured Home | Turnover | 0.3533 | 0.093074 | 0.26344 | N/A | N/A | N/A | Fail TRC
| Residential | Equipment | Energy Star TV | Single Family | New | 0.3533 | 0.093074 | 0.26344 | N/A | N/A | N/A | Fail RIM | Residential | Equipment | Energy Star TV | Single Family | New | 0.3533 | 0.093074 | 0.26344 | N/A | N/A | N/A | Fail TRC
| Residential | Equipment | Energy Star TV | Multi-Family | New | 0.3533 | 0.093074 | 0.26344 | N/A | N/A | N/A | Fail RIM | Residential | Equipment | Energy Star TV | Multi-Family | New | 0.3533 | 0.093074 | 0.26344 | N/A | N/A | N/A | Fail TRC
| Residential | Equipment | Energy Star TV | Manufactured Home | New | 0.3533 | 0.093074 | 0.26344 | N/A | N/A | N/A | Fail RIM | Residential | Equipment | Energy Star TV | Manufactured Home | New | 0.3533 | 0.093074 | 0.26344 | N/A | N/A | N/A | Fail TRC
| Residential | Equipment | 14 SEER ASHP from base electric resistance heating | Single Family | Turnover | 0.30569 | 4.3723 | 14.3033 | N/A | N/A | N/A | Fail RIM | Residential | Equipment | 14 SEER ASHP from base electric resistance heating | Single Family | Turnover | 0.30569 | 4.3723 | 14.3033 | N/A | N/A | N/A | Fail 2-year Threshold
| Residential | Equipment | 14 SEER ASHP from base electric resistance heating | Multi-Family | Turnover | 0.30569 | 4.3723 | 14.3033 | N/A | N/A | N/A | Fail RIM | Residential | Equipment | 14 SEER ASHP from base electric resistance heating | Multi-Family | Turnover | 0.30569 | 4.3723 | 14.3033 | N/A | N/A | N/A | Fail 2-year Threshold
| Residential | Equipment | 14 SEER ASHP from base electric resistance heating | Manufactured Home | Turnover | 0.30569 | 4.3723 | 14.3033 | N/A | N/A | N/A | Fail RIM | Residential | Equipment | 14 SEER ASHP from base electric resistance heating | Manufactured Home | Turnover | 0.30569 | 4.3723 | 14.3033 | N/A | N/A | N/A | Fail 2-year Threshold
| Residential | Equipment | 14 SEER ASHP from base electric resistance heating | Single Family | New | 0.30569 | 4.3723 | 14.3033 | N/A | N/A | N/A | Fail RIM | Residential | Equipment | 14 SEER ASHP from base electric resistance heating | Single Family | New | 0.30569 | 4.3723 | 14.3033 | N/A | N/A | N/A | Fail 2-year Threshold
| Residential | Equipment | 14 SEER ASHP from base electric resistance heating | Multi-Family | New | 0.30569 | 4.3723 | 14.3033 | N/A | N/A | N/A | Fail RIM | Residential | Equipment | 14 SEER ASHP from base electric resistance heating | Multi-Family | New | 0.30569 | 4.3723 | 14.3033 | N/A | N/A | N/A | Fail 2-year Threshold
| Residential | Equipment | 14 SEER ASHP from base electric resistance heating | Manufactured Home | New | 0.30569 | 4.3723 | 14.3033 | N/A | N/A | N/A | Fail RIM | Residential | Equipment | 14 SEER ASHP from base electric resistance heating | Manufactured Home | New | 0.30569 | 4.3723 | 14.3033 | N/A | N/A | N/A | Fail 2-year Threshold
| Residential | Equipment | 15 SEER Air Source Heat Pump | Single Family | Turnover | 0.36894 | 0.37514 | 1.0168 | N/A | N/A | N/A | Fail RIM | Residential | Equipment | 15 SEER Air Source Heat Pump | Single Family | Turnover | 0.36894 | 0.37514 | 1.0168 | N/A | N/A | N/A | Fail TRC
| Residential | Equipment | 15 SEER Air Source Heat Pump | Multi-Family | Turnover | 0.36894 | 0.2652 | 0.71882 | N/A | N/A | N/A | Fail RIM | Residential | Equipment | 15 SEER Air Source Heat Pump | Multi-Family | Turnover | 0.36894 | 0.2652 | 0.71882 | N/A | N/A | N/A | Fail TRC
| Residential | Equipment | 15 SEER Air Source Heat Pump | Manufactured Home | Turnover | 0.36894 | 0.37514 | 1.0168 | N/A | N/A | N/A | Fail RIM | Residential | Equipment | 15 SEER Air Source Heat Pump | Manufactured Home | Turnover | 0.36894 | 0.37514 | 1.0168 | N/A | N/A | N/A | Fail TRC
| Residential | Equipment | 15 SEER Air Source Heat Pump | Single Family | New | 0.36894 | 0.37514 | 1.0168 | N/A | N/A | N/A | Fail RIM | Residential | Equipment | 15 SEER Air Source Heat Pump | Single Family | New | 0.36894 | 0.37514 | 1.0168 | N/A | N/A | N/A | Fail TRC
| Residential | Equipment | 15 SEER Air Source Heat Pump | Multi-Family | New | 0.36894 | 0.2652 | 0.71882 | N/A | N/A | N/A | Fail RIM | Residential | Equipment | 15 SEER Air Source Heat Pump | Multi-Family | New | 0.36894 | 0.2652 | 0.71882 | N/A | N/A | N/A | Fail TRC
| Residential | Equipment | 15 SEER Air Source Heat Pump | Manufactured Home | New | 0.36894 | 0.37514 | 1.0168 | N/A | N/A | N/A | Fail RIM | Residential | Equipment | 15 SEER Air Source Heat Pump | Manufactured Home | New | 0.36894 | 0.37514 | 1.0168 | N/A | N/A | N/A | Fail TRC
| Residential | Equipment | 15 SEER Central AC | Single Family | Turnover | 0.42879 | 0.36211 | 0.84451 | N/A | N/A | N/A | Fail RIM | Residential | Equipment | 15 SEER Central AC | Single Family | Turnover | 0.42879 | 0.36211 | 0.84451 | N/A | N/A | N/A | Fail TRC
| Residential | Equipment | 15 SEER Central AC | Multi-Family | Turnover | 0.42879 | 0.26977 | 0.62914 | N/A | N/A | N/A | Fail RIM | Residential | Equipment | 15 SEER Central AC | Multi-Family | Turnover | 0.42879 | 0.26977 | 0.62914 | N/A | N/A | N/A | Fail TRC
| Residential | Equipment | 15 SEER Central AC | Manufactured Home | Turnover | 0.42879 | 0.36211 | 0.84451 | N/A | N/A | N/A | Fail RIM | Residential | Equipment | 15 SEER Central AC | Manufactured Home | Turnover | 0.42879 | 0.36211 | 0.84451 | N/A | N/A | N/A | Fail TRC
| Residential | Equipment | 15 SEER Central AC | Single Family | New | 0.42879 | 0.36211 | 0.84451 | N/A | N/A | N/A | Fail RIM | Residential | Equipment | 15 SEER Central AC | Single Family | New | 0.42879 | 0.36211 | 0.84451 | N/A | N/A | N/A | Fail TRC
| Residential | Equipment | 15 SEER Central AC | Multi-Family | New | 0.42879 | 0.26977 | 0.62914 | N/A | N/A | N/A | Fail RIM | Residential | Equipment | 15 SEER Central AC | Multi-Family | New | 0.42879 | 0.26977 | 0.62914 | N/A | N/A | N/A | Fail TRC
| Residential | Equipment | 15 SEER Central AC | Manufactured Home | New | 0.42879 | 0.36211 | 0.84451 | N/A | N/A | N/A | Fail RIM | Residential | Equipment | 15 SEER Central AC | Manufactured Home | New | 0.42879 | 0.36211 | 0.84451 | N/A | N/A | N/A | Fail TRC
| Residential | Equipment | 16 SEER Air Source Heat Pump | Single Family | Turnover | 0.36894 | 0.26964 | 0.73085 | N/A | N/A | N/A | Fail RIM | Residential | Equipment | 16 SEER Air Source Heat Pump | Single Family | Turnover | 0.36894 | 0.26964 | 0.73085 | N/A | N/A | N/A | Fail TRC
| Residential | Equipment | 16 SEER Air Source Heat Pump | Multi-Family | Turnover | 0.36894 | 0.21687 | 0.58782 | N/A | N/A | N/A | Fail RIM | Residential | Equipment | 16 SEER Air Source Heat Pump | Multi-Family | Turnover | 0.36894 | 0.21687 | 0.58782 | N/A | N/A | N/A | Fail TRC
| Residential | Equipment | 16 SEER Air Source Heat Pump | Manufactured Home | Turnover | 0.36894 | 0.26964 | 0.73085 | N/A | N/A | N/A | Fail RIM | Residential | Equipment | 16 SEER Air Source Heat Pump | Manufactured Home | Turnover | 0.36894 | 0.26964 | 0.73085 | N/A | N/A | N/A | Fail TRC
| Residential | Equipment | 16 SEER Air Source Heat Pump | Single Family | New | 0.36894 | 0.26964 | 0.73085 | N/A | N/A | N/A | Fail RIM | Residential | Equipment | 16 SEER Air Source Heat Pump | Single Family | New | 0.36894 | 0.26964 | 0.73085 | N/A | N/A | N/A | Fail TRC
| Residential | Equipment | 16 SEER Air Source Heat Pump | Multi-Family | New | 0.36894 | 0.21687 | 0.58782 | N/A | N/A | N/A | Fail RIM | Residential | Equipment | 16 SEER Air Source Heat Pump | Multi-Family | New | 0.36894 | 0.21687 | 0.58782 | N/A | N/A | N/A | Fail TRC
| Residential | Equipment | 16 SEER Air Source Heat Pump | Manufactured Home | New | 0.36894 | 0.26964 | 0.73085 | N/A | N/A | N/A | Fail RIM | Residential | Equipment | 16 SEER Air Source Heat Pump | Manufactured Home | New | 0.36894 | 0.26964 | 0.73085 | N/A | N/A | N/A | Fail TRC
| Residential | Equipment | 16 SEER Central AC | Single Family | Turnover | 0.42879 | 0.34696 | 0.80918 | N/A | N/A | N/A | Fail RIM | Residential | Equipment | 16 SEER Central AC | Single Family | Turnover | 0.42879 | 0.34696 | 0.80918 | N/A | N/A | N/A | Fail TRC
| Residential | Equipment | 16 SEER Central AC | Multi-Family | Turnover | 0.42879 | 0.25875 | 0.60345 | N/A | N/A | N/A | Fail RIM | Residential | Equipment | 16 SEER Central AC | Multi-Family | Turnover | 0.42879 | 0.25875 | 0.60345 | N/A | N/A | N/A | Fail TRC
| Residential | Equipment | 16 SEER Central AC | Manufactured Home | Turnover | 0.42879 | 0.34696 | 0.80918 | N/A | N/A | N/A | Fail RIM | Residential | Equipment | 16 SEER Central AC | Manufactured Home | Turnover | 0.42879 | 0.34696 | 0.80918 | N/A | N/A | N/A | Fail TRC
| Residential | Equipment | 16 SEER Central AC | Single Family | New | 0.42879 | 0.34696 | 0.80918 | N/A | N/A | N/A | Fail RIM | Residential | Equipment | 16 SEER Central AC | Single Family | New | 0.42879 | 0.34696 | 0.80918 | N/A | N/A | N/A | Fail TRC
| Residential | Equipment | 16 SEER Central AC | Multi-Family | New | 0.42879 | 0.25875 | 0.60345 | N/A | N/A | N/A | Fail RIM | Residential | Equipment | 16 SEER Central AC | Multi-Family | New | 0.42879 | 0.25875 | 0.60345 | N/A | N/A | N/A | Fail TRC
| Residential | Equipment | 16 SEER Central AC | Manufactured Home | New | 0.42879 | 0.34696 | 0.80918 | N/A | N/A | N/A | Fail RIM | Residential | Equipment | 16 SEER Central AC | Manufactured Home | New | 0.42879 | 0.34696 | 0.80918 | N/A | N/A | N/A | Fail TRC
| Residential | Equipment | 17 SEER Air Source Heat Pump | Single Family | Turnover | 0.36894 | 0.24321 | 0.65923 | N/A | N/A | N/A | Fail RIM | Residential | Equipment | 17 SEER Air Source Heat Pump | Single Family | Turnover | 0.36894 | 0.24321 | 0.65923 | N/A | N/A | N/A | Fail TRC
| Residential | Equipment | 17 SEER Air Source Heat Pump | Multi-Family | Turnover | 0.36894 | 0.1986 | 0.53829 | N/A | N/A | N/A | Fail RIM | Residential | Equipment | 17 SEER Air Source Heat Pump | Multi-Family | Turnover | 0.36894 | 0.1986 | 0.53829 | N/A | N/A | N/A | Fail TRC
| Residential | Equipment | 17 SEER Air Source Heat Pump | Manufactured Home | Turnover | 0.36894 | 0.24321 | 0.65923 | N/A | N/A | N/A | Fail RIM | Residential | Equipment | 17 SEER Air Source Heat Pump | Manufactured Home | Turnover | 0.36894 | 0.24321 | 0.65923 | N/A | N/A | N/A | Fail TRC
| Residential | Equipment | 17 SEER Air Source Heat Pump | Single Family | New | 0.36894 | 0.24321 | 0.65923 | N/A | N/A | N/A | Fail RIM | Residential | Equipment | 17 SEER Air Source Heat Pump | Single Family | New | 0.36894 | 0.24321 | 0.65923 | N/A | N/A | N/A | Fail TRC
| Residential | Equipment | 17 SEER Air Source Heat Pump | Multi-Family | New | 0.36894 | 0.1986 | 0.53829 | N/A | N/A | N/A | Fail RIM | Residential | Equipment | 17 SEER Air Source Heat Pump | Multi-Family | New | 0.36894 | 0.1986 | 0.53829 | N/A | N/A | N/A | Fail TRC
| Residential | Equipment | 17 SEER Air Source Heat Pump | Manufactured Home | New | 0.36894 | 0.24321 | 0.65923 | N/A | N/A | N/A | Fail RIM | Residential | Equipment | 17 SEER Air Source Heat Pump | Manufactured Home | New | 0.36894 | 0.24321 | 0.65923 | N/A | N/A | N/A | Fail TRC
| Residential | Equipment | 17 SEER Central AC | Single Family | Turnover | 0.42879 | 0.15133 | 0.35292 | N/A | N/A | N/A | Fail RIM | Residential | Equipment | 17 SEER Central AC | Single Family | Turnover | 0.42879 | 0.15133 | 0.35292 | N/A | N/A | N/A | Fail TRC
| Residential | Equipment | 17 SEER Central AC | Multi-Family | Turnover | 0.42879 | 0.15149 | 0.35329 | N/A | N/A | N/A | Fail RIM | Residential | Equipment | 17 SEER Central AC | Multi-Family | Turnover | 0.42879 | 0.15149 | 0.35329 | N/A | N/A | N/A | Fail TRC
| Residential | Equipment | 17 SEER Central AC | Manufactured Home | Turnover | 0.42879 | 0.15133 | 0.35292 | N/A | N/A | N/A | Fail RIM | Residential | Equipment | 17 SEER Central AC | Manufactured Home | Turnover | 0.42879 | 0.15133 | 0.35292 | N/A | N/A | N/A | Fail TRC
| Residential | Equipment | 17 SEER Central AC | Single Family | New | 0.42879 | 0.15133 | 0.35292 | N/A | N/A | N/A | Fail RIM | Residential | Equipment | 17 SEER Central AC | Single Family | New | 0.42879 | 0.15133 | 0.35292 | N/A | N/A | N/A | Fail TRC
| Residential | Equipment | 17 SEER Central AC | Multi-Family | New | 0.42879 | 0.15149 | 0.35329 | N/A | N/A | N/A | Fail RIM | Residential | Equipment | 17 SEER Central AC | Multi-Family | New | 0.42879 | 0.15149 | 0.35329 | N/A | N/A | N/A | Fail TRC
| Residential | Equipment | 17 SEER Central AC | Manufactured Home | New | 0.42879 | 0.15133 | 0.35292 | N/A | N/A | N/A | Fail RIM | Residential | Equipment | 17 SEER Central AC | Manufactured Home | New | 0.42879 | 0.15133 | 0.35292 | N/A | N/A | N/A | Fail TRC
| Residential | Equipment | 18 SEER Air Source Heat Pump | Single Family | Turnover | 0.36894 | 0.20795 | 0.56365 | N/A | N/A | N/A | Fail RIM | Residential | Equipment | 18 SEER Air Source Heat Pump | Single Family | Turnover | 0.36894 | 0.20795 | 0.56365 | N/A | N/A | N/A | Fail TRC
| Residential | Equipment | 18 SEER Air Source Heat Pump | Multi-Family | Turnover | 0.36894 | 0.15284 | 0.41427 | N/A | N/A | N/A | Fail RIM | Residential | Equipment | 18 SEER Air Source Heat Pump | Multi-Family | Turnover | 0.36894 | 0.15284 | 0.41427 | N/A | N/A | N/A | Fail TRC
| Residential | Equipment | 18 SEER Air Source Heat Pump | Manufactured Home | Turnover | 0.36894 | 0.20795 | 0.56365 | N/A | N/A | N/A | Fail RIM | Residential | Equipment | 18 SEER Air Source Heat Pump | Manufactured Home | Turnover | 0.36894 | 0.20795 | 0.56365 | N/A | N/A | N/A | Fail TRC
| Residential | Equipment | 18 SEER Air Source Heat Pump | Single Family | New | 0.36894 | 0.20795 | 0.56365 | N/A | N/A | N/A | Fail RIM | Residential | Equipment | 18 SEER Air Source Heat Pump | Single Family | New | 0.36894 | 0.20795 | 0.56365 | N/A | N/A | N/A | Fail TRC
| Residential | Equipment | 18 SEER Air Source Heat Pump | Multi-Family | New | 0.36894 | 0.15284 | 0.41427 | N/A | N/A | N/A | Fail RIM | Residential | Equipment | 18 SEER Air Source Heat Pump | Multi-Family | New | 0.36894 | 0.15284 | 0.41427 | N/A | N/A | N/A | Fail TRC
| Residential | Equipment | 18 SEER Air Source Heat Pump | Manufactured Home | New | 0.36894 | 0.20795 | 0.56365 | N/A | N/A | N/A | Fail RIM | Residential | Equipment | 18 SEER Air Source Heat Pump | Manufactured Home | New | 0.36894 | 0.20795 | 0.56365 | N/A | N/A | N/A | Fail TRC
| Residential | Equipment | 18 SEER Central AC | Single Family | Turnover | 0.42879 | 0.13436 | 0.31334 | N/A | N/A | N/A | Fail RIM | Residential | Equipment | 18 SEER Central AC | Single Family | Turnover | 0.42879 | 0.13436 | 0.31334 | N/A | N/A | N/A | Fail TRC
| Residential | Equipment | 18 SEER Central AC | Multi-Family | Turnover | 0.42879 | 0.12306 | 0.287 | N/A | N/A | N/A | Fail RIM | Residential | Equipment | 18 SEER Central AC | Multi-Family | Turnover | 0.42879 | 0.12306 | 0.287 | N/A | N/A | N/A | Fail TRC
| Residential | Equipment | 18 SEER Central AC | Manufactured Home | Turnover | 0.42879 | 0.13436 | 0.31334 | N/A | N/A | N/A | Fail RIM | Residential | Equipment | 18 SEER Central AC | Manufactured Home | Turnover | 0.42879 | 0.13436 | 0.31334 | N/A | N/A | N/A | Fail TRC
| Residential | Equipment | 18 SEER Central AC | Single Family | New | 0.42879 | 0.13436 | 0.31334 | N/A | N/A | N/A | Fail RIM | Residential | Equipment | 18 SEER Central AC | Single Family | New | 0.42879 | 0.13436 | 0.31334 | N/A | N/A | N/A | Fail TRC
| Residential | Equipment | 18 SEER Central AC | Multi-Family | New | 0.42879 | 0.12306 | 0.287 | N/A | N/A | N/A | Fail RIM | Residential | Equipment | 18 SEER Central AC | Multi-Family | New | 0.42879 | 0.12306 | 0.287 | N/A | N/A | N/A | Fail TRC
| Residential | Equipment | 18 SEER Central AC | Manufactured Home | New | 0.42879 | 0.13436 | 0.31334 | N/A | N/A | N/A | Fail RIM | Residential | Equipment | 18 SEER Central AC | Manufactured Home | New | 0.42879 | 0.13436 | 0.31334 | N/A | N/A | N/A | Fail TRC
| Residential | Equipment | 21 SEER Air Source Heat Pump | Single Family | Turnover | 0.37051 | 0.18969 | 0.51196 | N/A | N/A | N/A | Fail RIM | Residential | Equipment | 21 SEER Air Source Heat Pump | Single Family | Turnover | 0.37051 | 0.18969 | 0.51196 | N/A | N/A | N/A | Fail TRC
| Residential | Equipment | 21 SEER Air Source Heat Pump | Multi-Family | Turnover | 0.37051 | 0.13206 | 0.35642 | N/A | N/A | N/A | Fail RIM | Residential | Equipment | 21 SEER Air Source Heat Pump | Multi-Family | Turnover | 0.37051 | 0.13206 | 0.35642 | N/A | N/A | N/A | Fail TRC
| Residential | Equipment | 21 SEER Air Source Heat Pump | Manufactured Home | Turnover | 0.37051 | 0.18969 | 0.51196 | N/A | N/A | N/A | Fail RIM | Residential | Equipment | 21 SEER Air Source Heat Pump | Manufactured Home | Turnover | 0.37051 | 0.18969 | 0.51196 | N/A | N/A | N/A | Fail TRC
| Residential | Equipment | 21 SEER Air Source Heat Pump | Single Family | New | 0.37051 | 0.18969 | 0.51196 | N/A | N/A | N/A | Fail RIM | Residential | Equipment | 21 SEER Air Source Heat Pump | Single Family | New | 0.37051 | 0.18969 | 0.51196 | N/A | N/A | N/A | Fail TRC
| Residential | Equipment | 21 SEER Air Source Heat Pump | Multi-Family | New | 0.37051 | 0.13206 | 0.35642 | N/A | N/A | N/A | Fail RIM | Residential | Equipment | 21 SEER Air Source Heat Pump | Multi-Family | New | 0.37051 | 0.13206 | 0.35642 | N/A | N/A | N/A | Fail TRC
| Residential | Equipment | 21 SEER Air Source Heat Pump | Manufactured Home | New | 0.37051 | 0.18969 | 0.51196 | N/A | N/A | N/A | Fail RIM | Residential | Equipment | 21 SEER Air Source Heat Pump | Manufactured Home | New | 0.37051 | 0.18969 | 0.51196 | N/A | N/A | N/A | Fail TRC
| Residential | Equipment | 21 SEER ASHP from base electric resistance heating | Single Family | Turnover | 0.32235 | 0.56552 | 1.7544 | N/A | N/A | N/A | Fail RIM | Residential | Equipment | 21 SEER ASHP from base electric resistance heating | Single Family | Turnover | 0.32235 | 0.56552 | 1.7544 | N/A | N/A | N/A | Fail TRC
| Residential | Equipment | 21 SEER ASHP from base electric resistance heating | Multi-Family | Turnover | 0.32235 | 0.40479 | 1.2557 | N/A | N/A | N/A | Fail RIM | Residential | Equipment | 21 SEER ASHP from base electric resistance heating | Multi-Family | Turnover | 0.32235 | 0.40479 | 1.2557 | N/A | N/A | N/A | Fail TRC
| Residential | Equipment | 21 SEER ASHP from base electric resistance heating | Manufactured Home | Turnover | 0.32235 | 0.56552 | 1.7544 | N/A | N/A | N/A | Fail RIM | Residential | Equipment | 21 SEER ASHP from base electric resistance heating | Manufactured Home | Turnover | 0.32235 | 0.56552 | 1.7544 | N/A | N/A | N/A | Fail TRC
| Residential | Equipment | 21 SEER ASHP from base electric resistance heating | Single Family | New | 0.32235 | 0.56552 | 1.7544 | N/A | N/A | N/A | Fail RIM | Residential | Equipment | 21 SEER ASHP from base electric resistance heating | Single Family | New | 0.32235 | 0.56552 | 1.7544 | N/A | N/A | N/A | Fail TRC
| Residential | Equipment | 21 SEER ASHP from base electric resistance heating | Multi-Family | New | 0.32235 | 0.40479 | 1.2557 | N/A | N/A | N/A | Fail RIM | Residential | Equipment | 21 SEER ASHP from base electric resistance heating | Multi-Family | New | 0.32235 | 0.40479 | 1.2557 | N/A | N/A | N/A | Fail TRC
| Residential | Equipment | 21 SEER ASHP from base electric resistance heating | Manufactured Home | New | 0.32235 | 0.21286 | 0.66034 | N/A | N/A | N/A | Fail RIM | Residential | Equipment | 21 SEER ASHP from base electric resistance heating | Manufactured Home | New | 0.32235 | 0.21286 | 0.66034 | N/A | N/A | N/A | Fail TRC
| Residential | Equipment | 21 SEER Central AC | Single Family | Turnover | 0.42879 | 0.12933 | 0.30161 | N/A | N/A | N/A | Fail RIM | Residential | Equipment | 21 SEER Central AC | Single Family | Turnover | 0.42879 | 0.12933 | 0.30161 | N/A | N/A | N/A | Fail TRC
| Residential | Equipment | 21 SEER Central AC | Multi-Family | Turnover | 0.42879 | 0.10619 | 0.24766 | N/A | N/A | N/A | Fail RIM | Residential | Equipment | 21 SEER Central AC | Multi-Family | Turnover | 0.42879 | 0.10619 | 0.24766 | N/A | N/A | N/A | Fail TRC
| Residential | Equipment | 21 SEER Central AC | Manufactured Home | Turnover | 0.42879 | 0.12933 | 0.30161 | N/A | N/A | N/A | Fail RIM | Residential | Equipment | 21 SEER Central AC | Manufactured Home | Turnover | 0.42879 | 0.12933 | 0.30161 | N/A | N/A | N/A | Fail TRC
| Residential | Equipment | 21 SEER Central AC | Single Family | New | 0.42879 | 0.12933 | 0.30161 | N/A | N/A | N/A | Fail RIM | Residential | Equipment | 21 SEER Central AC | Single Family | New | 0.42879 | 0.12933 | 0.30161 | N/A | N/A | N/A | Fail TRC
| Residential | Equipment | 21 SEER Central AC | Multi-Family | New | 0.42879 | 0.10619 | 0.24766 | N/A | N/A | N/A | Fail RIM | Residential | Equipment | 21 SEER Central AC | Multi-Family | New | 0.42879 | 0.10619 | 0.24766 | N/A | N/A | N/A | Fail TRC
| Residential | Equipment | 21 SEER Central AC | Manufactured Home | New | 0.42879 | 0.12933 | 0.30161 | N/A | N/A | N/A | Fail RIM | Residential | Equipment | 21 SEER Central AC | Manufactured Home | New | 0.42879 | 0.12933 | 0.30161 | N/A | N/A | N/A | Fail TRC
| Residential | Equipment | Energy Star Room AC | Single Family | Turnover | 0.43811 | 3.0986 | 7.0725 | N/A | N/A | N/A | Fail RIM | Residential | Equipment | Energy Star Room AC | Single Family | Turnover | 0.43811 | 3.0986 | 7.0725 | N/A | N/A | N/A | Fail 2-year Threshold
| Residential | Equipment | Energy Star Room AC | Multi-Family | Turnover | 0.43811 | 3.0986 | 7.0725 | N/A | N/A | N/A | Fail RIM | Residential | Equipment | Energy Star Room AC | Multi-Family | Turnover | 0.43811 | 3.0986 | 7.0725 | N/A | N/A | N/A | Fail 2-year Threshold
| Residential | Equipment | Energy Star Room AC | Manufactured Home | Turnover | 0.43811 | 3.0986 | 7.0725 | N/A | N/A | N/A | Fail RIM | Residential | Equipment | Energy Star Room AC | Manufactured Home | Turnover | 0.43811 | 3.0986 | 7.0725 | N/A | N/A | N/A | Fail 2-year Threshold
| Residential | Equipment | Energy Star Room AC | Single Family | New | 0.43811 | 3.0986 | 7.0725 | N/A | N/A | N/A | Fail RIM | Residential | Equipment | Energy Star Room AC | Single Family | New | 0.43811 | 3.0986 | 7.0725 | N/A | N/A | N/A | Fail 2-year Threshold
| Residential | Equipment | Energy Star Room AC | Multi-Family | New | 0.43811 | 3.0986 | 7.0725 | N/A | N/A | N/A | Fail RIM | Residential | Equipment | Energy Star Room AC | Multi-Family | New | 0.43811 | 3.0986 | 7.0725 | N/A | N/A | N/A | Fail 2-year Threshold
| Residential | Equipment | Energy Star Room AC | Manufactured Home | New | 0.43811 | 3.0986 | 7.0725 | N/A | N/A | N/A | Fail RIM | Residential | Equipment | Energy Star Room AC | Manufactured Home | New | 0.43811 | 3.0986 | 7.0725 | N/A | N/A | N/A | Fail 2-year Threshold
| Residential | Equipment | Ground Source Heat Pump | Single Family | Turnover | 0.34311 | 0.072017 | 0.2099 | N/A | N/A | N/A | Fail RIM | Residential | Equipment | Ground Source Heat Pump | Single Family | Turnover | 0.34311 | 0.072017 | 0.2099 | N/A | N/A | N/A | Fail TRC
| Residential | Equipment | Ground Source Heat Pump | Multi-Family | Turnover | 0.34311 | 0.076178 | 0.22202 | N/A | N/A | N/A | Fail RIM | Residential | Equipment | Ground Source Heat Pump | Multi-Family | Turnover | 0.34311 | 0.076178 | 0.22202 | N/A | N/A | N/A | Fail TRC
| Residential | Equipment | Ground Source Heat Pump | Manufactured Home | Turnover | 0.34311 | 0.072017 | 0.2099 | N/A | N/A | N/A | Fail RIM | Residential | Equipment | Ground Source Heat Pump | Manufactured Home | Turnover | 0.34311 | 0.072017 | 0.2099 | N/A | N/A | N/A | Fail TRC
| Residential | Equipment | Ground Source Heat Pump | Single Family | New | 0.34311 | 0.072017 | 0.2099 | N/A | N/A | N/A | Fail RIM | Residential | Equipment | Ground Source Heat Pump | Single Family | New | 0.34311 | 0.072017 | 0.2099 | N/A | N/A | N/A | Fail TRC
| Residential | Equipment | Ground Source Heat Pump | Multi-Family | New | 0.34311 | 0.076178 | 0.22202 | N/A | N/A | N/A | Fail RIM | Residential | Equipment | Ground Source Heat Pump | Multi-Family | New | 0.34311 | 0.076178 | 0.22202 | N/A | N/A | N/A | Fail TRC
| Residential | Equipment | Ground Source Heat Pump | Manufactured Home | New | 0.34311 | 0.072017 | 0.2099 | N/A | N/A | N/A | Fail RIM | Residential | Equipment | Ground Source Heat Pump | Manufactured Home | New | 0.34311 | 0.072017 | 0.2099 | N/A | N/A | N/A | Fail TRC
| Residential | Equipment | Variable Refrigerant Flow (VRF) HVAC Systems | Single Family | Turnover | 0.31546 | 0.18885 | 0.59864 | N/A | N/A | N/A | Fail RIM | Residential | Equipment | Variable Refrigerant Flow (VRF) HVAC Systems | Single Family | Turnover | 0.31546 | 0.18885 | 0.59864 | N/A | N/A | N/A | Fail TRC
| Residential | Equipment | Variable Refrigerant Flow (VRF) HVAC Systems | Multi-Family | Turnover | 0.31546 | 0.15262 | 0.48379 | N/A | N/A | N/A | Fail RIM | Residential | Equipment | Variable Refrigerant Flow (VRF) HVAC Systems | Multi-Family | Turnover | 0.31546 | 0.15262 | 0.48379 | N/A | N/A | N/A | Fail TRC
| Residential | Equipment | Variable Refrigerant Flow (VRF) HVAC Systems | Manufactured Home | Turnover | 0.31546 | 0.18885 | 0.59864 | N/A | N/A | N/A | Fail RIM | Residential | Equipment | Variable Refrigerant Flow (VRF) HVAC Systems | Manufactured Home | Turnover | 0.31546 | 0.18885 | 0.59864 | N/A | N/A | N/A | Fail TRC
| Residential | Equipment | Variable Refrigerant Flow (VRF) HVAC Systems | Single Family | New | 0.31546 | 0.23972 | 0.7599 | N/A | N/A | N/A | Fail RIM | Residential | Equipment | Variable Refrigerant Flow (VRF) HVAC Systems | Single Family | New | 0.31546 | 0.23972 | 0.7599 | N/A | N/A | N/A | Fail TRC
| Residential | Equipment | Variable Refrigerant Flow (VRF) HVAC Systems | Multi-Family | New | 0.31546 | 0.20547 | 0.65134 | N/A | N/A | N/A | Fail RIM | Residential | Equipment | Variable Refrigerant Flow (VRF) HVAC Systems | Multi-Family | New | 0.31546 | 0.20547 | 0.65134 | N/A | N/A | N/A | Fail TRC
| Residential | Equipment | Variable Refrigerant Flow (VRF) HVAC Systems | Manufactured Home | New | 0.31546 | 0.23972 | 0.7599 | N/A | N/A | N/A | Fail RIM | Residential | Equipment | Variable Refrigerant Flow (VRF) HVAC Systems | Manufactured Home | New | 0.31546 | 0.23972 | 0.7599 | N/A | N/A | N/A | Fail TRC
| Residential | Equipment | CFL - 15W Flood (Exterior) | Single Family | Turnover | 0.29236 | 2.7816 | 9.5142 | N/A | N/A | N/A | Fail RIM | Residential | Equipment | CFL - 15W Flood (Exterior) | Single Family | Turnover | 0.29236 | 2.7816 | 9.5142 | N/A | N/A | N/A | Fail 2-year Threshold
| Residential | Equipment | CFL - 15W Flood (Exterior) | Multi-Family | Turnover | 0.29236 | 2.7816 | 9.5142 | N/A | N/A | N/A | Fail RIM | Residential | Equipment | CFL - 15W Flood (Exterior) | Multi-Family | Turnover | 0.29236 | 2.7816 | 9.5142 | N/A | N/A | N/A | Fail 2-year Threshold
| Residential | Equipment | CFL - 15W Flood (Exterior) | Manufactured Home | Turnover | 0.29236 | 2.7816 | 9.5142 | N/A | N/A | N/A | Fail RIM | Residential | Equipment | CFL - 15W Flood (Exterior) | Manufactured Home | Turnover | 0.29236 | 2.7816 | 9.5142 | N/A | N/A | N/A | Fail 2-year Threshold
| Residential | Equipment | CFL - 15W Flood (Exterior) | Single Family | New | 0.29236 | 2.7816 | 9.5142 | N/A | N/A | N/A | Fail RIM | Residential | Equipment | CFL - 15W Flood (Exterior) | Single Family | New | 0.29236 | 2.7816 | 9.5142 | N/A | N/A | N/A | Fail 2-year Threshold
| Residential | Equipment | CFL - 15W Flood (Exterior) | Multi-Family | New | 0.29236 | 2.7816 | 9.5142 | N/A | N/A | N/A | Fail RIM | Residential | Equipment | CFL - 15W Flood (Exterior) | Multi-Family | New | 0.29236 | 2.7816 | 9.5142 | N/A | N/A | N/A | Fail 2-year Threshold
| Residential | Equipment | CFL - 15W Flood (Exterior) | Manufactured Home | New | 0.29236 | 2.7816 | 9.5142 | N/A | N/A | N/A | Fail RIM | Residential | Equipment | CFL - 15W Flood (Exterior) | Manufactured Home | New | 0.29236 | 2.7816 | 9.5142 | N/A | N/A | N/A | Fail 2-year Threshold
| Residential | Equipment | CFL - 15W Flood | Single Family | Turnover | 0.31903 | 0.30453 | 0.95456 | N/A | N/A | N/A | Fail RIM | Residential | Equipment | CFL - 15W Flood | Single Family | Turnover | 0.31903 | 0.30453 | 0.95456 | N/A | N/A | N/A | Fail TRC
| Residential | Equipment | CFL - 15W Flood | Multi-Family | Turnover | 0.31903 | 0.30453 | 0.95456 | N/A | N/A | N/A | Fail RIM | Residential | Equipment | CFL - 15W Flood | Multi-Family | Turnover | 0.31903 | 0.30453 | 0.95456 | N/A | N/A | N/A | Fail TRC
| Residential | Equipment | CFL - 15W Flood | Manufactured Home | Turnover | 0.31903 | 0.30453 | 0.95456 | N/A | N/A | N/A | Fail RIM | Residential | Equipment | CFL - 15W Flood | Manufactured Home | Turnover | 0.31903 | 0.30453 | 0.95456 | N/A | N/A | N/A | Fail TRC
| Residential | Equipment | CFL - 15W Flood | Single Family | New | 0.31903 | 0.30453 | 0.95456 | N/A | N/A | N/A | Fail RIM | Residential | Equipment | CFL - 15W Flood | Single Family | New | 0.31903 | 0.30453 | 0.95456 | N/A | N/A | N/A | Fail TRC
| Residential | Equipment | CFL - 15W Flood | Multi-Family | New | 0.31903 | 0.30453 | 0.95456 | N/A | N/A | N/A | Fail RIM | Residential | Equipment | CFL - 15W Flood | Multi-Family | New | 0.31903 | 0.30453 | 0.95456 | N/A | N/A | N/A | Fail TRC
| Residential | Equipment | CFL - 15W Flood | Manufactured Home | New | 0.31903 | 0.30453 | 0.95456 | N/A | N/A | N/A | Fail RIM | Residential | Equipment | CFL - 15W Flood | Manufactured Home | New | 0.31903 | 0.30453 | 0.95456 | N/A | N/A | N/A | Fail TRC
| Residential | Equipment | CFL-13W | Single Family | Turnover | 0.31903 | 1.0048 | 3.1497 | N/A | N/A | N/A | Fail RIM | Residential | Equipment | CFL-13W | Single Family | Turnover | 0.31903 | 1.0048 | 3.1497 | 0.29774 | 0.83407 | 3.1701 | Fail TRC
| Residential | Equipment | CFL-13W | Multi-Family | Turnover | 0.31903 | 1.0048 | 3.1497 | N/A | N/A | N/A | Fail RIM | Residential | Equipment | CFL-13W | Multi-Family | Turnover | 0.31903 | 1.0048 | 3.1497 | 0.29774 | 0.83407 | 3.1701 | Fail TRC
| Residential | Equipment | CFL-13W | Manufactured Home | Turnover | 0.31903 | 1.0048 | 3.1497 | N/A | N/A | N/A | Fail RIM | Residential | Equipment | CFL-13W | Manufactured Home | Turnover | 0.31903 | 1.0048 | 3.1497 | 0.29774 | 0.83407 | 3.1701 | Fail TRC
| Residential | Equipment | CFL-13W | Single Family | New | 0.31903 | 1.0048 | 3.1497 | N/A | N/A | N/A | Fail RIM | Residential | Equipment | CFL-13W | Single Family | New | 0.31903 | 1.0048 | 3.1497 | 0.29774 | 0.83407 | 3.1701 | Fail TRC
| Residential | Equipment | CFL-13W | Multi-Family | New | 0.31903 | 1.0048 | 3.1497 | N/A | N/A | N/A | Fail RIM | Residential | Equipment | CFL-13W | Multi-Family | New | 0.31903 | 1.0048 | 3.1497 | 0.29774 | 0.83407 | 3.1701 | Fail TRC
| Residential | Equipment | CFL-13W | Manufactured Home | New | 0.31903 | 1.0048 | 3.1497 | N/A | N/A | N/A | Fail RIM | Residential | Equipment | CFL-13W | Manufactured Home | New | 0.31903 | 1.0048 | 3.1497 | 0.29774 | 0.83407 | 3.1701 | Fail TRC
| Residential | Equipment | CFL-23W | Single Family | Turnover | 0.31903 | 2.1846 | 6.8478 | N/A | N/A | N/A | Fail RIM | Residential | Equipment | CFL-23W | Single Family | Turnover | 0.31903 | 2.1846 | 6.8478 | N/A | N/A | N/A | Fail 2-year Threshold
| Residential | Equipment | CFL-23W | Multi-Family | Turnover | 0.31903 | 2.1846 | 6.8478 | N/A | N/A | N/A | Fail RIM | Residential | Equipment | CFL-23W | Multi-Family | Turnover | 0.31903 | 2.1846 | 6.8478 | N/A | N/A | N/A | Fail 2-year Threshold
| Residential | Equipment | CFL-23W | Manufactured Home | Turnover | 0.31903 | 2.1846 | 6.8478 | N/A | N/A | N/A | Fail RIM | Residential | Equipment | CFL-23W | Manufactured Home | Turnover | 0.31903 | 2.1846 | 6.8478 | N/A | N/A | N/A | Fail 2-year Threshold
| Residential | Equipment | CFL-23W | Single Family | New | 0.31903 | 2.1846 | 6.8478 | N/A | N/A | N/A | Fail RIM | Residential | Equipment | CFL-23W | Single Family | New | 0.31903 | 2.1846 | 6.8478 | N/A | N/A | N/A | Fail 2-year Threshold
| Residential | Equipment | CFL-23W | Multi-Family | New | 0.31903 | 2.1846 | 6.8478 | N/A | N/A | N/A | Fail RIM | Residential | Equipment | CFL-23W | Multi-Family | New | 0.31903 | 2.1846 | 6.8478 | N/A | N/A | N/A | Fail 2-year Threshold
| Residential | Equipment | CFL-23W | Manufactured Home | New | 0.31903 | 2.1846 | 6.8478 | N/A | N/A | N/A | Fail RIM | Residential | Equipment | CFL-23W | Manufactured Home | New | 0.31903 | 2.1846 | 6.8478 | N/A | N/A | N/A | Fail 2-year Threshold
| Residential | Equipment | LED - 14W | Single Family | Turnover | 0.31764 | 2.7019 | 8.5064 | N/A | N/A | N/A | Fail RIM | Residential | Equipment | LED - 14W | Single Family | Turnover | 0.31764 | 2.7019 | 8.5064 | N/A | N/A | N/A | Fail 2-year Threshold
| Residential | Equipment | LED - 14W | Multi-Family | Turnover | 0.31764 | 2.7019 | 8.5064 | N/A | N/A | N/A | Fail RIM | Residential | Equipment | LED - 14W | Multi-Family | Turnover | 0.31764 | 2.7019 | 8.5064 | N/A | N/A | N/A | Fail 2-year Threshold
| Residential | Equipment | LED - 14W | Manufactured Home | Turnover | 0.31764 | 2.7019 | 8.5064 | N/A | N/A | N/A | Fail RIM | Residential | Equipment | LED - 14W | Manufactured Home | Turnover | 0.31764 | 2.7019 | 8.5064 | N/A | N/A | N/A | Fail 2-year Threshold
| Residential | Equipment | LED - 14W | Single Family | New | 0.31764 | 2.7019 | 8.5064 | N/A | N/A | N/A | Fail RIM | Residential | Equipment | LED - 14W | Single Family | New | 0.31764 | 2.7019 | 8.5064 | N/A | N/A | N/A | Fail 2-year Threshold
| Residential | Equipment | LED - 14W | Multi-Family | New | 0.31764 | 2.7019 | 8.5064 | N/A | N/A | N/A | Fail RIM | Residential | Equipment | LED - 14W | Multi-Family | New | 0.31764 | 2.7019 | 8.5064 | N/A | N/A | N/A | Fail 2-year Threshold
| Residential | Equipment | LED - 14W | Manufactured Home | New | 0.31764 | 2.7019 | 8.5064 | N/A | N/A | N/A | Fail RIM | Residential | Equipment | LED - 14W | Manufactured Home | New | 0.31764 | 2.7019 | 8.5064 | N/A | N/A | N/A | Fail 2-year Threshold
| Residential | Equipment | LED - 9W Flood (Exterior) | Single Family | Turnover | 0.29132 | 4.6582 | 15.9902 | N/A | N/A | N/A | Fail RIM | Residential | Equipment | LED - 9W Flood (Exterior) | Single Family | Turnover | 0.29132 | 4.6582 | 15.9902 | N/A | N/A | N/A | Fail 2-year Threshold
| Residential | Equipment | LED - 9W Flood (Exterior) | Multi-Family | Turnover | 0.29132 | 4.6582 | 15.9902 | N/A | N/A | N/A | Fail RIM | Residential | Equipment | LED - 9W Flood (Exterior) | Multi-Family | Turnover | 0.29132 | 4.6582 | 15.9902 | N/A | N/A | N/A | Fail 2-year Threshold
| Residential | Equipment | LED - 9W Flood (Exterior) | Manufactured Home | Turnover | 0.29132 | 4.6582 | 15.9902 | N/A | N/A | N/A | Fail RIM | Residential | Equipment | LED - 9W Flood (Exterior) | Manufactured Home | Turnover | 0.29132 | 4.6582 | 15.9902 | N/A | N/A | N/A | Fail 2-year Threshold
| Residential | Equipment | LED - 9W Flood (Exterior) | Single Family | New | 0.29132 | 4.6582 | 15.9902 | N/A | N/A | N/A | Fail RIM | Residential | Equipment | LED - 9W Flood (Exterior) | Single Family | New | 0.29132 | 4.6582 | 15.9902 | N/A | N/A | N/A | Fail 2-year Threshold
| Residential | Equipment | LED - 9W Flood (Exterior) | Multi-Family | New | 0.29132 | 4.6582 | 15.9902 | N/A | N/A | N/A | Fail RIM | Residential | Equipment | LED - 9W Flood (Exterior) | Multi-Family | New | 0.29132 | 4.6582 | 15.9902 | N/A | N/A | N/A | Fail 2-year Threshold
| Residential | Equipment | LED - 9W Flood (Exterior) | Manufactured Home | New | 0.29132 | 4.6582 | 15.9902 | N/A | N/A | N/A | Fail RIM | Residential | Equipment | LED - 9W Flood (Exterior) | Manufactured Home | New | 0.29132 | 4.6582 | 15.9902 | N/A | N/A | N/A | Fail 2-year Threshold
| Residential | Equipment | LED - 9W Flood | Single Family | Turnover | 0.31764 | 1.0616 | 3.3423 | N/A | N/A | N/A | Fail RIM | Residential | Equipment | LED - 9W Flood | Single Family | Turnover | 0.31764 | 1.0616 | 3.3423 | 0.2902 | 0.89912 | 3.4775 | Fail TRC
| Residential | Equipment | LED - 9W Flood | Multi-Family | Turnover | 0.31764 | 1.0616 | 3.3423 | N/A | N/A | N/A | Fail RIM | Residential | Equipment | LED - 9W Flood | Multi-Family | Turnover | 0.31764 | 1.0616 | 3.3423 | 0.2902 | 0.89912 | 3.4775 | Fail TRC
| Residential | Equipment | LED - 9W Flood | Manufactured Home | Turnover | 0.31764 | 1.0616 | 3.3423 | N/A | N/A | N/A | Fail RIM | Residential | Equipment | LED - 9W Flood | Manufactured Home | Turnover | 0.31764 | 1.0616 | 3.3423 | 0.2902 | 0.89912 | 3.4775 | Fail TRC
| Residential | Equipment | LED - 9W Flood | Single Family | New | 0.31764 | 1.0616 | 3.3423 | N/A | N/A | N/A | Fail RIM | Residential | Equipment | LED - 9W Flood | Single Family | New | 0.31764 | 1.0616 | 3.3423 | 0.2902 | 0.89912 | 3.4775 | Fail TRC
| Residential | Equipment | LED - 9W Flood | Multi-Family | New | 0.31764 | 1.0616 | 3.3423 | N/A | N/A | N/A | Fail RIM | Residential | Equipment | LED - 9W Flood | Multi-Family | New | 0.31764 | 1.0616 | 3.3423 | 0.2902 | 0.89912 | 3.4775 | Fail TRC
| Residential | Equipment | LED - 9W Flood | Manufactured Home | New | 0.31764 | 1.0616 | 3.3423 | N/A | N/A | N/A | Fail RIM | Residential | Equipment | LED - 9W Flood | Manufactured Home | New | 0.31764 | 1.0616 | 3.3423 | 0.2902 | 0.89912 | 3.4775 | Fail TRC
| Residential | Equipment | LED - 9W | Single Family | Turnover | 0.31764 | 2.3811 | 7.4962 | N/A | N/A | N/A | Fail RIM | Residential | Equipment | LED - 9W | Single Family | Turnover | 0.31764 | 2.3811 | 7.4962 | N/A | N/A | N/A | Fail 2-year Threshold
| Residential | Equipment | LED - 9W | Multi-Family | Turnover | 0.31764 | 2.3811 | 7.4962 | N/A | N/A | N/A | Fail RIM | Residential | Equipment | LED - 9W | Multi-Family | Turnover | 0.31764 | 2.3811 | 7.4962 | N/A | N/A | N/A | Fail 2-year Threshold
| Residential | Equipment | LED - 9W | Manufactured Home | Turnover | 0.31764 | 2.3811 | 7.4962 | N/A | N/A | N/A | Fail RIM | Residential | Equipment | LED - 9W | Manufactured Home | Turnover | 0.31764 | 2.3811 | 7.4962 | N/A | N/A | N/A | Fail 2-year Threshold
| Residential | Equipment | LED - 9W | Single Family | New | 0.31764 | 2.3811 | 7.4962 | N/A | N/A | N/A | Fail RIM | Residential | Equipment | LED - 9W | Single Family | New | 0.31764 | 2.3811 | 7.4962 | N/A | N/A | N/A | Fail 2-year Threshold
| Residential | Equipment | LED - 9W | Multi-Family | New | 0.31764 | 2.3811 | 7.4962 | N/A | N/A | N/A | Fail RIM | Residential | Equipment | LED - 9W | Multi-Family | New | 0.31764 | 2.3811 | 7.4962 | N/A | N/A | N/A | Fail 2-year Threshold
| Residential | Equipment | LED - 9W | Manufactured Home | New | 0.31764 | 2.3811 | 7.4962 | N/A | N/A | N/A | Fail RIM | Residential | Equipment | LED - 9W | Manufactured Home | New | 0.31764 | 2.3811 | 7.4962 | N/A | N/A | N/A | Fail 2-year Threshold
| Residential | Equipment | LED Specialty Lamps-5W Chandelier | Single Family | Turnover | 0.31764 | 1.1281 | 3.5515 | N/A | N/A | N/A | Fail RIM | Residential | Equipment | LED Specialty Lamps-5W Chandelier | Single Family | Turnover | 0.31764 | 1.1281 | 3.5515 | 0.29495 | 0.94634 | 3.6326 | Fail TRC
| Residential | Equipment | LED Specialty Lamps-5W Chandelier | Multi-Family | Turnover | 0.31764 | 1.1281 | 3.5515 | N/A | N/A | N/A | Fail RIM | Residential | Equipment | LED Specialty Lamps-5W Chandelier | Multi-Family | Turnover | 0.31764 | 1.1281 | 3.5515 | 0.29495 | 0.94634 | 3.6326 | Fail TRC
| Residential | Equipment | LED Specialty Lamps-5W Chandelier | Manufactured Home | Turnover | 0.31764 | 1.1281 | 3.5515 | N/A | N/A | N/A | Fail RIM | Residential | Equipment | LED Specialty Lamps-5W Chandelier | Manufactured Home | Turnover | 0.31764 | 1.1281 | 3.5515 | 0.29495 | 0.94634 | 3.6326 | Fail TRC
| Residential | Equipment | LED Specialty Lamps-5W Chandelier | Single Family | New | 0.31764 | 1.1281 | 3.5515 | N/A | N/A | N/A | Fail RIM | Residential | Equipment | LED Specialty Lamps-5W Chandelier | Single Family | New | 0.31764 | 1.1281 | 3.5515 | 0.29495 | 0.94634 | 3.6326 | Fail TRC
| Residential | Equipment | LED Specialty Lamps-5W Chandelier | Multi-Family | New | 0.31764 | 1.1281 | 3.5515 | N/A | N/A | N/A | Fail RIM | Residential | Equipment | LED Specialty Lamps-5W Chandelier | Multi-Family | New | 0.31764 | 1.1281 | 3.5515 | 0.29495 | 0.94634 | 3.6326 | Fail TRC
| Residential | Equipment | LED Specialty Lamps-5W Chandelier | Manufactured Home | New | 0.31764 | 1.1281 | 3.5515 | N/A | N/A | N/A | Fail RIM | Residential | Equipment | LED Specialty Lamps-5W Chandelier | Manufactured Home | New | 0.31764 | 1.1281 | 3.5515 | 0.29495 | 0.94634 | 3.6326 | Fail TRC
| Residential | Equipment | Linear LED | Single Family | Turnover | 0.30369 | 2.5614 | 8.4342 | N/A | N/A | N/A | Fail RIM | Residential | Equipment | Linear LED | Single Family | Turnover | 0.30369 | 2.5614 | 8.4342 | N/A | N/A | N/A | Fail 2-year Threshold
| Residential | Equipment | Linear LED | Multi-Family | Turnover | 0.30369 | 2.5614 | 8.4342 | N/A | N/A | N/A | Fail RIM | Residential | Equipment | Linear LED | Multi-Family | Turnover | 0.30369 | 2.5614 | 8.4342 | N/A | N/A | N/A | Fail 2-year Threshold
| Residential | Equipment | Linear LED | Manufactured Home | Turnover | 0.30369 | 2.5614 | 8.4342 | N/A | N/A | N/A | Fail RIM | Residential | Equipment | Linear LED | Manufactured Home | Turnover | 0.30369 | 2.5614 | 8.4342 | N/A | N/A | N/A | Fail 2-year Threshold
| Residential | Equipment | Linear LED | Single Family | New | 0.30369 | 2.5614 | 8.4342 | N/A | N/A | N/A | Fail RIM | Residential | Equipment | Linear LED | Single Family | New | 0.30369 | 2.5614 | 8.4342 | N/A | N/A | N/A | Fail 2-year Threshold
| Residential | Equipment | Linear LED | Multi-Family | New | 0.30369 | 2.5614 | 8.4342 | N/A | N/A | N/A | Fail RIM | Residential | Equipment | Linear LED | Multi-Family | New | 0.30369 | 2.5614 | 8.4342 | N/A | N/A | N/A | Fail 2-year Threshold
| Residential | Equipment | Linear LED | Manufactured Home | New | 0.30369 | 2.5614 | 8.4342 | N/A | N/A | N/A | Fail RIM | Residential | Equipment | Linear LED | Manufactured Home | New | 0.30369 | 2.5614 | 8.4342 | N/A | N/A | N/A | Fail 2-year Threshold
| Residential | Equipment | Low Wattage T8 Fixture | Single Family | Turnover | 0.3037 | 5.3641 | 17.6626 | N/A | N/A | N/A | Fail RIM | Residential | Equipment | Low Wattage T8 Fixture | Single Family | Turnover | 0.3037 | 5.3641 | 17.6626 | N/A | N/A | N/A | Fail 2-year Threshold
| Residential | Equipment | Low Wattage T8 Fixture | Multi-Family | Turnover | 0.3037 | 5.3641 | 17.6626 | N/A | N/A | N/A | Fail RIM | Residential | Equipment | Low Wattage T8 Fixture | Multi-Family | Turnover | 0.3037 | 5.3641 | 17.6626 | N/A | N/A | N/A | Fail 2-year Threshold
| Residential | Equipment | Low Wattage T8 Fixture | Manufactured Home | Turnover | 0.3037 | 5.3641 | 17.6626 | N/A | N/A | N/A | Fail RIM | Residential | Equipment | Low Wattage T8 Fixture | Manufactured Home | Turnover | 0.3037 | 5.3641 | 17.6626 | N/A | N/A | N/A | Fail 2-year Threshold
| Residential | Equipment | Low Wattage T8 Fixture | Single Family | New | 0.3037 | 5.3641 | 17.6626 | N/A | N/A | N/A | Fail RIM | Residential | Equipment | Low Wattage T8 Fixture | Single Family | New | 0.3037 | 5.3641 | 17.6626 | N/A | N/A | N/A | Fail 2-year Threshold
| Residential | Equipment | Low Wattage T8 Fixture | Multi-Family | New | 0.3037 | 5.3641 | 17.6626 | N/A | N/A | N/A | Fail RIM | Residential | Equipment | Low Wattage T8 Fixture | Multi-Family | New | 0.3037 | 5.3641 | 17.6626 | N/A | N/A | N/A | Fail 2-year Threshold
| Residential | Equipment | Low Wattage T8 Fixture | Manufactured Home | New | 0.3037 | 5.3641 | 17.6626 | N/A | N/A | N/A | Fail RIM | Residential | Equipment | Low Wattage T8 Fixture | Manufactured Home | New | 0.3037 | 5.3641 | 17.6626 | N/A | N/A | N/A | Fail 2-year Threshold
| Residential | Equipment | Energy Star Bathroom Ventilating Fan | Single Family | Turnover | 0.31162 | 0.14371 | 0.46117 | N/A | N/A | N/A | Fail RIM | Residential | Equipment | Energy Star Bathroom Ventilating Fan | Single Family | Turnover | 0.31162 | 0.14371 | 0.46117 | N/A | N/A | N/A | Fail TRC
| Residential | Equipment | Energy Star Bathroom Ventilating Fan | Multi-Family | Turnover | 0.31162 | 0.14371 | 0.46117 | N/A | N/A | N/A | Fail RIM | Residential | Equipment | Energy Star Bathroom Ventilating Fan | Multi-Family | Turnover | 0.31162 | 0.14371 | 0.46117 | N/A | N/A | N/A | Fail TRC
| Residential | Equipment | Energy Star Bathroom Ventilating Fan | Manufactured Home | Turnover | 0.31162 | 0.14371 | 0.46117 | N/A | N/A | N/A | Fail RIM | Residential | Equipment | Energy Star Bathroom Ventilating Fan | Manufactured Home | Turnover | 0.31162 | 0.14371 | 0.46117 | N/A | N/A | N/A | Fail TRC
| Residential | Equipment | Energy Star Bathroom Ventilating Fan | Single Family | New | 0.31162 | 0.14371 | 0.46117 | N/A | N/A | N/A | Fail RIM | Residential | Equipment | Energy Star Bathroom Ventilating Fan | Single Family | New | 0.31162 | 0.14371 | 0.46117 | N/A | N/A | N/A | Fail TRC
| Residential | Equipment | Energy Star Bathroom Ventilating Fan | Multi-Family | New | 0.31162 | 0.14371 | 0.46117 | N/A | N/A | N/A | Fail RIM | Residential | Equipment | Energy Star Bathroom Ventilating Fan | Multi-Family | New | 0.31162 | 0.14371 | 0.46117 | N/A | N/A | N/A | Fail TRC
| Residential | Equipment | Energy Star Bathroom Ventilating Fan | Manufactured Home | New | 0.31162 | 0.14371 | 0.46117 | N/A | N/A | N/A | Fail RIM | Residential | Equipment | Energy Star Bathroom Ventilating Fan | Manufactured Home | New | 0.31162 | 0.14371 | 0.46117 | N/A | N/A | N/A | Fail TRC
| Residential | Equipment | Energy Star Ceiling Fan | Single Family | Turnover | 0.29667 | 0.20157 | 0.67945 | N/A | N/A | N/A | Fail RIM | Residential | Equipment | Energy Star Ceiling Fan | Single Family | Turnover | 0.29667 | 0.20157 | 0.67945 | N/A | N/A | N/A | Fail TRC
| Residential | Equipment | Energy Star Ceiling Fan | Multi-Family | Turnover | 0.29667 | 0.20157 | 0.67945 | N/A | N/A | N/A | Fail RIM | Residential | Equipment | Energy Star Ceiling Fan | Multi-Family | Turnover | 0.29667 | 0.20157 | 0.67945 | N/A | N/A | N/A | Fail TRC
| Residential | Equipment | Energy Star Ceiling Fan | Manufactured Home | Turnover | 0.29667 | 0.20157 | 0.67945 | N/A | N/A | N/A | Fail RIM | Residential | Equipment | Energy Star Ceiling Fan | Manufactured Home | Turnover | 0.29667 | 0.20157 | 0.67945 | N/A | N/A | N/A | Fail TRC
| Residential | Equipment | Energy Star Ceiling Fan | Single Family | New | 0.29828 | 0.20267 | 0.67945 | N/A | N/A | N/A | Fail RIM | Residential | Equipment | Energy Star Ceiling Fan | Single Family | New | 0.29828 | 0.20267 | 0.67945 | N/A | N/A | N/A | Fail TRC
| Residential | Equipment | Energy Star Ceiling Fan | Multi-Family | New | 0.29828 | 0.20267 | 0.67945 | N/A | N/A | N/A | Fail RIM | Residential | Equipment | Energy Star Ceiling Fan | Multi-Family | New | 0.29828 | 0.20267 | 0.67945 | N/A | N/A | N/A | Fail TRC
| Residential | Equipment | Energy Star Ceiling Fan | Manufactured Home | New | 0.29828 | 0.20267 | 0.67945 | N/A | N/A | N/A | Fail RIM | Residential | Equipment | Energy Star Ceiling Fan | Manufactured Home | New | 0.29828 | 0.20267 | 0.67945 | N/A | N/A | N/A | Fail TRC
| Residential | Equipment | Energy Star Dehumidifier | Single Family | Turnover | 0.32838 | 3.7605 | 11.4517 | N/A | N/A | N/A | Fail RIM | Residential | Equipment | Energy Star Dehumidifier | Single Family | Turnover | 0.32838 | 3.7605 | 11.4517 | N/A | N/A | N/A | Fail 2-year Threshold
| Residential | Equipment | Energy Star Dehumidifier | Multi-Family | Turnover | 0.32838 | 3.7605 | 11.4517 | N/A | N/A | N/A | Fail RIM | Residential | Equipment | Energy Star Dehumidifier | Multi-Family | Turnover | 0.32838 | 3.7605 | 11.4517 | N/A | N/A | N/A | Fail 2-year Threshold
| Residential | Equipment | Energy Star Dehumidifier | Manufactured Home | Turnover | 0.32838 | 3.7605 | 11.4517 | N/A | N/A | N/A | Fail RIM | Residential | Equipment | Energy Star Dehumidifier | Manufactured Home | Turnover | 0.32838 | 3.7605 | 11.4517 | N/A | N/A | N/A | Fail 2-year Threshold
| Residential | Equipment | Energy Star Dehumidifier | Single Family | New | 0.32838 | 3.7605 | 11.4517 | N/A | N/A | N/A | Fail RIM | Residential | Equipment | Energy Star Dehumidifier | Single Family | New | 0.32838 | 3.7605 | 11.4517 | N/A | N/A | N/A | Fail 2-year Threshold
| Residential | Equipment | Energy Star Dehumidifier | Multi-Family | New | 0.32838 | 3.7605 | 11.4517 | N/A | N/A | N/A | Fail RIM | Residential | Equipment | Energy Star Dehumidifier | Multi-Family | New | 0.32838 | 3.7605 | 11.4517 | N/A | N/A | N/A | Fail 2-year Threshold
| Residential | Equipment | Energy Star Dehumidifier | Manufactured Home | New | 0.32838 | 3.7605 | 11.4517 | N/A | N/A | N/A | Fail RIM | Residential | Equipment | Energy Star Dehumidifier | Manufactured Home | New | 0.32838 | 3.7605 | 11.4517 | N/A | N/A | N/A | Fail 2-year Threshold
| Residential | Equipment | Heat Pump Pool Heater | Single Family | Turnover | 0.28185 | 3.581 | 12.7055 | N/A | N/A | N/A | Fail RIM | Residential | Equipment | Heat Pump Pool Heater | Single Family | Turnover | 0.28185 | 3.581 | 12.7055 | N/A | N/A | N/A | Fail 2-year Threshold
| Residential | Equipment | Heat Pump Pool Heater | Multi-Family | Turnover | 0.28185 | 3.581 | 12.7055 | N/A | N/A | N/A | Fail RIM | Residential | Equipment | Heat Pump Pool Heater | Multi-Family | Turnover | 0.28185 | 3.581 | 12.7055 | N/A | N/A | N/A | Fail 2-year Threshold
| Residential | Equipment | Heat Pump Pool Heater | Manufactured Home | Turnover | 0.28185 | 3.581 | 12.7055 | N/A | N/A | N/A | Fail RIM | Residential | Equipment | Heat Pump Pool Heater | Manufactured Home | Turnover | 0.28185 | 3.581 | 12.7055 | N/A | N/A | N/A | Fail 2-year Threshold
| Residential | Equipment | Heat Pump Pool Heater | Single Family | New | 0.28185 | 3.581 | 12.7055 | N/A | N/A | N/A | Fail RIM | Residential | Equipment | Heat Pump Pool Heater | Single Family | New | 0.28185 | 3.581 | 12.7055 | N/A | N/A | N/A | Fail 2-year Threshold
| Residential | Equipment | Heat Pump Pool Heater | Multi-Family | New | 0.28185 | 3.581 | 12.7055 | N/A | N/A | N/A | Fail RIM | Residential | Equipment | Heat Pump Pool Heater | Multi-Family | New | 0.28185 | 3.581 | 12.7055 | N/A | N/A | N/A | Fail 2-year Threshold
| Residential | Equipment | Heat Pump Pool Heater | Manufactured Home | New | 0.28185 | 3.581 | 12.7055 | N/A | N/A | N/A | Fail RIM | Residential | Equipment | Heat Pump Pool Heater | Manufactured Home | New | 0.28185 | 3.581 | 12.7055 | N/A | N/A | N/A | Fail 2-year Threshold
| Residential | Equipment | Solar Pool Heater | Single Family | Turnover | 0.28185 | 1.0054 | 3.5673 | N/A | N/A | N/A | Fail RIM | Residential | Equipment | Solar Pool Heater | Single Family | Turnover | 0.28185 | 1.0054 | 3.5673 | 0.23988 | 0.75237 | 3.855 | Fail TRC
| Residential | Equipment | Solar Pool Heater | Multi-Family | Turnover | 0.28185 | 1.0054 | 3.5673 | N/A | N/A | N/A | Fail RIM | Residential | Equipment | Solar Pool Heater | Multi-Family | Turnover | 0.28185 | 1.0054 | 3.5673 | 0.23988 | 0.75237 | 3.855 | Fail TRC
| Residential | Equipment | Solar Pool Heater | Manufactured Home | Turnover | 0.28185 | 1.0054 | 3.5673 | N/A | N/A | N/A | Fail RIM | Residential | Equipment | Solar Pool Heater | Manufactured Home | Turnover | 0.28185 | 1.0054 | 3.5673 | 0.23988 | 0.75237 | 3.855 | Fail TRC
| Residential | Equipment | Solar Pool Heater | Single Family | New | 0.28185 | 1.0054 | 3.5673 | N/A | N/A | N/A | Fail RIM | Residential | Equipment | Solar Pool Heater | Single Family | New | 0.28185 | 1.0054 | 3.5673 | 0.23988 | 0.75237 | 3.855 | Fail TRC
| Residential | Equipment | Solar Pool Heater | Multi-Family | New | 0.28185 | 1.0054 | 3.5673 | N/A | N/A | N/A | Fail RIM | Residential | Equipment | Solar Pool Heater | Multi-Family | New | 0.28185 | 1.0054 | 3.5673 | 0.23988 | 0.75237 | 3.855 | Fail TRC
| Residential | Equipment | Solar Pool Heater | Manufactured Home | New | 0.28185 | 1.0054 | 3.5673 | N/A | N/A | N/A | Fail RIM | Residential | Equipment | Solar Pool Heater | Manufactured Home | New | 0.28185 | 1.0054 | 3.5673 | 0.23988 | 0.75237 | 3.855 | Fail TRC
| Residential | Equipment | Solar Powered Pool Pumps | Single Family | Turnover | 0.41915 | 0.41547 | 0.99122 | N/A | N/A | N/A | Fail RIM | Residential | Equipment | Solar Powered Pool Pumps | Single Family | Turnover | 0.41915 | 0.41547 | 0.99122 | N/A | N/A | N/A | Fail TRC
| Residential | Equipment | Solar Powered Pool Pumps | Multi-Family | Turnover | 0.41915 | 0.41547 | 0.99122 | N/A | N/A | N/A | Fail RIM | Residential | Equipment | Solar Powered Pool Pumps | Multi-Family | Turnover | 0.41915 | 0.41547 | 0.99122 | N/A | N/A | N/A | Fail TRC
| Residential | Equipment | Solar Powered Pool Pumps | Manufactured Home | Turnover | 0.41915 | 0.41547 | 0.99122 | N/A | N/A | N/A | Fail RIM | Residential | Equipment | Solar Powered Pool Pumps | Manufactured Home | Turnover | 0.41915 | 0.41547 | 0.99122 | N/A | N/A | N/A | Fail TRC
| Residential | Equipment | Solar Powered Pool Pumps | Single Family | New | 0.41915 | 0.41547 | 0.99122 | N/A | N/A | N/A | Fail RIM | Residential | Equipment | Solar Powered Pool Pumps | Single Family | New | 0.41915 | 0.41547 | 0.99122 | N/A | N/A | N/A | Fail TRC
| Residential | Equipment | Solar Powered Pool Pumps | Multi-Family | New | 0.41915 | 0.41547 | 0.99122 | N/A | N/A | N/A | Fail RIM | Residential | Equipment | Solar Powered Pool Pumps | Multi-Family | New | 0.41915 | 0.41547 | 0.99122 | N/A | N/A | N/A | Fail TRC
| Residential | Equipment | Solar Powered Pool Pumps | Manufactured Home | New | 0.41915 | 0.41547 | 0.99122 | N/A | N/A | N/A | Fail RIM | Residential | Equipment | Solar Powered Pool Pumps | Manufactured Home | New | 0.41915 | 0.41547 | 0.99122 | N/A | N/A | N/A | Fail TRC
| Residential | Equipment | Two Speed Pool Pump | Single Family | Turnover | 0.41915 | 1.9941 | 4.7575 | N/A | N/A | N/A | Fail RIM | Residential | Equipment | Two Speed Pool Pump | Single Family | Turnover | 0.41915 | 1.9941 | 4.7575 | N/A | N/A | N/A | Fail 2-year Threshold
| Residential | Equipment | Two Speed Pool Pump | Multi-Family | Turnover | 0.41915 | 1.9941 | 4.7575 | N/A | N/A | N/A | Fail RIM | Residential | Equipment | Two Speed Pool Pump | Multi-Family | Turnover | 0.41915 | 1.9941 | 4.7575 | N/A | N/A | N/A | Fail 2-year Threshold
| Residential | Equipment | Two Speed Pool Pump | Manufactured Home | Turnover | 0.41915 | 1.9941 | 4.7575 | N/A | N/A | N/A | Fail RIM | Residential | Equipment | Two Speed Pool Pump | Manufactured Home | Turnover | 0.41915 | 1.9941 | 4.7575 | N/A | N/A | N/A | Fail 2-year Threshold
| Residential | Equipment | Two Speed Pool Pump | Single Family | New | 0.41915 | 1.9941 | 4.7575 | N/A | N/A | N/A | Fail RIM | Residential | Equipment | Two Speed Pool Pump | Single Family | New | 0.41915 | 1.9941 | 4.7575 | N/A | N/A | N/A | Fail 2-year Threshold
| Residential | Equipment | Two Speed Pool Pump | Multi-Family | New | 0.41915 | 1.9941 | 4.7575 | N/A | N/A | N/A | Fail RIM | Residential | Equipment | Two Speed Pool Pump | Multi-Family | New | 0.41915 | 1.9941 | 4.7575 | N/A | N/A | N/A | Fail 2-year Threshold
| Residential | Equipment | Two Speed Pool Pump | Manufactured Home | New | 0.41915 | 1.9941 | 4.7575 | N/A | N/A | N/A | Fail RIM | Residential | Equipment | Two Speed Pool Pump | Manufactured Home | New | 0.41915 | 1.9941 | 4.7575 | N/A | N/A | N/A | Fail 2-year Threshold
| Residential | Equipment | Variable Speed Pool Pump | Single Family | Turnover | 0.41915 | 0.68735 | 1.6399 | N/A | N/A | N/A | Fail RIM | Residential | Equipment | Variable Speed Pool Pump | Single Family | Turnover | 0.41915 | 0.68735 | 1.6399 | N/A | N/A | N/A | Fail TRC
| Residential | Equipment | Variable Speed Pool Pump | Multi-Family | Turnover | 0.41915 | 0.68735 | 1.6399 | N/A | N/A | N/A | Fail RIM | Residential | Equipment | Variable Speed Pool Pump | Multi-Family | Turnover | 0.41915 | 0.68735 | 1.6399 | N/A | N/A | N/A | Fail TRC
| Residential | Equipment | Variable Speed Pool Pump | Manufactured Home | Turnover | 0.41915 | 0.68735 | 1.6399 | N/A | N/A | N/A | Fail RIM | Residential | Equipment | Variable Speed Pool Pump | Manufactured Home | Turnover | 0.41915 | 0.68735 | 1.6399 | N/A | N/A | N/A | Fail TRC
| Residential | Equipment | Variable Speed Pool Pump | Single Family | New | 0.41915 | 0.68735 | 1.6399 | N/A | N/A | N/A | Fail RIM | Residential | Equipment | Variable Speed Pool Pump | Single Family | New | 0.41915 | 0.68735 | 1.6399 | N/A | N/A | N/A | Fail TRC
| Residential | Equipment | Variable Speed Pool Pump | Multi-Family | New | 0.41915 | 0.68735 | 1.6399 | N/A | N/A | N/A | Fail RIM | Residential | Equipment | Variable Speed Pool Pump | Multi-Family | New | 0.41915 | 0.68735 | 1.6399 | N/A | N/A | N/A | Fail TRC
| Residential | Equipment | Variable Speed Pool Pump | Manufactured Home | New | 0.41915 | 0.68735 | 1.6399 | N/A | N/A | N/A | Fail RIM | Residential | Equipment | Variable Speed Pool Pump | Manufactured Home | New | 0.41915 | 0.68735 | 1.6399 | N/A | N/A | N/A | Fail TRC
| Residential | Nonequipment | Removal of 2nd Refrigerator-Freezer | Single Family | Existing | 0.31522 | 3.6627 | 11.6195 | N/A | N/A | N/A | Fail RIM | Residential | Nonequipment | Removal of 2nd Refrigerator-Freezer | Single Family | Existing | 0.31522 | 3.6627 | 11.6195 | N/A | N/A | N/A | Fail 2-year Threshold
| Residential | Nonequipment | Removal of 2nd Refrigerator-Freezer | Multi-Family | Existing | 0.31522 | 3.6627 | 11.6195 | N/A | N/A | N/A | Fail RIM | Residential | Nonequipment | Removal of 2nd Refrigerator-Freezer | Multi-Family | Existing | 0.31522 | 3.6627 | 11.6195 | N/A | N/A | N/A | Fail 2-year Threshold
| Residential | Nonequipment | Removal of 2nd Refrigerator-Freezer | Manufactured Home | Existing | 0.31522 | 3.6627 | 11.6195 | N/A | N/A | N/A | Fail RIM | Residential | Nonequipment | Removal of 2nd Refrigerator-Freezer | Manufactured Home | Existing | 0.31522 | 3.6627 | 11.6195 | N/A | N/A | N/A | Fail 2-year Threshold
| Residential | Nonequipment | Removal of 2nd Refrigerator-Freezer | Single Family | New | 0.31522 | 3.6627 | 11.6195 | N/A | N/A | N/A | Fail RIM | Residential | Nonequipment | Removal of 2nd Refrigerator-Freezer | Single Family | New | 0.31522 | 3.6627 | 11.6195 | N/A | N/A | N/A | Fail 2-year Threshold
| Residential | Nonequipment | Removal of 2nd Refrigerator-Freezer | Multi-Family | New | 0.31522 | 3.6627 | 11.6195 | N/A | N/A | N/A | Fail RIM | Residential | Nonequipment | Removal of 2nd Refrigerator-Freezer | Multi-Family | New | 0.31522 | 3.6627 | 11.6195 | N/A | N/A | N/A | Fail 2-year Threshold
| Residential | Nonequipment | Removal of 2nd Refrigerator-Freezer | Manufactured Home | New | 0.31522 | 3.6627 | 11.6195 | N/A | N/A | N/A | Fail RIM | Residential | Nonequipment | Removal of 2nd Refrigerator-Freezer | Manufactured Home | New | 0.31522 | 3.6627 | 11.6195 | N/A | N/A | N/A | Fail 2-year Threshold
| Residential | Nonequipment | Drain Water Heat Recovery | Single Family | Existing | 0.3244 | 0.092035 | 0.28371 | N/A | N/A | N/A | Fail RIM | Residential | Nonequipment | Drain Water Heat Recovery | Single Family | Existing | 0.3244 | 0.092035 | 0.28371 | N/A | N/A | N/A | Fail TRC
| Residential | Nonequipment | Drain Water Heat Recovery | Multi-Family | Existing | 0.3244 | 0.078833 | 0.24301 | N/A | N/A | N/A | Fail RIM | Residential | Nonequipment | Drain Water Heat Recovery | Multi-Family | Existing | 0.3244 | 0.078833 | 0.24301 | N/A | N/A | N/A | Fail TRC
| Residential | Nonequipment | Drain Water Heat Recovery | Manufactured Home | Existing | 0.3244 | 0.11672 | 0.35981 | N/A | N/A | N/A | Fail RIM | Residential | Nonequipment | Drain Water Heat Recovery | Manufactured Home | Existing | 0.3244 | 0.11672 | 0.35981 | N/A | N/A | N/A | Fail TRC
| Residential | Nonequipment | Drain Water Heat Recovery | Single Family | New | 0.3244 | 0.11575 | 0.35681 | N/A | N/A | N/A | Fail RIM | Residential | Nonequipment | Drain Water Heat Recovery | Single Family | New | 0.3244 | 0.11575 | 0.35681 | N/A | N/A | N/A | Fail TRC
| Residential | Nonequipment | Drain Water Heat Recovery | Multi-Family | New | 0.3244 | 0.099145 | 0.30562 | N/A | N/A | N/A | Fail RIM | Residential | Nonequipment | Drain Water Heat Recovery | Multi-Family | New | 0.3244 | 0.099145 | 0.30562 | N/A | N/A | N/A | Fail TRC
| Residential | Nonequipment | Drain Water Heat Recovery | Manufactured Home | New | 0.3244 | 0.1468 | 0.45252 | N/A | N/A | N/A | Fail RIM | Residential | Nonequipment | Drain Water Heat Recovery | Manufactured Home | New | 0.3244 | 0.1468 | 0.45252 | N/A | N/A | N/A | Fail TRC
| Residential | Nonequipment | Faucet Aerator | Single Family | Existing | 0.3281 | 7.1923 | 21.9213 | N/A | N/A | N/A | Fail RIM | Residential | Nonequipment | Faucet Aerator | Single Family | Existing | 0.3281 | 7.1923 | 21.9213 | N/A | N/A | N/A | Fail 2-year Threshold
| Residential | Nonequipment | Faucet Aerator | Multi-Family | Existing | 0.3281 | 5.6537 | 17.2316 | N/A | N/A | N/A | Fail RIM | Residential | Nonequipment | Faucet Aerator | Multi-Family | Existing | 0.3281 | 5.6537 | 17.2316 | N/A | N/A | N/A | Fail 2-year Threshold
| Residential | Nonequipment | Faucet Aerator | Manufactured Home | Existing | 0.3281 | 5.6086 | 17.0942 | N/A | N/A | N/A | Fail RIM | Residential | Nonequipment | Faucet Aerator | Manufactured Home | Existing | 0.3281 | 5.6086 | 17.0942 | N/A | N/A | N/A | Fail 2-year Threshold
| Residential | Nonequipment | Faucet Aerator | Single Family | New | 0.3281 | 2.9968 | 9.1339 | N/A | N/A | N/A | Fail RIM | Residential | Nonequipment | Faucet Aerator | Single Family | New | 0.3281 | 2.9968 | 9.1339 | N/A | N/A | N/A | Fail 2-year Threshold
| Residential | Nonequipment | Faucet Aerator | Multi-Family | New | 0.3281 | 2.3557 | 7.1798 | N/A | N/A | N/A | Fail RIM | Residential | Nonequipment | Faucet Aerator | Multi-Family | New | 0.3281 | 2.3557 | 7.1798 | N/A | N/A | N/A | Fail 2-year Threshold
| Residential | Nonequipment | Faucet Aerator | Manufactured Home | New | 0.3281 | 2.3369 | 7.1226 | N/A | N/A | N/A | Fail RIM | Residential | Nonequipment | Faucet Aerator | Manufactured Home | New | 0.3281 | 2.3369 | 7.1226 | N/A | N/A | N/A | Fail 2-year Threshold
| Residential | Nonequipment | Heat Trap | Single Family | Existing | 0.3281 | 0.35107 | 1.07 | N/A | N/A | N/A | Fail RIM | Residential | Nonequipment | Heat Trap | Single Family | Existing | 0.3281 | 0.35107 | 1.07 | N/A | N/A | N/A | Fail TRC
| Residential | Nonequipment | Heat Trap | Multi-Family | Existing | 0.3281 | 0.27596 | 0.84109 | N/A | N/A | N/A | Fail RIM | Residential | Nonequipment | Heat Trap | Multi-Family | Existing | 0.3281 | 0.27596 | 0.84109 | N/A | N/A | N/A | Fail TRC
| Residential | Nonequipment | Heat Trap | Manufactured Home | Existing | 0.3281 | 0.27376 | 0.83439 | N/A | N/A | N/A | Fail RIM | Residential | Nonequipment | Heat Trap | Manufactured Home | Existing | 0.3281 | 0.27376 | 0.83439 | N/A | N/A | N/A | Fail TRC
| Residential | Nonequipment | Heat Trap | Single Family | New | 0.3281 | 0.35107 | 1.07 | N/A | N/A | N/A | Fail RIM | Residential | Nonequipment | Heat Trap | Single Family | New | 0.3281 | 0.35107 | 1.07 | N/A | N/A | N/A | Fail TRC
| Residential | Nonequipment | Heat Trap | Multi-Family | New | 0.3281 | 0.27596 | 0.84109 | N/A | N/A | N/A | Fail RIM | Residential | Nonequipment | Heat Trap | Multi-Family | New | 0.3281 | 0.27596 | 0.84109 | N/A | N/A | N/A | Fail TRC
| Residential | Nonequipment | Heat Trap | Manufactured Home | New | 0.3281 | 0.27376 | 0.83439 | N/A | N/A | N/A | Fail RIM | Residential | Nonequipment | Heat Trap | Manufactured Home | New | 0.3281 | 0.27376 | 0.83439 | N/A | N/A | N/A | Fail TRC
| Residential | Nonequipment | Hot Water Pipe Insulation | Single Family | Existing | 0.3261 | 3.0108 | 9.2326 | N/A | N/A | N/A | Fail RIM | Residential | Nonequipment | Hot Water Pipe Insulation | Single Family | Existing | 0.3261 | 3.0108 | 9.2326 | N/A | N/A | N/A | Fail 2-year Threshold
| Residential | Nonequipment | Hot Water Pipe Insulation | Multi-Family | Existing | 0.3261 | 2.5797 | 7.9106 | N/A | N/A | N/A | Fail RIM | Residential | Nonequipment | Hot Water Pipe Insulation | Multi-Family | Existing | 0.3261 | 2.5797 | 7.9106 | N/A | N/A | N/A | Fail 2-year Threshold
| Residential | Nonequipment | Hot Water Pipe Insulation | Manufactured Home | Existing | 0.3261 | 3.8173 | 11.7058 | N/A | N/A | N/A | Fail RIM | Residential | Nonequipment | Hot Water Pipe Insulation | Manufactured Home | Existing | 0.3261 | 3.8173 | 11.7058 | N/A | N/A | N/A | Fail 2-year Threshold
| Residential | Nonequipment | Hot Water Pipe Insulation | Single Family | New | 0.3261 | 3.0108 | 9.2326 | N/A | N/A | N/A | Fail RIM | Residential | Nonequipment | Hot Water Pipe Insulation | Single Family | New | 0.3261 | 3.0108 | 9.2326 | N/A | N/A | N/A | Fail 2-year Threshold
| Residential | Nonequipment | Hot Water Pipe Insulation | Multi-Family | New | 0.3261 | 2.5797 | 7.9106 | N/A | N/A | N/A | Fail RIM | Residential | Nonequipment | Hot Water Pipe Insulation | Multi-Family | New | 0.3261 | 2.5797 | 7.9106 | N/A | N/A | N/A | Fail 2-year Threshold
| Residential | Nonequipment | Hot Water Pipe Insulation | Manufactured Home | New | 0.3261 | 3.8173 | 11.7058 | N/A | N/A | N/A | Fail RIM | Residential | Nonequipment | Hot Water Pipe Insulation | Manufactured Home | New | 0.3261 | 3.8173 | 11.7058 | N/A | N/A | N/A | Fail 2-year Threshold
| Residential | Nonequipment | Low Flow Showerhead | Single Family | Existing | 0.32841 | 12.1314 | 36.9395 | N/A | N/A | N/A | Fail RIM | Residential | Nonequipment | Low Flow Showerhead | Single Family | Existing | 0.32841 | 12.1314 | 36.9395 | N/A | N/A | N/A | Fail 2-year Threshold
| Residential | Nonequipment | Low Flow Showerhead | Multi-Family | Existing | 0.32841 | 9.5361 | 29.0369 | N/A | N/A | N/A | Fail RIM | Residential | Nonequipment | Low Flow Showerhead | Multi-Family | Existing | 0.32841 | 9.5361 | 29.0369 | N/A | N/A | N/A | Fail 2-year Threshold
| Residential | Nonequipment | Low Flow Showerhead | Manufactured Home | Existing | 0.32841 | 9.4601 | 28.8054 | N/A | N/A | N/A | Fail RIM | Residential | Nonequipment | Low Flow Showerhead | Manufactured Home | Existing | 0.32841 | 9.4601 | 28.8054 | N/A | N/A | N/A | Fail 2-year Threshold
| Residential | Nonequipment | Low Flow Showerhead | Single Family | New | 0.32841 | 12.1314 | 36.9395 | N/A | N/A | N/A | Fail RIM | Residential | Nonequipment | Low Flow Showerhead | Single Family | New | 0.32841 | 12.1314 | 36.9395 | N/A | N/A | N/A | Fail 2-year Threshold
| Residential | Nonequipment | Low Flow Showerhead | Multi-Family | New | 0.32841 | 9.5361 | 29.0369 | N/A | N/A | N/A | Fail RIM | Residential | Nonequipment | Low Flow Showerhead | Multi-Family | New | 0.32841 | 9.5361 | 29.0369 | N/A | N/A | N/A | Fail 2-year Threshold
| Residential | Nonequipment | Low Flow Showerhead | Manufactured Home | New | 0.32841 | 9.4601 | 28.8054 | N/A | N/A | N/A | Fail RIM | Residential | Nonequipment | Low Flow Showerhead | Manufactured Home | New | 0.32841 | 9.4601 | 28.8054 | N/A | N/A | N/A | Fail 2-year Threshold
| Residential | Nonequipment | Thermostatic Shower Restriction Valve | Single Family | Existing | 0.3281 | 0.95883 | 2.9224 | N/A | N/A | N/A | Fail RIM | Residential | Nonequipment | Thermostatic Shower Restriction Valve | Single Family | Existing | 0.3281 | 0.95883 | 2.9224 | N/A | N/A | N/A | Fail TRC
| Residential | Nonequipment | Thermostatic Shower Restriction Valve | Multi-Family | Existing | 0.3281 | 0.7537 | 2.2972 | N/A | N/A | N/A | Fail RIM | Residential | Nonequipment | Thermostatic Shower Restriction Valve | Multi-Family | Existing | 0.3281 | 0.7537 | 2.2972 | N/A | N/A | N/A | Fail TRC
| Residential | Nonequipment | Thermostatic Shower Restriction Valve | Manufactured Home | Existing | 0.3281 | 0.7477 | 2.2789 | N/A | N/A | N/A | Fail RIM | Residential | Nonequipment | Thermostatic Shower Restriction Valve | Manufactured Home | Existing | 0.3281 | 0.7477 | 2.2789 | N/A | N/A | N/A | Fail TRC
| Residential | Nonequipment | Thermostatic Shower Restriction Valve | Single Family | New | 0.3281 | 0.95883 | 2.9224 | N/A | N/A | N/A | Fail RIM | Residential | Nonequipment | Thermostatic Shower Restriction Valve | Single Family | New | 0.3281 | 0.95883 | 2.9224 | N/A | N/A | N/A | Fail TRC
| Residential | Nonequipment | Thermostatic Shower Restriction Valve | Multi-Family | New | 0.3281 | 0.7537 | 2.2972 | N/A | N/A | N/A | Fail RIM | Residential | Nonequipment | Thermostatic Shower Restriction Valve | Multi-Family | New | 0.3281 | 0.7537 | 2.2972 | N/A | N/A | N/A | Fail TRC
| Residential | Nonequipment | Thermostatic Shower Restriction Valve | Manufactured Home | New | 0.3281 | 0.7477 | 2.2789 | N/A | N/A | N/A | Fail RIM | Residential | Nonequipment | Thermostatic Shower Restriction Valve | Manufactured Home | New | 0.3281 | 0.7477 | 2.2789 | N/A | N/A | N/A | Fail TRC
| Residential | Nonequipment | Water Heater Blanket | Single Family | Existing | 0.32872 | 0.37474 | 1.14 | N/A | N/A | N/A | Fail RIM | Residential | Nonequipment | Water Heater Blanket | Single Family | Existing | 0.32872 | 0.37474 | 1.14 | N/A | N/A | N/A | Fail TRC
| Residential | Nonequipment | Water Heater Blanket | Multi-Family | Existing | 0.32872 | 0.37474 | 1.14 | N/A | N/A | N/A | Fail RIM | Residential | Nonequipment | Water Heater Blanket | Multi-Family | Existing | 0.32872 | 0.37474 | 1.14 | N/A | N/A | N/A | Fail TRC
| Residential | Nonequipment | Water Heater Blanket | Manufactured Home | Existing | 0.32872 | 0.37474 | 1.14 | N/A | N/A | N/A | Fail RIM | Residential | Nonequipment | Water Heater Blanket | Manufactured Home | Existing | 0.32872 | 0.37474 | 1.14 | N/A | N/A | N/A | Fail TRC
| Residential | Nonequipment | Water Heater Blanket | Single Family | New | 0.32872 | 0.35848 | 1.0905 | N/A | N/A | N/A | Fail RIM | Residential | Nonequipment | Water Heater Blanket | Single Family | New | 0.32872 | 0.35848 | 1.0905 | N/A | N/A | N/A | Fail TRC
| Residential | Nonequipment | Water Heater Blanket | Multi-Family | New | 0.32872 | 0.35848 | 1.0905 | N/A | N/A | N/A | Fail RIM | Residential | Nonequipment | Water Heater Blanket | Multi-Family | New | 0.32872 | 0.35848 | 1.0905 | N/A | N/A | N/A | Fail TRC
| Residential | Nonequipment | Water Heater Blanket | Manufactured Home | New | 0.32872 | 0.35848 | 1.0905 | N/A | N/A | N/A | Fail RIM | Residential | Nonequipment | Water Heater Blanket | Manufactured Home | New | 0.32872 | 0.35848 | 1.0905 | N/A | N/A | N/A | Fail TRC
| Residential | Nonequipment | Water Heater Thermostat Setback | Single Family | Existing | 0.32738 | 3.3102 | 10.1112 | N/A | N/A | N/A | Fail RIM | Residential | Nonequipment | Water Heater Thermostat Setback | Single Family | Existing | 0.32738 | 3.3102 | 10.1112 | N/A | N/A | N/A | Fail 2-year Threshold
| Residential | Nonequipment | Water Heater Thermostat Setback | Multi-Family | Existing | 0.32738 | 3.3102 | 10.1112 | N/A | N/A | N/A | Fail RIM | Residential | Nonequipment | Water Heater Thermostat Setback | Multi-Family | Existing | 0.32738 | 3.3102 | 10.1112 | N/A | N/A | N/A | Fail 2-year Threshold
| Residential | Nonequipment | Water Heater Thermostat Setback | Manufactured Home | Existing | 0.32738 | 3.3102 | 10.1112 | N/A | N/A | N/A | Fail RIM | Residential | Nonequipment | Water Heater Thermostat Setback | Manufactured Home | Existing | 0.32738 | 3.3102 | 10.1112 | N/A | N/A | N/A | Fail 2-year Threshold
| Residential | Nonequipment | Water Heater Thermostat Setback | Single Family | New | 0.32738 | 3.3102 | 10.1112 | N/A | N/A | N/A | Fail RIM | Residential | Nonequipment | Water Heater Thermostat Setback | Single Family | New | 0.32738 | 3.3102 | 10.1112 | N/A | N/A | N/A | Fail 2-year Threshold
| Residential | Nonequipment | Water Heater Thermostat Setback | Multi-Family | New | 0.32738 | 3.3102 | 10.1112 | N/A | N/A | N/A | Fail RIM | Residential | Nonequipment | Water Heater Thermostat Setback | Multi-Family | New | 0.32738 | 3.3102 | 10.1112 | N/A | N/A | N/A | Fail 2-year Threshold
| Residential | Nonequipment | Water Heater Thermostat Setback | Manufactured Home | New | 0.32738 | 3.3102 | 10.1112 | N/A | N/A | N/A | Fail RIM | Residential | Nonequipment | Water Heater Thermostat Setback | Manufactured Home | New | 0.32738 | 3.3102 | 10.1112 | N/A | N/A | N/A | Fail 2-year Threshold
| Residential | Nonequipment | Water Heater Timeclock | Single Family | Existing | 0.32561 | 0.15908 | 0.48855 | N/A | N/A | N/A | Fail RIM | Residential | Nonequipment | Water Heater Timeclock | Single Family | Existing | 0.32561 | 0.15908 | 0.48855 | N/A | N/A | N/A | Fail TRC
| Residential | Nonequipment | Water Heater Timeclock | Multi-Family | Existing | 0.32561 | 0.13626 | 0.41847 | N/A | N/A | N/A | Fail RIM | Residential | Nonequipment | Water Heater Timeclock | Multi-Family | Existing | 0.32561 | 0.13626 | 0.41847 | N/A | N/A | N/A | Fail TRC
| Residential | Nonequipment | Water Heater Timeclock | Manufactured Home | Existing | 0.32561 | 0.20175 | 0.61961 | N/A | N/A | N/A | Fail RIM | Residential | Nonequipment | Water Heater Timeclock | Manufactured Home | Existing | 0.32561 | 0.20175 | 0.61961 | N/A | N/A | N/A | Fail TRC
| Residential | Nonequipment | Water Heater Timeclock | Single Family | New | 0.32561 | 0.15908 | 0.48855 | N/A | N/A | N/A | Fail RIM | Residential | Nonequipment | Water Heater Timeclock | Single Family | New | 0.32561 | 0.15908 | 0.48855 | N/A | N/A | N/A | Fail TRC
| Residential | Nonequipment | Water Heater Timeclock | Multi-Family | New | 0.32561 | 0.13626 | 0.41847 | N/A | N/A | N/A | Fail RIM | Residential | Nonequipment | Water Heater Timeclock | Multi-Family | New | 0.32561 | 0.13626 | 0.41847 | N/A | N/A | N/A | Fail TRC
| Residential | Nonequipment | Water Heater Timeclock | Manufactured Home | New | 0.32561 | 0.20175 | 0.61961 | N/A | N/A | N/A | Fail RIM | Residential | Nonequipment | Water Heater Timeclock | Manufactured Home | New | 0.32561 | 0.20175 | 0.61961 | N/A | N/A | N/A | Fail TRC
| Residential | Nonequipment | Smart Power Strip | Single Family | Existing | 0.32416 | 0.96262 | 2.9696 | N/A | N/A | N/A | Fail RIM | Residential | Nonequipment | Smart Power Strip | Single Family | Existing | 0.32416 | 0.96262 | 2.9696 | N/A | N/A | N/A | Fail TRC
| Residential | Nonequipment | Smart Power Strip | Multi-Family | Existing | 0.32416 | 0.96262 | 2.9696 | N/A | N/A | N/A | Fail RIM | Residential | Nonequipment | Smart Power Strip | Multi-Family | Existing | 0.32416 | 0.96262 | 2.9696 | N/A | N/A | N/A | Fail TRC
| Residential | Nonequipment | Smart Power Strip | Manufactured Home | Existing | 0.32416 | 0.96262 | 2.9696 | N/A | N/A | N/A | Fail RIM | Residential | Nonequipment | Smart Power Strip | Manufactured Home | Existing | 0.32416 | 0.96262 | 2.9696 | N/A | N/A | N/A | Fail TRC
| Residential | Nonequipment | Smart Power Strip | Single Family | New | 0.32416 | 0.96262 | 2.9696 | N/A | N/A | N/A | Fail RIM | Residential | Nonequipment | Smart Power Strip | Single Family | New | 0.32416 | 0.96262 | 2.9696 | N/A | N/A | N/A | Fail TRC
| Residential | Nonequipment | Smart Power Strip | Multi-Family | New | 0.32416 | 0.96262 | 2.9696 | N/A | N/A | N/A | Fail RIM | Residential | Nonequipment | Smart Power Strip | Multi-Family | New | 0.32416 | 0.96262 | 2.9696 | N/A | N/A | N/A | Fail TRC
| Residential | Nonequipment | Smart Power Strip | Manufactured Home | New | 0.32416 | 0.96262 | 2.9696 | N/A | N/A | N/A | Fail RIM | Residential | Nonequipment | Smart Power Strip | Manufactured Home | New | 0.32416 | 0.96262 | 2.9696 | N/A | N/A | N/A | Fail TRC
| Residential | Nonequipment | Air Sealing-Infiltration Control | Single Family | Existing | 0.36963 | 0.38378 | 1.0383 | N/A | N/A | N/A | Fail RIM | Residential | Nonequipment | Air Sealing-Infiltration Control | Single Family | Existing | 0.36963 | 0.38378 | 1.0383 | N/A | N/A | N/A | Fail TRC
| Residential | Nonequipment | Air Sealing-Infiltration Control | Multi-Family | Existing | 0.34788 | 0.39588 | 1.138 | N/A | N/A | N/A | Fail RIM | Residential | Nonequipment | Air Sealing-Infiltration Control | Multi-Family | Existing | 0.34788 | 0.39588 | 1.138 | N/A | N/A | N/A | Fail TRC
| Residential | Nonequipment | Air Sealing-Infiltration Control | Manufactured Home | Existing | 0.34236 | 0.55554 | 1.6227 | N/A | N/A | N/A | Fail RIM | Residential | Nonequipment | Air Sealing-Infiltration Control | Manufactured Home | Existing | 0.34236 | 0.55554 | 1.6227 | N/A | N/A | N/A | Fail TRC
| Residential | Nonequipment | Air Sealing-Infiltration Control | Single Family | New | 0 | 0 | 0 | N/A | N/A | N/A | Fail RIM | Residential | Nonequipment | Air Sealing-Infiltration Control | Single Family | New | 0 | 0 | 0 | N/A | N/A | N/A | Fail TRC
| Residential | Nonequipment | Air Sealing-Infiltration Control | Multi-Family | New | 0 | 0 | 0 | N/A | N/A | N/A | Fail RIM | Residential | Nonequipment | Air Sealing-Infiltration Control | Multi-Family | New | 0 | 0 | 0 | N/A | N/A | N/A | Fail TRC
| Residential | Nonequipment | Air Sealing-Infiltration Control | Manufactured Home | New | 0 | 0 | 0 | N/A | N/A | N/A | Fail RIM | Residential | Nonequipment | Air Sealing-Infiltration Control | Manufactured Home | New | 0 | 0 | 0 | N/A | N/A | N/A | Fail TRC
| Residential | Nonequipment | Ceiling Insulation(R12 to R38) | Single Family | Existing | 0.37912 | 0.54024 | 1.425 | N/A | N/A | N/A | Fail RIM | Residential | Nonequipment | Ceiling Insulation(R12 to R38) | Single Family | Existing | 0.37912 | 0.54024 | 1.425 | N/A | N/A | N/A | Fail TRC
| Residential | Nonequipment | Ceiling Insulation(R12 to R38) | Multi-Family | Existing | 0.37912 | 0.40275 | 1.0623 | N/A | N/A | N/A | Fail RIM | Residential | Nonequipment | Ceiling Insulation(R12 to R38) | Multi-Family | Existing | 0.37912 | 0.40275 | 1.0623 | N/A | N/A | N/A | Fail TRC
| Residential | Nonequipment | Ceiling Insulation(R12 to R38) | Manufactured Home | Existing | 0.37912 | 0.37825 | 0.99772 | N/A | N/A | N/A | Fail RIM | Residential | Nonequipment | Ceiling Insulation(R12 to R38) | Manufactured Home | Existing | 0.37912 | 0.37825 | 0.99772 | N/A | N/A | N/A | Fail TRC
| Residential | Nonequipment | Ceiling Insulation(R12 to R38) | Single Family | New | 0.37912 | 0.54024 | 1.425 | N/A | N/A | N/A | Fail RIM | Residential | Nonequipment | Ceiling Insulation(R12 to R38) | Single Family | New | 0.37912 | 0.54024 | 1.425 | N/A | N/A | N/A | Fail TRC
| Residential | Nonequipment | Ceiling Insulation(R12 to R38) | Multi-Family | New | 0.37912 | 0.40275 | 1.0623 | N/A | N/A | N/A | Fail RIM | Residential | Nonequipment | Ceiling Insulation(R12 to R38) | Multi-Family | New | 0.37912 | 0.40275 | 1.0623 | N/A | N/A | N/A | Fail TRC
| Residential | Nonequipment | Ceiling Insulation(R12 to R38) | Manufactured Home | New | 0.37912 | 0.37825 | 0.99772 | N/A | N/A | N/A | Fail RIM | Residential | Nonequipment | Ceiling Insulation(R12 to R38) | Manufactured Home | New | 0.37912 | 0.37825 | 0.99772 | N/A | N/A | N/A | Fail TRC
| Residential | Nonequipment | Ceiling Insulation(R19 to R38) | Single Family | Existing | 0.38012 | 0.31943 | 0.84032 | N/A | N/A | N/A | Fail RIM | Residential | Nonequipment | Ceiling Insulation(R19 to R38) | Single Family | Existing | 0.38012 | 0.31943 | 0.84032 | N/A | N/A | N/A | Fail TRC
| Residential | Nonequipment | Ceiling Insulation(R19 to R38) | Multi-Family | Existing | 0.38012 | 0.23922 | 0.62933 | N/A | N/A | N/A | Fail RIM | Residential | Nonequipment | Ceiling Insulation(R19 to R38) | Multi-Family | Existing | 0.38012 | 0.23922 | 0.62933 | N/A | N/A | N/A | Fail TRC
| Residential | Nonequipment | Ceiling Insulation(R19 to R38) | Manufactured Home | Existing | 0.38012 | 0.2177 | 0.57271 | N/A | N/A | N/A | Fail RIM | Residential | Nonequipment | Ceiling Insulation(R19 to R38) | Manufactured Home | Existing | 0.38012 | 0.2177 | 0.57271 | N/A | N/A | N/A | Fail TRC
| Residential | Nonequipment | Ceiling Insulation(R19 to R38) | Single Family | New | 0.38012 | 0.31943 | 0.84032 | N/A | N/A | N/A | Fail RIM | Residential | Nonequipment | Ceiling Insulation(R19 to R38) | Single Family | New | 0.38012 | 0.31943 | 0.84032 | N/A | N/A | N/A | Fail TRC
| Residential | Nonequipment | Ceiling Insulation(R19 to R38) | Multi-Family | New | 0.38012 | 0.23922 | 0.62933 | N/A | N/A | N/A | Fail RIM | Residential | Nonequipment | Ceiling Insulation(R19 to R38) | Multi-Family | New | 0.38012 | 0.23922 | 0.62933 | N/A | N/A | N/A | Fail TRC
| Residential | Nonequipment | Ceiling Insulation(R19 to R38) | Manufactured Home | New | 0.38012 | 0.2177 | 0.57271 | N/A | N/A | N/A | Fail RIM | Residential | Nonequipment | Ceiling Insulation(R19 to R38) | Manufactured Home | New | 0.38012 | 0.2177 | 0.57271 | N/A | N/A | N/A | Fail TRC
| Residential | Nonequipment | Ceiling Insulation(R2 to R38) | Single Family | Existing | 0.36029 | 1.6364 | 4.5419 | N/A | N/A | N/A | Fail RIM | Residential | Nonequipment | Ceiling Insulation(R2 to R38) | Single Family | Existing | 0.36029 | 1.6364 | 4.5419 | 0.30339 | 1.0027 | 4.7618
| Residential | Nonequipment | Ceiling Insulation(R2 to R38) | Multi-Family | Existing | 0.36029 | 1.1866 | 3.2934 | N/A | N/A | N/A | Fail RIM | Residential | Nonequipment | Ceiling Insulation(R2 to R38) | Multi-Family | Existing | 0.36029 | 1.1866 | 3.2934 | 0.28347 | 0.81371 | 3.7277 | Fail TRC
| Residential | Nonequipment | Ceiling Insulation(R2 to R38) | Manufactured Home | Existing | 0.36029 | 1.1586 | 3.2157 | N/A | N/A | N/A | Fail RIM | Residential | Nonequipment | Ceiling Insulation(R2 to R38) | Manufactured Home | Existing | 0.36029 | 1.1586 | 3.2157 | 0.28184 | 0.80044 | 3.6634 | Fail TRC
| Residential | Nonequipment | Ceiling Insulation(R2 to R38) | Single Family | New | 0.36029 | 1.6364 | 4.5419 | N/A | N/A | N/A | Fail RIM | Residential | Nonequipment | Ceiling Insulation(R2 to R38) | Single Family | New | 0.36029 | 1.6364 | 4.5419 | 0.30339 | 1.0027 | 4.7618
| Residential | Nonequipment | Ceiling Insulation(R2 to R38) | Multi-Family | New | 0.36029 | 1.1866 | 3.2934 | N/A | N/A | N/A | Fail RIM | Residential | Nonequipment | Ceiling Insulation(R2 to R38) | Multi-Family | New | 0.36029 | 1.1866 | 3.2934 | 0.28347 | 0.81371 | 3.7277 | Fail TRC
| Residential | Nonequipment | Ceiling Insulation(R2 to R38) | Manufactured Home | New | 0.36029 | 1.1586 | 3.2157 | N/A | N/A | N/A | Fail RIM | Residential | Nonequipment | Ceiling Insulation(R2 to R38) | Manufactured Home | New | 0.36029 | 1.1586 | 3.2157 | 0.28184 | 0.80044 | 3.6634 | Fail TRC
| Residential | Nonequipment | Ceiling Insulation(R30 to R38) | Single Family | Existing | 0.37966 | 0.12487 | 0.32891 | N/A | N/A | N/A | Fail RIM | Residential | Nonequipment | Ceiling Insulation(R30 to R38) | Single Family | Existing | 0.37966 | 0.12487 | 0.32891 | N/A | N/A | N/A | Fail TRC
| Residential | Nonequipment | Ceiling Insulation(R30 to R38) | Multi-Family | Existing | 0.37966 | 0.09167 | 0.24145 | N/A | N/A | N/A | Fail RIM | Residential | Nonequipment | Ceiling Insulation(R30 to R38) | Multi-Family | Existing | 0.37966 | 0.09167 | 0.24145 | N/A | N/A | N/A | Fail TRC
| Residential | Nonequipment | Ceiling Insulation(R30 to R38) | Manufactured Home | Existing | 0.37966 | 0.083071 | 0.2188 | N/A | N/A | N/A | Fail RIM | Residential | Nonequipment | Ceiling Insulation(R30 to R38) | Manufactured Home | Existing | 0.37966 | 0.083071 | 0.2188 | N/A | N/A | N/A | Fail TRC
| Residential | Nonequipment | Ceiling Insulation(R30 to R38) | Single Family | New | 0.37966 | 0.12487 | 0.32891 | N/A | N/A | N/A | Fail RIM | Residential | Nonequipment | Ceiling Insulation(R30 to R38) | Single Family | New | 0.37966 | 0.12487 | 0.32891 | N/A | N/A | N/A | Fail TRC
| Residential | Nonequipment | Ceiling Insulation(R30 to R38) | Multi-Family | New | 0.37966 | 0.09167 | 0.24145 | N/A | N/A | N/A | Fail RIM | Residential | Nonequipment | Ceiling Insulation(R30 to R38) | Multi-Family | New | 0.37966 | 0.09167 | 0.24145 | N/A | N/A | N/A | Fail TRC
| Residential | Nonequipment | Ceiling Insulation(R30 to R38) | Manufactured Home | New | 0.37966 | 0.083071 | 0.2188 | N/A | N/A | N/A | Fail RIM | Residential | Nonequipment | Ceiling Insulation(R30 to R38) | Manufactured Home | New | 0.37966 | 0.083071 | 0.2188 | N/A | N/A | N/A | Fail TRC
| Residential | Nonequipment | Central AC Tune Up | Single Family | Existing | 0.44905 | 0.11707 | 0.2607 | N/A | N/A | N/A | Fail RIM | Residential | Nonequipment | Central AC Tune Up | Single Family | Existing | 0.44905 | 0.11707 | 0.2607 | N/A | N/A | N/A | Fail TRC
| Residential | Nonequipment | Central AC Tune Up | Multi-Family | Existing | 0.44905 | 0.056705 | 0.12628 | N/A | N/A | N/A | Fail RIM | Residential | Nonequipment | Central AC Tune Up | Multi-Family | Existing | 0.44905 | 0.056705 | 0.12628 | N/A | N/A | N/A | Fail TRC
| Residential | Nonequipment | Central AC Tune Up | Manufactured Home | Existing | 0.44905 | 0.077887 | 0.17345 | N/A | N/A | N/A | Fail RIM | Residential | Nonequipment | Central AC Tune Up | Manufactured Home | Existing | 0.44905 | 0.077887 | 0.17345 | N/A | N/A | N/A | Fail TRC
| Residential | Nonequipment | Central AC Tune Up | Single Family | New | 0 | 0 | 0 | N/A | N/A | N/A | Fail RIM | Residential | Nonequipment | Central AC Tune Up | Single Family | New | 0 | 0 | 0 | N/A | N/A | N/A | Fail TRC
| Residential | Nonequipment | Central AC Tune Up | Multi-Family | New | 0 | 0 | 0 | N/A | N/A | N/A | Fail RIM | Residential | Nonequipment | Central AC Tune Up | Multi-Family | New | 0 | 0 | 0 | N/A | N/A | N/A | Fail TRC
| Residential | Nonequipment | Central AC Tune Up | Manufactured Home | New | 0 | 0 | 0 | N/A | N/A | N/A | Fail RIM | Residential | Nonequipment | Central AC Tune Up | Manufactured Home | New | 0 | 0 | 0 | N/A | N/A | N/A | Fail TRC
| Residential | Nonequipment | Duct Insulation | Single Family | Existing | 0.37472 | 0.040958 | 0.1093 | N/A | N/A | N/A | Fail RIM | Residential | Nonequipment | Duct Insulation | Single Family | Existing | 0.37472 | 0.040958 | 0.1093 | N/A | N/A | N/A | Fail TRC
| Residential | Nonequipment | Duct Insulation | Multi-Family | Existing | 0.35347 | 0.030246 | 0.085569 | N/A | N/A | N/A | Fail RIM | Residential | Nonequipment | Duct Insulation | Multi-Family | Existing | 0.35347 | 0.030246 | 0.085569 | N/A | N/A | N/A | Fail TRC
| Residential | Nonequipment | Duct Insulation | Manufactured Home | Existing | 0.34808 | 0.042471 | 0.12201 | N/A | N/A | N/A | Fail RIM | Residential | Nonequipment | Duct Insulation | Manufactured Home | Existing | 0.34808 | 0.042471 | 0.12201 | N/A | N/A | N/A | Fail TRC
| Residential | Nonequipment | Duct Insulation | Single Family | New | 0 | 0 | 0 | N/A | N/A | N/A | Fail RIM | Residential | Nonequipment | Duct Insulation | Single Family | New | 0 | 0 | 0 | N/A | N/A | N/A | Fail TRC
| Residential | Nonequipment | Duct Insulation | Multi-Family | New | 0 | 0 | 0 | N/A | N/A | N/A | Fail RIM | Residential | Nonequipment | Duct Insulation | Multi-Family | New | 0 | 0 | 0 | N/A | N/A | N/A | Fail TRC
| Residential | Nonequipment | Duct Insulation | Manufactured Home | New | 0 | 0 | 0 | N/A | N/A | N/A | Fail RIM | Residential | Nonequipment | Duct Insulation | Manufactured Home | New | 0 | 0 | 0 | N/A | N/A | N/A | Fail TRC
| Residential | Nonequipment | Duct Repair | Single Family | Existing | 0.37943 | 1.105 | 2.9122 | N/A | N/A | N/A | Fail RIM | Residential | Nonequipment | Duct Repair | Single Family | Existing | 0.37943 | 1.105 | 2.9122 | 0.29246 | 0.70297 | 3.2063 | Fail TRC
| Residential | Nonequipment | Duct Repair | Multi-Family | Existing | 0.35767 | 0.67733 | 1.8937 | N/A | N/A | N/A | Fail RIM | Residential | Nonequipment | Duct Repair | Multi-Family | Existing | 0.35767 | 0.67733 | 1.8937 | N/A | N/A | N/A | Fail TRC
| Residential | Nonequipment | Duct Repair | Manufactured Home | Existing | 0.35215 | 1.0032 | 2.8487 | N/A | N/A | N/A | Fail RIM | Residential | Nonequipment | Duct Repair | Manufactured Home | Existing | 0.35215 | 1.0032 | 2.8487 | 0.26985 | 0.64332 | 3.1582 | Fail TRC
| Residential | Nonequipment | Duct Repair | Single Family | New | 0 | 0 | 0 | N/A | N/A | N/A | Fail RIM | Residential | Nonequipment | Duct Repair | Single Family | New | 0 | 0 | 0 | N/A | N/A | N/A | Fail TRC
| Residential | Nonequipment | Duct Repair | Multi-Family | New | 0 | 0 | 0 | N/A | N/A | N/A | Fail RIM | Residential | Nonequipment | Duct Repair | Multi-Family | New | 0 | 0 | 0 | N/A | N/A | N/A | Fail TRC
| Residential | Nonequipment | Duct Repair | Manufactured Home | New | 0 | 0 | 0 | N/A | N/A | N/A | Fail RIM | Residential | Nonequipment | Duct Repair | Manufactured Home | New | 0 | 0 | 0 | N/A | N/A | N/A | Fail TRC
| Residential | Nonequipment | Energy Star Certified Roof Products | Single Family | Existing | 0.37002 | 999 | 999 | N/A | N/A | N/A | Fail RIM | Residential | Nonequipment | Energy Star Certified Roof Products | Single Family | Existing | 0.37002 | 999 | 999 | N/A | N/A | N/A | Fail 2-year Threshold
| Residential | Nonequipment | Energy Star Certified Roof Products | Multi-Family | Existing | 0.34915 | 999 | 999 | N/A | N/A | N/A | Fail RIM | Residential | Nonequipment | Energy Star Certified Roof Products | Multi-Family | Existing | 0.34915 | 999 | 999 | N/A | N/A | N/A | Fail 2-year Threshold
| Residential | Nonequipment | Energy Star Certified Roof Products | Manufactured Home | Existing | 0.34385 | 999 | 999 | N/A | N/A | N/A | Fail RIM | Residential | Nonequipment | Energy Star Certified Roof Products | Manufactured Home | Existing | 0.34385 | 999 | 999 | N/A | N/A | N/A | Fail 2-year Threshold
| Residential | Nonequipment | Energy Star Certified Roof Products | Single Family | New | 0.37002 | 999 | 999 | N/A | N/A | N/A | Fail RIM | Residential | Nonequipment | Energy Star Certified Roof Products | Single Family | New | 0.37002 | 999 | 999 | N/A | N/A | N/A | Fail 2-year Threshold
| Residential | Nonequipment | Energy Star Certified Roof Products | Multi-Family | New | 0.34915 | 999 | 999 | N/A | N/A | N/A | Fail RIM | Residential | Nonequipment | Energy Star Certified Roof Products | Multi-Family | New | 0.34915 | 999 | 999 | N/A | N/A | N/A | Fail 2-year Threshold
| Residential | Nonequipment | Energy Star Certified Roof Products | Manufactured Home | New | 0.34385 | 999 | 999 | N/A | N/A | N/A | Fail RIM | Residential | Nonequipment | Energy Star Certified Roof Products | Manufactured Home | New | 0.34385 | 999 | 999 | N/A | N/A | N/A | Fail 2-year Threshold
| Residential | Nonequipment | Energy Star Door | Single Family | Existing | 0.34764 | 0.31368 | 0.90231 | N/A | N/A | N/A | Fail RIM | Residential | Nonequipment | Energy Star Door | Single Family | Existing | 0.34764 | 0.31368 | 0.90231 | N/A | N/A | N/A | Fail TRC
| Residential | Nonequipment | Energy Star Door | Multi-Family | Existing | 0.34764 | 0.31368 | 0.90231 | N/A | N/A | N/A | Fail RIM | Residential | Nonequipment | Energy Star Door | Multi-Family | Existing | 0.34764 | 0.31368 | 0.90231 | N/A | N/A | N/A | Fail TRC
| Residential | Nonequipment | Energy Star Door | Manufactured Home | Existing | 0.34764 | 0.31368 | 0.90231 | N/A | N/A | N/A | Fail RIM | Residential | Nonequipment | Energy Star Door | Manufactured Home | Existing | 0.34764 | 0.31368 | 0.90231 | N/A | N/A | N/A | Fail TRC
| Residential | Nonequipment | Energy Star Door | Single Family | New | 0.34764 | 0.22261 | 0.64035 | N/A | N/A | N/A | Fail RIM | Residential | Nonequipment | Energy Star Door | Single Family | New | 0.34764 | 0.22261 | 0.64035 | N/A | N/A | N/A | Fail TRC
| Residential | Nonequipment | Energy Star Door | Multi-Family | New | 0.34764 | 0.22261 | 0.64035 | N/A | N/A | N/A | Fail RIM | Residential | Nonequipment | Energy Star Door | Multi-Family | New | 0.34764 | 0.22261 | 0.64035 | N/A | N/A | N/A | Fail TRC
| Residential | Nonequipment | Energy Star Door | Manufactured Home | New | 0.34764 | 0.22261 | 0.64035 | N/A | N/A | N/A | Fail RIM | Residential | Nonequipment | Energy Star Door | Manufactured Home | New | 0.34764 | 0.22261 | 0.64035 | N/A | N/A | N/A | Fail TRC
| Residential | Nonequipment | Energy Star Windows | Single Family | Existing | 0.32466 | 0.73249 | 2.2562 | N/A | N/A | N/A | Fail RIM | Residential | Nonequipment | Energy Star Windows | Single Family | Existing | 0.32466 | 0.73249 | 2.2562 | N/A | N/A | N/A | Fail TRC
| Residential | Nonequipment | Energy Star Windows | Multi-Family | Existing | 0.32466 | 0.73249 | 2.2562 | N/A | N/A | N/A | Fail RIM | Residential | Nonequipment | Energy Star Windows | Multi-Family | Existing | 0.32466 | 0.73249 | 2.2562 | N/A | N/A | N/A | Fail TRC
| Residential | Nonequipment | Energy Star Windows | Manufactured Home | Existing | 0.32466 | 0.73249 | 2.2562 | N/A | N/A | N/A | Fail RIM | Residential | Nonequipment | Energy Star Windows | Manufactured Home | Existing | 0.32466 | 0.73249 | 2.2562 | N/A | N/A | N/A | Fail TRC
| Residential | Nonequipment | Energy Star Windows | Single Family | New | 0.32312 | 0.2494 | 0.77184 | N/A | N/A | N/A | Fail RIM | Residential | Nonequipment | Energy Star Windows | Single Family | New | 0.32312 | 0.2494 | 0.77184 | N/A | N/A | N/A | Fail TRC
| Residential | Nonequipment | Energy Star Windows | Multi-Family | New | 0.32312 | 0.2494 | 0.77184 | N/A | N/A | N/A | Fail RIM | Residential | Nonequipment | Energy Star Windows | Multi-Family | New | 0.32312 | 0.2494 | 0.77184 | N/A | N/A | N/A | Fail TRC
| Residential | Nonequipment | Energy Star Windows | Manufactured Home | New | 0.32312 | 0.2494 | 0.77184 | N/A | N/A | N/A | Fail RIM | Residential | Nonequipment | Energy Star Windows | Manufactured Home | New | 0.32312 | 0.2494 | 0.77184 | N/A | N/A | N/A | Fail TRC
| Residential | Nonequipment | Floor Insulation | Single Family | Existing | 0.3179 | 0.015005 | 0.047199 | N/A | N/A | N/A | Fail RIM | Residential | Nonequipment | Floor Insulation | Single Family | Existing | 0.3179 | 0.015005 | 0.047199 | N/A | N/A | N/A | Fail TRC
| Residential | Nonequipment | Floor Insulation | Multi-Family | Existing | 0.3179 | 0.0074237 | 0.023352 | N/A | N/A | N/A | Fail RIM | Residential | Nonequipment | Floor Insulation | Multi-Family | Existing | 0.3179 | 0.0074237 | 0.023352 | N/A | N/A | N/A | Fail TRC
| Residential | Nonequipment | Floor Insulation | Manufactured Home | Existing | 0.3179 | 0.013839 | 0.043533 | N/A | N/A | N/A | Fail RIM | Residential | Nonequipment | Floor Insulation | Manufactured Home | Existing | 0.3179 | 0.013839 | 0.043533 | N/A | N/A | N/A | Fail TRC
| Residential | Nonequipment | Floor Insulation | Single Family | New | 0 | 0 | 0 | N/A | N/A | N/A | Fail RIM | Residential | Nonequipment | Floor Insulation | Single Family | New | 0 | 0 | 0 | N/A | N/A | N/A | Fail TRC
| Residential | Nonequipment | Floor Insulation | Multi-Family | New | 0 | 0 | 0 | N/A | N/A | N/A | Fail RIM | Residential | Nonequipment | Floor Insulation | Multi-Family | New | 0 | 0 | 0 | N/A | N/A | N/A | Fail TRC
| Residential | Nonequipment | Floor Insulation | Manufactured Home | New | 0 | 0 | 0 | N/A | N/A | N/A | Fail RIM | Residential | Nonequipment | Floor Insulation | Manufactured Home | New | 0 | 0 | 0 | N/A | N/A | N/A | Fail TRC
| Residential | Nonequipment | Green Roof | Single Family | Existing | 0.37002 | 0.019587 | 0.052935 | N/A | N/A | N/A | Fail RIM | Residential | Nonequipment | Green Roof | Single Family | Existing | 0.37002 | 0.019587 | 0.052935 | N/A | N/A | N/A | Fail TRC
| Residential | Nonequipment | Green Roof | Multi-Family | Existing | 0.34915 | 0.014469 | 0.041442 | N/A | N/A | N/A | Fail RIM | Residential | Nonequipment | Green Roof | Multi-Family | Existing | 0.34915 | 0.014469 | 0.041442 | N/A | N/A | N/A | Fail TRC
| Residential | Nonequipment | Green Roof | Manufactured Home | Existing | 0.34385 | 0.020319 | 0.059093 | N/A | N/A | N/A | Fail RIM | Residential | Nonequipment | Green Roof | Manufactured Home | Existing | 0.34385 | 0.020319 | 0.059093 | N/A | N/A | N/A | Fail TRC
| Residential | Nonequipment | Green Roof | Single Family | New | 0.37002 | 0.019587 | 0.052935 | N/A | N/A | N/A | Fail RIM | Residential | Nonequipment | Green Roof | Single Family | New | 0.37002 | 0.019587 | 0.052935 | N/A | N/A | N/A | Fail TRC
| Residential | Nonequipment | Green Roof | Multi-Family | New | 0.34915 | 0.014469 | 0.041442 | N/A | N/A | N/A | Fail RIM | Residential | Nonequipment | Green Roof | Multi-Family | New | 0.34915 | 0.014469 | 0.041442 | N/A | N/A | N/A | Fail TRC
| Residential | Nonequipment | Green Roof | Manufactured Home | New | 0.34385 | 0.020319 | 0.059093 | N/A | N/A | N/A | Fail RIM | Residential | Nonequipment | Green Roof | Manufactured Home | New | 0.34385 | 0.020319 | 0.059093 | N/A | N/A | N/A | Fail TRC
| Residential | Nonequipment | Heat Pump Tune Up | Single Family | Existing | 0.38791 | 0.17859 | 0.46039 | N/A | N/A | N/A | Fail RIM | Residential | Nonequipment | Heat Pump Tune Up | Single Family | Existing | 0.38791 | 0.17859 | 0.46039 | N/A | N/A | N/A | Fail TRC
| Residential | Nonequipment | Heat Pump Tune Up | Multi-Family | Existing | 0.36427 | 0.10906 | 0.29938 | N/A | N/A | N/A | Fail RIM | Residential | Nonequipment | Heat Pump Tune Up | Multi-Family | Existing | 0.36427 | 0.10906 | 0.29938 | N/A | N/A | N/A | Fail TRC
| Residential | Nonequipment | Heat Pump Tune Up | Manufactured Home | Existing | 0.35827 | 0.16135 | 0.45036 | N/A | N/A | N/A | Fail RIM | Residential | Nonequipment | Heat Pump Tune Up | Manufactured Home | Existing | 0.35827 | 0.16135 | 0.45036 | N/A | N/A | N/A | Fail TRC
| Residential | Nonequipment | Heat Pump Tune Up | Single Family | New | 0 | 0 | 0 | N/A | N/A | N/A | Fail RIM | Residential | Nonequipment | Heat Pump Tune Up | Single Family | New | 0 | 0 | 0 | N/A | N/A | N/A | Fail TRC
| Residential | Nonequipment | Heat Pump Tune Up | Multi-Family | New | 0 | 0 | 0 | N/A | N/A | N/A | Fail RIM | Residential | Nonequipment | Heat Pump Tune Up | Multi-Family | New | 0 | 0 | 0 | N/A | N/A | N/A | Fail TRC
| Residential | Nonequipment | Heat Pump Tune Up | Manufactured Home | New | 0 | 0 | 0 | N/A | N/A | N/A | Fail RIM | Residential | Nonequipment | Heat Pump Tune Up | Manufactured Home | New | 0 | 0 | 0 | N/A | N/A | N/A | Fail TRC
| Residential | Nonequipment | Home Energy Management System | Single Family | Existing | 0.33494 | 0.48945 | 1.4613 | N/A | N/A | N/A | Fail RIM | Residential | Nonequipment | Home Energy Management System | Single Family | Existing | 0.33494 | 0.48945 | 1.4613 | N/A | N/A | N/A | Fail TRC
| Residential | Nonequipment | Home Energy Management System | Multi-Family | Existing | 0.33494 | 0.35266 | 1.0529 | N/A | N/A | N/A | Fail RIM | Residential | Nonequipment | Home Energy Management System | Multi-Family | Existing | 0.33494 | 0.35266 | 1.0529 | N/A | N/A | N/A | Fail TRC
| Residential | Nonequipment | Home Energy Management System | Manufactured Home | Existing | 0.33494 | 0.54363 | 1.6231 | N/A | N/A | N/A | Fail RIM | Residential | Nonequipment | Home Energy Management System | Manufactured Home | Existing | 0.33494 | 0.54363 | 1.6231 | N/A | N/A | N/A | Fail TRC
| Residential | Nonequipment | Home Energy Management System | Single Family | New | 0.33559 | 0.49041 | 1.4613 | N/A | N/A | N/A | Fail RIM | Residential | Nonequipment | Home Energy Management System | Single Family | New | 0.33559 | 0.49041 | 1.4613 | N/A | N/A | N/A | Fail TRC
| Residential | Nonequipment | Home Energy Management System | Multi-Family | New | 0.33559 | 0.35335 | 1.0529 | N/A | N/A | N/A | Fail RIM | Residential | Nonequipment | Home Energy Management System | Multi-Family | New | 0.33559 | 0.35335 | 1.0529 | N/A | N/A | N/A | Fail TRC
| Residential | Nonequipment | Home Energy Management System | Manufactured Home | New | 0.33559 | 0.54469 | 1.6231 | N/A | N/A | N/A | Fail RIM | Residential | Nonequipment | Home Energy Management System | Manufactured Home | New | 0.33559 | 0.54469 | 1.6231 | N/A | N/A | N/A | Fail TRC
| Residential | Nonequipment | HVAC ECM Motor | Single Family | Existing | 0.35322 | 0.072355 | 0.20485 | N/A | N/A | N/A | Fail RIM | Residential | Nonequipment | HVAC ECM Motor | Single Family | Existing | 0.35322 | 0.072355 | 0.20485 | N/A | N/A | N/A | Fail TRC
| Residential | Nonequipment | HVAC ECM Motor | Multi-Family | Existing | 0.35322 | 0.072355 | 0.20485 | N/A | N/A | N/A | Fail RIM | Residential | Nonequipment | HVAC ECM Motor | Multi-Family | Existing | 0.35322 | 0.072355 | 0.20485 | N/A | N/A | N/A | Fail TRC
| Residential | Nonequipment | HVAC ECM Motor | Manufactured Home | Existing | 0.35322 | 0.072355 | 0.20485 | N/A | N/A | N/A | Fail RIM | Residential | Nonequipment | HVAC ECM Motor | Manufactured Home | Existing | 0.35322 | 0.072355 | 0.20485 | N/A | N/A | N/A | Fail TRC
| Residential | Nonequipment | HVAC ECM Motor | Single Family | New | 0.35322 | 0.072355 | 0.20485 | N/A | N/A | N/A | Fail RIM | Residential | Nonequipment | HVAC ECM Motor | Single Family | New | 0.35322 | 0.072355 | 0.20485 | N/A | N/A | N/A | Fail TRC
| Residential | Nonequipment | HVAC ECM Motor | Multi-Family | New | 0.35322 | 0.072355 | 0.20485 | N/A | N/A | N/A | Fail RIM | Residential | Nonequipment | HVAC ECM Motor | Multi-Family | New | 0.35322 | 0.072355 | 0.20485 | N/A | N/A | N/A | Fail TRC
| Residential | Nonequipment | HVAC ECM Motor | Manufactured Home | New | 0.35322 | 0.072355 | 0.20485 | N/A | N/A | N/A | Fail RIM | Residential | Nonequipment | HVAC ECM Motor | Manufactured Home | New | 0.35322 | 0.072355 | 0.20485 | N/A | N/A | N/A | Fail TRC
| Residential | Nonequipment | Programmable Thermostat | Single Family | Existing | 0.45838 | 0.30068 | 0.65597 | N/A | N/A | N/A | Fail RIM | Residential | Nonequipment | Programmable Thermostat | Single Family | Existing | 0.45838 | 0.30068 | 0.65597 | N/A | N/A | N/A | Fail TRC
| Residential | Nonequipment | Programmable Thermostat | Multi-Family | Existing | 0.45838 | 0.19553 | 0.42656 | N/A | N/A | N/A | Fail RIM | Residential | Nonequipment | Programmable Thermostat | Multi-Family | Existing | 0.45838 | 0.19553 | 0.42656 | N/A | N/A | N/A | Fail TRC
| Residential | Nonequipment | Programmable Thermostat | Manufactured Home | Existing | 0.45838 | 0.29413 | 0.64168 | N/A | N/A | N/A | Fail RIM | Residential | Nonequipment | Programmable Thermostat | Manufactured Home | Existing | 0.45838 | 0.29413 | 0.64168 | N/A | N/A | N/A | Fail TRC
| Residential | Nonequipment | Programmable Thermostat | Single Family | New | 0.49508 | 1.7221 | 3.4784 | N/A | N/A | N/A | Fail RIM | Residential | Nonequipment | Programmable Thermostat | Single Family | New | 0.49508 | 1.7221 | 3.4784 | 0.39879 | 1.0232 | 3.6353
| Residential | Nonequipment | Programmable Thermostat | Multi-Family | New | 0.49508 | 1.1199 | 2.2619 | N/A | N/A | N/A | Fail RIM | Residential | Nonequipment | Programmable Thermostat | Multi-Family | New | 0.49508 | 1.1199 | 2.2619 | 0.35463 | 0.77543 | 2.7137 | Fail TRC
| Residential | Nonequipment | Programmable Thermostat | Manufactured Home | New | 0.49508 | 1.6846 | 3.4026 | N/A | N/A | N/A | Fail RIM | Residential | Nonequipment | Programmable Thermostat | Manufactured Home | New | 0.49508 | 1.6846 | 3.4026 | 0.39674 | 1.0099 | 3.5779
| Residential | Nonequipment | Radiant Barrier | Single Family | Existing | 0.38034 | 0.25342 | 0.66628 | N/A | N/A | N/A | Fail RIM | Residential | Nonequipment | Radiant Barrier | Single Family | Existing | 0.38034 | 0.25342 | 0.66628 | N/A | N/A | N/A | Fail TRC
| Residential | Nonequipment | Radiant Barrier | Multi-Family | Existing | 0.38034 | 0.20168 | 0.53026 | N/A | N/A | N/A | Fail RIM | Residential | Nonequipment | Radiant Barrier | Multi-Family | Existing | 0.38034 | 0.20168 | 0.53026 | N/A | N/A | N/A | Fail TRC
| Residential | Nonequipment | Radiant Barrier | Manufactured Home | Existing | 0.38034 | 0.29422 | 0.77356 | N/A | N/A | N/A | Fail RIM | Residential | Nonequipment | Radiant Barrier | Manufactured Home | Existing | 0.38034 | 0.29422 | 0.77356 | N/A | N/A | N/A | Fail TRC
| Residential | Nonequipment | Radiant Barrier | Single Family | New | 0.38034 | 0.25342 | 0.66628 | N/A | N/A | N/A | Fail RIM | Residential | Nonequipment | Radiant Barrier | Single Family | New | 0.38034 | 0.25342 | 0.66628 | N/A | N/A | N/A | Fail TRC
| Residential | Nonequipment | Radiant Barrier | Multi-Family | New | 0.38034 | 0.20168 | 0.53026 | N/A | N/A | N/A | Fail RIM | Residential | Nonequipment | Radiant Barrier | Multi-Family | New | 0.38034 | 0.20168 | 0.53026 | N/A | N/A | N/A | Fail TRC
| Residential | Nonequipment | Radiant Barrier | Manufactured Home | New | 0.38034 | 0.29422 | 0.77356 | N/A | N/A | N/A | Fail RIM | Residential | Nonequipment | Radiant Barrier | Manufactured Home | New | 0.38034 | 0.29422 | 0.77356 | N/A | N/A | N/A | Fail TRC
| Residential | Nonequipment | Sealed crawlspace | Single Family | Existing | 0.34942 | 0.010384 | 0.029717 | N/A | N/A | N/A | Fail RIM | Residential | Nonequipment | Sealed crawlspace | Single Family | Existing | 0.34942 | 0.010384 | 0.029717 | N/A | N/A | N/A | Fail TRC
| Residential | Nonequipment | Sealed crawlspace | Multi-Family | Existing | 0.34942 | 0.0051376 | 0.014703 | N/A | N/A | N/A | Fail RIM | Residential | Nonequipment | Sealed crawlspace | Multi-Family | Existing | 0.34942 | 0.0051376 | 0.014703 | N/A | N/A | N/A | Fail TRC
| Residential | Nonequipment | Sealed crawlspace | Manufactured Home | Existing | 0.34942 | 0.0095775 | 0.027409 | N/A | N/A | N/A | Fail RIM | Residential | Nonequipment | Sealed crawlspace | Manufactured Home | Existing | 0.34942 | 0.0095775 | 0.027409 | N/A | N/A | N/A | Fail TRC
| Residential | Nonequipment | Sealed crawlspace | Single Family | New | 0 | 0 | 0 | N/A | N/A | N/A | Fail RIM | Residential | Nonequipment | Sealed crawlspace | Single Family | New | 0 | 0 | 0 | N/A | N/A | N/A | Fail TRC
| Residential | Nonequipment | Sealed crawlspace | Multi-Family | New | 0 | 0 | 0 | N/A | N/A | N/A | Fail RIM | Residential | Nonequipment | Sealed crawlspace | Multi-Family | New | 0 | 0 | 0 | N/A | N/A | N/A | Fail TRC
| Residential | Nonequipment | Sealed crawlspace | Manufactured Home | New | 0 | 0 | 0 | N/A | N/A | N/A | Fail RIM | Residential | Nonequipment | Sealed crawlspace | Manufactured Home | New | 0 | 0 | 0 | N/A | N/A | N/A | Fail TRC
| Residential | Nonequipment | Smart Thermostat | Single Family | Existing | 0.45838 | 0.44658 | 0.97427 | N/A | N/A | N/A | Fail RIM | Residential | Nonequipment | Smart Thermostat | Single Family | Existing | 0.45838 | 0.44658 | 0.97427 | N/A | N/A | N/A | Fail TRC
| Residential | Nonequipment | Smart Thermostat | Multi-Family | Existing | 0.45838 | 0.2904 | 0.63354 | N/A | N/A | N/A | Fail RIM | Residential | Nonequipment | Smart Thermostat | Multi-Family | Existing | 0.45838 | 0.2904 | 0.63354 | N/A | N/A | N/A | Fail TRC
| Residential | Nonequipment | Smart Thermostat | Manufactured Home | Existing | 0.45838 | 0.43685 | 0.95304 | N/A | N/A | N/A | Fail RIM | Residential | Nonequipment | Smart Thermostat | Manufactured Home | Existing | 0.45838 | 0.43685 | 0.95304 | N/A | N/A | N/A | Fail TRC
| Residential | Nonequipment | Smart Thermostat | Single Family | New | 0.49508 | 1.0012 | 2.0222 | N/A | N/A | N/A | Fail RIM | Residential | Nonequipment | Smart Thermostat | Single Family | New | 0.49508 | 1.0012 | 2.0222 | 0.34179 | 0.7166 | 2.532 | Fail TRC
| Residential | Nonequipment | Smart Thermostat | Multi-Family | New | 0.49508 | 0.65103 | 1.315 | N/A | N/A | N/A | Fail RIM | Residential | Nonequipment | Smart Thermostat | Multi-Family | New | 0.49508 | 0.65103 | 1.315 | N/A | N/A | N/A | Fail TRC
| Residential | Nonequipment | Smart Thermostat | Manufactured Home | New | 0.49508 | 0.97934 | 1.9781 | N/A | N/A | N/A | Fail RIM | Residential | Nonequipment | Smart Thermostat | Manufactured Home | New | 0.49508 | 0.97934 | 1.9781 | N/A | N/A | N/A | Fail TRC
| Residential | Nonequipment | Spray Foam Insulation(Base R12) | Single Family | Existing | 0.36029 | 0.12316 | 0.34184 | N/A | N/A | N/A | Fail RIM | Residential | Nonequipment | Spray Foam Insulation(Base R12) | Single Family | Existing | 0.36029 | 0.12316 | 0.34184 | N/A | N/A | N/A | Fail TRC
| Residential | Nonequipment | Spray Foam Insulation(Base R12) | Multi-Family | Existing | 0.36029 | 0.098933 | 0.27459 | N/A | N/A | N/A | Fail RIM | Residential | Nonequipment | Spray Foam Insulation(Base R12) | Multi-Family | Existing | 0.36029 | 0.098933 | 0.27459 | N/A | N/A | N/A | Fail TRC
| Residential | Nonequipment | Spray Foam Insulation(Base R12) | Manufactured Home | Existing | 0.36029 | 0.11644 | 0.32318 | N/A | N/A | N/A | Fail RIM | Residential | Nonequipment | Spray Foam Insulation(Base R12) | Manufactured Home | Existing | 0.36029 | 0.11644 | 0.32318 | N/A | N/A | N/A | Fail TRC
| Residential | Nonequipment | Spray Foam Insulation(Base R12) | Single Family | New | 0.36029 | 0.12316 | 0.34184 | N/A | N/A | N/A | Fail RIM | Residential | Nonequipment | Spray Foam Insulation(Base R12) | Single Family | New | 0.36029 | 0.12316 | 0.34184 | N/A | N/A | N/A | Fail TRC
| Residential | Nonequipment | Spray Foam Insulation(Base R12) | Multi-Family | New | 0.36029 | 0.098933 | 0.27459 | N/A | N/A | N/A | Fail RIM | Residential | Nonequipment | Spray Foam Insulation(Base R12) | Multi-Family | New | 0.36029 | 0.098933 | 0.27459 | N/A | N/A | N/A | Fail TRC
| Residential | Nonequipment | Spray Foam Insulation(Base R12) | Manufactured Home | New | 0.36029 | 0.11644 | 0.32318 | N/A | N/A | N/A | Fail RIM | Residential | Nonequipment | Spray Foam Insulation(Base R12) | Manufactured Home | New | 0.36029 | 0.11644 | 0.32318 | N/A | N/A | N/A | Fail TRC
| Residential | Nonequipment | Spray Foam Insulation(Base R19) | Single Family | Existing | 0.38012 | 0.09148 | 0.24066 | N/A | N/A | N/A | Fail RIM | Residential | Nonequipment | Spray Foam Insulation(Base R19) | Single Family | Existing | 0.38012 | 0.09148 | 0.24066 | N/A | N/A | N/A | Fail TRC
| Residential | Nonequipment | Spray Foam Insulation(Base R19) | Multi-Family | Existing | 0.38012 | 0.075467 | 0.19853 | N/A | N/A | N/A | Fail RIM | Residential | Nonequipment | Spray Foam Insulation(Base R19) | Multi-Family | Existing | 0.38012 | 0.075467 | 0.19853 | N/A | N/A | N/A | Fail TRC
| Residential | Nonequipment | Spray Foam Insulation(Base R19) | Manufactured Home | Existing | 0.38012 | 0.094481 | 0.24855 | N/A | N/A | N/A | Fail RIM | Residential | Nonequipment | Spray Foam Insulation(Base R19) | Manufactured Home | Existing | 0.38012 | 0.094481 | 0.24855 | N/A | N/A | N/A | Fail TRC
| Residential | Nonequipment | Spray Foam Insulation(Base R19) | Single Family | New | 0.38012 | 0.09148 | 0.24066 | N/A | N/A | N/A | Fail RIM | Residential | Nonequipment | Spray Foam Insulation(Base R19) | Single Family | New | 0.38012 | 0.09148 | 0.24066 | N/A | N/A | N/A | Fail TRC
| Residential | Nonequipment | Spray Foam Insulation(Base R19) | Multi-Family | New | 0.38012 | 0.075467 | 0.19853 | N/A | N/A | N/A | Fail RIM | Residential | Nonequipment | Spray Foam Insulation(Base R19) | Multi-Family | New | 0.38012 | 0.075467 | 0.19853 | N/A | N/A | N/A | Fail TRC
| Residential | Nonequipment | Spray Foam Insulation(Base R19) | Manufactured Home | New | 0.38012 | 0.094481 | 0.24855 | N/A | N/A | N/A | Fail RIM | Residential | Nonequipment | Spray Foam Insulation(Base R19) | Manufactured Home | New | 0.38012 | 0.094481 | 0.24855 | N/A | N/A | N/A | Fail TRC
| Residential | Nonequipment | Spray Foam Insulation(Base R2) | Single Family | Existing | 0.37912 | 0.36132 | 0.95306 | N/A | N/A | N/A | Fail RIM | Residential | Nonequipment | Spray Foam Insulation(Base R2) | Single Family | Existing | 0.37912 | 0.36132 | 0.95306 | N/A | N/A | N/A | Fail TRC
| Residential | Nonequipment | Spray Foam Insulation(Base R2) | Multi-Family | Existing | 0.37912 | 0.26912 | 0.70985 | N/A | N/A | N/A | Fail RIM | Residential | Nonequipment | Spray Foam Insulation(Base R2) | Multi-Family | Existing | 0.37912 | 0.26912 | 0.70985 | N/A | N/A | N/A | Fail TRC
| Residential | Nonequipment | Spray Foam Insulation(Base R2) | Manufactured Home | Existing | 0.37912 | 0.28919 | 0.76278 | N/A | N/A | N/A | Fail RIM | Residential | Nonequipment | Spray Foam Insulation(Base R2) | Manufactured Home | Existing | 0.37912 | 0.28919 | 0.76278 | N/A | N/A | N/A | Fail TRC
| Residential | Nonequipment | Spray Foam Insulation(Base R2) | Single Family | New | 0.37912 | 0.36132 | 0.95306 | N/A | N/A | N/A | Fail RIM | Residential | Nonequipment | Spray Foam Insulation(Base R2) | Single Family | New | 0.37912 | 0.36132 | 0.95306 | N/A | N/A | N/A | Fail TRC
| Residential | Nonequipment | Spray Foam Insulation(Base R2) | Multi-Family | New | 0.37912 | 0.26912 | 0.70985 | N/A | N/A | N/A | Fail RIM | Residential | Nonequipment | Spray Foam Insulation(Base R2) | Multi-Family | New | 0.37912 | 0.26912 | 0.70985 | N/A | N/A | N/A | Fail TRC
| Residential | Nonequipment | Spray Foam Insulation(Base R2) | Manufactured Home | New | 0.37912 | 0.28919 | 0.76278 | N/A | N/A | N/A | Fail RIM | Residential | Nonequipment | Spray Foam Insulation(Base R2) | Manufactured Home | New | 0.37912 | 0.28919 | 0.76278 | N/A | N/A | N/A | Fail TRC
| Residential | Nonequipment | Spray Foam Insulation(Base R30) | Single Family | Existing | 0.37966 | 0.064165 | 0.16901 | N/A | N/A | N/A | Fail RIM | Residential | Nonequipment | Spray Foam Insulation(Base R30) | Single Family | Existing | 0.37966 | 0.064165 | 0.16901 | N/A | N/A | N/A | Fail TRC
| Residential | Nonequipment | Spray Foam Insulation(Base R30) | Multi-Family | Existing | 0.37966 | 0.053625 | 0.14125 | N/A | N/A | N/A | Fail RIM | Residential | Nonequipment | Spray Foam Insulation(Base R30) | Multi-Family | Existing | 0.37966 | 0.053625 | 0.14125 | N/A | N/A | N/A | Fail TRC
| Residential | Nonequipment | Spray Foam Insulation(Base R30) | Manufactured Home | Existing | 0.37966 | 0.075289 | 0.19831 | N/A | N/A | N/A | Fail RIM | Residential | Nonequipment | Spray Foam Insulation(Base R30) | Manufactured Home | Existing | 0.37966 | 0.075289 | 0.19831 | N/A | N/A | N/A | Fail TRC
| Residential | Nonequipment | Spray Foam Insulation(Base R30) | Single Family | New | 0.37966 | 0.077777 | 0.20486 | N/A | N/A | N/A | Fail RIM | Residential | Nonequipment | Spray Foam Insulation(Base R30) | Single Family | New | 0.37966 | 0.077777 | 0.20486 | N/A | N/A | N/A | Fail TRC
| Residential | Nonequipment | Spray Foam Insulation(Base R30) | Multi-Family | New | 0.37966 | 0.065001 | 0.17121 | N/A | N/A | N/A | Fail RIM | Residential | Nonequipment | Spray Foam Insulation(Base R30) | Multi-Family | New | 0.37966 | 0.065001 | 0.17121 | N/A | N/A | N/A | Fail TRC
| Residential | Nonequipment | Spray Foam Insulation(Base R30) | Manufactured Home | New | 0.37966 | 0.091261 | 0.24038 | N/A | N/A | N/A | Fail RIM | Residential | Nonequipment | Spray Foam Insulation(Base R30) | Manufactured Home | New | 0.37966 | 0.091261 | 0.24038 | N/A | N/A | N/A | Fail TRC
| Residential | Nonequipment | Storm Door | Single Family | Existing | 0.35126 | 0.23037 | 0.65583 | N/A | N/A | N/A | Fail RIM | Residential | Nonequipment | Storm Door | Single Family | Existing | 0.35126 | 0.23037 | 0.65583 | N/A | N/A | N/A | Fail TRC
| Residential | Nonequipment | Storm Door | Multi-Family | Existing | 0.35126 | 0.23037 | 0.65583 | N/A | N/A | N/A | Fail RIM | Residential | Nonequipment | Storm Door | Multi-Family | Existing | 0.35126 | 0.23037 | 0.65583 | N/A | N/A | N/A | Fail TRC
| Residential | Nonequipment | Storm Door | Manufactured Home | Existing | 0.35126 | 0.23037 | 0.65583 | N/A | N/A | N/A | Fail RIM | Residential | Nonequipment | Storm Door | Manufactured Home | Existing | 0.35126 | 0.23037 | 0.65583 | N/A | N/A | N/A | Fail TRC
| Residential | Nonequipment | Storm Door | Single Family | New | 0.35126 | 0.15262 | 0.43448 | N/A | N/A | N/A | Fail RIM | Residential | Nonequipment | Storm Door | Single Family | New | 0.35126 | 0.15262 | 0.43448 | N/A | N/A | N/A | Fail TRC
| Residential | Nonequipment | Storm Door | Multi-Family | New | 0.35126 | 0.15262 | 0.43448 | N/A | N/A | N/A | Fail RIM | Residential | Nonequipment | Storm Door | Multi-Family | New | 0.35126 | 0.15262 | 0.43448 | N/A | N/A | N/A | Fail TRC
| Residential | Nonequipment | Storm Door | Manufactured Home | New | 0.35126 | 0.15262 | 0.43448 | N/A | N/A | N/A | Fail RIM | Residential | Nonequipment | Storm Door | Manufactured Home | New | 0.35126 | 0.15262 | 0.43448 | N/A | N/A | N/A | Fail TRC
| Residential | Nonequipment | Wall Insulation | Single Family | Existing | 0.31975 | 0.26854 | 0.83984 | N/A | N/A | N/A | Fail RIM | Residential | Nonequipment | Wall Insulation | Single Family | Existing | 0.31975 | 0.26854 | 0.83984 | N/A | N/A | N/A | Fail TRC
| Residential | Nonequipment | Wall Insulation | Multi-Family | Existing | 0.3089 | 0.14 | 0.45321 | N/A | N/A | N/A | Fail RIM | Residential | Nonequipment | Wall Insulation | Multi-Family | Existing | 0.3089 | 0.14 | 0.45321 | N/A | N/A | N/A | Fail TRC
| Residential | Nonequipment | Wall Insulation | Manufactured Home | Existing | 0.31563 | 0.30597 | 0.9694 | N/A | N/A | N/A | Fail RIM | Residential | Nonequipment | Wall Insulation | Manufactured Home | Existing | 0.31563 | 0.30597 | 0.9694 | N/A | N/A | N/A | Fail TRC
| Residential | Nonequipment | Wall Insulation | Single Family | New | 0 | 0 | 0 | N/A | N/A | N/A | Fail RIM | Residential | Nonequipment | Wall Insulation | Single Family | New | 0 | 0 | 0 | N/A | N/A | N/A | Fail TRC
| Residential | Nonequipment | Wall Insulation | Multi-Family | New | 0 | 0 | 0 | N/A | N/A | N/A | Fail RIM | Residential | Nonequipment | Wall Insulation | Multi-Family | New | 0 | 0 | 0 | N/A | N/A | N/A | Fail TRC
| Residential | Nonequipment | Wall Insulation | Manufactured Home | New | 0 | 0 | 0 | N/A | N/A | N/A | Fail RIM | Residential | Nonequipment | Wall Insulation | Manufactured Home | New | 0 | 0 | 0 | N/A | N/A | N/A | Fail TRC
| Residential | Nonequipment | Window Sun Protection | Single Family | Existing | 0.50005 | 0.039469 | 0.078929 | N/A | N/A | N/A | Fail RIM | Residential | Nonequipment | Window Sun Protection | Single Family | Existing | 0.50005 | 0.039469 | 0.078929 | N/A | N/A | N/A | Fail TRC
| Residential | Nonequipment | Window Sun Protection | Multi-Family | Existing | 0.50005 | 0.055437 | 0.11086 | N/A | N/A | N/A | Fail RIM | Residential | Nonequipment | Window Sun Protection | Multi-Family | Existing | 0.50005 | 0.055437 | 0.11086 | N/A | N/A | N/A | Fail TRC
| Residential | Nonequipment | Window Sun Protection | Manufactured Home | Existing | 0.50005 | 0.042039 | 0.084069 | N/A | N/A | N/A | Fail RIM | Residential | Nonequipment | Window Sun Protection | Manufactured Home | Existing | 0.50005 | 0.042039 | 0.084069 | N/A | N/A | N/A | Fail TRC
| Residential | Nonequipment | Window Sun Protection | Single Family | New | 0.50005 | 0.039469 | 0.078929 | N/A | N/A | N/A | Fail RIM | Residential | Nonequipment | Window Sun Protection | Single Family | New | 0.50005 | 0.039469 | 0.078929 | N/A | N/A | N/A | Fail TRC
| Residential | Nonequipment | Window Sun Protection | Multi-Family | New | 0.50005 | 0.055437 | 0.11086 | N/A | N/A | N/A | Fail RIM | Residential | Nonequipment | Window Sun Protection | Multi-Family | New | 0.50005 | 0.055437 | 0.11086 | N/A | N/A | N/A | Fail TRC
| Residential | Nonequipment | Window Sun Protection | Manufactured Home | New | 0.50005 | 0.042039 | 0.084069 | N/A | N/A | N/A | Fail RIM | Residential | Nonequipment | Window Sun Protection | Manufactured Home | New | 0.50005 | 0.042039 | 0.084069 | N/A | N/A | N/A | Fail TRC
| Residential | Nonequipment | Exterior Lighting Controls | Single Family | Existing | 0.29132 | 0.29936 | 1.0276 | N/A | N/A | N/A | Fail RIM | Residential | Nonequipment | Exterior Lighting Controls | Single Family | Existing | 0.29132 | 0.29936 | 1.0276 | N/A | N/A | N/A | Fail TRC
| Residential | Nonequipment | Exterior Lighting Controls | Multi-Family | Existing | 0.29132 | 0.29936 | 1.0276 | N/A | N/A | N/A | Fail RIM | Residential | Nonequipment | Exterior Lighting Controls | Multi-Family | Existing | 0.29132 | 0.29936 | 1.0276 | N/A | N/A | N/A | Fail TRC
| Residential | Nonequipment | Exterior Lighting Controls | Manufactured Home | Existing | 0.29132 | 0.29936 | 1.0276 | N/A | N/A | N/A | Fail RIM | Residential | Nonequipment | Exterior Lighting Controls | Manufactured Home | Existing | 0.29132 | 0.29936 | 1.0276 | N/A | N/A | N/A | Fail TRC
| Residential | Nonequipment | Exterior Lighting Controls | Single Family | New | 0.29132 | 0.29936 | 1.0276 | N/A | N/A | N/A | Fail RIM | Residential | Nonequipment | Exterior Lighting Controls | Single Family | New | 0.29132 | 0.29936 | 1.0276 | N/A | N/A | N/A | Fail TRC
| Residential | Nonequipment | Exterior Lighting Controls | Multi-Family | New | 0.29132 | 0.29936 | 1.0276 | N/A | N/A | N/A | Fail RIM | Residential | Nonequipment | Exterior Lighting Controls | Multi-Family | New | 0.29132 | 0.29936 | 1.0276 | N/A | N/A | N/A | Fail TRC
| Residential | Nonequipment | Exterior Lighting Controls | Manufactured Home | New | 0.29132 | 0.29936 | 1.0276 | N/A | N/A | N/A | Fail RIM | Residential | Nonequipment | Exterior Lighting Controls | Manufactured Home | New | 0.29132 | 0.29936 | 1.0276 | N/A | N/A | N/A | Fail TRC
| Residential | Nonequipment | Interior Lighting Controls | Single Family | Existing | 0.33604 | 0.15413 | 0.45866 | N/A | N/A | N/A | Fail RIM | Residential | Nonequipment | Interior Lighting Controls | Single Family | Existing | 0.33604 | 0.15413 | 0.45866 | N/A | N/A | N/A | Fail TRC
| Residential | Nonequipment | Interior Lighting Controls | Multi-Family | Existing | 0.33604 | 0.15413 | 0.45866 | N/A | N/A | N/A | Fail RIM | Residential | Nonequipment | Interior Lighting Controls | Multi-Family | Existing | 0.33604 | 0.15413 | 0.45866 | N/A | N/A | N/A | Fail TRC
| Residential | Nonequipment | Interior Lighting Controls | Manufactured Home | Existing | 0.33604 | 0.15413 | 0.45866 | N/A | N/A | N/A | Fail RIM | Residential | Nonequipment | Interior Lighting Controls | Manufactured Home | Existing | 0.33604 | 0.15413 | 0.45866 | N/A | N/A | N/A | Fail TRC
| Residential | Nonequipment | Interior Lighting Controls | Single Family | New | 0.33604 | 0.15413 | 0.45866 | N/A | N/A | N/A | Fail RIM | Residential | Nonequipment | Interior Lighting Controls | Single Family | New | 0.33604 | 0.15413 | 0.45866 | N/A | N/A | N/A | Fail TRC
| Residential | Nonequipment | Interior Lighting Controls | Multi-Family | New | 0.33604 | 0.15413 | 0.45866 | N/A | N/A | N/A | Fail RIM | Residential | Nonequipment | Interior Lighting Controls | Multi-Family | New | 0.33604 | 0.15413 | 0.45866 | N/A | N/A | N/A | Fail TRC
| Residential | Nonequipment | Interior Lighting Controls | Manufactured Home | New | 0.33604 | 0.15413 | 0.45866 | N/A | N/A | N/A | Fail RIM | Residential | Nonequipment | Interior Lighting Controls | Manufactured Home | New | 0.33604 | 0.15413 | 0.45866 | N/A | N/A | N/A | Fail TRC
| Residential | Nonequipment | Solar Attic Fan | Single Family | Existing | 0.38531 | 0.18445 | 0.47871 | N/A | N/A | N/A | Fail RIM | Residential | Nonequipment | Solar Attic Fan | Single Family | Existing | 0.38531 | 0.18445 | 0.47871 | N/A | N/A | N/A | Fail TRC
| Residential | Nonequipment | Solar Attic Fan | Multi-Family | Existing | 0.38531 | 0.089345 | 0.23188 | N/A | N/A | N/A | Fail RIM | Residential | Nonequipment | Solar Attic Fan | Multi-Family | Existing | 0.38531 | 0.089345 | 0.23188 | N/A | N/A | N/A | Fail TRC
| Residential | Nonequipment | Solar Attic Fan | Manufactured Home | Existing | 0.38531 | 0.12272 | 0.3185 | N/A | N/A | N/A | Fail RIM | Residential | Nonequipment | Solar Attic Fan | Manufactured Home | Existing | 0.38531 | 0.12272 | 0.3185 | N/A | N/A | N/A | Fail TRC
| Residential | Nonequipment | Solar Attic Fan | Single Family | New | 0.38531 | 0.18445 | 0.47871 | N/A | N/A | N/A | Fail RIM | Residential | Nonequipment | Solar Attic Fan | Single Family | New | 0.38531 | 0.18445 | 0.47871 | N/A | N/A | N/A | Fail TRC
| Residential | Nonequipment | Solar Attic Fan | Multi-Family | New | 0.38531 | 0.089345 | 0.23188 | N/A | N/A | N/A | Fail RIM | Residential | Nonequipment | Solar Attic Fan | Multi-Family | New | 0.38531 | 0.089345 | 0.23188 | N/A | N/A | N/A | Fail TRC
| Residential | Nonequipment | Solar Attic Fan | Manufactured Home | New | 0.38531 | 0.12272 | 0.3185 | N/A | N/A | N/A | Fail RIM | Residential | Nonequipment | Solar Attic Fan | Manufactured Home | New | 0.38531 | 0.12272 | 0.3185 | N/A | N/A | N/A | Fail TRC
| Commercial | Equipment | Efficient Exhaust Hood | Assembly | Turnover | 0.37488 | 1.7995 | 4.8001 | N/A | N/A | N/A | Fail RIM | Commercial | Equipment | Efficient Exhaust Hood | Assembly | Turnover | 0.37488 | 1.7995 | 4.8001 | 0.36409 | 1.6505 | 4.8521
| Commercial | Equipment | Efficient Exhaust Hood | College and University | Turnover | 0.37488 | 1.7995 | 4.8001 | N/A | N/A | N/A | Fail RIM | Commercial | Equipment | Efficient Exhaust Hood | College and University | Turnover | 0.37488 | 1.7995 | 4.8001 | 0.36409 | 1.6505 | 4.8521
| Commercial | Equipment | Efficient Exhaust Hood | Grocery | Turnover | 0.37488 | 1.7995 | 4.8001 | N/A | N/A | N/A | Fail RIM | Commercial | Equipment | Efficient Exhaust Hood | Grocery | Turnover | 0.37488 | 1.7995 | 4.8001 | 0.36409 | 1.6505 | 4.8521
| Commercial | Equipment | Efficient Exhaust Hood | Healthcare | Turnover | 0.37488 | 1.7995 | 4.8001 | N/A | N/A | N/A | Fail RIM | Commercial | Equipment | Efficient Exhaust Hood | Healthcare | Turnover | 0.37488 | 1.7995 | 4.8001 | 0.36409 | 1.6505 | 4.8521
| Commercial | Equipment | Efficient Exhaust Hood | Hospitals | Turnover | 0.37488 | 1.7995 | 4.8001 | N/A | N/A | N/A | Fail RIM | Commercial | Equipment | Efficient Exhaust Hood | Hospitals | Turnover | 0.37488 | 1.7995 | 4.8001 | 0.36409 | 1.6505 | 4.8521
| Commercial | Equipment | Efficient Exhaust Hood | Institutional | Turnover | 0.37488 | 1.7995 | 4.8001 | N/A | N/A | N/A | Fail RIM | Commercial | Equipment | Efficient Exhaust Hood | Institutional | Turnover | 0.37488 | 1.7995 | 4.8001 | 0.36409 | 1.6505 | 4.8521
| Commercial | Equipment | Efficient Exhaust Hood | Lodging/Hospitality | Turnover | 0.37488 | 1.7995 | 4.8001 | N/A | N/A | N/A | Fail RIM | Commercial | Equipment | Efficient Exhaust Hood | Lodging/Hospitality | Turnover | 0.37488 | 1.7995 | 4.8001 | 0.36409 | 1.6505 | 4.8521
| Commercial | Equipment | Efficient Exhaust Hood | Miscellaneous | Turnover | 0.37488 | 1.7995 | 4.8001 | N/A | N/A | N/A | Fail RIM | Commercial | Equipment | Efficient Exhaust Hood | Miscellaneous | Turnover | 0.37488 | 1.7995 | 4.8001 | 0.36409 | 1.6505 | 4.8521
| Commercial | Equipment | Efficient Exhaust Hood | Offices | Turnover | 0.37488 | 1.7995 | 4.8001 | N/A | N/A | N/A | Fail RIM | Commercial | Equipment | Efficient Exhaust Hood | Offices | Turnover | 0.37488 | 1.7995 | 4.8001 | 0.36409 | 1.6505 | 4.8521
| Commercial | Equipment | Efficient Exhaust Hood | Restaurants | Turnover | 0.37488 | 1.7995 | 4.8001 | N/A | N/A | N/A | Fail RIM | Commercial | Equipment | Efficient Exhaust Hood | Restaurants | Turnover | 0.37488 | 1.7995 | 4.8001 | 0.36409 | 1.6505 | 4.8521
| Commercial | Equipment | Efficient Exhaust Hood | Retail | Turnover | 0.37488 | 1.7995 | 4.8001 | N/A | N/A | N/A | Fail RIM | Commercial | Equipment | Efficient Exhaust Hood | Retail | Turnover | 0.37488 | 1.7995 | 4.8001 | 0.36409 | 1.6505 | 4.8521
| Commercial | Equipment | Efficient Exhaust Hood | Schools K-12 | Turnover | 0.37488 | 1.7995 | 4.8001 | N/A | N/A | N/A | Fail RIM | Commercial | Equipment | Efficient Exhaust Hood | Schools K-12 | Turnover | 0.37488 | 1.7995 | 4.8001 | 0.36409 | 1.6505 | 4.8521
| Commercial | Equipment | Efficient Exhaust Hood | Warehouse | Turnover | 0.37488 | 1.7995 | 4.8001 | N/A | N/A | N/A | Fail RIM | Commercial | Equipment | Efficient Exhaust Hood | Warehouse | Turnover | 0.37488 | 1.7995 | 4.8001 | 0.36409 | 1.6505 | 4.8521
| Commercial | Equipment | Efficient Exhaust Hood | Assembly | New | 0.37488 | 1.7995 | 4.8001 | N/A | N/A | N/A | Fail RIM | Commercial | Equipment | Efficient Exhaust Hood | Assembly | New | 0.37488 | 1.7995 | 4.8001 | 0.36409 | 1.6505 | 4.8521
| Commercial | Equipment | Efficient Exhaust Hood | College and University | New | 0.37488 | 1.7995 | 4.8001 | N/A | N/A | N/A | Fail RIM | Commercial | Equipment | Efficient Exhaust Hood | College and University | New | 0.37488 | 1.7995 | 4.8001 | 0.36409 | 1.6505 | 4.8521
| Commercial | Equipment | Efficient Exhaust Hood | Grocery | New | 0.37488 | 1.7995 | 4.8001 | N/A | N/A | N/A | Fail RIM | Commercial | Equipment | Efficient Exhaust Hood | Grocery | New | 0.37488 | 1.7995 | 4.8001 | 0.36409 | 1.6505 | 4.8521
| Commercial | Equipment | Efficient Exhaust Hood | Healthcare | New | 0.37488 | 1.7995 | 4.8001 | N/A | N/A | N/A | Fail RIM | Commercial | Equipment | Efficient Exhaust Hood | Healthcare | New | 0.37488 | 1.7995 | 4.8001 | 0.36409 | 1.6505 | 4.8521
| Commercial | Equipment | Efficient Exhaust Hood | Hospitals | New | 0.37488 | 1.7995 | 4.8001 | N/A | N/A | N/A | Fail RIM | Commercial | Equipment | Efficient Exhaust Hood | Hospitals | New | 0.37488 | 1.7995 | 4.8001 | 0.36409 | 1.6505 | 4.8521
| Commercial | Equipment | Efficient Exhaust Hood | Institutional | New | 0.37488 | 1.7995 | 4.8001 | N/A | N/A | N/A | Fail RIM | Commercial | Equipment | Efficient Exhaust Hood | Institutional | New | 0.37488 | 1.7995 | 4.8001 | 0.36409 | 1.6505 | 4.8521
| Commercial | Equipment | Efficient Exhaust Hood | Lodging/Hospitality | New | 0.37488 | 1.7995 | 4.8001 | N/A | N/A | N/A | Fail RIM | Commercial | Equipment | Efficient Exhaust Hood | Lodging/Hospitality | New | 0.37488 | 1.7995 | 4.8001 | 0.36409 | 1.6505 | 4.8521
| Commercial | Equipment | Efficient Exhaust Hood | Miscellaneous | New | 0.37488 | 1.7995 | 4.8001 | N/A | N/A | N/A | Fail RIM | Commercial | Equipment | Efficient Exhaust Hood | Miscellaneous | New | 0.37488 | 1.7995 | 4.8001 | 0.36409 | 1.6505 | 4.8521
| Commercial | Equipment | Efficient Exhaust Hood | Offices | New | 0.37488 | 1.7995 | 4.8001 | N/A | N/A | N/A | Fail RIM | Commercial | Equipment | Efficient Exhaust Hood | Offices | New | 0.37488 | 1.7995 | 4.8001 | 0.36409 | 1.6505 | 4.8521
| Commercial | Equipment | Efficient Exhaust Hood | Restaurants | New | 0.37488 | 1.7995 | 4.8001 | N/A | N/A | N/A | Fail RIM | Commercial | Equipment | Efficient Exhaust Hood | Restaurants | New | 0.37488 | 1.7995 | 4.8001 | 0.36409 | 1.6505 | 4.8521
| Commercial | Equipment | Efficient Exhaust Hood | Retail | New | 0.37488 | 1.7995 | 4.8001 | N/A | N/A | N/A | Fail RIM | Commercial | Equipment | Efficient Exhaust Hood | Retail | New | 0.37488 | 1.7995 | 4.8001 | 0.36409 | 1.6505 | 4.8521
| Commercial | Equipment | Efficient Exhaust Hood | Schools K-12 | New | 0.37488 | 1.7995 | 4.8001 | N/A | N/A | N/A | Fail RIM | Commercial | Equipment | Efficient Exhaust Hood | Schools K-12 | New | 0.37488 | 1.7995 | 4.8001 | 0.36409 | 1.6505 | 4.8521
| Commercial | Equipment | Efficient Exhaust Hood | Warehouse | New | 0.37488 | 1.7995 | 4.8001 | N/A | N/A | N/A | Fail RIM | Commercial | Equipment | Efficient Exhaust Hood | Warehouse | New | 0.37488 | 1.7995 | 4.8001 | 0.36409 | 1.6505 | 4.8521
| Commercial | Equipment | Energy Star Commercial Oven | Assembly | Turnover | 0.36108 | 1.9869 | 5.5027 | N/A | N/A | N/A | Fail RIM | Commercial | Equipment | Energy Star Commercial Oven | Assembly | Turnover | 0.36108 | 1.9869 | 5.5027 | N/A | N/A | N/A | Fail 2-year Threshold
| Commercial | Equipment | Energy Star Commercial Oven | College and University | Turnover | 0.36108 | 1.9869 | 5.5027 | N/A | N/A | N/A | Fail RIM | Commercial | Equipment | Energy Star Commercial Oven | College and University | Turnover | 0.36108 | 1.9869 | 5.5027 | N/A | N/A | N/A | Fail 2-year Threshold
| Commercial | Equipment | Energy Star Commercial Oven | Grocery | Turnover | 0.36108 | 1.9869 | 5.5027 | N/A | N/A | N/A | Fail RIM | Commercial | Equipment | Energy Star Commercial Oven | Grocery | Turnover | 0.36108 | 1.9869 | 5.5027 | N/A | N/A | N/A | Fail 2-year Threshold
| Commercial | Equipment | Energy Star Commercial Oven | Healthcare | Turnover | 0.36108 | 1.9869 | 5.5027 | N/A | N/A | N/A | Fail RIM | Commercial | Equipment | Energy Star Commercial Oven | Healthcare | Turnover | 0.36108 | 1.9869 | 5.5027 | N/A | N/A | N/A | Fail 2-year Threshold
| Commercial | Equipment | Energy Star Commercial Oven | Hospitals | Turnover | 0.36108 | 1.9869 | 5.5027 | N/A | N/A | N/A | Fail RIM | Commercial | Equipment | Energy Star Commercial Oven | Hospitals | Turnover | 0.36108 | 1.9869 | 5.5027 | N/A | N/A | N/A | Fail 2-year Threshold
| Commercial | Equipment | Energy Star Commercial Oven | Institutional | Turnover | 0.36108 | 1.9869 | 5.5027 | N/A | N/A | N/A | Fail RIM | Commercial | Equipment | Energy Star Commercial Oven | Institutional | Turnover | 0.36108 | 1.9869 | 5.5027 | N/A | N/A | N/A | Fail 2-year Threshold
| Commercial | Equipment | Energy Star Commercial Oven | Lodging/Hospitality | Turnover | 0.36108 | 1.9869 | 5.5027 | N/A | N/A | N/A | Fail RIM | Commercial | Equipment | Energy Star Commercial Oven | Lodging/Hospitality | Turnover | 0.36108 | 1.9869 | 5.5027 | N/A | N/A | N/A | Fail 2-year Threshold
| Commercial | Equipment | Energy Star Commercial Oven | Miscellaneous | Turnover | 0.36108 | 1.9869 | 5.5027 | N/A | N/A | N/A | Fail RIM | Commercial | Equipment | Energy Star Commercial Oven | Miscellaneous | Turnover | 0.36108 | 1.9869 | 5.5027 | N/A | N/A | N/A | Fail 2-year Threshold
| Commercial | Equipment | Energy Star Commercial Oven | Offices | Turnover | 0.36108 | 1.9869 | 5.5027 | N/A | N/A | N/A | Fail RIM | Commercial | Equipment | Energy Star Commercial Oven | Offices | Turnover | 0.36108 | 1.9869 | 5.5027 | N/A | N/A | N/A | Fail 2-year Threshold
| Commercial | Equipment | Energy Star Commercial Oven | Restaurants | Turnover | 0.36108 | 1.9869 | 5.5027 | N/A | N/A | N/A | Fail RIM | Commercial | Equipment | Energy Star Commercial Oven | Restaurants | Turnover | 0.36108 | 1.9869 | 5.5027 | N/A | N/A | N/A | Fail 2-year Threshold
| Commercial | Equipment | Energy Star Commercial Oven | Retail | Turnover | 0.36108 | 1.9869 | 5.5027 | N/A | N/A | N/A | Fail RIM | Commercial | Equipment | Energy Star Commercial Oven | Retail | Turnover | 0.36108 | 1.9869 | 5.5027 | N/A | N/A | N/A | Fail 2-year Threshold
| Commercial | Equipment | Energy Star Commercial Oven | Schools K-12 | Turnover | 0.36108 | 1.9869 | 5.5027 | N/A | N/A | N/A | Fail RIM | Commercial | Equipment | Energy Star Commercial Oven | Schools K-12 | Turnover | 0.36108 | 1.9869 | 5.5027 | N/A | N/A | N/A | Fail 2-year Threshold
| Commercial | Equipment | Energy Star Commercial Oven | Warehouse | Turnover | 0.36108 | 1.9869 | 5.5027 | N/A | N/A | N/A | Fail RIM | Commercial | Equipment | Energy Star Commercial Oven | Warehouse | Turnover | 0.36108 | 1.9869 | 5.5027 | N/A | N/A | N/A | Fail 2-year Threshold
| Commercial | Equipment | Energy Star Commercial Oven | Assembly | New | 0.36108 | 1.9869 | 5.5027 | N/A | N/A | N/A | Fail RIM | Commercial | Equipment | Energy Star Commercial Oven | Assembly | New | 0.36108 | 1.9869 | 5.5027 | N/A | N/A | N/A | Fail 2-year Threshold
| Commercial | Equipment | Energy Star Commercial Oven | College and University | New | 0.36108 | 1.9869 | 5.5027 | N/A | N/A | N/A | Fail RIM | Commercial | Equipment | Energy Star Commercial Oven | College and University | New | 0.36108 | 1.9869 | 5.5027 | N/A | N/A | N/A | Fail 2-year Threshold
| Commercial | Equipment | Energy Star Commercial Oven | Grocery | New | 0.36108 | 1.9869 | 5.5027 | N/A | N/A | N/A | Fail RIM | Commercial | Equipment | Energy Star Commercial Oven | Grocery | New | 0.36108 | 1.9869 | 5.5027 | N/A | N/A | N/A | Fail 2-year Threshold
| Commercial | Equipment | Energy Star Commercial Oven | Healthcare | New | 0.36108 | 1.9869 | 5.5027 | N/A | N/A | N/A | Fail RIM | Commercial | Equipment | Energy Star Commercial Oven | Healthcare | New | 0.36108 | 1.9869 | 5.5027 | N/A | N/A | N/A | Fail 2-year Threshold
| Commercial | Equipment | Energy Star Commercial Oven | Hospitals | New | 0.36108 | 1.9869 | 5.5027 | N/A | N/A | N/A | Fail RIM | Commercial | Equipment | Energy Star Commercial Oven | Hospitals | New | 0.36108 | 1.9869 | 5.5027 | N/A | N/A | N/A | Fail 2-year Threshold
| Commercial | Equipment | Energy Star Commercial Oven | Institutional | New | 0.36108 | 1.9869 | 5.5027 | N/A | N/A | N/A | Fail RIM | Commercial | Equipment | Energy Star Commercial Oven | Institutional | New | 0.36108 | 1.9869 | 5.5027 | N/A | N/A | N/A | Fail 2-year Threshold
| Commercial | Equipment | Energy Star Commercial Oven | Lodging/Hospitality | New | 0.36108 | 1.9869 | 5.5027 | N/A | N/A | N/A | Fail RIM | Commercial | Equipment | Energy Star Commercial Oven | Lodging/Hospitality | New | 0.36108 | 1.9869 | 5.5027 | N/A | N/A | N/A | Fail 2-year Threshold
| Commercial | Equipment | Energy Star Commercial Oven | Miscellaneous | New | 0.36108 | 1.9869 | 5.5027 | N/A | N/A | N/A | Fail RIM | Commercial | Equipment | Energy Star Commercial Oven | Miscellaneous | New | 0.36108 | 1.9869 | 5.5027 | N/A | N/A | N/A | Fail 2-year Threshold
| Commercial | Equipment | Energy Star Commercial Oven | Offices | New | 0.36108 | 1.9869 | 5.5027 | N/A | N/A | N/A | Fail RIM | Commercial | Equipment | Energy Star Commercial Oven | Offices | New | 0.36108 | 1.9869 | 5.5027 | N/A | N/A | N/A | Fail 2-year Threshold
| Commercial | Equipment | Energy Star Commercial Oven | Restaurants | New | 0.36108 | 1.9869 | 5.5027 | N/A | N/A | N/A | Fail RIM | Commercial | Equipment | Energy Star Commercial Oven | Restaurants | New | 0.36108 | 1.9869 | 5.5027 | N/A | N/A | N/A | Fail 2-year Threshold
| Commercial | Equipment | Energy Star Commercial Oven | Retail | New | 0.36108 | 1.9869 | 5.5027 | N/A | N/A | N/A | Fail RIM | Commercial | Equipment | Energy Star Commercial Oven | Retail | New | 0.36108 | 1.9869 | 5.5027 | N/A | N/A | N/A | Fail 2-year Threshold
| Commercial | Equipment | Energy Star Commercial Oven | Schools K-12 | New | 0.36108 | 1.9869 | 5.5027 | N/A | N/A | N/A | Fail RIM | Commercial | Equipment | Energy Star Commercial Oven | Schools K-12 | New | 0.36108 | 1.9869 | 5.5027 | N/A | N/A | N/A | Fail 2-year Threshold
| Commercial | Equipment | Energy Star Commercial Oven | Warehouse | New | 0.36108 | 1.9869 | 5.5027 | N/A | N/A | N/A | Fail RIM | Commercial | Equipment | Energy Star Commercial Oven | Warehouse | New | 0.36108 | 1.9869 | 5.5027 | N/A | N/A | N/A | Fail 2-year Threshold
| Commercial | Equipment | Energy Star Fryer | Assembly | Turnover | 0.35918 | 0.15361 | 0.42766 | N/A | N/A | N/A | Fail RIM | Commercial | Equipment | Energy Star Fryer | Assembly | Turnover | 0.35918 | 0.15361 | 0.42766 | N/A | N/A | N/A | Fail TRC
| Commercial | Equipment | Energy Star Fryer | College and University | Turnover | 0.35918 | 0.15361 | 0.42766 | N/A | N/A | N/A | Fail RIM | Commercial | Equipment | Energy Star Fryer | College and University | Turnover | 0.35918 | 0.15361 | 0.42766 | N/A | N/A | N/A | Fail TRC
| Commercial | Equipment | Energy Star Fryer | Grocery | Turnover | 0.35918 | 0.15361 | 0.42766 | N/A | N/A | N/A | Fail RIM | Commercial | Equipment | Energy Star Fryer | Grocery | Turnover | 0.35918 | 0.15361 | 0.42766 | N/A | N/A | N/A | Fail TRC
| Commercial | Equipment | Energy Star Fryer | Healthcare | Turnover | 0.35918 | 0.15361 | 0.42766 | N/A | N/A | N/A | Fail RIM | Commercial | Equipment | Energy Star Fryer | Healthcare | Turnover | 0.35918 | 0.15361 | 0.42766 | N/A | N/A | N/A | Fail TRC
| Commercial | Equipment | Energy Star Fryer | Hospitals | Turnover | 0.35918 | 0.15361 | 0.42766 | N/A | N/A | N/A | Fail RIM | Commercial | Equipment | Energy Star Fryer | Hospitals | Turnover | 0.35918 | 0.15361 | 0.42766 | N/A | N/A | N/A | Fail TRC
| Commercial | Equipment | Energy Star Fryer | Institutional | Turnover | 0.35918 | 0.15361 | 0.42766 | N/A | N/A | N/A | Fail RIM | Commercial | Equipment | Energy Star Fryer | Institutional | Turnover | 0.35918 | 0.15361 | 0.42766 | N/A | N/A | N/A | Fail TRC
| Commercial | Equipment | Energy Star Fryer | Lodging/Hospitality | Turnover | 0.35918 | 0.15361 | 0.42766 | N/A | N/A | N/A | Fail RIM | Commercial | Equipment | Energy Star Fryer | Lodging/Hospitality | Turnover | 0.35918 | 0.15361 | 0.42766 | N/A | N/A | N/A | Fail TRC
| Commercial | Equipment | Energy Star Fryer | Miscellaneous | Turnover | 0.35918 | 0.15361 | 0.42766 | N/A | N/A | N/A | Fail RIM | Commercial | Equipment | Energy Star Fryer | Miscellaneous | Turnover | 0.35918 | 0.15361 | 0.42766 | N/A | N/A | N/A | Fail TRC
| Commercial | Equipment | Energy Star Fryer | Offices | Turnover | 0.35918 | 0.15361 | 0.42766 | N/A | N/A | N/A | Fail RIM | Commercial | Equipment | Energy Star Fryer | Offices | Turnover | 0.35918 | 0.15361 | 0.42766 | N/A | N/A | N/A | Fail TRC
| Commercial | Equipment | Energy Star Fryer | Restaurants | Turnover | 0.35918 | 0.15361 | 0.42766 | N/A | N/A | N/A | Fail RIM | Commercial | Equipment | Energy Star Fryer | Restaurants | Turnover | 0.35918 | 0.15361 | 0.42766 | N/A | N/A | N/A | Fail TRC
| Commercial | Equipment | Energy Star Fryer | Retail | Turnover | 0.35918 | 0.15361 | 0.42766 | N/A | N/A | N/A | Fail RIM | Commercial | Equipment | Energy Star Fryer | Retail | Turnover | 0.35918 | 0.15361 | 0.42766 | N/A | N/A | N/A | Fail TRC
| Commercial | Equipment | Energy Star Fryer | Schools K-12 | Turnover | 0.35918 | 0.15361 | 0.42766 | N/A | N/A | N/A | Fail RIM | Commercial | Equipment | Energy Star Fryer | Schools K-12 | Turnover | 0.35918 | 0.15361 | 0.42766 | N/A | N/A | N/A | Fail TRC
| Commercial | Equipment | Energy Star Fryer | Warehouse | Turnover | 0.35918 | 0.15361 | 0.42766 | N/A | N/A | N/A | Fail RIM | Commercial | Equipment | Energy Star Fryer | Warehouse | Turnover | 0.35918 | 0.15361 | 0.42766 | N/A | N/A | N/A | Fail TRC
| Commercial | Equipment | Energy Star Fryer | Assembly | New | 0.35918 | 0.15361 | 0.42766 | N/A | N/A | N/A | Fail RIM | Commercial | Equipment | Energy Star Fryer | Assembly | New | 0.35918 | 0.15361 | 0.42766 | N/A | N/A | N/A | Fail TRC
| Commercial | Equipment | Energy Star Fryer | College and University | New | 0.35918 | 0.15361 | 0.42766 | N/A | N/A | N/A | Fail RIM | Commercial | Equipment | Energy Star Fryer | College and University | New | 0.35918 | 0.15361 | 0.42766 | N/A | N/A | N/A | Fail TRC
| Commercial | Equipment | Energy Star Fryer | Grocery | New | 0.35918 | 0.15361 | 0.42766 | N/A | N/A | N/A | Fail RIM | Commercial | Equipment | Energy Star Fryer | Grocery | New | 0.35918 | 0.15361 | 0.42766 | N/A | N/A | N/A | Fail TRC
| Commercial | Equipment | Energy Star Fryer | Healthcare | New | 0.35918 | 0.15361 | 0.42766 | N/A | N/A | N/A | Fail RIM | Commercial | Equipment | Energy Star Fryer | Healthcare | New | 0.35918 | 0.15361 | 0.42766 | N/A | N/A | N/A | Fail TRC
| Commercial | Equipment | Energy Star Fryer | Hospitals | New | 0.35918 | 0.15361 | 0.42766 | N/A | N/A | N/A | Fail RIM | Commercial | Equipment | Energy Star Fryer | Hospitals | New | 0.35918 | 0.15361 | 0.42766 | N/A | N/A | N/A | Fail TRC
| Commercial | Equipment | Energy Star Fryer | Institutional | New | 0.35918 | 0.15361 | 0.42766 | N/A | N/A | N/A | Fail RIM | Commercial | Equipment | Energy Star Fryer | Institutional | New | 0.35918 | 0.15361 | 0.42766 | N/A | N/A | N/A | Fail TRC
| Commercial | Equipment | Energy Star Fryer | Lodging/Hospitality | New | 0.35918 | 0.15361 | 0.42766 | N/A | N/A | N/A | Fail RIM | Commercial | Equipment | Energy Star Fryer | Lodging/Hospitality | New | 0.35918 | 0.15361 | 0.42766 | N/A | N/A | N/A | Fail TRC
| Commercial | Equipment | Energy Star Fryer | Miscellaneous | New | 0.35918 | 0.15361 | 0.42766 | N/A | N/A | N/A | Fail RIM | Commercial | Equipment | Energy Star Fryer | Miscellaneous | New | 0.35918 | 0.15361 | 0.42766 | N/A | N/A | N/A | Fail TRC
| Commercial | Equipment | Energy Star Fryer | Offices | New | 0.35918 | 0.15361 | 0.42766 | N/A | N/A | N/A | Fail RIM | Commercial | Equipment | Energy Star Fryer | Offices | New | 0.35918 | 0.15361 | 0.42766 | N/A | N/A | N/A | Fail TRC
| Commercial | Equipment | Energy Star Fryer | Restaurants | New | 0.35918 | 0.15361 | 0.42766 | N/A | N/A | N/A | Fail RIM | Commercial | Equipment | Energy Star Fryer | Restaurants | New | 0.35918 | 0.15361 | 0.42766 | N/A | N/A | N/A | Fail TRC
| Commercial | Equipment | Energy Star Fryer | Retail | New | 0.35918 | 0.15361 | 0.42766 | N/A | N/A | N/A | Fail RIM | Commercial | Equipment | Energy Star Fryer | Retail | New | 0.35918 | 0.15361 | 0.42766 | N/A | N/A | N/A | Fail TRC
| Commercial | Equipment | Energy Star Fryer | Schools K-12 | New | 0.35918 | 0.15361 | 0.42766 | N/A | N/A | N/A | Fail RIM | Commercial | Equipment | Energy Star Fryer | Schools K-12 | New | 0.35918 | 0.15361 | 0.42766 | N/A | N/A | N/A | Fail TRC
| Commercial | Equipment | Energy Star Fryer | Warehouse | New | 0.35918 | 0.15361 | 0.42766 | N/A | N/A | N/A | Fail RIM | Commercial | Equipment | Energy Star Fryer | Warehouse | New | 0.35918 | 0.15361 | 0.42766 | N/A | N/A | N/A | Fail TRC
| Commercial | Equipment | Energy Star Griddle | Assembly | Turnover | 0.36074 | 999 | 999 | N/A | N/A | N/A | Fail RIM | Commercial | Equipment | Energy Star Griddle | Assembly | Turnover | 0.36074 | 999 | 999 | N/A | N/A | N/A | Fail 2-year Threshold
| Commercial | Equipment | Energy Star Griddle | College and University | Turnover | 0.36074 | 999 | 999 | N/A | N/A | N/A | Fail RIM | Commercial | Equipment | Energy Star Griddle | College and University | Turnover | 0.36074 | 999 | 999 | N/A | N/A | N/A | Fail 2-year Threshold
| Commercial | Equipment | Energy Star Griddle | Grocery | Turnover | 0.36074 | 999 | 999 | N/A | N/A | N/A | Fail RIM | Commercial | Equipment | Energy Star Griddle | Grocery | Turnover | 0.36074 | 999 | 999 | N/A | N/A | N/A | Fail 2-year Threshold
| Commercial | Equipment | Energy Star Griddle | Healthcare | Turnover | 0.36074 | 999 | 999 | N/A | N/A | N/A | Fail RIM | Commercial | Equipment | Energy Star Griddle | Healthcare | Turnover | 0.36074 | 999 | 999 | N/A | N/A | N/A | Fail 2-year Threshold
| Commercial | Equipment | Energy Star Griddle | Hospitals | Turnover | 0.36074 | 999 | 999 | N/A | N/A | N/A | Fail RIM | Commercial | Equipment | Energy Star Griddle | Hospitals | Turnover | 0.36074 | 999 | 999 | N/A | N/A | N/A | Fail 2-year Threshold
| Commercial | Equipment | Energy Star Griddle | Institutional | Turnover | 0.36074 | 999 | 999 | N/A | N/A | N/A | Fail RIM | Commercial | Equipment | Energy Star Griddle | Institutional | Turnover | 0.36074 | 999 | 999 | N/A | N/A | N/A | Fail 2-year Threshold
| Commercial | Equipment | Energy Star Griddle | Lodging/Hospitality | Turnover | 0.36074 | 999 | 999 | N/A | N/A | N/A | Fail RIM | Commercial | Equipment | Energy Star Griddle | Lodging/Hospitality | Turnover | 0.36074 | 999 | 999 | N/A | N/A | N/A | Fail 2-year Threshold
| Commercial | Equipment | Energy Star Griddle | Miscellaneous | Turnover | 0.36074 | 999 | 999 | N/A | N/A | N/A | Fail RIM | Commercial | Equipment | Energy Star Griddle | Miscellaneous | Turnover | 0.36074 | 999 | 999 | N/A | N/A | N/A | Fail 2-year Threshold
| Commercial | Equipment | Energy Star Griddle | Offices | Turnover | 0.36074 | 999 | 999 | N/A | N/A | N/A | Fail RIM | Commercial | Equipment | Energy Star Griddle | Offices | Turnover | 0.36074 | 999 | 999 | N/A | N/A | N/A | Fail 2-year Threshold
| Commercial | Equipment | Energy Star Griddle | Restaurants | Turnover | 0.36074 | 999 | 999 | N/A | N/A | N/A | Fail RIM | Commercial | Equipment | Energy Star Griddle | Restaurants | Turnover | 0.36074 | 999 | 999 | N/A | N/A | N/A | Fail 2-year Threshold
| Commercial | Equipment | Energy Star Griddle | Retail | Turnover | 0.36074 | 999 | 999 | N/A | N/A | N/A | Fail RIM | Commercial | Equipment | Energy Star Griddle | Retail | Turnover | 0.36074 | 999 | 999 | N/A | N/A | N/A | Fail 2-year Threshold
| Commercial | Equipment | Energy Star Griddle | Schools K-12 | Turnover | 0.36074 | 999 | 999 | N/A | N/A | N/A | Fail RIM | Commercial | Equipment | Energy Star Griddle | Schools K-12 | Turnover | 0.36074 | 999 | 999 | N/A | N/A | N/A | Fail 2-year Threshold
| Commercial | Equipment | Energy Star Griddle | Warehouse | Turnover | 0.36074 | 999 | 999 | N/A | N/A | N/A | Fail RIM | Commercial | Equipment | Energy Star Griddle | Warehouse | Turnover | 0.36074 | 999 | 999 | N/A | N/A | N/A | Fail 2-year Threshold
| Commercial | Equipment | Energy Star Griddle | Assembly | New | 0.36074 | 999 | 999 | N/A | N/A | N/A | Fail RIM | Commercial | Equipment | Energy Star Griddle | Assembly | New | 0.36074 | 999 | 999 | N/A | N/A | N/A | Fail 2-year Threshold
| Commercial | Equipment | Energy Star Griddle | College and University | New | 0.36074 | 999 | 999 | N/A | N/A | N/A | Fail RIM | Commercial | Equipment | Energy Star Griddle | College and University | New | 0.36074 | 999 | 999 | N/A | N/A | N/A | Fail 2-year Threshold
| Commercial | Equipment | Energy Star Griddle | Grocery | New | 0.36074 | 999 | 999 | N/A | N/A | N/A | Fail RIM | Commercial | Equipment | Energy Star Griddle | Grocery | New | 0.36074 | 999 | 999 | N/A | N/A | N/A | Fail 2-year Threshold
| Commercial | Equipment | Energy Star Griddle | Healthcare | New | 0.36074 | 999 | 999 | N/A | N/A | N/A | Fail RIM | Commercial | Equipment | Energy Star Griddle | Healthcare | New | 0.36074 | 999 | 999 | N/A | N/A | N/A | Fail 2-year Threshold
| Commercial | Equipment | Energy Star Griddle | Hospitals | New | 0.36074 | 999 | 999 | N/A | N/A | N/A | Fail RIM | Commercial | Equipment | Energy Star Griddle | Hospitals | New | 0.36074 | 999 | 999 | N/A | N/A | N/A | Fail 2-year Threshold
| Commercial | Equipment | Energy Star Griddle | Institutional | New | 0.36074 | 999 | 999 | N/A | N/A | N/A | Fail RIM | Commercial | Equipment | Energy Star Griddle | Institutional | New | 0.36074 | 999 | 999 | N/A | N/A | N/A | Fail 2-year Threshold
| Commercial | Equipment | Energy Star Griddle | Lodging/Hospitality | New | 0.36074 | 999 | 999 | N/A | N/A | N/A | Fail RIM | Commercial | Equipment | Energy Star Griddle | Lodging/Hospitality | New | 0.36074 | 999 | 999 | N/A | N/A | N/A | Fail 2-year Threshold
| Commercial | Equipment | Energy Star Griddle | Miscellaneous | New | 0.36074 | 999 | 999 | N/A | N/A | N/A | Fail RIM | Commercial | Equipment | Energy Star Griddle | Miscellaneous | New | 0.36074 | 999 | 999 | N/A | N/A | N/A | Fail 2-year Threshold
| Commercial | Equipment | Energy Star Griddle | Offices | New | 0.36074 | 999 | 999 | N/A | N/A | N/A | Fail RIM | Commercial | Equipment | Energy Star Griddle | Offices | New | 0.36074 | 999 | 999 | N/A | N/A | N/A | Fail 2-year Threshold
| Commercial | Equipment | Energy Star Griddle | Restaurants | New | 0.36074 | 999 | 999 | N/A | N/A | N/A | Fail RIM | Commercial | Equipment | Energy Star Griddle | Restaurants | New | 0.36074 | 999 | 999 | N/A | N/A | N/A | Fail 2-year Threshold
| Commercial | Equipment | Energy Star Griddle | Retail | New | 0.36074 | 999 | 999 | N/A | N/A | N/A | Fail RIM | Commercial | Equipment | Energy Star Griddle | Retail | New | 0.36074 | 999 | 999 | N/A | N/A | N/A | Fail 2-year Threshold
| Commercial | Equipment | Energy Star Griddle | Schools K-12 | New | 0.36074 | 999 | 999 | N/A | N/A | N/A | Fail RIM | Commercial | Equipment | Energy Star Griddle | Schools K-12 | New | 0.36074 | 999 | 999 | N/A | N/A | N/A | Fail 2-year Threshold
| Commercial | Equipment | Energy Star Griddle | Warehouse | New | 0.36074 | 999 | 999 | N/A | N/A | N/A | Fail RIM | Commercial | Equipment | Energy Star Griddle | Warehouse | New | 0.36074 | 999 | 999 | N/A | N/A | N/A | Fail 2-year Threshold
| Commercial | Equipment | Energy Star Hot Food Holding Cabinet | Assembly | Turnover | 0.36678 | 0.80614 | 2.1979 | N/A | N/A | N/A | Fail RIM | Commercial | Equipment | Energy Star Hot Food Holding Cabinet | Assembly | Turnover | 0.36678 | 0.80614 | 2.1979 | N/A | N/A | N/A | Fail TRC
| Commercial | Equipment | Energy Star Hot Food Holding Cabinet | College and University | Turnover | 0.36678 | 0.80614 | 2.1979 | N/A | N/A | N/A | Fail RIM | Commercial | Equipment | Energy Star Hot Food Holding Cabinet | College and University | Turnover | 0.36678 | 0.80614 | 2.1979 | N/A | N/A | N/A | Fail TRC
| Commercial | Equipment | Energy Star Hot Food Holding Cabinet | Grocery | Turnover | 0.36678 | 0.80614 | 2.1979 | N/A | N/A | N/A | Fail RIM | Commercial | Equipment | Energy Star Hot Food Holding Cabinet | Grocery | Turnover | 0.36678 | 0.80614 | 2.1979 | N/A | N/A | N/A | Fail TRC
| Commercial | Equipment | Energy Star Hot Food Holding Cabinet | Healthcare | Turnover | 0.36678 | 0.80614 | 2.1979 | N/A | N/A | N/A | Fail RIM | Commercial | Equipment | Energy Star Hot Food Holding Cabinet | Healthcare | Turnover | 0.36678 | 0.80614 | 2.1979 | N/A | N/A | N/A | Fail TRC
| Commercial | Equipment | Energy Star Hot Food Holding Cabinet | Hospitals | Turnover | 0.36678 | 0.80614 | 2.1979 | N/A | N/A | N/A | Fail RIM | Commercial | Equipment | Energy Star Hot Food Holding Cabinet | Hospitals | Turnover | 0.36678 | 0.80614 | 2.1979 | N/A | N/A | N/A | Fail TRC
| Commercial | Equipment | Energy Star Hot Food Holding Cabinet | Institutional | Turnover | 0.36678 | 0.80614 | 2.1979 | N/A | N/A | N/A | Fail RIM | Commercial | Equipment | Energy Star Hot Food Holding Cabinet | Institutional | Turnover | 0.36678 | 0.80614 | 2.1979 | N/A | N/A | N/A | Fail TRC
| Commercial | Equipment | Energy Star Hot Food Holding Cabinet | Lodging/Hospitality | Turnover | 0.36678 | 0.80614 | 2.1979 | N/A | N/A | N/A | Fail RIM | Commercial | Equipment | Energy Star Hot Food Holding Cabinet | Lodging/Hospitality | Turnover | 0.36678 | 0.80614 | 2.1979 | N/A | N/A | N/A | Fail TRC
| Commercial | Equipment | Energy Star Hot Food Holding Cabinet | Miscellaneous | Turnover | 0.36678 | 0.80614 | 2.1979 | N/A | N/A | N/A | Fail RIM | Commercial | Equipment | Energy Star Hot Food Holding Cabinet | Miscellaneous | Turnover | 0.36678 | 0.80614 | 2.1979 | N/A | N/A | N/A | Fail TRC
| Commercial | Equipment | Energy Star Hot Food Holding Cabinet | Offices | Turnover | 0.36678 | 0.80614 | 2.1979 | N/A | N/A | N/A | Fail RIM | Commercial | Equipment | Energy Star Hot Food Holding Cabinet | Offices | Turnover | 0.36678 | 0.80614 | 2.1979 | N/A | N/A | N/A | Fail TRC
| Commercial | Equipment | Energy Star Hot Food Holding Cabinet | Restaurants | Turnover | 0.36678 | 0.80614 | 2.1979 | N/A | N/A | N/A | Fail RIM | Commercial | Equipment | Energy Star Hot Food Holding Cabinet | Restaurants | Turnover | 0.36678 | 0.80614 | 2.1979 | N/A | N/A | N/A | Fail TRC
| Commercial | Equipment | Energy Star Hot Food Holding Cabinet | Retail | Turnover | 0.36678 | 0.80614 | 2.1979 | N/A | N/A | N/A | Fail RIM | Commercial | Equipment | Energy Star Hot Food Holding Cabinet | Retail | Turnover | 0.36678 | 0.80614 | 2.1979 | N/A | N/A | N/A | Fail TRC
| Commercial | Equipment | Energy Star Hot Food Holding Cabinet | Schools K-12 | Turnover | 0.36678 | 0.80614 | 2.1979 | N/A | N/A | N/A | Fail RIM | Commercial | Equipment | Energy Star Hot Food Holding Cabinet | Schools K-12 | Turnover | 0.36678 | 0.80614 | 2.1979 | N/A | N/A | N/A | Fail TRC
| Commercial | Equipment | Energy Star Hot Food Holding Cabinet | Warehouse | Turnover | 0.36678 | 0.80614 | 2.1979 | N/A | N/A | N/A | Fail RIM | Commercial | Equipment | Energy Star Hot Food Holding Cabinet | Warehouse | Turnover | 0.36678 | 0.80614 | 2.1979 | N/A | N/A | N/A | Fail TRC
| Commercial | Equipment | Energy Star Hot Food Holding Cabinet | Assembly | New | 0.36678 | 0.80614 | 2.1979 | N/A | N/A | N/A | Fail RIM | Commercial | Equipment | Energy Star Hot Food Holding Cabinet | Assembly | New | 0.36678 | 0.80614 | 2.1979 | N/A | N/A | N/A | Fail TRC
| Commercial | Equipment | Energy Star Hot Food Holding Cabinet | College and University | New | 0.36678 | 0.80614 | 2.1979 | N/A | N/A | N/A | Fail RIM | Commercial | Equipment | Energy Star Hot Food Holding Cabinet | College and University | New | 0.36678 | 0.80614 | 2.1979 | N/A | N/A | N/A | Fail TRC
| Commercial | Equipment | Energy Star Hot Food Holding Cabinet | Grocery | New | 0.36678 | 0.80614 | 2.1979 | N/A | N/A | N/A | Fail RIM | Commercial | Equipment | Energy Star Hot Food Holding Cabinet | Grocery | New | 0.36678 | 0.80614 | 2.1979 | N/A | N/A | N/A | Fail TRC
| Commercial | Equipment | Energy Star Hot Food Holding Cabinet | Healthcare | New | 0.36678 | 0.80614 | 2.1979 | N/A | N/A | N/A | Fail RIM | Commercial | Equipment | Energy Star Hot Food Holding Cabinet | Healthcare | New | 0.36678 | 0.80614 | 2.1979 | N/A | N/A | N/A | Fail TRC
| Commercial | Equipment | Energy Star Hot Food Holding Cabinet | Hospitals | New | 0.36678 | 0.80614 | 2.1979 | N/A | N/A | N/A | Fail RIM | Commercial | Equipment | Energy Star Hot Food Holding Cabinet | Hospitals | New | 0.36678 | 0.80614 | 2.1979 | N/A | N/A | N/A | Fail TRC
| Commercial | Equipment | Energy Star Hot Food Holding Cabinet | Institutional | New | 0.36678 | 0.80614 | 2.1979 | N/A | N/A | N/A | Fail RIM | Commercial | Equipment | Energy Star Hot Food Holding Cabinet | Institutional | New | 0.36678 | 0.80614 | 2.1979 | N/A | N/A | N/A | Fail TRC
| Commercial | Equipment | Energy Star Hot Food Holding Cabinet | Lodging/Hospitality | New | 0.36678 | 0.80614 | 2.1979 | N/A | N/A | N/A | Fail RIM | Commercial | Equipment | Energy Star Hot Food Holding Cabinet | Lodging/Hospitality | New | 0.36678 | 0.80614 | 2.1979 | N/A | N/A | N/A | Fail TRC
| Commercial | Equipment | Energy Star Hot Food Holding Cabinet | Miscellaneous | New | 0.36678 | 0.80614 | 2.1979 | N/A | N/A | N/A | Fail RIM | Commercial | Equipment | Energy Star Hot Food Holding Cabinet | Miscellaneous | New | 0.36678 | 0.80614 | 2.1979 | N/A | N/A | N/A | Fail TRC
| Commercial | Equipment | Energy Star Hot Food Holding Cabinet | Offices | New | 0.36678 | 0.80614 | 2.1979 | N/A | N/A | N/A | Fail RIM | Commercial | Equipment | Energy Star Hot Food Holding Cabinet | Offices | New | 0.36678 | 0.80614 | 2.1979 | N/A | N/A | N/A | Fail TRC
| Commercial | Equipment | Energy Star Hot Food Holding Cabinet | Restaurants | New | 0.36678 | 0.80614 | 2.1979 | N/A | N/A | N/A | Fail RIM | Commercial | Equipment | Energy Star Hot Food Holding Cabinet | Restaurants | New | 0.36678 | 0.80614 | 2.1979 | N/A | N/A | N/A | Fail TRC
| Commercial | Equipment | Energy Star Hot Food Holding Cabinet | Retail | New | 0.36678 | 0.80614 | 2.1979 | N/A | N/A | N/A | Fail RIM | Commercial | Equipment | Energy Star Hot Food Holding Cabinet | Retail | New | 0.36678 | 0.80614 | 2.1979 | N/A | N/A | N/A | Fail TRC
| Commercial | Equipment | Energy Star Hot Food Holding Cabinet | Schools K-12 | New | 0.36678 | 0.80614 | 2.1979 | N/A | N/A | N/A | Fail RIM | Commercial | Equipment | Energy Star Hot Food Holding Cabinet | Schools K-12 | New | 0.36678 | 0.80614 | 2.1979 | N/A | N/A | N/A | Fail TRC
| Commercial | Equipment | Energy Star Hot Food Holding Cabinet | Warehouse | New | 0.36678 | 0.80614 | 2.1979 | N/A | N/A | N/A | Fail RIM | Commercial | Equipment | Energy Star Hot Food Holding Cabinet | Warehouse | New | 0.36678 | 0.80614 | 2.1979 | N/A | N/A | N/A | Fail TRC
| Commercial | Equipment | Energy Star Steamer | Assembly | Turnover | 0.35843 | 4.4493 | 12.4131 | N/A | N/A | N/A | Fail RIM | Commercial | Equipment | Energy Star Steamer | Assembly | Turnover | 0.35843 | 4.4493 | 12.4131 | N/A | N/A | N/A | Fail 2-year Threshold
| Commercial | Equipment | Energy Star Steamer | College and University | Turnover | 0.35843 | 4.4493 | 12.4131 | N/A | N/A | N/A | Fail RIM | Commercial | Equipment | Energy Star Steamer | College and University | Turnover | 0.35843 | 4.4493 | 12.4131 | N/A | N/A | N/A | Fail 2-year Threshold
| Commercial | Equipment | Energy Star Steamer | Grocery | Turnover | 0.35843 | 4.4493 | 12.4131 | N/A | N/A | N/A | Fail RIM | Commercial | Equipment | Energy Star Steamer | Grocery | Turnover | 0.35843 | 4.4493 | 12.4131 | N/A | N/A | N/A | Fail 2-year Threshold
| Commercial | Equipment | Energy Star Steamer | Healthcare | Turnover | 0.35843 | 4.4493 | 12.4131 | N/A | N/A | N/A | Fail RIM | Commercial | Equipment | Energy Star Steamer | Healthcare | Turnover | 0.35843 | 4.4493 | 12.4131 | N/A | N/A | N/A | Fail 2-year Threshold
| Commercial | Equipment | Energy Star Steamer | Hospitals | Turnover | 0.35843 | 4.4493 | 12.4131 | N/A | N/A | N/A | Fail RIM | Commercial | Equipment | Energy Star Steamer | Hospitals | Turnover | 0.35843 | 4.4493 | 12.4131 | N/A | N/A | N/A | Fail 2-year Threshold
| Commercial | Equipment | Energy Star Steamer | Institutional | Turnover | 0.35843 | 4.4493 | 12.4131 | N/A | N/A | N/A | Fail RIM | Commercial | Equipment | Energy Star Steamer | Institutional | Turnover | 0.35843 | 4.4493 | 12.4131 | N/A | N/A | N/A | Fail 2-year Threshold
| Commercial | Equipment | Energy Star Steamer | Lodging/Hospitality | Turnover | 0.35843 | 4.4493 | 12.4131 | N/A | N/A | N/A | Fail RIM | Commercial | Equipment | Energy Star Steamer | Lodging/Hospitality | Turnover | 0.35843 | 4.4493 | 12.4131 | N/A | N/A | N/A | Fail 2-year Threshold
| Commercial | Equipment | Energy Star Steamer | Miscellaneous | Turnover | 0.35843 | 4.4493 | 12.4131 | N/A | N/A | N/A | Fail RIM | Commercial | Equipment | Energy Star Steamer | Miscellaneous | Turnover | 0.35843 | 4.4493 | 12.4131 | N/A | N/A | N/A | Fail 2-year Threshold
| Commercial | Equipment | Energy Star Steamer | Offices | Turnover | 0.35843 | 4.4493 | 12.4131 | N/A | N/A | N/A | Fail RIM | Commercial | Equipment | Energy Star Steamer | Offices | Turnover | 0.35843 | 4.4493 | 12.4131 | N/A | N/A | N/A | Fail 2-year Threshold
| Commercial | Equipment | Energy Star Steamer | Restaurants | Turnover | 0.35843 | 4.4493 | 12.4131 | N/A | N/A | N/A | Fail RIM | Commercial | Equipment | Energy Star Steamer | Restaurants | Turnover | 0.35843 | 4.4493 | 12.4131 | N/A | N/A | N/A | Fail 2-year Threshold
| Commercial | Equipment | Energy Star Steamer | Retail | Turnover | 0.35843 | 4.4493 | 12.4131 | N/A | N/A | N/A | Fail RIM | Commercial | Equipment | Energy Star Steamer | Retail | Turnover | 0.35843 | 4.4493 | 12.4131 | N/A | N/A | N/A | Fail 2-year Threshold
| Commercial | Equipment | Energy Star Steamer | Schools K-12 | Turnover | 0.35843 | 4.4493 | 12.4131 | N/A | N/A | N/A | Fail RIM | Commercial | Equipment | Energy Star Steamer | Schools K-12 | Turnover | 0.35843 | 4.4493 | 12.4131 | N/A | N/A | N/A | Fail 2-year Threshold
| Commercial | Equipment | Energy Star Steamer | Warehouse | Turnover | 0.35843 | 4.4493 | 12.4131 | N/A | N/A | N/A | Fail RIM | Commercial | Equipment | Energy Star Steamer | Warehouse | Turnover | 0.35843 | 4.4493 | 12.4131 | N/A | N/A | N/A | Fail 2-year Threshold
| Commercial | Equipment | Energy Star Steamer | Assembly | New | 0.35843 | 4.4493 | 12.4131 | N/A | N/A | N/A | Fail RIM | Commercial | Equipment | Energy Star Steamer | Assembly | New | 0.35843 | 4.4493 | 12.4131 | N/A | N/A | N/A | Fail 2-year Threshold
| Commercial | Equipment | Energy Star Steamer | College and University | New | 0.35843 | 4.4493 | 12.4131 | N/A | N/A | N/A | Fail RIM | Commercial | Equipment | Energy Star Steamer | College and University | New | 0.35843 | 4.4493 | 12.4131 | N/A | N/A | N/A | Fail 2-year Threshold
| Commercial | Equipment | Energy Star Steamer | Grocery | New | 0.35843 | 4.4493 | 12.4131 | N/A | N/A | N/A | Fail RIM | Commercial | Equipment | Energy Star Steamer | Grocery | New | 0.35843 | 4.4493 | 12.4131 | N/A | N/A | N/A | Fail 2-year Threshold
| Commercial | Equipment | Energy Star Steamer | Healthcare | New | 0.35843 | 4.4493 | 12.4131 | N/A | N/A | N/A | Fail RIM | Commercial | Equipment | Energy Star Steamer | Healthcare | New | 0.35843 | 4.4493 | 12.4131 | N/A | N/A | N/A | Fail 2-year Threshold
| Commercial | Equipment | Energy Star Steamer | Hospitals | New | 0.35843 | 4.4493 | 12.4131 | N/A | N/A | N/A | Fail RIM | Commercial | Equipment | Energy Star Steamer | Hospitals | New | 0.35843 | 4.4493 | 12.4131 | N/A | N/A | N/A | Fail 2-year Threshold
| Commercial | Equipment | Energy Star Steamer | Institutional | New | 0.35843 | 4.4493 | 12.4131 | N/A | N/A | N/A | Fail RIM | Commercial | Equipment | Energy Star Steamer | Institutional | New | 0.35843 | 4.4493 | 12.4131 | N/A | N/A | N/A | Fail 2-year Threshold
| Commercial | Equipment | Energy Star Steamer | Lodging/Hospitality | New | 0.35843 | 4.4493 | 12.4131 | N/A | N/A | N/A | Fail RIM | Commercial | Equipment | Energy Star Steamer | Lodging/Hospitality | New | 0.35843 | 4.4493 | 12.4131 | N/A | N/A | N/A | Fail 2-year Threshold
| Commercial | Equipment | Energy Star Steamer | Miscellaneous | New | 0.35843 | 4.4493 | 12.4131 | N/A | N/A | N/A | Fail RIM | Commercial | Equipment | Energy Star Steamer | Miscellaneous | New | 0.35843 | 4.4493 | 12.4131 | N/A | N/A | N/A | Fail 2-year Threshold
| Commercial | Equipment | Energy Star Steamer | Offices | New | 0.35843 | 4.4493 | 12.4131 | N/A | N/A | N/A | Fail RIM | Commercial | Equipment | Energy Star Steamer | Offices | New | 0.35843 | 4.4493 | 12.4131 | N/A | N/A | N/A | Fail 2-year Threshold
| Commercial | Equipment | Energy Star Steamer | Restaurants | New | 0.35843 | 4.4493 | 12.4131 | N/A | N/A | N/A | Fail RIM | Commercial | Equipment | Energy Star Steamer | Restaurants | New | 0.35843 | 4.4493 | 12.4131 | N/A | N/A | N/A | Fail 2-year Threshold
| Commercial | Equipment | Energy Star Steamer | Retail | New | 0.35843 | 4.4493 | 12.4131 | N/A | N/A | N/A | Fail RIM | Commercial | Equipment | Energy Star Steamer | Retail | New | 0.35843 | 4.4493 | 12.4131 | N/A | N/A | N/A | Fail 2-year Threshold
| Commercial | Equipment | Energy Star Steamer | Schools K-12 | New | 0.35843 | 4.4493 | 12.4131 | N/A | N/A | N/A | Fail RIM | Commercial | Equipment | Energy Star Steamer | Schools K-12 | New | 0.35843 | 4.4493 | 12.4131 | N/A | N/A | N/A | Fail 2-year Threshold
| Commercial | Equipment | Energy Star Steamer | Warehouse | New | 0.35843 | 4.4493 | 12.4131 | N/A | N/A | N/A | Fail RIM | Commercial | Equipment | Energy Star Steamer | Warehouse | New | 0.35843 | 4.4493 | 12.4131 | N/A | N/A | N/A | Fail 2-year Threshold
| Commercial | Equipment | Induction Cooktops | Assembly | Turnover | 0.37409 | 0.25026 | 0.66896 | N/A | N/A | N/A | Fail RIM | Commercial | Equipment | Induction Cooktops | Assembly | Turnover | 0.37409 | 0.25026 | 0.66896 | N/A | N/A | N/A | Fail TRC
| Commercial | Equipment | Induction Cooktops | College and University | Turnover | 0.37409 | 0.25026 | 0.66896 | N/A | N/A | N/A | Fail RIM | Commercial | Equipment | Induction Cooktops | College and University | Turnover | 0.37409 | 0.25026 | 0.66896 | N/A | N/A | N/A | Fail TRC
| Commercial | Equipment | Induction Cooktops | Grocery | Turnover | 0.37409 | 0.25026 | 0.66896 | N/A | N/A | N/A | Fail RIM | Commercial | Equipment | Induction Cooktops | Grocery | Turnover | 0.37409 | 0.25026 | 0.66896 | N/A | N/A | N/A | Fail TRC
| Commercial | Equipment | Induction Cooktops | Healthcare | Turnover | 0.37409 | 0.25026 | 0.66896 | N/A | N/A | N/A | Fail RIM | Commercial | Equipment | Induction Cooktops | Healthcare | Turnover | 0.37409 | 0.25026 | 0.66896 | N/A | N/A | N/A | Fail TRC
| Commercial | Equipment | Induction Cooktops | Hospitals | Turnover | 0.37409 | 0.25026 | 0.66896 | N/A | N/A | N/A | Fail RIM | Commercial | Equipment | Induction Cooktops | Hospitals | Turnover | 0.37409 | 0.25026 | 0.66896 | N/A | N/A | N/A | Fail TRC
| Commercial | Equipment | Induction Cooktops | Institutional | Turnover | 0.37409 | 0.25026 | 0.66896 | N/A | N/A | N/A | Fail RIM | Commercial | Equipment | Induction Cooktops | Institutional | Turnover | 0.37409 | 0.25026 | 0.66896 | N/A | N/A | N/A | Fail TRC
| Commercial | Equipment | Induction Cooktops | Lodging/Hospitality | Turnover | 0.37409 | 0.25026 | 0.66896 | N/A | N/A | N/A | Fail RIM | Commercial | Equipment | Induction Cooktops | Lodging/Hospitality | Turnover | 0.37409 | 0.25026 | 0.66896 | N/A | N/A | N/A | Fail TRC
| Commercial | Equipment | Induction Cooktops | Miscellaneous | Turnover | 0.37409 | 0.25026 | 0.66896 | N/A | N/A | N/A | Fail RIM | Commercial | Equipment | Induction Cooktops | Miscellaneous | Turnover | 0.37409 | 0.25026 | 0.66896 | N/A | N/A | N/A | Fail TRC
| Commercial | Equipment | Induction Cooktops | Offices | Turnover | 0.37409 | 0.25026 | 0.66896 | N/A | N/A | N/A | Fail RIM | Commercial | Equipment | Induction Cooktops | Offices | Turnover | 0.37409 | 0.25026 | 0.66896 | N/A | N/A | N/A | Fail TRC
| Commercial | Equipment | Induction Cooktops | Restaurants | Turnover | 0.37409 | 0.25026 | 0.66896 | N/A | N/A | N/A | Fail RIM | Commercial | Equipment | Induction Cooktops | Restaurants | Turnover | 0.37409 | 0.25026 | 0.66896 | N/A | N/A | N/A | Fail TRC
| Commercial | Equipment | Induction Cooktops | Retail | Turnover | 0.37409 | 0.25026 | 0.66896 | N/A | N/A | N/A | Fail RIM | Commercial | Equipment | Induction Cooktops | Retail | Turnover | 0.37409 | 0.25026 | 0.66896 | N/A | N/A | N/A | Fail TRC
| Commercial | Equipment | Induction Cooktops | Schools K-12 | Turnover | 0.37409 | 0.25026 | 0.66896 | N/A | N/A | N/A | Fail RIM | Commercial | Equipment | Induction Cooktops | Schools K-12 | Turnover | 0.37409 | 0.25026 | 0.66896 | N/A | N/A | N/A | Fail TRC
| Commercial | Equipment | Induction Cooktops | Warehouse | Turnover | 0.37409 | 0.25026 | 0.66896 | N/A | N/A | N/A | Fail RIM | Commercial | Equipment | Induction Cooktops | Warehouse | Turnover | 0.37409 | 0.25026 | 0.66896 | N/A | N/A | N/A | Fail TRC
| Commercial | Equipment | Induction Cooktops | Assembly | New | 0.37409 | 0.25026 | 0.66896 | N/A | N/A | N/A | Fail RIM | Commercial | Equipment | Induction Cooktops | Assembly | New | 0.37409 | 0.25026 | 0.66896 | N/A | N/A | N/A | Fail TRC
| Commercial | Equipment | Induction Cooktops | College and University | New | 0.37409 | 0.25026 | 0.66896 | N/A | N/A | N/A | Fail RIM | Commercial | Equipment | Induction Cooktops | College and University | New | 0.37409 | 0.25026 | 0.66896 | N/A | N/A | N/A | Fail TRC
| Commercial | Equipment | Induction Cooktops | Grocery | New | 0.37409 | 0.25026 | 0.66896 | N/A | N/A | N/A | Fail RIM | Commercial | Equipment | Induction Cooktops | Grocery | New | 0.37409 | 0.25026 | 0.66896 | N/A | N/A | N/A | Fail TRC
| Commercial | Equipment | Induction Cooktops | Healthcare | New | 0.37409 | 0.25026 | 0.66896 | N/A | N/A | N/A | Fail RIM | Commercial | Equipment | Induction Cooktops | Healthcare | New | 0.37409 | 0.25026 | 0.66896 | N/A | N/A | N/A | Fail TRC
| Commercial | Equipment | Induction Cooktops | Hospitals | New | 0.37409 | 0.25026 | 0.66896 | N/A | N/A | N/A | Fail RIM | Commercial | Equipment | Induction Cooktops | Hospitals | New | 0.37409 | 0.25026 | 0.66896 | N/A | N/A | N/A | Fail TRC
| Commercial | Equipment | Induction Cooktops | Institutional | New | 0.37409 | 0.25026 | 0.66896 | N/A | N/A | N/A | Fail RIM | Commercial | Equipment | Induction Cooktops | Institutional | New | 0.37409 | 0.25026 | 0.66896 | N/A | N/A | N/A | Fail TRC
| Commercial | Equipment | Induction Cooktops | Lodging/Hospitality | New | 0.37409 | 0.25026 | 0.66896 | N/A | N/A | N/A | Fail RIM | Commercial | Equipment | Induction Cooktops | Lodging/Hospitality | New | 0.37409 | 0.25026 | 0.66896 | N/A | N/A | N/A | Fail TRC
| Commercial | Equipment | Induction Cooktops | Miscellaneous | New | 0.37409 | 0.25026 | 0.66896 | N/A | N/A | N/A | Fail RIM | Commercial | Equipment | Induction Cooktops | Miscellaneous | New | 0.37409 | 0.25026 | 0.66896 | N/A | N/A | N/A | Fail TRC
| Commercial | Equipment | Induction Cooktops | Offices | New | 0.37409 | 0.25026 | 0.66896 | N/A | N/A | N/A | Fail RIM | Commercial | Equipment | Induction Cooktops | Offices | New | 0.37409 | 0.25026 | 0.66896 | N/A | N/A | N/A | Fail TRC
| Commercial | Equipment | Induction Cooktops | Restaurants | New | 0.37409 | 0.25026 | 0.66896 | N/A | N/A | N/A | Fail RIM | Commercial | Equipment | Induction Cooktops | Restaurants | New | 0.37409 | 0.25026 | 0.66896 | N/A | N/A | N/A | Fail TRC
| Commercial | Equipment | Induction Cooktops | Retail | New | 0.37409 | 0.25026 | 0.66896 | N/A | N/A | N/A | Fail RIM | Commercial | Equipment | Induction Cooktops | Retail | New | 0.37409 | 0.25026 | 0.66896 | N/A | N/A | N/A | Fail TRC
| Commercial | Equipment | Induction Cooktops | Schools K-12 | New | 0.37409 | 0.25026 | 0.66896 | N/A | N/A | N/A | Fail RIM | Commercial | Equipment | Induction Cooktops | Schools K-12 | New | 0.37409 | 0.25026 | 0.66896 | N/A | N/A | N/A | Fail TRC
| Commercial | Equipment | Induction Cooktops | Warehouse | New | 0.37409 | 0.25026 | 0.66896 | N/A | N/A | N/A | Fail RIM | Commercial | Equipment | Induction Cooktops | Warehouse | New | 0.37409 | 0.25026 | 0.66896 | N/A | N/A | N/A | Fail TRC
| Commercial | Equipment | Energy Star Commercial Dishwasher | Assembly | Turnover | 0.34055 | 10.148 | 29.7992 | N/A | N/A | N/A | Fail RIM | Commercial | Equipment | Energy Star Commercial Dishwasher | Assembly | Turnover | 0.34055 | 10.148 | 29.7992 | N/A | N/A | N/A | Fail 2-year Threshold
| Commercial | Equipment | Energy Star Commercial Dishwasher | College and University | Turnover | 0.34055 | 10.148 | 29.7992 | N/A | N/A | N/A | Fail RIM | Commercial | Equipment | Energy Star Commercial Dishwasher | College and University | Turnover | 0.34055 | 10.148 | 29.7992 | N/A | N/A | N/A | Fail 2-year Threshold
| Commercial | Equipment | Energy Star Commercial Dishwasher | Grocery | Turnover | 0.34055 | 10.148 | 29.7992 | N/A | N/A | N/A | Fail RIM | Commercial | Equipment | Energy Star Commercial Dishwasher | Grocery | Turnover | 0.34055 | 10.148 | 29.7992 | N/A | N/A | N/A | Fail 2-year Threshold
| Commercial | Equipment | Energy Star Commercial Dishwasher | Healthcare | Turnover | 0.34055 | 10.148 | 29.7992 | N/A | N/A | N/A | Fail RIM | Commercial | Equipment | Energy Star Commercial Dishwasher | Healthcare | Turnover | 0.34055 | 10.148 | 29.7992 | N/A | N/A | N/A | Fail 2-year Threshold
| Commercial | Equipment | Energy Star Commercial Dishwasher | Hospitals | Turnover | 0.34055 | 10.148 | 29.7992 | N/A | N/A | N/A | Fail RIM | Commercial | Equipment | Energy Star Commercial Dishwasher | Hospitals | Turnover | 0.34055 | 10.148 | 29.7992 | N/A | N/A | N/A | Fail 2-year Threshold
| Commercial | Equipment | Energy Star Commercial Dishwasher | Institutional | Turnover | 0.34055 | 10.148 | 29.7992 | N/A | N/A | N/A | Fail RIM | Commercial | Equipment | Energy Star Commercial Dishwasher | Institutional | Turnover | 0.34055 | 10.148 | 29.7992 | N/A | N/A | N/A | Fail 2-year Threshold
| Commercial | Equipment | Energy Star Commercial Dishwasher | Lodging/Hospitality | Turnover | 0.34055 | 10.148 | 29.7992 | N/A | N/A | N/A | Fail RIM | Commercial | Equipment | Energy Star Commercial Dishwasher | Lodging/Hospitality | Turnover | 0.34055 | 10.148 | 29.7992 | N/A | N/A | N/A | Fail 2-year Threshold
| Commercial | Equipment | Energy Star Commercial Dishwasher | Miscellaneous | Turnover | 0.34055 | 10.148 | 29.7992 | N/A | N/A | N/A | Fail RIM | Commercial | Equipment | Energy Star Commercial Dishwasher | Miscellaneous | Turnover | 0.34055 | 10.148 | 29.7992 | N/A | N/A | N/A | Fail 2-year Threshold
| Commercial | Equipment | Energy Star Commercial Dishwasher | Offices | Turnover | 0.34055 | 10.148 | 29.7992 | N/A | N/A | N/A | Fail RIM | Commercial | Equipment | Energy Star Commercial Dishwasher | Offices | Turnover | 0.34055 | 10.148 | 29.7992 | N/A | N/A | N/A | Fail 2-year Threshold
| Commercial | Equipment | Energy Star Commercial Dishwasher | Restaurants | Turnover | 0.34055 | 10.148 | 29.7992 | N/A | N/A | N/A | Fail RIM | Commercial | Equipment | Energy Star Commercial Dishwasher | Restaurants | Turnover | 0.34055 | 10.148 | 29.7992 | N/A | N/A | N/A | Fail 2-year Threshold
| Commercial | Equipment | Energy Star Commercial Dishwasher | Retail | Turnover | 0.34055 | 10.148 | 29.7992 | N/A | N/A | N/A | Fail RIM | Commercial | Equipment | Energy Star Commercial Dishwasher | Retail | Turnover | 0.34055 | 10.148 | 29.7992 | N/A | N/A | N/A | Fail 2-year Threshold
| Commercial | Equipment | Energy Star Commercial Dishwasher | Schools K-12 | Turnover | 0.34055 | 10.148 | 29.7992 | N/A | N/A | N/A | Fail RIM | Commercial | Equipment | Energy Star Commercial Dishwasher | Schools K-12 | Turnover | 0.34055 | 10.148 | 29.7992 | N/A | N/A | N/A | Fail 2-year Threshold
| Commercial | Equipment | Energy Star Commercial Dishwasher | Warehouse | Turnover | 0.34055 | 10.148 | 29.7992 | N/A | N/A | N/A | Fail RIM | Commercial | Equipment | Energy Star Commercial Dishwasher | Warehouse | Turnover | 0.34055 | 10.148 | 29.7992 | N/A | N/A | N/A | Fail 2-year Threshold
| Commercial | Equipment | Energy Star Commercial Dishwasher | Assembly | New | 0.34055 | 10.148 | 29.7992 | N/A | N/A | N/A | Fail RIM | Commercial | Equipment | Energy Star Commercial Dishwasher | Assembly | New | 0.34055 | 10.148 | 29.7992 | N/A | N/A | N/A | Fail 2-year Threshold
| Commercial | Equipment | Energy Star Commercial Dishwasher | College and University | New | 0.34055 | 10.148 | 29.7992 | N/A | N/A | N/A | Fail RIM | Commercial | Equipment | Energy Star Commercial Dishwasher | College and University | New | 0.34055 | 10.148 | 29.7992 | N/A | N/A | N/A | Fail 2-year Threshold
| Commercial | Equipment | Energy Star Commercial Dishwasher | Grocery | New | 0.34055 | 10.148 | 29.7992 | N/A | N/A | N/A | Fail RIM | Commercial | Equipment | Energy Star Commercial Dishwasher | Grocery | New | 0.34055 | 10.148 | 29.7992 | N/A | N/A | N/A | Fail 2-year Threshold
| Commercial | Equipment | Energy Star Commercial Dishwasher | Healthcare | New | 0.34055 | 10.148 | 29.7992 | N/A | N/A | N/A | Fail RIM | Commercial | Equipment | Energy Star Commercial Dishwasher | Healthcare | New | 0.34055 | 10.148 | 29.7992 | N/A | N/A | N/A | Fail 2-year Threshold
| Commercial | Equipment | Energy Star Commercial Dishwasher | Hospitals | New | 0.34055 | 10.148 | 29.7992 | N/A | N/A | N/A | Fail RIM | Commercial | Equipment | Energy Star Commercial Dishwasher | Hospitals | New | 0.34055 | 10.148 | 29.7992 | N/A | N/A | N/A | Fail 2-year Threshold
| Commercial | Equipment | Energy Star Commercial Dishwasher | Institutional | New | 0.34055 | 10.148 | 29.7992 | N/A | N/A | N/A | Fail RIM | Commercial | Equipment | Energy Star Commercial Dishwasher | Institutional | New | 0.34055 | 10.148 | 29.7992 | N/A | N/A | N/A | Fail 2-year Threshold
| Commercial | Equipment | Energy Star Commercial Dishwasher | Lodging/Hospitality | New | 0.34055 | 10.148 | 29.7992 | N/A | N/A | N/A | Fail RIM | Commercial | Equipment | Energy Star Commercial Dishwasher | Lodging/Hospitality | New | 0.34055 | 10.148 | 29.7992 | N/A | N/A | N/A | Fail 2-year Threshold
| Commercial | Equipment | Energy Star Commercial Dishwasher | Miscellaneous | New | 0.34055 | 10.148 | 29.7992 | N/A | N/A | N/A | Fail RIM | Commercial | Equipment | Energy Star Commercial Dishwasher | Miscellaneous | New | 0.34055 | 10.148 | 29.7992 | N/A | N/A | N/A | Fail 2-year Threshold
| Commercial | Equipment | Energy Star Commercial Dishwasher | Offices | New | 0.34055 | 10.148 | 29.7992 | N/A | N/A | N/A | Fail RIM | Commercial | Equipment | Energy Star Commercial Dishwasher | Offices | New | 0.34055 | 10.148 | 29.7992 | N/A | N/A | N/A | Fail 2-year Threshold
| Commercial | Equipment | Energy Star Commercial Dishwasher | Restaurants | New | 0.34055 | 10.148 | 29.7992 | N/A | N/A | N/A | Fail RIM | Commercial | Equipment | Energy Star Commercial Dishwasher | Restaurants | New | 0.34055 | 10.148 | 29.7992 | N/A | N/A | N/A | Fail 2-year Threshold
| Commercial | Equipment | Energy Star Commercial Dishwasher | Retail | New | 0.34055 | 10.148 | 29.7992 | N/A | N/A | N/A | Fail RIM | Commercial | Equipment | Energy Star Commercial Dishwasher | Retail | New | 0.34055 | 10.148 | 29.7992 | N/A | N/A | N/A | Fail 2-year Threshold
| Commercial | Equipment | Energy Star Commercial Dishwasher | Schools K-12 | New | 0.34055 | 10.148 | 29.7992 | N/A | N/A | N/A | Fail RIM | Commercial | Equipment | Energy Star Commercial Dishwasher | Schools K-12 | New | 0.34055 | 10.148 | 29.7992 | N/A | N/A | N/A | Fail 2-year Threshold
| Commercial | Equipment | Energy Star Commercial Dishwasher | Warehouse | New | 0.34055 | 10.148 | 29.7992 | N/A | N/A | N/A | Fail RIM | Commercial | Equipment | Energy Star Commercial Dishwasher | Warehouse | New | 0.34055 | 10.148 | 29.7992 | N/A | N/A | N/A | Fail 2-year Threshold
| Commercial | Equipment | Heat Pump Water Heater | Assembly | Turnover | 0.36588 | 1.4556 | 3.9785 | N/A | N/A | N/A | Fail RIM | Commercial | Equipment | Heat Pump Water Heater | Assembly | Turnover | 0.36588 | 1.4556 | 3.9785 | N/A | N/A | N/A | Fail 2-year Threshold
| Commercial | Equipment | Heat Pump Water Heater | College and University | Turnover | 0.33304 | 3.0299 | 9.0977 | N/A | N/A | N/A | Fail RIM | Commercial | Equipment | Heat Pump Water Heater | College and University | Turnover | 0.33304 | 3.0299 | 9.0977 | N/A | N/A | N/A | Fail 2-year Threshold
| Commercial | Equipment | Heat Pump Water Heater | Grocery | Turnover | 0.3346 | 2.6493 | 7.9178 | N/A | N/A | N/A | Fail RIM | Commercial | Equipment | Heat Pump Water Heater | Grocery | Turnover | 0.3346 | 2.6493 | 7.9178 | N/A | N/A | N/A | Fail 2-year Threshold
| Commercial | Equipment | Heat Pump Water Heater | Healthcare | Turnover | 0.36588 | 1.9408 | 5.3046 | N/A | N/A | N/A | Fail RIM | Commercial | Equipment | Heat Pump Water Heater | Healthcare | Turnover | 0.36588 | 1.9408 | 5.3046 | N/A | N/A | N/A | Fail 2-year Threshold
| Commercial | Equipment | Heat Pump Water Heater | Hospitals | Turnover | 0.33304 | 3.5422 | 10.636 | N/A | N/A | N/A | Fail RIM | Commercial | Equipment | Heat Pump Water Heater | Hospitals | Turnover | 0.33304 | 3.5422 | 10.636 | N/A | N/A | N/A | Fail 2-year Threshold
| Commercial | Equipment | Heat Pump Water Heater | Institutional | Turnover | 0.36588 | 4.658 | 12.731 | N/A | N/A | N/A | Fail RIM | Commercial | Equipment | Heat Pump Water Heater | Institutional | Turnover | 0.36588 | 4.658 | 12.731 | N/A | N/A | N/A | Fail 2-year Threshold
| Commercial | Equipment | Heat Pump Water Heater | Lodging/Hospitality | Turnover | 0.3346 | 4.2389 | 12.6684 | N/A | N/A | N/A | Fail RIM | Commercial | Equipment | Heat Pump Water Heater | Lodging/Hospitality | Turnover | 0.3346 | 4.2389 | 12.6684 | N/A | N/A | N/A | Fail 2-year Threshold
| Commercial | Equipment | Heat Pump Water Heater | Miscellaneous | Turnover | 0.36588 | 4.3669 | 11.9354 | N/A | N/A | N/A | Fail RIM | Commercial | Equipment | Heat Pump Water Heater | Miscellaneous | Turnover | 0.36588 | 4.3669 | 11.9354 | N/A | N/A | N/A | Fail 2-year Threshold
| Commercial | Equipment | Heat Pump Water Heater | Offices | Turnover | 0.36588 | 4.0434 | 11.0513 | N/A | N/A | N/A | Fail RIM | Commercial | Equipment | Heat Pump Water Heater | Offices | Turnover | 0.36588 | 4.0434 | 11.0513 | N/A | N/A | N/A | Fail 2-year Threshold
| Commercial | Equipment | Heat Pump Water Heater | Restaurants | Turnover | 0.3346 | 2.2078 | 6.5981 | N/A | N/A | N/A | Fail RIM | Commercial | Equipment | Heat Pump Water Heater | Restaurants | Turnover | 0.3346 | 2.2078 | 6.5981 | N/A | N/A | N/A | Fail 2-year Threshold
| Commercial | Equipment | Heat Pump Water Heater | Retail | Turnover | 0.3346 | 2.6228 | 7.8386 | N/A | N/A | N/A | Fail RIM | Commercial | Equipment | Heat Pump Water Heater | Retail | Turnover | 0.3346 | 2.6228 | 7.8386 | N/A | N/A | N/A | Fail 2-year Threshold
| Commercial | Equipment | Heat Pump Water Heater | Schools K-12 | Turnover | 0.36588 | 0.60652 | 1.6577 | N/A | N/A | N/A | Fail RIM | Commercial | Equipment | Heat Pump Water Heater | Schools K-12 | Turnover | 0.36588 | 0.60652 | 1.6577 | N/A | N/A | N/A | Fail TRC
| Commercial | Equipment | Heat Pump Water Heater | Warehouse | Turnover | 0.36588 | 2.9112 | 7.9569 | N/A | N/A | N/A | Fail RIM | Commercial | Equipment | Heat Pump Water Heater | Warehouse | Turnover | 0.36588 | 2.9112 | 7.9569 | N/A | N/A | N/A | Fail 2-year Threshold
| Commercial | Equipment | Heat Pump Water Heater | Assembly | New | 0.36588 | 1.4556 | 3.9785 | N/A | N/A | N/A | Fail RIM | Commercial | Equipment | Heat Pump Water Heater | Assembly | New | 0.36588 | 1.4556 | 3.9785 | N/A | N/A | N/A | Fail 2-year Threshold
| Commercial | Equipment | Heat Pump Water Heater | College and University | New | 0.33304 | 3.0299 | 9.0977 | N/A | N/A | N/A | Fail RIM | Commercial | Equipment | Heat Pump Water Heater | College and University | New | 0.33304 | 3.0299 | 9.0977 | N/A | N/A | N/A | Fail 2-year Threshold
| Commercial | Equipment | Heat Pump Water Heater | Grocery | New | 0.3346 | 2.6493 | 7.9178 | N/A | N/A | N/A | Fail RIM | Commercial | Equipment | Heat Pump Water Heater | Grocery | New | 0.3346 | 2.6493 | 7.9178 | N/A | N/A | N/A | Fail 2-year Threshold
| Commercial | Equipment | Heat Pump Water Heater | Healthcare | New | 0.36588 | 1.9408 | 5.3046 | N/A | N/A | N/A | Fail RIM | Commercial | Equipment | Heat Pump Water Heater | Healthcare | New | 0.36588 | 1.9408 | 5.3046 | N/A | N/A | N/A | Fail 2-year Threshold
| Commercial | Equipment | Heat Pump Water Heater | Hospitals | New | 0.33304 | 3.5422 | 10.636 | N/A | N/A | N/A | Fail RIM | Commercial | Equipment | Heat Pump Water Heater | Hospitals | New | 0.33304 | 3.5422 | 10.636 | N/A | N/A | N/A | Fail 2-year Threshold
| Commercial | Equipment | Heat Pump Water Heater | Institutional | New | 0.36588 | 4.658 | 12.731 | N/A | N/A | N/A | Fail RIM | Commercial | Equipment | Heat Pump Water Heater | Institutional | New | 0.36588 | 4.658 | 12.731 | N/A | N/A | N/A | Fail 2-year Threshold
| Commercial | Equipment | Heat Pump Water Heater | Lodging/Hospitality | New | 0.3346 | 4.2389 | 12.6684 | N/A | N/A | N/A | Fail RIM | Commercial | Equipment | Heat Pump Water Heater | Lodging/Hospitality | New | 0.3346 | 4.2389 | 12.6684 | N/A | N/A | N/A | Fail 2-year Threshold
| Commercial | Equipment | Heat Pump Water Heater | Miscellaneous | New | 0.36588 | 4.3669 | 11.9354 | N/A | N/A | N/A | Fail RIM | Commercial | Equipment | Heat Pump Water Heater | Miscellaneous | New | 0.36588 | 4.3669 | 11.9354 | N/A | N/A | N/A | Fail 2-year Threshold
| Commercial | Equipment | Heat Pump Water Heater | Offices | New | 0.36588 | 4.0434 | 11.0513 | N/A | N/A | N/A | Fail RIM | Commercial | Equipment | Heat Pump Water Heater | Offices | New | 0.36588 | 4.0434 | 11.0513 | N/A | N/A | N/A | Fail 2-year Threshold
| Commercial | Equipment | Heat Pump Water Heater | Restaurants | New | 0.3346 | 2.2078 | 6.5981 | N/A | N/A | N/A | Fail RIM | Commercial | Equipment | Heat Pump Water Heater | Restaurants | New | 0.3346 | 2.2078 | 6.5981 | N/A | N/A | N/A | Fail 2-year Threshold
| Commercial | Equipment | Heat Pump Water Heater | Retail | New | 0.3346 | 2.6228 | 7.8386 | N/A | N/A | N/A | Fail RIM | Commercial | Equipment | Heat Pump Water Heater | Retail | New | 0.3346 | 2.6228 | 7.8386 | N/A | N/A | N/A | Fail 2-year Threshold
| Commercial | Equipment | Heat Pump Water Heater | Schools K-12 | New | 0.36588 | 0.60652 | 1.6577 | N/A | N/A | N/A | Fail RIM | Commercial | Equipment | Heat Pump Water Heater | Schools K-12 | New | 0.36588 | 0.60652 | 1.6577 | N/A | N/A | N/A | Fail TRC
| Commercial | Equipment | Heat Pump Water Heater | Warehouse | New | 0.36588 | 2.9112 | 7.9569 | N/A | N/A | N/A | Fail RIM | Commercial | Equipment | Heat Pump Water Heater | Warehouse | New | 0.36588 | 2.9112 | 7.9569 | N/A | N/A | N/A | Fail 2-year Threshold
| Commercial | Equipment | Instantaneous Hot Water System | Assembly | Turnover | 0.33264 | 0.053998 | 0.16233 | N/A | N/A | N/A | Fail RIM | Commercial | Equipment | Instantaneous Hot Water System | Assembly | Turnover | 0.33264 | 0.053998 | 0.16233 | N/A | N/A | N/A | Fail TRC
| Commercial | Equipment | Instantaneous Hot Water System | College and University | Turnover | 0.33493 | 0.12495 | 0.37306 | N/A | N/A | N/A | Fail RIM | Commercial | Equipment | Instantaneous Hot Water System | College and University | Turnover | 0.33493 | 0.12495 | 0.37306 | N/A | N/A | N/A | Fail TRC
| Commercial | Equipment | Instantaneous Hot Water System | Grocery | Turnover | 0.33311 | 0.10815 | 0.32467 | N/A | N/A | N/A | Fail RIM | Commercial | Equipment | Instantaneous Hot Water System | Grocery | Turnover | 0.33311 | 0.10815 | 0.32467 | N/A | N/A | N/A | Fail TRC
| Commercial | Equipment | Instantaneous Hot Water System | Healthcare | Turnover | 0.33264 | 0.071998 | 0.21644 | N/A | N/A | N/A | Fail RIM | Commercial | Equipment | Instantaneous Hot Water System | Healthcare | Turnover | 0.33264 | 0.071998 | 0.21644 | N/A | N/A | N/A | Fail TRC
| Commercial | Equipment | Instantaneous Hot Water System | Hospitals | Turnover | 0.33493 | 0.14608 | 0.43613 | N/A | N/A | N/A | Fail RIM | Commercial | Equipment | Instantaneous Hot Water System | Hospitals | Turnover | 0.33493 | 0.14608 | 0.43613 | N/A | N/A | N/A | Fail TRC
| Commercial | Equipment | Instantaneous Hot Water System | Institutional | Turnover | 0.33264 | 0.17279 | 0.51946 | N/A | N/A | N/A | Fail RIM | Commercial | Equipment | Instantaneous Hot Water System | Institutional | Turnover | 0.33264 | 0.17279 | 0.51946 | N/A | N/A | N/A | Fail TRC
| Commercial | Equipment | Instantaneous Hot Water System | Lodging/Hospitality | Turnover | 0.33311 | 0.17304 | 0.51947 | N/A | N/A | N/A | Fail RIM | Commercial | Equipment | Instantaneous Hot Water System | Lodging/Hospitality | Turnover | 0.33311 | 0.17304 | 0.51947 | N/A | N/A | N/A | Fail TRC
| Commercial | Equipment | Instantaneous Hot Water System | Miscellaneous | Turnover | 0.33264 | 0.16199 | 0.48699 | N/A | N/A | N/A | Fail RIM | Commercial | Equipment | Instantaneous Hot Water System | Miscellaneous | Turnover | 0.33264 | 0.16199 | 0.48699 | N/A | N/A | N/A | Fail TRC
| Commercial | Equipment | Instantaneous Hot Water System | Offices | Turnover | 0.33264 | 0.14999 | 0.45092 | N/A | N/A | N/A | Fail RIM | Commercial | Equipment | Instantaneous Hot Water System | Offices | Turnover | 0.33264 | 0.14999 | 0.45092 | N/A | N/A | N/A | Fail TRC
| Commercial | Equipment | Instantaneous Hot Water System | Restaurants | Turnover | 0.33311 | 0.090125 | 0.27056 | N/A | N/A | N/A | Fail RIM | Commercial | Equipment | Instantaneous Hot Water System | Restaurants | Turnover | 0.33311 | 0.090125 | 0.27056 | N/A | N/A | N/A | Fail TRC
| Commercial | Equipment | Instantaneous Hot Water System | Retail | Turnover | 0.33311 | 0.10707 | 0.32142 | N/A | N/A | N/A | Fail RIM | Commercial | Equipment | Instantaneous Hot Water System | Retail | Turnover | 0.33311 | 0.10707 | 0.32142 | N/A | N/A | N/A | Fail TRC
| Commercial | Equipment | Instantaneous Hot Water System | Schools K-12 | Turnover | 0.33264 | 0.0225 | 0.067639 | N/A | N/A | N/A | Fail RIM | Commercial | Equipment | Instantaneous Hot Water System | Schools K-12 | Turnover | 0.33264 | 0.0225 | 0.067639 | N/A | N/A | N/A | Fail TRC
| Commercial | Equipment | Instantaneous Hot Water System | Warehouse | Turnover | 0.33264 | 0.108 | 0.32466 | N/A | N/A | N/A | Fail RIM | Commercial | Equipment | Instantaneous Hot Water System | Warehouse | Turnover | 0.33264 | 0.108 | 0.32466 | N/A | N/A | N/A | Fail TRC
| Commercial | Equipment | Instantaneous Hot Water System | Assembly | New | 0.33264 | 0.053998 | 0.16233 | N/A | N/A | N/A | Fail RIM | Commercial | Equipment | Instantaneous Hot Water System | Assembly | New | 0.33264 | 0.053998 | 0.16233 | N/A | N/A | N/A | Fail TRC
| Commercial | Equipment | Instantaneous Hot Water System | College and University | New | 0.33493 | 0.12495 | 0.37306 | N/A | N/A | N/A | Fail RIM | Commercial | Equipment | Instantaneous Hot Water System | College and University | New | 0.33493 | 0.12495 | 0.37306 | N/A | N/A | N/A | Fail TRC
| Commercial | Equipment | Instantaneous Hot Water System | Grocery | New | 0.33311 | 0.10815 | 0.32467 | N/A | N/A | N/A | Fail RIM | Commercial | Equipment | Instantaneous Hot Water System | Grocery | New | 0.33311 | 0.10815 | 0.32467 | N/A | N/A | N/A | Fail TRC
| Commercial | Equipment | Instantaneous Hot Water System | Healthcare | New | 0.33264 | 0.071998 | 0.21644 | N/A | N/A | N/A | Fail RIM | Commercial | Equipment | Instantaneous Hot Water System | Healthcare | New | 0.33264 | 0.071998 | 0.21644 | N/A | N/A | N/A | Fail TRC
| Commercial | Equipment | Instantaneous Hot Water System | Hospitals | New | 0.33493 | 0.14608 | 0.43613 | N/A | N/A | N/A | Fail RIM | Commercial | Equipment | Instantaneous Hot Water System | Hospitals | New | 0.33493 | 0.14608 | 0.43613 | N/A | N/A | N/A | Fail TRC
| Commercial | Equipment | Instantaneous Hot Water System | Institutional | New | 0.33264 | 0.17279 | 0.51946 | N/A | N/A | N/A | Fail RIM | Commercial | Equipment | Instantaneous Hot Water System | Institutional | New | 0.33264 | 0.17279 | 0.51946 | N/A | N/A | N/A | Fail TRC
| Commercial | Equipment | Instantaneous Hot Water System | Lodging/Hospitality | New | 0.33311 | 0.17304 | 0.51947 | N/A | N/A | N/A | Fail RIM | Commercial | Equipment | Instantaneous Hot Water System | Lodging/Hospitality | New | 0.33311 | 0.17304 | 0.51947 | N/A | N/A | N/A | Fail TRC
| Commercial | Equipment | Instantaneous Hot Water System | Miscellaneous | New | 0.33264 | 0.16199 | 0.48699 | N/A | N/A | N/A | Fail RIM | Commercial | Equipment | Instantaneous Hot Water System | Miscellaneous | New | 0.33264 | 0.16199 | 0.48699 | N/A | N/A | N/A | Fail TRC
| Commercial | Equipment | Instantaneous Hot Water System | Offices | New | 0.33264 | 0.14999 | 0.45092 | N/A | N/A | N/A | Fail RIM | Commercial | Equipment | Instantaneous Hot Water System | Offices | New | 0.33264 | 0.14999 | 0.45092 | N/A | N/A | N/A | Fail TRC
| Commercial | Equipment | Instantaneous Hot Water System | Restaurants | New | 0.33311 | 0.090125 | 0.27056 | N/A | N/A | N/A | Fail RIM | Commercial | Equipment | Instantaneous Hot Water System | Restaurants | New | 0.33311 | 0.090125 | 0.27056 | N/A | N/A | N/A | Fail TRC
| Commercial | Equipment | Instantaneous Hot Water System | Retail | New | 0.33311 | 0.10707 | 0.32142 | N/A | N/A | N/A | Fail RIM | Commercial | Equipment | Instantaneous Hot Water System | Retail | New | 0.33311 | 0.10707 | 0.32142 | N/A | N/A | N/A | Fail TRC
| Commercial | Equipment | Instantaneous Hot Water System | Schools K-12 | New | 0.33264 | 0.0225 | 0.067639 | N/A | N/A | N/A | Fail RIM | Commercial | Equipment | Instantaneous Hot Water System | Schools K-12 | New | 0.33264 | 0.0225 | 0.067639 | N/A | N/A | N/A | Fail TRC
| Commercial | Equipment | Instantaneous Hot Water System | Warehouse | New | 0.33264 | 0.108 | 0.32466 | N/A | N/A | N/A | Fail RIM | Commercial | Equipment | Instantaneous Hot Water System | Warehouse | New | 0.33264 | 0.108 | 0.32466 | N/A | N/A | N/A | Fail TRC
| Commercial | Equipment | Solar Water Heater | Assembly | Turnover | 0.34135 | 0.30563 | 0.89537 | N/A | N/A | N/A | Fail RIM | Commercial | Equipment | Solar Water Heater | Assembly | Turnover | 0.34135 | 0.30563 | 0.89537 | N/A | N/A | N/A | Fail TRC
| Commercial | Equipment | Solar Water Heater | College and University | Turnover | 0.34135 | 0.70296 | 2.0593 | N/A | N/A | N/A | Fail RIM | Commercial | Equipment | Solar Water Heater | College and University | Turnover | 0.34135 | 0.70296 | 2.0593 | N/A | N/A | N/A | Fail TRC
| Commercial | Equipment | Solar Water Heater | Grocery | Turnover | 0.34135 | 0.61127 | 1.7907 | N/A | N/A | N/A | Fail RIM | Commercial | Equipment | Solar Water Heater | Grocery | Turnover | 0.34135 | 0.61127 | 1.7907 | N/A | N/A | N/A | Fail TRC
| Commercial | Equipment | Solar Water Heater | Healthcare | Turnover | 0.34135 | 0.40751 | 1.1938 | N/A | N/A | N/A | Fail RIM | Commercial | Equipment | Solar Water Heater | Healthcare | Turnover | 0.34135 | 0.40751 | 1.1938 | N/A | N/A | N/A | Fail TRC
| Commercial | Equipment | Solar Water Heater | Hospitals | Turnover | 0.34135 | 0.82182 | 2.4075 | N/A | N/A | N/A | Fail RIM | Commercial | Equipment | Solar Water Heater | Hospitals | Turnover | 0.34135 | 0.82182 | 2.4075 | N/A | N/A | N/A | Fail TRC
| Commercial | Equipment | Solar Water Heater | Institutional | Turnover | 0.34135 | 0.97803 | 2.8652 | N/A | N/A | N/A | Fail RIM | Commercial | Equipment | Solar Water Heater | Institutional | Turnover | 0.34135 | 0.97803 | 2.8652 | N/A | N/A | N/A | Fail TRC
| Commercial | Equipment | Solar Water Heater | Lodging/Hospitality | Turnover | 0.34135 | 0.97803 | 2.8652 | N/A | N/A | N/A | Fail RIM | Commercial | Equipment | Solar Water Heater | Lodging/Hospitality | Turnover | 0.34135 | 0.97803 | 2.8652 | N/A | N/A | N/A | Fail TRC
| Commercial | Equipment | Solar Water Heater | Miscellaneous | Turnover | 0.34135 | 0.9169 | 2.6861 | N/A | N/A | N/A | Fail RIM | Commercial | Equipment | Solar Water Heater | Miscellaneous | Turnover | 0.34135 | 0.9169 | 2.6861 | N/A | N/A | N/A | Fail TRC
| Commercial | Equipment | Solar Water Heater | Offices | Turnover | 0.34135 | 0.84898 | 2.4871 | N/A | N/A | N/A | Fail RIM | Commercial | Equipment | Solar Water Heater | Offices | Turnover | 0.34135 | 0.84898 | 2.4871 | N/A | N/A | N/A | Fail TRC
| Commercial | Equipment | Solar Water Heater | Restaurants | Turnover | 0.34135 | 0.50939 | 1.4923 | N/A | N/A | N/A | Fail RIM | Commercial | Equipment | Solar Water Heater | Restaurants | Turnover | 0.34135 | 0.50939 | 1.4923 | N/A | N/A | N/A | Fail TRC
| Commercial | Equipment | Solar Water Heater | Retail | Turnover | 0.34135 | 0.60516 | 1.7728 | N/A | N/A | N/A | Fail RIM | Commercial | Equipment | Solar Water Heater | Retail | Turnover | 0.34135 | 0.60516 | 1.7728 | N/A | N/A | N/A | Fail TRC
| Commercial | Equipment | Solar Water Heater | Schools K-12 | Turnover | 0.34135 | 0.12735 | 0.37308 | N/A | N/A | N/A | Fail RIM | Commercial | Equipment | Solar Water Heater | Schools K-12 | Turnover | 0.34135 | 0.12735 | 0.37308 | N/A | N/A | N/A | Fail TRC
| Commercial | Equipment | Solar Water Heater | Warehouse | Turnover | 0.34135 | 0.61127 | 1.7907 | N/A | N/A | N/A | Fail RIM | Commercial | Equipment | Solar Water Heater | Warehouse | Turnover | 0.34135 | 0.61127 | 1.7907 | N/A | N/A | N/A | Fail TRC
| Commercial | Equipment | Solar Water Heater | Assembly | New | 0.34135 | 0.30563 | 0.89537 | N/A | N/A | N/A | Fail RIM | Commercial | Equipment | Solar Water Heater | Assembly | New | 0.34135 | 0.30563 | 0.89537 | N/A | N/A | N/A | Fail TRC
| Commercial | Equipment | Solar Water Heater | College and University | New | 0.34135 | 0.70296 | 2.0593 | N/A | N/A | N/A | Fail RIM | Commercial | Equipment | Solar Water Heater | College and University | New | 0.34135 | 0.70296 | 2.0593 | N/A | N/A | N/A | Fail TRC
| Commercial | Equipment | Solar Water Heater | Grocery | New | 0.34135 | 0.61127 | 1.7907 | N/A | N/A | N/A | Fail RIM | Commercial | Equipment | Solar Water Heater | Grocery | New | 0.34135 | 0.61127 | 1.7907 | N/A | N/A | N/A | Fail TRC
| Commercial | Equipment | Solar Water Heater | Healthcare | New | 0.34135 | 0.40751 | 1.1938 | N/A | N/A | N/A | Fail RIM | Commercial | Equipment | Solar Water Heater | Healthcare | New | 0.34135 | 0.40751 | 1.1938 | N/A | N/A | N/A | Fail TRC
| Commercial | Equipment | Solar Water Heater | Hospitals | New | 0.34135 | 0.82182 | 2.4075 | N/A | N/A | N/A | Fail RIM | Commercial | Equipment | Solar Water Heater | Hospitals | New | 0.34135 | 0.82182 | 2.4075 | N/A | N/A | N/A | Fail TRC
| Commercial | Equipment | Solar Water Heater | Institutional | New | 0.34135 | 0.97803 | 2.8652 | N/A | N/A | N/A | Fail RIM | Commercial | Equipment | Solar Water Heater | Institutional | New | 0.34135 | 0.97803 | 2.8652 | N/A | N/A | N/A | Fail TRC
| Commercial | Equipment | Solar Water Heater | Lodging/Hospitality | New | 0.34135 | 0.97803 | 2.8652 | N/A | N/A | N/A | Fail RIM | Commercial | Equipment | Solar Water Heater | Lodging/Hospitality | New | 0.34135 | 0.97803 | 2.8652 | N/A | N/A | N/A | Fail TRC
| Commercial | Equipment | Solar Water Heater | Miscellaneous | New | 0.34135 | 0.9169 | 2.6861 | N/A | N/A | N/A | Fail RIM | Commercial | Equipment | Solar Water Heater | Miscellaneous | New | 0.34135 | 0.9169 | 2.6861 | N/A | N/A | N/A | Fail TRC
| Commercial | Equipment | Solar Water Heater | Offices | New | 0.34135 | 0.84898 | 2.4871 | N/A | N/A | N/A | Fail RIM | Commercial | Equipment | Solar Water Heater | Offices | New | 0.34135 | 0.84898 | 2.4871 | N/A | N/A | N/A | Fail TRC
| Commercial | Equipment | Solar Water Heater | Restaurants | New | 0.34135 | 0.50939 | 1.4923 | N/A | N/A | N/A | Fail RIM | Commercial | Equipment | Solar Water Heater | Restaurants | New | 0.34135 | 0.50939 | 1.4923 | N/A | N/A | N/A | Fail TRC
| Commercial | Equipment | Solar Water Heater | Retail | New | 0.34135 | 0.60516 | 1.7728 | N/A | N/A | N/A | Fail RIM | Commercial | Equipment | Solar Water Heater | Retail | New | 0.34135 | 0.60516 | 1.7728 | N/A | N/A | N/A | Fail TRC
| Commercial | Equipment | Solar Water Heater | Schools K-12 | New | 0.34135 | 0.12735 | 0.37308 | N/A | N/A | N/A | Fail RIM | Commercial | Equipment | Solar Water Heater | Schools K-12 | New | 0.34135 | 0.12735 | 0.37308 | N/A | N/A | N/A | Fail TRC
| Commercial | Equipment | Solar Water Heater | Warehouse | New | 0.34135 | 0.61127 | 1.7907 | N/A | N/A | N/A | Fail RIM | Commercial | Equipment | Solar Water Heater | Warehouse | New | 0.34135 | 0.61127 | 1.7907 | N/A | N/A | N/A | Fail TRC
| Commercial | Equipment | CFL - 15W Flood | Assembly | Turnover | 0.30498 | 11.7416 | 38.4996 | N/A | N/A | N/A | Fail RIM | Commercial | Equipment | CFL - 15W Flood | Assembly | Turnover | 0.30498 | 11.7416 | 38.4996 | N/A | N/A | N/A | Fail 2-year Threshold
| Commercial | Equipment | CFL - 15W Flood | College and University | Turnover | 0.30498 | 11.7416 | 38.4996 | N/A | N/A | N/A | Fail RIM | Commercial | Equipment | CFL - 15W Flood | College and University | Turnover | 0.30498 | 11.7416 | 38.4996 | N/A | N/A | N/A | Fail 2-year Threshold
| Commercial | Equipment | CFL - 15W Flood | Grocery | Turnover | 0.30498 | 11.7416 | 38.4996 | N/A | N/A | N/A | Fail RIM | Commercial | Equipment | CFL - 15W Flood | Grocery | Turnover | 0.30498 | 11.7416 | 38.4996 | N/A | N/A | N/A | Fail 2-year Threshold
| Commercial | Equipment | CFL - 15W Flood | Healthcare | Turnover | 0.30498 | 11.7416 | 38.4996 | N/A | N/A | N/A | Fail RIM | Commercial | Equipment | CFL - 15W Flood | Healthcare | Turnover | 0.30498 | 11.7416 | 38.4996 | N/A | N/A | N/A | Fail 2-year Threshold
| Commercial | Equipment | CFL - 15W Flood | Hospitals | Turnover | 0.30498 | 11.7416 | 38.4996 | N/A | N/A | N/A | Fail RIM | Commercial | Equipment | CFL - 15W Flood | Hospitals | Turnover | 0.30498 | 11.7416 | 38.4996 | N/A | N/A | N/A | Fail 2-year Threshold
| Commercial | Equipment | CFL - 15W Flood | Institutional | Turnover | 0.30498 | 11.7416 | 38.4996 | N/A | N/A | N/A | Fail RIM | Commercial | Equipment | CFL - 15W Flood | Institutional | Turnover | 0.30498 | 11.7416 | 38.4996 | N/A | N/A | N/A | Fail 2-year Threshold
| Commercial | Equipment | CFL - 15W Flood | Lodging/Hospitality | Turnover | 0.30498 | 11.7416 | 38.4996 | N/A | N/A | N/A | Fail RIM | Commercial | Equipment | CFL - 15W Flood | Lodging/Hospitality | Turnover | 0.30498 | 11.7416 | 38.4996 | N/A | N/A | N/A | Fail 2-year Threshold
| Commercial | Equipment | CFL - 15W Flood | Miscellaneous | Turnover | 0.30498 | 11.7416 | 38.4996 | N/A | N/A | N/A | Fail RIM | Commercial | Equipment | CFL - 15W Flood | Miscellaneous | Turnover | 0.30498 | 11.7416 | 38.4996 | N/A | N/A | N/A | Fail 2-year Threshold
| Commercial | Equipment | CFL - 15W Flood | Offices | Turnover | 0.30498 | 11.7416 | 38.4996 | N/A | N/A | N/A | Fail RIM | Commercial | Equipment | CFL - 15W Flood | Offices | Turnover | 0.30498 | 11.7416 | 38.4996 | N/A | N/A | N/A | Fail 2-year Threshold
| Commercial | Equipment | CFL - 15W Flood | Restaurants | Turnover | 0.30498 | 11.7416 | 38.4996 | N/A | N/A | N/A | Fail RIM | Commercial | Equipment | CFL - 15W Flood | Restaurants | Turnover | 0.30498 | 11.7416 | 38.4996 | N/A | N/A | N/A | Fail 2-year Threshold
| Commercial | Equipment | CFL - 15W Flood | Retail | Turnover | 0.30498 | 11.7416 | 38.4996 | N/A | N/A | N/A | Fail RIM | Commercial | Equipment | CFL - 15W Flood | Retail | Turnover | 0.30498 | 11.7416 | 38.4996 | N/A | N/A | N/A | Fail 2-year Threshold
| Commercial | Equipment | CFL - 15W Flood | Schools K-12 | Turnover | 0.30498 | 11.7416 | 38.4996 | N/A | N/A | N/A | Fail RIM | Commercial | Equipment | CFL - 15W Flood | Schools K-12 | Turnover | 0.30498 | 11.7416 | 38.4996 | N/A | N/A | N/A | Fail 2-year Threshold
| Commercial | Equipment | CFL - 15W Flood | Warehouse | Turnover | 0.30498 | 11.7416 | 38.4996 | N/A | N/A | N/A | Fail RIM | Commercial | Equipment | CFL - 15W Flood | Warehouse | Turnover | 0.30498 | 11.7416 | 38.4996 | N/A | N/A | N/A | Fail 2-year Threshold
| Commercial | Equipment | CFL - 15W Flood | Assembly | New | 0.30498 | 11.7416 | 38.4996 | N/A | N/A | N/A | Fail RIM | Commercial | Equipment | CFL - 15W Flood | Assembly | New | 0.30498 | 11.7416 | 38.4996 | N/A | N/A | N/A | Fail 2-year Threshold
| Commercial | Equipment | CFL - 15W Flood | College and University | New | 0.30498 | 11.7416 | 38.4996 | N/A | N/A | N/A | Fail RIM | Commercial | Equipment | CFL - 15W Flood | College and University | New | 0.30498 | 11.7416 | 38.4996 | N/A | N/A | N/A | Fail 2-year Threshold
| Commercial | Equipment | CFL - 15W Flood | Grocery | New | 0.30498 | 11.7416 | 38.4996 | N/A | N/A | N/A | Fail RIM | Commercial | Equipment | CFL - 15W Flood | Grocery | New | 0.30498 | 11.7416 | 38.4996 | N/A | N/A | N/A | Fail 2-year Threshold
| Commercial | Equipment | CFL - 15W Flood | Healthcare | New | 0.30498 | 11.7416 | 38.4996 | N/A | N/A | N/A | Fail RIM | Commercial | Equipment | CFL - 15W Flood | Healthcare | New | 0.30498 | 11.7416 | 38.4996 | N/A | N/A | N/A | Fail 2-year Threshold
| Commercial | Equipment | CFL - 15W Flood | Hospitals | New | 0.30498 | 11.7416 | 38.4996 | N/A | N/A | N/A | Fail RIM | Commercial | Equipment | CFL - 15W Flood | Hospitals | New | 0.30498 | 11.7416 | 38.4996 | N/A | N/A | N/A | Fail 2-year Threshold
| Commercial | Equipment | CFL - 15W Flood | Institutional | New | 0.30498 | 11.7416 | 38.4996 | N/A | N/A | N/A | Fail RIM | Commercial | Equipment | CFL - 15W Flood | Institutional | New | 0.30498 | 11.7416 | 38.4996 | N/A | N/A | N/A | Fail 2-year Threshold
| Commercial | Equipment | CFL - 15W Flood | Lodging/Hospitality | New | 0.30498 | 11.7416 | 38.4996 | N/A | N/A | N/A | Fail RIM | Commercial | Equipment | CFL - 15W Flood | Lodging/Hospitality | New | 0.30498 | 11.7416 | 38.4996 | N/A | N/A | N/A | Fail 2-year Threshold
| Commercial | Equipment | CFL - 15W Flood | Miscellaneous | New | 0.30498 | 11.7416 | 38.4996 | N/A | N/A | N/A | Fail RIM | Commercial | Equipment | CFL - 15W Flood | Miscellaneous | New | 0.30498 | 11.7416 | 38.4996 | N/A | N/A | N/A | Fail 2-year Threshold
| Commercial | Equipment | CFL - 15W Flood | Offices | New | 0.30498 | 11.7416 | 38.4996 | N/A | N/A | N/A | Fail RIM | Commercial | Equipment | CFL - 15W Flood | Offices | New | 0.30498 | 11.7416 | 38.4996 | N/A | N/A | N/A | Fail 2-year Threshold
| Commercial | Equipment | CFL - 15W Flood | Restaurants | New | 0.30498 | 11.7416 | 38.4996 | N/A | N/A | N/A | Fail RIM | Commercial | Equipment | CFL - 15W Flood | Restaurants | New | 0.30498 | 11.7416 | 38.4996 | N/A | N/A | N/A | Fail 2-year Threshold
| Commercial | Equipment | CFL - 15W Flood | Retail | New | 0.30498 | 11.7416 | 38.4996 | N/A | N/A | N/A | Fail RIM | Commercial | Equipment | CFL - 15W Flood | Retail | New | 0.30498 | 11.7416 | 38.4996 | N/A | N/A | N/A | Fail 2-year Threshold
| Commercial | Equipment | CFL - 15W Flood | Schools K-12 | New | 0.30498 | 11.7416 | 38.4996 | N/A | N/A | N/A | Fail RIM | Commercial | Equipment | CFL - 15W Flood | Schools K-12 | New | 0.30498 | 11.7416 | 38.4996 | N/A | N/A | N/A | Fail 2-year Threshold
| Commercial | Equipment | CFL - 15W Flood | Warehouse | New | 0.30498 | 11.7416 | 38.4996 | N/A | N/A | N/A | Fail RIM | Commercial | Equipment | CFL - 15W Flood | Warehouse | New | 0.30498 | 11.7416 | 38.4996 | N/A | N/A | N/A | Fail 2-year Threshold
| Commercial | Equipment | High Efficiency HID Lighting | Assembly | Turnover | 0.30233 | 0.81273 | 2.6882 | N/A | N/A | N/A | Fail RIM | Commercial | Equipment | High Efficiency HID Lighting | Assembly | Turnover | 0.30233 | 0.81273 | 2.6882 | N/A | N/A | N/A | Fail TRC
| Commercial | Equipment | High Efficiency HID Lighting | College and University | Turnover | 0.30233 | 0.81273 | 2.6882 | N/A | N/A | N/A | Fail RIM | Commercial | Equipment | High Efficiency HID Lighting | College and University | Turnover | 0.30233 | 0.81273 | 2.6882 | N/A | N/A | N/A | Fail TRC
| Commercial | Equipment | High Efficiency HID Lighting | Grocery | Turnover | 0.30233 | 0.81273 | 2.6882 | N/A | N/A | N/A | Fail RIM | Commercial | Equipment | High Efficiency HID Lighting | Grocery | Turnover | 0.30233 | 0.81273 | 2.6882 | N/A | N/A | N/A | Fail TRC
| Commercial | Equipment | High Efficiency HID Lighting | Healthcare | Turnover | 0.30233 | 0.81273 | 2.6882 | N/A | N/A | N/A | Fail RIM | Commercial | Equipment | High Efficiency HID Lighting | Healthcare | Turnover | 0.30233 | 0.81273 | 2.6882 | N/A | N/A | N/A | Fail TRC
| Commercial | Equipment | High Efficiency HID Lighting | Hospitals | Turnover | 0.30233 | 0.81273 | 2.6882 | N/A | N/A | N/A | Fail RIM | Commercial | Equipment | High Efficiency HID Lighting | Hospitals | Turnover | 0.30233 | 0.81273 | 2.6882 | N/A | N/A | N/A | Fail TRC
| Commercial | Equipment | High Efficiency HID Lighting | Institutional | Turnover | 0.30233 | 0.81273 | 2.6882 | N/A | N/A | N/A | Fail RIM | Commercial | Equipment | High Efficiency HID Lighting | Institutional | Turnover | 0.30233 | 0.81273 | 2.6882 | N/A | N/A | N/A | Fail TRC
| Commercial | Equipment | High Efficiency HID Lighting | Lodging/Hospitality | Turnover | 0.30233 | 0.81273 | 2.6882 | N/A | N/A | N/A | Fail RIM | Commercial | Equipment | High Efficiency HID Lighting | Lodging/Hospitality | Turnover | 0.30233 | 0.81273 | 2.6882 | N/A | N/A | N/A | Fail TRC
| Commercial | Equipment | High Efficiency HID Lighting | Miscellaneous | Turnover | 0.30233 | 0.81273 | 2.6882 | N/A | N/A | N/A | Fail RIM | Commercial | Equipment | High Efficiency HID Lighting | Miscellaneous | Turnover | 0.30233 | 0.81273 | 2.6882 | N/A | N/A | N/A | Fail TRC
| Commercial | Equipment | High Efficiency HID Lighting | Offices | Turnover | 0.30233 | 0.81273 | 2.6882 | N/A | N/A | N/A | Fail RIM | Commercial | Equipment | High Efficiency HID Lighting | Offices | Turnover | 0.30233 | 0.81273 | 2.6882 | N/A | N/A | N/A | Fail TRC
| Commercial | Equipment | High Efficiency HID Lighting | Restaurants | Turnover | 0.30233 | 0.81273 | 2.6882 | N/A | N/A | N/A | Fail RIM | Commercial | Equipment | High Efficiency HID Lighting | Restaurants | Turnover | 0.30233 | 0.81273 | 2.6882 | N/A | N/A | N/A | Fail TRC
| Commercial | Equipment | High Efficiency HID Lighting | Retail | Turnover | 0.30233 | 0.81273 | 2.6882 | N/A | N/A | N/A | Fail RIM | Commercial | Equipment | High Efficiency HID Lighting | Retail | Turnover | 0.30233 | 0.81273 | 2.6882 | N/A | N/A | N/A | Fail TRC
| Commercial | Equipment | High Efficiency HID Lighting | Schools K-12 | Turnover | 0.30233 | 0.81273 | 2.6882 | N/A | N/A | N/A | Fail RIM | Commercial | Equipment | High Efficiency HID Lighting | Schools K-12 | Turnover | 0.30233 | 0.81273 | 2.6882 | N/A | N/A | N/A | Fail TRC
| Commercial | Equipment | High Efficiency HID Lighting | Warehouse | Turnover | 0.30233 | 0.81273 | 2.6882 | N/A | N/A | N/A | Fail RIM | Commercial | Equipment | High Efficiency HID Lighting | Warehouse | Turnover | 0.30233 | 0.81273 | 2.6882 | N/A | N/A | N/A | Fail TRC
| Commercial | Equipment | High Efficiency HID Lighting | Assembly | New | 0.30233 | 0.81273 | 2.6882 | N/A | N/A | N/A | Fail RIM | Commercial | Equipment | High Efficiency HID Lighting | Assembly | New | 0.30233 | 0.81273 | 2.6882 | N/A | N/A | N/A | Fail TRC
| Commercial | Equipment | High Efficiency HID Lighting | College and University | New | 0.30233 | 0.81273 | 2.6882 | N/A | N/A | N/A | Fail RIM | Commercial | Equipment | High Efficiency HID Lighting | College and University | New | 0.30233 | 0.81273 | 2.6882 | N/A | N/A | N/A | Fail TRC
| Commercial | Equipment | High Efficiency HID Lighting | Grocery | New | 0.30233 | 0.81273 | 2.6882 | N/A | N/A | N/A | Fail RIM | Commercial | Equipment | High Efficiency HID Lighting | Grocery | New | 0.30233 | 0.81273 | 2.6882 | N/A | N/A | N/A | Fail TRC
| Commercial | Equipment | High Efficiency HID Lighting | Healthcare | New | 0.30233 | 0.81273 | 2.6882 | N/A | N/A | N/A | Fail RIM | Commercial | Equipment | High Efficiency HID Lighting | Healthcare | New | 0.30233 | 0.81273 | 2.6882 | N/A | N/A | N/A | Fail TRC
| Commercial | Equipment | High Efficiency HID Lighting | Hospitals | New | 0.30233 | 0.81273 | 2.6882 | N/A | N/A | N/A | Fail RIM | Commercial | Equipment | High Efficiency HID Lighting | Hospitals | New | 0.30233 | 0.81273 | 2.6882 | N/A | N/A | N/A | Fail TRC
| Commercial | Equipment | High Efficiency HID Lighting | Institutional | New | 0.30233 | 0.81273 | 2.6882 | N/A | N/A | N/A | Fail RIM | Commercial | Equipment | High Efficiency HID Lighting | Institutional | New | 0.30233 | 0.81273 | 2.6882 | N/A | N/A | N/A | Fail TRC
| Commercial | Equipment | High Efficiency HID Lighting | Lodging/Hospitality | New | 0.30233 | 0.81273 | 2.6882 | N/A | N/A | N/A | Fail RIM | Commercial | Equipment | High Efficiency HID Lighting | Lodging/Hospitality | New | 0.30233 | 0.81273 | 2.6882 | N/A | N/A | N/A | Fail TRC
| Commercial | Equipment | High Efficiency HID Lighting | Miscellaneous | New | 0.30233 | 0.81273 | 2.6882 | N/A | N/A | N/A | Fail RIM | Commercial | Equipment | High Efficiency HID Lighting | Miscellaneous | New | 0.30233 | 0.81273 | 2.6882 | N/A | N/A | N/A | Fail TRC
| Commercial | Equipment | High Efficiency HID Lighting | Offices | New | 0.30233 | 0.81273 | 2.6882 | N/A | N/A | N/A | Fail RIM | Commercial | Equipment | High Efficiency HID Lighting | Offices | New | 0.30233 | 0.81273 | 2.6882 | N/A | N/A | N/A | Fail TRC
| Commercial | Equipment | High Efficiency HID Lighting | Restaurants | New | 0.30233 | 0.81273 | 2.6882 | N/A | N/A | N/A | Fail RIM | Commercial | Equipment | High Efficiency HID Lighting | Restaurants | New | 0.30233 | 0.81273 | 2.6882 | N/A | N/A | N/A | Fail TRC
| Commercial | Equipment | High Efficiency HID Lighting | Retail | New | 0.30233 | 0.81273 | 2.6882 | N/A | N/A | N/A | Fail RIM | Commercial | Equipment | High Efficiency HID Lighting | Retail | New | 0.30233 | 0.81273 | 2.6882 | N/A | N/A | N/A | Fail TRC
| Commercial | Equipment | High Efficiency HID Lighting | Schools K-12 | New | 0.30233 | 0.81273 | 2.6882 | N/A | N/A | N/A | Fail RIM | Commercial | Equipment | High Efficiency HID Lighting | Schools K-12 | New | 0.30233 | 0.81273 | 2.6882 | N/A | N/A | N/A | Fail TRC
| Commercial | Equipment | High Efficiency HID Lighting | Warehouse | New | 0.30233 | 0.81273 | 2.6882 | N/A | N/A | N/A | Fail RIM | Commercial | Equipment | High Efficiency HID Lighting | Warehouse | New | 0.30233 | 0.81273 | 2.6882 | N/A | N/A | N/A | Fail TRC
| Commercial | Equipment | LED - 9W Flood | Assembly | Turnover | 0.30084 | 25.2256 | 83.8518 | N/A | N/A | N/A | Fail RIM | Commercial | Equipment | LED - 9W Flood | Assembly | Turnover | 0.30084 | 25.2256 | 83.8518 | N/A | N/A | N/A | Fail 2-year Threshold
| Commercial | Equipment | LED - 9W Flood | College and University | Turnover | 0.30084 | 25.2256 | 83.8518 | N/A | N/A | N/A | Fail RIM | Commercial | Equipment | LED - 9W Flood | College and University | Turnover | 0.30084 | 25.2256 | 83.8518 | N/A | N/A | N/A | Fail 2-year Threshold
| Commercial | Equipment | LED - 9W Flood | Grocery | Turnover | 0.30084 | 25.2256 | 83.8518 | N/A | N/A | N/A | Fail RIM | Commercial | Equipment | LED - 9W Flood | Grocery | Turnover | 0.30084 | 25.2256 | 83.8518 | N/A | N/A | N/A | Fail 2-year Threshold
| Commercial | Equipment | LED - 9W Flood | Healthcare | Turnover | 0.30084 | 25.2256 | 83.8518 | N/A | N/A | N/A | Fail RIM | Commercial | Equipment | LED - 9W Flood | Healthcare | Turnover | 0.30084 | 25.2256 | 83.8518 | N/A | N/A | N/A | Fail 2-year Threshold
| Commercial | Equipment | LED - 9W Flood | Hospitals | Turnover | 0.30084 | 25.2256 | 83.8518 | N/A | N/A | N/A | Fail RIM | Commercial | Equipment | LED - 9W Flood | Hospitals | Turnover | 0.30084 | 25.2256 | 83.8518 | N/A | N/A | N/A | Fail 2-year Threshold
| Commercial | Equipment | LED - 9W Flood | Institutional | Turnover | 0.30084 | 25.2256 | 83.8518 | N/A | N/A | N/A | Fail RIM | Commercial | Equipment | LED - 9W Flood | Institutional | Turnover | 0.30084 | 25.2256 | 83.8518 | N/A | N/A | N/A | Fail 2-year Threshold
| Commercial | Equipment | LED - 9W Flood | Lodging/Hospitality | Turnover | 0.30084 | 25.2256 | 83.8518 | N/A | N/A | N/A | Fail RIM | Commercial | Equipment | LED - 9W Flood | Lodging/Hospitality | Turnover | 0.30084 | 25.2256 | 83.8518 | N/A | N/A | N/A | Fail 2-year Threshold
| Commercial | Equipment | LED - 9W Flood | Miscellaneous | Turnover | 0.30084 | 25.2256 | 83.8518 | N/A | N/A | N/A | Fail RIM | Commercial | Equipment | LED - 9W Flood | Miscellaneous | Turnover | 0.30084 | 25.2256 | 83.8518 | N/A | N/A | N/A | Fail 2-year Threshold
| Commercial | Equipment | LED - 9W Flood | Offices | Turnover | 0.30084 | 25.2256 | 83.8518 | N/A | N/A | N/A | Fail RIM | Commercial | Equipment | LED - 9W Flood | Offices | Turnover | 0.30084 | 25.2256 | 83.8518 | N/A | N/A | N/A | Fail 2-year Threshold
| Commercial | Equipment | LED - 9W Flood | Restaurants | Turnover | 0.30084 | 25.2256 | 83.8518 | N/A | N/A | N/A | Fail RIM | Commercial | Equipment | LED - 9W Flood | Restaurants | Turnover | 0.30084 | 25.2256 | 83.8518 | N/A | N/A | N/A | Fail 2-year Threshold
| Commercial | Equipment | LED - 9W Flood | Retail | Turnover | 0.30084 | 25.2256 | 83.8518 | N/A | N/A | N/A | Fail RIM | Commercial | Equipment | LED - 9W Flood | Retail | Turnover | 0.30084 | 25.2256 | 83.8518 | N/A | N/A | N/A | Fail 2-year Threshold
| Commercial | Equipment | LED - 9W Flood | Schools K-12 | Turnover | 0.30084 | 25.2256 | 83.8518 | N/A | N/A | N/A | Fail RIM | Commercial | Equipment | LED - 9W Flood | Schools K-12 | Turnover | 0.30084 | 25.2256 | 83.8518 | N/A | N/A | N/A | Fail 2-year Threshold
| Commercial | Equipment | LED - 9W Flood | Warehouse | Turnover | 0.30084 | 25.2256 | 83.8518 | N/A | N/A | N/A | Fail RIM | Commercial | Equipment | LED - 9W Flood | Warehouse | Turnover | 0.30084 | 25.2256 | 83.8518 | N/A | N/A | N/A | Fail 2-year Threshold
| Commercial | Equipment | LED - 9W Flood | Assembly | New | 0.30084 | 25.2256 | 83.8518 | N/A | N/A | N/A | Fail RIM | Commercial | Equipment | LED - 9W Flood | Assembly | New | 0.30084 | 25.2256 | 83.8518 | N/A | N/A | N/A | Fail 2-year Threshold
| Commercial | Equipment | LED - 9W Flood | College and University | New | 0.30084 | 25.2256 | 83.8518 | N/A | N/A | N/A | Fail RIM | Commercial | Equipment | LED - 9W Flood | College and University | New | 0.30084 | 25.2256 | 83.8518 | N/A | N/A | N/A | Fail 2-year Threshold
| Commercial | Equipment | LED - 9W Flood | Grocery | New | 0.30084 | 25.2256 | 83.8518 | N/A | N/A | N/A | Fail RIM | Commercial | Equipment | LED - 9W Flood | Grocery | New | 0.30084 | 25.2256 | 83.8518 | N/A | N/A | N/A | Fail 2-year Threshold
| Commercial | Equipment | LED - 9W Flood | Healthcare | New | 0.30084 | 25.2256 | 83.8518 | N/A | N/A | N/A | Fail RIM | Commercial | Equipment | LED - 9W Flood | Healthcare | New | 0.30084 | 25.2256 | 83.8518 | N/A | N/A | N/A | Fail 2-year Threshold
| Commercial | Equipment | LED - 9W Flood | Hospitals | New | 0.30084 | 25.2256 | 83.8518 | N/A | N/A | N/A | Fail RIM | Commercial | Equipment | LED - 9W Flood | Hospitals | New | 0.30084 | 25.2256 | 83.8518 | N/A | N/A | N/A | Fail 2-year Threshold
| Commercial | Equipment | LED - 9W Flood | Institutional | New | 0.30084 | 25.2256 | 83.8518 | N/A | N/A | N/A | Fail RIM | Commercial | Equipment | LED - 9W Flood | Institutional | New | 0.30084 | 25.2256 | 83.8518 | N/A | N/A | N/A | Fail 2-year Threshold
| Commercial | Equipment | LED - 9W Flood | Lodging/Hospitality | New | 0.30084 | 25.2256 | 83.8518 | N/A | N/A | N/A | Fail RIM | Commercial | Equipment | LED - 9W Flood | Lodging/Hospitality | New | 0.30084 | 25.2256 | 83.8518 | N/A | N/A | N/A | Fail 2-year Threshold
| Commercial | Equipment | LED - 9W Flood | Miscellaneous | New | 0.30084 | 25.2256 | 83.8518 | N/A | N/A | N/A | Fail RIM | Commercial | Equipment | LED - 9W Flood | Miscellaneous | New | 0.30084 | 25.2256 | 83.8518 | N/A | N/A | N/A | Fail 2-year Threshold
| Commercial | Equipment | LED - 9W Flood | Offices | New | 0.30084 | 25.2256 | 83.8518 | N/A | N/A | N/A | Fail RIM | Commercial | Equipment | LED - 9W Flood | Offices | New | 0.30084 | 25.2256 | 83.8518 | N/A | N/A | N/A | Fail 2-year Threshold
| Commercial | Equipment | LED - 9W Flood | Restaurants | New | 0.30084 | 25.2256 | 83.8518 | N/A | N/A | N/A | Fail RIM | Commercial | Equipment | LED - 9W Flood | Restaurants | New | 0.30084 | 25.2256 | 83.8518 | N/A | N/A | N/A | Fail 2-year Threshold
| Commercial | Equipment | LED - 9W Flood | Retail | New | 0.30084 | 25.2256 | 83.8518 | N/A | N/A | N/A | Fail RIM | Commercial | Equipment | LED - 9W Flood | Retail | New | 0.30084 | 25.2256 | 83.8518 | N/A | N/A | N/A | Fail 2-year Threshold
| Commercial | Equipment | LED - 9W Flood | Schools K-12 | New | 0.30084 | 25.2256 | 83.8518 | N/A | N/A | N/A | Fail RIM | Commercial | Equipment | LED - 9W Flood | Schools K-12 | New | 0.30084 | 25.2256 | 83.8518 | N/A | N/A | N/A | Fail 2-year Threshold
| Commercial | Equipment | LED - 9W Flood | Warehouse | New | 0.30084 | 25.2256 | 83.8518 | N/A | N/A | N/A | Fail RIM | Commercial | Equipment | LED - 9W Flood | Warehouse | New | 0.30084 | 25.2256 | 83.8518 | N/A | N/A | N/A | Fail 2-year Threshold
| Commercial | Equipment | LED Display Lighting (Exterior) | Assembly | Turnover | 0.30084 | 3.7988 | 12.6274 | N/A | N/A | N/A | Fail RIM | Commercial | Equipment | LED Display Lighting (Exterior) | Assembly | Turnover | 0.30084 | 3.7988 | 12.6274 | N/A | N/A | N/A | Fail 2-year Threshold
| Commercial | Equipment | LED Display Lighting (Exterior) | College and University | Turnover | 0.30084 | 3.7988 | 12.6274 | N/A | N/A | N/A | Fail RIM | Commercial | Equipment | LED Display Lighting (Exterior) | College and University | Turnover | 0.30084 | 3.7988 | 12.6274 | N/A | N/A | N/A | Fail 2-year Threshold
| Commercial | Equipment | LED Display Lighting (Exterior) | Grocery | Turnover | 0.30084 | 3.7988 | 12.6274 | N/A | N/A | N/A | Fail RIM | Commercial | Equipment | LED Display Lighting (Exterior) | Grocery | Turnover | 0.30084 | 3.7988 | 12.6274 | N/A | N/A | N/A | Fail 2-year Threshold
| Commercial | Equipment | LED Display Lighting (Exterior) | Healthcare | Turnover | 0.30084 | 3.7988 | 12.6274 | N/A | N/A | N/A | Fail RIM | Commercial | Equipment | LED Display Lighting (Exterior) | Healthcare | Turnover | 0.30084 | 3.7988 | 12.6274 | N/A | N/A | N/A | Fail 2-year Threshold
| Commercial | Equipment | LED Display Lighting (Exterior) | Hospitals | Turnover | 0.30084 | 3.7988 | 12.6274 | N/A | N/A | N/A | Fail RIM | Commercial | Equipment | LED Display Lighting (Exterior) | Hospitals | Turnover | 0.30084 | 3.7988 | 12.6274 | N/A | N/A | N/A | Fail 2-year Threshold
| Commercial | Equipment | LED Display Lighting (Exterior) | Institutional | Turnover | 0.30084 | 3.7988 | 12.6274 | N/A | N/A | N/A | Fail RIM | Commercial | Equipment | LED Display Lighting (Exterior) | Institutional | Turnover | 0.30084 | 3.7988 | 12.6274 | N/A | N/A | N/A | Fail 2-year Threshold
| Commercial | Equipment | LED Display Lighting (Exterior) | Lodging/Hospitality | Turnover | 0.30084 | 3.7988 | 12.6274 | N/A | N/A | N/A | Fail RIM | Commercial | Equipment | LED Display Lighting (Exterior) | Lodging/Hospitality | Turnover | 0.30084 | 3.7988 | 12.6274 | N/A | N/A | N/A | Fail 2-year Threshold
| Commercial | Equipment | LED Display Lighting (Exterior) | Miscellaneous | Turnover | 0.30084 | 3.7988 | 12.6274 | N/A | N/A | N/A | Fail RIM | Commercial | Equipment | LED Display Lighting (Exterior) | Miscellaneous | Turnover | 0.30084 | 3.7988 | 12.6274 | N/A | N/A | N/A | Fail 2-year Threshold
| Commercial | Equipment | LED Display Lighting (Exterior) | Offices | Turnover | 0.30084 | 3.7988 | 12.6274 | N/A | N/A | N/A | Fail RIM | Commercial | Equipment | LED Display Lighting (Exterior) | Offices | Turnover | 0.30084 | 3.7988 | 12.6274 | N/A | N/A | N/A | Fail 2-year Threshold
| Commercial | Equipment | LED Display Lighting (Exterior) | Restaurants | Turnover | 0.30084 | 3.7988 | 12.6274 | N/A | N/A | N/A | Fail RIM | Commercial | Equipment | LED Display Lighting (Exterior) | Restaurants | Turnover | 0.30084 | 3.7988 | 12.6274 | N/A | N/A | N/A | Fail 2-year Threshold
| Commercial | Equipment | LED Display Lighting (Exterior) | Retail | Turnover | 0.30084 | 3.7988 | 12.6274 | N/A | N/A | N/A | Fail RIM | Commercial | Equipment | LED Display Lighting (Exterior) | Retail | Turnover | 0.30084 | 3.7988 | 12.6274 | N/A | N/A | N/A | Fail 2-year Threshold
| Commercial | Equipment | LED Display Lighting (Exterior) | Schools K-12 | Turnover | 0.30084 | 3.7988 | 12.6274 | N/A | N/A | N/A | Fail RIM | Commercial | Equipment | LED Display Lighting (Exterior) | Schools K-12 | Turnover | 0.30084 | 3.7988 | 12.6274 | N/A | N/A | N/A | Fail 2-year Threshold
| Commercial | Equipment | LED Display Lighting (Exterior) | Warehouse | Turnover | 0.30084 | 3.7988 | 12.6274 | N/A | N/A | N/A | Fail RIM | Commercial | Equipment | LED Display Lighting (Exterior) | Warehouse | Turnover | 0.30084 | 3.7988 | 12.6274 | N/A | N/A | N/A | Fail 2-year Threshold
| Commercial | Equipment | LED Display Lighting (Exterior) | Assembly | New | 0.30084 | 3.7988 | 12.6274 | N/A | N/A | N/A | Fail RIM | Commercial | Equipment | LED Display Lighting (Exterior) | Assembly | New | 0.30084 | 3.7988 | 12.6274 | N/A | N/A | N/A | Fail 2-year Threshold
| Commercial | Equipment | LED Display Lighting (Exterior) | College and University | New | 0.30084 | 3.7988 | 12.6274 | N/A | N/A | N/A | Fail RIM | Commercial | Equipment | LED Display Lighting (Exterior) | College and University | New | 0.30084 | 3.7988 | 12.6274 | N/A | N/A | N/A | Fail 2-year Threshold
| Commercial | Equipment | LED Display Lighting (Exterior) | Grocery | New | 0.30084 | 3.7988 | 12.6274 | N/A | N/A | N/A | Fail RIM | Commercial | Equipment | LED Display Lighting (Exterior) | Grocery | New | 0.30084 | 3.7988 | 12.6274 | N/A | N/A | N/A | Fail 2-year Threshold
| Commercial | Equipment | LED Display Lighting (Exterior) | Healthcare | New | 0.30084 | 3.7988 | 12.6274 | N/A | N/A | N/A | Fail RIM | Commercial | Equipment | LED Display Lighting (Exterior) | Healthcare | New | 0.30084 | 3.7988 | 12.6274 | N/A | N/A | N/A | Fail 2-year Threshold
| Commercial | Equipment | LED Display Lighting (Exterior) | Hospitals | New | 0.30084 | 3.7988 | 12.6274 | N/A | N/A | N/A | Fail RIM | Commercial | Equipment | LED Display Lighting (Exterior) | Hospitals | New | 0.30084 | 3.7988 | 12.6274 | N/A | N/A | N/A | Fail 2-year Threshold
| Commercial | Equipment | LED Display Lighting (Exterior) | Institutional | New | 0.30084 | 3.7988 | 12.6274 | N/A | N/A | N/A | Fail RIM | Commercial | Equipment | LED Display Lighting (Exterior) | Institutional | New | 0.30084 | 3.7988 | 12.6274 | N/A | N/A | N/A | Fail 2-year Threshold
| Commercial | Equipment | LED Display Lighting (Exterior) | Lodging/Hospitality | New | 0.30084 | 3.7988 | 12.6274 | N/A | N/A | N/A | Fail RIM | Commercial | Equipment | LED Display Lighting (Exterior) | Lodging/Hospitality | New | 0.30084 | 3.7988 | 12.6274 | N/A | N/A | N/A | Fail 2-year Threshold
| Commercial | Equipment | LED Display Lighting (Exterior) | Miscellaneous | New | 0.30084 | 3.7988 | 12.6274 | N/A | N/A | N/A | Fail RIM | Commercial | Equipment | LED Display Lighting (Exterior) | Miscellaneous | New | 0.30084 | 3.7988 | 12.6274 | N/A | N/A | N/A | Fail 2-year Threshold
| Commercial | Equipment | LED Display Lighting (Exterior) | Offices | New | 0.30084 | 3.7988 | 12.6274 | N/A | N/A | N/A | Fail RIM | Commercial | Equipment | LED Display Lighting (Exterior) | Offices | New | 0.30084 | 3.7988 | 12.6274 | N/A | N/A | N/A | Fail 2-year Threshold
| Commercial | Equipment | LED Display Lighting (Exterior) | Restaurants | New | 0.30084 | 3.7988 | 12.6274 | N/A | N/A | N/A | Fail RIM | Commercial | Equipment | LED Display Lighting (Exterior) | Restaurants | New | 0.30084 | 3.7988 | 12.6274 | N/A | N/A | N/A | Fail 2-year Threshold
| Commercial | Equipment | LED Display Lighting (Exterior) | Retail | New | 0.30084 | 3.7988 | 12.6274 | N/A | N/A | N/A | Fail RIM | Commercial | Equipment | LED Display Lighting (Exterior) | Retail | New | 0.30084 | 3.7988 | 12.6274 | N/A | N/A | N/A | Fail 2-year Threshold
| Commercial | Equipment | LED Display Lighting (Exterior) | Schools K-12 | New | 0.30084 | 3.7988 | 12.6274 | N/A | N/A | N/A | Fail RIM | Commercial | Equipment | LED Display Lighting (Exterior) | Schools K-12 | New | 0.30084 | 3.7988 | 12.6274 | N/A | N/A | N/A | Fail 2-year Threshold
| Commercial | Equipment | LED Display Lighting (Exterior) | Warehouse | New | 0.30084 | 3.7988 | 12.6274 | N/A | N/A | N/A | Fail RIM | Commercial | Equipment | LED Display Lighting (Exterior) | Warehouse | New | 0.30084 | 3.7988 | 12.6274 | N/A | N/A | N/A | Fail 2-year Threshold
| Commercial | Equipment | LED Exterior Lighting | Assembly | Turnover | 0.30233 | 0.86373 | 2.8569 | N/A | N/A | N/A | Fail RIM | Commercial | Equipment | LED Exterior Lighting | Assembly | Turnover | 0.30233 | 0.86373 | 2.8569 | N/A | N/A | N/A | Fail TRC
| Commercial | Equipment | LED Exterior Lighting | College and University | Turnover | 0.30233 | 0.86373 | 2.8569 | N/A | N/A | N/A | Fail RIM | Commercial | Equipment | LED Exterior Lighting | College and University | Turnover | 0.30233 | 0.86373 | 2.8569 | N/A | N/A | N/A | Fail TRC
| Commercial | Equipment | LED Exterior Lighting | Grocery | Turnover | 0.30233 | 0.86373 | 2.8569 | N/A | N/A | N/A | Fail RIM | Commercial | Equipment | LED Exterior Lighting | Grocery | Turnover | 0.30233 | 0.86373 | 2.8569 | N/A | N/A | N/A | Fail TRC
| Commercial | Equipment | LED Exterior Lighting | Healthcare | Turnover | 0.30233 | 0.86373 | 2.8569 | N/A | N/A | N/A | Fail RIM | Commercial | Equipment | LED Exterior Lighting | Healthcare | Turnover | 0.30233 | 0.86373 | 2.8569 | N/A | N/A | N/A | Fail TRC
| Commercial | Equipment | LED Exterior Lighting | Hospitals | Turnover | 0.30233 | 0.86373 | 2.8569 | N/A | N/A | N/A | Fail RIM | Commercial | Equipment | LED Exterior Lighting | Hospitals | Turnover | 0.30233 | 0.86373 | 2.8569 | N/A | N/A | N/A | Fail TRC
| Commercial | Equipment | LED Exterior Lighting | Institutional | Turnover | 0.30233 | 0.86373 | 2.8569 | N/A | N/A | N/A | Fail RIM | Commercial | Equipment | LED Exterior Lighting | Institutional | Turnover | 0.30233 | 0.86373 | 2.8569 | N/A | N/A | N/A | Fail TRC
| Commercial | Equipment | LED Exterior Lighting | Lodging/Hospitality | Turnover | 0.30233 | 0.86373 | 2.8569 | N/A | N/A | N/A | Fail RIM | Commercial | Equipment | LED Exterior Lighting | Lodging/Hospitality | Turnover | 0.30233 | 0.86373 | 2.8569 | N/A | N/A | N/A | Fail TRC
| Commercial | Equipment | LED Exterior Lighting | Miscellaneous | Turnover | 0.30233 | 0.86373 | 2.8569 | N/A | N/A | N/A | Fail RIM | Commercial | Equipment | LED Exterior Lighting | Miscellaneous | Turnover | 0.30233 | 0.86373 | 2.8569 | N/A | N/A | N/A | Fail TRC
| Commercial | Equipment | LED Exterior Lighting | Offices | Turnover | 0.30233 | 0.86373 | 2.8569 | N/A | N/A | N/A | Fail RIM | Commercial | Equipment | LED Exterior Lighting | Offices | Turnover | 0.30233 | 0.86373 | 2.8569 | N/A | N/A | N/A | Fail TRC
| Commercial | Equipment | LED Exterior Lighting | Restaurants | Turnover | 0.30233 | 0.86373 | 2.8569 | N/A | N/A | N/A | Fail RIM | Commercial | Equipment | LED Exterior Lighting | Restaurants | Turnover | 0.30233 | 0.86373 | 2.8569 | N/A | N/A | N/A | Fail TRC
| Commercial | Equipment | LED Exterior Lighting | Retail | Turnover | 0.30233 | 0.86373 | 2.8569 | N/A | N/A | N/A | Fail RIM | Commercial | Equipment | LED Exterior Lighting | Retail | Turnover | 0.30233 | 0.86373 | 2.8569 | N/A | N/A | N/A | Fail TRC
| Commercial | Equipment | LED Exterior Lighting | Schools K-12 | Turnover | 0.30233 | 0.86373 | 2.8569 | N/A | N/A | N/A | Fail RIM | Commercial | Equipment | LED Exterior Lighting | Schools K-12 | Turnover | 0.30233 | 0.86373 | 2.8569 | N/A | N/A | N/A | Fail TRC
| Commercial | Equipment | LED Exterior Lighting | Warehouse | Turnover | 0.30233 | 0.86373 | 2.8569 | N/A | N/A | N/A | Fail RIM | Commercial | Equipment | LED Exterior Lighting | Warehouse | Turnover | 0.30233 | 0.86373 | 2.8569 | N/A | N/A | N/A | Fail TRC
| Commercial | Equipment | LED Exterior Lighting | Assembly | New | 0.30233 | 0.86373 | 2.8569 | N/A | N/A | N/A | Fail RIM | Commercial | Equipment | LED Exterior Lighting | Assembly | New | 0.30233 | 0.86373 | 2.8569 | N/A | N/A | N/A | Fail TRC
| Commercial | Equipment | LED Exterior Lighting | College and University | New | 0.30233 | 0.86373 | 2.8569 | N/A | N/A | N/A | Fail RIM | Commercial | Equipment | LED Exterior Lighting | College and University | New | 0.30233 | 0.86373 | 2.8569 | N/A | N/A | N/A | Fail TRC
| Commercial | Equipment | LED Exterior Lighting | Grocery | New | 0.30233 | 0.86373 | 2.8569 | N/A | N/A | N/A | Fail RIM | Commercial | Equipment | LED Exterior Lighting | Grocery | New | 0.30233 | 0.86373 | 2.8569 | N/A | N/A | N/A | Fail TRC
| Commercial | Equipment | LED Exterior Lighting | Healthcare | New | 0.30233 | 0.86373 | 2.8569 | N/A | N/A | N/A | Fail RIM | Commercial | Equipment | LED Exterior Lighting | Healthcare | New | 0.30233 | 0.86373 | 2.8569 | N/A | N/A | N/A | Fail TRC
| Commercial | Equipment | LED Exterior Lighting | Hospitals | New | 0.30233 | 0.86373 | 2.8569 | N/A | N/A | N/A | Fail RIM | Commercial | Equipment | LED Exterior Lighting | Hospitals | New | 0.30233 | 0.86373 | 2.8569 | N/A | N/A | N/A | Fail TRC
| Commercial | Equipment | LED Exterior Lighting | Institutional | New | 0.30233 | 0.86373 | 2.8569 | N/A | N/A | N/A | Fail RIM | Commercial | Equipment | LED Exterior Lighting | Institutional | New | 0.30233 | 0.86373 | 2.8569 | N/A | N/A | N/A | Fail TRC
| Commercial | Equipment | LED Exterior Lighting | Lodging/Hospitality | New | 0.30233 | 0.86373 | 2.8569 | N/A | N/A | N/A | Fail RIM | Commercial | Equipment | LED Exterior Lighting | Lodging/Hospitality | New | 0.30233 | 0.86373 | 2.8569 | N/A | N/A | N/A | Fail TRC
| Commercial | Equipment | LED Exterior Lighting | Miscellaneous | New | 0.30233 | 0.86373 | 2.8569 | N/A | N/A | N/A | Fail RIM | Commercial | Equipment | LED Exterior Lighting | Miscellaneous | New | 0.30233 | 0.86373 | 2.8569 | N/A | N/A | N/A | Fail TRC
| Commercial | Equipment | LED Exterior Lighting | Offices | New | 0.30233 | 0.86373 | 2.8569 | N/A | N/A | N/A | Fail RIM | Commercial | Equipment | LED Exterior Lighting | Offices | New | 0.30233 | 0.86373 | 2.8569 | N/A | N/A | N/A | Fail TRC
| Commercial | Equipment | LED Exterior Lighting | Restaurants | New | 0.30233 | 0.86373 | 2.8569 | N/A | N/A | N/A | Fail RIM | Commercial | Equipment | LED Exterior Lighting | Restaurants | New | 0.30233 | 0.86373 | 2.8569 | N/A | N/A | N/A | Fail TRC
| Commercial | Equipment | LED Exterior Lighting | Retail | New | 0.30233 | 0.86373 | 2.8569 | N/A | N/A | N/A | Fail RIM | Commercial | Equipment | LED Exterior Lighting | Retail | New | 0.30233 | 0.86373 | 2.8569 | N/A | N/A | N/A | Fail TRC
| Commercial | Equipment | LED Exterior Lighting | Schools K-12 | New | 0.30233 | 0.86373 | 2.8569 | N/A | N/A | N/A | Fail RIM | Commercial | Equipment | LED Exterior Lighting | Schools K-12 | New | 0.30233 | 0.86373 | 2.8569 | N/A | N/A | N/A | Fail TRC
| Commercial | Equipment | LED Exterior Lighting | Warehouse | New | 0.30233 | 0.86373 | 2.8569 | N/A | N/A | N/A | Fail RIM | Commercial | Equipment | LED Exterior Lighting | Warehouse | New | 0.30233 | 0.86373 | 2.8569 | N/A | N/A | N/A | Fail TRC
| Commercial | Equipment | LED Parking Lighting | Assembly | Turnover | 0.29874 | 8.0482 | 26.9407 | N/A | N/A | N/A | Fail RIM | Commercial | Equipment | LED Parking Lighting | Assembly | Turnover | 0.29874 | 8.0482 | 26.9407 | N/A | N/A | N/A | Fail 2-year Threshold
| Commercial | Equipment | LED Parking Lighting | College and University | Turnover | 0.29874 | 8.0482 | 26.9407 | N/A | N/A | N/A | Fail RIM | Commercial | Equipment | LED Parking Lighting | College and University | Turnover | 0.29874 | 8.0482 | 26.9407 | N/A | N/A | N/A | Fail 2-year Threshold
| Commercial | Equipment | LED Parking Lighting | Grocery | Turnover | 0.29874 | 8.0482 | 26.9407 | N/A | N/A | N/A | Fail RIM | Commercial | Equipment | LED Parking Lighting | Grocery | Turnover | 0.29874 | 8.0482 | 26.9407 | N/A | N/A | N/A | Fail 2-year Threshold
| Commercial | Equipment | LED Parking Lighting | Healthcare | Turnover | 0.29874 | 8.0482 | 26.9407 | N/A | N/A | N/A | Fail RIM | Commercial | Equipment | LED Parking Lighting | Healthcare | Turnover | 0.29874 | 8.0482 | 26.9407 | N/A | N/A | N/A | Fail 2-year Threshold
| Commercial | Equipment | LED Parking Lighting | Hospitals | Turnover | 0.29874 | 8.0482 | 26.9407 | N/A | N/A | N/A | Fail RIM | Commercial | Equipment | LED Parking Lighting | Hospitals | Turnover | 0.29874 | 8.0482 | 26.9407 | N/A | N/A | N/A | Fail 2-year Threshold
| Commercial | Equipment | LED Parking Lighting | Institutional | Turnover | 0.29874 | 8.0482 | 26.9407 | N/A | N/A | N/A | Fail RIM | Commercial | Equipment | LED Parking Lighting | Institutional | Turnover | 0.29874 | 8.0482 | 26.9407 | N/A | N/A | N/A | Fail 2-year Threshold
| Commercial | Equipment | LED Parking Lighting | Lodging/Hospitality | Turnover | 0.29874 | 8.0482 | 26.9407 | N/A | N/A | N/A | Fail RIM | Commercial | Equipment | LED Parking Lighting | Lodging/Hospitality | Turnover | 0.29874 | 8.0482 | 26.9407 | N/A | N/A | N/A | Fail 2-year Threshold
| Commercial | Equipment | LED Parking Lighting | Miscellaneous | Turnover | 0.29874 | 8.0482 | 26.9407 | N/A | N/A | N/A | Fail RIM | Commercial | Equipment | LED Parking Lighting | Miscellaneous | Turnover | 0.29874 | 8.0482 | 26.9407 | N/A | N/A | N/A | Fail 2-year Threshold
| Commercial | Equipment | LED Parking Lighting | Offices | Turnover | 0.29874 | 8.0482 | 26.9407 | N/A | N/A | N/A | Fail RIM | Commercial | Equipment | LED Parking Lighting | Offices | Turnover | 0.29874 | 8.0482 | 26.9407 | N/A | N/A | N/A | Fail 2-year Threshold
| Commercial | Equipment | LED Parking Lighting | Restaurants | Turnover | 0.29874 | 8.0482 | 26.9407 | N/A | N/A | N/A | Fail RIM | Commercial | Equipment | LED Parking Lighting | Restaurants | Turnover | 0.29874 | 8.0482 | 26.9407 | N/A | N/A | N/A | Fail 2-year Threshold
| Commercial | Equipment | LED Parking Lighting | Retail | Turnover | 0.29874 | 8.0482 | 26.9407 | N/A | N/A | N/A | Fail RIM | Commercial | Equipment | LED Parking Lighting | Retail | Turnover | 0.29874 | 8.0482 | 26.9407 | N/A | N/A | N/A | Fail 2-year Threshold
| Commercial | Equipment | LED Parking Lighting | Schools K-12 | Turnover | 0.29874 | 8.0482 | 26.9407 | N/A | N/A | N/A | Fail RIM | Commercial | Equipment | LED Parking Lighting | Schools K-12 | Turnover | 0.29874 | 8.0482 | 26.9407 | N/A | N/A | N/A | Fail 2-year Threshold
| Commercial | Equipment | LED Parking Lighting | Warehouse | Turnover | 0.29874 | 8.0482 | 26.9407 | N/A | N/A | N/A | Fail RIM | Commercial | Equipment | LED Parking Lighting | Warehouse | Turnover | 0.29874 | 8.0482 | 26.9407 | N/A | N/A | N/A | Fail 2-year Threshold
| Commercial | Equipment | LED Parking Lighting | Assembly | New | 0.29874 | 8.0482 | 26.9407 | N/A | N/A | N/A | Fail RIM | Commercial | Equipment | LED Parking Lighting | Assembly | New | 0.29874 | 8.0482 | 26.9407 | N/A | N/A | N/A | Fail 2-year Threshold
| Commercial | Equipment | LED Parking Lighting | College and University | New | 0.29874 | 8.0482 | 26.9407 | N/A | N/A | N/A | Fail RIM | Commercial | Equipment | LED Parking Lighting | College and University | New | 0.29874 | 8.0482 | 26.9407 | N/A | N/A | N/A | Fail 2-year Threshold
| Commercial | Equipment | LED Parking Lighting | Grocery | New | 0.29874 | 8.0482 | 26.9407 | N/A | N/A | N/A | Fail RIM | Commercial | Equipment | LED Parking Lighting | Grocery | New | 0.29874 | 8.0482 | 26.9407 | N/A | N/A | N/A | Fail 2-year Threshold
| Commercial | Equipment | LED Parking Lighting | Healthcare | New | 0.29874 | 8.0482 | 26.9407 | N/A | N/A | N/A | Fail RIM | Commercial | Equipment | LED Parking Lighting | Healthcare | New | 0.29874 | 8.0482 | 26.9407 | N/A | N/A | N/A | Fail 2-year Threshold
| Commercial | Equipment | LED Parking Lighting | Hospitals | New | 0.29874 | 8.0482 | 26.9407 | N/A | N/A | N/A | Fail RIM | Commercial | Equipment | LED Parking Lighting | Hospitals | New | 0.29874 | 8.0482 | 26.9407 | N/A | N/A | N/A | Fail 2-year Threshold
| Commercial | Equipment | LED Parking Lighting | Institutional | New | 0.29874 | 8.0482 | 26.9407 | N/A | N/A | N/A | Fail RIM | Commercial | Equipment | LED Parking Lighting | Institutional | New | 0.29874 | 8.0482 | 26.9407 | N/A | N/A | N/A | Fail 2-year Threshold
| Commercial | Equipment | LED Parking Lighting | Lodging/Hospitality | New | 0.29874 | 8.0482 | 26.9407 | N/A | N/A | N/A | Fail RIM | Commercial | Equipment | LED Parking Lighting | Lodging/Hospitality | New | 0.29874 | 8.0482 | 26.9407 | N/A | N/A | N/A | Fail 2-year Threshold
| Commercial | Equipment | LED Parking Lighting | Miscellaneous | New | 0.29874 | 8.0482 | 26.9407 | N/A | N/A | N/A | Fail RIM | Commercial | Equipment | LED Parking Lighting | Miscellaneous | New | 0.29874 | 8.0482 | 26.9407 | N/A | N/A | N/A | Fail 2-year Threshold
| Commercial | Equipment | LED Parking Lighting | Offices | New | 0.29874 | 8.0482 | 26.9407 | N/A | N/A | N/A | Fail RIM | Commercial | Equipment | LED Parking Lighting | Offices | New | 0.29874 | 8.0482 | 26.9407 | N/A | N/A | N/A | Fail 2-year Threshold
| Commercial | Equipment | LED Parking Lighting | Restaurants | New | 0.29874 | 8.0482 | 26.9407 | N/A | N/A | N/A | Fail RIM | Commercial | Equipment | LED Parking Lighting | Restaurants | New | 0.29874 | 8.0482 | 26.9407 | N/A | N/A | N/A | Fail 2-year Threshold
| Commercial | Equipment | LED Parking Lighting | Retail | New | 0.29874 | 8.0482 | 26.9407 | N/A | N/A | N/A | Fail RIM | Commercial | Equipment | LED Parking Lighting | Retail | New | 0.29874 | 8.0482 | 26.9407 | N/A | N/A | N/A | Fail 2-year Threshold
| Commercial | Equipment | LED Parking Lighting | Schools K-12 | New | 0.29874 | 8.0482 | 26.9407 | N/A | N/A | N/A | Fail RIM | Commercial | Equipment | LED Parking Lighting | Schools K-12 | New | 0.29874 | 8.0482 | 26.9407 | N/A | N/A | N/A | Fail 2-year Threshold
| Commercial | Equipment | LED Parking Lighting | Warehouse | New | 0.29874 | 8.0482 | 26.9407 | N/A | N/A | N/A | Fail RIM | Commercial | Equipment | LED Parking Lighting | Warehouse | New | 0.29874 | 8.0482 | 26.9407 | N/A | N/A | N/A | Fail 2-year Threshold
| Commercial | Equipment | LED Street Lights | Assembly | Turnover | 0.29874 | 2.7358 | 9.1578 | N/A | N/A | N/A | Fail RIM | Commercial | Equipment | LED Street Lights | Assembly | Turnover | 0.29874 | 2.7358 | 9.1578 | N/A | N/A | N/A | Fail 2-year Threshold
| Commercial | Equipment | LED Street Lights | College and University | Turnover | 0.29874 | 2.7358 | 9.1578 | N/A | N/A | N/A | Fail RIM | Commercial | Equipment | LED Street Lights | College and University | Turnover | 0.29874 | 2.7358 | 9.1578 | N/A | N/A | N/A | Fail 2-year Threshold
| Commercial | Equipment | LED Street Lights | Grocery | Turnover | 0.29874 | 2.7358 | 9.1578 | N/A | N/A | N/A | Fail RIM | Commercial | Equipment | LED Street Lights | Grocery | Turnover | 0.29874 | 2.7358 | 9.1578 | N/A | N/A | N/A | Fail 2-year Threshold
| Commercial | Equipment | LED Street Lights | Healthcare | Turnover | 0.29874 | 2.7358 | 9.1578 | N/A | N/A | N/A | Fail RIM | Commercial | Equipment | LED Street Lights | Healthcare | Turnover | 0.29874 | 2.7358 | 9.1578 | N/A | N/A | N/A | Fail 2-year Threshold
| Commercial | Equipment | LED Street Lights | Hospitals | Turnover | 0.29874 | 2.7358 | 9.1578 | N/A | N/A | N/A | Fail RIM | Commercial | Equipment | LED Street Lights | Hospitals | Turnover | 0.29874 | 2.7358 | 9.1578 | N/A | N/A | N/A | Fail 2-year Threshold
| Commercial | Equipment | LED Street Lights | Institutional | Turnover | 0.29874 | 2.7358 | 9.1578 | N/A | N/A | N/A | Fail RIM | Commercial | Equipment | LED Street Lights | Institutional | Turnover | 0.29874 | 2.7358 | 9.1578 | N/A | N/A | N/A | Fail 2-year Threshold
| Commercial | Equipment | LED Street Lights | Lodging/Hospitality | Turnover | 0.29874 | 2.7358 | 9.1578 | N/A | N/A | N/A | Fail RIM | Commercial | Equipment | LED Street Lights | Lodging/Hospitality | Turnover | 0.29874 | 2.7358 | 9.1578 | N/A | N/A | N/A | Fail 2-year Threshold
| Commercial | Equipment | LED Street Lights | Miscellaneous | Turnover | 0.29874 | 2.7358 | 9.1578 | N/A | N/A | N/A | Fail RIM | Commercial | Equipment | LED Street Lights | Miscellaneous | Turnover | 0.29874 | 2.7358 | 9.1578 | N/A | N/A | N/A | Fail 2-year Threshold
| Commercial | Equipment | LED Street Lights | Offices | Turnover | 0.29874 | 2.7358 | 9.1578 | N/A | N/A | N/A | Fail RIM | Commercial | Equipment | LED Street Lights | Offices | Turnover | 0.29874 | 2.7358 | 9.1578 | N/A | N/A | N/A | Fail 2-year Threshold
| Commercial | Equipment | LED Street Lights | Restaurants | Turnover | 0.29874 | 2.7358 | 9.1578 | N/A | N/A | N/A | Fail RIM | Commercial | Equipment | LED Street Lights | Restaurants | Turnover | 0.29874 | 2.7358 | 9.1578 | N/A | N/A | N/A | Fail 2-year Threshold
| Commercial | Equipment | LED Street Lights | Retail | Turnover | 0.29874 | 2.7358 | 9.1578 | N/A | N/A | N/A | Fail RIM | Commercial | Equipment | LED Street Lights | Retail | Turnover | 0.29874 | 2.7358 | 9.1578 | N/A | N/A | N/A | Fail 2-year Threshold
| Commercial | Equipment | LED Street Lights | Schools K-12 | Turnover | 0.29874 | 2.7358 | 9.1578 | N/A | N/A | N/A | Fail RIM | Commercial | Equipment | LED Street Lights | Schools K-12 | Turnover | 0.29874 | 2.7358 | 9.1578 | N/A | N/A | N/A | Fail 2-year Threshold
| Commercial | Equipment | LED Street Lights | Warehouse | Turnover | 0.29874 | 2.7358 | 9.1578 | N/A | N/A | N/A | Fail RIM | Commercial | Equipment | LED Street Lights | Warehouse | Turnover | 0.29874 | 2.7358 | 9.1578 | N/A | N/A | N/A | Fail 2-year Threshold
| Commercial | Equipment | LED Street Lights | Assembly | New | 0.29874 | 2.7358 | 9.1578 | N/A | N/A | N/A | Fail RIM | Commercial | Equipment | LED Street Lights | Assembly | New | 0.29874 | 2.7358 | 9.1578 | N/A | N/A | N/A | Fail 2-year Threshold
| Commercial | Equipment | LED Street Lights | College and University | New | 0.29874 | 2.7358 | 9.1578 | N/A | N/A | N/A | Fail RIM | Commercial | Equipment | LED Street Lights | College and University | New | 0.29874 | 2.7358 | 9.1578 | N/A | N/A | N/A | Fail 2-year Threshold
| Commercial | Equipment | LED Street Lights | Grocery | New | 0.29874 | 2.7358 | 9.1578 | N/A | N/A | N/A | Fail RIM | Commercial | Equipment | LED Street Lights | Grocery | New | 0.29874 | 2.7358 | 9.1578 | N/A | N/A | N/A | Fail 2-year Threshold
| Commercial | Equipment | LED Street Lights | Healthcare | New | 0.29874 | 2.7358 | 9.1578 | N/A | N/A | N/A | Fail RIM | Commercial | Equipment | LED Street Lights | Healthcare | New | 0.29874 | 2.7358 | 9.1578 | N/A | N/A | N/A | Fail 2-year Threshold
| Commercial | Equipment | LED Street Lights | Hospitals | New | 0.29874 | 2.7358 | 9.1578 | N/A | N/A | N/A | Fail RIM | Commercial | Equipment | LED Street Lights | Hospitals | New | 0.29874 | 2.7358 | 9.1578 | N/A | N/A | N/A | Fail 2-year Threshold
| Commercial | Equipment | LED Street Lights | Institutional | New | 0.29874 | 2.7358 | 9.1578 | N/A | N/A | N/A | Fail RIM | Commercial | Equipment | LED Street Lights | Institutional | New | 0.29874 | 2.7358 | 9.1578 | N/A | N/A | N/A | Fail 2-year Threshold
| Commercial | Equipment | LED Street Lights | Lodging/Hospitality | New | 0.29874 | 2.7358 | 9.1578 | N/A | N/A | N/A | Fail RIM | Commercial | Equipment | LED Street Lights | Lodging/Hospitality | New | 0.29874 | 2.7358 | 9.1578 | N/A | N/A | N/A | Fail 2-year Threshold
| Commercial | Equipment | LED Street Lights | Miscellaneous | New | 0.29874 | 2.7358 | 9.1578 | N/A | N/A | N/A | Fail RIM | Commercial | Equipment | LED Street Lights | Miscellaneous | New | 0.29874 | 2.7358 | 9.1578 | N/A | N/A | N/A | Fail 2-year Threshold
| Commercial | Equipment | LED Street Lights | Offices | New | 0.29874 | 2.7358 | 9.1578 | N/A | N/A | N/A | Fail RIM | Commercial | Equipment | LED Street Lights | Offices | New | 0.29874 | 2.7358 | 9.1578 | N/A | N/A | N/A | Fail 2-year Threshold
| Commercial | Equipment | LED Street Lights | Restaurants | New | 0.29874 | 2.7358 | 9.1578 | N/A | N/A | N/A | Fail RIM | Commercial | Equipment | LED Street Lights | Restaurants | New | 0.29874 | 2.7358 | 9.1578 | N/A | N/A | N/A | Fail 2-year Threshold
| Commercial | Equipment | LED Street Lights | Retail | New | 0.29874 | 2.7358 | 9.1578 | N/A | N/A | N/A | Fail RIM | Commercial | Equipment | LED Street Lights | Retail | New | 0.29874 | 2.7358 | 9.1578 | N/A | N/A | N/A | Fail 2-year Threshold
| Commercial | Equipment | LED Street Lights | Schools K-12 | New | 0.29874 | 2.7358 | 9.1578 | N/A | N/A | N/A | Fail RIM | Commercial | Equipment | LED Street Lights | Schools K-12 | New | 0.29874 | 2.7358 | 9.1578 | N/A | N/A | N/A | Fail 2-year Threshold
| Commercial | Equipment | LED Street Lights | Warehouse | New | 0.29874 | 2.7358 | 9.1578 | N/A | N/A | N/A | Fail RIM | Commercial | Equipment | LED Street Lights | Warehouse | New | 0.29874 | 2.7358 | 9.1578 | N/A | N/A | N/A | Fail 2-year Threshold
| Commercial | Equipment | LED Traffic and Crosswalk Lighting | Assembly | Turnover | 0.3039 | 0.14671 | 0.48277 | N/A | N/A | N/A | Fail RIM | Commercial | Equipment | LED Traffic and Crosswalk Lighting | Assembly | Turnover | 0.3039 | 0.14671 | 0.48277 | N/A | N/A | N/A | Fail TRC
| Commercial | Equipment | LED Traffic and Crosswalk Lighting | College and University | Turnover | 0.3039 | 0.14671 | 0.48277 | N/A | N/A | N/A | Fail RIM | Commercial | Equipment | LED Traffic and Crosswalk Lighting | College and University | Turnover | 0.3039 | 0.14671 | 0.48277 | N/A | N/A | N/A | Fail TRC
| Commercial | Equipment | LED Traffic and Crosswalk Lighting | Grocery | Turnover | 0.3039 | 0.14671 | 0.48277 | N/A | N/A | N/A | Fail RIM | Commercial | Equipment | LED Traffic and Crosswalk Lighting | Grocery | Turnover | 0.3039 | 0.14671 | 0.48277 | N/A | N/A | N/A | Fail TRC
| Commercial | Equipment | LED Traffic and Crosswalk Lighting | Healthcare | Turnover | 0.3039 | 0.14671 | 0.48277 | N/A | N/A | N/A | Fail RIM | Commercial | Equipment | LED Traffic and Crosswalk Lighting | Healthcare | Turnover | 0.3039 | 0.14671 | 0.48277 | N/A | N/A | N/A | Fail TRC
| Commercial | Equipment | LED Traffic and Crosswalk Lighting | Hospitals | Turnover | 0.3039 | 0.14671 | 0.48277 | N/A | N/A | N/A | Fail RIM | Commercial | Equipment | LED Traffic and Crosswalk Lighting | Hospitals | Turnover | 0.3039 | 0.14671 | 0.48277 | N/A | N/A | N/A | Fail TRC
| Commercial | Equipment | LED Traffic and Crosswalk Lighting | Institutional | Turnover | 0.3039 | 0.14671 | 0.48277 | N/A | N/A | N/A | Fail RIM | Commercial | Equipment | LED Traffic and Crosswalk Lighting | Institutional | Turnover | 0.3039 | 0.14671 | 0.48277 | N/A | N/A | N/A | Fail TRC
| Commercial | Equipment | LED Traffic and Crosswalk Lighting | Lodging/Hospitality | Turnover | 0.3039 | 0.14671 | 0.48277 | N/A | N/A | N/A | Fail RIM | Commercial | Equipment | LED Traffic and Crosswalk Lighting | Lodging/Hospitality | Turnover | 0.3039 | 0.14671 | 0.48277 | N/A | N/A | N/A | Fail TRC
| Commercial | Equipment | LED Traffic and Crosswalk Lighting | Miscellaneous | Turnover | 0.3039 | 0.14671 | 0.48277 | N/A | N/A | N/A | Fail RIM | Commercial | Equipment | LED Traffic and Crosswalk Lighting | Miscellaneous | Turnover | 0.3039 | 0.14671 | 0.48277 | N/A | N/A | N/A | Fail TRC
| Commercial | Equipment | LED Traffic and Crosswalk Lighting | Offices | Turnover | 0.3039 | 0.14671 | 0.48277 | N/A | N/A | N/A | Fail RIM | Commercial | Equipment | LED Traffic and Crosswalk Lighting | Offices | Turnover | 0.3039 | 0.14671 | 0.48277 | N/A | N/A | N/A | Fail TRC
| Commercial | Equipment | LED Traffic and Crosswalk Lighting | Restaurants | Turnover | 0.3039 | 0.14671 | 0.48277 | N/A | N/A | N/A | Fail RIM | Commercial | Equipment | LED Traffic and Crosswalk Lighting | Restaurants | Turnover | 0.3039 | 0.14671 | 0.48277 | N/A | N/A | N/A | Fail TRC
| Commercial | Equipment | LED Traffic and Crosswalk Lighting | Retail | Turnover | 0.3039 | 0.14671 | 0.48277 | N/A | N/A | N/A | Fail RIM | Commercial | Equipment | LED Traffic and Crosswalk Lighting | Retail | Turnover | 0.3039 | 0.14671 | 0.48277 | N/A | N/A | N/A | Fail TRC
| Commercial | Equipment | LED Traffic and Crosswalk Lighting | Schools K-12 | Turnover | 0.3039 | 0.14671 | 0.48277 | N/A | N/A | N/A | Fail RIM | Commercial | Equipment | LED Traffic and Crosswalk Lighting | Schools K-12 | Turnover | 0.3039 | 0.14671 | 0.48277 | N/A | N/A | N/A | Fail TRC
| Commercial | Equipment | LED Traffic and Crosswalk Lighting | Warehouse | Turnover | 0.3039 | 0.14671 | 0.48277 | N/A | N/A | N/A | Fail RIM | Commercial | Equipment | LED Traffic and Crosswalk Lighting | Warehouse | Turnover | 0.3039 | 0.14671 | 0.48277 | N/A | N/A | N/A | Fail TRC
| Commercial | Equipment | LED Traffic and Crosswalk Lighting | Assembly | New | 0.3039 | 0.14671 | 0.48277 | N/A | N/A | N/A | Fail RIM | Commercial | Equipment | LED Traffic and Crosswalk Lighting | Assembly | New | 0.3039 | 0.14671 | 0.48277 | N/A | N/A | N/A | Fail TRC
| Commercial | Equipment | LED Traffic and Crosswalk Lighting | College and University | New | 0.3039 | 0.14671 | 0.48277 | N/A | N/A | N/A | Fail RIM | Commercial | Equipment | LED Traffic and Crosswalk Lighting | College and University | New | 0.3039 | 0.14671 | 0.48277 | N/A | N/A | N/A | Fail TRC
| Commercial | Equipment | LED Traffic and Crosswalk Lighting | Grocery | New | 0.3039 | 0.14671 | 0.48277 | N/A | N/A | N/A | Fail RIM | Commercial | Equipment | LED Traffic and Crosswalk Lighting | Grocery | New | 0.3039 | 0.14671 | 0.48277 | N/A | N/A | N/A | Fail TRC
| Commercial | Equipment | LED Traffic and Crosswalk Lighting | Healthcare | New | 0.3039 | 0.14671 | 0.48277 | N/A | N/A | N/A | Fail RIM | Commercial | Equipment | LED Traffic and Crosswalk Lighting | Healthcare | New | 0.3039 | 0.14671 | 0.48277 | N/A | N/A | N/A | Fail TRC
| Commercial | Equipment | LED Traffic and Crosswalk Lighting | Hospitals | New | 0.3039 | 0.14671 | 0.48277 | N/A | N/A | N/A | Fail RIM | Commercial | Equipment | LED Traffic and Crosswalk Lighting | Hospitals | New | 0.3039 | 0.14671 | 0.48277 | N/A | N/A | N/A | Fail TRC
| Commercial | Equipment | LED Traffic and Crosswalk Lighting | Institutional | New | 0.3039 | 0.14671 | 0.48277 | N/A | N/A | N/A | Fail RIM | Commercial | Equipment | LED Traffic and Crosswalk Lighting | Institutional | New | 0.3039 | 0.14671 | 0.48277 | N/A | N/A | N/A | Fail TRC
| Commercial | Equipment | LED Traffic and Crosswalk Lighting | Lodging/Hospitality | New | 0.3039 | 0.14671 | 0.48277 | N/A | N/A | N/A | Fail RIM | Commercial | Equipment | LED Traffic and Crosswalk Lighting | Lodging/Hospitality | New | 0.3039 | 0.14671 | 0.48277 | N/A | N/A | N/A | Fail TRC
| Commercial | Equipment | LED Traffic and Crosswalk Lighting | Miscellaneous | New | 0.3039 | 0.14671 | 0.48277 | N/A | N/A | N/A | Fail RIM | Commercial | Equipment | LED Traffic and Crosswalk Lighting | Miscellaneous | New | 0.3039 | 0.14671 | 0.48277 | N/A | N/A | N/A | Fail TRC
| Commercial | Equipment | LED Traffic and Crosswalk Lighting | Offices | New | 0.3039 | 0.14671 | 0.48277 | N/A | N/A | N/A | Fail RIM | Commercial | Equipment | LED Traffic and Crosswalk Lighting | Offices | New | 0.3039 | 0.14671 | 0.48277 | N/A | N/A | N/A | Fail TRC
| Commercial | Equipment | LED Traffic and Crosswalk Lighting | Restaurants | New | 0.3039 | 0.14671 | 0.48277 | N/A | N/A | N/A | Fail RIM | Commercial | Equipment | LED Traffic and Crosswalk Lighting | Restaurants | New | 0.3039 | 0.14671 | 0.48277 | N/A | N/A | N/A | Fail TRC
| Commercial | Equipment | LED Traffic and Crosswalk Lighting | Retail | New | 0.3039 | 0.14671 | 0.48277 | N/A | N/A | N/A | Fail RIM | Commercial | Equipment | LED Traffic and Crosswalk Lighting | Retail | New | 0.3039 | 0.14671 | 0.48277 | N/A | N/A | N/A | Fail TRC
| Commercial | Equipment | LED Traffic and Crosswalk Lighting | Schools K-12 | New | 0.3039 | 0.14671 | 0.48277 | N/A | N/A | N/A | Fail RIM | Commercial | Equipment | LED Traffic and Crosswalk Lighting | Schools K-12 | New | 0.3039 | 0.14671 | 0.48277 | N/A | N/A | N/A | Fail TRC
| Commercial | Equipment | LED Traffic and Crosswalk Lighting | Warehouse | New | 0.3039 | 0.14671 | 0.48277 | N/A | N/A | N/A | Fail RIM | Commercial | Equipment | LED Traffic and Crosswalk Lighting | Warehouse | New | 0.3039 | 0.14671 | 0.48277 | N/A | N/A | N/A | Fail TRC
| Commercial | Equipment | Geothermal Heat Pump | Assembly | Turnover | 0.40538 | 0.029224 | 0.072091 | N/A | N/A | N/A | Fail RIM | Commercial | Equipment | Geothermal Heat Pump | Assembly | Turnover | 0.40538 | 0.029224 | 0.072091 | N/A | N/A | N/A | Fail TRC
| Commercial | Equipment | Geothermal Heat Pump | College and University | Turnover | 0.359 | 0.028338 | 0.078937 | N/A | N/A | N/A | Fail RIM | Commercial | Equipment | Geothermal Heat Pump | College and University | Turnover | 0.359 | 0.028338 | 0.078937 | N/A | N/A | N/A | Fail TRC
| Commercial | Equipment | Geothermal Heat Pump | Grocery | Turnover | 0.40538 | 0.016331 | 0.040285 | N/A | N/A | N/A | Fail RIM | Commercial | Equipment | Geothermal Heat Pump | Grocery | Turnover | 0.40538 | 0.016331 | 0.040285 | N/A | N/A | N/A | Fail TRC
| Commercial | Equipment | Geothermal Heat Pump | Healthcare | Turnover | 0.40538 | 0.063494 | 0.15663 | N/A | N/A | N/A | Fail RIM | Commercial | Equipment | Geothermal Heat Pump | Healthcare | Turnover | 0.40538 | 0.063494 | 0.15663 | N/A | N/A | N/A | Fail TRC
| Commercial | Equipment | Geothermal Heat Pump | Hospitals | Turnover | 0.359 | 0.05264 | 0.14663 | N/A | N/A | N/A | Fail RIM | Commercial | Equipment | Geothermal Heat Pump | Hospitals | Turnover | 0.359 | 0.05264 | 0.14663 | N/A | N/A | N/A | Fail TRC
| Commercial | Equipment | Geothermal Heat Pump | Institutional | Turnover | 0.40538 | 0.015839 | 0.039072 | N/A | N/A | N/A | Fail RIM | Commercial | Equipment | Geothermal Heat Pump | Institutional | Turnover | 0.40538 | 0.015839 | 0.039072 | N/A | N/A | N/A | Fail TRC
| Commercial | Equipment | Geothermal Heat Pump | Lodging/Hospitality | Turnover | 0.40538 | 0.04818 | 0.11885 | N/A | N/A | N/A | Fail RIM | Commercial | Equipment | Geothermal Heat Pump | Lodging/Hospitality | Turnover | 0.40538 | 0.04818 | 0.11885 | N/A | N/A | N/A | Fail TRC
| Commercial | Equipment | Geothermal Heat Pump | Miscellaneous | Turnover | 0.40538 | 0.016322 | 0.040262 | N/A | N/A | N/A | Fail RIM | Commercial | Equipment | Geothermal Heat Pump | Miscellaneous | Turnover | 0.40538 | 0.016322 | 0.040262 | N/A | N/A | N/A | Fail TRC
| Commercial | Equipment | Geothermal Heat Pump | Offices | Turnover | 0.40538 | 0.032805 | 0.080923 | N/A | N/A | N/A | Fail RIM | Commercial | Equipment | Geothermal Heat Pump | Offices | Turnover | 0.40538 | 0.032805 | 0.080923 | N/A | N/A | N/A | Fail TRC
| Commercial | Equipment | Geothermal Heat Pump | Restaurants | Turnover | 0.40538 | 0.047689 | 0.11764 | N/A | N/A | N/A | Fail RIM | Commercial | Equipment | Geothermal Heat Pump | Restaurants | Turnover | 0.40538 | 0.047689 | 0.11764 | N/A | N/A | N/A | Fail TRC
| Commercial | Equipment | Geothermal Heat Pump | Retail | Turnover | 0.40538 | 0.037284 | 0.091973 | N/A | N/A | N/A | Fail RIM | Commercial | Equipment | Geothermal Heat Pump | Retail | Turnover | 0.40538 | 0.037284 | 0.091973 | N/A | N/A | N/A | Fail TRC
| Commercial | Equipment | Geothermal Heat Pump | Schools K-12 | Turnover | 0.40538 | 0.032429 | 0.079997 | N/A | N/A | N/A | Fail RIM | Commercial | Equipment | Geothermal Heat Pump | Schools K-12 | Turnover | 0.40538 | 0.032429 | 0.079997 | N/A | N/A | N/A | Fail TRC
| Commercial | Equipment | Geothermal Heat Pump | Warehouse | Turnover | 0.40538 | 0.0071376 | 0.017607 | N/A | N/A | N/A | Fail RIM | Commercial | Equipment | Geothermal Heat Pump | Warehouse | Turnover | 0.40538 | 0.0071376 | 0.017607 | N/A | N/A | N/A | Fail TRC
| Commercial | Equipment | Geothermal Heat Pump | Assembly | New | 0.40538 | 0.029224 | 0.072091 | N/A | N/A | N/A | Fail RIM | Commercial | Equipment | Geothermal Heat Pump | Assembly | New | 0.40538 | 0.029224 | 0.072091 | N/A | N/A | N/A | Fail TRC
| Commercial | Equipment | Geothermal Heat Pump | College and University | New | 0.359 | 0.028338 | 0.078937 | N/A | N/A | N/A | Fail RIM | Commercial | Equipment | Geothermal Heat Pump | College and University | New | 0.359 | 0.028338 | 0.078937 | N/A | N/A | N/A | Fail TRC
| Commercial | Equipment | Geothermal Heat Pump | Grocery | New | 0.40538 | 0.016331 | 0.040285 | N/A | N/A | N/A | Fail RIM | Commercial | Equipment | Geothermal Heat Pump | Grocery | New | 0.40538 | 0.016331 | 0.040285 | N/A | N/A | N/A | Fail TRC
| Commercial | Equipment | Geothermal Heat Pump | Healthcare | New | 0.40538 | 0.063494 | 0.15663 | N/A | N/A | N/A | Fail RIM | Commercial | Equipment | Geothermal Heat Pump | Healthcare | New | 0.40538 | 0.063494 | 0.15663 | N/A | N/A | N/A | Fail TRC
| Commercial | Equipment | Geothermal Heat Pump | Hospitals | New | 0.359 | 0.05264 | 0.14663 | N/A | N/A | N/A | Fail RIM | Commercial | Equipment | Geothermal Heat Pump | Hospitals | New | 0.359 | 0.05264 | 0.14663 | N/A | N/A | N/A | Fail TRC
| Commercial | Equipment | Geothermal Heat Pump | Institutional | New | 0.40538 | 0.015839 | 0.039072 | N/A | N/A | N/A | Fail RIM | Commercial | Equipment | Geothermal Heat Pump | Institutional | New | 0.40538 | 0.015839 | 0.039072 | N/A | N/A | N/A | Fail TRC
| Commercial | Equipment | Geothermal Heat Pump | Lodging/Hospitality | New | 0.40538 | 0.04818 | 0.11885 | N/A | N/A | N/A | Fail RIM | Commercial | Equipment | Geothermal Heat Pump | Lodging/Hospitality | New | 0.40538 | 0.04818 | 0.11885 | N/A | N/A | N/A | Fail TRC
| Commercial | Equipment | Geothermal Heat Pump | Miscellaneous | New | 0.40538 | 0.016322 | 0.040262 | N/A | N/A | N/A | Fail RIM | Commercial | Equipment | Geothermal Heat Pump | Miscellaneous | New | 0.40538 | 0.016322 | 0.040262 | N/A | N/A | N/A | Fail TRC
| Commercial | Equipment | Geothermal Heat Pump | Offices | New | 0.40538 | 0.032805 | 0.080923 | N/A | N/A | N/A | Fail RIM | Commercial | Equipment | Geothermal Heat Pump | Offices | New | 0.40538 | 0.032805 | 0.080923 | N/A | N/A | N/A | Fail TRC
| Commercial | Equipment | Geothermal Heat Pump | Restaurants | New | 0.40538 | 0.047689 | 0.11764 | N/A | N/A | N/A | Fail RIM | Commercial | Equipment | Geothermal Heat Pump | Restaurants | New | 0.40538 | 0.047689 | 0.11764 | N/A | N/A | N/A | Fail TRC
| Commercial | Equipment | Geothermal Heat Pump | Retail | New | 0.40538 | 0.037284 | 0.091973 | N/A | N/A | N/A | Fail RIM | Commercial | Equipment | Geothermal Heat Pump | Retail | New | 0.40538 | 0.037284 | 0.091973 | N/A | N/A | N/A | Fail TRC
| Commercial | Equipment | Geothermal Heat Pump | Schools K-12 | New | 0.40538 | 0.032429 | 0.079997 | N/A | N/A | N/A | Fail RIM | Commercial | Equipment | Geothermal Heat Pump | Schools K-12 | New | 0.40538 | 0.032429 | 0.079997 | N/A | N/A | N/A | Fail TRC
| Commercial | Equipment | Geothermal Heat Pump | Warehouse | New | 0.40538 | 0.0071376 | 0.017607 | N/A | N/A | N/A | Fail RIM | Commercial | Equipment | Geothermal Heat Pump | Warehouse | New | 0.40538 | 0.0071376 | 0.017607 | N/A | N/A | N/A | Fail TRC
| Commercial | Equipment | High Efficiency Chiller (Air Cooled, 50 tons) | Assembly | Turnover | 0.3684 | 0.97005 | 2.6331 | N/A | N/A | N/A | Fail RIM | Commercial | Equipment | High Efficiency Chiller (Air Cooled, 50 tons) | Assembly | Turnover | 0.3684 | 0.97005 | 2.6331 | N/A | N/A | N/A | Fail TRC
| Commercial | Equipment | High Efficiency Chiller (Air Cooled, 50 tons) | College and University | Turnover | 0.3684 | 1.0762 | 2.9212 | N/A | N/A | N/A | Fail RIM | Commercial | Equipment | High Efficiency Chiller (Air Cooled, 50 tons) | College and University | Turnover | 0.3684 | 1.0762 | 2.9212 | 0.30574 | 0.98433 | 3.4266 | Fail TRC
| Commercial | Equipment | High Efficiency Chiller (Air Cooled, 50 tons) | Grocery | Turnover | 0.3684 | 0.53586 | 1.4546 | N/A | N/A | N/A | Fail RIM | Commercial | Equipment | High Efficiency Chiller (Air Cooled, 50 tons) | Grocery | Turnover | 0.3684 | 0.53586 | 1.4546 | N/A | N/A | N/A | Fail TRC
| Commercial | Equipment | High Efficiency Chiller (Air Cooled, 50 tons) | Healthcare | Turnover | 0.3684 | 2.1108 | 5.7297 | N/A | N/A | N/A | Fail RIM | Commercial | Equipment | High Efficiency Chiller (Air Cooled, 50 tons) | Healthcare | Turnover | 0.3684 | 2.1108 | 5.7297 | 0.35521 | 1.7843 | 5.7594
| Commercial | Equipment | High Efficiency Chiller (Air Cooled, 50 tons) | Hospitals | Turnover | 0.3684 | 1.9995 | 5.4275 | N/A | N/A | N/A | Fail RIM | Commercial | Equipment | High Efficiency Chiller (Air Cooled, 50 tons) | Hospitals | Turnover | 0.3684 | 1.9995 | 5.4275 | 0.35191 | 1.7041 | 5.5084
| Commercial | Equipment | High Efficiency Chiller (Air Cooled, 50 tons) | Institutional | Turnover | 0.3684 | 0.52399 | 1.4223 | N/A | N/A | N/A | Fail RIM | Commercial | Equipment | High Efficiency Chiller (Air Cooled, 50 tons) | Institutional | Turnover | 0.3684 | 0.52399 | 1.4223 | N/A | N/A | N/A | Fail TRC
| Commercial | Equipment | High Efficiency Chiller (Air Cooled, 50 tons) | Lodging/Hospitality | Turnover | 0.3684 | 1.6024 | 4.3496 | N/A | N/A | N/A | Fail RIM | Commercial | Equipment | High Efficiency Chiller (Air Cooled, 50 tons) | Lodging/Hospitality | Turnover | 0.3684 | 1.6024 | 4.3496 | 0.3372 | 1.4069 | 4.6131
| Commercial | Equipment | High Efficiency Chiller (Air Cooled, 50 tons) | Miscellaneous | Turnover | 0.3684 | 0.5418 | 1.4707 | N/A | N/A | N/A | Fail RIM | Commercial | Equipment | High Efficiency Chiller (Air Cooled, 50 tons) | Miscellaneous | Turnover | 0.3684 | 0.5418 | 1.4707 | N/A | N/A | N/A | Fail TRC
| Commercial | Equipment | High Efficiency Chiller (Air Cooled, 50 tons) | Offices | Turnover | 0.3684 | 1.0918 | 2.9635 | N/A | N/A | N/A | Fail RIM | Commercial | Equipment | High Efficiency Chiller (Air Cooled, 50 tons) | Offices | Turnover | 0.3684 | 1.0918 | 2.9635 | 0.30699 | 0.99736 | 3.4617 | Fail TRC
| Commercial | Equipment | High Efficiency Chiller (Air Cooled, 50 tons) | Restaurants | Turnover | 0.3684 | 1.572 | 4.267 | N/A | N/A | N/A | Fail RIM | Commercial | Equipment | High Efficiency Chiller (Air Cooled, 50 tons) | Restaurants | Turnover | 0.3684 | 1.572 | 4.267 | 0.33583 | 1.3834 | 4.5445
| Commercial | Equipment | High Efficiency Chiller (Air Cooled, 50 tons) | Retail | Turnover | 0.3684 | 1.232 | 3.3443 | N/A | N/A | N/A | Fail RIM | Commercial | Equipment | High Efficiency Chiller (Air Cooled, 50 tons) | Retail | Turnover | 0.3684 | 1.232 | 3.3443 | 0.31714 | 1.1131 | 3.778
| Commercial | Equipment | High Efficiency Chiller (Air Cooled, 50 tons) | Schools K-12 | Turnover | 0.3684 | 1.071 | 2.9071 | N/A | N/A | N/A | Fail RIM | Commercial | Equipment | High Efficiency Chiller (Air Cooled, 50 tons) | Schools K-12 | Turnover | 0.3684 | 1.071 | 2.9071 | 0.30532 | 0.97999 | 3.4149 | Fail TRC
| Commercial | Equipment | High Efficiency Chiller (Air Cooled, 50 tons) | Warehouse | Turnover | 0.3684 | 0.23528 | 0.63864 | N/A | N/A | N/A | Fail RIM | Commercial | Equipment | High Efficiency Chiller (Air Cooled, 50 tons) | Warehouse | Turnover | 0.3684 | 0.23528 | 0.63864 | N/A | N/A | N/A | Fail TRC
| Commercial | Equipment | High Efficiency Chiller (Air Cooled, 50 tons) | Assembly | New | 0.3684 | 0.97005 | 2.6331 | N/A | N/A | N/A | Fail RIM | Commercial | Equipment | High Efficiency Chiller (Air Cooled, 50 tons) | Assembly | New | 0.3684 | 0.97005 | 2.6331 | N/A | N/A | N/A | Fail TRC
| Commercial | Equipment | High Efficiency Chiller (Air Cooled, 50 tons) | College and University | New | 0.3684 | 1.0762 | 2.9212 | N/A | N/A | N/A | Fail RIM | Commercial | Equipment | High Efficiency Chiller (Air Cooled, 50 tons) | College and University | New | 0.3684 | 1.0762 | 2.9212 | 0.30574 | 0.98433 | 3.4266 | Fail TRC
| Commercial | Equipment | High Efficiency Chiller (Air Cooled, 50 tons) | Grocery | New | 0.3684 | 0.53586 | 1.4546 | N/A | N/A | N/A | Fail RIM | Commercial | Equipment | High Efficiency Chiller (Air Cooled, 50 tons) | Grocery | New | 0.3684 | 0.53586 | 1.4546 | N/A | N/A | N/A | Fail TRC
| Commercial | Equipment | High Efficiency Chiller (Air Cooled, 50 tons) | Healthcare | New | 0.3684 | 2.1108 | 5.7297 | N/A | N/A | N/A | Fail RIM | Commercial | Equipment | High Efficiency Chiller (Air Cooled, 50 tons) | Healthcare | New | 0.3684 | 2.1108 | 5.7297 | 0.35521 | 1.7843 | 5.7594
| Commercial | Equipment | High Efficiency Chiller (Air Cooled, 50 tons) | Hospitals | New | 0.3684 | 1.9995 | 5.4275 | N/A | N/A | N/A | Fail RIM | Commercial | Equipment | High Efficiency Chiller (Air Cooled, 50 tons) | Hospitals | New | 0.3684 | 1.9995 | 5.4275 | 0.35191 | 1.7041 | 5.5084
| Commercial | Equipment | High Efficiency Chiller (Air Cooled, 50 tons) | Institutional | New | 0.3684 | 0.52399 | 1.4223 | N/A | N/A | N/A | Fail RIM | Commercial | Equipment | High Efficiency Chiller (Air Cooled, 50 tons) | Institutional | New | 0.3684 | 0.52399 | 1.4223 | N/A | N/A | N/A | Fail TRC
| Commercial | Equipment | High Efficiency Chiller (Air Cooled, 50 tons) | Lodging/Hospitality | New | 0.3684 | 1.6024 | 4.3496 | N/A | N/A | N/A | Fail RIM | Commercial | Equipment | High Efficiency Chiller (Air Cooled, 50 tons) | Lodging/Hospitality | New | 0.3684 | 1.6024 | 4.3496 | 0.3372 | 1.4069 | 4.6131
| Commercial | Equipment | High Efficiency Chiller (Air Cooled, 50 tons) | Miscellaneous | New | 0.3684 | 0.5418 | 1.4707 | N/A | N/A | N/A | Fail RIM | Commercial | Equipment | High Efficiency Chiller (Air Cooled, 50 tons) | Miscellaneous | New | 0.3684 | 0.5418 | 1.4707 | N/A | N/A | N/A | Fail TRC
| Commercial | Equipment | High Efficiency Chiller (Air Cooled, 50 tons) | Offices | New | 0.3684 | 1.0918 | 2.9635 | N/A | N/A | N/A | Fail RIM | Commercial | Equipment | High Efficiency Chiller (Air Cooled, 50 tons) | Offices | New | 0.3684 | 1.0918 | 2.9635 | 0.30699 | 0.99736 | 3.4617 | Fail TRC
| Commercial | Equipment | High Efficiency Chiller (Air Cooled, 50 tons) | Restaurants | New | 0.3684 | 1.572 | 4.267 | N/A | N/A | N/A | Fail RIM | Commercial | Equipment | High Efficiency Chiller (Air Cooled, 50 tons) | Restaurants | New | 0.3684 | 1.572 | 4.267 | 0.33583 | 1.3834 | 4.5445
| Commercial | Equipment | High Efficiency Chiller (Air Cooled, 50 tons) | Retail | New | 0.3684 | 1.232 | 3.3443 | N/A | N/A | N/A | Fail RIM | Commercial | Equipment | High Efficiency Chiller (Air Cooled, 50 tons) | Retail | New | 0.3684 | 1.232 | 3.3443 | 0.31714 | 1.1131 | 3.778
| Commercial | Equipment | High Efficiency Chiller (Air Cooled, 50 tons) | Schools K-12 | New | 0.3684 | 1.071 | 2.9071 | N/A | N/A | N/A | Fail RIM | Commercial | Equipment | High Efficiency Chiller (Air Cooled, 50 tons) | Schools K-12 | New | 0.3684 | 1.071 | 2.9071 | 0.30532 | 0.97999 | 3.4149 | Fail TRC
| Commercial | Equipment | High Efficiency Chiller (Air Cooled, 50 tons) | Warehouse | New | 0.3684 | 0.23528 | 0.63864 | N/A | N/A | N/A | Fail RIM | Commercial | Equipment | High Efficiency Chiller (Air Cooled, 50 tons) | Warehouse | New | 0.3684 | 0.23528 | 0.63864 | N/A | N/A | N/A | Fail TRC
| Commercial | Equipment | High Efficiency Chiller (Water cooled-centrifugal, 200 tons) | Assembly | Turnover | 0.3859 | 0.90127 | 2.3355 | N/A | N/A | N/A | Fail RIM | Commercial | Equipment | High Efficiency Chiller (Water cooled-centrifugal, 200 tons) | Assembly | Turnover | 0.3859 | 0.90127 | 2.3355 | N/A | N/A | N/A | Fail TRC
| Commercial | Equipment | High Efficiency Chiller (Water cooled-centrifugal, 200 tons) | College and University | Turnover | 0.3859 | 0.99988 | 2.591 | N/A | N/A | N/A | Fail RIM | Commercial | Equipment | High Efficiency Chiller (Water cooled-centrifugal, 200 tons) | College and University | Turnover | 0.3859 | 0.99988 | 2.591 | N/A | N/A | N/A | Fail TRC
| Commercial | Equipment | High Efficiency Chiller (Water cooled-centrifugal, 200 tons) | Grocery | Turnover | 0.3859 | 0.49787 | 1.2902 | N/A | N/A | N/A | Fail RIM | Commercial | Equipment | High Efficiency Chiller (Water cooled-centrifugal, 200 tons) | Grocery | Turnover | 0.3859 | 0.49787 | 1.2902 | N/A | N/A | N/A | Fail TRC
| Commercial | Equipment | High Efficiency Chiller (Water cooled-centrifugal, 200 tons) | Healthcare | Turnover | 0.3859 | 1.9611 | 5.082 | N/A | N/A | N/A | Fail RIM | Commercial | Equipment | High Efficiency Chiller (Water cooled-centrifugal, 200 tons) | Healthcare | Turnover | 0.3859 | 1.9611 | 5.082 | 0.36402 | 1.6885 | 5.2261
| Commercial | Equipment | High Efficiency Chiller (Water cooled-centrifugal, 200 tons) | Hospitals | Turnover | 0.3859 | 1.8577 | 4.8139 | N/A | N/A | N/A | Fail RIM | Commercial | Equipment | High Efficiency Chiller (Water cooled-centrifugal, 200 tons) | Hospitals | Turnover | 0.3859 | 1.8577 | 4.8139 | 0.36029 | 1.6113 | 5.0032
| Commercial | Equipment | High Efficiency Chiller (Water cooled-centrifugal, 200 tons) | Institutional | Turnover | 0.3859 | 0.48684 | 1.2616 | N/A | N/A | N/A | Fail RIM | Commercial | Equipment | High Efficiency Chiller (Water cooled-centrifugal, 200 tons) | Institutional | Turnover | 0.3859 | 0.48684 | 1.2616 | N/A | N/A | N/A | Fail TRC
| Commercial | Equipment | High Efficiency Chiller (Water cooled-centrifugal, 200 tons) | Lodging/Hospitality | Turnover | 0.3859 | 1.4888 | 3.8579 | N/A | N/A | N/A | Fail RIM | Commercial | Equipment | High Efficiency Chiller (Water cooled-centrifugal, 200 tons) | Lodging/Hospitality | Turnover | 0.3859 | 1.4888 | 3.8579 | 0.34377 | 1.3262 | 4.2082
| Commercial | Equipment | High Efficiency Chiller (Water cooled-centrifugal, 200 tons) | Miscellaneous | Turnover | 0.3859 | 0.50339 | 1.3044 | N/A | N/A | N/A | Fail RIM | Commercial | Equipment | High Efficiency Chiller (Water cooled-centrifugal, 200 tons) | Miscellaneous | Turnover | 0.3859 | 0.50339 | 1.3044 | N/A | N/A | N/A | Fail TRC
| Commercial | Equipment | High Efficiency Chiller (Water cooled-centrifugal, 200 tons) | Offices | Turnover | 0.3859 | 1.0144 | 2.6285 | N/A | N/A | N/A | Fail RIM | Commercial | Equipment | High Efficiency Chiller (Water cooled-centrifugal, 200 tons) | Offices | Turnover | 0.3859 | 1.0144 | 2.6285 | 0.31026 | 0.93618 | 3.1858 | Fail TRC
| Commercial | Equipment | High Efficiency Chiller (Water cooled-centrifugal, 200 tons) | Restaurants | Turnover | 0.3859 | 1.4605 | 3.7847 | N/A | N/A | N/A | Fail RIM | Commercial | Equipment | High Efficiency Chiller (Water cooled-centrifugal, 200 tons) | Restaurants | Turnover | 0.3859 | 1.4605 | 3.7847 | 0.34224 | 1.3038 | 4.1473
| Commercial | Equipment | High Efficiency Chiller (Water cooled-centrifugal, 200 tons) | Retail | Turnover | 0.3859 | 1.1447 | 2.9663 | N/A | N/A | N/A | Fail RIM | Commercial | Equipment | High Efficiency Chiller (Water cooled-centrifugal, 200 tons) | Retail | Turnover | 0.3859 | 1.1447 | 2.9663 | 0.32146 | 1.0461 | 3.4667
| Commercial | Equipment | High Efficiency Chiller (Water cooled-centrifugal, 200 tons) | Schools K-12 | Turnover | 0.3859 | 0.99505 | 2.5785 | N/A | N/A | N/A | Fail RIM | Commercial | Equipment | High Efficiency Chiller (Water cooled-centrifugal, 200 tons) | Schools K-12 | Turnover | 0.3859 | 0.99505 | 2.5785 | N/A | N/A | N/A | Fail TRC
| Commercial | Equipment | High Efficiency Chiller (Water cooled-centrifugal, 200 tons) | Warehouse | Turnover | 0.3859 | 0.21859 | 0.56645 | N/A | N/A | N/A | Fail RIM | Commercial | Equipment | High Efficiency Chiller (Water cooled-centrifugal, 200 tons) | Warehouse | Turnover | 0.3859 | 0.21859 | 0.56645 | N/A | N/A | N/A | Fail TRC
| Commercial | Equipment | High Efficiency Chiller (Water cooled-centrifugal, 200 tons) | Assembly | New | 0.3859 | 0.90127 | 2.3355 | N/A | N/A | N/A | Fail RIM | Commercial | Equipment | High Efficiency Chiller (Water cooled-centrifugal, 200 tons) | Assembly | New | 0.3859 | 0.90127 | 2.3355 | N/A | N/A | N/A | Fail TRC
| Commercial | Equipment | High Efficiency Chiller (Water cooled-centrifugal, 200 tons) | College and University | New | 0.3859 | 0.99988 | 2.591 | N/A | N/A | N/A | Fail RIM | Commercial | Equipment | High Efficiency Chiller (Water cooled-centrifugal, 200 tons) | College and University | New | 0.3859 | 0.99988 | 2.591 | N/A | N/A | N/A | Fail TRC
| Commercial | Equipment | High Efficiency Chiller (Water cooled-centrifugal, 200 tons) | Grocery | New | 0.3859 | 0.49787 | 1.2902 | N/A | N/A | N/A | Fail RIM | Commercial | Equipment | High Efficiency Chiller (Water cooled-centrifugal, 200 tons) | Grocery | New | 0.3859 | 0.49787 | 1.2902 | N/A | N/A | N/A | Fail TRC
| Commercial | Equipment | High Efficiency Chiller (Water cooled-centrifugal, 200 tons) | Healthcare | New | 0.3859 | 1.9611 | 5.082 | N/A | N/A | N/A | Fail RIM | Commercial | Equipment | High Efficiency Chiller (Water cooled-centrifugal, 200 tons) | Healthcare | New | 0.3859 | 1.9611 | 5.082 | 0.36402 | 1.6885 | 5.2261
| Commercial | Equipment | High Efficiency Chiller (Water cooled-centrifugal, 200 tons) | Hospitals | New | 0.3859 | 1.8577 | 4.8139 | N/A | N/A | N/A | Fail RIM | Commercial | Equipment | High Efficiency Chiller (Water cooled-centrifugal, 200 tons) | Hospitals | New | 0.3859 | 1.8577 | 4.8139 | 0.36029 | 1.6113 | 5.0032
| Commercial | Equipment | High Efficiency Chiller (Water cooled-centrifugal, 200 tons) | Institutional | New | 0.3859 | 0.48684 | 1.2616 | N/A | N/A | N/A | Fail RIM | Commercial | Equipment | High Efficiency Chiller (Water cooled-centrifugal, 200 tons) | Institutional | New | 0.3859 | 0.48684 | 1.2616 | N/A | N/A | N/A | Fail TRC
| Commercial | Equipment | High Efficiency Chiller (Water cooled-centrifugal, 200 tons) | Lodging/Hospitality | New | 0.3859 | 1.4888 | 3.8579 | N/A | N/A | N/A | Fail RIM | Commercial | Equipment | High Efficiency Chiller (Water cooled-centrifugal, 200 tons) | Lodging/Hospitality | New | 0.3859 | 1.4888 | 3.8579 | 0.34377 | 1.3262 | 4.2082
| Commercial | Equipment | High Efficiency Chiller (Water cooled-centrifugal, 200 tons) | Miscellaneous | New | 0.3859 | 0.50339 | 1.3044 | N/A | N/A | N/A | Fail RIM | Commercial | Equipment | High Efficiency Chiller (Water cooled-centrifugal, 200 tons) | Miscellaneous | New | 0.3859 | 0.50339 | 1.3044 | N/A | N/A | N/A | Fail TRC
| Commercial | Equipment | High Efficiency Chiller (Water cooled-centrifugal, 200 tons) | Offices | New | 0.3859 | 1.0144 | 2.6285 | N/A | N/A | N/A | Fail RIM | Commercial | Equipment | High Efficiency Chiller (Water cooled-centrifugal, 200 tons) | Offices | New | 0.3859 | 1.0144 | 2.6285 | 0.31026 | 0.93618 | 3.1858 | Fail TRC
| Commercial | Equipment | High Efficiency Chiller (Water cooled-centrifugal, 200 tons) | Restaurants | New | 0.3859 | 1.4605 | 3.7847 | N/A | N/A | N/A | Fail RIM | Commercial | Equipment | High Efficiency Chiller (Water cooled-centrifugal, 200 tons) | Restaurants | New | 0.3859 | 1.4605 | 3.7847 | 0.34224 | 1.3038 | 4.1473
| Commercial | Equipment | High Efficiency Chiller (Water cooled-centrifugal, 200 tons) | Retail | New | 0.3859 | 1.1447 | 2.9663 | N/A | N/A | N/A | Fail RIM | Commercial | Equipment | High Efficiency Chiller (Water cooled-centrifugal, 200 tons) | Retail | New | 0.3859 | 1.1447 | 2.9663 | 0.32146 | 1.0461 | 3.4667
| Commercial | Equipment | High Efficiency Chiller (Water cooled-centrifugal, 200 tons) | Schools K-12 | New | 0.3859 | 0.99505 | 2.5785 | N/A | N/A | N/A | Fail RIM | Commercial | Equipment | High Efficiency Chiller (Water cooled-centrifugal, 200 tons) | Schools K-12 | New | 0.3859 | 0.99505 | 2.5785 | N/A | N/A | N/A | Fail TRC
| Commercial | Equipment | High Efficiency Chiller (Water cooled-centrifugal, 200 tons) | Warehouse | New | 0.3859 | 0.21859 | 0.56645 | N/A | N/A | N/A | Fail RIM | Commercial | Equipment | High Efficiency Chiller (Water cooled-centrifugal, 200 tons) | Warehouse | New | 0.3859 | 0.21859 | 0.56645 | N/A | N/A | N/A | Fail TRC
| Commercial | Equipment | High Efficiency Chiller (Water cooled-positive displacement, 100 tons) | Assembly | Turnover | 0.3859 | 0.5243 | 1.3586 | N/A | N/A | N/A | Fail RIM | Commercial | Equipment | High Efficiency Chiller (Water cooled-positive displacement, 100 tons) | Assembly | Turnover | 0.3859 | 0.5243 | 1.3586 | N/A | N/A | N/A | Fail TRC
| Commercial | Equipment | High Efficiency Chiller (Water cooled-positive displacement, 100 tons) | College and University | Turnover | 0.3859 | 0.58166 | 1.5073 | N/A | N/A | N/A | Fail RIM | Commercial | Equipment | High Efficiency Chiller (Water cooled-positive displacement, 100 tons) | College and University | Turnover | 0.3859 | 0.58166 | 1.5073 | N/A | N/A | N/A | Fail TRC
| Commercial | Equipment | High Efficiency Chiller (Water cooled-positive displacement, 100 tons) | Grocery | Turnover | 0.3859 | 0.28963 | 0.75052 | N/A | N/A | N/A | Fail RIM | Commercial | Equipment | High Efficiency Chiller (Water cooled-positive displacement, 100 tons) | Grocery | Turnover | 0.3859 | 0.28963 | 0.75052 | N/A | N/A | N/A | Fail TRC
| Commercial | Equipment | High Efficiency Chiller (Water cooled-positive displacement, 100 tons) | Healthcare | Turnover | 0.3859 | 1.1409 | 2.9563 | N/A | N/A | N/A | Fail RIM | Commercial | Equipment | High Efficiency Chiller (Water cooled-positive displacement, 100 tons) | Healthcare | Turnover | 0.3859 | 1.1409 | 2.9563 | 0.32116 | 1.0429 | 3.4584
| Commercial | Equipment | High Efficiency Chiller (Water cooled-positive displacement, 100 tons) | Hospitals | Turnover | 0.3859 | 1.0807 | 2.8004 | N/A | N/A | N/A | Fail RIM | Commercial | Equipment | High Efficiency Chiller (Water cooled-positive displacement, 100 tons) | Hospitals | Turnover | 0.3859 | 1.0807 | 2.8004 | 0.3162 | 0.9924 | 3.3288 | Fail TRC
| Commercial | Equipment | High Efficiency Chiller (Water cooled-positive displacement, 100 tons) | Institutional | Turnover | 0.3859 | 0.28321 | 0.73389 | N/A | N/A | N/A | Fail RIM | Commercial | Equipment | High Efficiency Chiller (Water cooled-positive displacement, 100 tons) | Institutional | Turnover | 0.3859 | 0.28321 | 0.73389 | N/A | N/A | N/A | Fail TRC
| Commercial | Equipment | High Efficiency Chiller (Water cooled-positive displacement, 100 tons) | Lodging/Hospitality | Turnover | 0.3859 | 0.86607 | 2.2443 | N/A | N/A | N/A | Fail RIM | Commercial | Equipment | High Efficiency Chiller (Water cooled-positive displacement, 100 tons) | Lodging/Hospitality | Turnover | 0.3859 | 0.86607 | 2.2443 | N/A | N/A | N/A | Fail TRC
| Commercial | Equipment | High Efficiency Chiller (Water cooled-positive displacement, 100 tons) | Miscellaneous | Turnover | 0.3859 | 0.29284 | 0.75884 | N/A | N/A | N/A | Fail RIM | Commercial | Equipment | High Efficiency Chiller (Water cooled-positive displacement, 100 tons) | Miscellaneous | Turnover | 0.3859 | 0.29284 | 0.75884 | N/A | N/A | N/A | Fail TRC
| Commercial | Equipment | High Efficiency Chiller (Water cooled-positive displacement, 100 tons) | Offices | Turnover | 0.3859 | 0.59009 | 1.5291 | N/A | N/A | N/A | Fail RIM | Commercial | Equipment | High Efficiency Chiller (Water cooled-positive displacement, 100 tons) | Offices | Turnover | 0.3859 | 0.59009 | 1.5291 | N/A | N/A | N/A | Fail TRC
| Commercial | Equipment | High Efficiency Chiller (Water cooled-positive displacement, 100 tons) | Restaurants | Turnover | 0.3859 | 0.84963 | 2.2017 | N/A | N/A | N/A | Fail RIM | Commercial | Equipment | High Efficiency Chiller (Water cooled-positive displacement, 100 tons) | Restaurants | Turnover | 0.3859 | 0.84963 | 2.2017 | N/A | N/A | N/A | Fail TRC
| Commercial | Equipment | High Efficiency Chiller (Water cooled-positive displacement, 100 tons) | Retail | Turnover | 0.3859 | 0.6659 | 1.7256 | N/A | N/A | N/A | Fail RIM | Commercial | Equipment | High Efficiency Chiller (Water cooled-positive displacement, 100 tons) | Retail | Turnover | 0.3859 | 0.6659 | 1.7256 | N/A | N/A | N/A | Fail TRC
| Commercial | Equipment | High Efficiency Chiller (Water cooled-positive displacement, 100 tons) | Schools K-12 | Turnover | 0.3859 | 0.57885 | 1.5 | N/A | N/A | N/A | Fail RIM | Commercial | Equipment | High Efficiency Chiller (Water cooled-positive displacement, 100 tons) | Schools K-12 | Turnover | 0.3859 | 0.57885 | 1.5 | N/A | N/A | N/A | Fail TRC
| Commercial | Equipment | High Efficiency Chiller (Water cooled-positive displacement, 100 tons) | Warehouse | Turnover | 0.3859 | 0.12716 | 0.32952 | N/A | N/A | N/A | Fail RIM | Commercial | Equipment | High Efficiency Chiller (Water cooled-positive displacement, 100 tons) | Warehouse | Turnover | 0.3859 | 0.12716 | 0.32952 | N/A | N/A | N/A | Fail TRC
| Commercial | Equipment | High Efficiency Chiller (Water cooled-positive displacement, 100 tons) | Assembly | New | 0.3859 | 0.5243 | 1.3586 | N/A | N/A | N/A | Fail RIM | Commercial | Equipment | High Efficiency Chiller (Water cooled-positive displacement, 100 tons) | Assembly | New | 0.3859 | 0.5243 | 1.3586 | N/A | N/A | N/A | Fail TRC
| Commercial | Equipment | High Efficiency Chiller (Water cooled-positive displacement, 100 tons) | College and University | New | 0.3859 | 0.58166 | 1.5073 | N/A | N/A | N/A | Fail RIM | Commercial | Equipment | High Efficiency Chiller (Water cooled-positive displacement, 100 tons) | College and University | New | 0.3859 | 0.58166 | 1.5073 | N/A | N/A | N/A | Fail TRC
| Commercial | Equipment | High Efficiency Chiller (Water cooled-positive displacement, 100 tons) | Grocery | New | 0.3859 | 0.28963 | 0.75052 | N/A | N/A | N/A | Fail RIM | Commercial | Equipment | High Efficiency Chiller (Water cooled-positive displacement, 100 tons) | Grocery | New | 0.3859 | 0.28963 | 0.75052 | N/A | N/A | N/A | Fail TRC
| Commercial | Equipment | High Efficiency Chiller (Water cooled-positive displacement, 100 tons) | Healthcare | New | 0.3859 | 1.1409 | 2.9563 | N/A | N/A | N/A | Fail RIM | Commercial | Equipment | High Efficiency Chiller (Water cooled-positive displacement, 100 tons) | Healthcare | New | 0.3859 | 1.1409 | 2.9563 | 0.32116 | 1.0429 | 3.4584
| Commercial | Equipment | High Efficiency Chiller (Water cooled-positive displacement, 100 tons) | Hospitals | New | 0.3859 | 1.0807 | 2.8004 | N/A | N/A | N/A | Fail RIM | Commercial | Equipment | High Efficiency Chiller (Water cooled-positive displacement, 100 tons) | Hospitals | New | 0.3859 | 1.0807 | 2.8004 | 0.3162 | 0.9924 | 3.3288 | Fail TRC
| Commercial | Equipment | High Efficiency Chiller (Water cooled-positive displacement, 100 tons) | Institutional | New | 0.3859 | 0.28321 | 0.73389 | N/A | N/A | N/A | Fail RIM | Commercial | Equipment | High Efficiency Chiller (Water cooled-positive displacement, 100 tons) | Institutional | New | 0.3859 | 0.28321 | 0.73389 | N/A | N/A | N/A | Fail TRC
| Commercial | Equipment | High Efficiency Chiller (Water cooled-positive displacement, 100 tons) | Lodging/Hospitality | New | 0.3859 | 0.86607 | 2.2443 | N/A | N/A | N/A | Fail RIM | Commercial | Equipment | High Efficiency Chiller (Water cooled-positive displacement, 100 tons) | Lodging/Hospitality | New | 0.3859 | 0.86607 | 2.2443 | N/A | N/A | N/A | Fail TRC
| Commercial | Equipment | High Efficiency Chiller (Water cooled-positive displacement, 100 tons) | Miscellaneous | New | 0.3859 | 0.29284 | 0.75884 | N/A | N/A | N/A | Fail RIM | Commercial | Equipment | High Efficiency Chiller (Water cooled-positive displacement, 100 tons) | Miscellaneous | New | 0.3859 | 0.29284 | 0.75884 | N/A | N/A | N/A | Fail TRC
| Commercial | Equipment | High Efficiency Chiller (Water cooled-positive displacement, 100 tons) | Offices | New | 0.3859 | 0.59009 | 1.5291 | N/A | N/A | N/A | Fail RIM | Commercial | Equipment | High Efficiency Chiller (Water cooled-positive displacement, 100 tons) | Offices | New | 0.3859 | 0.59009 | 1.5291 | N/A | N/A | N/A | Fail TRC
| Commercial | Equipment | High Efficiency Chiller (Water cooled-positive displacement, 100 tons) | Restaurants | New | 0.3859 | 0.84963 | 2.2017 | N/A | N/A | N/A | Fail RIM | Commercial | Equipment | High Efficiency Chiller (Water cooled-positive displacement, 100 tons) | Restaurants | New | 0.3859 | 0.84963 | 2.2017 | N/A | N/A | N/A | Fail TRC
| Commercial | Equipment | High Efficiency Chiller (Water cooled-positive displacement, 100 tons) | Retail | New | 0.3859 | 0.6659 | 1.7256 | N/A | N/A | N/A | Fail RIM | Commercial | Equipment | High Efficiency Chiller (Water cooled-positive displacement, 100 tons) | Retail | New | 0.3859 | 0.6659 | 1.7256 | N/A | N/A | N/A | Fail TRC
| Commercial | Equipment | High Efficiency Chiller (Water cooled-positive displacement, 100 tons) | Schools K-12 | New | 0.3859 | 0.57885 | 1.5 | N/A | N/A | N/A | Fail RIM | Commercial | Equipment | High Efficiency Chiller (Water cooled-positive displacement, 100 tons) | Schools K-12 | New | 0.3859 | 0.57885 | 1.5 | N/A | N/A | N/A | Fail TRC
| Commercial | Equipment | High Efficiency Chiller (Water cooled-positive displacement, 100 tons) | Warehouse | New | 0.3859 | 0.12716 | 0.32952 | N/A | N/A | N/A | Fail RIM | Commercial | Equipment | High Efficiency Chiller (Water cooled-positive displacement, 100 tons) | Warehouse | New | 0.3859 | 0.12716 | 0.32952 | N/A | N/A | N/A | Fail TRC
| Commercial | Equipment | High Efficiency Data Center Cooling | Assembly | Turnover | 0.36309 | 0.30445 | 0.83848 | N/A | N/A | N/A | Fail RIM | Commercial | Equipment | High Efficiency Data Center Cooling | Assembly | Turnover | 0.36309 | 0.30445 | 0.83848 | N/A | N/A | N/A | Fail TRC
| Commercial | Equipment | High Efficiency Data Center Cooling | College and University | Turnover | 0.36309 | 0.30445 | 0.83848 | N/A | N/A | N/A | Fail RIM | Commercial | Equipment | High Efficiency Data Center Cooling | College and University | Turnover | 0.36309 | 0.30445 | 0.83848 | N/A | N/A | N/A | Fail TRC
| Commercial | Equipment | High Efficiency Data Center Cooling | Grocery | Turnover | 0.36309 | 0.30445 | 0.83848 | N/A | N/A | N/A | Fail RIM | Commercial | Equipment | High Efficiency Data Center Cooling | Grocery | Turnover | 0.36309 | 0.30445 | 0.83848 | N/A | N/A | N/A | Fail TRC
| Commercial | Equipment | High Efficiency Data Center Cooling | Healthcare | Turnover | 0.36309 | 0.30445 | 0.83848 | N/A | N/A | N/A | Fail RIM | Commercial | Equipment | High Efficiency Data Center Cooling | Healthcare | Turnover | 0.36309 | 0.30445 | 0.83848 | N/A | N/A | N/A | Fail TRC
| Commercial | Equipment | High Efficiency Data Center Cooling | Hospitals | Turnover | 0.36309 | 0.30445 | 0.83848 | N/A | N/A | N/A | Fail RIM | Commercial | Equipment | High Efficiency Data Center Cooling | Hospitals | Turnover | 0.36309 | 0.30445 | 0.83848 | N/A | N/A | N/A | Fail TRC
| Commercial | Equipment | High Efficiency Data Center Cooling | Institutional | Turnover | 0.36309 | 0.30445 | 0.83848 | N/A | N/A | N/A | Fail RIM | Commercial | Equipment | High Efficiency Data Center Cooling | Institutional | Turnover | 0.36309 | 0.30445 | 0.83848 | N/A | N/A | N/A | Fail TRC
| Commercial | Equipment | High Efficiency Data Center Cooling | Lodging/Hospitality | Turnover | 0.36309 | 0.30445 | 0.83848 | N/A | N/A | N/A | Fail RIM | Commercial | Equipment | High Efficiency Data Center Cooling | Lodging/Hospitality | Turnover | 0.36309 | 0.30445 | 0.83848 | N/A | N/A | N/A | Fail TRC
| Commercial | Equipment | High Efficiency Data Center Cooling | Miscellaneous | Turnover | 0.36309 | 0.30445 | 0.83848 | N/A | N/A | N/A | Fail RIM | Commercial | Equipment | High Efficiency Data Center Cooling | Miscellaneous | Turnover | 0.36309 | 0.30445 | 0.83848 | N/A | N/A | N/A | Fail TRC
| Commercial | Equipment | High Efficiency Data Center Cooling | Offices | Turnover | 0.36309 | 0.30445 | 0.83848 | N/A | N/A | N/A | Fail RIM | Commercial | Equipment | High Efficiency Data Center Cooling | Offices | Turnover | 0.36309 | 0.30445 | 0.83848 | N/A | N/A | N/A | Fail TRC
| Commercial | Equipment | High Efficiency Data Center Cooling | Restaurants | Turnover | 0.36309 | 0.30445 | 0.83848 | N/A | N/A | N/A | Fail RIM | Commercial | Equipment | High Efficiency Data Center Cooling | Restaurants | Turnover | 0.36309 | 0.30445 | 0.83848 | N/A | N/A | N/A | Fail TRC
| Commercial | Equipment | High Efficiency Data Center Cooling | Retail | Turnover | 0.36309 | 0.30445 | 0.83848 | N/A | N/A | N/A | Fail RIM | Commercial | Equipment | High Efficiency Data Center Cooling | Retail | Turnover | 0.36309 | 0.30445 | 0.83848 | N/A | N/A | N/A | Fail TRC
| Commercial | Equipment | High Efficiency Data Center Cooling | Schools K-12 | Turnover | 0.36309 | 0.30445 | 0.83848 | N/A | N/A | N/A | Fail RIM | Commercial | Equipment | High Efficiency Data Center Cooling | Schools K-12 | Turnover | 0.36309 | 0.30445 | 0.83848 | N/A | N/A | N/A | Fail TRC
| Commercial | Equipment | High Efficiency Data Center Cooling | Warehouse | Turnover | 0.36309 | 0.30445 | 0.83848 | N/A | N/A | N/A | Fail RIM | Commercial | Equipment | High Efficiency Data Center Cooling | Warehouse | Turnover | 0.36309 | 0.30445 | 0.83848 | N/A | N/A | N/A | Fail TRC
| Commercial | Equipment | High Efficiency Data Center Cooling | Assembly | New | 0.36309 | 0.30445 | 0.83848 | N/A | N/A | N/A | Fail RIM | Commercial | Equipment | High Efficiency Data Center Cooling | Assembly | New | 0.36309 | 0.30445 | 0.83848 | N/A | N/A | N/A | Fail TRC
| Commercial | Equipment | High Efficiency Data Center Cooling | College and University | New | 0.36309 | 0.30445 | 0.83848 | N/A | N/A | N/A | Fail RIM | Commercial | Equipment | High Efficiency Data Center Cooling | College and University | New | 0.36309 | 0.30445 | 0.83848 | N/A | N/A | N/A | Fail TRC
| Commercial | Equipment | High Efficiency Data Center Cooling | Grocery | New | 0.36309 | 0.30445 | 0.83848 | N/A | N/A | N/A | Fail RIM | Commercial | Equipment | High Efficiency Data Center Cooling | Grocery | New | 0.36309 | 0.30445 | 0.83848 | N/A | N/A | N/A | Fail TRC
| Commercial | Equipment | High Efficiency Data Center Cooling | Healthcare | New | 0.36309 | 0.30445 | 0.83848 | N/A | N/A | N/A | Fail RIM | Commercial | Equipment | High Efficiency Data Center Cooling | Healthcare | New | 0.36309 | 0.30445 | 0.83848 | N/A | N/A | N/A | Fail TRC
| Commercial | Equipment | High Efficiency Data Center Cooling | Hospitals | New | 0.36309 | 0.30445 | 0.83848 | N/A | N/A | N/A | Fail RIM | Commercial | Equipment | High Efficiency Data Center Cooling | Hospitals | New | 0.36309 | 0.30445 | 0.83848 | N/A | N/A | N/A | Fail TRC
| Commercial | Equipment | High Efficiency Data Center Cooling | Institutional | New | 0.36309 | 0.30445 | 0.83848 | N/A | N/A | N/A | Fail RIM | Commercial | Equipment | High Efficiency Data Center Cooling | Institutional | New | 0.36309 | 0.30445 | 0.83848 | N/A | N/A | N/A | Fail TRC
| Commercial | Equipment | High Efficiency Data Center Cooling | Lodging/Hospitality | New | 0.36309 | 0.30445 | 0.83848 | N/A | N/A | N/A | Fail RIM | Commercial | Equipment | High Efficiency Data Center Cooling | Lodging/Hospitality | New | 0.36309 | 0.30445 | 0.83848 | N/A | N/A | N/A | Fail TRC
| Commercial | Equipment | High Efficiency Data Center Cooling | Miscellaneous | New | 0.36309 | 0.30445 | 0.83848 | N/A | N/A | N/A | Fail RIM | Commercial | Equipment | High Efficiency Data Center Cooling | Miscellaneous | New | 0.36309 | 0.30445 | 0.83848 | N/A | N/A | N/A | Fail TRC
| Commercial | Equipment | High Efficiency Data Center Cooling | Offices | New | 0.36309 | 0.30445 | 0.83848 | N/A | N/A | N/A | Fail RIM | Commercial | Equipment | High Efficiency Data Center Cooling | Offices | New | 0.36309 | 0.30445 | 0.83848 | N/A | N/A | N/A | Fail TRC
| Commercial | Equipment | High Efficiency Data Center Cooling | Restaurants | New | 0.36309 | 0.30445 | 0.83848 | N/A | N/A | N/A | Fail RIM | Commercial | Equipment | High Efficiency Data Center Cooling | Restaurants | New | 0.36309 | 0.30445 | 0.83848 | N/A | N/A | N/A | Fail TRC
| Commercial | Equipment | High Efficiency Data Center Cooling | Retail | New | 0.36309 | 0.30445 | 0.83848 | N/A | N/A | N/A | Fail RIM | Commercial | Equipment | High Efficiency Data Center Cooling | Retail | New | 0.36309 | 0.30445 | 0.83848 | N/A | N/A | N/A | Fail TRC
| Commercial | Equipment | High Efficiency Data Center Cooling | Schools K-12 | New | 0.36309 | 0.30445 | 0.83848 | N/A | N/A | N/A | Fail RIM | Commercial | Equipment | High Efficiency Data Center Cooling | Schools K-12 | New | 0.36309 | 0.30445 | 0.83848 | N/A | N/A | N/A | Fail TRC
| Commercial | Equipment | High Efficiency Data Center Cooling | Warehouse | New | 0.36309 | 0.30445 | 0.83848 | N/A | N/A | N/A | Fail RIM | Commercial | Equipment | High Efficiency Data Center Cooling | Warehouse | New | 0.36309 | 0.30445 | 0.83848 | N/A | N/A | N/A | Fail TRC
| Commercial | Equipment | High Efficiency DX 135k- less than 240k BTU | Assembly | Turnover | 0.39311 | 0.26357 | 0.67047 | N/A | N/A | N/A | Fail RIM | Commercial | Equipment | High Efficiency DX 135k- less than 240k BTU | Assembly | Turnover | 0.39311 | 0.26357 | 0.67047 | N/A | N/A | N/A | Fail TRC
| Commercial | Equipment | High Efficiency DX 135k- less than 240k BTU | College and University | Turnover | 0.39311 | 0.2924 | 0.74383 | N/A | N/A | N/A | Fail RIM | Commercial | Equipment | High Efficiency DX 135k- less than 240k BTU | College and University | Turnover | 0.39311 | 0.2924 | 0.74383 | N/A | N/A | N/A | Fail TRC
| Commercial | Equipment | High Efficiency DX 135k- less than 240k BTU | Grocery | Turnover | 0.39311 | 0.1456 | 0.37038 | N/A | N/A | N/A | Fail RIM | Commercial | Equipment | High Efficiency DX 135k- less than 240k BTU | Grocery | Turnover | 0.39311 | 0.1456 | 0.37038 | N/A | N/A | N/A | Fail TRC
| Commercial | Equipment | High Efficiency DX 135k- less than 240k BTU | Healthcare | Turnover | 0.39311 | 0.57351 | 1.4589 | N/A | N/A | N/A | Fail RIM | Commercial | Equipment | High Efficiency DX 135k- less than 240k BTU | Healthcare | Turnover | 0.39311 | 0.57351 | 1.4589 | N/A | N/A | N/A | Fail TRC
| Commercial | Equipment | High Efficiency DX 135k- less than 240k BTU | Hospitals | Turnover | 0.39311 | 0.54326 | 1.382 | N/A | N/A | N/A | Fail RIM | Commercial | Equipment | High Efficiency DX 135k- less than 240k BTU | Hospitals | Turnover | 0.39311 | 0.54326 | 1.382 | N/A | N/A | N/A | Fail TRC
| Commercial | Equipment | High Efficiency DX 135k- less than 240k BTU | Institutional | Turnover | 0.39311 | 0.14237 | 0.36217 | N/A | N/A | N/A | Fail RIM | Commercial | Equipment | High Efficiency DX 135k- less than 240k BTU | Institutional | Turnover | 0.39311 | 0.14237 | 0.36217 | N/A | N/A | N/A | Fail TRC
| Commercial | Equipment | High Efficiency DX 135k- less than 240k BTU | Lodging/Hospitality | Turnover | 0.39311 | 0.43538 | 1.1075 | N/A | N/A | N/A | Fail RIM | Commercial | Equipment | High Efficiency DX 135k- less than 240k BTU | Lodging/Hospitality | Turnover | 0.39311 | 0.43538 | 1.1075 | N/A | N/A | N/A | Fail TRC
| Commercial | Equipment | High Efficiency DX 135k- less than 240k BTU | Miscellaneous | Turnover | 0.39311 | 0.14721 | 0.37448 | N/A | N/A | N/A | Fail RIM | Commercial | Equipment | High Efficiency DX 135k- less than 240k BTU | Miscellaneous | Turnover | 0.39311 | 0.14721 | 0.37448 | N/A | N/A | N/A | Fail TRC
| Commercial | Equipment | High Efficiency DX 135k- less than 240k BTU | Offices | Turnover | 0.39311 | 0.29664 | 0.7546 | N/A | N/A | N/A | Fail RIM | Commercial | Equipment | High Efficiency DX 135k- less than 240k BTU | Offices | Turnover | 0.39311 | 0.29664 | 0.7546 | N/A | N/A | N/A | Fail TRC
| Commercial | Equipment | High Efficiency DX 135k- less than 240k BTU | Restaurants | Turnover | 0.39311 | 0.42711 | 1.0865 | N/A | N/A | N/A | Fail RIM | Commercial | Equipment | High Efficiency DX 135k- less than 240k BTU | Restaurants | Turnover | 0.39311 | 0.42711 | 1.0865 | N/A | N/A | N/A | Fail TRC
| Commercial | Equipment | High Efficiency DX 135k- less than 240k BTU | Retail | Turnover | 0.39311 | 0.33475 | 0.85156 | N/A | N/A | N/A | Fail RIM | Commercial | Equipment | High Efficiency DX 135k- less than 240k BTU | Retail | Turnover | 0.39311 | 0.33475 | 0.85156 | N/A | N/A | N/A | Fail TRC
| Commercial | Equipment | High Efficiency DX 135k- less than 240k BTU | Schools K-12 | Turnover | 0.39311 | 0.29099 | 0.74024 | N/A | N/A | N/A | Fail RIM | Commercial | Equipment | High Efficiency DX 135k- less than 240k BTU | Schools K-12 | Turnover | 0.39311 | 0.29099 | 0.74024 | N/A | N/A | N/A | Fail TRC
| Commercial | Equipment | High Efficiency DX 135k- less than 240k BTU | Warehouse | Turnover | 0.39311 | 0.063925 | 0.16262 | N/A | N/A | N/A | Fail RIM | Commercial | Equipment | High Efficiency DX 135k- less than 240k BTU | Warehouse | Turnover | 0.39311 | 0.063925 | 0.16262 | N/A | N/A | N/A | Fail TRC
| Commercial | Equipment | High Efficiency DX 135k- less than 240k BTU | Assembly | New | 0.39311 | 0.26357 | 0.67047 | N/A | N/A | N/A | Fail RIM | Commercial | Equipment | High Efficiency DX 135k- less than 240k BTU | Assembly | New | 0.39311 | 0.26357 | 0.67047 | N/A | N/A | N/A | Fail TRC
| Commercial | Equipment | High Efficiency DX 135k- less than 240k BTU | College and University | New | 0.39311 | 0.2924 | 0.74383 | N/A | N/A | N/A | Fail RIM | Commercial | Equipment | High Efficiency DX 135k- less than 240k BTU | College and University | New | 0.39311 | 0.2924 | 0.74383 | N/A | N/A | N/A | Fail TRC
| Commercial | Equipment | High Efficiency DX 135k- less than 240k BTU | Grocery | New | 0.39311 | 0.1456 | 0.37038 | N/A | N/A | N/A | Fail RIM | Commercial | Equipment | High Efficiency DX 135k- less than 240k BTU | Grocery | New | 0.39311 | 0.1456 | 0.37038 | N/A | N/A | N/A | Fail TRC
| Commercial | Equipment | High Efficiency DX 135k- less than 240k BTU | Healthcare | New | 0.39311 | 0.57351 | 1.4589 | N/A | N/A | N/A | Fail RIM | Commercial | Equipment | High Efficiency DX 135k- less than 240k BTU | Healthcare | New | 0.39311 | 0.57351 | 1.4589 | N/A | N/A | N/A | Fail TRC
| Commercial | Equipment | High Efficiency DX 135k- less than 240k BTU | Hospitals | New | 0.39311 | 0.54326 | 1.382 | N/A | N/A | N/A | Fail RIM | Commercial | Equipment | High Efficiency DX 135k- less than 240k BTU | Hospitals | New | 0.39311 | 0.54326 | 1.382 | N/A | N/A | N/A | Fail TRC
| Commercial | Equipment | High Efficiency DX 135k- less than 240k BTU | Institutional | New | 0.39311 | 0.14237 | 0.36217 | N/A | N/A | N/A | Fail RIM | Commercial | Equipment | High Efficiency DX 135k- less than 240k BTU | Institutional | New | 0.39311 | 0.14237 | 0.36217 | N/A | N/A | N/A | Fail TRC
| Commercial | Equipment | High Efficiency DX 135k- less than 240k BTU | Lodging/Hospitality | New | 0.39311 | 0.43538 | 1.1075 | N/A | N/A | N/A | Fail RIM | Commercial | Equipment | High Efficiency DX 135k- less than 240k BTU | Lodging/Hospitality | New | 0.39311 | 0.43538 | 1.1075 | N/A | N/A | N/A | Fail TRC
| Commercial | Equipment | High Efficiency DX 135k- less than 240k BTU | Miscellaneous | New | 0.39311 | 0.14721 | 0.37448 | N/A | N/A | N/A | Fail RIM | Commercial | Equipment | High Efficiency DX 135k- less than 240k BTU | Miscellaneous | New | 0.39311 | 0.14721 | 0.37448 | N/A | N/A | N/A | Fail TRC
| Commercial | Equipment | High Efficiency DX 135k- less than 240k BTU | Offices | New | 0.39311 | 0.29664 | 0.7546 | N/A | N/A | N/A | Fail RIM | Commercial | Equipment | High Efficiency DX 135k- less than 240k BTU | Offices | New | 0.39311 | 0.29664 | 0.7546 | N/A | N/A | N/A | Fail TRC
| Commercial | Equipment | High Efficiency DX 135k- less than 240k BTU | Restaurants | New | 0.39311 | 0.42711 | 1.0865 | N/A | N/A | N/A | Fail RIM | Commercial | Equipment | High Efficiency DX 135k- less than 240k BTU | Restaurants | New | 0.39311 | 0.42711 | 1.0865 | N/A | N/A | N/A | Fail TRC
| Commercial | Equipment | High Efficiency DX 135k- less than 240k BTU | Retail | New | 0.39311 | 0.33475 | 0.85156 | N/A | N/A | N/A | Fail RIM | Commercial | Equipment | High Efficiency DX 135k- less than 240k BTU | Retail | New | 0.39311 | 0.33475 | 0.85156 | N/A | N/A | N/A | Fail TRC
| Commercial | Equipment | High Efficiency DX 135k- less than 240k BTU | Schools K-12 | New | 0.39311 | 0.29099 | 0.74024 | N/A | N/A | N/A | Fail RIM | Commercial | Equipment | High Efficiency DX 135k- less than 240k BTU | Schools K-12 | New | 0.39311 | 0.29099 | 0.74024 | N/A | N/A | N/A | Fail TRC
| Commercial | Equipment | High Efficiency DX 135k- less than 240k BTU | Warehouse | New | 0.39311 | 0.063925 | 0.16262 | N/A | N/A | N/A | Fail RIM | Commercial | Equipment | High Efficiency DX 135k- less than 240k BTU | Warehouse | New | 0.39311 | 0.063925 | 0.16262 | N/A | N/A | N/A | Fail TRC
| Commercial | Equipment | High Efficiency PTAC | Assembly | Turnover | 0.40283 | 2.9973 | 7.4406 | N/A | N/A | N/A | Fail RIM | Commercial | Equipment | High Efficiency PTAC | Assembly | Turnover | 0.40283 | 2.9973 | 7.4406 | N/A | N/A | N/A | Fail 2-year Threshold
| Commercial | Equipment | High Efficiency PTAC | College and University | Turnover | 0.37315 | 3.0483 | 8.1691 | N/A | N/A | N/A | Fail RIM | Commercial | Equipment | High Efficiency PTAC | College and University | Turnover | 0.37315 | 3.0483 | 8.1691 | N/A | N/A | N/A | Fail 2-year Threshold
| Commercial | Equipment | High Efficiency PTAC | Grocery | Turnover | 0.40283 | 1.6558 | 4.1103 | N/A | N/A | N/A | Fail RIM | Commercial | Equipment | High Efficiency PTAC | Grocery | Turnover | 0.40283 | 1.6558 | 4.1103 | 0.37119 | 1.4385 | 4.3096
| Commercial | Equipment | High Efficiency PTAC | Healthcare | Turnover | 0.40283 | 6.5222 | 16.1907 | N/A | N/A | N/A | Fail RIM | Commercial | Equipment | High Efficiency PTAC | Healthcare | Turnover | 0.40283 | 6.5222 | 16.1907 | N/A | N/A | N/A
| Commercial | Equipment | High Efficiency PTAC | Hospitals | Turnover | 0.37315 | 5.6635 | 15.1776 | N/A | N/A | N/A | Fail RIM | Commercial | Equipment | High Efficiency PTAC | Hospitals | Turnover | 0.37315 | 5.6635 | 15.1776 | N/A | N/A | N/A | Fail 2-year Threshold
| Commercial | Equipment | High Efficiency PTAC | Institutional | Turnover | 0.40283 | 1.6191 | 4.0192 | N/A | N/A | N/A | Fail RIM | Commercial | Equipment | High Efficiency PTAC | Institutional | Turnover | 0.40283 | 1.6191 | 4.0192 | 0.36932 | 1.4107 | 4.2363
| Commercial | Equipment | High Efficiency PTAC | Lodging/Hospitality | Turnover | 0.40283 | 4.9512 | 12.291 | N/A | N/A | N/A | Fail RIM | Commercial | Equipment | High Efficiency PTAC | Lodging/Hospitality | Turnover | 0.40283 | 4.9512 | 12.291 | N/A | N/A | N/A | Fail 2-year Threshold
| Commercial | Equipment | High Efficiency PTAC | Miscellaneous | Turnover | 0.39309 | 1.6269 | 4.1388 | N/A | N/A | N/A | Fail RIM | Commercial | Equipment | High Efficiency PTAC | Miscellaneous | Turnover | 0.39309 | 1.6269 | 4.1388 | 0.363 | 1.4114 | 4.3293
| Commercial | Equipment | High Efficiency PTAC | Offices | Turnover | 0.39309 | 3.2784 | 8.34 | N/A | N/A | N/A | Fail RIM | Commercial | Equipment | High Efficiency PTAC | Offices | Turnover | 0.39309 | 3.2784 | 8.34 | N/A | N/A | N/A | Fail 2-year Threshold
| Commercial | Equipment | High Efficiency PTAC | Restaurants | Turnover | 0.40283 | 4.8572 | 12.0576 | N/A | N/A | N/A | Fail RIM | Commercial | Equipment | High Efficiency PTAC | Restaurants | Turnover | 0.40283 | 4.8572 | 12.0576 | N/A | N/A | N/A | Fail 2-year Threshold
| Commercial | Equipment | High Efficiency PTAC | Retail | Turnover | 0.40283 | 3.8069 | 9.4502 | N/A | N/A | N/A | Fail RIM | Commercial | Equipment | High Efficiency PTAC | Retail | Turnover | 0.40283 | 3.8069 | 9.4502 | N/A | N/A | N/A | Fail 2-year Threshold
| Commercial | Equipment | High Efficiency PTAC | Schools K-12 | Turnover | 0.40283 | 3.3092 | 8.2149 | N/A | N/A | N/A | Fail RIM | Commercial | Equipment | High Efficiency PTAC | Schools K-12 | Turnover | 0.40283 | 3.3092 | 8.2149 | N/A | N/A | N/A | Fail 2-year Threshold
| Commercial | Equipment | High Efficiency PTAC | Warehouse | Turnover | 0.40283 | 0.72698 | 1.8047 | N/A | N/A | N/A | Fail RIM | Commercial | Equipment | High Efficiency PTAC | Warehouse | Turnover | 0.40283 | 0.72698 | 1.8047 | N/A | N/A | N/A | Fail TRC
| Commercial | Equipment | High Efficiency PTAC | Assembly | New | 0.40283 | 2.9973 | 7.4406 | N/A | N/A | N/A | Fail RIM | Commercial | Equipment | High Efficiency PTAC | Assembly | New | 0.40283 | 2.9973 | 7.4406 | N/A | N/A | N/A | Fail 2-year Threshold
| Commercial | Equipment | High Efficiency PTAC | College and University | New | 0.37315 | 3.0483 | 8.1691 | N/A | N/A | N/A | Fail RIM | Commercial | Equipment | High Efficiency PTAC | College and University | New | 0.37315 | 3.0483 | 8.1691 | N/A | N/A | N/A | Fail 2-year Threshold
| Commercial | Equipment | High Efficiency PTAC | Grocery | New | 0.40283 | 1.6558 | 4.1103 | N/A | N/A | N/A | Fail RIM | Commercial | Equipment | High Efficiency PTAC | Grocery | New | 0.40283 | 1.6558 | 4.1103 | 0.37119 | 1.4385 | 4.3096
| Commercial | Equipment | High Efficiency PTAC | Healthcare | New | 0.40283 | 6.5222 | 16.1907 | N/A | N/A | N/A | Fail RIM | Commercial | Equipment | High Efficiency PTAC | Healthcare | New | 0.40283 | 6.5222 | 16.1907 | N/A | N/A | N/A | Fail 2-year Threshold
| Commercial | Equipment | High Efficiency PTAC | Hospitals | New | 0.37315 | 5.6635 | 15.1776 | N/A | N/A | N/A | Fail RIM | Commercial | Equipment | High Efficiency PTAC | Hospitals | New | 0.37315 | 5.6635 | 15.1776 | N/A | N/A | N/A | Fail 2-year Threshold
| Commercial | Equipment | High Efficiency PTAC | Institutional | New | 0.40283 | 1.6191 | 4.0192 | N/A | N/A | N/A | Fail RIM | Commercial | Equipment | High Efficiency PTAC | Institutional | New | 0.40283 | 1.6191 | 4.0192 | 0.36932 | 1.4107 | 4.2363
| Commercial | Equipment | High Efficiency PTAC | Lodging/Hospitality | New | 0.40283 | 4.9512 | 12.291 | N/A | N/A | N/A | Fail RIM | Commercial | Equipment | High Efficiency PTAC | Lodging/Hospitality | New | 0.40283 | 4.9512 | 12.291 | N/A | N/A | N/A | Fail 2-year Threshold
| Commercial | Equipment | High Efficiency PTAC | Miscellaneous | New | 0.39309 | 1.6269 | 4.1388 | N/A | N/A | N/A | Fail RIM | Commercial | Equipment | High Efficiency PTAC | Miscellaneous | New | 0.39309 | 1.6269 | 4.1388 | 0.363 | 1.4114 | 4.3293
| Commercial | Equipment | High Efficiency PTAC | Offices | New | 0.39309 | 3.2784 | 8.34 | N/A | N/A | N/A | Fail RIM | Commercial | Equipment | High Efficiency PTAC | Offices | New | 0.39309 | 3.2784 | 8.34 | N/A | N/A | N/A | Fail 2-year Threshold
| Commercial | Equipment | High Efficiency PTAC | Restaurants | New | 0.40283 | 4.8572 | 12.0576 | N/A | N/A | N/A | Fail RIM | Commercial | Equipment | High Efficiency PTAC | Restaurants | New | 0.40283 | 4.8572 | 12.0576 | N/A | N/A | N/A | Fail 2-year Threshold
| Commercial | Equipment | High Efficiency PTAC | Retail | New | 0.40283 | 3.8069 | 9.4502 | N/A | N/A | N/A | Fail RIM | Commercial | Equipment | High Efficiency PTAC | Retail | New | 0.40283 | 3.8069 | 9.4502 | N/A | N/A | N/A | Fail 2-year Threshold
| Commercial | Equipment | High Efficiency PTAC | Schools K-12 | New | 0.40283 | 3.3092 | 8.2149 | N/A | N/A | N/A | Fail RIM | Commercial | Equipment | High Efficiency PTAC | Schools K-12 | New | 0.40283 | 3.3092 | 8.2149 | N/A | N/A | N/A | Fail 2-year Threshold
| Commercial | Equipment | High Efficiency PTAC | Warehouse | New | 0.40283 | 0.72698 | 1.8047 | N/A | N/A | N/A | Fail RIM | Commercial | Equipment | High Efficiency PTAC | Warehouse | New | 0.40283 | 0.72698 | 1.8047 | N/A | N/A | N/A | Fail TRC
| Commercial | Equipment | High Efficiency PTHP | Assembly | Turnover | 0.40281 | 3.0308 | 7.5241 | N/A | N/A | N/A | Fail RIM | Commercial | Equipment | High Efficiency PTHP | Assembly | Turnover | 0.40281 | 3.0308 | 7.5241 | N/A | N/A | N/A | Fail 2-year Threshold
| Commercial | Equipment | High Efficiency PTHP | College and University | Turnover | 0.37284 | 3.0764 | 8.2513 | N/A | N/A | N/A | Fail RIM | Commercial | Equipment | High Efficiency PTHP | College and University | Turnover | 0.37284 | 3.0764 | 8.2513 | N/A | N/A | N/A | Fail 2-year Threshold
| Commercial | Equipment | High Efficiency PTHP | Grocery | Turnover | 0.40281 | 1.7135 | 4.2539 | N/A | N/A | N/A | Fail RIM | Commercial | Equipment | High Efficiency PTHP | Grocery | Turnover | 0.40281 | 1.7135 | 4.2539 | 0.374 | 1.4819 | 4.4252
| Commercial | Equipment | High Efficiency PTHP | Healthcare | Turnover | 0.40281 | 6.5744 | 16.3215 | N/A | N/A | N/A | Fail RIM | Commercial | Equipment | High Efficiency PTHP | Healthcare | Turnover | 0.40281 | 6.5744 | 16.3215 | N/A | N/A | N/A | Fail 2-year Threshold
| Commercial | Equipment | High Efficiency PTHP | Hospitals | Turnover | 0.37284 | 5.7135 | 15.3242 | N/A | N/A | N/A | Fail RIM | Commercial | Equipment | High Efficiency PTHP | Hospitals | Turnover | 0.37284 | 5.7135 | 15.3242 | N/A | N/A | N/A | Fail 2-year Threshold
| Commercial | Equipment | High Efficiency PTHP | Institutional | Turnover | 0.40281 | 1.6483 | 4.092 | N/A | N/A | N/A | Fail RIM | Commercial | Equipment | High Efficiency PTHP | Institutional | Turnover | 0.40281 | 1.6483 | 4.092 | 0.3708 | 1.4329 | 4.2949
| Commercial | Equipment | High Efficiency PTHP | Lodging/Hospitality | Turnover | 0.40281 | 4.9864 | 12.3791 | N/A | N/A | N/A | Fail RIM | Commercial | Equipment | High Efficiency PTHP | Lodging/Hospitality | Turnover | 0.40281 | 4.9864 | 12.3791 | N/A | N/A | N/A | Fail 2-year Threshold
| Commercial | Equipment | High Efficiency PTHP | Miscellaneous | Turnover | 0.40281 | 1.6926 | 4.2019 | N/A | N/A | N/A | Fail RIM | Commercial | Equipment | High Efficiency PTHP | Miscellaneous | Turnover | 0.40281 | 1.6926 | 4.2019 | 0.37299 | 1.4662 | 4.3834
| Commercial | Equipment | High Efficiency PTHP | Offices | Turnover | 0.40281 | 3.3929 | 8.423 | N/A | N/A | N/A | Fail RIM | Commercial | Equipment | High Efficiency PTHP | Offices | Turnover | 0.40281 | 3.3929 | 8.423 | N/A | N/A | N/A | Fail 2-year Threshold
| Commercial | Equipment | High Efficiency PTHP | Restaurants | Turnover | 0.40281 | 4.9809 | 12.3655 | N/A | N/A | N/A | Fail RIM | Commercial | Equipment | High Efficiency PTHP | Restaurants | Turnover | 0.40281 | 4.9809 | 12.3655 | N/A | N/A | N/A | Fail 2-year Threshold
| Commercial | Equipment | High Efficiency PTHP | Retail | Turnover | 0.40281 | 3.8844 | 9.6433 | N/A | N/A | N/A | Fail RIM | Commercial | Equipment | High Efficiency PTHP | Retail | Turnover | 0.40281 | 3.8844 | 9.6433 | N/A | N/A | N/A | Fail 2-year Threshold
| Commercial | Equipment | High Efficiency PTHP | Schools K-12 | Turnover | 0.40281 | 3.3806 | 8.3925 | N/A | N/A | N/A | Fail RIM | Commercial | Equipment | High Efficiency PTHP | Schools K-12 | Turnover | 0.40281 | 3.3806 | 8.3925 | N/A | N/A | N/A | Fail 2-year Threshold
| Commercial | Equipment | High Efficiency PTHP | Warehouse | Turnover | 0.40281 | 0.74549 | 1.8507 | N/A | N/A | N/A | Fail RIM | Commercial | Equipment | High Efficiency PTHP | Warehouse | Turnover | 0.40281 | 0.74549 | 1.8507 | N/A | N/A | N/A | Fail TRC
| Commercial | Equipment | High Efficiency PTHP | Assembly | New | 0.40281 | 3.0308 | 7.5241 | N/A | N/A | N/A | Fail RIM | Commercial | Equipment | High Efficiency PTHP | Assembly | New | 0.40281 | 3.0308 | 7.5241 | N/A | N/A | N/A | Fail 2-year Threshold
| Commercial | Equipment | High Efficiency PTHP | College and University | New | 0.37284 | 3.0764 | 8.2513 | N/A | N/A | N/A | Fail RIM | Commercial | Equipment | High Efficiency PTHP | College and University | New | 0.37284 | 3.0764 | 8.2513 | N/A | N/A | N/A | Fail 2-year Threshold
| Commercial | Equipment | High Efficiency PTHP | Grocery | New | 0.40281 | 1.7135 | 4.2539 | N/A | N/A | N/A | Fail RIM | Commercial | Equipment | High Efficiency PTHP | Grocery | New | 0.40281 | 1.7135 | 4.2539 | 0.374 | 1.4819 | 4.4252
| Commercial | Equipment | High Efficiency PTHP | Healthcare | New | 0.40281 | 6.5744 | 16.3215 | N/A | N/A | N/A | Fail RIM | Commercial | Equipment | High Efficiency PTHP | Healthcare | New | 0.40281 | 6.5744 | 16.3215 | N/A | N/A | N/A | Fail 2-year Threshold
| Commercial | Equipment | High Efficiency PTHP | Hospitals | New | 0.37284 | 5.7135 | 15.3242 | N/A | N/A | N/A | Fail RIM | Commercial | Equipment | High Efficiency PTHP | Hospitals | New | 0.37284 | 5.7135 | 15.3242 | N/A | N/A | N/A | Fail 2-year Threshold
| Commercial | Equipment | High Efficiency PTHP | Institutional | New | 0.40281 | 1.6483 | 4.092 | N/A | N/A | N/A | Fail RIM | Commercial | Equipment | High Efficiency PTHP | Institutional | New | 0.40281 | 1.6483 | 4.092 | 0.3708 | 1.4329 | 4.2949
| Commercial | Equipment | High Efficiency PTHP | Lodging/Hospitality | New | 0.40281 | 4.9864 | 12.3791 | N/A | N/A | N/A | Fail RIM | Commercial | Equipment | High Efficiency PTHP | Lodging/Hospitality | New | 0.40281 | 4.9864 | 12.3791 | N/A | N/A | N/A | Fail 2-year Threshold
| Commercial | Equipment | High Efficiency PTHP | Miscellaneous | New | 0.40281 | 1.6926 | 4.2019 | N/A | N/A | N/A | Fail RIM | Commercial | Equipment | High Efficiency PTHP | Miscellaneous | New | 0.40281 | 1.6926 | 4.2019 | 0.37299 | 1.4662 | 4.3834
| Commercial | Equipment | High Efficiency PTHP | Offices | New | 0.40281 | 3.3929 | 8.423 | N/A | N/A | N/A | Fail RIM | Commercial | Equipment | High Efficiency PTHP | Offices | New | 0.40281 | 3.3929 | 8.423 | N/A | N/A | N/A | Fail 2-year Threshold
| Commercial | Equipment | High Efficiency PTHP | Restaurants | New | 0.40281 | 4.9809 | 12.3655 | N/A | N/A | N/A | Fail RIM | Commercial | Equipment | High Efficiency PTHP | Restaurants | New | 0.40281 | 4.9809 | 12.3655 | N/A | N/A | N/A | Fail 2-year Threshold
| Commercial | Equipment | High Efficiency PTHP | Retail | New | 0.40281 | 3.8844 | 9.6433 | N/A | N/A | N/A | Fail RIM | Commercial | Equipment | High Efficiency PTHP | Retail | New | 0.40281 | 3.8844 | 9.6433 | N/A | N/A | N/A | Fail 2-year Threshold
| Commercial | Equipment | High Efficiency PTHP | Schools K-12 | New | 0.40281 | 3.3806 | 8.3925 | N/A | N/A | N/A | Fail RIM | Commercial | Equipment | High Efficiency PTHP | Schools K-12 | New | 0.40281 | 3.3806 | 8.3925 | N/A | N/A | N/A | Fail 2-year Threshold
| Commercial | Equipment | High Efficiency PTHP | Warehouse | New | 0.40281 | 0.74549 | 1.8507 | N/A | N/A | N/A | Fail RIM | Commercial | Equipment | High Efficiency PTHP | Warehouse | New | 0.40281 | 0.74549 | 1.8507 | N/A | N/A | N/A | Fail TRC
| Commercial | Equipment | Variable Refrigerant Flow (VRF) HVAC Systems | Assembly | Turnover | 0.37678 | 0.3833 | 1.0173 | N/A | N/A | N/A | Fail RIM | Commercial | Equipment | Variable Refrigerant Flow (VRF) HVAC Systems | Assembly | Turnover | 0.37678 | 0.3833 | 1.0173 | N/A | N/A | N/A | Fail TRC
| Commercial | Equipment | Variable Refrigerant Flow (VRF) HVAC Systems | College and University | Turnover | 0.36509 | 0.4085 | 1.1189 | N/A | N/A | N/A | Fail RIM | Commercial | Equipment | Variable Refrigerant Flow (VRF) HVAC Systems | College and University | Turnover | 0.36509 | 0.4085 | 1.1189 | N/A | N/A | N/A | Fail TRC
| Commercial | Equipment | Variable Refrigerant Flow (VRF) HVAC Systems | Grocery | Turnover | 0.37678 | 0.23029 | 0.61119 | N/A | N/A | N/A | Fail RIM | Commercial | Equipment | Variable Refrigerant Flow (VRF) HVAC Systems | Grocery | Turnover | 0.37678 | 0.23029 | 0.61119 | N/A | N/A | N/A | Fail TRC
| Commercial | Equipment | Variable Refrigerant Flow (VRF) HVAC Systems | Healthcare | Turnover | 0.37678 | 0.8244 | 2.188 | N/A | N/A | N/A | Fail RIM | Commercial | Equipment | Variable Refrigerant Flow (VRF) HVAC Systems | Healthcare | Turnover | 0.37678 | 0.8244 | 2.188 | N/A | N/A | N/A | Fail TRC
| Commercial | Equipment | Variable Refrigerant Flow (VRF) HVAC Systems | Hospitals | Turnover | 0.37678 | 0.78566 | 2.0852 | N/A | N/A | N/A | Fail RIM | Commercial | Equipment | Variable Refrigerant Flow (VRF) HVAC Systems | Hospitals | Turnover | 0.37678 | 0.78566 | 2.0852 | N/A | N/A | N/A | Fail TRC
| Commercial | Equipment | Variable Refrigerant Flow (VRF) HVAC Systems | Institutional | Turnover | 0.37678 | 0.21232 | 0.56351 | N/A | N/A | N/A | Fail RIM | Commercial | Equipment | Variable Refrigerant Flow (VRF) HVAC Systems | Institutional | Turnover | 0.37678 | 0.21232 | 0.56351 | N/A | N/A | N/A | Fail TRC
| Commercial | Equipment | Variable Refrigerant Flow (VRF) HVAC Systems | Lodging/Hospitality | Turnover | 0.36509 | 0.60161 | 1.6478 | N/A | N/A | N/A | Fail RIM | Commercial | Equipment | Variable Refrigerant Flow (VRF) HVAC Systems | Lodging/Hospitality | Turnover | 0.36509 | 0.60161 | 1.6478 | N/A | N/A | N/A | Fail TRC
| Commercial | Equipment | Variable Refrigerant Flow (VRF) HVAC Systems | Miscellaneous | Turnover | 0.37678 | 0.21398 | 0.56793 | N/A | N/A | N/A | Fail RIM | Commercial | Equipment | Variable Refrigerant Flow (VRF) HVAC Systems | Miscellaneous | Turnover | 0.37678 | 0.21398 | 0.56793 | N/A | N/A | N/A | Fail TRC
| Commercial | Equipment | Variable Refrigerant Flow (VRF) HVAC Systems | Offices | Turnover | 0.37678 | 0.4228 | 1.1221 | N/A | N/A | N/A | Fail RIM | Commercial | Equipment | Variable Refrigerant Flow (VRF) HVAC Systems | Offices | Turnover | 0.37678 | 0.4228 | 1.1221 | N/A | N/A | N/A | Fail TRC
| Commercial | Equipment | Variable Refrigerant Flow (VRF) HVAC Systems | Restaurants | Turnover | 0.37678 | 0.65398 | 1.7357 | N/A | N/A | N/A | Fail RIM | Commercial | Equipment | Variable Refrigerant Flow (VRF) HVAC Systems | Restaurants | Turnover | 0.37678 | 0.65398 | 1.7357 | N/A | N/A | N/A | Fail TRC
| Commercial | Equipment | Variable Refrigerant Flow (VRF) HVAC Systems | Retail | Turnover | 0.37678 | 0.50338 | 1.336 | N/A | N/A | N/A | Fail RIM | Commercial | Equipment | Variable Refrigerant Flow (VRF) HVAC Systems | Retail | Turnover | 0.37678 | 0.50338 | 1.336 | N/A | N/A | N/A | Fail TRC
| Commercial | Equipment | Variable Refrigerant Flow (VRF) HVAC Systems | Schools K-12 | Turnover | 0.37678 | 0.43945 | 1.1663 | N/A | N/A | N/A | Fail RIM | Commercial | Equipment | Variable Refrigerant Flow (VRF) HVAC Systems | Schools K-12 | Turnover | 0.37678 | 0.43945 | 1.1663 | N/A | N/A | N/A | Fail TRC
| Commercial | Equipment | Variable Refrigerant Flow (VRF) HVAC Systems | Warehouse | Turnover | 0.37678 | 0.097881 | 0.25978 | N/A | N/A | N/A | Fail RIM | Commercial | Equipment | Variable Refrigerant Flow (VRF) HVAC Systems | Warehouse | Turnover | 0.37678 | 0.097881 | 0.25978 | N/A | N/A | N/A | Fail TRC
| Commercial | Equipment | Variable Refrigerant Flow (VRF) HVAC Systems | Assembly | New | 0.37678 | 0.3833 | 1.0173 | N/A | N/A | N/A | Fail RIM | Commercial | Equipment | Variable Refrigerant Flow (VRF) HVAC Systems | Assembly | New | 0.37678 | 0.3833 | 1.0173 | N/A | N/A | N/A | Fail TRC
| Commercial | Equipment | Variable Refrigerant Flow (VRF) HVAC Systems | College and University | New | 0.36509 | 0.4085 | 1.1189 | N/A | N/A | N/A | Fail RIM | Commercial | Equipment | Variable Refrigerant Flow (VRF) HVAC Systems | College and University | New | 0.36509 | 0.4085 | 1.1189 | N/A | N/A | N/A | Fail TRC
| Commercial | Equipment | Variable Refrigerant Flow (VRF) HVAC Systems | Grocery | New | 0.37678 | 0.23029 | 0.61119 | N/A | N/A | N/A | Fail RIM | Commercial | Equipment | Variable Refrigerant Flow (VRF) HVAC Systems | Grocery | New | 0.37678 | 0.23029 | 0.61119 | N/A | N/A | N/A | Fail TRC
| Commercial | Equipment | Variable Refrigerant Flow (VRF) HVAC Systems | Healthcare | New | 0.37678 | 0.8244 | 2.188 | N/A | N/A | N/A | Fail RIM | Commercial | Equipment | Variable Refrigerant Flow (VRF) HVAC Systems | Healthcare | New | 0.37678 | 0.8244 | 2.188 | N/A | N/A | N/A | Fail TRC
| Commercial | Equipment | Variable Refrigerant Flow (VRF) HVAC Systems | Hospitals | New | 0.37678 | 0.78566 | 2.0852 | N/A | N/A | N/A | Fail RIM | Commercial | Equipment | Variable Refrigerant Flow (VRF) HVAC Systems | Hospitals | New | 0.37678 | 0.78566 | 2.0852 | N/A | N/A | N/A | Fail TRC
| Commercial | Equipment | Variable Refrigerant Flow (VRF) HVAC Systems | Institutional | New | 0.37678 | 0.21232 | 0.56351 | N/A | N/A | N/A | Fail RIM | Commercial | Equipment | Variable Refrigerant Flow (VRF) HVAC Systems | Institutional | New | 0.37678 | 0.21232 | 0.56351 | N/A | N/A | N/A | Fail TRC
| Commercial | Equipment | Variable Refrigerant Flow (VRF) HVAC Systems | Lodging/Hospitality | New | 0.36509 | 0.60161 | 1.6478 | N/A | N/A | N/A | Fail RIM | Commercial | Equipment | Variable Refrigerant Flow (VRF) HVAC Systems | Lodging/Hospitality | New | 0.36509 | 0.60161 | 1.6478 | N/A | N/A | N/A | Fail TRC
| Commercial | Equipment | Variable Refrigerant Flow (VRF) HVAC Systems | Miscellaneous | New | 0.37678 | 0.21398 | 0.56793 | N/A | N/A | N/A | Fail RIM | Commercial | Equipment | Variable Refrigerant Flow (VRF) HVAC Systems | Miscellaneous | New | 0.37678 | 0.21398 | 0.56793 | N/A | N/A | N/A | Fail TRC
| Commercial | Equipment | Variable Refrigerant Flow (VRF) HVAC Systems | Offices | New | 0.37678 | 0.4228 | 1.1221 | N/A | N/A | N/A | Fail RIM | Commercial | Equipment | Variable Refrigerant Flow (VRF) HVAC Systems | Offices | New | 0.37678 | 0.4228 | 1.1221 | N/A | N/A | N/A | Fail TRC
| Commercial | Equipment | Variable Refrigerant Flow (VRF) HVAC Systems | Restaurants | New | 0.37678 | 0.65398 | 1.7357 | N/A | N/A | N/A | Fail RIM | Commercial | Equipment | Variable Refrigerant Flow (VRF) HVAC Systems | Restaurants | New | 0.37678 | 0.65398 | 1.7357 | N/A | N/A | N/A | Fail TRC
| Commercial | Equipment | Variable Refrigerant Flow (VRF) HVAC Systems | Retail | New | 0.37678 | 0.50338 | 1.336 | N/A | N/A | N/A | Fail RIM | Commercial | Equipment | Variable Refrigerant Flow (VRF) HVAC Systems | Retail | New | 0.37678 | 0.50338 | 1.336 | N/A | N/A | N/A | Fail TRC
| Commercial | Equipment | Variable Refrigerant Flow (VRF) HVAC Systems | Schools K-12 | New | 0.37678 | 0.43945 | 1.1663 | N/A | N/A | N/A | Fail RIM | Commercial | Equipment | Variable Refrigerant Flow (VRF) HVAC Systems | Schools K-12 | New | 0.37678 | 0.43945 | 1.1663 | N/A | N/A | N/A | Fail TRC
| Commercial | Equipment | Variable Refrigerant Flow (VRF) HVAC Systems | Warehouse | New | 0.37678 | 0.097881 | 0.25978 | N/A | N/A | N/A | Fail RIM | Commercial | Equipment | Variable Refrigerant Flow (VRF) HVAC Systems | Warehouse | New | 0.37678 | 0.097881 | 0.25978 | N/A | N/A | N/A | Fail TRC
| Commercial | Equipment | CFL-23W | Assembly | Turnover | 0.38447 | 6.923 | 18.0065 | N/A | N/A | N/A | Fail RIM | Commercial | Equipment | CFL-23W | Assembly | Turnover | 0.38447 | 6.923 | 18.0065 | N/A | N/A | N/A | Fail 2-year Threshold
| Commercial | Equipment | CFL-23W | College and University | Turnover | 0.34008 | 9.3212 | 27.409 | N/A | N/A | N/A | Fail RIM | Commercial | Equipment | CFL-23W | College and University | Turnover | 0.34008 | 9.3212 | 27.409 | N/A | N/A | N/A | Fail 2-year Threshold
| Commercial | Equipment | CFL-23W | Grocery | Turnover | 0.38439 | 13.3429 | 34.7122 | N/A | N/A | N/A | Fail RIM | Commercial | Equipment | CFL-23W | Grocery | Turnover | 0.38439 | 13.3429 | 34.7122 | N/A | N/A | N/A | Fail 2-year Threshold
| Commercial | Equipment | CFL-23W | Healthcare | Turnover | 0.38447 | 12.1032 | 31.48 | N/A | N/A | N/A | Fail RIM | Commercial | Equipment | CFL-23W | Healthcare | Turnover | 0.38447 | 12.1032 | 31.48 | N/A | N/A | N/A | Fail 2-year Threshold
| Commercial | Equipment | CFL-23W | Hospitals | Turnover | 0.34008 | 14.3836 | 42.2948 | N/A | N/A | N/A | Fail RIM | Commercial | Equipment | CFL-23W | Hospitals | Turnover | 0.34008 | 14.3836 | 42.2948 | N/A | N/A | N/A | Fail 2-year Threshold
| Commercial | Equipment | CFL-23W | Institutional | Turnover | 0.38447 | 7.9412 | 20.6548 | N/A | N/A | N/A | Fail RIM | Commercial | Equipment | CFL-23W | Institutional | Turnover | 0.38447 | 7.9412 | 20.6548 | N/A | N/A | N/A | Fail 2-year Threshold
| Commercial | Equipment | CFL-23W | Lodging/Hospitality | Turnover | 0.38439 | 9.0349 | 23.5046 | N/A | N/A | N/A | Fail RIM | Commercial | Equipment | CFL-23W | Lodging/Hospitality | Turnover | 0.38439 | 9.0349 | 23.5046 | N/A | N/A | N/A | Fail 2-year Threshold
| Commercial | Equipment | CFL-23W | Miscellaneous | Turnover | 0.38447 | 10.6108 | 27.5982 | N/A | N/A | N/A | Fail RIM | Commercial | Equipment | CFL-23W | Miscellaneous | Turnover | 0.38447 | 10.6108 | 27.5982 | N/A | N/A | N/A | Fail 2-year Threshold
| Commercial | Equipment | CFL-23W | Offices | Turnover | 0.38447 | 7.8305 | 20.3668 | N/A | N/A | N/A | Fail RIM | Commercial | Equipment | CFL-23W | Offices | Turnover | 0.38447 | 7.8305 | 20.3668 | N/A | N/A | N/A | Fail 2-year Threshold
| Commercial | Equipment | CFL-23W | Restaurants | Turnover | 0.38439 | 8.0794 | 21.0189 | N/A | N/A | N/A | Fail RIM | Commercial | Equipment | CFL-23W | Restaurants | Turnover | 0.38439 | 8.0794 | 21.0189 | N/A | N/A | N/A | Fail 2-year Threshold
| Commercial | Equipment | CFL-23W | Retail | Turnover | 0.38439 | 11.9952 | 31.2059 | N/A | N/A | N/A | Fail RIM | Commercial | Equipment | CFL-23W | Retail | Turnover | 0.38439 | 11.9952 | 31.2059 | N/A | N/A | N/A | Fail 2-year Threshold
| Commercial | Equipment | CFL-23W | Schools K-12 | Turnover | 0.38447 | 5.7266 | 14.8948 | N/A | N/A | N/A | Fail RIM | Commercial | Equipment | CFL-23W | Schools K-12 | Turnover | 0.38447 | 5.7266 | 14.8948 | N/A | N/A | N/A | Fail 2-year Threshold
| Commercial | Equipment | CFL-23W | Warehouse | Turnover | 0.38447 | 9.205 | 23.9418 | N/A | N/A | N/A | Fail RIM | Commercial | Equipment | CFL-23W | Warehouse | Turnover | 0.38447 | 9.205 | 23.9418 | N/A | N/A | N/A | Fail 2-year Threshold
| Commercial | Equipment | CFL-23W | Assembly | New | 0.38447 | 6.923 | 18.0065 | N/A | N/A | N/A | Fail RIM | Commercial | Equipment | CFL-23W | Assembly | New | 0.38447 | 6.923 | 18.0065 | N/A | N/A | N/A | Fail 2-year Threshold
| Commercial | Equipment | CFL-23W | College and University | New | 0.34008 | 9.3212 | 27.409 | N/A | N/A | N/A | Fail RIM | Commercial | Equipment | CFL-23W | College and University | New | 0.34008 | 9.3212 | 27.409 | N/A | N/A | N/A | Fail 2-year Threshold
| Commercial | Equipment | CFL-23W | Grocery | New | 0.38439 | 13.3429 | 34.7122 | N/A | N/A | N/A | Fail RIM | Commercial | Equipment | CFL-23W | Grocery | New | 0.38439 | 13.3429 | 34.7122 | N/A | N/A | N/A | Fail 2-year Threshold
| Commercial | Equipment | CFL-23W | Healthcare | New | 0.38447 | 12.1032 | 31.48 | N/A | N/A | N/A | Fail RIM | Commercial | Equipment | CFL-23W | Healthcare | New | 0.38447 | 12.1032 | 31.48 | N/A | N/A | N/A | Fail 2-year Threshold
| Commercial | Equipment | CFL-23W | Hospitals | New | 0.34008 | 14.3836 | 42.2948 | N/A | N/A | N/A | Fail RIM | Commercial | Equipment | CFL-23W | Hospitals | New | 0.34008 | 14.3836 | 42.2948 | N/A | N/A | N/A | Fail 2-year Threshold
| Commercial | Equipment | CFL-23W | Institutional | New | 0.38447 | 7.9412 | 20.6548 | N/A | N/A | N/A | Fail RIM | Commercial | Equipment | CFL-23W | Institutional | New | 0.38447 | 7.9412 | 20.6548 | N/A | N/A | N/A | Fail 2-year Threshold
| Commercial | Equipment | CFL-23W | Lodging/Hospitality | New | 0.38439 | 9.0349 | 23.5046 | N/A | N/A | N/A | Fail RIM | Commercial | Equipment | CFL-23W | Lodging/Hospitality | New | 0.38439 | 9.0349 | 23.5046 | N/A | N/A | N/A | Fail 2-year Threshold
| Commercial | Equipment | CFL-23W | Miscellaneous | New | 0.38447 | 10.6108 | 27.5982 | N/A | N/A | N/A | Fail RIM | Commercial | Equipment | CFL-23W | Miscellaneous | New | 0.38447 | 10.6108 | 27.5982 | N/A | N/A | N/A | Fail 2-year Threshold
| Commercial | Equipment | CFL-23W | Offices | New | 0.38447 | 7.8305 | 20.3668 | N/A | N/A | N/A | Fail RIM | Commercial | Equipment | CFL-23W | Offices | New | 0.38447 | 7.8305 | 20.3668 | N/A | N/A | N/A | Fail 2-year Threshold
| Commercial | Equipment | CFL-23W | Restaurants | New | 0.38439 | 8.0794 | 21.0189 | N/A | N/A | N/A | Fail RIM | Commercial | Equipment | CFL-23W | Restaurants | New | 0.38439 | 8.0794 | 21.0189 | N/A | N/A | N/A | Fail 2-year Threshold
| Commercial | Equipment | CFL-23W | Retail | New | 0.38439 | 11.9952 | 31.2059 | N/A | N/A | N/A | Fail RIM | Commercial | Equipment | CFL-23W | Retail | New | 0.38439 | 11.9952 | 31.2059 | N/A | N/A | N/A | Fail 2-year Threshold
| Commercial | Equipment | CFL-23W | Schools K-12 | New | 0.38447 | 5.7266 | 14.8948 | N/A | N/A | N/A | Fail RIM | Commercial | Equipment | CFL-23W | Schools K-12 | New | 0.38447 | 5.7266 | 14.8948 | N/A | N/A | N/A | Fail 2-year Threshold
| Commercial | Equipment | CFL-23W | Warehouse | New | 0.38447 | 9.205 | 23.9418 | N/A | N/A | N/A | Fail RIM | Commercial | Equipment | CFL-23W | Warehouse | New | 0.38447 | 9.205 | 23.9418 | N/A | N/A | N/A | Fail 2-year Threshold
| Commercial | Equipment | High Bay Fluorescent (T5) | Assembly | Turnover | 0.36008 | 2.4502 | 6.8045 | N/A | N/A | N/A | Fail RIM | Commercial | Equipment | High Bay Fluorescent (T5) | Assembly | Turnover | 0.36008 | 2.4502 | 6.8045 | N/A | N/A | N/A | Fail 2-year Threshold
| Commercial | Equipment | High Bay Fluorescent (T5) | College and University | Turnover | 0.36008 | 3.7553 | 10.4292 | N/A | N/A | N/A | Fail RIM | Commercial | Equipment | High Bay Fluorescent (T5) | College and University | Turnover | 0.36008 | 3.7553 | 10.4292 | N/A | N/A | N/A | Fail 2-year Threshold
| Commercial | Equipment | High Bay Fluorescent (T5) | Grocery | Turnover | 0.36008 | 4.7231 | 13.1169 | N/A | N/A | N/A | Fail RIM | Commercial | Equipment | High Bay Fluorescent (T5) | Grocery | Turnover | 0.36008 | 4.7231 | 13.1169 | N/A | N/A | N/A | Fail 2-year Threshold
| Commercial | Equipment | High Bay Fluorescent (T5) | Healthcare | Turnover | 0.36008 | 4.2835 | 11.8961 | N/A | N/A | N/A | Fail RIM | Commercial | Equipment | High Bay Fluorescent (T5) | Healthcare | Turnover | 0.36008 | 4.2835 | 11.8961 | N/A | N/A | N/A | Fail 2-year Threshold
| Commercial | Equipment | High Bay Fluorescent (T5) | Hospitals | Turnover | 0.36008 | 5.7949 | 16.0933 | N/A | N/A | N/A | Fail RIM | Commercial | Equipment | High Bay Fluorescent (T5) | Hospitals | Turnover | 0.36008 | 5.7949 | 16.0933 | N/A | N/A | N/A | Fail 2-year Threshold
| Commercial | Equipment | High Bay Fluorescent (T5) | Institutional | Turnover | 0.36008 | 2.8105 | 7.8053 | N/A | N/A | N/A | Fail RIM | Commercial | Equipment | High Bay Fluorescent (T5) | Institutional | Turnover | 0.36008 | 2.8105 | 7.8053 | N/A | N/A | N/A | Fail 2-year Threshold
| Commercial | Equipment | High Bay Fluorescent (T5) | Lodging/Hospitality | Turnover | 0.36008 | 3.1982 | 8.8819 | N/A | N/A | N/A | Fail RIM | Commercial | Equipment | High Bay Fluorescent (T5) | Lodging/Hospitality | Turnover | 0.36008 | 3.1982 | 8.8819 | N/A | N/A | N/A | Fail 2-year Threshold
| Commercial | Equipment | High Bay Fluorescent (T5) | Miscellaneous | Turnover | 0.36008 | 3.7553 | 10.4292 | N/A | N/A | N/A | Fail RIM | Commercial | Equipment | High Bay Fluorescent (T5) | Miscellaneous | Turnover | 0.36008 | 3.7553 | 10.4292 | N/A | N/A | N/A | Fail 2-year Threshold
| Commercial | Equipment | High Bay Fluorescent (T5) | Offices | Turnover | 0.36008 | 2.7713 | 7.6965 | N/A | N/A | N/A | Fail RIM | Commercial | Equipment | High Bay Fluorescent (T5) | Offices | Turnover | 0.36008 | 2.7713 | 7.6965 | N/A | N/A | N/A | Fail 2-year Threshold
| Commercial | Equipment | High Bay Fluorescent (T5) | Restaurants | Turnover | 0.36008 | 2.8599 | 7.9426 | N/A | N/A | N/A | Fail RIM | Commercial | Equipment | High Bay Fluorescent (T5) | Restaurants | Turnover | 0.36008 | 2.8599 | 7.9426 | N/A | N/A | N/A | Fail 2-year Threshold
| Commercial | Equipment | High Bay Fluorescent (T5) | Retail | Turnover | 0.36008 | 4.246 | 11.792 | N/A | N/A | N/A | Fail RIM | Commercial | Equipment | High Bay Fluorescent (T5) | Retail | Turnover | 0.36008 | 4.246 | 11.792 | N/A | N/A | N/A | Fail 2-year Threshold
| Commercial | Equipment | High Bay Fluorescent (T5) | Schools K-12 | Turnover | 0.36008 | 2.0268 | 5.6286 | N/A | N/A | N/A | Fail RIM | Commercial | Equipment | High Bay Fluorescent (T5) | Schools K-12 | Turnover | 0.36008 | 2.0268 | 5.6286 | N/A | N/A | N/A | Fail 2-year Threshold
| Commercial | Equipment | High Bay Fluorescent (T5) | Warehouse | Turnover | 0.36008 | 3.2578 | 9.0475 | N/A | N/A | N/A | Fail RIM | Commercial | Equipment | High Bay Fluorescent (T5) | Warehouse | Turnover | 0.36008 | 3.2578 | 9.0475 | N/A | N/A | N/A | Fail 2-year Threshold
| Commercial | Equipment | High Bay Fluorescent (T5) | Assembly | New | 0.36008 | 2.4502 | 6.8045 | N/A | N/A | N/A | Fail RIM | Commercial | Equipment | High Bay Fluorescent (T5) | Assembly | New | 0.36008 | 2.4502 | 6.8045 | N/A | N/A | N/A | Fail 2-year Threshold
| Commercial | Equipment | High Bay Fluorescent (T5) | College and University | New | 0.36008 | 3.7553 | 10.4292 | N/A | N/A | N/A | Fail RIM | Commercial | Equipment | High Bay Fluorescent (T5) | College and University | New | 0.36008 | 3.7553 | 10.4292 | N/A | N/A | N/A | Fail 2-year Threshold
| Commercial | Equipment | High Bay Fluorescent (T5) | Grocery | New | 0.36008 | 4.7231 | 13.1169 | N/A | N/A | N/A | Fail RIM | Commercial | Equipment | High Bay Fluorescent (T5) | Grocery | New | 0.36008 | 4.7231 | 13.1169 | N/A | N/A | N/A | Fail 2-year Threshold
| Commercial | Equipment | High Bay Fluorescent (T5) | Healthcare | New | 0.36008 | 4.2835 | 11.8961 | N/A | N/A | N/A | Fail RIM | Commercial | Equipment | High Bay Fluorescent (T5) | Healthcare | New | 0.36008 | 4.2835 | 11.8961 | N/A | N/A | N/A | Fail 2-year Threshold
| Commercial | Equipment | High Bay Fluorescent (T5) | Hospitals | New | 0.36008 | 5.7949 | 16.0933 | N/A | N/A | N/A | Fail RIM | Commercial | Equipment | High Bay Fluorescent (T5) | Hospitals | New | 0.36008 | 5.7949 | 16.0933 | N/A | N/A | N/A | Fail 2-year Threshold
| Commercial | Equipment | High Bay Fluorescent (T5) | Institutional | New | 0.36008 | 2.8105 | 7.8053 | N/A | N/A | N/A | Fail RIM | Commercial | Equipment | High Bay Fluorescent (T5) | Institutional | New | 0.36008 | 2.8105 | 7.8053 | N/A | N/A | N/A | Fail 2-year Threshold
| Commercial | Equipment | High Bay Fluorescent (T5) | Lodging/Hospitality | New | 0.36008 | 3.1982 | 8.8819 | N/A | N/A | N/A | Fail RIM | Commercial | Equipment | High Bay Fluorescent (T5) | Lodging/Hospitality | New | 0.36008 | 3.1982 | 8.8819 | N/A | N/A | N/A | Fail 2-year Threshold
| Commercial | Equipment | High Bay Fluorescent (T5) | Miscellaneous | New | 0.36008 | 3.7553 | 10.4292 | N/A | N/A | N/A | Fail RIM | Commercial | Equipment | High Bay Fluorescent (T5) | Miscellaneous | New | 0.36008 | 3.7553 | 10.4292 | N/A | N/A | N/A | Fail 2-year Threshold
| Commercial | Equipment | High Bay Fluorescent (T5) | Offices | New | 0.36008 | 2.7713 | 7.6965 | N/A | N/A | N/A | Fail RIM | Commercial | Equipment | High Bay Fluorescent (T5) | Offices | New | 0.36008 | 2.7713 | 7.6965 | N/A | N/A | N/A | Fail 2-year Threshold
| Commercial | Equipment | High Bay Fluorescent (T5) | Restaurants | New | 0.36008 | 2.8599 | 7.9426 | N/A | N/A | N/A | Fail RIM | Commercial | Equipment | High Bay Fluorescent (T5) | Restaurants | New | 0.36008 | 2.8599 | 7.9426 | N/A | N/A | N/A | Fail 2-year Threshold
| Commercial | Equipment | High Bay Fluorescent (T5) | Retail | New | 0.36008 | 4.246 | 11.792 | N/A | N/A | N/A | Fail RIM | Commercial | Equipment | High Bay Fluorescent (T5) | Retail | New | 0.36008 | 4.246 | 11.792 | N/A | N/A | N/A | Fail 2-year Threshold
| Commercial | Equipment | High Bay Fluorescent (T5) | Schools K-12 | New | 0.36008 | 2.0268 | 5.6286 | N/A | N/A | N/A | Fail RIM | Commercial | Equipment | High Bay Fluorescent (T5) | Schools K-12 | New | 0.36008 | 2.0268 | 5.6286 | N/A | N/A | N/A | Fail 2-year Threshold
| Commercial | Equipment | High Bay Fluorescent (T5) | Warehouse | New | 0.36008 | 3.2578 | 9.0475 | N/A | N/A | N/A | Fail RIM | Commercial | Equipment | High Bay Fluorescent (T5) | Warehouse | New | 0.36008 | 3.2578 | 9.0475 | N/A | N/A | N/A | Fail 2-year Threshold
| Commercial | Equipment | High Bay LED | Assembly | Turnover | 0.36008 | 1.6608 | 4.6124 | N/A | N/A | N/A | Fail RIM | Commercial | Equipment | High Bay LED | Assembly | Turnover | 0.36008 | 1.6608 | 4.6124 | 0.34696 | 1.5281 | 4.6999
| Commercial | Equipment | High Bay LED | College and University | Turnover | 0.36008 | 2.5455 | 7.0693 | N/A | N/A | N/A | Fail RIM | Commercial | Equipment | High Bay LED | College and University | Turnover | 0.36008 | 2.5455 | 7.0693 | N/A | N/A | N/A | Fail 2-year Threshold
| Commercial | Equipment | High Bay LED | Grocery | Turnover | 0.36008 | 3.2015 | 8.8912 | N/A | N/A | N/A | Fail RIM | Commercial | Equipment | High Bay LED | Grocery | Turnover | 0.36008 | 3.2015 | 8.8912 | N/A | N/A | N/A | Fail 2-year Threshold
| Commercial | Equipment | High Bay LED | Healthcare | Turnover | 0.36008 | 2.9036 | 8.0637 | N/A | N/A | N/A | Fail RIM | Commercial | Equipment | High Bay LED | Healthcare | Turnover | 0.36008 | 2.9036 | 8.0637 | N/A | N/A | N/A | Fail 2-year Threshold
| Commercial | Equipment | High Bay LED | Hospitals | Turnover | 0.36008 | 3.928 | 10.9087 | N/A | N/A | N/A | Fail RIM | Commercial | Equipment | High Bay LED | Hospitals | Turnover | 0.36008 | 3.928 | 10.9087 | N/A | N/A | N/A | Fail 2-year Threshold
| Commercial | Equipment | High Bay LED | Institutional | Turnover | 0.36008 | 1.9051 | 5.2908 | N/A | N/A | N/A | Fail RIM | Commercial | Equipment | High Bay LED | Institutional | Turnover | 0.36008 | 1.9051 | 5.2908 | N/A | N/A | N/A | Fail 2-year Threshold
| Commercial | Equipment | High Bay LED | Lodging/Hospitality | Turnover | 0.36008 | 2.1678 | 6.0205 | N/A | N/A | N/A | Fail RIM | Commercial | Equipment | High Bay LED | Lodging/Hospitality | Turnover | 0.36008 | 2.1678 | 6.0205 | N/A | N/A | N/A | Fail 2-year Threshold
| Commercial | Equipment | High Bay LED | Miscellaneous | Turnover | 0.36008 | 2.5455 | 7.0693 | N/A | N/A | N/A | Fail RIM | Commercial | Equipment | High Bay LED | Miscellaneous | Turnover | 0.36008 | 2.5455 | 7.0693 | N/A | N/A | N/A | Fail 2-year Threshold
| Commercial | Equipment | High Bay LED | Offices | Turnover | 0.36008 | 1.8785 | 5.217 | N/A | N/A | N/A | Fail RIM | Commercial | Equipment | High Bay LED | Offices | Turnover | 0.36008 | 1.8785 | 5.217 | N/A | N/A | N/A | Fail 2-year Threshold
| Commercial | Equipment | High Bay LED | Restaurants | Turnover | 0.36008 | 1.9386 | 5.3838 | N/A | N/A | N/A | Fail RIM | Commercial | Equipment | High Bay LED | Restaurants | Turnover | 0.36008 | 1.9386 | 5.3838 | N/A | N/A | N/A | Fail 2-year Threshold
| Commercial | Equipment | High Bay LED | Retail | Turnover | 0.36008 | 2.8781 | 7.9931 | N/A | N/A | N/A | Fail RIM | Commercial | Equipment | High Bay LED | Retail | Turnover | 0.36008 | 2.8781 | 7.9931 | N/A | N/A | N/A | Fail 2-year Threshold
| Commercial | Equipment | High Bay LED | Schools K-12 | Turnover | 0.36008 | 1.3738 | 3.8153 | N/A | N/A | N/A | Fail RIM | Commercial | Equipment | High Bay LED | Schools K-12 | Turnover | 0.36008 | 1.3738 | 3.8153 | 0.33245 | 1.2817 | 4.0606
| Commercial | Equipment | High Bay LED | Warehouse | Turnover | 0.36008 | 2.2083 | 6.1328 | N/A | N/A | N/A | Fail RIM | Commercial | Equipment | High Bay LED | Warehouse | Turnover | 0.36008 | 2.2083 | 6.1328 | N/A | N/A | N/A | Fail 2-year Threshold
| Commercial | Equipment | High Bay LED | Assembly | New | 0.36008 | 1.6608 | 4.6124 | N/A | N/A | N/A | Fail RIM | Commercial | Equipment | High Bay LED | Assembly | New | 0.36008 | 1.6608 | 4.6124 | 0.34696 | 1.5281 | 4.6999
| Commercial | Equipment | High Bay LED | College and University | New | 0.36008 | 2.5455 | 7.0693 | N/A | N/A | N/A | Fail RIM | Commercial | Equipment | High Bay LED | College and University | New | 0.36008 | 2.5455 | 7.0693 | N/A | N/A | N/A | Fail 2-year Threshold
| Commercial | Equipment | High Bay LED | Grocery | New | 0.36008 | 3.2015 | 8.8912 | N/A | N/A | N/A | Fail RIM | Commercial | Equipment | High Bay LED | Grocery | New | 0.36008 | 3.2015 | 8.8912 | N/A | N/A | N/A | Fail 2-year Threshold
| Commercial | Equipment | High Bay LED | Healthcare | New | 0.36008 | 2.9036 | 8.0637 | N/A | N/A | N/A | Fail RIM | Commercial | Equipment | High Bay LED | Healthcare | New | 0.36008 | 2.9036 | 8.0637 | N/A | N/A | N/A | Fail 2-year Threshold
| Commercial | Equipment | High Bay LED | Hospitals | New | 0.36008 | 3.928 | 10.9087 | N/A | N/A | N/A | Fail RIM | Commercial | Equipment | High Bay LED | Hospitals | New | 0.36008 | 3.928 | 10.9087 | N/A | N/A | N/A | Fail 2-year Threshold
| Commercial | Equipment | High Bay LED | Institutional | New | 0.36008 | 1.9051 | 5.2908 | N/A | N/A | N/A | Fail RIM | Commercial | Equipment | High Bay LED | Institutional | New | 0.36008 | 1.9051 | 5.2908 | N/A | N/A | N/A | Fail 2-year Threshold
| Commercial | Equipment | High Bay LED | Lodging/Hospitality | New | 0.36008 | 2.1678 | 6.0205 | N/A | N/A | N/A | Fail RIM | Commercial | Equipment | High Bay LED | Lodging/Hospitality | New | 0.36008 | 2.1678 | 6.0205 | N/A | N/A | N/A | Fail 2-year Threshold
| Commercial | Equipment | High Bay LED | Miscellaneous | New | 0.36008 | 2.5455 | 7.0693 | N/A | N/A | N/A | Fail RIM | Commercial | Equipment | High Bay LED | Miscellaneous | New | 0.36008 | 2.5455 | 7.0693 | N/A | N/A | N/A | Fail 2-year Threshold
| Commercial | Equipment | High Bay LED | Offices | New | 0.36008 | 1.8785 | 5.217 | N/A | N/A | N/A | Fail RIM | Commercial | Equipment | High Bay LED | Offices | New | 0.36008 | 1.8785 | 5.217 | N/A | N/A | N/A | Fail 2-year Threshold
| Commercial | Equipment | High Bay LED | Restaurants | New | 0.36008 | 1.9386 | 5.3838 | N/A | N/A | N/A | Fail RIM | Commercial | Equipment | High Bay LED | Restaurants | New | 0.36008 | 1.9386 | 5.3838 | N/A | N/A | N/A | Fail 2-year Threshold
| Commercial | Equipment | High Bay LED | Retail | New | 0.36008 | 2.8781 | 7.9931 | N/A | N/A | N/A | Fail RIM | Commercial | Equipment | High Bay LED | Retail | New | 0.36008 | 2.8781 | 7.9931 | N/A | N/A | N/A | Fail 2-year Threshold
| Commercial | Equipment | High Bay LED | Schools K-12 | New | 0.36008 | 1.3738 | 3.8153 | N/A | N/A | N/A | Fail RIM | Commercial | Equipment | High Bay LED | Schools K-12 | New | 0.36008 | 1.3738 | 3.8153 | 0.33245 | 1.2817 | 4.0606
| Commercial | Equipment | High Bay LED | Warehouse | New | 0.36008 | 2.2083 | 6.1328 | N/A | N/A | N/A | Fail RIM | Commercial | Equipment | High Bay LED | Warehouse | New | 0.36008 | 2.2083 | 6.1328 | N/A | N/A | N/A | Fail 2-year Threshold
| Commercial | Equipment | LED - 14W | Assembly | Turnover | 0.37725 | 10.9352 | 28.9864 | N/A | N/A | N/A | Fail RIM | Commercial | Equipment | LED - 14W | Assembly | Turnover | 0.37725 | 10.9352 | 28.9864 | N/A | N/A | N/A | Fail 2-year Threshold
| Commercial | Equipment | LED - 14W | College and University | Turnover | 0.33481 | 14.7726 | 44.1222 | N/A | N/A | N/A | Fail RIM | Commercial | Equipment | LED - 14W | College and University | Turnover | 0.33481 | 14.7726 | 44.1222 | N/A | N/A | N/A | Fail 2-year Threshold
| Commercial | Equipment | LED - 14W | Grocery | Turnover | 0.37681 | 21.0559 | 55.8789 | N/A | N/A | N/A | Fail RIM | Commercial | Equipment | LED - 14W | Grocery | Turnover | 0.37681 | 21.0559 | 55.8789 | N/A | N/A | N/A | Fail 2-year Threshold
| Commercial | Equipment | LED - 14W | Healthcare | Turnover | 0.37725 | 19.1175 | 50.6757 | N/A | N/A | N/A | Fail RIM | Commercial | Equipment | LED - 14W | Healthcare | Turnover | 0.37725 | 19.1175 | 50.6757 | N/A | N/A | N/A | Fail 2-year Threshold
| Commercial | Equipment | LED - 14W | Hospitals | Turnover | 0.33481 | 22.7957 | 68.0852 | N/A | N/A | N/A | Fail RIM | Commercial | Equipment | LED - 14W | Hospitals | Turnover | 0.33481 | 22.7957 | 68.0852 | N/A | N/A | N/A | Fail 2-year Threshold
| Commercial | Equipment | LED - 14W | Institutional | Turnover | 0.37725 | 12.5435 | 33.2496 | N/A | N/A | N/A | Fail RIM | Commercial | Equipment | LED - 14W | Institutional | Turnover | 0.37725 | 12.5435 | 33.2496 | N/A | N/A | N/A | Fail 2-year Threshold
| Commercial | Equipment | LED - 14W | Lodging/Hospitality | Turnover | 0.37681 | 14.2575 | 37.8372 | N/A | N/A | N/A | Fail RIM | Commercial | Equipment | LED - 14W | Lodging/Hospitality | Turnover | 0.37681 | 14.2575 | 37.8372 | N/A | N/A | N/A | Fail 2-year Threshold
| Commercial | Equipment | LED - 14W | Miscellaneous | Turnover | 0.37725 | 16.7601 | 44.4269 | N/A | N/A | N/A | Fail RIM | Commercial | Equipment | LED - 14W | Miscellaneous | Turnover | 0.37725 | 16.7601 | 44.4269 | N/A | N/A | N/A | Fail 2-year Threshold
| Commercial | Equipment | LED - 14W | Offices | Turnover | 0.37725 | 12.3686 | 32.786 | N/A | N/A | N/A | Fail RIM | Commercial | Equipment | LED - 14W | Offices | Turnover | 0.37725 | 12.3686 | 32.786 | N/A | N/A | N/A | Fail 2-year Threshold
| Commercial | Equipment | LED - 14W | Restaurants | Turnover | 0.37681 | 12.7497 | 33.8357 | N/A | N/A | N/A | Fail RIM | Commercial | Equipment | LED - 14W | Restaurants | Turnover | 0.37681 | 12.7497 | 33.8357 | N/A | N/A | N/A | Fail 2-year Threshold
| Commercial | Equipment | LED - 14W | Retail | Turnover | 0.37681 | 18.929 | 50.2345 | N/A | N/A | N/A | Fail RIM | Commercial | Equipment | LED - 14W | Retail | Turnover | 0.37681 | 18.929 | 50.2345 | N/A | N/A | N/A | Fail 2-year Threshold
| Commercial | Equipment | LED - 14W | Schools K-12 | Turnover | 0.37725 | 9.0455 | 23.9772 | N/A | N/A | N/A | Fail RIM | Commercial | Equipment | LED - 14W | Schools K-12 | Turnover | 0.37725 | 9.0455 | 23.9772 | N/A | N/A | N/A | Fail 2-year Threshold
| Commercial | Equipment | LED - 14W | Warehouse | Turnover | 0.37725 | 14.5397 | 38.541 | N/A | N/A | N/A | Fail RIM | Commercial | Equipment | LED - 14W | Warehouse | Turnover | 0.37725 | 14.5397 | 38.541 | N/A | N/A | N/A | Fail 2-year Threshold
| Commercial | Equipment | LED - 14W | Assembly | New | 0.37725 | 10.9352 | 28.9864 | N/A | N/A | N/A | Fail RIM | Commercial | Equipment | LED - 14W | Assembly | New | 0.37725 | 10.9352 | 28.9864 | N/A | N/A | N/A | Fail 2-year Threshold
| Commercial | Equipment | LED - 14W | College and University | New | 0.33481 | 14.7726 | 44.1222 | N/A | N/A | N/A | Fail RIM | Commercial | Equipment | LED - 14W | College and University | New | 0.33481 | 14.7726 | 44.1222 | N/A | N/A | N/A | Fail 2-year Threshold
| Commercial | Equipment | LED - 14W | Grocery | New | 0.37681 | 21.0559 | 55.8789 | N/A | N/A | N/A | Fail RIM | Commercial | Equipment | LED - 14W | Grocery | New | 0.37681 | 21.0559 | 55.8789 | N/A | N/A | N/A | Fail 2-year Threshold
| Commercial | Equipment | LED - 14W | Healthcare | New | 0.37725 | 19.1175 | 50.6757 | N/A | N/A | N/A | Fail RIM | Commercial | Equipment | LED - 14W | Healthcare | New | 0.37725 | 19.1175 | 50.6757 | N/A | N/A | N/A | Fail 2-year Threshold
| Commercial | Equipment | LED - 14W | Hospitals | New | 0.33481 | 22.7957 | 68.0852 | N/A | N/A | N/A | Fail RIM | Commercial | Equipment | LED - 14W | Hospitals | New | 0.33481 | 22.7957 | 68.0852 | N/A | N/A | N/A | Fail 2-year Threshold
| Commercial | Equipment | LED - 14W | Institutional | New | 0.37725 | 12.5435 | 33.2496 | N/A | N/A | N/A | Fail RIM | Commercial | Equipment | LED - 14W | Institutional | New | 0.37725 | 12.5435 | 33.2496 | N/A | N/A | N/A | Fail 2-year Threshold
| Commercial | Equipment | LED - 14W | Lodging/Hospitality | New | 0.37681 | 14.2575 | 37.8372 | N/A | N/A | N/A | Fail RIM | Commercial | Equipment | LED - 14W | Lodging/Hospitality | New | 0.37681 | 14.2575 | 37.8372 | N/A | N/A | N/A | Fail 2-year Threshold
| Commercial | Equipment | LED - 14W | Miscellaneous | New | 0.37725 | 16.7601 | 44.4269 | N/A | N/A | N/A | Fail RIM | Commercial | Equipment | LED - 14W | Miscellaneous | New | 0.37725 | 16.7601 | 44.4269 | N/A | N/A | N/A | Fail 2-year Threshold
| Commercial | Equipment | LED - 14W | Offices | New | 0.37725 | 12.3686 | 32.786 | N/A | N/A | N/A | Fail RIM | Commercial | Equipment | LED - 14W | Offices | New | 0.37725 | 12.3686 | 32.786 | N/A | N/A | N/A | Fail 2-year Threshold
| Commercial | Equipment | LED - 14W | Restaurants | New | 0.37681 | 12.7497 | 33.8357 | N/A | N/A | N/A | Fail RIM | Commercial | Equipment | LED - 14W | Restaurants | New | 0.37681 | 12.7497 | 33.8357 | N/A | N/A | N/A | Fail 2-year Threshold
| Commercial | Equipment | LED - 14W | Retail | New | 0.37681 | 18.929 | 50.2345 | N/A | N/A | N/A | Fail RIM | Commercial | Equipment | LED - 14W | Retail | New | 0.37681 | 18.929 | 50.2345 | N/A | N/A | N/A | Fail 2-year Threshold
| Commercial | Equipment | LED - 14W | Schools K-12 | New | 0.37725 | 9.0455 | 23.9772 | N/A | N/A | N/A | Fail RIM | Commercial | Equipment | LED - 14W | Schools K-12 | New | 0.37725 | 9.0455 | 23.9772 | N/A | N/A | N/A | Fail 2-year Threshold
| Commercial | Equipment | LED - 14W | Warehouse | New | 0.37725 | 14.5397 | 38.541 | N/A | N/A | N/A | Fail RIM | Commercial | Equipment | LED - 14W | Warehouse | New | 0.37725 | 14.5397 | 38.541 | N/A | N/A | N/A | Fail 2-year Threshold
| Commercial | Equipment | LED Display Lighting (Interior) | Assembly | Turnover | 0.37858 | 3.4639 | 9.1498 | N/A | N/A | N/A | Fail RIM | Commercial | Equipment | LED Display Lighting (Interior) | Assembly | Turnover | 0.37858 | 3.4639 | 9.1498 | N/A | N/A | N/A | Fail 2-year Threshold
| Commercial | Equipment | LED Display Lighting (Interior) | College and University | Turnover | 0.33536 | 4.6703 | 13.9261 | N/A | N/A | N/A | Fail RIM | Commercial | Equipment | LED Display Lighting (Interior) | College and University | Turnover | 0.33536 | 4.6703 | 13.9261 | N/A | N/A | N/A | Fail 2-year Threshold
| Commercial | Equipment | LED Display Lighting (Interior) | Grocery | Turnover | 0.37709 | 6.6501 | 17.6353 | N/A | N/A | N/A | Fail RIM | Commercial | Equipment | LED Display Lighting (Interior) | Grocery | Turnover | 0.37709 | 6.6501 | 17.6353 | N/A | N/A | N/A | Fail 2-year Threshold
| Commercial | Equipment | LED Display Lighting (Interior) | Healthcare | Turnover | 0.37858 | 6.0559 | 15.9963 | N/A | N/A | N/A | Fail RIM | Commercial | Equipment | LED Display Lighting (Interior) | Healthcare | Turnover | 0.37858 | 6.0559 | 15.9963 | N/A | N/A | N/A | Fail 2-year Threshold
| Commercial | Equipment | LED Display Lighting (Interior) | Hospitals | Turnover | 0.33536 | 7.2067 | 21.4894 | N/A | N/A | N/A | Fail RIM | Commercial | Equipment | LED Display Lighting (Interior) | Hospitals | Turnover | 0.33536 | 7.2067 | 21.4894 | N/A | N/A | N/A | Fail 2-year Threshold
| Commercial | Equipment | LED Display Lighting (Interior) | Institutional | Turnover | 0.37858 | 3.9734 | 10.4956 | N/A | N/A | N/A | Fail RIM | Commercial | Equipment | LED Display Lighting (Interior) | Institutional | Turnover | 0.37858 | 3.9734 | 10.4956 | N/A | N/A | N/A | Fail 2-year Threshold
| Commercial | Equipment | LED Display Lighting (Interior) | Lodging/Hospitality | Turnover | 0.37709 | 4.503 | 11.9413 | N/A | N/A | N/A | Fail RIM | Commercial | Equipment | LED Display Lighting (Interior) | Lodging/Hospitality | Turnover | 0.37709 | 4.503 | 11.9413 | N/A | N/A | N/A | Fail 2-year Threshold
| Commercial | Equipment | LED Display Lighting (Interior) | Miscellaneous | Turnover | 0.37858 | 5.3091 | 14.0238 | N/A | N/A | N/A | Fail RIM | Commercial | Equipment | LED Display Lighting (Interior) | Miscellaneous | Turnover | 0.37858 | 5.3091 | 14.0238 | N/A | N/A | N/A | Fail 2-year Threshold
| Commercial | Equipment | LED Display Lighting (Interior) | Offices | Turnover | 0.37858 | 3.918 | 10.3492 | N/A | N/A | N/A | Fail RIM | Commercial | Equipment | LED Display Lighting (Interior) | Offices | Turnover | 0.37858 | 3.918 | 10.3492 | N/A | N/A | N/A | Fail 2-year Threshold
| Commercial | Equipment | LED Display Lighting (Interior) | Restaurants | Turnover | 0.37709 | 4.0268 | 10.6785 | N/A | N/A | N/A | Fail RIM | Commercial | Equipment | LED Display Lighting (Interior) | Restaurants | Turnover | 0.37709 | 4.0268 | 10.6785 | N/A | N/A | N/A | Fail 2-year Threshold
| Commercial | Equipment | LED Display Lighting (Interior) | Retail | Turnover | 0.37709 | 5.9784 | 15.8539 | N/A | N/A | N/A | Fail RIM | Commercial | Equipment | LED Display Lighting (Interior) | Retail | Turnover | 0.37709 | 5.9784 | 15.8539 | N/A | N/A | N/A | Fail 2-year Threshold
| Commercial | Equipment | LED Display Lighting (Interior) | Schools K-12 | Turnover | 0.37858 | 2.8653 | 7.5686 | N/A | N/A | N/A | Fail RIM | Commercial | Equipment | LED Display Lighting (Interior) | Schools K-12 | Turnover | 0.37858 | 2.8653 | 7.5686 | N/A | N/A | N/A | Fail 2-year Threshold
| Commercial | Equipment | LED Display Lighting (Interior) | Warehouse | Turnover | 0.37858 | 4.6057 | 12.1658 | N/A | N/A | N/A | Fail RIM | Commercial | Equipment | LED Display Lighting (Interior) | Warehouse | Turnover | 0.37858 | 4.6057 | 12.1658 | N/A | N/A | N/A | Fail 2-year Threshold
| Commercial | Equipment | LED Display Lighting (Interior) | Assembly | New | 0.37858 | 3.4639 | 9.1498 | N/A | N/A | N/A | Fail RIM | Commercial | Equipment | LED Display Lighting (Interior) | Assembly | New | 0.37858 | 3.4639 | 9.1498 | N/A | N/A | N/A | Fail 2-year Threshold
| Commercial | Equipment | LED Display Lighting (Interior) | College and University | New | 0.33536 | 4.6703 | 13.9261 | N/A | N/A | N/A | Fail RIM | Commercial | Equipment | LED Display Lighting (Interior) | College and University | New | 0.33536 | 4.6703 | 13.9261 | N/A | N/A | N/A | Fail 2-year Threshold
| Commercial | Equipment | LED Display Lighting (Interior) | Grocery | New | 0.37709 | 6.6501 | 17.6353 | N/A | N/A | N/A | Fail RIM | Commercial | Equipment | LED Display Lighting (Interior) | Grocery | New | 0.37709 | 6.6501 | 17.6353 | N/A | N/A | N/A | Fail 2-year Threshold
| Commercial | Equipment | LED Display Lighting (Interior) | Healthcare | New | 0.37858 | 6.0559 | 15.9963 | N/A | N/A | N/A | Fail RIM | Commercial | Equipment | LED Display Lighting (Interior) | Healthcare | New | 0.37858 | 6.0559 | 15.9963 | N/A | N/A | N/A | Fail 2-year Threshold
| Commercial | Equipment | LED Display Lighting (Interior) | Hospitals | New | 0.33536 | 7.2067 | 21.4894 | N/A | N/A | N/A | Fail RIM | Commercial | Equipment | LED Display Lighting (Interior) | Hospitals | New | 0.33536 | 7.2067 | 21.4894 | N/A | N/A | N/A | Fail 2-year Threshold
| Commercial | Equipment | LED Display Lighting (Interior) | Institutional | New | 0.37858 | 3.9734 | 10.4956 | N/A | N/A | N/A | Fail RIM | Commercial | Equipment | LED Display Lighting (Interior) | Institutional | New | 0.37858 | 3.9734 | 10.4956 | N/A | N/A | N/A | Fail 2-year Threshold
| Commercial | Equipment | LED Display Lighting (Interior) | Lodging/Hospitality | New | 0.37709 | 4.503 | 11.9413 | N/A | N/A | N/A | Fail RIM | Commercial | Equipment | LED Display Lighting (Interior) | Lodging/Hospitality | New | 0.37709 | 4.503 | 11.9413 | N/A | N/A | N/A | Fail 2-year Threshold
| Commercial | Equipment | LED Display Lighting (Interior) | Miscellaneous | New | 0.37858 | 5.3091 | 14.0238 | N/A | N/A | N/A | Fail RIM | Commercial | Equipment | LED Display Lighting (Interior) | Miscellaneous | New | 0.37858 | 5.3091 | 14.0238 | N/A | N/A | N/A | Fail 2-year Threshold
| Commercial | Equipment | LED Display Lighting (Interior) | Offices | New | 0.37858 | 3.918 | 10.3492 | N/A | N/A | N/A | Fail RIM | Commercial | Equipment | LED Display Lighting (Interior) | Offices | New | 0.37858 | 3.918 | 10.3492 | N/A | N/A | N/A | Fail 2-year Threshold
| Commercial | Equipment | LED Display Lighting (Interior) | Restaurants | New | 0.37709 | 4.0268 | 10.6785 | N/A | N/A | N/A | Fail RIM | Commercial | Equipment | LED Display Lighting (Interior) | Restaurants | New | 0.37709 | 4.0268 | 10.6785 | N/A | N/A | N/A | Fail 2-year Threshold
| Commercial | Equipment | LED Display Lighting (Interior) | Retail | New | 0.37709 | 5.9784 | 15.8539 | N/A | N/A | N/A | Fail RIM | Commercial | Equipment | LED Display Lighting (Interior) | Retail | New | 0.37709 | 5.9784 | 15.8539 | N/A | N/A | N/A | Fail 2-year Threshold
| Commercial | Equipment | LED Display Lighting (Interior) | Schools K-12 | New | 0.37858 | 2.8653 | 7.5686 | N/A | N/A | N/A | Fail RIM | Commercial | Equipment | LED Display Lighting (Interior) | Schools K-12 | New | 0.37858 | 2.8653 | 7.5686 | N/A | N/A | N/A | Fail 2-year Threshold
| Commercial | Equipment | LED Display Lighting (Interior) | Warehouse | New | 0.37858 | 4.6057 | 12.1658 | N/A | N/A | N/A | Fail RIM | Commercial | Equipment | LED Display Lighting (Interior) | Warehouse | New | 0.37858 | 4.6057 | 12.1658 | N/A | N/A | N/A | Fail 2-year Threshold
| Commercial | Equipment | LED Linear - Fixture Replacement | Assembly | Turnover | 0.37776 | 5.4661 | 14.47 | N/A | N/A | N/A | Fail RIM | Commercial | Equipment | LED Linear - Fixture Replacement | Assembly | Turnover | 0.37776 | 5.4661 | 14.47 | N/A | N/A | N/A | Fail 2-year Threshold
| Commercial | Equipment | LED Linear - Fixture Replacement | College and University | Turnover | 0.33503 | 7.3796 | 22.0266 | N/A | N/A | N/A | Fail RIM | Commercial | Equipment | LED Linear - Fixture Replacement | College and University | Turnover | 0.33503 | 7.3796 | 22.0266 | N/A | N/A | N/A | Fail 2-year Threshold
| Commercial | Equipment | LED Linear - Fixture Replacement | Grocery | Turnover | 0.37733 | 10.5259 | 27.8956 | N/A | N/A | N/A | Fail RIM | Commercial | Equipment | LED Linear - Fixture Replacement | Grocery | Turnover | 0.37733 | 10.5259 | 27.8956 | N/A | N/A | N/A | Fail 2-year Threshold
| Commercial | Equipment | LED Linear - Fixture Replacement | Healthcare | Turnover | 0.37776 | 9.5562 | 25.2974 | N/A | N/A | N/A | Fail RIM | Commercial | Equipment | LED Linear - Fixture Replacement | Healthcare | Turnover | 0.37776 | 9.5562 | 25.2974 | N/A | N/A | N/A | Fail 2-year Threshold
| Commercial | Equipment | LED Linear - Fixture Replacement | Hospitals | Turnover | 0.33503 | 11.3874 | 33.9894 | N/A | N/A | N/A | Fail RIM | Commercial | Equipment | LED Linear - Fixture Replacement | Hospitals | Turnover | 0.33503 | 11.3874 | 33.9894 | N/A | N/A | N/A | Fail 2-year Threshold
| Commercial | Equipment | LED Linear - Fixture Replacement | Institutional | Turnover | 0.37776 | 6.2701 | 16.5983 | N/A | N/A | N/A | Fail RIM | Commercial | Equipment | LED Linear - Fixture Replacement | Institutional | Turnover | 0.37776 | 6.2701 | 16.5983 | N/A | N/A | N/A | Fail 2-year Threshold
| Commercial | Equipment | LED Linear - Fixture Replacement | Lodging/Hospitality | Turnover | 0.37733 | 7.1274 | 18.8889 | N/A | N/A | N/A | Fail RIM | Commercial | Equipment | LED Linear - Fixture Replacement | Lodging/Hospitality | Turnover | 0.37733 | 7.1274 | 18.8889 | N/A | N/A | N/A | Fail 2-year Threshold
| Commercial | Equipment | LED Linear - Fixture Replacement | Miscellaneous | Turnover | 0.37776 | 8.3779 | 22.178 | N/A | N/A | N/A | Fail RIM | Commercial | Equipment | LED Linear - Fixture Replacement | Miscellaneous | Turnover | 0.37776 | 8.3779 | 22.178 | N/A | N/A | N/A | Fail 2-year Threshold
| Commercial | Equipment | LED Linear - Fixture Replacement | Offices | Turnover | 0.37776 | 6.1827 | 16.3668 | N/A | N/A | N/A | Fail RIM | Commercial | Equipment | LED Linear - Fixture Replacement | Offices | Turnover | 0.37776 | 6.1827 | 16.3668 | N/A | N/A | N/A | Fail 2-year Threshold
| Commercial | Equipment | LED Linear - Fixture Replacement | Restaurants | Turnover | 0.37733 | 6.3736 | 16.8913 | N/A | N/A | N/A | Fail RIM | Commercial | Equipment | LED Linear - Fixture Replacement | Restaurants | Turnover | 0.37733 | 6.3736 | 16.8913 | N/A | N/A | N/A | Fail 2-year Threshold
| Commercial | Equipment | LED Linear - Fixture Replacement | Retail | Turnover | 0.37733 | 9.4627 | 25.0778 | N/A | N/A | N/A | Fail RIM | Commercial | Equipment | LED Linear - Fixture Replacement | Retail | Turnover | 0.37733 | 9.4627 | 25.0778 | N/A | N/A | N/A | Fail 2-year Threshold
| Commercial | Equipment | LED Linear - Fixture Replacement | Schools K-12 | Turnover | 0.37776 | 4.5215 | 11.9695 | N/A | N/A | N/A | Fail RIM | Commercial | Equipment | LED Linear - Fixture Replacement | Schools K-12 | Turnover | 0.37776 | 4.5215 | 11.9695 | N/A | N/A | N/A | Fail 2-year Threshold
| Commercial | Equipment | LED Linear - Fixture Replacement | Warehouse | Turnover | 0.37776 | 7.2679 | 19.2397 | N/A | N/A | N/A | Fail RIM | Commercial | Equipment | LED Linear - Fixture Replacement | Warehouse | Turnover | 0.37776 | 7.2679 | 19.2397 | N/A | N/A | N/A | Fail 2-year Threshold
| Commercial | Equipment | LED Linear - Fixture Replacement | Assembly | New | 0.37776 | 5.4661 | 14.47 | N/A | N/A | N/A | Fail RIM | Commercial | Equipment | LED Linear - Fixture Replacement | Assembly | New | 0.37776 | 5.4661 | 14.47 | N/A | N/A | N/A | Fail 2-year Threshold
| Commercial | Equipment | LED Linear - Fixture Replacement | College and University | New | 0.33503 | 7.3796 | 22.0266 | N/A | N/A | N/A | Fail RIM | Commercial | Equipment | LED Linear - Fixture Replacement | College and University | New | 0.33503 | 7.3796 | 22.0266 | N/A | N/A | N/A | Fail 2-year Threshold
| Commercial | Equipment | LED Linear - Fixture Replacement | Grocery | New | 0.37733 | 10.5259 | 27.8956 | N/A | N/A | N/A | Fail RIM | Commercial | Equipment | LED Linear - Fixture Replacement | Grocery | New | 0.37733 | 10.5259 | 27.8956 | N/A | N/A | N/A | Fail 2-year Threshold
| Commercial | Equipment | LED Linear - Fixture Replacement | Healthcare | New | 0.37776 | 9.5562 | 25.2974 | N/A | N/A | N/A | Fail RIM | Commercial | Equipment | LED Linear - Fixture Replacement | Healthcare | New | 0.37776 | 9.5562 | 25.2974 | N/A | N/A | N/A | Fail 2-year Threshold
| Commercial | Equipment | LED Linear - Fixture Replacement | Hospitals | New | 0.33503 | 11.3874 | 33.9894 | N/A | N/A | N/A | Fail RIM | Commercial | Equipment | LED Linear - Fixture Replacement | Hospitals | New | 0.33503 | 11.3874 | 33.9894 | N/A | N/A | N/A | Fail 2-year Threshold
| Commercial | Equipment | LED Linear - Fixture Replacement | Institutional | New | 0.37776 | 6.2701 | 16.5983 | N/A | N/A | N/A | Fail RIM | Commercial | Equipment | LED Linear - Fixture Replacement | Institutional | New | 0.37776 | 6.2701 | 16.5983 | N/A | N/A | N/A | Fail 2-year Threshold
| Commercial | Equipment | LED Linear - Fixture Replacement | Lodging/Hospitality | New | 0.37733 | 7.1274 | 18.8889 | N/A | N/A | N/A | Fail RIM | Commercial | Equipment | LED Linear - Fixture Replacement | Lodging/Hospitality | New | 0.37733 | 7.1274 | 18.8889 | N/A | N/A | N/A | Fail 2-year Threshold
| Commercial | Equipment | LED Linear - Fixture Replacement | Miscellaneous | New | 0.37776 | 8.3779 | 22.178 | N/A | N/A | N/A | Fail RIM | Commercial | Equipment | LED Linear - Fixture Replacement | Miscellaneous | New | 0.37776 | 8.3779 | 22.178 | N/A | N/A | N/A | Fail 2-year Threshold
| Commercial | Equipment | LED Linear - Fixture Replacement | Offices | New | 0.37776 | 6.1827 | 16.3668 | N/A | N/A | N/A | Fail RIM | Commercial | Equipment | LED Linear - Fixture Replacement | Offices | New | 0.37776 | 6.1827 | 16.3668 | N/A | N/A | N/A | Fail 2-year Threshold
| Commercial | Equipment | LED Linear - Fixture Replacement | Restaurants | New | 0.37733 | 6.3736 | 16.8913 | N/A | N/A | N/A | Fail RIM | Commercial | Equipment | LED Linear - Fixture Replacement | Restaurants | New | 0.37733 | 6.3736 | 16.8913 | N/A | N/A | N/A | Fail 2-year Threshold
| Commercial | Equipment | LED Linear - Fixture Replacement | Retail | New | 0.37733 | 9.4627 | 25.0778 | N/A | N/A | N/A | Fail RIM | Commercial | Equipment | LED Linear - Fixture Replacement | Retail | New | 0.37733 | 9.4627 | 25.0778 | N/A | N/A | N/A | Fail 2-year Threshold
| Commercial | Equipment | LED Linear - Fixture Replacement | Schools K-12 | New | 0.37776 | 4.5215 | 11.9695 | N/A | N/A | N/A | Fail RIM | Commercial | Equipment | LED Linear - Fixture Replacement | Schools K-12 | New | 0.37776 | 4.5215 | 11.9695 | N/A | N/A | N/A | Fail 2-year Threshold
| Commercial | Equipment | LED Linear - Fixture Replacement | Warehouse | New | 0.37776 | 7.2679 | 19.2397 | N/A | N/A | N/A | Fail RIM | Commercial | Equipment | LED Linear - Fixture Replacement | Warehouse | New | 0.37776 | 7.2679 | 19.2397 | N/A | N/A | N/A | Fail 2-year Threshold
| Commercial | Equipment | LED Linear - Lamp Replacement | Assembly | Turnover | 0.37758 | 4.283 | 11.3433 | N/A | N/A | N/A | Fail RIM | Commercial | Equipment | LED Linear - Lamp Replacement | Assembly | Turnover | 0.37758 | 4.283 | 11.3433 | N/A | N/A | N/A | Fail 2-year Threshold
| Commercial | Equipment | LED Linear - Lamp Replacement | College and University | Turnover | 0.33521 | 5.7879 | 17.2668 | N/A | N/A | N/A | Fail RIM | Commercial | Equipment | LED Linear - Lamp Replacement | College and University | Turnover | 0.33521 | 5.7879 | 17.2668 | N/A | N/A | N/A | Fail 2-year Threshold
| Commercial | Equipment | LED Linear - Lamp Replacement | Grocery | Turnover | 0.37688 | 8.2408 | 21.8659 | N/A | N/A | N/A | Fail RIM | Commercial | Equipment | LED Linear - Lamp Replacement | Grocery | Turnover | 0.37688 | 8.2408 | 21.8659 | N/A | N/A | N/A | Fail 2-year Threshold
| Commercial | Equipment | LED Linear - Lamp Replacement | Healthcare | Turnover | 0.37758 | 7.4878 | 19.8311 | N/A | N/A | N/A | Fail RIM | Commercial | Equipment | LED Linear - Lamp Replacement | Healthcare | Turnover | 0.37758 | 7.4878 | 19.8311 | N/A | N/A | N/A | Fail 2-year Threshold
| Commercial | Equipment | LED Linear - Lamp Replacement | Hospitals | Turnover | 0.33521 | 8.9314 | 26.6445 | N/A | N/A | N/A | Fail RIM | Commercial | Equipment | LED Linear - Lamp Replacement | Hospitals | Turnover | 0.33521 | 8.9314 | 26.6445 | N/A | N/A | N/A | Fail 2-year Threshold
| Commercial | Equipment | LED Linear - Lamp Replacement | Institutional | Turnover | 0.37758 | 4.913 | 13.0117 | N/A | N/A | N/A | Fail RIM | Commercial | Equipment | LED Linear - Lamp Replacement | Institutional | Turnover | 0.37758 | 4.913 | 13.0117 | N/A | N/A | N/A | Fail 2-year Threshold
| Commercial | Equipment | LED Linear - Lamp Replacement | Lodging/Hospitality | Turnover | 0.37688 | 5.58 | 14.806 | N/A | N/A | N/A | Fail RIM | Commercial | Equipment | LED Linear - Lamp Replacement | Lodging/Hospitality | Turnover | 0.37688 | 5.58 | 14.806 | N/A | N/A | N/A | Fail 2-year Threshold
| Commercial | Equipment | LED Linear - Lamp Replacement | Miscellaneous | Turnover | 0.37758 | 6.5645 | 17.3858 | N/A | N/A | N/A | Fail RIM | Commercial | Equipment | LED Linear - Lamp Replacement | Miscellaneous | Turnover | 0.37758 | 6.5645 | 17.3858 | N/A | N/A | N/A | Fail 2-year Threshold
| Commercial | Equipment | LED Linear - Lamp Replacement | Offices | Turnover | 0.37758 | 4.8445 | 12.8303 | N/A | N/A | N/A | Fail RIM | Commercial | Equipment | LED Linear - Lamp Replacement | Offices | Turnover | 0.37758 | 4.8445 | 12.8303 | N/A | N/A | N/A | Fail 2-year Threshold
| Commercial | Equipment | LED Linear - Lamp Replacement | Restaurants | Turnover | 0.37688 | 4.9899 | 13.2403 | N/A | N/A | N/A | Fail RIM | Commercial | Equipment | LED Linear - Lamp Replacement | Restaurants | Turnover | 0.37688 | 4.9899 | 13.2403 | N/A | N/A | N/A | Fail 2-year Threshold
| Commercial | Equipment | LED Linear - Lamp Replacement | Retail | Turnover | 0.37688 | 7.4084 | 19.6573 | N/A | N/A | N/A | Fail RIM | Commercial | Equipment | LED Linear - Lamp Replacement | Retail | Turnover | 0.37688 | 7.4084 | 19.6573 | N/A | N/A | N/A | Fail 2-year Threshold
| Commercial | Equipment | LED Linear - Lamp Replacement | Schools K-12 | Turnover | 0.37758 | 3.5429 | 9.3831 | N/A | N/A | N/A | Fail RIM | Commercial | Equipment | LED Linear - Lamp Replacement | Schools K-12 | Turnover | 0.37758 | 3.5429 | 9.3831 | N/A | N/A | N/A | Fail 2-year Threshold
| Commercial | Equipment | LED Linear - Lamp Replacement | Warehouse | Turnover | 0.37758 | 5.6948 | 15.0824 | N/A | N/A | N/A | Fail RIM | Commercial | Equipment | LED Linear - Lamp Replacement | Warehouse | Turnover | 0.37758 | 5.6948 | 15.0824 | N/A | N/A | N/A | Fail 2-year Threshold
| Commercial | Equipment | LED Linear - Lamp Replacement | Assembly | New | 0.37758 | 4.283 | 11.3433 | N/A | N/A | N/A | Fail RIM | Commercial | Equipment | LED Linear - Lamp Replacement | Assembly | New | 0.37758 | 4.283 | 11.3433 | N/A | N/A | N/A | Fail 2-year Threshold
| Commercial | Equipment | LED Linear - Lamp Replacement | College and University | New | 0.33521 | 5.7879 | 17.2668 | N/A | N/A | N/A | Fail RIM | Commercial | Equipment | LED Linear - Lamp Replacement | College and University | New | 0.33521 | 5.7879 | 17.2668 | N/A | N/A | N/A | Fail 2-year Threshold
| Commercial | Equipment | LED Linear - Lamp Replacement | Grocery | New | 0.37688 | 8.2408 | 21.8659 | N/A | N/A | N/A | Fail RIM | Commercial | Equipment | LED Linear - Lamp Replacement | Grocery | New | 0.37688 | 8.2408 | 21.8659 | N/A | N/A | N/A | Fail 2-year Threshold
| Commercial | Equipment | LED Linear - Lamp Replacement | Healthcare | New | 0.37758 | 7.4878 | 19.8311 | N/A | N/A | N/A | Fail RIM | Commercial | Equipment | LED Linear - Lamp Replacement | Healthcare | New | 0.37758 | 7.4878 | 19.8311 | N/A | N/A | N/A | Fail 2-year Threshold
| Commercial | Equipment | LED Linear - Lamp Replacement | Hospitals | New | 0.33521 | 8.9314 | 26.6445 | N/A | N/A | N/A | Fail RIM | Commercial | Equipment | LED Linear - Lamp Replacement | Hospitals | New | 0.33521 | 8.9314 | 26.6445 | N/A | N/A | N/A | Fail 2-year Threshold
| Commercial | Equipment | LED Linear - Lamp Replacement | Institutional | New | 0.37758 | 4.913 | 13.0117 | N/A | N/A | N/A | Fail RIM | Commercial | Equipment | LED Linear - Lamp Replacement | Institutional | New | 0.37758 | 4.913 | 13.0117 | N/A | N/A | N/A | Fail 2-year Threshold
| Commercial | Equipment | LED Linear - Lamp Replacement | Lodging/Hospitality | New | 0.37688 | 5.58 | 14.806 | N/A | N/A | N/A | Fail RIM | Commercial | Equipment | LED Linear - Lamp Replacement | Lodging/Hospitality | New | 0.37688 | 5.58 | 14.806 | N/A | N/A | N/A | Fail 2-year Threshold
| Commercial | Equipment | LED Linear - Lamp Replacement | Miscellaneous | New | 0.37758 | 6.5645 | 17.3858 | N/A | N/A | N/A | Fail RIM | Commercial | Equipment | LED Linear - Lamp Replacement | Miscellaneous | New | 0.37758 | 6.5645 | 17.3858 | N/A | N/A | N/A | Fail 2-year Threshold
| Commercial | Equipment | LED Linear - Lamp Replacement | Offices | New | 0.37758 | 4.8445 | 12.8303 | N/A | N/A | N/A | Fail RIM | Commercial | Equipment | LED Linear - Lamp Replacement | Offices | New | 0.37758 | 4.8445 | 12.8303 | N/A | N/A | N/A | Fail 2-year Threshold
| Commercial | Equipment | LED Linear - Lamp Replacement | Restaurants | New | 0.37688 | 4.9899 | 13.2403 | N/A | N/A | N/A | Fail RIM | Commercial | Equipment | LED Linear - Lamp Replacement | Restaurants | New | 0.37688 | 4.9899 | 13.2403 | N/A | N/A | N/A | Fail 2-year Threshold
| Commercial | Equipment | LED Linear - Lamp Replacement | Retail | New | 0.37688 | 7.4084 | 19.6573 | N/A | N/A | N/A | Fail RIM | Commercial | Equipment | LED Linear - Lamp Replacement | Retail | New | 0.37688 | 7.4084 | 19.6573 | N/A | N/A | N/A | Fail 2-year Threshold
| Commercial | Equipment | LED Linear - Lamp Replacement | Schools K-12 | New | 0.37758 | 3.5429 | 9.3831 | N/A | N/A | N/A | Fail RIM | Commercial | Equipment | LED Linear - Lamp Replacement | Schools K-12 | New | 0.37758 | 3.5429 | 9.3831 | N/A | N/A | N/A | Fail 2-year Threshold
| Commercial | Equipment | LED Linear - Lamp Replacement | Warehouse | New | 0.37758 | 5.6948 | 15.0824 | N/A | N/A | N/A | Fail RIM | Commercial | Equipment | LED Linear - Lamp Replacement | Warehouse | New | 0.37758 | 5.6948 | 15.0824 | N/A | N/A | N/A | Fail 2-year Threshold
| Commercial | Equipment | Premium T8 - Fixture Replacement | Assembly | Turnover | 0.38408 | 0.45331 | 1.1803 | N/A | N/A | N/A | Fail RIM | Commercial | Equipment | Premium T8 - Fixture Replacement | Assembly | Turnover | 0.38408 | 0.45331 | 1.1803 | N/A | N/A | N/A | Fail TRC
| Commercial | Equipment | Premium T8 - Fixture Replacement | College and University | Turnover | 0.33956 | 0.61007 | 1.7966 | N/A | N/A | N/A | Fail RIM | Commercial | Equipment | Premium T8 - Fixture Replacement | College and University | Turnover | 0.33956 | 0.61007 | 1.7966 | N/A | N/A | N/A | Fail TRC
| Commercial | Equipment | Premium T8 - Fixture Replacement | Grocery | Turnover | 0.384 | 0.87372 | 2.2753 | N/A | N/A | N/A | Fail RIM | Commercial | Equipment | Premium T8 - Fixture Replacement | Grocery | Turnover | 0.384 | 0.87372 | 2.2753 | N/A | N/A | N/A | Fail TRC
| Commercial | Equipment | Premium T8 - Fixture Replacement | Healthcare | Turnover | 0.38408 | 0.79251 | 2.0634 | N/A | N/A | N/A | Fail RIM | Commercial | Equipment | Premium T8 - Fixture Replacement | Healthcare | Turnover | 0.38408 | 0.79251 | 2.0634 | N/A | N/A | N/A | Fail TRC
| Commercial | Equipment | Premium T8 - Fixture Replacement | Hospitals | Turnover | 0.33956 | 0.9414 | 2.7724 | N/A | N/A | N/A | Fail RIM | Commercial | Equipment | Premium T8 - Fixture Replacement | Hospitals | Turnover | 0.33956 | 0.9414 | 2.7724 | N/A | N/A | N/A | Fail TRC
| Commercial | Equipment | Premium T8 - Fixture Replacement | Institutional | Turnover | 0.38408 | 0.51999 | 1.3539 | N/A | N/A | N/A | Fail RIM | Commercial | Equipment | Premium T8 - Fixture Replacement | Institutional | Turnover | 0.38408 | 0.51999 | 1.3539 | N/A | N/A | N/A | Fail TRC
| Commercial | Equipment | Premium T8 - Fixture Replacement | Lodging/Hospitality | Turnover | 0.384 | 0.59162 | 1.5407 | N/A | N/A | N/A | Fail RIM | Commercial | Equipment | Premium T8 - Fixture Replacement | Lodging/Hospitality | Turnover | 0.384 | 0.59162 | 1.5407 | N/A | N/A | N/A | Fail TRC
| Commercial | Equipment | Premium T8 - Fixture Replacement | Miscellaneous | Turnover | 0.38408 | 0.69479 | 1.809 | N/A | N/A | N/A | Fail RIM | Commercial | Equipment | Premium T8 - Fixture Replacement | Miscellaneous | Turnover | 0.38408 | 0.69479 | 1.809 | N/A | N/A | N/A | Fail TRC
| Commercial | Equipment | Premium T8 - Fixture Replacement | Offices | Turnover | 0.38408 | 0.51274 | 1.335 | N/A | N/A | N/A | Fail RIM | Commercial | Equipment | Premium T8 - Fixture Replacement | Offices | Turnover | 0.38408 | 0.51274 | 1.335 | N/A | N/A | N/A | Fail TRC
| Commercial | Equipment | Premium T8 - Fixture Replacement | Restaurants | Turnover | 0.384 | 0.52905 | 1.3778 | N/A | N/A | N/A | Fail RIM | Commercial | Equipment | Premium T8 - Fixture Replacement | Restaurants | Turnover | 0.384 | 0.52905 | 1.3778 | N/A | N/A | N/A | Fail TRC
| Commercial | Equipment | Premium T8 - Fixture Replacement | Retail | Turnover | 0.384 | 0.78547 | 2.0455 | N/A | N/A | N/A | Fail RIM | Commercial | Equipment | Premium T8 - Fixture Replacement | Retail | Turnover | 0.384 | 0.78547 | 2.0455 | N/A | N/A | N/A | Fail TRC
| Commercial | Equipment | Premium T8 - Fixture Replacement | Schools K-12 | Turnover | 0.38408 | 0.37498 | 0.9763 | N/A | N/A | N/A | Fail RIM | Commercial | Equipment | Premium T8 - Fixture Replacement | Schools K-12 | Turnover | 0.38408 | 0.37498 | 0.9763 | N/A | N/A | N/A | Fail TRC
| Commercial | Equipment | Premium T8 - Fixture Replacement | Warehouse | Turnover | 0.38408 | 0.60274 | 1.5693 | N/A | N/A | N/A | Fail RIM | Commercial | Equipment | Premium T8 - Fixture Replacement | Warehouse | Turnover | 0.38408 | 0.60274 | 1.5693 | N/A | N/A | N/A | Fail TRC
| Commercial | Equipment | Premium T8 - Fixture Replacement | Assembly | New | 0.38408 | 0.45331 | 1.1803 | N/A | N/A | N/A | Fail RIM | Commercial | Equipment | Premium T8 - Fixture Replacement | Assembly | New | 0.38408 | 0.45331 | 1.1803 | N/A | N/A | N/A | Fail TRC
| Commercial | Equipment | Premium T8 - Fixture Replacement | College and University | New | 0.33956 | 0.61007 | 1.7966 | N/A | N/A | N/A | Fail RIM | Commercial | Equipment | Premium T8 - Fixture Replacement | College and University | New | 0.33956 | 0.61007 | 1.7966 | N/A | N/A | N/A | Fail TRC
| Commercial | Equipment | Premium T8 - Fixture Replacement | Grocery | New | 0.384 | 0.87372 | 2.2753 | N/A | N/A | N/A | Fail RIM | Commercial | Equipment | Premium T8 - Fixture Replacement | Grocery | New | 0.384 | 0.87372 | 2.2753 | N/A | N/A | N/A | Fail TRC
| Commercial | Equipment | Premium T8 - Fixture Replacement | Healthcare | New | 0.38408 | 0.79251 | 2.0634 | N/A | N/A | N/A | Fail RIM | Commercial | Equipment | Premium T8 - Fixture Replacement | Healthcare | New | 0.38408 | 0.79251 | 2.0634 | N/A | N/A | N/A | Fail TRC
| Commercial | Equipment | Premium T8 - Fixture Replacement | Hospitals | New | 0.33956 | 0.9414 | 2.7724 | N/A | N/A | N/A | Fail RIM | Commercial | Equipment | Premium T8 - Fixture Replacement | Hospitals | New | 0.33956 | 0.9414 | 2.7724 | N/A | N/A | N/A | Fail TRC
| Commercial | Equipment | Premium T8 - Fixture Replacement | Institutional | New | 0.38408 | 0.51999 | 1.3539 | N/A | N/A | N/A | Fail RIM | Commercial | Equipment | Premium T8 - Fixture Replacement | Institutional | New | 0.38408 | 0.51999 | 1.3539 | N/A | N/A | N/A | Fail TRC
| Commercial | Equipment | Premium T8 - Fixture Replacement | Lodging/Hospitality | New | 0.384 | 0.59162 | 1.5407 | N/A | N/A | N/A | Fail RIM | Commercial | Equipment | Premium T8 - Fixture Replacement | Lodging/Hospitality | New | 0.384 | 0.59162 | 1.5407 | N/A | N/A | N/A | Fail TRC
| Commercial | Equipment | Premium T8 - Fixture Replacement | Miscellaneous | New | 0.38408 | 0.69479 | 1.809 | N/A | N/A | N/A | Fail RIM | Commercial | Equipment | Premium T8 - Fixture Replacement | Miscellaneous | New | 0.38408 | 0.69479 | 1.809 | N/A | N/A | N/A | Fail TRC
| Commercial | Equipment | Premium T8 - Fixture Replacement | Offices | New | 0.38408 | 0.51274 | 1.335 | N/A | N/A | N/A | Fail RIM | Commercial | Equipment | Premium T8 - Fixture Replacement | Offices | New | 0.38408 | 0.51274 | 1.335 | N/A | N/A | N/A | Fail TRC
| Commercial | Equipment | Premium T8 - Fixture Replacement | Restaurants | New | 0.384 | 0.52905 | 1.3778 | N/A | N/A | N/A | Fail RIM | Commercial | Equipment | Premium T8 - Fixture Replacement | Restaurants | New | 0.384 | 0.52905 | 1.3778 | N/A | N/A | N/A | Fail TRC
| Commercial | Equipment | Premium T8 - Fixture Replacement | Retail | New | 0.384 | 0.78547 | 2.0455 | N/A | N/A | N/A | Fail RIM | Commercial | Equipment | Premium T8 - Fixture Replacement | Retail | New | 0.384 | 0.78547 | 2.0455 | N/A | N/A | N/A | Fail TRC
| Commercial | Equipment | Premium T8 - Fixture Replacement | Schools K-12 | New | 0.38408 | 0.37498 | 0.9763 | N/A | N/A | N/A | Fail RIM | Commercial | Equipment | Premium T8 - Fixture Replacement | Schools K-12 | New | 0.38408 | 0.37498 | 0.9763 | N/A | N/A | N/A | Fail TRC
| Commercial | Equipment | Premium T8 - Fixture Replacement | Warehouse | New | 0.38408 | 0.60274 | 1.5693 | N/A | N/A | N/A | Fail RIM | Commercial | Equipment | Premium T8 - Fixture Replacement | Warehouse | New | 0.38408 | 0.60274 | 1.5693 | N/A | N/A | N/A | Fail TRC
| Commercial | Equipment | Premium T8 - Lamp Replacement | Assembly | Turnover | 0.38389 | 6.8647 | 17.8821 | N/A | N/A | N/A | Fail RIM | Commercial | Equipment | Premium T8 - Lamp Replacement | Assembly | Turnover | 0.38389 | 6.8647 | 17.8821 | N/A | N/A | N/A | Fail 2-year Threshold
| Commercial | Equipment | Premium T8 - Lamp Replacement | College and University | Turnover | 0.33972 | 9.2472 | 27.22 | N/A | N/A | N/A | Fail RIM | Commercial | Equipment | Premium T8 - Lamp Replacement | College and University | Turnover | 0.33972 | 9.2472 | 27.22 | N/A | N/A | N/A | Fail 2-year Threshold
| Commercial | Equipment | Premium T8 - Lamp Replacement | Grocery | Turnover | 0.38351 | 13.2196 | 34.4703 | N/A | N/A | N/A | Fail RIM | Commercial | Equipment | Premium T8 - Lamp Replacement | Grocery | Turnover | 0.38351 | 13.2196 | 34.4703 | N/A | N/A | N/A | Fail 2-year Threshold
| Commercial | Equipment | Premium T8 - Lamp Replacement | Healthcare | Turnover | 0.38389 | 12.0013 | 31.2625 | N/A | N/A | N/A | Fail RIM | Commercial | Equipment | Premium T8 - Lamp Replacement | Healthcare | Turnover | 0.38389 | 12.0013 | 31.2625 | N/A | N/A | N/A | Fail 2-year Threshold
| Commercial | Equipment | Premium T8 - Lamp Replacement | Hospitals | Turnover | 0.33972 | 14.2693 | 42.0033 | N/A | N/A | N/A | Fail RIM | Commercial | Equipment | Premium T8 - Lamp Replacement | Hospitals | Turnover | 0.33972 | 14.2693 | 42.0033 | N/A | N/A | N/A | Fail 2-year Threshold
| Commercial | Equipment | Premium T8 - Lamp Replacement | Institutional | Turnover | 0.38389 | 7.8744 | 20.5121 | N/A | N/A | N/A | Fail RIM | Commercial | Equipment | Premium T8 - Lamp Replacement | Institutional | Turnover | 0.38389 | 7.8744 | 20.5121 | N/A | N/A | N/A | Fail 2-year Threshold
| Commercial | Equipment | Premium T8 - Lamp Replacement | Lodging/Hospitality | Turnover | 0.38351 | 8.9514 | 23.3408 | N/A | N/A | N/A | Fail RIM | Commercial | Equipment | Premium T8 - Lamp Replacement | Lodging/Hospitality | Turnover | 0.38351 | 8.9514 | 23.3408 | N/A | N/A | N/A | Fail 2-year Threshold
| Commercial | Equipment | Premium T8 - Lamp Replacement | Miscellaneous | Turnover | 0.38389 | 10.5214 | 27.4075 | N/A | N/A | N/A | Fail RIM | Commercial | Equipment | Premium T8 - Lamp Replacement | Miscellaneous | Turnover | 0.38389 | 10.5214 | 27.4075 | N/A | N/A | N/A | Fail 2-year Threshold
| Commercial | Equipment | Premium T8 - Lamp Replacement | Offices | Turnover | 0.38389 | 7.7646 | 20.2261 | N/A | N/A | N/A | Fail RIM | Commercial | Equipment | Premium T8 - Lamp Replacement | Offices | Turnover | 0.38389 | 7.7646 | 20.2261 | N/A | N/A | N/A | Fail 2-year Threshold
| Commercial | Equipment | Premium T8 - Lamp Replacement | Restaurants | Turnover | 0.38351 | 8.0047 | 20.8724 | N/A | N/A | N/A | Fail RIM | Commercial | Equipment | Premium T8 - Lamp Replacement | Restaurants | Turnover | 0.38351 | 8.0047 | 20.8724 | N/A | N/A | N/A | Fail 2-year Threshold
| Commercial | Equipment | Premium T8 - Lamp Replacement | Retail | Turnover | 0.38351 | 11.8843 | 30.9884 | N/A | N/A | N/A | Fail RIM | Commercial | Equipment | Premium T8 - Lamp Replacement | Retail | Turnover | 0.38351 | 11.8843 | 30.9884 | N/A | N/A | N/A | Fail 2-year Threshold
| Commercial | Equipment | Premium T8 - Lamp Replacement | Schools K-12 | Turnover | 0.38389 | 5.6784 | 14.7919 | N/A | N/A | N/A | Fail RIM | Commercial | Equipment | Premium T8 - Lamp Replacement | Schools K-12 | Turnover | 0.38389 | 5.6784 | 14.7919 | N/A | N/A | N/A | Fail 2-year Threshold
| Commercial | Equipment | Premium T8 - Lamp Replacement | Warehouse | Turnover | 0.38389 | 9.1275 | 23.7764 | N/A | N/A | N/A | Fail RIM | Commercial | Equipment | Premium T8 - Lamp Replacement | Warehouse | Turnover | 0.38389 | 9.1275 | 23.7764 | N/A | N/A | N/A | Fail 2-year Threshold
| Commercial | Equipment | Premium T8 - Lamp Replacement | Assembly | New | 0.38389 | 6.8647 | 17.8821 | N/A | N/A | N/A | Fail RIM | Commercial | Equipment | Premium T8 - Lamp Replacement | Assembly | New | 0.38389 | 6.8647 | 17.8821 | N/A | N/A | N/A | Fail 2-year Threshold
| Commercial | Equipment | Premium T8 - Lamp Replacement | College and University | New | 0.33972 | 9.2472 | 27.22 | N/A | N/A | N/A | Fail RIM | Commercial | Equipment | Premium T8 - Lamp Replacement | College and University | New | 0.33972 | 9.2472 | 27.22 | N/A | N/A | N/A | Fail 2-year Threshold
| Commercial | Equipment | Premium T8 - Lamp Replacement | Grocery | New | 0.38351 | 13.2196 | 34.4703 | N/A | N/A | N/A | Fail RIM | Commercial | Equipment | Premium T8 - Lamp Replacement | Grocery | New | 0.38351 | 13.2196 | 34.4703 | N/A | N/A | N/A | Fail 2-year Threshold
| Commercial | Equipment | Premium T8 - Lamp Replacement | Healthcare | New | 0.38389 | 12.0013 | 31.2625 | N/A | N/A | N/A | Fail RIM | Commercial | Equipment | Premium T8 - Lamp Replacement | Healthcare | New | 0.38389 | 12.0013 | 31.2625 | N/A | N/A | N/A | Fail 2-year Threshold
| Commercial | Equipment | Premium T8 - Lamp Replacement | Hospitals | New | 0.33972 | 14.2693 | 42.0033 | N/A | N/A | N/A | Fail RIM | Commercial | Equipment | Premium T8 - Lamp Replacement | Hospitals | New | 0.33972 | 14.2693 | 42.0033 | N/A | N/A | N/A | Fail 2-year Threshold
| Commercial | Equipment | Premium T8 - Lamp Replacement | Institutional | New | 0.38389 | 7.8744 | 20.5121 | N/A | N/A | N/A | Fail RIM | Commercial | Equipment | Premium T8 - Lamp Replacement | Institutional | New | 0.38389 | 7.8744 | 20.5121 | N/A | N/A | N/A | Fail 2-year Threshold
| Commercial | Equipment | Premium T8 - Lamp Replacement | Lodging/Hospitality | New | 0.38351 | 8.9514 | 23.3408 | N/A | N/A | N/A | Fail RIM | Commercial | Equipment | Premium T8 - Lamp Replacement | Lodging/Hospitality | New | 0.38351 | 8.9514 | 23.3408 | N/A | N/A | N/A | Fail 2-year Threshold
| Commercial | Equipment | Premium T8 - Lamp Replacement | Miscellaneous | New | 0.38389 | 10.5214 | 27.4075 | N/A | N/A | N/A | Fail RIM | Commercial | Equipment | Premium T8 - Lamp Replacement | Miscellaneous | New | 0.38389 | 10.5214 | 27.4075 | N/A | N/A | N/A | Fail 2-year Threshold
| Commercial | Equipment | Premium T8 - Lamp Replacement | Offices | New | 0.38389 | 7.7646 | 20.2261 | N/A | N/A | N/A | Fail RIM | Commercial | Equipment | Premium T8 - Lamp Replacement | Offices | New | 0.38389 | 7.7646 | 20.2261 | N/A | N/A | N/A | Fail 2-year Threshold
| Commercial | Equipment | Premium T8 - Lamp Replacement | Restaurants | New | 0.38351 | 8.0047 | 20.8724 | N/A | N/A | N/A | Fail RIM | Commercial | Equipment | Premium T8 - Lamp Replacement | Restaurants | New | 0.38351 | 8.0047 | 20.8724 | N/A | N/A | N/A | Fail 2-year Threshold
| Commercial | Equipment | Premium T8 - Lamp Replacement | Retail | New | 0.38351 | 11.8843 | 30.9884 | N/A | N/A | N/A | Fail RIM | Commercial | Equipment | Premium T8 - Lamp Replacement | Retail | New | 0.38351 | 11.8843 | 30.9884 | N/A | N/A | N/A | Fail 2-year Threshold
| Commercial | Equipment | Premium T8 - Lamp Replacement | Schools K-12 | New | 0.38389 | 5.6784 | 14.7919 | N/A | N/A | N/A | Fail RIM | Commercial | Equipment | Premium T8 - Lamp Replacement | Schools K-12 | New | 0.38389 | 5.6784 | 14.7919 | N/A | N/A | N/A | Fail 2-year Threshold
| Commercial | Equipment | Premium T8 - Lamp Replacement | Warehouse | New | 0.38389 | 9.1275 | 23.7764 | N/A | N/A | N/A | Fail RIM | Commercial | Equipment | Premium T8 - Lamp Replacement | Warehouse | New | 0.38389 | 9.1275 | 23.7764 | N/A | N/A | N/A | Fail 2-year Threshold
| Commercial | Equipment | Efficient Battery Charger | Assembly | Turnover | 0.47066 | 0.93123 | 1.9786 | N/A | N/A | N/A | Fail RIM | Commercial | Equipment | Efficient Battery Charger | Assembly | Turnover | 0.47066 | 0.93123 | 1.9786 | N/A | N/A | N/A | Fail TRC
| Commercial | Equipment | Efficient Battery Charger | College and University | Turnover | 0.47066 | 0.93123 | 1.9786 | N/A | N/A | N/A | Fail RIM | Commercial | Equipment | Efficient Battery Charger | College and University | Turnover | 0.47066 | 0.93123 | 1.9786 | N/A | N/A | N/A | Fail TRC
| Commercial | Equipment | Efficient Battery Charger | Grocery | Turnover | 0.47066 | 0.93123 | 1.9786 | N/A | N/A | N/A | Fail RIM | Commercial | Equipment | Efficient Battery Charger | Grocery | Turnover | 0.47066 | 0.93123 | 1.9786 | N/A | N/A | N/A | Fail TRC
| Commercial | Equipment | Efficient Battery Charger | Healthcare | Turnover | 0.47066 | 0.93123 | 1.9786 | N/A | N/A | N/A | Fail RIM | Commercial | Equipment | Efficient Battery Charger | Healthcare | Turnover | 0.47066 | 0.93123 | 1.9786 | N/A | N/A | N/A | Fail TRC
| Commercial | Equipment | Efficient Battery Charger | Hospitals | Turnover | 0.47066 | 0.93123 | 1.9786 | N/A | N/A | N/A | Fail RIM | Commercial | Equipment | Efficient Battery Charger | Hospitals | Turnover | 0.47066 | 0.93123 | 1.9786 | N/A | N/A | N/A | Fail TRC
| Commercial | Equipment | Efficient Battery Charger | Institutional | Turnover | 0.47066 | 0.93123 | 1.9786 | N/A | N/A | N/A | Fail RIM | Commercial | Equipment | Efficient Battery Charger | Institutional | Turnover | 0.47066 | 0.93123 | 1.9786 | N/A | N/A | N/A | Fail TRC
| Commercial | Equipment | Efficient Battery Charger | Lodging/Hospitality | Turnover | 0.47066 | 0.93123 | 1.9786 | N/A | N/A | N/A | Fail RIM | Commercial | Equipment | Efficient Battery Charger | Lodging/Hospitality | Turnover | 0.47066 | 0.93123 | 1.9786 | N/A | N/A | N/A | Fail TRC
| Commercial | Equipment | Efficient Battery Charger | Miscellaneous | Turnover | 0.47066 | 0.93123 | 1.9786 | N/A | N/A | N/A | Fail RIM | Commercial | Equipment | Efficient Battery Charger | Miscellaneous | Turnover | 0.47066 | 0.93123 | 1.9786 | N/A | N/A | N/A | Fail TRC
| Commercial | Equipment | Efficient Battery Charger | Offices | Turnover | 0.47066 | 0.93123 | 1.9786 | N/A | N/A | N/A | Fail RIM | Commercial | Equipment | Efficient Battery Charger | Offices | Turnover | 0.47066 | 0.93123 | 1.9786 | N/A | N/A | N/A | Fail TRC
| Commercial | Equipment | Efficient Battery Charger | Restaurants | Turnover | 0.47066 | 0.93123 | 1.9786 | N/A | N/A | N/A | Fail RIM | Commercial | Equipment | Efficient Battery Charger | Restaurants | Turnover | 0.47066 | 0.93123 | 1.9786 | N/A | N/A | N/A | Fail TRC
| Commercial | Equipment | Efficient Battery Charger | Retail | Turnover | 0.47066 | 0.93123 | 1.9786 | N/A | N/A | N/A | Fail RIM | Commercial | Equipment | Efficient Battery Charger | Retail | Turnover | 0.47066 | 0.93123 | 1.9786 | N/A | N/A | N/A | Fail TRC
| Commercial | Equipment | Efficient Battery Charger | Schools K-12 | Turnover | 0.47066 | 0.93123 | 1.9786 | N/A | N/A | N/A | Fail RIM | Commercial | Equipment | Efficient Battery Charger | Schools K-12 | Turnover | 0.47066 | 0.93123 | 1.9786 | N/A | N/A | N/A | Fail TRC
| Commercial | Equipment | Efficient Battery Charger | Warehouse | Turnover | 0.47066 | 0.93123 | 1.9786 | N/A | N/A | N/A | Fail RIM | Commercial | Equipment | Efficient Battery Charger | Warehouse | Turnover | 0.47066 | 0.93123 | 1.9786 | N/A | N/A | N/A | Fail TRC
| Commercial | Equipment | Efficient Battery Charger | Assembly | New | 0.47066 | 0.93123 | 1.9786 | N/A | N/A | N/A | Fail RIM | Commercial | Equipment | Efficient Battery Charger | Assembly | New | 0.47066 | 0.93123 | 1.9786 | N/A | N/A | N/A | Fail TRC
| Commercial | Equipment | Efficient Battery Charger | College and University | New | 0.47066 | 0.93123 | 1.9786 | N/A | N/A | N/A | Fail RIM | Commercial | Equipment | Efficient Battery Charger | College and University | New | 0.47066 | 0.93123 | 1.9786 | N/A | N/A | N/A | Fail TRC
| Commercial | Equipment | Efficient Battery Charger | Grocery | New | 0.47066 | 0.93123 | 1.9786 | N/A | N/A | N/A | Fail RIM | Commercial | Equipment | Efficient Battery Charger | Grocery | New | 0.47066 | 0.93123 | 1.9786 | N/A | N/A | N/A | Fail TRC
| Commercial | Equipment | Efficient Battery Charger | Healthcare | New | 0.47066 | 0.93123 | 1.9786 | N/A | N/A | N/A | Fail RIM | Commercial | Equipment | Efficient Battery Charger | Healthcare | New | 0.47066 | 0.93123 | 1.9786 | N/A | N/A | N/A | Fail TRC
| Commercial | Equipment | Efficient Battery Charger | Hospitals | New | 0.47066 | 0.93123 | 1.9786 | N/A | N/A | N/A | Fail RIM | Commercial | Equipment | Efficient Battery Charger | Hospitals | New | 0.47066 | 0.93123 | 1.9786 | N/A | N/A | N/A | Fail TRC
| Commercial | Equipment | Efficient Battery Charger | Institutional | New | 0.47066 | 0.93123 | 1.9786 | N/A | N/A | N/A | Fail RIM | Commercial | Equipment | Efficient Battery Charger | Institutional | New | 0.47066 | 0.93123 | 1.9786 | N/A | N/A | N/A | Fail TRC
| Commercial | Equipment | Efficient Battery Charger | Lodging/Hospitality | New | 0.47066 | 0.93123 | 1.9786 | N/A | N/A | N/A | Fail RIM | Commercial | Equipment | Efficient Battery Charger | Lodging/Hospitality | New | 0.47066 | 0.93123 | 1.9786 | N/A | N/A | N/A | Fail TRC
| Commercial | Equipment | Efficient Battery Charger | Miscellaneous | New | 0.47066 | 0.93123 | 1.9786 | N/A | N/A | N/A | Fail RIM | Commercial | Equipment | Efficient Battery Charger | Miscellaneous | New | 0.47066 | 0.93123 | 1.9786 | N/A | N/A | N/A | Fail TRC
| Commercial | Equipment | Efficient Battery Charger | Offices | New | 0.47066 | 0.93123 | 1.9786 | N/A | N/A | N/A | Fail RIM | Commercial | Equipment | Efficient Battery Charger | Offices | New | 0.47066 | 0.93123 | 1.9786 | N/A | N/A | N/A | Fail TRC
| Commercial | Equipment | Efficient Battery Charger | Restaurants | New | 0.47066 | 0.93123 | 1.9786 | N/A | N/A | N/A | Fail RIM | Commercial | Equipment | Efficient Battery Charger | Restaurants | New | 0.47066 | 0.93123 | 1.9786 | N/A | N/A | N/A | Fail TRC
| Commercial | Equipment | Efficient Battery Charger | Retail | New | 0.47066 | 0.93123 | 1.9786 | N/A | N/A | N/A | Fail RIM | Commercial | Equipment | Efficient Battery Charger | Retail | New | 0.47066 | 0.93123 | 1.9786 | N/A | N/A | N/A | Fail TRC
| Commercial | Equipment | Efficient Battery Charger | Schools K-12 | New | 0.47066 | 0.93123 | 1.9786 | N/A | N/A | N/A | Fail RIM | Commercial | Equipment | Efficient Battery Charger | Schools K-12 | New | 0.47066 | 0.93123 | 1.9786 | N/A | N/A | N/A | Fail TRC
| Commercial | Equipment | Efficient Battery Charger | Warehouse | New | 0.47066 | 0.93123 | 1.9786 | N/A | N/A | N/A | Fail RIM | Commercial | Equipment | Efficient Battery Charger | Warehouse | New | 0.47066 | 0.93123 | 1.9786 | N/A | N/A | N/A | Fail TRC
| Commercial | Equipment | ENERGY STAR Commercial Clothes Washer | Assembly | Turnover | 0.32914 | 0.43976 | 1.3361 | N/A | N/A | N/A | Fail RIM | Commercial | Equipment | ENERGY STAR Commercial Clothes Washer | Assembly | Turnover | 0.32914 | 0.43976 | 1.3361 | N/A | N/A | N/A | Fail TRC
| Commercial | Equipment | ENERGY STAR Commercial Clothes Washer | College and University | Turnover | 0.34026 | 0.45694 | 1.3429 | N/A | N/A | N/A | Fail RIM | Commercial | Equipment | ENERGY STAR Commercial Clothes Washer | College and University | Turnover | 0.34026 | 0.45694 | 1.3429 | N/A | N/A | N/A | Fail TRC
| Commercial | Equipment | ENERGY STAR Commercial Clothes Washer | Grocery | Turnover | 0.35115 | 0.47124 | 1.342 | N/A | N/A | N/A | Fail RIM | Commercial | Equipment | ENERGY STAR Commercial Clothes Washer | Grocery | Turnover | 0.35115 | 0.47124 | 1.342 | N/A | N/A | N/A | Fail TRC
| Commercial | Equipment | ENERGY STAR Commercial Clothes Washer | Healthcare | Turnover | 0.35115 | 0.47124 | 1.342 | N/A | N/A | N/A | Fail RIM | Commercial | Equipment | ENERGY STAR Commercial Clothes Washer | Healthcare | Turnover | 0.35115 | 0.47124 | 1.342 | N/A | N/A | N/A | Fail TRC
| Commercial | Equipment | ENERGY STAR Commercial Clothes Washer | Hospitals | Turnover | 0.34026 | 0.45694 | 1.3429 | N/A | N/A | N/A | Fail RIM | Commercial | Equipment | ENERGY STAR Commercial Clothes Washer | Hospitals | Turnover | 0.34026 | 0.45694 | 1.3429 | N/A | N/A | N/A | Fail TRC
| Commercial | Equipment | ENERGY STAR Commercial Clothes Washer | Institutional | Turnover | 0.32914 | 0.43976 | 1.3361 | N/A | N/A | N/A | Fail RIM | Commercial | Equipment | ENERGY STAR Commercial Clothes Washer | Institutional | Turnover | 0.32914 | 0.43976 | 1.3361 | N/A | N/A | N/A | Fail TRC
| Commercial | Equipment | ENERGY STAR Commercial Clothes Washer | Lodging/Hospitality | Turnover | 0.34026 | 0.45694 | 1.3429 | N/A | N/A | N/A | Fail RIM | Commercial | Equipment | ENERGY STAR Commercial Clothes Washer | Lodging/Hospitality | Turnover | 0.34026 | 0.45694 | 1.3429 | N/A | N/A | N/A | Fail TRC
| Commercial | Equipment | ENERGY STAR Commercial Clothes Washer | Miscellaneous | Turnover | 0.32914 | 0.43976 | 1.3361 | N/A | N/A | N/A | Fail RIM | Commercial | Equipment | ENERGY STAR Commercial Clothes Washer | Miscellaneous | Turnover | 0.32914 | 0.43976 | 1.3361 | N/A | N/A | N/A | Fail TRC
| Commercial | Equipment | ENERGY STAR Commercial Clothes Washer | Offices | Turnover | 0.35115 | 0.47124 | 1.342 | N/A | N/A | N/A | Fail RIM | Commercial | Equipment | ENERGY STAR Commercial Clothes Washer | Offices | Turnover | 0.35115 | 0.47124 | 1.342 | N/A | N/A | N/A | Fail TRC
| Commercial | Equipment | ENERGY STAR Commercial Clothes Washer | Restaurants | Turnover | 0.32914 | 0.43976 | 1.3361 | N/A | N/A | N/A | Fail RIM | Commercial | Equipment | ENERGY STAR Commercial Clothes Washer | Restaurants | Turnover | 0.32914 | 0.43976 | 1.3361 | N/A | N/A | N/A | Fail TRC
| Commercial | Equipment | ENERGY STAR Commercial Clothes Washer | Retail | Turnover | 0.35115 | 0.47124 | 1.342 | N/A | N/A | N/A | Fail RIM | Commercial | Equipment | ENERGY STAR Commercial Clothes Washer | Retail | Turnover | 0.35115 | 0.47124 | 1.342 | N/A | N/A | N/A | Fail TRC
| Commercial | Equipment | ENERGY STAR Commercial Clothes Washer | Schools K-12 | Turnover | 0.34026 | 0.45694 | 1.3429 | N/A | N/A | N/A | Fail RIM | Commercial | Equipment | ENERGY STAR Commercial Clothes Washer | Schools K-12 | Turnover | 0.34026 | 0.45694 | 1.3429 | N/A | N/A | N/A | Fail TRC
| Commercial | Equipment | ENERGY STAR Commercial Clothes Washer | Warehouse | Turnover | 0.32914 | 0.43976 | 1.3361 | N/A | N/A | N/A | Fail RIM | Commercial | Equipment | ENERGY STAR Commercial Clothes Washer | Warehouse | Turnover | 0.32914 | 0.43976 | 1.3361 | N/A | N/A | N/A | Fail TRC
| Commercial | Equipment | ENERGY STAR Commercial Clothes Washer | Assembly | New | 0.32914 | 0.43976 | 1.3361 | N/A | N/A | N/A | Fail RIM | Commercial | Equipment | ENERGY STAR Commercial Clothes Washer | Assembly | New | 0.32914 | 0.43976 | 1.3361 | N/A | N/A | N/A | Fail TRC
| Commercial | Equipment | ENERGY STAR Commercial Clothes Washer | College and University | New | 0.34026 | 0.45694 | 1.3429 | N/A | N/A | N/A | Fail RIM | Commercial | Equipment | ENERGY STAR Commercial Clothes Washer | College and University | New | 0.34026 | 0.45694 | 1.3429 | N/A | N/A | N/A | Fail TRC
| Commercial | Equipment | ENERGY STAR Commercial Clothes Washer | Grocery | New | 0.35115 | 0.47124 | 1.342 | N/A | N/A | N/A | Fail RIM | Commercial | Equipment | ENERGY STAR Commercial Clothes Washer | Grocery | New | 0.35115 | 0.47124 | 1.342 | N/A | N/A | N/A | Fail TRC
| Commercial | Equipment | ENERGY STAR Commercial Clothes Washer | Healthcare | New | 0.35115 | 0.47124 | 1.342 | N/A | N/A | N/A | Fail RIM | Commercial | Equipment | ENERGY STAR Commercial Clothes Washer | Healthcare | New | 0.35115 | 0.47124 | 1.342 | N/A | N/A | N/A | Fail TRC
| Commercial | Equipment | ENERGY STAR Commercial Clothes Washer | Hospitals | New | 0.34026 | 0.45694 | 1.3429 | N/A | N/A | N/A | Fail RIM | Commercial | Equipment | ENERGY STAR Commercial Clothes Washer | Hospitals | New | 0.34026 | 0.45694 | 1.3429 | N/A | N/A | N/A | Fail TRC
| Commercial | Equipment | ENERGY STAR Commercial Clothes Washer | Institutional | New | 0.32914 | 0.43976 | 1.3361 | N/A | N/A | N/A | Fail RIM | Commercial | Equipment | ENERGY STAR Commercial Clothes Washer | Institutional | New | 0.32914 | 0.43976 | 1.3361 | N/A | N/A | N/A | Fail TRC
| Commercial | Equipment | ENERGY STAR Commercial Clothes Washer | Lodging/Hospitality | New | 0.34026 | 0.45694 | 1.3429 | N/A | N/A | N/A | Fail RIM | Commercial | Equipment | ENERGY STAR Commercial Clothes Washer | Lodging/Hospitality | New | 0.34026 | 0.45694 | 1.3429 | N/A | N/A | N/A | Fail TRC
| Commercial | Equipment | ENERGY STAR Commercial Clothes Washer | Miscellaneous | New | 0.32914 | 0.43976 | 1.3361 | N/A | N/A | N/A | Fail RIM | Commercial | Equipment | ENERGY STAR Commercial Clothes Washer | Miscellaneous | New | 0.32914 | 0.43976 | 1.3361 | N/A | N/A | N/A | Fail TRC
| Commercial | Equipment | ENERGY STAR Commercial Clothes Washer | Offices | New | 0.35115 | 0.47124 | 1.342 | N/A | N/A | N/A | Fail RIM | Commercial | Equipment | ENERGY STAR Commercial Clothes Washer | Offices | New | 0.35115 | 0.47124 | 1.342 | N/A | N/A | N/A | Fail TRC
| Commercial | Equipment | ENERGY STAR Commercial Clothes Washer | Restaurants | New | 0.32914 | 0.43976 | 1.3361 | N/A | N/A | N/A | Fail RIM | Commercial | Equipment | ENERGY STAR Commercial Clothes Washer | Restaurants | New | 0.32914 | 0.43976 | 1.3361 | N/A | N/A | N/A | Fail TRC
| Commercial | Equipment | ENERGY STAR Commercial Clothes Washer | Retail | New | 0.35115 | 0.47124 | 1.342 | N/A | N/A | N/A | Fail RIM | Commercial | Equipment | ENERGY STAR Commercial Clothes Washer | Retail | New | 0.35115 | 0.47124 | 1.342 | N/A | N/A | N/A | Fail TRC
| Commercial | Equipment | ENERGY STAR Commercial Clothes Washer | Schools K-12 | New | 0.34026 | 0.45694 | 1.3429 | N/A | N/A | N/A | Fail RIM | Commercial | Equipment | ENERGY STAR Commercial Clothes Washer | Schools K-12 | New | 0.34026 | 0.45694 | 1.3429 | N/A | N/A | N/A | Fail TRC
| Commercial | Equipment | ENERGY STAR Commercial Clothes Washer | Warehouse | New | 0.32914 | 0.43976 | 1.3361 | N/A | N/A | N/A | Fail RIM | Commercial | Equipment | ENERGY STAR Commercial Clothes Washer | Warehouse | New | 0.32914 | 0.43976 | 1.3361 | N/A | N/A | N/A | Fail TRC
| Commercial | Equipment | ENERGY STAR Water Cooler | Assembly | Turnover | 0.36496 | 2.1412 | 5.8669 | N/A | N/A | N/A | Fail RIM | Commercial | Equipment | ENERGY STAR Water Cooler | Assembly | Turnover | 0.36496 | 2.1412 | 5.8669 | N/A | N/A | N/A | Fail 2-year Threshold
| Commercial | Equipment | ENERGY STAR Water Cooler | College and University | Turnover | 0.36496 | 2.1412 | 5.8669 | N/A | N/A | N/A | Fail RIM | Commercial | Equipment | ENERGY STAR Water Cooler | College and University | Turnover | 0.36496 | 2.1412 | 5.8669 | N/A | N/A | N/A | Fail 2-year Threshold
| Commercial | Equipment | ENERGY STAR Water Cooler | Grocery | Turnover | 0.36496 | 2.1412 | 5.8669 | N/A | N/A | N/A | Fail RIM | Commercial | Equipment | ENERGY STAR Water Cooler | Grocery | Turnover | 0.36496 | 2.1412 | 5.8669 | N/A | N/A | N/A | Fail 2-year Threshold
| Commercial | Equipment | ENERGY STAR Water Cooler | Healthcare | Turnover | 0.36496 | 2.1412 | 5.8669 | N/A | N/A | N/A | Fail RIM | Commercial | Equipment | ENERGY STAR Water Cooler | Healthcare | Turnover | 0.36496 | 2.1412 | 5.8669 | N/A | N/A | N/A | Fail 2-year Threshold
| Commercial | Equipment | ENERGY STAR Water Cooler | Hospitals | Turnover | 0.36496 | 2.1412 | 5.8669 | N/A | N/A | N/A | Fail RIM | Commercial | Equipment | ENERGY STAR Water Cooler | Hospitals | Turnover | 0.36496 | 2.1412 | 5.8669 | N/A | N/A | N/A | Fail 2-year Threshold
| Commercial | Equipment | ENERGY STAR Water Cooler | Institutional | Turnover | 0.36496 | 2.1412 | 5.8669 | N/A | N/A | N/A | Fail RIM | Commercial | Equipment | ENERGY STAR Water Cooler | Institutional | Turnover | 0.36496 | 2.1412 | 5.8669 | N/A | N/A | N/A | Fail 2-year Threshold
| Commercial | Equipment | ENERGY STAR Water Cooler | Lodging/Hospitality | Turnover | 0.36496 | 2.1412 | 5.8669 | N/A | N/A | N/A | Fail RIM | Commercial | Equipment | ENERGY STAR Water Cooler | Lodging/Hospitality | Turnover | 0.36496 | 2.1412 | 5.8669 | N/A | N/A | N/A | Fail 2-year Threshold
| Commercial | Equipment | ENERGY STAR Water Cooler | Miscellaneous | Turnover | 0.36496 | 2.1412 | 5.8669 | N/A | N/A | N/A | Fail RIM | Commercial | Equipment | ENERGY STAR Water Cooler | Miscellaneous | Turnover | 0.36496 | 2.1412 | 5.8669 | N/A | N/A | N/A | Fail 2-year Threshold
| Commercial | Equipment | ENERGY STAR Water Cooler | Offices | Turnover | 0.36496 | 2.1412 | 5.8669 | N/A | N/A | N/A | Fail RIM | Commercial | Equipment | ENERGY STAR Water Cooler | Offices | Turnover | 0.36496 | 2.1412 | 5.8669 | N/A | N/A | N/A | Fail 2-year Threshold
| Commercial | Equipment | ENERGY STAR Water Cooler | Restaurants | Turnover | 0.36496 | 2.1412 | 5.8669 | N/A | N/A | N/A | Fail RIM | Commercial | Equipment | ENERGY STAR Water Cooler | Restaurants | Turnover | 0.36496 | 2.1412 | 5.8669 | N/A | N/A | N/A | Fail 2-year Threshold
| Commercial | Equipment | ENERGY STAR Water Cooler | Retail | Turnover | 0.36496 | 2.1412 | 5.8669 | N/A | N/A | N/A | Fail RIM | Commercial | Equipment | ENERGY STAR Water Cooler | Retail | Turnover | 0.36496 | 2.1412 | 5.8669 | N/A | N/A | N/A | Fail 2-year Threshold
| Commercial | Equipment | ENERGY STAR Water Cooler | Schools K-12 | Turnover | 0.36496 | 2.1412 | 5.8669 | N/A | N/A | N/A | Fail RIM | Commercial | Equipment | ENERGY STAR Water Cooler | Schools K-12 | Turnover | 0.36496 | 2.1412 | 5.8669 | N/A | N/A | N/A | Fail 2-year Threshold
| Commercial | Equipment | ENERGY STAR Water Cooler | Warehouse | Turnover | 0.36496 | 2.1412 | 5.8669 | N/A | N/A | N/A | Fail RIM | Commercial | Equipment | ENERGY STAR Water Cooler | Warehouse | Turnover | 0.36496 | 2.1412 | 5.8669 | N/A | N/A | N/A | Fail 2-year Threshold
| Commercial | Equipment | ENERGY STAR Water Cooler | Assembly | New | 0.36496 | 2.1412 | 5.8669 | N/A | N/A | N/A | Fail RIM | Commercial | Equipment | ENERGY STAR Water Cooler | Assembly | New | 0.36496 | 2.1412 | 5.8669 | N/A | N/A | N/A | Fail 2-year Threshold
| Commercial | Equipment | ENERGY STAR Water Cooler | College and University | New | 0.36496 | 2.1412 | 5.8669 | N/A | N/A | N/A | Fail RIM | Commercial | Equipment | ENERGY STAR Water Cooler | College and University | New | 0.36496 | 2.1412 | 5.8669 | N/A | N/A | N/A | Fail 2-year Threshold
| Commercial | Equipment | ENERGY STAR Water Cooler | Grocery | New | 0.36496 | 2.1412 | 5.8669 | N/A | N/A | N/A | Fail RIM | Commercial | Equipment | ENERGY STAR Water Cooler | Grocery | New | 0.36496 | 2.1412 | 5.8669 | N/A | N/A | N/A | Fail 2-year Threshold
| Commercial | Equipment | ENERGY STAR Water Cooler | Healthcare | New | 0.36496 | 2.1412 | 5.8669 | N/A | N/A | N/A | Fail RIM | Commercial | Equipment | ENERGY STAR Water Cooler | Healthcare | New | 0.36496 | 2.1412 | 5.8669 | N/A | N/A | N/A | Fail 2-year Threshold
| Commercial | Equipment | ENERGY STAR Water Cooler | Hospitals | New | 0.36496 | 2.1412 | 5.8669 | N/A | N/A | N/A | Fail RIM | Commercial | Equipment | ENERGY STAR Water Cooler | Hospitals | New | 0.36496 | 2.1412 | 5.8669 | N/A | N/A | N/A | Fail 2-year Threshold
| Commercial | Equipment | ENERGY STAR Water Cooler | Institutional | New | 0.36496 | 2.1412 | 5.8669 | N/A | N/A | N/A | Fail RIM | Commercial | Equipment | ENERGY STAR Water Cooler | Institutional | New | 0.36496 | 2.1412 | 5.8669 | N/A | N/A | N/A | Fail 2-year Threshold
| Commercial | Equipment | ENERGY STAR Water Cooler | Lodging/Hospitality | New | 0.36496 | 2.1412 | 5.8669 | N/A | N/A | N/A | Fail RIM | Commercial | Equipment | ENERGY STAR Water Cooler | Lodging/Hospitality | New | 0.36496 | 2.1412 | 5.8669 | N/A | N/A | N/A | Fail 2-year Threshold
| Commercial | Equipment | ENERGY STAR Water Cooler | Miscellaneous | New | 0.36496 | 2.1412 | 5.8669 | N/A | N/A | N/A | Fail RIM | Commercial | Equipment | ENERGY STAR Water Cooler | Miscellaneous | New | 0.36496 | 2.1412 | 5.8669 | N/A | N/A | N/A | Fail 2-year Threshold
| Commercial | Equipment | ENERGY STAR Water Cooler | Offices | New | 0.36496 | 2.1412 | 5.8669 | N/A | N/A | N/A | Fail RIM | Commercial | Equipment | ENERGY STAR Water Cooler | Offices | New | 0.36496 | 2.1412 | 5.8669 | N/A | N/A | N/A | Fail 2-year Threshold
| Commercial | Equipment | ENERGY STAR Water Cooler | Restaurants | New | 0.36496 | 2.1412 | 5.8669 | N/A | N/A | N/A | Fail RIM | Commercial | Equipment | ENERGY STAR Water Cooler | Restaurants | New | 0.36496 | 2.1412 | 5.8669 | N/A | N/A | N/A | Fail 2-year Threshold
| Commercial | Equipment | ENERGY STAR Water Cooler | Retail | New | 0.36496 | 2.1412 | 5.8669 | N/A | N/A | N/A | Fail RIM | Commercial | Equipment | ENERGY STAR Water Cooler | Retail | New | 0.36496 | 2.1412 | 5.8669 | N/A | N/A | N/A | Fail 2-year Threshold
| Commercial | Equipment | ENERGY STAR Water Cooler | Schools K-12 | New | 0.36496 | 2.1412 | 5.8669 | N/A | N/A | N/A | Fail RIM | Commercial | Equipment | ENERGY STAR Water Cooler | Schools K-12 | New | 0.36496 | 2.1412 | 5.8669 | N/A | N/A | N/A | Fail 2-year Threshold
| Commercial | Equipment | ENERGY STAR Water Cooler | Warehouse | New | 0.36496 | 2.1412 | 5.8669 | N/A | N/A | N/A | Fail RIM | Commercial | Equipment | ENERGY STAR Water Cooler | Warehouse | New | 0.36496 | 2.1412 | 5.8669 | N/A | N/A | N/A | Fail 2-year Threshold
| Commercial | Equipment | Heat Pump Pool Heater | Assembly | Turnover | 0.36413 | 4.4217 | 12.1432 | N/A | N/A | N/A | Fail RIM | Commercial | Equipment | Heat Pump Pool Heater | Assembly | Turnover | 0.36413 | 4.4217 | 12.1432 | N/A | N/A | N/A | Fail 2-year Threshold
| Commercial | Equipment | Heat Pump Pool Heater | College and University | Turnover | 0.36413 | 4.4217 | 12.1432 | N/A | N/A | N/A | Fail RIM | Commercial | Equipment | Heat Pump Pool Heater | College and University | Turnover | 0.36413 | 4.4217 | 12.1432 | N/A | N/A | N/A | Fail 2-year Threshold
| Commercial | Equipment | Heat Pump Pool Heater | Grocery | Turnover | 0.36413 | 4.4217 | 12.1432 | N/A | N/A | N/A | Fail RIM | Commercial | Equipment | Heat Pump Pool Heater | Grocery | Turnover | 0.36413 | 4.4217 | 12.1432 | N/A | N/A | N/A | Fail 2-year Threshold
| Commercial | Equipment | Heat Pump Pool Heater | Healthcare | Turnover | 0.36413 | 4.4217 | 12.1432 | N/A | N/A | N/A | Fail RIM | Commercial | Equipment | Heat Pump Pool Heater | Healthcare | Turnover | 0.36413 | 4.4217 | 12.1432 | N/A | N/A | N/A | Fail 2-year Threshold
| Commercial | Equipment | Heat Pump Pool Heater | Hospitals | Turnover | 0.36413 | 4.4217 | 12.1432 | N/A | N/A | N/A | Fail RIM | Commercial | Equipment | Heat Pump Pool Heater | Hospitals | Turnover | 0.36413 | 4.4217 | 12.1432 | N/A | N/A | N/A | Fail 2-year Threshold
| Commercial | Equipment | Heat Pump Pool Heater | Institutional | Turnover | 0.36413 | 4.4217 | 12.1432 | N/A | N/A | N/A | Fail RIM | Commercial | Equipment | Heat Pump Pool Heater | Institutional | Turnover | 0.36413 | 4.4217 | 12.1432 | N/A | N/A | N/A | Fail 2-year Threshold
| Commercial | Equipment | Heat Pump Pool Heater | Lodging/Hospitality | Turnover | 0.36413 | 4.4217 | 12.1432 | N/A | N/A | N/A | Fail RIM | Commercial | Equipment | Heat Pump Pool Heater | Lodging/Hospitality | Turnover | 0.36413 | 4.4217 | 12.1432 | N/A | N/A | N/A | Fail 2-year Threshold
| Commercial | Equipment | Heat Pump Pool Heater | Miscellaneous | Turnover | 0.36413 | 4.4217 | 12.1432 | N/A | N/A | N/A | Fail RIM | Commercial | Equipment | Heat Pump Pool Heater | Miscellaneous | Turnover | 0.36413 | 4.4217 | 12.1432 | N/A | N/A | N/A | Fail 2-year Threshold
| Commercial | Equipment | Heat Pump Pool Heater | Offices | Turnover | 0.36413 | 4.4217 | 12.1432 | N/A | N/A | N/A | Fail RIM | Commercial | Equipment | Heat Pump Pool Heater | Offices | Turnover | 0.36413 | 4.4217 | 12.1432 | N/A | N/A | N/A | Fail 2-year Threshold
| Commercial | Equipment | Heat Pump Pool Heater | Restaurants | Turnover | 0.36413 | 4.4217 | 12.1432 | N/A | N/A | N/A | Fail RIM | Commercial | Equipment | Heat Pump Pool Heater | Restaurants | Turnover | 0.36413 | 4.4217 | 12.1432 | N/A | N/A | N/A | Fail 2-year Threshold
| Commercial | Equipment | Heat Pump Pool Heater | Retail | Turnover | 0.36413 | 4.4217 | 12.1432 | N/A | N/A | N/A | Fail RIM | Commercial | Equipment | Heat Pump Pool Heater | Retail | Turnover | 0.36413 | 4.4217 | 12.1432 | N/A | N/A | N/A | Fail 2-year Threshold
| Commercial | Equipment | Heat Pump Pool Heater | Schools K-12 | Turnover | 0.36413 | 4.4217 | 12.1432 | N/A | N/A | N/A | Fail RIM | Commercial | Equipment | Heat Pump Pool Heater | Schools K-12 | Turnover | 0.36413 | 4.4217 | 12.1432 | N/A | N/A | N/A | Fail 2-year Threshold
| Commercial | Equipment | Heat Pump Pool Heater | Warehouse | Turnover | 0.36413 | 4.4217 | 12.1432 | N/A | N/A | N/A | Fail RIM | Commercial | Equipment | Heat Pump Pool Heater | Warehouse | Turnover | 0.36413 | 4.4217 | 12.1432 | N/A | N/A | N/A | Fail 2-year Threshold
| Commercial | Equipment | Heat Pump Pool Heater | Assembly | New | 0.36413 | 4.4217 | 12.1432 | N/A | N/A | N/A | Fail RIM | Commercial | Equipment | Heat Pump Pool Heater | Assembly | New | 0.36413 | 4.4217 | 12.1432 | N/A | N/A | N/A | Fail 2-year Threshold
| Commercial | Equipment | Heat Pump Pool Heater | College and University | New | 0.36413 | 4.4217 | 12.1432 | N/A | N/A | N/A | Fail RIM | Commercial | Equipment | Heat Pump Pool Heater | College and University | New | 0.36413 | 4.4217 | 12.1432 | N/A | N/A | N/A | Fail 2-year Threshold
| Commercial | Equipment | Heat Pump Pool Heater | Grocery | New | 0.36413 | 4.4217 | 12.1432 | N/A | N/A | N/A | Fail RIM | Commercial | Equipment | Heat Pump Pool Heater | Grocery | New | 0.36413 | 4.4217 | 12.1432 | N/A | N/A | N/A | Fail 2-year Threshold
| Commercial | Equipment | Heat Pump Pool Heater | Healthcare | New | 0.36413 | 4.4217 | 12.1432 | N/A | N/A | N/A | Fail RIM | Commercial | Equipment | Heat Pump Pool Heater | Healthcare | New | 0.36413 | 4.4217 | 12.1432 | N/A | N/A | N/A | Fail 2-year Threshold
| Commercial | Equipment | Heat Pump Pool Heater | Hospitals | New | 0.36413 | 4.4217 | 12.1432 | N/A | N/A | N/A | Fail RIM | Commercial | Equipment | Heat Pump Pool Heater | Hospitals | New | 0.36413 | 4.4217 | 12.1432 | N/A | N/A | N/A | Fail 2-year Threshold
| Commercial | Equipment | Heat Pump Pool Heater | Institutional | New | 0.36413 | 4.4217 | 12.1432 | N/A | N/A | N/A | Fail RIM | Commercial | Equipment | Heat Pump Pool Heater | Institutional | New | 0.36413 | 4.4217 | 12.1432 | N/A | N/A | N/A | Fail 2-year Threshold
| Commercial | Equipment | Heat Pump Pool Heater | Lodging/Hospitality | New | 0.36413 | 4.4217 | 12.1432 | N/A | N/A | N/A | Fail RIM | Commercial | Equipment | Heat Pump Pool Heater | Lodging/Hospitality | New | 0.36413 | 4.4217 | 12.1432 | N/A | N/A | N/A | Fail 2-year Threshold
| Commercial | Equipment | Heat Pump Pool Heater | Miscellaneous | New | 0.36413 | 4.4217 | 12.1432 | N/A | N/A | N/A | Fail RIM | Commercial | Equipment | Heat Pump Pool Heater | Miscellaneous | New | 0.36413 | 4.4217 | 12.1432 | N/A | N/A | N/A | Fail 2-year Threshold
| Commercial | Equipment | Heat Pump Pool Heater | Offices | New | 0.36413 | 4.4217 | 12.1432 | N/A | N/A | N/A | Fail RIM | Commercial | Equipment | Heat Pump Pool Heater | Offices | New | 0.36413 | 4.4217 | 12.1432 | N/A | N/A | N/A | Fail 2-year Threshold
| Commercial | Equipment | Heat Pump Pool Heater | Restaurants | New | 0.36413 | 4.4217 | 12.1432 | N/A | N/A | N/A | Fail RIM | Commercial | Equipment | Heat Pump Pool Heater | Restaurants | New | 0.36413 | 4.4217 | 12.1432 | N/A | N/A | N/A | Fail 2-year Threshold
| Commercial | Equipment | Heat Pump Pool Heater | Retail | New | 0.36413 | 4.4217 | 12.1432 | N/A | N/A | N/A | Fail RIM | Commercial | Equipment | Heat Pump Pool Heater | Retail | New | 0.36413 | 4.4217 | 12.1432 | N/A | N/A | N/A | Fail 2-year Threshold
| Commercial | Equipment | Heat Pump Pool Heater | Schools K-12 | New | 0.36413 | 4.4217 | 12.1432 | N/A | N/A | N/A | Fail RIM | Commercial | Equipment | Heat Pump Pool Heater | Schools K-12 | New | 0.36413 | 4.4217 | 12.1432 | N/A | N/A | N/A | Fail 2-year Threshold
| Commercial | Equipment | Heat Pump Pool Heater | Warehouse | New | 0.36413 | 4.4217 | 12.1432 | N/A | N/A | N/A | Fail RIM | Commercial | Equipment | Heat Pump Pool Heater | Warehouse | New | 0.36413 | 4.4217 | 12.1432 | N/A | N/A | N/A | Fail 2-year Threshold
| Commercial | Equipment | Solar Pool Heater | Assembly | Turnover | 0.36413 | 1.2415 | 3.4094 | N/A | N/A | N/A | Fail RIM | Commercial | Equipment | Solar Pool Heater | Assembly | Turnover | 0.36413 | 1.2415 | 3.4094 | 0.32426 | 1.1286 | 3.7287
| Commercial | Equipment | Solar Pool Heater | College and University | Turnover | 0.36413 | 1.2415 | 3.4094 | N/A | N/A | N/A | Fail RIM | Commercial | Equipment | Solar Pool Heater | College and University | Turnover | 0.36413 | 1.2415 | 3.4094 | 0.32426 | 1.1286 | 3.7287
| Commercial | Equipment | Solar Pool Heater | Grocery | Turnover | 0.36413 | 1.2415 | 3.4094 | N/A | N/A | N/A | Fail RIM | Commercial | Equipment | Solar Pool Heater | Grocery | Turnover | 0.36413 | 1.2415 | 3.4094 | 0.32426 | 1.1286 | 3.7287
| Commercial | Equipment | Solar Pool Heater | Healthcare | Turnover | 0.36413 | 1.2415 | 3.4094 | N/A | N/A | N/A | Fail RIM | Commercial | Equipment | Solar Pool Heater | Healthcare | Turnover | 0.36413 | 1.2415 | 3.4094 | 0.32426 | 1.1286 | 3.7287
| Commercial | Equipment | Solar Pool Heater | Hospitals | Turnover | 0.36413 | 1.2415 | 3.4094 | N/A | N/A | N/A | Fail RIM | Commercial | Equipment | Solar Pool Heater | Hospitals | Turnover | 0.36413 | 1.2415 | 3.4094 | 0.32426 | 1.1286 | 3.7287
| Commercial | Equipment | Solar Pool Heater | Institutional | Turnover | 0.36413 | 1.2415 | 3.4094 | N/A | N/A | N/A | Fail RIM | Commercial | Equipment | Solar Pool Heater | Institutional | Turnover | 0.36413 | 1.2415 | 3.4094 | 0.32426 | 1.1286 | 3.7287
| Commercial | Equipment | Solar Pool Heater | Lodging/Hospitality | Turnover | 0.36413 | 1.2415 | 3.4094 | N/A | N/A | N/A | Fail RIM | Commercial | Equipment | Solar Pool Heater | Lodging/Hospitality | Turnover | 0.36413 | 1.2415 | 3.4094 | 0.32426 | 1.1286 | 3.7287
| Commercial | Equipment | Solar Pool Heater | Miscellaneous | Turnover | 0.36413 | 1.2415 | 3.4094 | N/A | N/A | N/A | Fail RIM | Commercial | Equipment | Solar Pool Heater | Miscellaneous | Turnover | 0.36413 | 1.2415 | 3.4094 | 0.32426 | 1.1286 | 3.7287
| Commercial | Equipment | Solar Pool Heater | Offices | Turnover | 0.36413 | 1.2415 | 3.4094 | N/A | N/A | N/A | Fail RIM | Commercial | Equipment | Solar Pool Heater | Offices | Turnover | 0.36413 | 1.2415 | 3.4094 | 0.32426 | 1.1286 | 3.7287
| Commercial | Equipment | Solar Pool Heater | Restaurants | Turnover | 0.36413 | 1.2415 | 3.4094 | N/A | N/A | N/A | Fail RIM | Commercial | Equipment | Solar Pool Heater | Restaurants | Turnover | 0.36413 | 1.2415 | 3.4094 | 0.32426 | 1.1286 | 3.7287
| Commercial | Equipment | Solar Pool Heater | Retail | Turnover | 0.36413 | 1.2415 | 3.4094 | N/A | N/A | N/A | Fail RIM | Commercial | Equipment | Solar Pool Heater | Retail | Turnover | 0.36413 | 1.2415 | 3.4094 | 0.32426 | 1.1286 | 3.7287
| Commercial | Equipment | Solar Pool Heater | Schools K-12 | Turnover | 0.36413 | 1.2415 | 3.4094 | N/A | N/A | N/A | Fail RIM | Commercial | Equipment | Solar Pool Heater | Schools K-12 | Turnover | 0.36413 | 1.2415 | 3.4094 | 0.32426 | 1.1286 | 3.7287
| Commercial | Equipment | Solar Pool Heater | Warehouse | Turnover | 0.36413 | 1.2415 | 3.4094 | N/A | N/A | N/A | Fail RIM | Commercial | Equipment | Solar Pool Heater | Warehouse | Turnover | 0.36413 | 1.2415 | 3.4094 | 0.32426 | 1.1286 | 3.7287
| Commercial | Equipment | Solar Pool Heater | Assembly | New | 0.36413 | 1.2415 | 3.4094 | N/A | N/A | N/A | Fail RIM | Commercial | Equipment | Solar Pool Heater | Assembly | New | 0.36413 | 1.2415 | 3.4094 | 0.32426 | 1.1286 | 3.7287
| Commercial | Equipment | Solar Pool Heater | College and University | New | 0.36413 | 1.2415 | 3.4094 | N/A | N/A | N/A | Fail RIM | Commercial | Equipment | Solar Pool Heater | College and University | New | 0.36413 | 1.2415 | 3.4094 | 0.32426 | 1.1286 | 3.7287
| Commercial | Equipment | Solar Pool Heater | Grocery | New | 0.36413 | 1.2415 | 3.4094 | N/A | N/A | N/A | Fail RIM | Commercial | Equipment | Solar Pool Heater | Grocery | New | 0.36413 | 1.2415 | 3.4094 | 0.32426 | 1.1286 | 3.7287
| Commercial | Equipment | Solar Pool Heater | Healthcare | New | 0.36413 | 1.2415 | 3.4094 | N/A | N/A | N/A | Fail RIM | Commercial | Equipment | Solar Pool Heater | Healthcare | New | 0.36413 | 1.2415 | 3.4094 | 0.32426 | 1.1286 | 3.7287
| Commercial | Equipment | Solar Pool Heater | Hospitals | New | 0.36413 | 1.2415 | 3.4094 | N/A | N/A | N/A | Fail RIM | Commercial | Equipment | Solar Pool Heater | Hospitals | New | 0.36413 | 1.2415 | 3.4094 | 0.32426 | 1.1286 | 3.7287
| Commercial | Equipment | Solar Pool Heater | Institutional | New | 0.36413 | 1.2415 | 3.4094 | N/A | N/A | N/A | Fail RIM | Commercial | Equipment | Solar Pool Heater | Institutional | New | 0.36413 | 1.2415 | 3.4094 | 0.32426 | 1.1286 | 3.7287
| Commercial | Equipment | Solar Pool Heater | Lodging/Hospitality | New | 0.36413 | 1.2415 | 3.4094 | N/A | N/A | N/A | Fail RIM | Commercial | Equipment | Solar Pool Heater | Lodging/Hospitality | New | 0.36413 | 1.2415 | 3.4094 | 0.32426 | 1.1286 | 3.7287
| Commercial | Equipment | Solar Pool Heater | Miscellaneous | New | 0.36413 | 1.2415 | 3.4094 | N/A | N/A | N/A | Fail RIM | Commercial | Equipment | Solar Pool Heater | Miscellaneous | New | 0.36413 | 1.2415 | 3.4094 | 0.32426 | 1.1286 | 3.7287
| Commercial | Equipment | Solar Pool Heater | Offices | New | 0.36413 | 1.2415 | 3.4094 | N/A | N/A | N/A | Fail RIM | Commercial | Equipment | Solar Pool Heater | Offices | New | 0.36413 | 1.2415 | 3.4094 | 0.32426 | 1.1286 | 3.7287
| Commercial | Equipment | Solar Pool Heater | Restaurants | New | 0.36413 | 1.2415 | 3.4094 | N/A | N/A | N/A | Fail RIM | Commercial | Equipment | Solar Pool Heater | Restaurants | New | 0.36413 | 1.2415 | 3.4094 | 0.32426 | 1.1286 | 3.7287
| Commercial | Equipment | Solar Pool Heater | Retail | New | 0.36413 | 1.2415 | 3.4094 | N/A | N/A | N/A | Fail RIM | Commercial | Equipment | Solar Pool Heater | Retail | New | 0.36413 | 1.2415 | 3.4094 | 0.32426 | 1.1286 | 3.7287
| Commercial | Equipment | Solar Pool Heater | Schools K-12 | New | 0.36413 | 1.2415 | 3.4094 | N/A | N/A | N/A | Fail RIM | Commercial | Equipment | Solar Pool Heater | Schools K-12 | New | 0.36413 | 1.2415 | 3.4094 | 0.32426 | 1.1286 | 3.7287
| Commercial | Equipment | Solar Pool Heater | Warehouse | New | 0.36413 | 1.2415 | 3.4094 | N/A | N/A | N/A | Fail RIM | Commercial | Equipment | Solar Pool Heater | Warehouse | New | 0.36413 | 1.2415 | 3.4094 | 0.32426 | 1.1286 | 3.7287
| Commercial | Equipment | Solar Powered Pool Pump | Assembly | Turnover | 0.35751 | 0.58779 | 1.6441 | N/A | N/A | N/A | Fail RIM | Commercial | Equipment | Solar Powered Pool Pump | Assembly | Turnover | 0.35751 | 0.58779 | 1.6441 | N/A | N/A | N/A | Fail TRC
| Commercial | Equipment | Solar Powered Pool Pump | College and University | Turnover | 0.35751 | 0.58779 | 1.6441 | N/A | N/A | N/A | Fail RIM | Commercial | Equipment | Solar Powered Pool Pump | College and University | Turnover | 0.35751 | 0.58779 | 1.6441 | N/A | N/A | N/A | Fail TRC
| Commercial | Equipment | Solar Powered Pool Pump | Grocery | Turnover | 0.35751 | 0.58779 | 1.6441 | N/A | N/A | N/A | Fail RIM | Commercial | Equipment | Solar Powered Pool Pump | Grocery | Turnover | 0.35751 | 0.58779 | 1.6441 | N/A | N/A | N/A | Fail TRC
| Commercial | Equipment | Solar Powered Pool Pump | Healthcare | Turnover | 0.35751 | 0.58779 | 1.6441 | N/A | N/A | N/A | Fail RIM | Commercial | Equipment | Solar Powered Pool Pump | Healthcare | Turnover | 0.35751 | 0.58779 | 1.6441 | N/A | N/A | N/A | Fail TRC
| Commercial | Equipment | Solar Powered Pool Pump | Hospitals | Turnover | 0.35751 | 0.58779 | 1.6441 | N/A | N/A | N/A | Fail RIM | Commercial | Equipment | Solar Powered Pool Pump | Hospitals | Turnover | 0.35751 | 0.58779 | 1.6441 | N/A | N/A | N/A | Fail TRC
| Commercial | Equipment | Solar Powered Pool Pump | Institutional | Turnover | 0.35751 | 0.58779 | 1.6441 | N/A | N/A | N/A | Fail RIM | Commercial | Equipment | Solar Powered Pool Pump | Institutional | Turnover | 0.35751 | 0.58779 | 1.6441 | N/A | N/A | N/A | Fail TRC
| Commercial | Equipment | Solar Powered Pool Pump | Lodging/Hospitality | Turnover | 0.35751 | 0.58779 | 1.6441 | N/A | N/A | N/A | Fail RIM | Commercial | Equipment | Solar Powered Pool Pump | Lodging/Hospitality | Turnover | 0.35751 | 0.58779 | 1.6441 | N/A | N/A | N/A | Fail TRC
| Commercial | Equipment | Solar Powered Pool Pump | Miscellaneous | Turnover | 0.35751 | 0.58779 | 1.6441 | N/A | N/A | N/A | Fail RIM | Commercial | Equipment | Solar Powered Pool Pump | Miscellaneous | Turnover | 0.35751 | 0.58779 | 1.6441 | N/A | N/A | N/A | Fail TRC
| Commercial | Equipment | Solar Powered Pool Pump | Offices | Turnover | 0.35751 | 0.58779 | 1.6441 | N/A | N/A | N/A | Fail RIM | Commercial | Equipment | Solar Powered Pool Pump | Offices | Turnover | 0.35751 | 0.58779 | 1.6441 | N/A | N/A | N/A | Fail TRC
| Commercial | Equipment | Solar Powered Pool Pump | Restaurants | Turnover | 0.35751 | 0.58779 | 1.6441 | N/A | N/A | N/A | Fail RIM | Commercial | Equipment | Solar Powered Pool Pump | Restaurants | Turnover | 0.35751 | 0.58779 | 1.6441 | N/A | N/A | N/A | Fail TRC
| Commercial | Equipment | Solar Powered Pool Pump | Retail | Turnover | 0.35751 | 0.58779 | 1.6441 | N/A | N/A | N/A | Fail RIM | Commercial | Equipment | Solar Powered Pool Pump | Retail | Turnover | 0.35751 | 0.58779 | 1.6441 | N/A | N/A | N/A | Fail TRC
| Commercial | Equipment | Solar Powered Pool Pump | Schools K-12 | Turnover | 0.35751 | 0.58779 | 1.6441 | N/A | N/A | N/A | Fail RIM | Commercial | Equipment | Solar Powered Pool Pump | Schools K-12 | Turnover | 0.35751 | 0.58779 | 1.6441 | N/A | N/A | N/A | Fail TRC
| Commercial | Equipment | Solar Powered Pool Pump | Assembly | New | 0.35751 | 0.58779 | 1.6441 | N/A | N/A | N/A | Fail RIM | Commercial | Equipment | Solar Powered Pool Pump | Assembly | New | 0.35751 | 0.58779 | 1.6441 | N/A | N/A | N/A | Fail TRC
| Commercial | Equipment | Solar Powered Pool Pump | College and University | New | 0.35751 | 0.58779 | 1.6441 | N/A | N/A | N/A | Fail RIM | Commercial | Equipment | Solar Powered Pool Pump | College and University | New | 0.35751 | 0.58779 | 1.6441 | N/A | N/A | N/A | Fail TRC
| Commercial | Equipment | Solar Powered Pool Pump | Grocery | New | 0.35751 | 0.58779 | 1.6441 | N/A | N/A | N/A | Fail RIM | Commercial | Equipment | Solar Powered Pool Pump | Grocery | New | 0.35751 | 0.58779 | 1.6441 | N/A | N/A | N/A | Fail TRC
| Commercial | Equipment | Solar Powered Pool Pump | Healthcare | New | 0.35751 | 0.58779 | 1.6441 | N/A | N/A | N/A | Fail RIM | Commercial | Equipment | Solar Powered Pool Pump | Healthcare | New | 0.35751 | 0.58779 | 1.6441 | N/A | N/A | N/A | Fail TRC
| Commercial | Equipment | Solar Powered Pool Pump | Hospitals | New | 0.35751 | 0.58779 | 1.6441 | N/A | N/A | N/A | Fail RIM | Commercial | Equipment | Solar Powered Pool Pump | Hospitals | New | 0.35751 | 0.58779 | 1.6441 | N/A | N/A | N/A | Fail TRC
| Commercial | Equipment | Solar Powered Pool Pump | Institutional | New | 0.35751 | 0.58779 | 1.6441 | N/A | N/A | N/A | Fail RIM | Commercial | Equipment | Solar Powered Pool Pump | Institutional | New | 0.35751 | 0.58779 | 1.6441 | N/A | N/A | N/A | Fail TRC
| Commercial | Equipment | Solar Powered Pool Pump | Lodging/Hospitality | New | 0.35751 | 0.58779 | 1.6441 | N/A | N/A | N/A | Fail RIM | Commercial | Equipment | Solar Powered Pool Pump | Lodging/Hospitality | New | 0.35751 | 0.58779 | 1.6441 | N/A | N/A | N/A | Fail TRC
| Commercial | Equipment | Solar Powered Pool Pump | Miscellaneous | New | 0.35751 | 0.58779 | 1.6441 | N/A | N/A | N/A | Fail RIM | Commercial | Equipment | Solar Powered Pool Pump | Miscellaneous | New | 0.35751 | 0.58779 | 1.6441 | N/A | N/A | N/A | Fail TRC
| Commercial | Equipment | Solar Powered Pool Pump | Offices | New | 0.35751 | 0.58779 | 1.6441 | N/A | N/A | N/A | Fail RIM | Commercial | Equipment | Solar Powered Pool Pump | Offices | New | 0.35751 | 0.58779 | 1.6441 | N/A | N/A | N/A | Fail TRC
| Commercial | Equipment | Solar Powered Pool Pump | Restaurants | New | 0.35751 | 0.58779 | 1.6441 | N/A | N/A | N/A | Fail RIM | Commercial | Equipment | Solar Powered Pool Pump | Restaurants | New | 0.35751 | 0.58779 | 1.6441 | N/A | N/A | N/A | Fail TRC
| Commercial | Equipment | Solar Powered Pool Pump | Retail | New | 0.35751 | 0.58779 | 1.6441 | N/A | N/A | N/A | Fail RIM | Commercial | Equipment | Solar Powered Pool Pump | Retail | New | 0.35751 | 0.58779 | 1.6441 | N/A | N/A | N/A | Fail TRC
| Commercial | Equipment | Solar Powered Pool Pump | Schools K-12 | New | 0.35751 | 0.58779 | 1.6441 | N/A | N/A | N/A | Fail RIM | Commercial | Equipment | Solar Powered Pool Pump | Schools K-12 | New | 0.35751 | 0.58779 | 1.6441 | N/A | N/A | N/A | Fail TRC
| Commercial | Equipment | Two Speed Pool Pump | Assembly | Turnover | 0.35751 | 2.8212 | 7.8912 | N/A | N/A | N/A | Fail RIM | Commercial | Equipment | Two Speed Pool Pump | Assembly | Turnover | 0.35751 | 2.8212 | 7.8912 | N/A | N/A | N/A | Fail 2-year Threshold
| Commercial | Equipment | Two Speed Pool Pump | College and University | Turnover | 0.35751 | 2.8212 | 7.8912 | N/A | N/A | N/A | Fail RIM | Commercial | Equipment | Two Speed Pool Pump | College and University | Turnover | 0.35751 | 2.8212 | 7.8912 | N/A | N/A | N/A | Fail 2-year Threshold
| Commercial | Equipment | Two Speed Pool Pump | Grocery | Turnover | 0.35751 | 2.8212 | 7.8912 | N/A | N/A | N/A | Fail RIM | Commercial | Equipment | Two Speed Pool Pump | Grocery | Turnover | 0.35751 | 2.8212 | 7.8912 | N/A | N/A | N/A | Fail 2-year Threshold
| Commercial | Equipment | Two Speed Pool Pump | Healthcare | Turnover | 0.35751 | 2.8212 | 7.8912 | N/A | N/A | N/A | Fail RIM | Commercial | Equipment | Two Speed Pool Pump | Healthcare | Turnover | 0.35751 | 2.8212 | 7.8912 | N/A | N/A | N/A | Fail 2-year Threshold
| Commercial | Equipment | Two Speed Pool Pump | Hospitals | Turnover | 0.35751 | 2.8212 | 7.8912 | N/A | N/A | N/A | Fail RIM | Commercial | Equipment | Two Speed Pool Pump | Hospitals | Turnover | 0.35751 | 2.8212 | 7.8912 | N/A | N/A | N/A | Fail 2-year Threshold
| Commercial | Equipment | Two Speed Pool Pump | Institutional | Turnover | 0.35751 | 2.8212 | 7.8912 | N/A | N/A | N/A | Fail RIM | Commercial | Equipment | Two Speed Pool Pump | Institutional | Turnover | 0.35751 | 2.8212 | 7.8912 | N/A | N/A | N/A | Fail 2-year Threshold
| Commercial | Equipment | Two Speed Pool Pump | Lodging/Hospitality | Turnover | 0.35751 | 2.8212 | 7.8912 | N/A | N/A | N/A | Fail RIM | Commercial | Equipment | Two Speed Pool Pump | Lodging/Hospitality | Turnover | 0.35751 | 2.8212 | 7.8912 | N/A | N/A | N/A | Fail 2-year Threshold
| Commercial | Equipment | Two Speed Pool Pump | Miscellaneous | Turnover | 0.35751 | 2.8212 | 7.8912 | N/A | N/A | N/A | Fail RIM | Commercial | Equipment | Two Speed Pool Pump | Miscellaneous | Turnover | 0.35751 | 2.8212 | 7.8912 | N/A | N/A | N/A | Fail 2-year Threshold
| Commercial | Equipment | Two Speed Pool Pump | Offices | Turnover | 0.35751 | 2.8212 | 7.8912 | N/A | N/A | N/A | Fail RIM | Commercial | Equipment | Two Speed Pool Pump | Offices | Turnover | 0.35751 | 2.8212 | 7.8912 | N/A | N/A | N/A | Fail 2-year Threshold
| Commercial | Equipment | Two Speed Pool Pump | Restaurants | Turnover | 0.35751 | 2.8212 | 7.8912 | N/A | N/A | N/A | Fail RIM | Commercial | Equipment | Two Speed Pool Pump | Restaurants | Turnover | 0.35751 | 2.8212 | 7.8912 | N/A | N/A | N/A | Fail 2-year Threshold
| Commercial | Equipment | Two Speed Pool Pump | Retail | Turnover | 0.35751 | 2.8212 | 7.8912 | N/A | N/A | N/A | Fail RIM | Commercial | Equipment | Two Speed Pool Pump | Retail | Turnover | 0.35751 | 2.8212 | 7.8912 | N/A | N/A | N/A | Fail 2-year Threshold
| Commercial | Equipment | Two Speed Pool Pump | Schools K-12 | Turnover | 0.35751 | 2.8212 | 7.8912 | N/A | N/A | N/A | Fail RIM | Commercial | Equipment | Two Speed Pool Pump | Schools K-12 | Turnover | 0.35751 | 2.8212 | 7.8912 | N/A | N/A | N/A | Fail 2-year Threshold
| Commercial | Equipment | Two Speed Pool Pump | Warehouse | Turnover | 0.35751 | 2.8212 | 7.8912 | N/A | N/A | N/A | Fail RIM | Commercial | Equipment | Two Speed Pool Pump | Warehouse | Turnover | 0.35751 | 2.8212 | 7.8912 | N/A | N/A | N/A | Fail 2-year Threshold
| Commercial | Equipment | Two Speed Pool Pump | Assembly | New | 0.35751 | 2.8212 | 7.8912 | N/A | N/A | N/A | Fail RIM | Commercial | Equipment | Two Speed Pool Pump | Assembly | New | 0.35751 | 2.8212 | 7.8912 | N/A | N/A | N/A | Fail 2-year Threshold
| Commercial | Equipment | Two Speed Pool Pump | College and University | New | 0.35751 | 2.8212 | 7.8912 | N/A | N/A | N/A | Fail RIM | Commercial | Equipment | Two Speed Pool Pump | College and University | New | 0.35751 | 2.8212 | 7.8912 | N/A | N/A | N/A | Fail 2-year Threshold
| Commercial | Equipment | Two Speed Pool Pump | Grocery | New | 0.35751 | 2.8212 | 7.8912 | N/A | N/A | N/A | Fail RIM | Commercial | Equipment | Two Speed Pool Pump | Grocery | New | 0.35751 | 2.8212 | 7.8912 | N/A | N/A | N/A | Fail 2-year Threshold
| Commercial | Equipment | Two Speed Pool Pump | Healthcare | New | 0.35751 | 2.8212 | 7.8912 | N/A | N/A | N/A | Fail RIM | Commercial | Equipment | Two Speed Pool Pump | Healthcare | New | 0.35751 | 2.8212 | 7.8912 | N/A | N/A | N/A | Fail 2-year Threshold
| Commercial | Equipment | Two Speed Pool Pump | Hospitals | New | 0.35751 | 2.8212 | 7.8912 | N/A | N/A | N/A | Fail RIM | Commercial | Equipment | Two Speed Pool Pump | Hospitals | New | 0.35751 | 2.8212 | 7.8912 | N/A | N/A | N/A | Fail 2-year Threshold
| Commercial | Equipment | Two Speed Pool Pump | Institutional | New | 0.35751 | 2.8212 | 7.8912 | N/A | N/A | N/A | Fail RIM | Commercial | Equipment | Two Speed Pool Pump | Institutional | New | 0.35751 | 2.8212 | 7.8912 | N/A | N/A | N/A | Fail 2-year Threshold
| Commercial | Equipment | Two Speed Pool Pump | Lodging/Hospitality | New | 0.35751 | 2.8212 | 7.8912 | N/A | N/A | N/A | Fail RIM | Commercial | Equipment | Two Speed Pool Pump | Lodging/Hospitality | New | 0.35751 | 2.8212 | 7.8912 | N/A | N/A | N/A | Fail 2-year Threshold
| Commercial | Equipment | Two Speed Pool Pump | Miscellaneous | New | 0.35751 | 2.8212 | 7.8912 | N/A | N/A | N/A | Fail RIM | Commercial | Equipment | Two Speed Pool Pump | Miscellaneous | New | 0.35751 | 2.8212 | 7.8912 | N/A | N/A | N/A | Fail 2-year Threshold
| Commercial | Equipment | Two Speed Pool Pump | Offices | New | 0.35751 | 2.8212 | 7.8912 | N/A | N/A | N/A | Fail RIM | Commercial | Equipment | Two Speed Pool Pump | Offices | New | 0.35751 | 2.8212 | 7.8912 | N/A | N/A | N/A | Fail 2-year Threshold
| Commercial | Equipment | Two Speed Pool Pump | Restaurants | New | 0.35751 | 2.8212 | 7.8912 | N/A | N/A | N/A | Fail RIM | Commercial | Equipment | Two Speed Pool Pump | Restaurants | New | 0.35751 | 2.8212 | 7.8912 | N/A | N/A | N/A | Fail 2-year Threshold
| Commercial | Equipment | Two Speed Pool Pump | Retail | New | 0.35751 | 2.8212 | 7.8912 | N/A | N/A | N/A | Fail RIM | Commercial | Equipment | Two Speed Pool Pump | Retail | New | 0.35751 | 2.8212 | 7.8912 | N/A | N/A | N/A | Fail 2-year Threshold
| Commercial | Equipment | Two Speed Pool Pump | Schools K-12 | New | 0.35751 | 2.8212 | 7.8912 | N/A | N/A | N/A | Fail RIM | Commercial | Equipment | Two Speed Pool Pump | Schools K-12 | New | 0.35751 | 2.8212 | 7.8912 | N/A | N/A | N/A | Fail 2-year Threshold
| Commercial | Equipment | Two Speed Pool Pump | Warehouse | New | 0.35751 | 2.8212 | 7.8912 | N/A | N/A | N/A | Fail RIM | Commercial | Equipment | Two Speed Pool Pump | Warehouse | New | 0.35751 | 2.8212 | 7.8912 | N/A | N/A | N/A | Fail 2-year Threshold
| Commercial | Equipment | Variable Speed Pool Pump | Assembly | Turnover | 0.35751 | 0.97243 | 2.72 | N/A | N/A | N/A | Fail RIM | Commercial | Equipment | Variable Speed Pool Pump | Assembly | Turnover | 0.35751 | 0.97243 | 2.72 | N/A | N/A | N/A | Fail TRC
| Commercial | Equipment | Variable Speed Pool Pump | College and University | Turnover | 0.35751 | 0.97243 | 2.72 | N/A | N/A | N/A | Fail RIM | Commercial | Equipment | Variable Speed Pool Pump | College and University | Turnover | 0.35751 | 0.97243 | 2.72 | N/A | N/A | N/A | Fail TRC
| Commercial | Equipment | Variable Speed Pool Pump | Grocery | Turnover | 0.35751 | 0.97243 | 2.72 | N/A | N/A | N/A | Fail RIM | Commercial | Equipment | Variable Speed Pool Pump | Grocery | Turnover | 0.35751 | 0.97243 | 2.72 | N/A | N/A | N/A | Fail TRC
| Commercial | Equipment | Variable Speed Pool Pump | Healthcare | Turnover | 0.35751 | 0.97243 | 2.72 | N/A | N/A | N/A | Fail RIM | Commercial | Equipment | Variable Speed Pool Pump | Healthcare | Turnover | 0.35751 | 0.97243 | 2.72 | N/A | N/A | N/A | Fail TRC
| Commercial | Equipment | Variable Speed Pool Pump | Hospitals | Turnover | 0.35751 | 0.97243 | 2.72 | N/A | N/A | N/A | Fail RIM | Commercial | Equipment | Variable Speed Pool Pump | Hospitals | Turnover | 0.35751 | 0.97243 | 2.72 | N/A | N/A | N/A | Fail TRC
| Commercial | Equipment | Variable Speed Pool Pump | Institutional | Turnover | 0.35751 | 0.97243 | 2.72 | N/A | N/A | N/A | Fail RIM | Commercial | Equipment | Variable Speed Pool Pump | Institutional | Turnover | 0.35751 | 0.97243 | 2.72 | N/A | N/A | N/A | Fail TRC
| Commercial | Equipment | Variable Speed Pool Pump | Lodging/Hospitality | Turnover | 0.35751 | 0.97243 | 2.72 | N/A | N/A | N/A | Fail RIM | Commercial | Equipment | Variable Speed Pool Pump | Lodging/Hospitality | Turnover | 0.35751 | 0.97243 | 2.72 | N/A | N/A | N/A | Fail TRC
| Commercial | Equipment | Variable Speed Pool Pump | Miscellaneous | Turnover | 0.35751 | 0.97243 | 2.72 | N/A | N/A | N/A | Fail RIM | Commercial | Equipment | Variable Speed Pool Pump | Miscellaneous | Turnover | 0.35751 | 0.97243 | 2.72 | N/A | N/A | N/A | Fail TRC
| Commercial | Equipment | Variable Speed Pool Pump | Offices | Turnover | 0.35751 | 0.97243 | 2.72 | N/A | N/A | N/A | Fail RIM | Commercial | Equipment | Variable Speed Pool Pump | Offices | Turnover | 0.35751 | 0.97243 | 2.72 | N/A | N/A | N/A | Fail TRC
| Commercial | Equipment | Variable Speed Pool Pump | Restaurants | Turnover | 0.35751 | 0.97243 | 2.72 | N/A | N/A | N/A | Fail RIM | Commercial | Equipment | Variable Speed Pool Pump | Restaurants | Turnover | 0.35751 | 0.97243 | 2.72 | N/A | N/A | N/A | Fail TRC
| Commercial | Equipment | Variable Speed Pool Pump | Retail | Turnover | 0.35751 | 0.97243 | 2.72 | N/A | N/A | N/A | Fail RIM | Commercial | Equipment | Variable Speed Pool Pump | Retail | Turnover | 0.35751 | 0.97243 | 2.72 | N/A | N/A | N/A | Fail TRC
| Commercial | Equipment | Variable Speed Pool Pump | Schools K-12 | Turnover | 0.35751 | 0.97243 | 2.72 | N/A | N/A | N/A | Fail RIM | Commercial | Equipment | Variable Speed Pool Pump | Schools K-12 | Turnover | 0.35751 | 0.97243 | 2.72 | N/A | N/A | N/A | Fail TRC
| Commercial | Equipment | Variable Speed Pool Pump | Assembly | New | 0.35751 | 0.97243 | 2.72 | N/A | N/A | N/A | Fail RIM | Commercial | Equipment | Variable Speed Pool Pump | Assembly | New | 0.35751 | 0.97243 | 2.72 | N/A | N/A | N/A | Fail TRC
| Commercial | Equipment | Variable Speed Pool Pump | College and University | New | 0.35751 | 0.97243 | 2.72 | N/A | N/A | N/A | Fail RIM | Commercial | Equipment | Variable Speed Pool Pump | College and University | New | 0.35751 | 0.97243 | 2.72 | N/A | N/A | N/A | Fail TRC
| Commercial | Equipment | Variable Speed Pool Pump | Grocery | New | 0.35751 | 0.97243 | 2.72 | N/A | N/A | N/A | Fail RIM | Commercial | Equipment | Variable Speed Pool Pump | Grocery | New | 0.35751 | 0.97243 | 2.72 | N/A | N/A | N/A | Fail TRC
| Commercial | Equipment | Variable Speed Pool Pump | Healthcare | New | 0.35751 | 0.97243 | 2.72 | N/A | N/A | N/A | Fail RIM | Commercial | Equipment | Variable Speed Pool Pump | Healthcare | New | 0.35751 | 0.97243 | 2.72 | N/A | N/A | N/A | Fail TRC
| Commercial | Equipment | Variable Speed Pool Pump | Hospitals | New | 0.35751 | 0.97243 | 2.72 | N/A | N/A | N/A | Fail RIM | Commercial | Equipment | Variable Speed Pool Pump | Hospitals | New | 0.35751 | 0.97243 | 2.72 | N/A | N/A | N/A | Fail TRC
| Commercial | Equipment | Variable Speed Pool Pump | Institutional | New | 0.35751 | 0.97243 | 2.72 | N/A | N/A | N/A | Fail RIM | Commercial | Equipment | Variable Speed Pool Pump | Institutional | New | 0.35751 | 0.97243 | 2.72 | N/A | N/A | N/A | Fail TRC
| Commercial | Equipment | Variable Speed Pool Pump | Lodging/Hospitality | New | 0.35751 | 0.97243 | 2.72 | N/A | N/A | N/A | Fail RIM | Commercial | Equipment | Variable Speed Pool Pump | Lodging/Hospitality | New | 0.35751 | 0.97243 | 2.72 | N/A | N/A | N/A | Fail TRC
| Commercial | Equipment | Variable Speed Pool Pump | Miscellaneous | New | 0.35751 | 0.97243 | 2.72 | N/A | N/A | N/A | Fail RIM | Commercial | Equipment | Variable Speed Pool Pump | Miscellaneous | New | 0.35751 | 0.97243 | 2.72 | N/A | N/A | N/A | Fail TRC
| Commercial | Equipment | Variable Speed Pool Pump | Offices | New | 0.35751 | 0.97243 | 2.72 | N/A | N/A | N/A | Fail RIM | Commercial | Equipment | Variable Speed Pool Pump | Offices | New | 0.35751 | 0.97243 | 2.72 | N/A | N/A | N/A | Fail TRC
| Commercial | Equipment | Variable Speed Pool Pump | Restaurants | New | 0.35751 | 0.97243 | 2.72 | N/A | N/A | N/A | Fail RIM | Commercial | Equipment | Variable Speed Pool Pump | Restaurants | New | 0.35751 | 0.97243 | 2.72 | N/A | N/A | N/A | Fail TRC
| Commercial | Equipment | Variable Speed Pool Pump | Retail | New | 0.35751 | 0.97243 | 2.72 | N/A | N/A | N/A | Fail RIM | Commercial | Equipment | Variable Speed Pool Pump | Retail | New | 0.35751 | 0.97243 | 2.72 | N/A | N/A | N/A | Fail TRC
| Commercial | Equipment | Variable Speed Pool Pump | Schools K-12 | New | 0.35751 | 0.97243 | 2.72 | N/A | N/A | N/A | Fail RIM | Commercial | Equipment | Variable Speed Pool Pump | Schools K-12 | New | 0.35751 | 0.97243 | 2.72 | N/A | N/A | N/A | Fail TRC
| Commercial | Equipment | ENERGY STAR Imaging Equipment | Assembly | Turnover | 0.35045 | 0.15413 | 0.4398 | N/A | N/A | N/A | Fail RIM | Commercial | Equipment | ENERGY STAR Imaging Equipment | Assembly | Turnover | 0.35045 | 0.15413 | 0.4398 | N/A | N/A | N/A | Fail TRC
| Commercial | Equipment | ENERGY STAR Imaging Equipment | College and University | Turnover | 0.35045 | 0.15413 | 0.4398 | N/A | N/A | N/A | Fail RIM | Commercial | Equipment | ENERGY STAR Imaging Equipment | College and University | Turnover | 0.35045 | 0.15413 | 0.4398 | N/A | N/A | N/A | Fail TRC
| Commercial | Equipment | ENERGY STAR Imaging Equipment | Grocery | Turnover | 0.35045 | 0.15413 | 0.4398 | N/A | N/A | N/A | Fail RIM | Commercial | Equipment | ENERGY STAR Imaging Equipment | Grocery | Turnover | 0.35045 | 0.15413 | 0.4398 | N/A | N/A | N/A | Fail TRC
| Commercial | Equipment | ENERGY STAR Imaging Equipment | Healthcare | Turnover | 0.35045 | 0.15413 | 0.4398 | N/A | N/A | N/A | Fail RIM | Commercial | Equipment | ENERGY STAR Imaging Equipment | Healthcare | Turnover | 0.35045 | 0.15413 | 0.4398 | N/A | N/A | N/A | Fail TRC
| Commercial | Equipment | ENERGY STAR Imaging Equipment | Hospitals | Turnover | 0.35045 | 0.15413 | 0.4398 | N/A | N/A | N/A | Fail RIM | Commercial | Equipment | ENERGY STAR Imaging Equipment | Hospitals | Turnover | 0.35045 | 0.15413 | 0.4398 | N/A | N/A | N/A | Fail TRC
| Commercial | Equipment | ENERGY STAR Imaging Equipment | Institutional | Turnover | 0.35045 | 0.15413 | 0.4398 | N/A | N/A | N/A | Fail RIM | Commercial | Equipment | ENERGY STAR Imaging Equipment | Institutional | Turnover | 0.35045 | 0.15413 | 0.4398 | N/A | N/A | N/A | Fail TRC
| Commercial | Equipment | ENERGY STAR Imaging Equipment | Lodging/Hospitality | Turnover | 0.35045 | 0.15413 | 0.4398 | N/A | N/A | N/A | Fail RIM | Commercial | Equipment | ENERGY STAR Imaging Equipment | Lodging/Hospitality | Turnover | 0.35045 | 0.15413 | 0.4398 | N/A | N/A | N/A | Fail TRC
| Commercial | Equipment | ENERGY STAR Imaging Equipment | Miscellaneous | Turnover | 0.35045 | 0.15413 | 0.4398 | N/A | N/A | N/A | Fail RIM | Commercial | Equipment | ENERGY STAR Imaging Equipment | Miscellaneous | Turnover | 0.35045 | 0.15413 | 0.4398 | N/A | N/A | N/A | Fail TRC
| Commercial | Equipment | ENERGY STAR Imaging Equipment | Offices | Turnover | 0.35045 | 0.15413 | 0.4398 | N/A | N/A | N/A | Fail RIM | Commercial | Equipment | ENERGY STAR Imaging Equipment | Offices | Turnover | 0.35045 | 0.15413 | 0.4398 | N/A | N/A | N/A | Fail TRC
| Commercial | Equipment | ENERGY STAR Imaging Equipment | Restaurants | Turnover | 0.35045 | 0.15413 | 0.4398 | N/A | N/A | N/A | Fail RIM | Commercial | Equipment | ENERGY STAR Imaging Equipment | Restaurants | Turnover | 0.35045 | 0.15413 | 0.4398 | N/A | N/A | N/A | Fail TRC
| Commercial | Equipment | ENERGY STAR Imaging Equipment | Retail | Turnover | 0.35045 | 0.15413 | 0.4398 | N/A | N/A | N/A | Fail RIM | Commercial | Equipment | ENERGY STAR Imaging Equipment | Retail | Turnover | 0.35045 | 0.15413 | 0.4398 | N/A | N/A | N/A | Fail TRC
| Commercial | Equipment | ENERGY STAR Imaging Equipment | Schools K-12 | Turnover | 0.35045 | 0.15413 | 0.4398 | N/A | N/A | N/A | Fail RIM | Commercial | Equipment | ENERGY STAR Imaging Equipment | Schools K-12 | Turnover | 0.35045 | 0.15413 | 0.4398 | N/A | N/A | N/A | Fail TRC
| Commercial | Equipment | ENERGY STAR Imaging Equipment | Warehouse | Turnover | 0.35045 | 0.15413 | 0.4398 | N/A | N/A | N/A | Fail RIM | Commercial | Equipment | ENERGY STAR Imaging Equipment | Warehouse | Turnover | 0.35045 | 0.15413 | 0.4398 | N/A | N/A | N/A | Fail TRC
| Commercial | Equipment | ENERGY STAR Imaging Equipment | Assembly | New | 0.35045 | 0.15413 | 0.4398 | N/A | N/A | N/A | Fail RIM | Commercial | Equipment | ENERGY STAR Imaging Equipment | Assembly | New | 0.35045 | 0.15413 | 0.4398 | N/A | N/A | N/A | Fail TRC
| Commercial | Equipment | ENERGY STAR Imaging Equipment | College and University | New | 0.35045 | 0.15413 | 0.4398 | N/A | N/A | N/A | Fail RIM | Commercial | Equipment | ENERGY STAR Imaging Equipment | College and University | New | 0.35045 | 0.15413 | 0.4398 | N/A | N/A | N/A | Fail TRC
| Commercial | Equipment | ENERGY STAR Imaging Equipment | Grocery | New | 0.35045 | 0.15413 | 0.4398 | N/A | N/A | N/A | Fail RIM | Commercial | Equipment | ENERGY STAR Imaging Equipment | Grocery | New | 0.35045 | 0.15413 | 0.4398 | N/A | N/A | N/A | Fail TRC
| Commercial | Equipment | ENERGY STAR Imaging Equipment | Healthcare | New | 0.35045 | 0.15413 | 0.4398 | N/A | N/A | N/A | Fail RIM | Commercial | Equipment | ENERGY STAR Imaging Equipment | Healthcare | New | 0.35045 | 0.15413 | 0.4398 | N/A | N/A | N/A | Fail TRC
| Commercial | Equipment | ENERGY STAR Imaging Equipment | Hospitals | New | 0.35045 | 0.15413 | 0.4398 | N/A | N/A | N/A | Fail RIM | Commercial | Equipment | ENERGY STAR Imaging Equipment | Hospitals | New | 0.35045 | 0.15413 | 0.4398 | N/A | N/A | N/A | Fail TRC
| Commercial | Equipment | ENERGY STAR Imaging Equipment | Institutional | New | 0.35045 | 0.15413 | 0.4398 | N/A | N/A | N/A | Fail RIM | Commercial | Equipment | ENERGY STAR Imaging Equipment | Institutional | New | 0.35045 | 0.15413 | 0.4398 | N/A | N/A | N/A | Fail TRC
| Commercial | Equipment | ENERGY STAR Imaging Equipment | Lodging/Hospitality | New | 0.35045 | 0.15413 | 0.4398 | N/A | N/A | N/A | Fail RIM | Commercial | Equipment | ENERGY STAR Imaging Equipment | Lodging/Hospitality | New | 0.35045 | 0.15413 | 0.4398 | N/A | N/A | N/A | Fail TRC
| Commercial | Equipment | ENERGY STAR Imaging Equipment | Miscellaneous | New | 0.35045 | 0.15413 | 0.4398 | N/A | N/A | N/A | Fail RIM | Commercial | Equipment | ENERGY STAR Imaging Equipment | Miscellaneous | New | 0.35045 | 0.15413 | 0.4398 | N/A | N/A | N/A | Fail TRC
| Commercial | Equipment | ENERGY STAR Imaging Equipment | Offices | New | 0.35045 | 0.15413 | 0.4398 | N/A | N/A | N/A | Fail RIM | Commercial | Equipment | ENERGY STAR Imaging Equipment | Offices | New | 0.35045 | 0.15413 | 0.4398 | N/A | N/A | N/A | Fail TRC
| Commercial | Equipment | ENERGY STAR Imaging Equipment | Restaurants | New | 0.35045 | 0.15413 | 0.4398 | N/A | N/A | N/A | Fail RIM | Commercial | Equipment | ENERGY STAR Imaging Equipment | Restaurants | New | 0.35045 | 0.15413 | 0.4398 | N/A | N/A | N/A | Fail TRC
| Commercial | Equipment | ENERGY STAR Imaging Equipment | Retail | New | 0.35045 | 0.15413 | 0.4398 | N/A | N/A | N/A | Fail RIM | Commercial | Equipment | ENERGY STAR Imaging Equipment | Retail | New | 0.35045 | 0.15413 | 0.4398 | N/A | N/A | N/A | Fail TRC
| Commercial | Equipment | ENERGY STAR Imaging Equipment | Schools K-12 | New | 0.35045 | 0.15413 | 0.4398 | N/A | N/A | N/A | Fail RIM | Commercial | Equipment | ENERGY STAR Imaging Equipment | Schools K-12 | New | 0.35045 | 0.15413 | 0.4398 | N/A | N/A | N/A | Fail TRC
| Commercial | Equipment | ENERGY STAR Imaging Equipment | Warehouse | New | 0.35045 | 0.15413 | 0.4398 | N/A | N/A | N/A | Fail RIM | Commercial | Equipment | ENERGY STAR Imaging Equipment | Warehouse | New | 0.35045 | 0.15413 | 0.4398 | N/A | N/A | N/A | Fail TRC
| Commercial | Equipment | Energy Star PCs | Assembly | Turnover | 0.36009 | 0.97621 | 2.711 | N/A | N/A | N/A | Fail RIM | Commercial | Equipment | Energy Star PCs | Assembly | Turnover | 0.36009 | 0.97621 | 2.711 | N/A | N/A | N/A | Fail TRC
| Commercial | Equipment | Energy Star PCs | College and University | Turnover | 0.36975 | 1.0049 | 2.7177 | N/A | N/A | N/A | Fail RIM | Commercial | Equipment | Energy Star PCs | College and University | Turnover | 0.36975 | 1.0049 | 2.7177 | N/A | N/A | N/A | Fail 2-year Threshold
| Commercial | Equipment | Energy Star PCs | Grocery | Turnover | 0.3479 | 0.94317 | 2.711 | N/A | N/A | N/A | Fail RIM | Commercial | Equipment | Energy Star PCs | Grocery | Turnover | 0.3479 | 0.94317 | 2.711 | N/A | N/A | N/A | Fail TRC
| Commercial | Equipment | Energy Star PCs | Healthcare | Turnover | 0.3479 | 0.94317 | 2.711 | N/A | N/A | N/A | Fail RIM | Commercial | Equipment | Energy Star PCs | Healthcare | Turnover | 0.3479 | 0.94317 | 2.711 | N/A | N/A | N/A | Fail TRC
| Commercial | Equipment | Energy Star PCs | Hospitals | Turnover | 0.36975 | 1.0049 | 2.7177 | N/A | N/A | N/A | Fail RIM | Commercial | Equipment | Energy Star PCs | Hospitals | Turnover | 0.36975 | 1.0049 | 2.7177 | N/A | N/A | N/A | Fail 2-year Threshold
| Commercial | Equipment | Energy Star PCs | Institutional | Turnover | 0.36009 | 0.97621 | 2.711 | N/A | N/A | N/A | Fail RIM | Commercial | Equipment | Energy Star PCs | Institutional | Turnover | 0.36009 | 0.97621 | 2.711 | N/A | N/A | N/A | Fail TRC
| Commercial | Equipment | Energy Star PCs | Lodging/Hospitality | Turnover | 0.3479 | 0.94317 | 2.711 | N/A | N/A | N/A | Fail RIM | Commercial | Equipment | Energy Star PCs | Lodging/Hospitality | Turnover | 0.3479 | 0.94317 | 2.711 | N/A | N/A | N/A | Fail TRC
| Commercial | Equipment | Energy Star PCs | Miscellaneous | Turnover | 0.36009 | 0.97621 | 2.711 | N/A | N/A | N/A | Fail RIM | Commercial | Equipment | Energy Star PCs | Miscellaneous | Turnover | 0.36009 | 0.97621 | 2.711 | N/A | N/A | N/A | Fail TRC
| Commercial | Equipment | Energy Star PCs | Offices | Turnover | 0.3479 | 0.94317 | 2.711 | N/A | N/A | N/A | Fail RIM | Commercial | Equipment | Energy Star PCs | Offices | Turnover | 0.3479 | 0.94317 | 2.711 | N/A | N/A | N/A | Fail TRC
| Commercial | Equipment | Energy Star PCs | Restaurants | Turnover | 0.36009 | 0.97621 | 2.711 | N/A | N/A | N/A | Fail RIM | Commercial | Equipment | Energy Star PCs | Restaurants | Turnover | 0.36009 | 0.97621 | 2.711 | N/A | N/A | N/A | Fail TRC
| Commercial | Equipment | Energy Star PCs | Retail | Turnover | 0.3479 | 0.94317 | 2.711 | N/A | N/A | N/A | Fail RIM | Commercial | Equipment | Energy Star PCs | Retail | Turnover | 0.3479 | 0.94317 | 2.711 | N/A | N/A | N/A | Fail TRC
| Commercial | Equipment | Energy Star PCs | Schools K-12 | Turnover | 0.3479 | 0.94317 | 2.711 | N/A | N/A | N/A | Fail RIM | Commercial | Equipment | Energy Star PCs | Schools K-12 | Turnover | 0.3479 | 0.94317 | 2.711 | N/A | N/A | N/A | Fail TRC
| Commercial | Equipment | Energy Star PCs | Warehouse | Turnover | 0.36009 | 0.97621 | 2.711 | N/A | N/A | N/A | Fail RIM | Commercial | Equipment | Energy Star PCs | Warehouse | Turnover | 0.36009 | 0.97621 | 2.711 | N/A | N/A | N/A | Fail TRC
| Commercial | Equipment | Energy Star PCs | Assembly | New | 0.36009 | 0.97621 | 2.711 | N/A | N/A | N/A | Fail RIM | Commercial | Equipment | Energy Star PCs | Assembly | New | 0.36009 | 0.97621 | 2.711 | N/A | N/A | N/A | Fail TRC
| Commercial | Equipment | Energy Star PCs | College and University | New | 0.36975 | 1.0049 | 2.7177 | N/A | N/A | N/A | Fail RIM | Commercial | Equipment | Energy Star PCs | College and University | New | 0.36975 | 1.0049 | 2.7177 | N/A | N/A | N/A | Fail 2-year Threshold
| Commercial | Equipment | Energy Star PCs | Grocery | New | 0.3479 | 0.94317 | 2.711 | N/A | N/A | N/A | Fail RIM | Commercial | Equipment | Energy Star PCs | Grocery | New | 0.3479 | 0.94317 | 2.711 | N/A | N/A | N/A | Fail TRC
| Commercial | Equipment | Energy Star PCs | Healthcare | New | 0.3479 | 0.94317 | 2.711 | N/A | N/A | N/A | Fail RIM | Commercial | Equipment | Energy Star PCs | Healthcare | New | 0.3479 | 0.94317 | 2.711 | N/A | N/A | N/A | Fail TRC
| Commercial | Equipment | Energy Star PCs | Hospitals | New | 0.36975 | 1.0049 | 2.7177 | N/A | N/A | N/A | Fail RIM | Commercial | Equipment | Energy Star PCs | Hospitals | New | 0.36975 | 1.0049 | 2.7177 | N/A | N/A | N/A | Fail 2-year Threshold
| Commercial | Equipment | Energy Star PCs | Institutional | New | 0.36009 | 0.97621 | 2.711 | N/A | N/A | N/A | Fail RIM | Commercial | Equipment | Energy Star PCs | Institutional | New | 0.36009 | 0.97621 | 2.711 | N/A | N/A | N/A | Fail TRC
| Commercial | Equipment | Energy Star PCs | Lodging/Hospitality | New | 0.3479 | 0.94317 | 2.711 | N/A | N/A | N/A | Fail RIM | Commercial | Equipment | Energy Star PCs | Lodging/Hospitality | New | 0.3479 | 0.94317 | 2.711 | N/A | N/A | N/A | Fail TRC
| Commercial | Equipment | Energy Star PCs | Miscellaneous | New | 0.36009 | 0.97621 | 2.711 | N/A | N/A | N/A | Fail RIM | Commercial | Equipment | Energy Star PCs | Miscellaneous | New | 0.36009 | 0.97621 | 2.711 | N/A | N/A | N/A | Fail TRC
| Commercial | Equipment | Energy Star PCs | Offices | New | 0.3479 | 0.94317 | 2.711 | N/A | N/A | N/A | Fail RIM | Commercial | Equipment | Energy Star PCs | Offices | New | 0.3479 | 0.94317 | 2.711 | N/A | N/A | N/A | Fail TRC
| Commercial | Equipment | Energy Star PCs | Restaurants | New | 0.36009 | 0.97621 | 2.711 | N/A | N/A | N/A | Fail RIM | Commercial | Equipment | Energy Star PCs | Restaurants | New | 0.36009 | 0.97621 | 2.711 | N/A | N/A | N/A | Fail TRC
| Commercial | Equipment | Energy Star PCs | Retail | New | 0.3479 | 0.94317 | 2.711 | N/A | N/A | N/A | Fail RIM | Commercial | Equipment | Energy Star PCs | Retail | New | 0.3479 | 0.94317 | 2.711 | N/A | N/A | N/A | Fail TRC
| Commercial | Equipment | Energy Star PCs | Schools K-12 | New | 0.3479 | 0.94317 | 2.711 | N/A | N/A | N/A | Fail RIM | Commercial | Equipment | Energy Star PCs | Schools K-12 | New | 0.3479 | 0.94317 | 2.711 | N/A | N/A | N/A | Fail TRC
| Commercial | Equipment | Energy Star PCs | Warehouse | New | 0.36009 | 0.97621 | 2.711 | N/A | N/A | N/A | Fail RIM | Commercial | Equipment | Energy Star PCs | Warehouse | New | 0.36009 | 0.97621 | 2.711 | N/A | N/A | N/A | Fail TRC
| Commercial | Equipment | Energy Star Servers | Assembly | Turnover | 0.35359 | 2.5213 | 7.1307 | N/A | N/A | N/A | Fail RIM | Commercial | Equipment | Energy Star Servers | Assembly | Turnover | 0.35359 | 2.5213 | 7.1307 | N/A | N/A | N/A | Fail 2-year Threshold
| Commercial | Equipment | Energy Star Servers | College and University | Turnover | 0.35359 | 2.5213 | 7.1307 | N/A | N/A | N/A | Fail RIM | Commercial | Equipment | Energy Star Servers | College and University | Turnover | 0.35359 | 2.5213 | 7.1307 | N/A | N/A | N/A | Fail 2-year Threshold
| Commercial | Equipment | Energy Star Servers | Grocery | Turnover | 0.35359 | 2.5213 | 7.1307 | N/A | N/A | N/A | Fail RIM | Commercial | Equipment | Energy Star Servers | Grocery | Turnover | 0.35359 | 2.5213 | 7.1307 | N/A | N/A | N/A | Fail 2-year Threshold
| Commercial | Equipment | Energy Star Servers | Healthcare | Turnover | 0.35359 | 2.5213 | 7.1307 | N/A | N/A | N/A | Fail RIM | Commercial | Equipment | Energy Star Servers | Healthcare | Turnover | 0.35359 | 2.5213 | 7.1307 | N/A | N/A | N/A | Fail 2-year Threshold
| Commercial | Equipment | Energy Star Servers | Hospitals | Turnover | 0.35359 | 2.5213 | 7.1307 | N/A | N/A | N/A | Fail RIM | Commercial | Equipment | Energy Star Servers | Hospitals | Turnover | 0.35359 | 2.5213 | 7.1307 | N/A | N/A | N/A | Fail 2-year Threshold
| Commercial | Equipment | Energy Star Servers | Institutional | Turnover | 0.35359 | 2.5213 | 7.1307 | N/A | N/A | N/A | Fail RIM | Commercial | Equipment | Energy Star Servers | Institutional | Turnover | 0.35359 | 2.5213 | 7.1307 | N/A | N/A | N/A | Fail 2-year Threshold
| Commercial | Equipment | Energy Star Servers | Lodging/Hospitality | Turnover | 0.35359 | 2.5213 | 7.1307 | N/A | N/A | N/A | Fail RIM | Commercial | Equipment | Energy Star Servers | Lodging/Hospitality | Turnover | 0.35359 | 2.5213 | 7.1307 | N/A | N/A | N/A | Fail 2-year Threshold
| Commercial | Equipment | Energy Star Servers | Miscellaneous | Turnover | 0.35359 | 2.5213 | 7.1307 | N/A | N/A | N/A | Fail RIM | Commercial | Equipment | Energy Star Servers | Miscellaneous | Turnover | 0.35359 | 2.5213 | 7.1307 | N/A | N/A | N/A | Fail 2-year Threshold
| Commercial | Equipment | Energy Star Servers | Offices | Turnover | 0.35359 | 2.5213 | 7.1307 | N/A | N/A | N/A | Fail RIM | Commercial | Equipment | Energy Star Servers | Offices | Turnover | 0.35359 | 2.5213 | 7.1307 | N/A | N/A | N/A | Fail 2-year Threshold
| Commercial | Equipment | Energy Star Servers | Restaurants | Turnover | 0.35359 | 2.5213 | 7.1307 | N/A | N/A | N/A | Fail RIM | Commercial | Equipment | Energy Star Servers | Restaurants | Turnover | 0.35359 | 2.5213 | 7.1307 | N/A | N/A | N/A | Fail 2-year Threshold
| Commercial | Equipment | Energy Star Servers | Retail | Turnover | 0.35359 | 2.5213 | 7.1307 | N/A | N/A | N/A | Fail RIM | Commercial | Equipment | Energy Star Servers | Retail | Turnover | 0.35359 | 2.5213 | 7.1307 | N/A | N/A | N/A | Fail 2-year Threshold
| Commercial | Equipment | Energy Star Servers | Schools K-12 | Turnover | 0.35359 | 2.5213 | 7.1307 | N/A | N/A | N/A | Fail RIM | Commercial | Equipment | Energy Star Servers | Schools K-12 | Turnover | 0.35359 | 2.5213 | 7.1307 | N/A | N/A | N/A | Fail 2-year Threshold
| Commercial | Equipment | Energy Star Servers | Warehouse | Turnover | 0.35359 | 2.5213 | 7.1307 | N/A | N/A | N/A | Fail RIM | Commercial | Equipment | Energy Star Servers | Warehouse | Turnover | 0.35359 | 2.5213 | 7.1307 | N/A | N/A | N/A | Fail 2-year Threshold
| Commercial | Equipment | Energy Star Servers | Assembly | New | 0.35359 | 2.5213 | 7.1307 | N/A | N/A | N/A | Fail RIM | Commercial | Equipment | Energy Star Servers | Assembly | New | 0.35359 | 2.5213 | 7.1307 | N/A | N/A | N/A | Fail 2-year Threshold
| Commercial | Equipment | Energy Star Servers | College and University | New | 0.35359 | 2.5213 | 7.1307 | N/A | N/A | N/A | Fail RIM | Commercial | Equipment | Energy Star Servers | College and University | New | 0.35359 | 2.5213 | 7.1307 | N/A | N/A | N/A | Fail 2-year Threshold
| Commercial | Equipment | Energy Star Servers | Grocery | New | 0.35359 | 2.5213 | 7.1307 | N/A | N/A | N/A | Fail RIM | Commercial | Equipment | Energy Star Servers | Grocery | New | 0.35359 | 2.5213 | 7.1307 | N/A | N/A | N/A | Fail 2-year Threshold
| Commercial | Equipment | Energy Star Servers | Healthcare | New | 0.35359 | 2.5213 | 7.1307 | N/A | N/A | N/A | Fail RIM | Commercial | Equipment | Energy Star Servers | Healthcare | New | 0.35359 | 2.5213 | 7.1307 | N/A | N/A | N/A | Fail 2-year Threshold
| Commercial | Equipment | Energy Star Servers | Hospitals | New | 0.35359 | 2.5213 | 7.1307 | N/A | N/A | N/A | Fail RIM | Commercial | Equipment | Energy Star Servers | Hospitals | New | 0.35359 | 2.5213 | 7.1307 | N/A | N/A | N/A | Fail 2-year Threshold
| Commercial | Equipment | Energy Star Servers | Institutional | New | 0.35359 | 2.5213 | 7.1307 | N/A | N/A | N/A | Fail RIM | Commercial | Equipment | Energy Star Servers | Institutional | New | 0.35359 | 2.5213 | 7.1307 | N/A | N/A | N/A | Fail 2-year Threshold
| Commercial | Equipment | Energy Star Servers | Lodging/Hospitality | New | 0.35359 | 2.5213 | 7.1307 | N/A | N/A | N/A | Fail RIM | Commercial | Equipment | Energy Star Servers | Lodging/Hospitality | New | 0.35359 | 2.5213 | 7.1307 | N/A | N/A | N/A | Fail 2-year Threshold
| Commercial | Equipment | Energy Star Servers | Miscellaneous | New | 0.35359 | 2.5213 | 7.1307 | N/A | N/A | N/A | Fail RIM | Commercial | Equipment | Energy Star Servers | Miscellaneous | New | 0.35359 | 2.5213 | 7.1307 | N/A | N/A | N/A | Fail 2-year Threshold
| Commercial | Equipment | Energy Star Servers | Offices | New | 0.35359 | 2.5213 | 7.1307 | N/A | N/A | N/A | Fail RIM | Commercial | Equipment | Energy Star Servers | Offices | New | 0.35359 | 2.5213 | 7.1307 | N/A | N/A | N/A | Fail 2-year Threshold
| Commercial | Equipment | Energy Star Servers | Restaurants | New | 0.35359 | 2.5213 | 7.1307 | N/A | N/A | N/A | Fail RIM | Commercial | Equipment | Energy Star Servers | Restaurants | New | 0.35359 | 2.5213 | 7.1307 | N/A | N/A | N/A | Fail 2-year Threshold
| Commercial | Equipment | Energy Star Servers | Retail | New | 0.35359 | 2.5213 | 7.1307 | N/A | N/A | N/A | Fail RIM | Commercial | Equipment | Energy Star Servers | Retail | New | 0.35359 | 2.5213 | 7.1307 | N/A | N/A | N/A | Fail 2-year Threshold
| Commercial | Equipment | Energy Star Servers | Schools K-12 | New | 0.35359 | 2.5213 | 7.1307 | N/A | N/A | N/A | Fail RIM | Commercial | Equipment | Energy Star Servers | Schools K-12 | New | 0.35359 | 2.5213 | 7.1307 | N/A | N/A | N/A | Fail 2-year Threshold
| Commercial | Equipment | Energy Star Servers | Warehouse | New | 0.35359 | 2.5213 | 7.1307 | N/A | N/A | N/A | Fail RIM | Commercial | Equipment | Energy Star Servers | Warehouse | New | 0.35359 | 2.5213 | 7.1307 | N/A | N/A | N/A | Fail 2-year Threshold
| Commercial | Equipment | Energy Star Uninterruptable Power Supply | Assembly | Turnover | 0.34107 | 1.0714 | 3.1412 | N/A | N/A | N/A | Fail RIM | Commercial | Equipment | Energy Star Uninterruptable Power Supply | Assembly | Turnover | 0.34107 | 1.0714 | 3.1412 | 0.31419 | 0.99484 | 3.3331 | Fail TRC
| Commercial | Equipment | Energy Star Uninterruptable Power Supply | College and University | Turnover | 0.34107 | 1.0714 | 3.1412 | N/A | N/A | N/A | Fail RIM | Commercial | Equipment | Energy Star Uninterruptable Power Supply | College and University | Turnover | 0.34107 | 1.0714 | 3.1412 | 0.31419 | 0.99484 | 3.3331 | Fail TRC
| Commercial | Equipment | Energy Star Uninterruptable Power Supply | Grocery | Turnover | 0.34107 | 1.0714 | 3.1412 | N/A | N/A | N/A | Fail RIM | Commercial | Equipment | Energy Star Uninterruptable Power Supply | Grocery | Turnover | 0.34107 | 1.0714 | 3.1412 | 0.31419 | 0.99484 | 3.3331 | Fail TRC
| Commercial | Equipment | Energy Star Uninterruptable Power Supply | Healthcare | Turnover | 0.34107 | 1.0714 | 3.1412 | N/A | N/A | N/A | Fail RIM | Commercial | Equipment | Energy Star Uninterruptable Power Supply | Healthcare | Turnover | 0.34107 | 1.0714 | 3.1412 | 0.31419 | 0.99484 | 3.3331 | Fail TRC
| Commercial | Equipment | Energy Star Uninterruptable Power Supply | Hospitals | Turnover | 0.34107 | 1.0714 | 3.1412 | N/A | N/A | N/A | Fail RIM | Commercial | Equipment | Energy Star Uninterruptable Power Supply | Hospitals | Turnover | 0.34107 | 1.0714 | 3.1412 | 0.31419 | 0.99484 | 3.3331 | Fail TRC
| Commercial | Equipment | Energy Star Uninterruptable Power Supply | Institutional | Turnover | 0.34107 | 1.0714 | 3.1412 | N/A | N/A | N/A | Fail RIM | Commercial | Equipment | Energy Star Uninterruptable Power Supply | Institutional | Turnover | 0.34107 | 1.0714 | 3.1412 | 0.31419 | 0.99484 | 3.3331 | Fail TRC
| Commercial | Equipment | Energy Star Uninterruptable Power Supply | Lodging/Hospitality | Turnover | 0.34107 | 1.0714 | 3.1412 | N/A | N/A | N/A | Fail RIM | Commercial | Equipment | Energy Star Uninterruptable Power Supply | Lodging/Hospitality | Turnover | 0.34107 | 1.0714 | 3.1412 | 0.31419 | 0.99484 | 3.3331 | Fail TRC
| Commercial | Equipment | Energy Star Uninterruptable Power Supply | Miscellaneous | Turnover | 0.34107 | 1.0714 | 3.1412 | N/A | N/A | N/A | Fail RIM | Commercial | Equipment | Energy Star Uninterruptable Power Supply | Miscellaneous | Turnover | 0.34107 | 1.0714 | 3.1412 | 0.31419 | 0.99484 | 3.3331 | Fail TRC
| Commercial | Equipment | Energy Star Uninterruptable Power Supply | Offices | Turnover | 0.34107 | 1.0714 | 3.1412 | N/A | N/A | N/A | Fail RIM | Commercial | Equipment | Energy Star Uninterruptable Power Supply | Offices | Turnover | 0.34107 | 1.0714 | 3.1412 | 0.31419 | 0.99484 | 3.3331 | Fail TRC
| Commercial | Equipment | Energy Star Uninterruptable Power Supply | Restaurants | Turnover | 0.34107 | 1.0714 | 3.1412 | N/A | N/A | N/A | Fail RIM | Commercial | Equipment | Energy Star Uninterruptable Power Supply | Restaurants | Turnover | 0.34107 | 1.0714 | 3.1412 | 0.31419 | 0.99484 | 3.3331 | Fail TRC
| Commercial | Equipment | Energy Star Uninterruptable Power Supply | Retail | Turnover | 0.34107 | 1.0714 | 3.1412 | N/A | N/A | N/A | Fail RIM | Commercial | Equipment | Energy Star Uninterruptable Power Supply | Retail | Turnover | 0.34107 | 1.0714 | 3.1412 | 0.31419 | 0.99484 | 3.3331 | Fail TRC
| Commercial | Equipment | Energy Star Uninterruptable Power Supply | Schools K-12 | Turnover | 0.34107 | 1.0714 | 3.1412 | N/A | N/A | N/A | Fail RIM | Commercial | Equipment | Energy Star Uninterruptable Power Supply | Schools K-12 | Turnover | 0.34107 | 1.0714 | 3.1412 | 0.31419 | 0.99484 | 3.3331 | Fail TRC
| Commercial | Equipment | Energy Star Uninterruptable Power Supply | Warehouse | Turnover | 0.34107 | 1.0714 | 3.1412 | N/A | N/A | N/A | Fail RIM | Commercial | Equipment | Energy Star Uninterruptable Power Supply | Warehouse | Turnover | 0.34107 | 1.0714 | 3.1412 | 0.31419 | 0.99484 | 3.3331 | Fail TRC
| Commercial | Equipment | Energy Star Uninterruptable Power Supply | Assembly | New | 0.34107 | 1.0714 | 3.1412 | N/A | N/A | N/A | Fail RIM | Commercial | Equipment | Energy Star Uninterruptable Power Supply | Assembly | New | 0.34107 | 1.0714 | 3.1412 | 0.31419 | 0.99484 | 3.3331 | Fail TRC
| Commercial | Equipment | Energy Star Uninterruptable Power Supply | College and University | New | 0.34107 | 1.0714 | 3.1412 | N/A | N/A | N/A | Fail RIM | Commercial | Equipment | Energy Star Uninterruptable Power Supply | College and University | New | 0.34107 | 1.0714 | 3.1412 | 0.31419 | 0.99484 | 3.3331 | Fail TRC
| Commercial | Equipment | Energy Star Uninterruptable Power Supply | Grocery | New | 0.34107 | 1.0714 | 3.1412 | N/A | N/A | N/A | Fail RIM | Commercial | Equipment | Energy Star Uninterruptable Power Supply | Grocery | New | 0.34107 | 1.0714 | 3.1412 | 0.31419 | 0.99484 | 3.3331 | Fail TRC
| Commercial | Equipment | Energy Star Uninterruptable Power Supply | Healthcare | New | 0.34107 | 1.0714 | 3.1412 | N/A | N/A | N/A | Fail RIM | Commercial | Equipment | Energy Star Uninterruptable Power Supply | Healthcare | New | 0.34107 | 1.0714 | 3.1412 | 0.31419 | 0.99484 | 3.3331 | Fail TRC
| Commercial | Equipment | Energy Star Uninterruptable Power Supply | Hospitals | New | 0.34107 | 1.0714 | 3.1412 | N/A | N/A | N/A | Fail RIM | Commercial | Equipment | Energy Star Uninterruptable Power Supply | Hospitals | New | 0.34107 | 1.0714 | 3.1412 | 0.31419 | 0.99484 | 3.3331 | Fail TRC
| Commercial | Equipment | Energy Star Uninterruptable Power Supply | Institutional | New | 0.34107 | 1.0714 | 3.1412 | N/A | N/A | N/A | Fail RIM | Commercial | Equipment | Energy Star Uninterruptable Power Supply | Institutional | New | 0.34107 | 1.0714 | 3.1412 | 0.31419 | 0.99484 | 3.3331 | Fail TRC
| Commercial | Equipment | Energy Star Uninterruptable Power Supply | Lodging/Hospitality | New | 0.34107 | 1.0714 | 3.1412 | N/A | N/A | N/A | Fail RIM | Commercial | Equipment | Energy Star Uninterruptable Power Supply | Lodging/Hospitality | New | 0.34107 | 1.0714 | 3.1412 | 0.31419 | 0.99484 | 3.3331 | Fail TRC
| Commercial | Equipment | Energy Star Uninterruptable Power Supply | Miscellaneous | New | 0.34107 | 1.0714 | 3.1412 | N/A | N/A | N/A | Fail RIM | Commercial | Equipment | Energy Star Uninterruptable Power Supply | Miscellaneous | New | 0.34107 | 1.0714 | 3.1412 | 0.31419 | 0.99484 | 3.3331 | Fail TRC
| Commercial | Equipment | Energy Star Uninterruptable Power Supply | Offices | New | 0.34107 | 1.0714 | 3.1412 | N/A | N/A | N/A | Fail RIM | Commercial | Equipment | Energy Star Uninterruptable Power Supply | Offices | New | 0.34107 | 1.0714 | 3.1412 | 0.31419 | 0.99484 | 3.3331 | Fail TRC
| Commercial | Equipment | Energy Star Uninterruptable Power Supply | Restaurants | New | 0.34107 | 1.0714 | 3.1412 | N/A | N/A | N/A | Fail RIM | Commercial | Equipment | Energy Star Uninterruptable Power Supply | Restaurants | New | 0.34107 | 1.0714 | 3.1412 | 0.31419 | 0.99484 | 3.3331 | Fail TRC
| Commercial | Equipment | Energy Star Uninterruptable Power Supply | Retail | New | 0.34107 | 1.0714 | 3.1412 | N/A | N/A | N/A | Fail RIM | Commercial | Equipment | Energy Star Uninterruptable Power Supply | Retail | New | 0.34107 | 1.0714 | 3.1412 | 0.31419 | 0.99484 | 3.3331 | Fail TRC
| Commercial | Equipment | Energy Star Uninterruptable Power Supply | Schools K-12 | New | 0.34107 | 1.0714 | 3.1412 | N/A | N/A | N/A | Fail RIM | Commercial | Equipment | Energy Star Uninterruptable Power Supply | Schools K-12 | New | 0.34107 | 1.0714 | 3.1412 | 0.31419 | 0.99484 | 3.3331 | Fail TRC
| Commercial | Equipment | Energy Star Uninterruptable Power Supply | Warehouse | New | 0.34107 | 1.0714 | 3.1412 | N/A | N/A | N/A | Fail RIM | Commercial | Equipment | Energy Star Uninterruptable Power Supply | Warehouse | New | 0.34107 | 1.0714 | 3.1412 | 0.31419 | 0.99484 | 3.3331 | Fail TRC
| Commercial | Equipment | Server Virtualization | Assembly | Turnover | 0.35385 | 0.14302 | 0.40418 | N/A | N/A | N/A | Fail RIM | Commercial | Equipment | Server Virtualization | Assembly | Turnover | 0.35385 | 0.14302 | 0.40418 | N/A | N/A | N/A | Fail TRC
| Commercial | Equipment | Server Virtualization | College and University | Turnover | 0.35385 | 0.14302 | 0.40418 | N/A | N/A | N/A | Fail RIM | Commercial | Equipment | Server Virtualization | College and University | Turnover | 0.35385 | 0.14302 | 0.40418 | N/A | N/A | N/A | Fail TRC
| Commercial | Equipment | Server Virtualization | Grocery | Turnover | 0.35385 | 0.14302 | 0.40418 | N/A | N/A | N/A | Fail RIM | Commercial | Equipment | Server Virtualization | Grocery | Turnover | 0.35385 | 0.14302 | 0.40418 | N/A | N/A | N/A | Fail TRC
| Commercial | Equipment | Server Virtualization | Healthcare | Turnover | 0.35385 | 0.14302 | 0.40418 | N/A | N/A | N/A | Fail RIM | Commercial | Equipment | Server Virtualization | Healthcare | Turnover | 0.35385 | 0.14302 | 0.40418 | N/A | N/A | N/A | Fail TRC
| Commercial | Equipment | Server Virtualization | Hospitals | Turnover | 0.35385 | 0.14302 | 0.40418 | N/A | N/A | N/A | Fail RIM | Commercial | Equipment | Server Virtualization | Hospitals | Turnover | 0.35385 | 0.14302 | 0.40418 | N/A | N/A | N/A | Fail TRC
| Commercial | Equipment | Server Virtualization | Institutional | Turnover | 0.35385 | 0.14302 | 0.40418 | N/A | N/A | N/A | Fail RIM | Commercial | Equipment | Server Virtualization | Institutional | Turnover | 0.35385 | 0.14302 | 0.40418 | N/A | N/A | N/A | Fail TRC
| Commercial | Equipment | Server Virtualization | Lodging/Hospitality | Turnover | 0.35385 | 0.14302 | 0.40418 | N/A | N/A | N/A | Fail RIM | Commercial | Equipment | Server Virtualization | Lodging/Hospitality | Turnover | 0.35385 | 0.14302 | 0.40418 | N/A | N/A | N/A | Fail TRC
| Commercial | Equipment | Server Virtualization | Miscellaneous | Turnover | 0.35385 | 0.14302 | 0.40418 | N/A | N/A | N/A | Fail RIM | Commercial | Equipment | Server Virtualization | Miscellaneous | Turnover | 0.35385 | 0.14302 | 0.40418 | N/A | N/A | N/A | Fail TRC
| Commercial | Equipment | Server Virtualization | Offices | Turnover | 0.35385 | 0.14302 | 0.40418 | N/A | N/A | N/A | Fail RIM | Commercial | Equipment | Server Virtualization | Offices | Turnover | 0.35385 | 0.14302 | 0.40418 | N/A | N/A | N/A | Fail TRC
| Commercial | Equipment | Server Virtualization | Restaurants | Turnover | 0.35385 | 0.14302 | 0.40418 | N/A | N/A | N/A | Fail RIM | Commercial | Equipment | Server Virtualization | Restaurants | Turnover | 0.35385 | 0.14302 | 0.40418 | N/A | N/A | N/A | Fail TRC
| Commercial | Equipment | Server Virtualization | Retail | Turnover | 0.35385 | 0.14302 | 0.40418 | N/A | N/A | N/A | Fail RIM | Commercial | Equipment | Server Virtualization | Retail | Turnover | 0.35385 | 0.14302 | 0.40418 | N/A | N/A | N/A | Fail TRC
| Commercial | Equipment | Server Virtualization | Schools K-12 | Turnover | 0.35385 | 0.14302 | 0.40418 | N/A | N/A | N/A | Fail RIM | Commercial | Equipment | Server Virtualization | Schools K-12 | Turnover | 0.35385 | 0.14302 | 0.40418 | N/A | N/A | N/A | Fail TRC
| Commercial | Equipment | Server Virtualization | Warehouse | Turnover | 0.35385 | 0.14302 | 0.40418 | N/A | N/A | N/A | Fail RIM | Commercial | Equipment | Server Virtualization | Warehouse | Turnover | 0.35385 | 0.14302 | 0.40418 | N/A | N/A | N/A | Fail TRC
| Commercial | Equipment | Server Virtualization | Assembly | New | 0.35385 | 0.14302 | 0.40418 | N/A | N/A | N/A | Fail RIM | Commercial | Equipment | Server Virtualization | Assembly | New | 0.35385 | 0.14302 | 0.40418 | N/A | N/A | N/A | Fail TRC
| Commercial | Equipment | Server Virtualization | College and University | New | 0.35385 | 0.14302 | 0.40418 | N/A | N/A | N/A | Fail RIM | Commercial | Equipment | Server Virtualization | College and University | New | 0.35385 | 0.14302 | 0.40418 | N/A | N/A | N/A | Fail TRC
| Commercial | Equipment | Server Virtualization | Grocery | New | 0.35385 | 0.14302 | 0.40418 | N/A | N/A | N/A | Fail RIM | Commercial | Equipment | Server Virtualization | Grocery | New | 0.35385 | 0.14302 | 0.40418 | N/A | N/A | N/A | Fail TRC
| Commercial | Equipment | Server Virtualization | Healthcare | New | 0.35385 | 0.14302 | 0.40418 | N/A | N/A | N/A | Fail RIM | Commercial | Equipment | Server Virtualization | Healthcare | New | 0.35385 | 0.14302 | 0.40418 | N/A | N/A | N/A | Fail TRC
| Commercial | Equipment | Server Virtualization | Hospitals | New | 0.35385 | 0.14302 | 0.40418 | N/A | N/A | N/A | Fail RIM | Commercial | Equipment | Server Virtualization | Hospitals | New | 0.35385 | 0.14302 | 0.40418 | N/A | N/A | N/A | Fail TRC
| Commercial | Equipment | Server Virtualization | Institutional | New | 0.35385 | 0.14302 | 0.40418 | N/A | N/A | N/A | Fail RIM | Commercial | Equipment | Server Virtualization | Institutional | New | 0.35385 | 0.14302 | 0.40418 | N/A | N/A | N/A | Fail TRC
| Commercial | Equipment | Server Virtualization | Lodging/Hospitality | New | 0.35385 | 0.14302 | 0.40418 | N/A | N/A | N/A | Fail RIM | Commercial | Equipment | Server Virtualization | Lodging/Hospitality | New | 0.35385 | 0.14302 | 0.40418 | N/A | N/A | N/A | Fail TRC
| Commercial | Equipment | Server Virtualization | Miscellaneous | New | 0.35385 | 0.14302 | 0.40418 | N/A | N/A | N/A | Fail RIM | Commercial | Equipment | Server Virtualization | Miscellaneous | New | 0.35385 | 0.14302 | 0.40418 | N/A | N/A | N/A | Fail TRC
| Commercial | Equipment | Server Virtualization | Offices | New | 0.35385 | 0.14302 | 0.40418 | N/A | N/A | N/A | Fail RIM | Commercial | Equipment | Server Virtualization | Offices | New | 0.35385 | 0.14302 | 0.40418 | N/A | N/A | N/A | Fail TRC
| Commercial | Equipment | Server Virtualization | Restaurants | New | 0.35385 | 0.14302 | 0.40418 | N/A | N/A | N/A | Fail RIM | Commercial | Equipment | Server Virtualization | Restaurants | New | 0.35385 | 0.14302 | 0.40418 | N/A | N/A | N/A | Fail TRC
| Commercial | Equipment | Server Virtualization | Retail | New | 0.35385 | 0.14302 | 0.40418 | N/A | N/A | N/A | Fail RIM | Commercial | Equipment | Server Virtualization | Retail | New | 0.35385 | 0.14302 | 0.40418 | N/A | N/A | N/A | Fail TRC
| Commercial | Equipment | Server Virtualization | Schools K-12 | New | 0.35385 | 0.14302 | 0.40418 | N/A | N/A | N/A | Fail RIM | Commercial | Equipment | Server Virtualization | Schools K-12 | New | 0.35385 | 0.14302 | 0.40418 | N/A | N/A | N/A | Fail TRC
| Commercial | Equipment | Server Virtualization | Warehouse | New | 0.35385 | 0.14302 | 0.40418 | N/A | N/A | N/A | Fail RIM | Commercial | Equipment | Server Virtualization | Warehouse | New | 0.35385 | 0.14302 | 0.40418 | N/A | N/A | N/A | Fail TRC
| Commercial | Equipment | Energy Star Commercial Glass Door Freezer | Assembly | Turnover | 0.34117 | 9.2779 | 27.1947 | N/A | N/A | N/A | Fail RIM | Commercial | Equipment | Energy Star Commercial Glass Door Freezer | Assembly | Turnover | 0.34117 | 9.2779 | 27.1947 | N/A | N/A | N/A | Fail 2-year Threshold
| Commercial | Equipment | Energy Star Commercial Glass Door Freezer | College and University | Turnover | 0.34609 | 9.4042 | 27.1725 | N/A | N/A | N/A | Fail RIM | Commercial | Equipment | Energy Star Commercial Glass Door Freezer | College and University | Turnover | 0.34609 | 9.4042 | 27.1725 | N/A | N/A | N/A | Fail 2-year Threshold
| Commercial | Equipment | Energy Star Commercial Glass Door Freezer | Grocery | Turnover | 0.34117 | 9.2779 | 27.1947 | N/A | N/A | N/A | Fail RIM | Commercial | Equipment | Energy Star Commercial Glass Door Freezer | Grocery | Turnover | 0.34117 | 9.2779 | 27.1947 | N/A | N/A | N/A | Fail 2-year Threshold
| Commercial | Equipment | Energy Star Commercial Glass Door Freezer | Healthcare | Turnover | 0.34609 | 9.4042 | 27.1725 | N/A | N/A | N/A | Fail RIM | Commercial | Equipment | Energy Star Commercial Glass Door Freezer | Healthcare | Turnover | 0.34609 | 9.4042 | 27.1725 | N/A | N/A | N/A | Fail 2-year Threshold
| Commercial | Equipment | Energy Star Commercial Glass Door Freezer | Hospitals | Turnover | 0.34609 | 9.4042 | 27.1725 | N/A | N/A | N/A | Fail RIM | Commercial | Equipment | Energy Star Commercial Glass Door Freezer | Hospitals | Turnover | 0.34609 | 9.4042 | 27.1725 | N/A | N/A | N/A | Fail 2-year Threshold
| Commercial | Equipment | Energy Star Commercial Glass Door Freezer | Institutional | Turnover | 0.34117 | 9.2779 | 27.1947 | N/A | N/A | N/A | Fail RIM | Commercial | Equipment | Energy Star Commercial Glass Door Freezer | Institutional | Turnover | 0.34117 | 9.2779 | 27.1947 | N/A | N/A | N/A | Fail 2-year Threshold
| Commercial | Equipment | Energy Star Commercial Glass Door Freezer | Lodging/Hospitality | Turnover | 0.34609 | 9.4042 | 27.1725 | N/A | N/A | N/A | Fail RIM | Commercial | Equipment | Energy Star Commercial Glass Door Freezer | Lodging/Hospitality | Turnover | 0.34609 | 9.4042 | 27.1725 | N/A | N/A | N/A | Fail 2-year Threshold
| Commercial | Equipment | Energy Star Commercial Glass Door Freezer | Miscellaneous | Turnover | 0.34117 | 9.2779 | 27.1947 | N/A | N/A | N/A | Fail RIM | Commercial | Equipment | Energy Star Commercial Glass Door Freezer | Miscellaneous | Turnover | 0.34117 | 9.2779 | 27.1947 | N/A | N/A | N/A | Fail 2-year Threshold
| Commercial | Equipment | Energy Star Commercial Glass Door Freezer | Offices | Turnover | 0.34117 | 9.2779 | 27.1947 | N/A | N/A | N/A | Fail RIM | Commercial | Equipment | Energy Star Commercial Glass Door Freezer | Offices | Turnover | 0.34117 | 9.2779 | 27.1947 | N/A | N/A | N/A | Fail 2-year Threshold
| Commercial | Equipment | Energy Star Commercial Glass Door Freezer | Restaurants | Turnover | 0.34609 | 9.4042 | 27.1725 | N/A | N/A | N/A | Fail RIM | Commercial | Equipment | Energy Star Commercial Glass Door Freezer | Restaurants | Turnover | 0.34609 | 9.4042 | 27.1725 | N/A | N/A | N/A | Fail 2-year Threshold
| Commercial | Equipment | Energy Star Commercial Glass Door Freezer | Retail | Turnover | 0.34117 | 9.2779 | 27.1947 | N/A | N/A | N/A | Fail RIM | Commercial | Equipment | Energy Star Commercial Glass Door Freezer | Retail | Turnover | 0.34117 | 9.2779 | 27.1947 | N/A | N/A | N/A | Fail 2-year Threshold
| Commercial | Equipment | Energy Star Commercial Glass Door Freezer | Schools K-12 | Turnover | 0.34609 | 9.4042 | 27.1725 | N/A | N/A | N/A | Fail RIM | Commercial | Equipment | Energy Star Commercial Glass Door Freezer | Schools K-12 | Turnover | 0.34609 | 9.4042 | 27.1725 | N/A | N/A | N/A | Fail 2-year Threshold
| Commercial | Equipment | Energy Star Commercial Glass Door Freezer | Warehouse | Turnover | 0.34117 | 9.2779 | 27.1947 | N/A | N/A | N/A | Fail RIM | Commercial | Equipment | Energy Star Commercial Glass Door Freezer | Warehouse | Turnover | 0.34117 | 9.2779 | 27.1947 | N/A | N/A | N/A | Fail 2-year Threshold
| Commercial | Equipment | Energy Star Commercial Glass Door Freezer | Assembly | New | 0.34117 | 9.2779 | 27.1947 | N/A | N/A | N/A | Fail RIM | Commercial | Equipment | Energy Star Commercial Glass Door Freezer | Assembly | New | 0.34117 | 9.2779 | 27.1947 | N/A | N/A | N/A | Fail 2-year Threshold
| Commercial | Equipment | Energy Star Commercial Glass Door Freezer | College and University | New | 0.34609 | 9.4042 | 27.1725 | N/A | N/A | N/A | Fail RIM | Commercial | Equipment | Energy Star Commercial Glass Door Freezer | College and University | New | 0.34609 | 9.4042 | 27.1725 | N/A | N/A | N/A | Fail 2-year Threshold
| Commercial | Equipment | Energy Star Commercial Glass Door Freezer | Grocery | New | 0.34117 | 9.2779 | 27.1947 | N/A | N/A | N/A | Fail RIM | Commercial | Equipment | Energy Star Commercial Glass Door Freezer | Grocery | New | 0.34117 | 9.2779 | 27.1947 | N/A | N/A | N/A | Fail 2-year Threshold
| Commercial | Equipment | Energy Star Commercial Glass Door Freezer | Healthcare | New | 0.34609 | 9.4042 | 27.1725 | N/A | N/A | N/A | Fail RIM | Commercial | Equipment | Energy Star Commercial Glass Door Freezer | Healthcare | New | 0.34609 | 9.4042 | 27.1725 | N/A | N/A | N/A | Fail 2-year Threshold
| Commercial | Equipment | Energy Star Commercial Glass Door Freezer | Hospitals | New | 0.34609 | 9.4042 | 27.1725 | N/A | N/A | N/A | Fail RIM | Commercial | Equipment | Energy Star Commercial Glass Door Freezer | Hospitals | New | 0.34609 | 9.4042 | 27.1725 | N/A | N/A | N/A | Fail 2-year Threshold
| Commercial | Equipment | Energy Star Commercial Glass Door Freezer | Institutional | New | 0.34117 | 9.2779 | 27.1947 | N/A | N/A | N/A | Fail RIM | Commercial | Equipment | Energy Star Commercial Glass Door Freezer | Institutional | New | 0.34117 | 9.2779 | 27.1947 | N/A | N/A | N/A | Fail 2-year Threshold
| Commercial | Equipment | Energy Star Commercial Glass Door Freezer | Lodging/Hospitality | New | 0.34609 | 9.4042 | 27.1725 | N/A | N/A | N/A | Fail RIM | Commercial | Equipment | Energy Star Commercial Glass Door Freezer | Lodging/Hospitality | New | 0.34609 | 9.4042 | 27.1725 | N/A | N/A | N/A | Fail 2-year Threshold
| Commercial | Equipment | Energy Star Commercial Glass Door Freezer | Miscellaneous | New | 0.34117 | 9.2779 | 27.1947 | N/A | N/A | N/A | Fail RIM | Commercial | Equipment | Energy Star Commercial Glass Door Freezer | Miscellaneous | New | 0.34117 | 9.2779 | 27.1947 | N/A | N/A | N/A | Fail 2-year Threshold
| Commercial | Equipment | Energy Star Commercial Glass Door Freezer | Offices | New | 0.34117 | 9.2779 | 27.1947 | N/A | N/A | N/A | Fail RIM | Commercial | Equipment | Energy Star Commercial Glass Door Freezer | Offices | New | 0.34117 | 9.2779 | 27.1947 | N/A | N/A | N/A | Fail 2-year Threshold
| Commercial | Equipment | Energy Star Commercial Glass Door Freezer | Restaurants | New | 0.34609 | 9.4042 | 27.1725 | N/A | N/A | N/A | Fail RIM | Commercial | Equipment | Energy Star Commercial Glass Door Freezer | Restaurants | New | 0.34609 | 9.4042 | 27.1725 | N/A | N/A | N/A | Fail 2-year Threshold
| Commercial | Equipment | Energy Star Commercial Glass Door Freezer | Retail | New | 0.34117 | 9.2779 | 27.1947 | N/A | N/A | N/A | Fail RIM | Commercial | Equipment | Energy Star Commercial Glass Door Freezer | Retail | New | 0.34117 | 9.2779 | 27.1947 | N/A | N/A | N/A | Fail 2-year Threshold
| Commercial | Equipment | Energy Star Commercial Glass Door Freezer | Schools K-12 | New | 0.34609 | 9.4042 | 27.1725 | N/A | N/A | N/A | Fail RIM | Commercial | Equipment | Energy Star Commercial Glass Door Freezer | Schools K-12 | New | 0.34609 | 9.4042 | 27.1725 | N/A | N/A | N/A | Fail 2-year Threshold
| Commercial | Equipment | Energy Star Commercial Glass Door Freezer | Warehouse | New | 0.34117 | 9.2779 | 27.1947 | N/A | N/A | N/A | Fail RIM | Commercial | Equipment | Energy Star Commercial Glass Door Freezer | Warehouse | New | 0.34117 | 9.2779 | 27.1947 | N/A | N/A | N/A | Fail 2-year Threshold
| Commercial | Equipment | Energy Star Commercial Glass Door Refrigerator | Assembly | Turnover | 0.34117 | 1.9742 | 5.7866 | N/A | N/A | N/A | Fail RIM | Commercial | Equipment | Energy Star Commercial Glass Door Refrigerator | Assembly | Turnover | 0.34117 | 1.9742 | 5.7866 | N/A | N/A | N/A | Fail 2-year Threshold
| Commercial | Equipment | Energy Star Commercial Glass Door Refrigerator | College and University | Turnover | 0.34609 | 2.0011 | 5.7819 | N/A | N/A | N/A | Fail RIM | Commercial | Equipment | Energy Star Commercial Glass Door Refrigerator | College and University | Turnover | 0.34609 | 2.0011 | 5.7819 | N/A | N/A | N/A | Fail 2-year Threshold
| Commercial | Equipment | Energy Star Commercial Glass Door Refrigerator | Grocery | Turnover | 0.34117 | 1.9742 | 5.7866 | N/A | N/A | N/A | Fail RIM | Commercial | Equipment | Energy Star Commercial Glass Door Refrigerator | Grocery | Turnover | 0.34117 | 1.9742 | 5.7866 | N/A | N/A | N/A | Fail 2-year Threshold
| Commercial | Equipment | Energy Star Commercial Glass Door Refrigerator | Healthcare | Turnover | 0.34609 | 2.0011 | 5.7819 | N/A | N/A | N/A | Fail RIM | Commercial | Equipment | Energy Star Commercial Glass Door Refrigerator | Healthcare | Turnover | 0.34609 | 2.0011 | 5.7819 | N/A | N/A | N/A | Fail 2-year Threshold
| Commercial | Equipment | Energy Star Commercial Glass Door Refrigerator | Hospitals | Turnover | 0.34609 | 2.0011 | 5.7819 | N/A | N/A | N/A | Fail RIM | Commercial | Equipment | Energy Star Commercial Glass Door Refrigerator | Hospitals | Turnover | 0.34609 | 2.0011 | 5.7819 | N/A | N/A | N/A | Fail 2-year Threshold
| Commercial | Equipment | Energy Star Commercial Glass Door Refrigerator | Institutional | Turnover | 0.34117 | 1.9742 | 5.7866 | N/A | N/A | N/A | Fail RIM | Commercial | Equipment | Energy Star Commercial Glass Door Refrigerator | Institutional | Turnover | 0.34117 | 1.9742 | 5.7866 | N/A | N/A | N/A | Fail 2-year Threshold
| Commercial | Equipment | Energy Star Commercial Glass Door Refrigerator | Lodging/Hospitality | Turnover | 0.34609 | 2.0011 | 5.7819 | N/A | N/A | N/A | Fail RIM | Commercial | Equipment | Energy Star Commercial Glass Door Refrigerator | Lodging/Hospitality | Turnover | 0.34609 | 2.0011 | 5.7819 | N/A | N/A | N/A | Fail 2-year Threshold
| Commercial | Equipment | Energy Star Commercial Glass Door Refrigerator | Miscellaneous | Turnover | 0.34117 | 1.9742 | 5.7866 | N/A | N/A | N/A | Fail RIM | Commercial | Equipment | Energy Star Commercial Glass Door Refrigerator | Miscellaneous | Turnover | 0.34117 | 1.9742 | 5.7866 | N/A | N/A | N/A | Fail 2-year Threshold
| Commercial | Equipment | Energy Star Commercial Glass Door Refrigerator | Offices | Turnover | 0.34117 | 1.9742 | 5.7866 | N/A | N/A | N/A | Fail RIM | Commercial | Equipment | Energy Star Commercial Glass Door Refrigerator | Offices | Turnover | 0.34117 | 1.9742 | 5.7866 | N/A | N/A | N/A | Fail 2-year Threshold
| Commercial | Equipment | Energy Star Commercial Glass Door Refrigerator | Restaurants | Turnover | 0.34609 | 2.0011 | 5.7819 | N/A | N/A | N/A | Fail RIM | Commercial | Equipment | Energy Star Commercial Glass Door Refrigerator | Restaurants | Turnover | 0.34609 | 2.0011 | 5.7819 | N/A | N/A | N/A | Fail 2-year Threshold
| Commercial | Equipment | Energy Star Commercial Glass Door Refrigerator | Retail | Turnover | 0.34117 | 1.9742 | 5.7866 | N/A | N/A | N/A | Fail RIM | Commercial | Equipment | Energy Star Commercial Glass Door Refrigerator | Retail | Turnover | 0.34117 | 1.9742 | 5.7866 | N/A | N/A | N/A | Fail 2-year Threshold
| Commercial | Equipment | Energy Star Commercial Glass Door Refrigerator | Schools K-12 | Turnover | 0.34609 | 2.0011 | 5.7819 | N/A | N/A | N/A | Fail RIM | Commercial | Equipment | Energy Star Commercial Glass Door Refrigerator | Schools K-12 | Turnover | 0.34609 | 2.0011 | 5.7819 | N/A | N/A | N/A | Fail 2-year Threshold
| Commercial | Equipment | Energy Star Commercial Glass Door Refrigerator | Warehouse | Turnover | 0.34117 | 1.9742 | 5.7866 | N/A | N/A | N/A | Fail RIM | Commercial | Equipment | Energy Star Commercial Glass Door Refrigerator | Warehouse | Turnover | 0.34117 | 1.9742 | 5.7866 | N/A | N/A | N/A | Fail 2-year Threshold
| Commercial | Equipment | Energy Star Commercial Glass Door Refrigerator | Assembly | New | 0.34117 | 1.9742 | 5.7866 | N/A | N/A | N/A | Fail RIM | Commercial | Equipment | Energy Star Commercial Glass Door Refrigerator | Assembly | New | 0.34117 | 1.9742 | 5.7866 | N/A | N/A | N/A | Fail 2-year Threshold
| Commercial | Equipment | Energy Star Commercial Glass Door Refrigerator | College and University | New | 0.34609 | 2.0011 | 5.7819 | N/A | N/A | N/A | Fail RIM | Commercial | Equipment | Energy Star Commercial Glass Door Refrigerator | College and University | New | 0.34609 | 2.0011 | 5.7819 | N/A | N/A | N/A | Fail 2-year Threshold
| Commercial | Equipment | Energy Star Commercial Glass Door Refrigerator | Grocery | New | 0.34117 | 1.9742 | 5.7866 | N/A | N/A | N/A | Fail RIM | Commercial | Equipment | Energy Star Commercial Glass Door Refrigerator | Grocery | New | 0.34117 | 1.9742 | 5.7866 | N/A | N/A | N/A | Fail 2-year Threshold
| Commercial | Equipment | Energy Star Commercial Glass Door Refrigerator | Healthcare | New | 0.34609 | 2.0011 | 5.7819 | N/A | N/A | N/A | Fail RIM | Commercial | Equipment | Energy Star Commercial Glass Door Refrigerator | Healthcare | New | 0.34609 | 2.0011 | 5.7819 | N/A | N/A | N/A | Fail 2-year Threshold
| Commercial | Equipment | Energy Star Commercial Glass Door Refrigerator | Hospitals | New | 0.34609 | 2.0011 | 5.7819 | N/A | N/A | N/A | Fail RIM | Commercial | Equipment | Energy Star Commercial Glass Door Refrigerator | Hospitals | New | 0.34609 | 2.0011 | 5.7819 | N/A | N/A | N/A | Fail 2-year Threshold
| Commercial | Equipment | Energy Star Commercial Glass Door Refrigerator | Institutional | New | 0.34117 | 1.9742 | 5.7866 | N/A | N/A | N/A | Fail RIM | Commercial | Equipment | Energy Star Commercial Glass Door Refrigerator | Institutional | New | 0.34117 | 1.9742 | 5.7866 | N/A | N/A | N/A | Fail 2-year Threshold
| Commercial | Equipment | Energy Star Commercial Glass Door Refrigerator | Lodging/Hospitality | New | 0.34609 | 2.0011 | 5.7819 | N/A | N/A | N/A | Fail RIM | Commercial | Equipment | Energy Star Commercial Glass Door Refrigerator | Lodging/Hospitality | New | 0.34609 | 2.0011 | 5.7819 | N/A | N/A | N/A | Fail 2-year Threshold
| Commercial | Equipment | Energy Star Commercial Glass Door Refrigerator | Miscellaneous | New | 0.34117 | 1.9742 | 5.7866 | N/A | N/A | N/A | Fail RIM | Commercial | Equipment | Energy Star Commercial Glass Door Refrigerator | Miscellaneous | New | 0.34117 | 1.9742 | 5.7866 | N/A | N/A | N/A | Fail 2-year Threshold
| Commercial | Equipment | Energy Star Commercial Glass Door Refrigerator | Offices | New | 0.34117 | 1.9742 | 5.7866 | N/A | N/A | N/A | Fail RIM | Commercial | Equipment | Energy Star Commercial Glass Door Refrigerator | Offices | New | 0.34117 | 1.9742 | 5.7866 | N/A | N/A | N/A | Fail 2-year Threshold
| Commercial | Equipment | Energy Star Commercial Glass Door Refrigerator | Restaurants | New | 0.34609 | 2.0011 | 5.7819 | N/A | N/A | N/A | Fail RIM | Commercial | Equipment | Energy Star Commercial Glass Door Refrigerator | Restaurants | New | 0.34609 | 2.0011 | 5.7819 | N/A | N/A | N/A | Fail 2-year Threshold
| Commercial | Equipment | Energy Star Commercial Glass Door Refrigerator | Retail | New | 0.34117 | 1.9742 | 5.7866 | N/A | N/A | N/A | Fail RIM | Commercial | Equipment | Energy Star Commercial Glass Door Refrigerator | Retail | New | 0.34117 | 1.9742 | 5.7866 | N/A | N/A | N/A | Fail 2-year Threshold
| Commercial | Equipment | Energy Star Commercial Glass Door Refrigerator | Schools K-12 | New | 0.34609 | 2.0011 | 5.7819 | N/A | N/A | N/A | Fail RIM | Commercial | Equipment | Energy Star Commercial Glass Door Refrigerator | Schools K-12 | New | 0.34609 | 2.0011 | 5.7819 | N/A | N/A | N/A | Fail 2-year Threshold
| Commercial | Equipment | Energy Star Commercial Glass Door Refrigerator | Warehouse | New | 0.34117 | 1.9742 | 5.7866 | N/A | N/A | N/A | Fail RIM | Commercial | Equipment | Energy Star Commercial Glass Door Refrigerator | Warehouse | New | 0.34117 | 1.9742 | 5.7866 | N/A | N/A | N/A | Fail 2-year Threshold
| Commercial | Equipment | Energy Star Commercial Solid Door Freezer | Assembly | Turnover | 0.34307 | 5.3842 | 15.6941 | N/A | N/A | N/A | Fail RIM | Commercial | Equipment | Energy Star Commercial Solid Door Freezer | Assembly | Turnover | 0.34307 | 5.3842 | 15.6941 | N/A | N/A | N/A | Fail 2-year Threshold
| Commercial | Equipment | Energy Star Commercial Solid Door Freezer | College and University | Turnover | 0.34609 | 5.4263 | 15.6787 | N/A | N/A | N/A | Fail RIM | Commercial | Equipment | Energy Star Commercial Solid Door Freezer | College and University | Turnover | 0.34609 | 5.4263 | 15.6787 | N/A | N/A | N/A | Fail 2-year Threshold
| Commercial | Equipment | Energy Star Commercial Solid Door Freezer | Grocery | Turnover | 0.34307 | 5.3842 | 15.6941 | N/A | N/A | N/A | Fail RIM | Commercial | Equipment | Energy Star Commercial Solid Door Freezer | Grocery | Turnover | 0.34307 | 5.3842 | 15.6941 | N/A | N/A | N/A | Fail 2-year Threshold
| Commercial | Equipment | Energy Star Commercial Solid Door Freezer | Healthcare | Turnover | 0.34609 | 5.4263 | 15.6787 | N/A | N/A | N/A | Fail RIM | Commercial | Equipment | Energy Star Commercial Solid Door Freezer | Healthcare | Turnover | 0.34609 | 5.4263 | 15.6787 | N/A | N/A | N/A | Fail 2-year Threshold
| Commercial | Equipment | Energy Star Commercial Solid Door Freezer | Hospitals | Turnover | 0.34609 | 5.4263 | 15.6787 | N/A | N/A | N/A | Fail RIM | Commercial | Equipment | Energy Star Commercial Solid Door Freezer | Hospitals | Turnover | 0.34609 | 5.4263 | 15.6787 | N/A | N/A | N/A | Fail 2-year Threshold
| Commercial | Equipment | Energy Star Commercial Solid Door Freezer | Institutional | Turnover | 0.34307 | 5.3842 | 15.6941 | N/A | N/A | N/A | Fail RIM | Commercial | Equipment | Energy Star Commercial Solid Door Freezer | Institutional | Turnover | 0.34307 | 5.3842 | 15.6941 | N/A | N/A | N/A | Fail 2-year Threshold
| Commercial | Equipment | Energy Star Commercial Solid Door Freezer | Lodging/Hospitality | Turnover | 0.34609 | 5.4263 | 15.6787 | N/A | N/A | N/A | Fail RIM | Commercial | Equipment | Energy Star Commercial Solid Door Freezer | Lodging/Hospitality | Turnover | 0.34609 | 5.4263 | 15.6787 | N/A | N/A | N/A | Fail 2-year Threshold
| Commercial | Equipment | Energy Star Commercial Solid Door Freezer | Miscellaneous | Turnover | 0.34307 | 5.3842 | 15.6941 | N/A | N/A | N/A | Fail RIM | Commercial | Equipment | Energy Star Commercial Solid Door Freezer | Miscellaneous | Turnover | 0.34307 | 5.3842 | 15.6941 | N/A | N/A | N/A | Fail 2-year Threshold
| Commercial | Equipment | Energy Star Commercial Solid Door Freezer | Offices | Turnover | 0.34307 | 5.3842 | 15.6941 | N/A | N/A | N/A | Fail RIM | Commercial | Equipment | Energy Star Commercial Solid Door Freezer | Offices | Turnover | 0.34307 | 5.3842 | 15.6941 | N/A | N/A | N/A | Fail 2-year Threshold
| Commercial | Equipment | Energy Star Commercial Solid Door Freezer | Restaurants | Turnover | 0.34609 | 5.4263 | 15.6787 | N/A | N/A | N/A | Fail RIM | Commercial | Equipment | Energy Star Commercial Solid Door Freezer | Restaurants | Turnover | 0.34609 | 5.4263 | 15.6787 | N/A | N/A | N/A | Fail 2-year Threshold
| Commercial | Equipment | Energy Star Commercial Solid Door Freezer | Retail | Turnover | 0.34307 | 5.3842 | 15.6941 | N/A | N/A | N/A | Fail RIM | Commercial | Equipment | Energy Star Commercial Solid Door Freezer | Retail | Turnover | 0.34307 | 5.3842 | 15.6941 | N/A | N/A | N/A | Fail 2-year Threshold
| Commercial | Equipment | Energy Star Commercial Solid Door Freezer | Schools K-12 | Turnover | 0.34609 | 5.4263 | 15.6787 | N/A | N/A | N/A | Fail RIM | Commercial | Equipment | Energy Star Commercial Solid Door Freezer | Schools K-12 | Turnover | 0.34609 | 5.4263 | 15.6787 | N/A | N/A | N/A | Fail 2-year Threshold
| Commercial | Equipment | Energy Star Commercial Solid Door Freezer | Warehouse | Turnover | 0.34307 | 5.3842 | 15.6941 | N/A | N/A | N/A | Fail RIM | Commercial | Equipment | Energy Star Commercial Solid Door Freezer | Warehouse | Turnover | 0.34307 | 5.3842 | 15.6941 | N/A | N/A | N/A | Fail 2-year Threshold
| Commercial | Equipment | Energy Star Commercial Solid Door Freezer | Assembly | New | 0.34307 | 5.3842 | 15.6941 | N/A | N/A | N/A | Fail RIM | Commercial | Equipment | Energy Star Commercial Solid Door Freezer | Assembly | New | 0.34307 | 5.3842 | 15.6941 | N/A | N/A | N/A | Fail 2-year Threshold
| Commercial | Equipment | Energy Star Commercial Solid Door Freezer | College and University | New | 0.34609 | 5.4263 | 15.6787 | N/A | N/A | N/A | Fail RIM | Commercial | Equipment | Energy Star Commercial Solid Door Freezer | College and University | New | 0.34609 | 5.4263 | 15.6787 | N/A | N/A | N/A | Fail 2-year Threshold
| Commercial | Equipment | Energy Star Commercial Solid Door Freezer | Grocery | New | 0.34307 | 5.3842 | 15.6941 | N/A | N/A | N/A | Fail RIM | Commercial | Equipment | Energy Star Commercial Solid Door Freezer | Grocery | New | 0.34307 | 5.3842 | 15.6941 | N/A | N/A | N/A | Fail 2-year Threshold
| Commercial | Equipment | Energy Star Commercial Solid Door Freezer | Healthcare | New | 0.34609 | 5.4263 | 15.6787 | N/A | N/A | N/A | Fail RIM | Commercial | Equipment | Energy Star Commercial Solid Door Freezer | Healthcare | New | 0.34609 | 5.4263 | 15.6787 | N/A | N/A | N/A | Fail 2-year Threshold
| Commercial | Equipment | Energy Star Commercial Solid Door Freezer | Hospitals | New | 0.34609 | 5.4263 | 15.6787 | N/A | N/A | N/A | Fail RIM | Commercial | Equipment | Energy Star Commercial Solid Door Freezer | Hospitals | New | 0.34609 | 5.4263 | 15.6787 | N/A | N/A | N/A | Fail 2-year Threshold
| Commercial | Equipment | Energy Star Commercial Solid Door Freezer | Institutional | New | 0.34307 | 5.3842 | 15.6941 | N/A | N/A | N/A | Fail RIM | Commercial | Equipment | Energy Star Commercial Solid Door Freezer | Institutional | New | 0.34307 | 5.3842 | 15.6941 | N/A | N/A | N/A | Fail 2-year Threshold
| Commercial | Equipment | Energy Star Commercial Solid Door Freezer | Lodging/Hospitality | New | 0.34609 | 5.4263 | 15.6787 | N/A | N/A | N/A | Fail RIM | Commercial | Equipment | Energy Star Commercial Solid Door Freezer | Lodging/Hospitality | New | 0.34609 | 5.4263 | 15.6787 | N/A | N/A | N/A | Fail 2-year Threshold
| Commercial | Equipment | Energy Star Commercial Solid Door Freezer | Miscellaneous | New | 0.34307 | 5.3842 | 15.6941 | N/A | N/A | N/A | Fail RIM | Commercial | Equipment | Energy Star Commercial Solid Door Freezer | Miscellaneous | New | 0.34307 | 5.3842 | 15.6941 | N/A | N/A | N/A | Fail 2-year Threshold
| Commercial | Equipment | Energy Star Commercial Solid Door Freezer | Offices | New | 0.34307 | 5.3842 | 15.6941 | N/A | N/A | N/A | Fail RIM | Commercial | Equipment | Energy Star Commercial Solid Door Freezer | Offices | New | 0.34307 | 5.3842 | 15.6941 | N/A | N/A | N/A | Fail 2-year Threshold
| Commercial | Equipment | Energy Star Commercial Solid Door Freezer | Restaurants | New | 0.34609 | 5.4263 | 15.6787 | N/A | N/A | N/A | Fail RIM | Commercial | Equipment | Energy Star Commercial Solid Door Freezer | Restaurants | New | 0.34609 | 5.4263 | 15.6787 | N/A | N/A | N/A | Fail 2-year Threshold
| Commercial | Equipment | Energy Star Commercial Solid Door Freezer | Retail | New | 0.34307 | 5.3842 | 15.6941 | N/A | N/A | N/A | Fail RIM | Commercial | Equipment | Energy Star Commercial Solid Door Freezer | Retail | New | 0.34307 | 5.3842 | 15.6941 | N/A | N/A | N/A | Fail 2-year Threshold
| Commercial | Equipment | Energy Star Commercial Solid Door Freezer | Schools K-12 | New | 0.34609 | 5.4263 | 15.6787 | N/A | N/A | N/A | Fail RIM | Commercial | Equipment | Energy Star Commercial Solid Door Freezer | Schools K-12 | New | 0.34609 | 5.4263 | 15.6787 | N/A | N/A | N/A | Fail 2-year Threshold
| Commercial | Equipment | Energy Star Commercial Solid Door Freezer | Warehouse | New | 0.34307 | 5.3842 | 15.6941 | N/A | N/A | N/A | Fail RIM | Commercial | Equipment | Energy Star Commercial Solid Door Freezer | Warehouse | New | 0.34307 | 5.3842 | 15.6941 | N/A | N/A | N/A | Fail 2-year Threshold
| Commercial | Equipment | Energy Star Commercial Solid Door Refrigerator | Assembly | Turnover | 0.34307 | 1.8286 | 5.3301 | N/A | N/A | N/A | Fail RIM | Commercial | Equipment | Energy Star Commercial Solid Door Refrigerator | Assembly | Turnover | 0.34307 | 1.8286 | 5.3301 | N/A | N/A | N/A | Fail 2-year Threshold
| Commercial | Equipment | Energy Star Commercial Solid Door Refrigerator | College and University | Turnover | 0.34609 | 1.8429 | 5.3249 | N/A | N/A | N/A | Fail RIM | Commercial | Equipment | Energy Star Commercial Solid Door Refrigerator | College and University | Turnover | 0.34609 | 1.8429 | 5.3249 | N/A | N/A | N/A | Fail 2-year Threshold
| Commercial | Equipment | Energy Star Commercial Solid Door Refrigerator | Grocery | Turnover | 0.34307 | 1.8286 | 5.3301 | N/A | N/A | N/A | Fail RIM | Commercial | Equipment | Energy Star Commercial Solid Door Refrigerator | Grocery | Turnover | 0.34307 | 1.8286 | 5.3301 | N/A | N/A | N/A | Fail 2-year Threshold
| Commercial | Equipment | Energy Star Commercial Solid Door Refrigerator | Healthcare | Turnover | 0.34609 | 1.8429 | 5.3249 | N/A | N/A | N/A | Fail RIM | Commercial | Equipment | Energy Star Commercial Solid Door Refrigerator | Healthcare | Turnover | 0.34609 | 1.8429 | 5.3249 | N/A | N/A | N/A | Fail 2-year Threshold
| Commercial | Equipment | Energy Star Commercial Solid Door Refrigerator | Hospitals | Turnover | 0.34609 | 1.8429 | 5.3249 | N/A | N/A | N/A | Fail RIM | Commercial | Equipment | Energy Star Commercial Solid Door Refrigerator | Hospitals | Turnover | 0.34609 | 1.8429 | 5.3249 | N/A | N/A | N/A | Fail 2-year Threshold
| Commercial | Equipment | Energy Star Commercial Solid Door Refrigerator | Institutional | Turnover | 0.34307 | 1.8286 | 5.3301 | N/A | N/A | N/A | Fail RIM | Commercial | Equipment | Energy Star Commercial Solid Door Refrigerator | Institutional | Turnover | 0.34307 | 1.8286 | 5.3301 | N/A | N/A | N/A | Fail 2-year Threshold
| Commercial | Equipment | Energy Star Commercial Solid Door Refrigerator | Lodging/Hospitality | Turnover | 0.34609 | 1.8429 | 5.3249 | N/A | N/A | N/A | Fail RIM | Commercial | Equipment | Energy Star Commercial Solid Door Refrigerator | Lodging/Hospitality | Turnover | 0.34609 | 1.8429 | 5.3249 | N/A | N/A | N/A | Fail 2-year Threshold
| Commercial | Equipment | Energy Star Commercial Solid Door Refrigerator | Miscellaneous | Turnover | 0.34307 | 1.8286 | 5.3301 | N/A | N/A | N/A | Fail RIM | Commercial | Equipment | Energy Star Commercial Solid Door Refrigerator | Miscellaneous | Turnover | 0.34307 | 1.8286 | 5.3301 | N/A | N/A | N/A | Fail 2-year Threshold
| Commercial | Equipment | Energy Star Commercial Solid Door Refrigerator | Offices | Turnover | 0.34307 | 1.8286 | 5.3301 | N/A | N/A | N/A | Fail RIM | Commercial | Equipment | Energy Star Commercial Solid Door Refrigerator | Offices | Turnover | 0.34307 | 1.8286 | 5.3301 | N/A | N/A | N/A | Fail 2-year Threshold
| Commercial | Equipment | Energy Star Commercial Solid Door Refrigerator | Restaurants | Turnover | 0.34609 | 1.8429 | 5.3249 | N/A | N/A | N/A | Fail RIM | Commercial | Equipment | Energy Star Commercial Solid Door Refrigerator | Restaurants | Turnover | 0.34609 | 1.8429 | 5.3249 | N/A | N/A | N/A | Fail 2-year Threshold
| Commercial | Equipment | Energy Star Commercial Solid Door Refrigerator | Retail | Turnover | 0.34307 | 1.8286 | 5.3301 | N/A | N/A | N/A | Fail RIM | Commercial | Equipment | Energy Star Commercial Solid Door Refrigerator | Retail | Turnover | 0.34307 | 1.8286 | 5.3301 | N/A | N/A | N/A | Fail 2-year Threshold
| Commercial | Equipment | Energy Star Commercial Solid Door Refrigerator | Schools K-12 | Turnover | 0.34609 | 1.8429 | 5.3249 | N/A | N/A | N/A | Fail RIM | Commercial | Equipment | Energy Star Commercial Solid Door Refrigerator | Schools K-12 | Turnover | 0.34609 | 1.8429 | 5.3249 | N/A | N/A | N/A | Fail 2-year Threshold
| Commercial | Equipment | Energy Star Commercial Solid Door Refrigerator | Warehouse | Turnover | 0.34307 | 1.8286 | 5.3301 | N/A | N/A | N/A | Fail RIM | Commercial | Equipment | Energy Star Commercial Solid Door Refrigerator | Warehouse | Turnover | 0.34307 | 1.8286 | 5.3301 | N/A | N/A | N/A | Fail 2-year Threshold
| Commercial | Equipment | Energy Star Commercial Solid Door Refrigerator | Assembly | New | 0.34307 | 1.8286 | 5.3301 | N/A | N/A | N/A | Fail RIM | Commercial | Equipment | Energy Star Commercial Solid Door Refrigerator | Assembly | New | 0.34307 | 1.8286 | 5.3301 | N/A | N/A | N/A | Fail 2-year Threshold
| Commercial | Equipment | Energy Star Commercial Solid Door Refrigerator | College and University | New | 0.34609 | 1.8429 | 5.3249 | N/A | N/A | N/A | Fail RIM | Commercial | Equipment | Energy Star Commercial Solid Door Refrigerator | College and University | New | 0.34609 | 1.8429 | 5.3249 | N/A | N/A | N/A | Fail 2-year Threshold
| Commercial | Equipment | Energy Star Commercial Solid Door Refrigerator | Grocery | New | 0.34307 | 1.8286 | 5.3301 | N/A | N/A | N/A | Fail RIM | Commercial | Equipment | Energy Star Commercial Solid Door Refrigerator | Grocery | New | 0.34307 | 1.8286 | 5.3301 | N/A | N/A | N/A | Fail 2-year Threshold
| Commercial | Equipment | Energy Star Commercial Solid Door Refrigerator | Healthcare | New | 0.34609 | 1.8429 | 5.3249 | N/A | N/A | N/A | Fail RIM | Commercial | Equipment | Energy Star Commercial Solid Door Refrigerator | Healthcare | New | 0.34609 | 1.8429 | 5.3249 | N/A | N/A | N/A | Fail 2-year Threshold
| Commercial | Equipment | Energy Star Commercial Solid Door Refrigerator | Hospitals | New | 0.34609 | 1.8429 | 5.3249 | N/A | N/A | N/A | Fail RIM | Commercial | Equipment | Energy Star Commercial Solid Door Refrigerator | Hospitals | New | 0.34609 | 1.8429 | 5.3249 | N/A | N/A | N/A | Fail 2-year Threshold
| Commercial | Equipment | Energy Star Commercial Solid Door Refrigerator | Institutional | New | 0.34307 | 1.8286 | 5.3301 | N/A | N/A | N/A | Fail RIM | Commercial | Equipment | Energy Star Commercial Solid Door Refrigerator | Institutional | New | 0.34307 | 1.8286 | 5.3301 | N/A | N/A | N/A | Fail 2-year Threshold
| Commercial | Equipment | Energy Star Commercial Solid Door Refrigerator | Lodging/Hospitality | New | 0.34609 | 1.8429 | 5.3249 | N/A | N/A | N/A | Fail RIM | Commercial | Equipment | Energy Star Commercial Solid Door Refrigerator | Lodging/Hospitality | New | 0.34609 | 1.8429 | 5.3249 | N/A | N/A | N/A | Fail 2-year Threshold
| Commercial | Equipment | Energy Star Commercial Solid Door Refrigerator | Miscellaneous | New | 0.34307 | 1.8286 | 5.3301 | N/A | N/A | N/A | Fail RIM | Commercial | Equipment | Energy Star Commercial Solid Door Refrigerator | Miscellaneous | New | 0.34307 | 1.8286 | 5.3301 | N/A | N/A | N/A | Fail 2-year Threshold
| Commercial | Equipment | Energy Star Commercial Solid Door Refrigerator | Offices | New | 0.34307 | 1.8286 | 5.3301 | N/A | N/A | N/A | Fail RIM | Commercial | Equipment | Energy Star Commercial Solid Door Refrigerator | Offices | New | 0.34307 | 1.8286 | 5.3301 | N/A | N/A | N/A | Fail 2-year Threshold
| Commercial | Equipment | Energy Star Commercial Solid Door Refrigerator | Restaurants | New | 0.34609 | 1.8429 | 5.3249 | N/A | N/A | N/A | Fail RIM | Commercial | Equipment | Energy Star Commercial Solid Door Refrigerator | Restaurants | New | 0.34609 | 1.8429 | 5.3249 | N/A | N/A | N/A | Fail 2-year Threshold
| Commercial | Equipment | Energy Star Commercial Solid Door Refrigerator | Retail | New | 0.34307 | 1.8286 | 5.3301 | N/A | N/A | N/A | Fail RIM | Commercial | Equipment | Energy Star Commercial Solid Door Refrigerator | Retail | New | 0.34307 | 1.8286 | 5.3301 | N/A | N/A | N/A | Fail 2-year Threshold
| Commercial | Equipment | Energy Star Commercial Solid Door Refrigerator | Schools K-12 | New | 0.34609 | 1.8429 | 5.3249 | N/A | N/A | N/A | Fail RIM | Commercial | Equipment | Energy Star Commercial Solid Door Refrigerator | Schools K-12 | New | 0.34609 | 1.8429 | 5.3249 | N/A | N/A | N/A | Fail 2-year Threshold
| Commercial | Equipment | Energy Star Commercial Solid Door Refrigerator | Warehouse | New | 0.34307 | 1.8286 | 5.3301 | N/A | N/A | N/A | Fail RIM | Commercial | Equipment | Energy Star Commercial Solid Door Refrigerator | Warehouse | New | 0.34307 | 1.8286 | 5.3301 | N/A | N/A | N/A | Fail 2-year Threshold
| Commercial | Equipment | Energy Star Ice Maker | Assembly | Turnover | 0.34836 | 0.25753 | 0.73925 | N/A | N/A | N/A | Fail RIM | Commercial | Equipment | Energy Star Ice Maker | Assembly | Turnover | 0.34836 | 0.25753 | 0.73925 | N/A | N/A | N/A | Fail TRC
| Commercial | Equipment | Energy Star Ice Maker | College and University | Turnover | 0.3485 | 0.2573 | 0.73832 | N/A | N/A | N/A | Fail RIM | Commercial | Equipment | Energy Star Ice Maker | College and University | Turnover | 0.3485 | 0.2573 | 0.73832 | N/A | N/A | N/A | Fail TRC
| Commercial | Equipment | Energy Star Ice Maker | Grocery | Turnover | 0.34836 | 0.25753 | 0.73925 | N/A | N/A | N/A | Fail RIM | Commercial | Equipment | Energy Star Ice Maker | Grocery | Turnover | 0.34836 | 0.25753 | 0.73925 | N/A | N/A | N/A | Fail TRC
| Commercial | Equipment | Energy Star Ice Maker | Healthcare | Turnover | 0.3485 | 0.2573 | 0.73832 | N/A | N/A | N/A | Fail RIM | Commercial | Equipment | Energy Star Ice Maker | Healthcare | Turnover | 0.3485 | 0.2573 | 0.73832 | N/A | N/A | N/A | Fail TRC
| Commercial | Equipment | Energy Star Ice Maker | Hospitals | Turnover | 0.3485 | 0.2573 | 0.73832 | N/A | N/A | N/A | Fail RIM | Commercial | Equipment | Energy Star Ice Maker | Hospitals | Turnover | 0.3485 | 0.2573 | 0.73832 | N/A | N/A | N/A | Fail TRC
| Commercial | Equipment | Energy Star Ice Maker | Institutional | Turnover | 0.34836 | 0.25753 | 0.73925 | N/A | N/A | N/A | Fail RIM | Commercial | Equipment | Energy Star Ice Maker | Institutional | Turnover | 0.34836 | 0.25753 | 0.73925 | N/A | N/A | N/A | Fail TRC
| Commercial | Equipment | Energy Star Ice Maker | Lodging/Hospitality | Turnover | 0.3485 | 0.2573 | 0.73832 | N/A | N/A | N/A | Fail RIM | Commercial | Equipment | Energy Star Ice Maker | Lodging/Hospitality | Turnover | 0.3485 | 0.2573 | 0.73832 | N/A | N/A | N/A | Fail TRC
| Commercial | Equipment | Energy Star Ice Maker | Miscellaneous | Turnover | 0.34836 | 0.25753 | 0.73925 | N/A | N/A | N/A | Fail RIM | Commercial | Equipment | Energy Star Ice Maker | Miscellaneous | Turnover | 0.34836 | 0.25753 | 0.73925 | N/A | N/A | N/A | Fail TRC
| Commercial | Equipment | Energy Star Ice Maker | Offices | Turnover | 0.34836 | 0.25753 | 0.73925 | N/A | N/A | N/A | Fail RIM | Commercial | Equipment | Energy Star Ice Maker | Offices | Turnover | 0.34836 | 0.25753 | 0.73925 | N/A | N/A | N/A | Fail TRC
| Commercial | Equipment | Energy Star Ice Maker | Restaurants | Turnover | 0.3485 | 0.2573 | 0.73832 | N/A | N/A | N/A | Fail RIM | Commercial | Equipment | Energy Star Ice Maker | Restaurants | Turnover | 0.3485 | 0.2573 | 0.73832 | N/A | N/A | N/A | Fail TRC
| Commercial | Equipment | Energy Star Ice Maker | Retail | Turnover | 0.34836 | 0.25753 | 0.73925 | N/A | N/A | N/A | Fail RIM | Commercial | Equipment | Energy Star Ice Maker | Retail | Turnover | 0.34836 | 0.25753 | 0.73925 | N/A | N/A | N/A | Fail TRC
| Commercial | Equipment | Energy Star Ice Maker | Schools K-12 | Turnover | 0.3485 | 0.2573 | 0.73832 | N/A | N/A | N/A | Fail RIM | Commercial | Equipment | Energy Star Ice Maker | Schools K-12 | Turnover | 0.3485 | 0.2573 | 0.73832 | N/A | N/A | N/A | Fail TRC
| Commercial | Equipment | Energy Star Ice Maker | Warehouse | Turnover | 0.34836 | 0.25753 | 0.73925 | N/A | N/A | N/A | Fail RIM | Commercial | Equipment | Energy Star Ice Maker | Warehouse | Turnover | 0.34836 | 0.25753 | 0.73925 | N/A | N/A | N/A | Fail TRC
| Commercial | Equipment | Energy Star Ice Maker | Assembly | New | 0.34836 | 0.25753 | 0.73925 | N/A | N/A | N/A | Fail RIM | Commercial | Equipment | Energy Star Ice Maker | Assembly | New | 0.34836 | 0.25753 | 0.73925 | N/A | N/A | N/A | Fail TRC
| Commercial | Equipment | Energy Star Ice Maker | College and University | New | 0.3485 | 0.2573 | 0.73832 | N/A | N/A | N/A | Fail RIM | Commercial | Equipment | Energy Star Ice Maker | College and University | New | 0.3485 | 0.2573 | 0.73832 | N/A | N/A | N/A | Fail TRC
| Commercial | Equipment | Energy Star Ice Maker | Grocery | New | 0.34836 | 0.25753 | 0.73925 | N/A | N/A | N/A | Fail RIM | Commercial | Equipment | Energy Star Ice Maker | Grocery | New | 0.34836 | 0.25753 | 0.73925 | N/A | N/A | N/A | Fail TRC
| Commercial | Equipment | Energy Star Ice Maker | Healthcare | New | 0.3485 | 0.2573 | 0.73832 | N/A | N/A | N/A | Fail RIM | Commercial | Equipment | Energy Star Ice Maker | Healthcare | New | 0.3485 | 0.2573 | 0.73832 | N/A | N/A | N/A | Fail TRC
| Commercial | Equipment | Energy Star Ice Maker | Hospitals | New | 0.3485 | 0.2573 | 0.73832 | N/A | N/A | N/A | Fail RIM | Commercial | Equipment | Energy Star Ice Maker | Hospitals | New | 0.3485 | 0.2573 | 0.73832 | N/A | N/A | N/A | Fail TRC
| Commercial | Equipment | Energy Star Ice Maker | Institutional | New | 0.34836 | 0.25753 | 0.73925 | N/A | N/A | N/A | Fail RIM | Commercial | Equipment | Energy Star Ice Maker | Institutional | New | 0.34836 | 0.25753 | 0.73925 | N/A | N/A | N/A | Fail TRC
| Commercial | Equipment | Energy Star Ice Maker | Lodging/Hospitality | New | 0.3485 | 0.2573 | 0.73832 | N/A | N/A | N/A | Fail RIM | Commercial | Equipment | Energy Star Ice Maker | Lodging/Hospitality | New | 0.3485 | 0.2573 | 0.73832 | N/A | N/A | N/A | Fail TRC
| Commercial | Equipment | Energy Star Ice Maker | Miscellaneous | New | 0.34836 | 0.25753 | 0.73925 | N/A | N/A | N/A | Fail RIM | Commercial | Equipment | Energy Star Ice Maker | Miscellaneous | New | 0.34836 | 0.25753 | 0.73925 | N/A | N/A | N/A | Fail TRC
| Commercial | Equipment | Energy Star Ice Maker | Offices | New | 0.34836 | 0.25753 | 0.73925 | N/A | N/A | N/A | Fail RIM | Commercial | Equipment | Energy Star Ice Maker | Offices | New | 0.34836 | 0.25753 | 0.73925 | N/A | N/A | N/A | Fail TRC
| Commercial | Equipment | Energy Star Ice Maker | Restaurants | New | 0.3485 | 0.2573 | 0.73832 | N/A | N/A | N/A | Fail RIM | Commercial | Equipment | Energy Star Ice Maker | Restaurants | New | 0.3485 | 0.2573 | 0.73832 | N/A | N/A | N/A | Fail TRC
| Commercial | Equipment | Energy Star Ice Maker | Retail | New | 0.34836 | 0.25753 | 0.73925 | N/A | N/A | N/A | Fail RIM | Commercial | Equipment | Energy Star Ice Maker | Retail | New | 0.34836 | 0.25753 | 0.73925 | N/A | N/A | N/A | Fail TRC
| Commercial | Equipment | Energy Star Ice Maker | Schools K-12 | New | 0.3485 | 0.2573 | 0.73832 | N/A | N/A | N/A | Fail RIM | Commercial | Equipment | Energy Star Ice Maker | Schools K-12 | New | 0.3485 | 0.2573 | 0.73832 | N/A | N/A | N/A | Fail TRC
| Commercial | Equipment | Energy Star Ice Maker | Warehouse | New | 0.34836 | 0.25753 | 0.73925 | N/A | N/A | N/A | Fail RIM | Commercial | Equipment | Energy Star Ice Maker | Warehouse | New | 0.34836 | 0.25753 | 0.73925 | N/A | N/A | N/A | Fail TRC
| Commercial | Equipment | Energy Star Refrigerator | Assembly | Turnover | 0.34603 | 0.38909 | 1.1245 | N/A | N/A | N/A | Fail RIM | Commercial | Equipment | Energy Star Refrigerator | Assembly | Turnover | 0.34603 | 0.38909 | 1.1245 | N/A | N/A | N/A | Fail TRC
| Commercial | Equipment | Energy Star Refrigerator | College and University | Turnover | 0.34603 | 0.38909 | 1.1245 | N/A | N/A | N/A | Fail RIM | Commercial | Equipment | Energy Star Refrigerator | College and University | Turnover | 0.34603 | 0.38909 | 1.1245 | N/A | N/A | N/A | Fail TRC
| Commercial | Equipment | Energy Star Refrigerator | Grocery | Turnover | 0.34603 | 0.38909 | 1.1245 | N/A | N/A | N/A | Fail RIM | Commercial | Equipment | Energy Star Refrigerator | Grocery | Turnover | 0.34603 | 0.38909 | 1.1245 | N/A | N/A | N/A | Fail TRC
| Commercial | Equipment | Energy Star Refrigerator | Healthcare | Turnover | 0.34603 | 0.38909 | 1.1245 | N/A | N/A | N/A | Fail RIM | Commercial | Equipment | Energy Star Refrigerator | Healthcare | Turnover | 0.34603 | 0.38909 | 1.1245 | N/A | N/A | N/A | Fail TRC
| Commercial | Equipment | Energy Star Refrigerator | Hospitals | Turnover | 0.34603 | 0.38909 | 1.1245 | N/A | N/A | N/A | Fail RIM | Commercial | Equipment | Energy Star Refrigerator | Hospitals | Turnover | 0.34603 | 0.38909 | 1.1245 | N/A | N/A | N/A | Fail TRC
| Commercial | Equipment | Energy Star Refrigerator | Institutional | Turnover | 0.34603 | 0.38909 | 1.1245 | N/A | N/A | N/A | Fail RIM | Commercial | Equipment | Energy Star Refrigerator | Institutional | Turnover | 0.34603 | 0.38909 | 1.1245 | N/A | N/A | N/A | Fail TRC
| Commercial | Equipment | Energy Star Refrigerator | Lodging/Hospitality | Turnover | 0.34603 | 0.38909 | 1.1245 | N/A | N/A | N/A | Fail RIM | Commercial | Equipment | Energy Star Refrigerator | Lodging/Hospitality | Turnover | 0.34603 | 0.38909 | 1.1245 | N/A | N/A | N/A | Fail TRC
| Commercial | Equipment | Energy Star Refrigerator | Miscellaneous | Turnover | 0.34603 | 0.38909 | 1.1245 | N/A | N/A | N/A | Fail RIM | Commercial | Equipment | Energy Star Refrigerator | Miscellaneous | Turnover | 0.34603 | 0.38909 | 1.1245 | N/A | N/A | N/A | Fail TRC
| Commercial | Equipment | Energy Star Refrigerator | Offices | Turnover | 0.34603 | 0.38909 | 1.1245 | N/A | N/A | N/A | Fail RIM | Commercial | Equipment | Energy Star Refrigerator | Offices | Turnover | 0.34603 | 0.38909 | 1.1245 | N/A | N/A | N/A | Fail TRC
| Commercial | Equipment | Energy Star Refrigerator | Restaurants | Turnover | 0.34603 | 0.38909 | 1.1245 | N/A | N/A | N/A | Fail RIM | Commercial | Equipment | Energy Star Refrigerator | Restaurants | Turnover | 0.34603 | 0.38909 | 1.1245 | N/A | N/A | N/A | Fail TRC
| Commercial | Equipment | Energy Star Refrigerator | Retail | Turnover | 0.34603 | 0.38909 | 1.1245 | N/A | N/A | N/A | Fail RIM | Commercial | Equipment | Energy Star Refrigerator | Retail | Turnover | 0.34603 | 0.38909 | 1.1245 | N/A | N/A | N/A | Fail TRC
| Commercial | Equipment | Energy Star Refrigerator | Schools K-12 | Turnover | 0.34603 | 0.38909 | 1.1245 | N/A | N/A | N/A | Fail RIM | Commercial | Equipment | Energy Star Refrigerator | Schools K-12 | Turnover | 0.34603 | 0.38909 | 1.1245 | N/A | N/A | N/A | Fail TRC
| Commercial | Equipment | Energy Star Refrigerator | Warehouse | Turnover | 0.34603 | 0.38909 | 1.1245 | N/A | N/A | N/A | Fail RIM | Commercial | Equipment | Energy Star Refrigerator | Warehouse | Turnover | 0.34603 | 0.38909 | 1.1245 | N/A | N/A | N/A | Fail TRC
| Commercial | Equipment | Energy Star Refrigerator | Assembly | New | 0.34603 | 0.38909 | 1.1245 | N/A | N/A | N/A | Fail RIM | Commercial | Equipment | Energy Star Refrigerator | Assembly | New | 0.34603 | 0.38909 | 1.1245 | N/A | N/A | N/A | Fail TRC
| Commercial | Equipment | Energy Star Refrigerator | College and University | New | 0.34603 | 0.38909 | 1.1245 | N/A | N/A | N/A | Fail RIM | Commercial | Equipment | Energy Star Refrigerator | College and University | New | 0.34603 | 0.38909 | 1.1245 | N/A | N/A | N/A | Fail TRC
| Commercial | Equipment | Energy Star Refrigerator | Grocery | New | 0.34603 | 0.38909 | 1.1245 | N/A | N/A | N/A | Fail RIM | Commercial | Equipment | Energy Star Refrigerator | Grocery | New | 0.34603 | 0.38909 | 1.1245 | N/A | N/A | N/A | Fail TRC
| Commercial | Equipment | Energy Star Refrigerator | Healthcare | New | 0.34603 | 0.38909 | 1.1245 | N/A | N/A | N/A | Fail RIM | Commercial | Equipment | Energy Star Refrigerator | Healthcare | New | 0.34603 | 0.38909 | 1.1245 | N/A | N/A | N/A | Fail TRC
| Commercial | Equipment | Energy Star Refrigerator | Hospitals | New | 0.34603 | 0.38909 | 1.1245 | N/A | N/A | N/A | Fail RIM | Commercial | Equipment | Energy Star Refrigerator | Hospitals | New | 0.34603 | 0.38909 | 1.1245 | N/A | N/A | N/A | Fail TRC
| Commercial | Equipment | Energy Star Refrigerator | Institutional | New | 0.34603 | 0.38909 | 1.1245 | N/A | N/A | N/A | Fail RIM | Commercial | Equipment | Energy Star Refrigerator | Institutional | New | 0.34603 | 0.38909 | 1.1245 | N/A | N/A | N/A | Fail TRC
| Commercial | Equipment | Energy Star Refrigerator | Lodging/Hospitality | New | 0.34603 | 0.38909 | 1.1245 | N/A | N/A | N/A | Fail RIM | Commercial | Equipment | Energy Star Refrigerator | Lodging/Hospitality | New | 0.34603 | 0.38909 | 1.1245 | N/A | N/A | N/A | Fail TRC
| Commercial | Equipment | Energy Star Refrigerator | Miscellaneous | New | 0.34603 | 0.38909 | 1.1245 | N/A | N/A | N/A | Fail RIM | Commercial | Equipment | Energy Star Refrigerator | Miscellaneous | New | 0.34603 | 0.38909 | 1.1245 | N/A | N/A | N/A | Fail TRC
| Commercial | Equipment | Energy Star Refrigerator | Offices | New | 0.34603 | 0.38909 | 1.1245 | N/A | N/A | N/A | Fail RIM | Commercial | Equipment | Energy Star Refrigerator | Offices | New | 0.34603 | 0.38909 | 1.1245 | N/A | N/A | N/A | Fail TRC
| Commercial | Equipment | Energy Star Refrigerator | Restaurants | New | 0.34603 | 0.38909 | 1.1245 | N/A | N/A | N/A | Fail RIM | Commercial | Equipment | Energy Star Refrigerator | Restaurants | New | 0.34603 | 0.38909 | 1.1245 | N/A | N/A | N/A | Fail TRC
| Commercial | Equipment | Energy Star Refrigerator | Retail | New | 0.34603 | 0.38909 | 1.1245 | N/A | N/A | N/A | Fail RIM | Commercial | Equipment | Energy Star Refrigerator | Retail | New | 0.34603 | 0.38909 | 1.1245 | N/A | N/A | N/A | Fail TRC
| Commercial | Equipment | Energy Star Refrigerator | Schools K-12 | New | 0.34603 | 0.38909 | 1.1245 | N/A | N/A | N/A | Fail RIM | Commercial | Equipment | Energy Star Refrigerator | Schools K-12 | New | 0.34603 | 0.38909 | 1.1245 | N/A | N/A | N/A | Fail TRC
| Commercial | Equipment | Energy Star Refrigerator | Warehouse | New | 0.34603 | 0.38909 | 1.1245 | N/A | N/A | N/A | Fail RIM | Commercial | Equipment | Energy Star Refrigerator | Warehouse | New | 0.34603 | 0.38909 | 1.1245 | N/A | N/A | N/A | Fail TRC
| Commercial | Equipment | Energy Star Vending Machine | Assembly | Turnover | 0.34501 | 0.41085 | 1.1908 | N/A | N/A | N/A | Fail RIM | Commercial | Equipment | Energy Star Vending Machine | Assembly | Turnover | 0.34501 | 0.41085 | 1.1908 | N/A | N/A | N/A | Fail TRC
| Commercial | Equipment | Energy Star Vending Machine | College and University | Turnover | 0.34537 | 0.41129 | 1.1909 | N/A | N/A | N/A | Fail RIM | Commercial | Equipment | Energy Star Vending Machine | College and University | Turnover | 0.34537 | 0.41129 | 1.1909 | N/A | N/A | N/A | Fail TRC
| Commercial | Equipment | Energy Star Vending Machine | Grocery | Turnover | 0.34501 | 0.41085 | 1.1908 | N/A | N/A | N/A | Fail RIM | Commercial | Equipment | Energy Star Vending Machine | Grocery | Turnover | 0.34501 | 0.41085 | 1.1908 | N/A | N/A | N/A | Fail TRC
| Commercial | Equipment | Energy Star Vending Machine | Healthcare | Turnover | 0.34537 | 0.41129 | 1.1909 | N/A | N/A | N/A | Fail RIM | Commercial | Equipment | Energy Star Vending Machine | Healthcare | Turnover | 0.34537 | 0.41129 | 1.1909 | N/A | N/A | N/A | Fail TRC
| Commercial | Equipment | Energy Star Vending Machine | Hospitals | Turnover | 0.34537 | 0.41129 | 1.1909 | N/A | N/A | N/A | Fail RIM | Commercial | Equipment | Energy Star Vending Machine | Hospitals | Turnover | 0.34537 | 0.41129 | 1.1909 | N/A | N/A | N/A | Fail TRC
| Commercial | Equipment | Energy Star Vending Machine | Institutional | Turnover | 0.34501 | 0.41085 | 1.1908 | N/A | N/A | N/A | Fail RIM | Commercial | Equipment | Energy Star Vending Machine | Institutional | Turnover | 0.34501 | 0.41085 | 1.1908 | N/A | N/A | N/A | Fail TRC
| Commercial | Equipment | Energy Star Vending Machine | Lodging/Hospitality | Turnover | 0.34537 | 0.41129 | 1.1909 | N/A | N/A | N/A | Fail RIM | Commercial | Equipment | Energy Star Vending Machine | Lodging/Hospitality | Turnover | 0.34537 | 0.41129 | 1.1909 | N/A | N/A | N/A | Fail TRC
| Commercial | Equipment | Energy Star Vending Machine | Miscellaneous | Turnover | 0.34501 | 0.41085 | 1.1908 | N/A | N/A | N/A | Fail RIM | Commercial | Equipment | Energy Star Vending Machine | Miscellaneous | Turnover | 0.34501 | 0.41085 | 1.1908 | N/A | N/A | N/A | Fail TRC
| Commercial | Equipment | Energy Star Vending Machine | Offices | Turnover | 0.34501 | 0.41085 | 1.1908 | N/A | N/A | N/A | Fail RIM | Commercial | Equipment | Energy Star Vending Machine | Offices | Turnover | 0.34501 | 0.41085 | 1.1908 | N/A | N/A | N/A | Fail TRC
| Commercial | Equipment | Energy Star Vending Machine | Restaurants | Turnover | 0.34537 | 0.41129 | 1.1909 | N/A | N/A | N/A | Fail RIM | Commercial | Equipment | Energy Star Vending Machine | Restaurants | Turnover | 0.34537 | 0.41129 | 1.1909 | N/A | N/A | N/A | Fail TRC
| Commercial | Equipment | Energy Star Vending Machine | Retail | Turnover | 0.34501 | 0.41085 | 1.1908 | N/A | N/A | N/A | Fail RIM | Commercial | Equipment | Energy Star Vending Machine | Retail | Turnover | 0.34501 | 0.41085 | 1.1908 | N/A | N/A | N/A | Fail TRC
| Commercial | Equipment | Energy Star Vending Machine | Schools K-12 | Turnover | 0.34537 | 0.41129 | 1.1909 | N/A | N/A | N/A | Fail RIM | Commercial | Equipment | Energy Star Vending Machine | Schools K-12 | Turnover | 0.34537 | 0.41129 | 1.1909 | N/A | N/A | N/A | Fail TRC
| Commercial | Equipment | Energy Star Vending Machine | Warehouse | Turnover | 0.34501 | 0.41085 | 1.1908 | N/A | N/A | N/A | Fail RIM | Commercial | Equipment | Energy Star Vending Machine | Warehouse | Turnover | 0.34501 | 0.41085 | 1.1908 | N/A | N/A | N/A | Fail TRC
| Commercial | Equipment | Energy Star Vending Machine | Assembly | New | 0.34501 | 0.41085 | 1.1908 | N/A | N/A | N/A | Fail RIM | Commercial | Equipment | Energy Star Vending Machine | Assembly | New | 0.34501 | 0.41085 | 1.1908 | N/A | N/A | N/A | Fail TRC
| Commercial | Equipment | Energy Star Vending Machine | College and University | New | 0.34537 | 0.41129 | 1.1909 | N/A | N/A | N/A | Fail RIM | Commercial | Equipment | Energy Star Vending Machine | College and University | New | 0.34537 | 0.41129 | 1.1909 | N/A | N/A | N/A | Fail TRC
| Commercial | Equipment | Energy Star Vending Machine | Grocery | New | 0.34501 | 0.41085 | 1.1908 | N/A | N/A | N/A | Fail RIM | Commercial | Equipment | Energy Star Vending Machine | Grocery | New | 0.34501 | 0.41085 | 1.1908 | N/A | N/A | N/A | Fail TRC
| Commercial | Equipment | Energy Star Vending Machine | Healthcare | New | 0.34537 | 0.41129 | 1.1909 | N/A | N/A | N/A | Fail RIM | Commercial | Equipment | Energy Star Vending Machine | Healthcare | New | 0.34537 | 0.41129 | 1.1909 | N/A | N/A | N/A | Fail TRC
| Commercial | Equipment | Energy Star Vending Machine | Hospitals | New | 0.34537 | 0.41129 | 1.1909 | N/A | N/A | N/A | Fail RIM | Commercial | Equipment | Energy Star Vending Machine | Hospitals | New | 0.34537 | 0.41129 | 1.1909 | N/A | N/A | N/A | Fail TRC
| Commercial | Equipment | Energy Star Vending Machine | Institutional | New | 0.34501 | 0.41085 | 1.1908 | N/A | N/A | N/A | Fail RIM | Commercial | Equipment | Energy Star Vending Machine | Institutional | New | 0.34501 | 0.41085 | 1.1908 | N/A | N/A | N/A | Fail TRC
| Commercial | Equipment | Energy Star Vending Machine | Lodging/Hospitality | New | 0.34537 | 0.41129 | 1.1909 | N/A | N/A | N/A | Fail RIM | Commercial | Equipment | Energy Star Vending Machine | Lodging/Hospitality | New | 0.34537 | 0.41129 | 1.1909 | N/A | N/A | N/A | Fail TRC
| Commercial | Equipment | Energy Star Vending Machine | Miscellaneous | New | 0.34501 | 0.41085 | 1.1908 | N/A | N/A | N/A | Fail RIM | Commercial | Equipment | Energy Star Vending Machine | Miscellaneous | New | 0.34501 | 0.41085 | 1.1908 | N/A | N/A | N/A | Fail TRC
| Commercial | Equipment | Energy Star Vending Machine | Offices | New | 0.34501 | 0.41085 | 1.1908 | N/A | N/A | N/A | Fail RIM | Commercial | Equipment | Energy Star Vending Machine | Offices | New | 0.34501 | 0.41085 | 1.1908 | N/A | N/A | N/A | Fail TRC
| Commercial | Equipment | Energy Star Vending Machine | Restaurants | New | 0.34537 | 0.41129 | 1.1909 | N/A | N/A | N/A | Fail RIM | Commercial | Equipment | Energy Star Vending Machine | Restaurants | New | 0.34537 | 0.41129 | 1.1909 | N/A | N/A | N/A | Fail TRC
| Commercial | Equipment | Energy Star Vending Machine | Retail | New | 0.34501 | 0.41085 | 1.1908 | N/A | N/A | N/A | Fail RIM | Commercial | Equipment | Energy Star Vending Machine | Retail | New | 0.34501 | 0.41085 | 1.1908 | N/A | N/A | N/A | Fail TRC
| Commercial | Equipment | Energy Star Vending Machine | Schools K-12 | New | 0.34537 | 0.41129 | 1.1909 | N/A | N/A | N/A | Fail RIM | Commercial | Equipment | Energy Star Vending Machine | Schools K-12 | New | 0.34537 | 0.41129 | 1.1909 | N/A | N/A | N/A | Fail TRC
| Commercial | Equipment | Energy Star Vending Machine | Warehouse | New | 0.34501 | 0.41085 | 1.1908 | N/A | N/A | N/A | Fail RIM | Commercial | Equipment | Energy Star Vending Machine | Warehouse | New | 0.34501 | 0.41085 | 1.1908 | N/A | N/A | N/A | Fail TRC
| Commercial | Equipment | Refrigerated Display Case LED Lighting | Assembly | Turnover | 0.3492 | 0.79077 | 2.2645 | N/A | N/A | N/A | Fail RIM | Commercial | Equipment | Refrigerated Display Case LED Lighting | Assembly | Turnover | 0.3492 | 0.79077 | 2.2645 | N/A | N/A | N/A | Fail TRC
| Commercial | Equipment | Refrigerated Display Case LED Lighting | College and University | Turnover | 0.3485 | 0.78842 | 2.2623 | N/A | N/A | N/A | Fail RIM | Commercial | Equipment | Refrigerated Display Case LED Lighting | College and University | Turnover | 0.3485 | 0.78842 | 2.2623 | N/A | N/A | N/A | Fail TRC
| Commercial | Equipment | Refrigerated Display Case LED Lighting | Grocery | Turnover | 0.3492 | 0.79077 | 2.2645 | N/A | N/A | N/A | Fail RIM | Commercial | Equipment | Refrigerated Display Case LED Lighting | Grocery | Turnover | 0.3492 | 0.79077 | 2.2645 | N/A | N/A | N/A | Fail TRC
| Commercial | Equipment | Refrigerated Display Case LED Lighting | Healthcare | Turnover | 0.3485 | 0.78842 | 2.2623 | N/A | N/A | N/A | Fail RIM | Commercial | Equipment | Refrigerated Display Case LED Lighting | Healthcare | Turnover | 0.3485 | 0.78842 | 2.2623 | N/A | N/A | N/A | Fail TRC
| Commercial | Equipment | Refrigerated Display Case LED Lighting | Hospitals | Turnover | 0.3485 | 0.78842 | 2.2623 | N/A | N/A | N/A | Fail RIM | Commercial | Equipment | Refrigerated Display Case LED Lighting | Hospitals | Turnover | 0.3485 | 0.78842 | 2.2623 | N/A | N/A | N/A | Fail TRC
| Commercial | Equipment | Refrigerated Display Case LED Lighting | Institutional | Turnover | 0.3492 | 0.79077 | 2.2645 | N/A | N/A | N/A | Fail RIM | Commercial | Equipment | Refrigerated Display Case LED Lighting | Institutional | Turnover | 0.3492 | 0.79077 | 2.2645 | N/A | N/A | N/A | Fail TRC
| Commercial | Equipment | Refrigerated Display Case LED Lighting | Lodging/Hospitality | Turnover | 0.3485 | 0.78842 | 2.2623 | N/A | N/A | N/A | Fail RIM | Commercial | Equipment | Refrigerated Display Case LED Lighting | Lodging/Hospitality | Turnover | 0.3485 | 0.78842 | 2.2623 | N/A | N/A | N/A | Fail TRC
| Commercial | Equipment | Refrigerated Display Case LED Lighting | Miscellaneous | Turnover | 0.3492 | 0.79077 | 2.2645 | N/A | N/A | N/A | Fail RIM | Commercial | Equipment | Refrigerated Display Case LED Lighting | Miscellaneous | Turnover | 0.3492 | 0.79077 | 2.2645 | N/A | N/A | N/A | Fail TRC
| Commercial | Equipment | Refrigerated Display Case LED Lighting | Offices | Turnover | 0.3492 | 0.79077 | 2.2645 | N/A | N/A | N/A | Fail RIM | Commercial | Equipment | Refrigerated Display Case LED Lighting | Offices | Turnover | 0.3492 | 0.79077 | 2.2645 | N/A | N/A | N/A | Fail TRC
| Commercial | Equipment | Refrigerated Display Case LED Lighting | Restaurants | Turnover | 0.3485 | 0.78842 | 2.2623 | N/A | N/A | N/A | Fail RIM | Commercial | Equipment | Refrigerated Display Case LED Lighting | Restaurants | Turnover | 0.3485 | 0.78842 | 2.2623 | N/A | N/A | N/A | Fail TRC
| Commercial | Equipment | Refrigerated Display Case LED Lighting | Retail | Turnover | 0.3492 | 0.79077 | 2.2645 | N/A | N/A | N/A | Fail RIM | Commercial | Equipment | Refrigerated Display Case LED Lighting | Retail | Turnover | 0.3492 | 0.79077 | 2.2645 | N/A | N/A | N/A | Fail TRC
| Commercial | Equipment | Refrigerated Display Case LED Lighting | Schools K-12 | Turnover | 0.3485 | 0.78842 | 2.2623 | N/A | N/A | N/A | Fail RIM | Commercial | Equipment | Refrigerated Display Case LED Lighting | Schools K-12 | Turnover | 0.3485 | 0.78842 | 2.2623 | N/A | N/A | N/A | Fail TRC
| Commercial | Equipment | Refrigerated Display Case LED Lighting | Warehouse | Turnover | 0.3492 | 0.79077 | 2.2645 | N/A | N/A | N/A | Fail RIM | Commercial | Equipment | Refrigerated Display Case LED Lighting | Warehouse | Turnover | 0.3492 | 0.79077 | 2.2645 | N/A | N/A | N/A | Fail TRC
| Commercial | Equipment | Refrigerated Display Case LED Lighting | Assembly | New | 0 | 0 | 0 | N/A | N/A | N/A | Fail RIM | Commercial | Equipment | Refrigerated Display Case LED Lighting | Assembly | New | 0 | 0 | 0 | N/A | N/A | N/A | Fail TRC
| Commercial | Equipment | Refrigerated Display Case LED Lighting | College and University | New | 0 | 0 | 0 | N/A | N/A | N/A | Fail RIM | Commercial | Equipment | Refrigerated Display Case LED Lighting | College and University | New | 0 | 0 | 0 | N/A | N/A | N/A | Fail TRC
| Commercial | Equipment | Refrigerated Display Case LED Lighting | Grocery | New | 0 | 0 | 0 | N/A | N/A | N/A | Fail RIM | Commercial | Equipment | Refrigerated Display Case LED Lighting | Grocery | New | 0 | 0 | 0 | N/A | N/A | N/A | Fail TRC
| Commercial | Equipment | Refrigerated Display Case LED Lighting | Healthcare | New | 0 | 0 | 0 | N/A | N/A | N/A | Fail RIM | Commercial | Equipment | Refrigerated Display Case LED Lighting | Healthcare | New | 0 | 0 | 0 | N/A | N/A | N/A | Fail TRC
| Commercial | Equipment | Refrigerated Display Case LED Lighting | Hospitals | New | 0 | 0 | 0 | N/A | N/A | N/A | Fail RIM | Commercial | Equipment | Refrigerated Display Case LED Lighting | Hospitals | New | 0 | 0 | 0 | N/A | N/A | N/A | Fail TRC
| Commercial | Equipment | Refrigerated Display Case LED Lighting | Institutional | New | 0 | 0 | 0 | N/A | N/A | N/A | Fail RIM | Commercial | Equipment | Refrigerated Display Case LED Lighting | Institutional | New | 0 | 0 | 0 | N/A | N/A | N/A | Fail TRC
| Commercial | Equipment | Refrigerated Display Case LED Lighting | Lodging/Hospitality | New | 0 | 0 | 0 | N/A | N/A | N/A | Fail RIM | Commercial | Equipment | Refrigerated Display Case LED Lighting | Lodging/Hospitality | New | 0 | 0 | 0 | N/A | N/A | N/A | Fail TRC
| Commercial | Equipment | Refrigerated Display Case LED Lighting | Miscellaneous | New | 0 | 0 | 0 | N/A | N/A | N/A | Fail RIM | Commercial | Equipment | Refrigerated Display Case LED Lighting | Miscellaneous | New | 0 | 0 | 0 | N/A | N/A | N/A | Fail TRC
| Commercial | Equipment | Refrigerated Display Case LED Lighting | Offices | New | 0 | 0 | 0 | N/A | N/A | N/A | Fail RIM | Commercial | Equipment | Refrigerated Display Case LED Lighting | Offices | New | 0 | 0 | 0 | N/A | N/A | N/A | Fail TRC
| Commercial | Equipment | Refrigerated Display Case LED Lighting | Restaurants | New | 0 | 0 | 0 | N/A | N/A | N/A | Fail RIM | Commercial | Equipment | Refrigerated Display Case LED Lighting | Restaurants | New | 0 | 0 | 0 | N/A | N/A | N/A | Fail TRC
| Commercial | Equipment | Refrigerated Display Case LED Lighting | Retail | New | 0 | 0 | 0 | N/A | N/A | N/A | Fail RIM | Commercial | Equipment | Refrigerated Display Case LED Lighting | Retail | New | 0 | 0 | 0 | N/A | N/A | N/A | Fail TRC
| Commercial | Equipment | Refrigerated Display Case LED Lighting | Schools K-12 | New | 0 | 0 | 0 | N/A | N/A | N/A | Fail RIM | Commercial | Equipment | Refrigerated Display Case LED Lighting | Schools K-12 | New | 0 | 0 | 0 | N/A | N/A | N/A | Fail TRC
| Commercial | Equipment | Refrigerated Display Case LED Lighting | Warehouse | New | 0 | 0 | 0 | N/A | N/A | N/A | Fail RIM | Commercial | Equipment | Refrigerated Display Case LED Lighting | Warehouse | New | 0 | 0 | 0 | N/A | N/A | N/A | Fail TRC
| Commercial | Equipment | 10HP Open Drip-Proof(ODP) Motor | Assembly | Turnover | 0.33633 | 0.11869 | 0.3529 | N/A | N/A | N/A | Fail RIM | Commercial | Equipment | 10HP Open Drip-Proof(ODP) Motor | Assembly | Turnover | 0.33633 | 0.11869 | 0.3529 | N/A | N/A | N/A | Fail TRC
| Commercial | Equipment | 10HP Open Drip-Proof(ODP) Motor | College and University | Turnover | 0.34337 | 0.12113 | 0.35277 | N/A | N/A | N/A | Fail RIM | Commercial | Equipment | 10HP Open Drip-Proof(ODP) Motor | College and University | Turnover | 0.34337 | 0.12113 | 0.35277 | N/A | N/A | N/A | Fail TRC
| Commercial | Equipment | 10HP Open Drip-Proof(ODP) Motor | Grocery | Turnover | 0.33633 | 0.11869 | 0.3529 | N/A | N/A | N/A | Fail RIM | Commercial | Equipment | 10HP Open Drip-Proof(ODP) Motor | Grocery | Turnover | 0.33633 | 0.11869 | 0.3529 | N/A | N/A | N/A | Fail TRC
| Commercial | Equipment | 10HP Open Drip-Proof(ODP) Motor | Healthcare | Turnover | 0.34337 | 0.12113 | 0.35277 | N/A | N/A | N/A | Fail RIM | Commercial | Equipment | 10HP Open Drip-Proof(ODP) Motor | Healthcare | Turnover | 0.34337 | 0.12113 | 0.35277 | N/A | N/A | N/A | Fail TRC
| Commercial | Equipment | 10HP Open Drip-Proof(ODP) Motor | Hospitals | Turnover | 0.34337 | 0.12113 | 0.35277 | N/A | N/A | N/A | Fail RIM | Commercial | Equipment | 10HP Open Drip-Proof(ODP) Motor | Hospitals | Turnover | 0.34337 | 0.12113 | 0.35277 | N/A | N/A | N/A | Fail TRC
| Commercial | Equipment | 10HP Open Drip-Proof(ODP) Motor | Institutional | Turnover | 0.33633 | 0.11869 | 0.3529 | N/A | N/A | N/A | Fail RIM | Commercial | Equipment | 10HP Open Drip-Proof(ODP) Motor | Institutional | Turnover | 0.33633 | 0.11869 | 0.3529 | N/A | N/A | N/A | Fail TRC
| Commercial | Equipment | 10HP Open Drip-Proof(ODP) Motor | Lodging/Hospitality | Turnover | 0.34337 | 0.12113 | 0.35277 | N/A | N/A | N/A | Fail RIM | Commercial | Equipment | 10HP Open Drip-Proof(ODP) Motor | Lodging/Hospitality | Turnover | 0.34337 | 0.12113 | 0.35277 | N/A | N/A | N/A | Fail TRC
| Commercial | Equipment | 10HP Open Drip-Proof(ODP) Motor | Miscellaneous | Turnover | 0.33633 | 0.11869 | 0.3529 | N/A | N/A | N/A | Fail RIM | Commercial | Equipment | 10HP Open Drip-Proof(ODP) Motor | Miscellaneous | Turnover | 0.33633 | 0.11869 | 0.3529 | N/A | N/A | N/A | Fail TRC
| Commercial | Equipment | 10HP Open Drip-Proof(ODP) Motor | Offices | Turnover | 0.33633 | 0.11869 | 0.3529 | N/A | N/A | N/A | Fail RIM | Commercial | Equipment | 10HP Open Drip-Proof(ODP) Motor | Offices | Turnover | 0.33633 | 0.11869 | 0.3529 | N/A | N/A | N/A | Fail TRC
| Commercial | Equipment | 10HP Open Drip-Proof(ODP) Motor | Restaurants | Turnover | 0.34337 | 0.12113 | 0.35277 | N/A | N/A | N/A | Fail RIM | Commercial | Equipment | 10HP Open Drip-Proof(ODP) Motor | Restaurants | Turnover | 0.34337 | 0.12113 | 0.35277 | N/A | N/A | N/A | Fail TRC
| Commercial | Equipment | 10HP Open Drip-Proof(ODP) Motor | Retail | Turnover | 0.33633 | 0.11869 | 0.3529 | N/A | N/A | N/A | Fail RIM | Commercial | Equipment | 10HP Open Drip-Proof(ODP) Motor | Retail | Turnover | 0.33633 | 0.11869 | 0.3529 | N/A | N/A | N/A | Fail TRC
| Commercial | Equipment | 10HP Open Drip-Proof(ODP) Motor | Schools K-12 | Turnover | 0.34337 | 0.12113 | 0.35277 | N/A | N/A | N/A | Fail RIM | Commercial | Equipment | 10HP Open Drip-Proof(ODP) Motor | Schools K-12 | Turnover | 0.34337 | 0.12113 | 0.35277 | N/A | N/A | N/A | Fail TRC
| Commercial | Equipment | 10HP Open Drip-Proof(ODP) Motor | Warehouse | Turnover | 0.33633 | 0.11869 | 0.3529 | N/A | N/A | N/A | Fail RIM | Commercial | Equipment | 10HP Open Drip-Proof(ODP) Motor | Warehouse | Turnover | 0.33633 | 0.11869 | 0.3529 | N/A | N/A | N/A | Fail TRC
| Commercial | Equipment | 10HP Open Drip-Proof(ODP) Motor | Assembly | New | 0.33633 | 0.11869 | 0.3529 | N/A | N/A | N/A | Fail RIM | Commercial | Equipment | 10HP Open Drip-Proof(ODP) Motor | Assembly | New | 0.33633 | 0.11869 | 0.3529 | N/A | N/A | N/A | Fail TRC
| Commercial | Equipment | 10HP Open Drip-Proof(ODP) Motor | College and University | New | 0.34337 | 0.12113 | 0.35277 | N/A | N/A | N/A | Fail RIM | Commercial | Equipment | 10HP Open Drip-Proof(ODP) Motor | College and University | New | 0.34337 | 0.12113 | 0.35277 | N/A | N/A | N/A | Fail TRC
| Commercial | Equipment | 10HP Open Drip-Proof(ODP) Motor | Grocery | New | 0.33633 | 0.11869 | 0.3529 | N/A | N/A | N/A | Fail RIM | Commercial | Equipment | 10HP Open Drip-Proof(ODP) Motor | Grocery | New | 0.33633 | 0.11869 | 0.3529 | N/A | N/A | N/A | Fail TRC
| Commercial | Equipment | 10HP Open Drip-Proof(ODP) Motor | Healthcare | New | 0.34337 | 0.12113 | 0.35277 | N/A | N/A | N/A | Fail RIM | Commercial | Equipment | 10HP Open Drip-Proof(ODP) Motor | Healthcare | New | 0.34337 | 0.12113 | 0.35277 | N/A | N/A | N/A | Fail TRC
| Commercial | Equipment | 10HP Open Drip-Proof(ODP) Motor | Hospitals | New | 0.34337 | 0.12113 | 0.35277 | N/A | N/A | N/A | Fail RIM | Commercial | Equipment | 10HP Open Drip-Proof(ODP) Motor | Hospitals | New | 0.34337 | 0.12113 | 0.35277 | N/A | N/A | N/A | Fail TRC
| Commercial | Equipment | 10HP Open Drip-Proof(ODP) Motor | Institutional | New | 0.33633 | 0.11869 | 0.3529 | N/A | N/A | N/A | Fail RIM | Commercial | Equipment | 10HP Open Drip-Proof(ODP) Motor | Institutional | New | 0.33633 | 0.11869 | 0.3529 | N/A | N/A | N/A | Fail TRC
| Commercial | Equipment | 10HP Open Drip-Proof(ODP) Motor | Lodging/Hospitality | New | 0.34337 | 0.12113 | 0.35277 | N/A | N/A | N/A | Fail RIM | Commercial | Equipment | 10HP Open Drip-Proof(ODP) Motor | Lodging/Hospitality | New | 0.34337 | 0.12113 | 0.35277 | N/A | N/A | N/A | Fail TRC
| Commercial | Equipment | 10HP Open Drip-Proof(ODP) Motor | Miscellaneous | New | 0.33633 | 0.11869 | 0.3529 | N/A | N/A | N/A | Fail RIM | Commercial | Equipment | 10HP Open Drip-Proof(ODP) Motor | Miscellaneous | New | 0.33633 | 0.11869 | 0.3529 | N/A | N/A | N/A | Fail TRC
| Commercial | Equipment | 10HP Open Drip-Proof(ODP) Motor | Offices | New | 0.33633 | 0.11869 | 0.3529 | N/A | N/A | N/A | Fail RIM | Commercial | Equipment | 10HP Open Drip-Proof(ODP) Motor | Offices | New | 0.33633 | 0.11869 | 0.3529 | N/A | N/A | N/A | Fail TRC
| Commercial | Equipment | 10HP Open Drip-Proof(ODP) Motor | Restaurants | New | 0.34337 | 0.12113 | 0.35277 | N/A | N/A | N/A | Fail RIM | Commercial | Equipment | 10HP Open Drip-Proof(ODP) Motor | Restaurants | New | 0.34337 | 0.12113 | 0.35277 | N/A | N/A | N/A | Fail TRC
| Commercial | Equipment | 10HP Open Drip-Proof(ODP) Motor | Retail | New | 0.33633 | 0.11869 | 0.3529 | N/A | N/A | N/A | Fail RIM | Commercial | Equipment | 10HP Open Drip-Proof(ODP) Motor | Retail | New | 0.33633 | 0.11869 | 0.3529 | N/A | N/A | N/A | Fail TRC
| Commercial | Equipment | 10HP Open Drip-Proof(ODP) Motor | Schools K-12 | New | 0.34337 | 0.12113 | 0.35277 | N/A | N/A | N/A | Fail RIM | Commercial | Equipment | 10HP Open Drip-Proof(ODP) Motor | Schools K-12 | New | 0.34337 | 0.12113 | 0.35277 | N/A | N/A | N/A | Fail TRC
| Commercial | Equipment | 10HP Open Drip-Proof(ODP) Motor | Warehouse | New | 0.33633 | 0.11869 | 0.3529 | N/A | N/A | N/A | Fail RIM | Commercial | Equipment | 10HP Open Drip-Proof(ODP) Motor | Warehouse | New | 0.33633 | 0.11869 | 0.3529 | N/A | N/A | N/A | Fail TRC
| Commercial | Equipment | High Speed Fans | Assembly | Turnover | 0.33926 | 0.80287 | 2.3665 | N/A | N/A | N/A | Fail RIM | Commercial | Equipment | High Speed Fans | Assembly | Turnover | 0.33926 | 0.80287 | 2.3665 | N/A | N/A | N/A | Fail TRC
| Commercial | Equipment | High Speed Fans | College and University | Turnover | 0.34861 | 0.82459 | 2.3654 | N/A | N/A | N/A | Fail RIM | Commercial | Equipment | High Speed Fans | College and University | Turnover | 0.34861 | 0.82459 | 2.3654 | N/A | N/A | N/A | Fail TRC
| Commercial | Equipment | High Speed Fans | Grocery | Turnover | 0.33926 | 0.80287 | 2.3665 | N/A | N/A | N/A | Fail RIM | Commercial | Equipment | High Speed Fans | Grocery | Turnover | 0.33926 | 0.80287 | 2.3665 | N/A | N/A | N/A | Fail TRC
| Commercial | Equipment | High Speed Fans | Healthcare | Turnover | 0.34861 | 0.82459 | 2.3654 | N/A | N/A | N/A | Fail RIM | Commercial | Equipment | High Speed Fans | Healthcare | Turnover | 0.34861 | 0.82459 | 2.3654 | N/A | N/A | N/A | Fail TRC
| Commercial | Equipment | High Speed Fans | Hospitals | Turnover | 0.34861 | 0.82459 | 2.3654 | N/A | N/A | N/A | Fail RIM | Commercial | Equipment | High Speed Fans | Hospitals | Turnover | 0.34861 | 0.82459 | 2.3654 | N/A | N/A | N/A | Fail TRC
| Commercial | Equipment | High Speed Fans | Institutional | Turnover | 0.33926 | 0.80287 | 2.3665 | N/A | N/A | N/A | Fail RIM | Commercial | Equipment | High Speed Fans | Institutional | Turnover | 0.33926 | 0.80287 | 2.3665 | N/A | N/A | N/A | Fail TRC
| Commercial | Equipment | High Speed Fans | Lodging/Hospitality | Turnover | 0.34861 | 0.82459 | 2.3654 | N/A | N/A | N/A | Fail RIM | Commercial | Equipment | High Speed Fans | Lodging/Hospitality | Turnover | 0.34861 | 0.82459 | 2.3654 | N/A | N/A | N/A | Fail TRC
| Commercial | Equipment | High Speed Fans | Miscellaneous | Turnover | 0.33926 | 0.80287 | 2.3665 | N/A | N/A | N/A | Fail RIM | Commercial | Equipment | High Speed Fans | Miscellaneous | Turnover | 0.33926 | 0.80287 | 2.3665 | N/A | N/A | N/A | Fail TRC
| Commercial | Equipment | High Speed Fans | Offices | Turnover | 0.33926 | 0.80287 | 2.3665 | N/A | N/A | N/A | Fail RIM | Commercial | Equipment | High Speed Fans | Offices | Turnover | 0.33926 | 0.80287 | 2.3665 | N/A | N/A | N/A | Fail TRC
| Commercial | Equipment | High Speed Fans | Restaurants | Turnover | 0.34861 | 0.82459 | 2.3654 | N/A | N/A | N/A | Fail RIM | Commercial | Equipment | High Speed Fans | Restaurants | Turnover | 0.34861 | 0.82459 | 2.3654 | N/A | N/A | N/A | Fail TRC
| Commercial | Equipment | High Speed Fans | Retail | Turnover | 0.33926 | 0.80287 | 2.3665 | N/A | N/A | N/A | Fail RIM | Commercial | Equipment | High Speed Fans | Retail | Turnover | 0.33926 | 0.80287 | 2.3665 | N/A | N/A | N/A | Fail TRC
| Commercial | Equipment | High Speed Fans | Schools K-12 | Turnover | 0.34861 | 0.82459 | 2.3654 | N/A | N/A | N/A | Fail RIM | Commercial | Equipment | High Speed Fans | Schools K-12 | Turnover | 0.34861 | 0.82459 | 2.3654 | N/A | N/A | N/A | Fail TRC
| Commercial | Equipment | High Speed Fans | Warehouse | Turnover | 0.33926 | 0.80287 | 2.3665 | N/A | N/A | N/A | Fail RIM | Commercial | Equipment | High Speed Fans | Warehouse | Turnover | 0.33926 | 0.80287 | 2.3665 | N/A | N/A | N/A | Fail TRC
| Commercial | Equipment | High Speed Fans | Assembly | New | 0.33926 | 0.80287 | 2.3665 | N/A | N/A | N/A | Fail RIM | Commercial | Equipment | High Speed Fans | Assembly | New | 0.33926 | 0.80287 | 2.3665 | N/A | N/A | N/A | Fail TRC
| Commercial | Equipment | High Speed Fans | College and University | New | 0.34861 | 0.82459 | 2.3654 | N/A | N/A | N/A | Fail RIM | Commercial | Equipment | High Speed Fans | College and University | New | 0.34861 | 0.82459 | 2.3654 | N/A | N/A | N/A | Fail TRC
| Commercial | Equipment | High Speed Fans | Grocery | New | 0.33926 | 0.80287 | 2.3665 | N/A | N/A | N/A | Fail RIM | Commercial | Equipment | High Speed Fans | Grocery | New | 0.33926 | 0.80287 | 2.3665 | N/A | N/A | N/A | Fail TRC
| Commercial | Equipment | High Speed Fans | Healthcare | New | 0.34861 | 0.82459 | 2.3654 | N/A | N/A | N/A | Fail RIM | Commercial | Equipment | High Speed Fans | Healthcare | New | 0.34861 | 0.82459 | 2.3654 | N/A | N/A | N/A | Fail TRC
| Commercial | Equipment | High Speed Fans | Hospitals | New | 0.34861 | 0.82459 | 2.3654 | N/A | N/A | N/A | Fail RIM | Commercial | Equipment | High Speed Fans | Hospitals | New | 0.34861 | 0.82459 | 2.3654 | N/A | N/A | N/A | Fail TRC
| Commercial | Equipment | High Speed Fans | Institutional | New | 0.33926 | 0.80287 | 2.3665 | N/A | N/A | N/A | Fail RIM | Commercial | Equipment | High Speed Fans | Institutional | New | 0.33926 | 0.80287 | 2.3665 | N/A | N/A | N/A | Fail TRC
| Commercial | Equipment | High Speed Fans | Lodging/Hospitality | New | 0.34861 | 0.82459 | 2.3654 | N/A | N/A | N/A | Fail RIM | Commercial | Equipment | High Speed Fans | Lodging/Hospitality | New | 0.34861 | 0.82459 | 2.3654 | N/A | N/A | N/A | Fail TRC
| Commercial | Equipment | High Speed Fans | Miscellaneous | New | 0.33926 | 0.80287 | 2.3665 | N/A | N/A | N/A | Fail RIM | Commercial | Equipment | High Speed Fans | Miscellaneous | New | 0.33926 | 0.80287 | 2.3665 | N/A | N/A | N/A | Fail TRC
| Commercial | Equipment | High Speed Fans | Offices | New | 0.33926 | 0.80287 | 2.3665 | N/A | N/A | N/A | Fail RIM | Commercial | Equipment | High Speed Fans | Offices | New | 0.33926 | 0.80287 | 2.3665 | N/A | N/A | N/A | Fail TRC
| Commercial | Equipment | High Speed Fans | Restaurants | New | 0.34861 | 0.82459 | 2.3654 | N/A | N/A | N/A | Fail RIM | Commercial | Equipment | High Speed Fans | Restaurants | New | 0.34861 | 0.82459 | 2.3654 | N/A | N/A | N/A | Fail TRC
| Commercial | Equipment | High Speed Fans | Retail | New | 0.33926 | 0.80287 | 2.3665 | N/A | N/A | N/A | Fail RIM | Commercial | Equipment | High Speed Fans | Retail | New | 0.33926 | 0.80287 | 2.3665 | N/A | N/A | N/A | Fail TRC
| Commercial | Equipment | High Speed Fans | Schools K-12 | New | 0.34861 | 0.82459 | 2.3654 | N/A | N/A | N/A | Fail RIM | Commercial | Equipment | High Speed Fans | Schools K-12 | New | 0.34861 | 0.82459 | 2.3654 | N/A | N/A | N/A | Fail TRC
| Commercial | Equipment | High Speed Fans | Warehouse | New | 0.33926 | 0.80287 | 2.3665 | N/A | N/A | N/A | Fail RIM | Commercial | Equipment | High Speed Fans | Warehouse | New | 0.33926 | 0.80287 | 2.3665 | N/A | N/A | N/A | Fail TRC
| Commercial | Nonequipment | Drain Water Heat Recovery | Assembly | Existing | 0.38016 | 0.051194 | 0.13467 | N/A | N/A | N/A | Fail RIM | Commercial | Nonequipment | Drain Water Heat Recovery | Assembly | Existing | 0.38016 | 0.051194 | 0.13467 | N/A | N/A | N/A | Fail TRC
| Commercial | Nonequipment | Drain Water Heat Recovery | College and University | Existing | 0.33958 | 0.10445 | 0.30758 | N/A | N/A | N/A | Fail RIM | Commercial | Nonequipment | Drain Water Heat Recovery | College and University | Existing | 0.33958 | 0.10445 | 0.30758 | N/A | N/A | N/A | Fail TRC
| Commercial | Nonequipment | Drain Water Heat Recovery | Grocery | Existing | 0.32805 | 0.087559 | 0.26691 | N/A | N/A | N/A | Fail RIM | Commercial | Nonequipment | Drain Water Heat Recovery | Grocery | Existing | 0.32805 | 0.087559 | 0.26691 | N/A | N/A | N/A | Fail TRC
| Commercial | Nonequipment | Drain Water Heat Recovery | Healthcare | Existing | 0.38016 | 0.068259 | 0.17955 | N/A | N/A | N/A | Fail RIM | Commercial | Nonequipment | Drain Water Heat Recovery | Healthcare | Existing | 0.38016 | 0.068259 | 0.17955 | N/A | N/A | N/A | Fail TRC
| Commercial | Nonequipment | Drain Water Heat Recovery | Hospitals | Existing | 0.33958 | 0.12211 | 0.35959 | N/A | N/A | N/A | Fail RIM | Commercial | Nonequipment | Drain Water Heat Recovery | Hospitals | Existing | 0.33958 | 0.12211 | 0.35959 | N/A | N/A | N/A | Fail TRC
| Commercial | Nonequipment | Drain Water Heat Recovery | Institutional | Existing | 0.38016 | 0.16382 | 0.43093 | N/A | N/A | N/A | Fail RIM | Commercial | Nonequipment | Drain Water Heat Recovery | Institutional | Existing | 0.38016 | 0.16382 | 0.43093 | N/A | N/A | N/A | Fail TRC
| Commercial | Nonequipment | Drain Water Heat Recovery | Lodging/Hospitality | Existing | 0.32805 | 0.14009 | 0.42705 | N/A | N/A | N/A | Fail RIM | Commercial | Nonequipment | Drain Water Heat Recovery | Lodging/Hospitality | Existing | 0.32805 | 0.14009 | 0.42705 | N/A | N/A | N/A | Fail TRC
| Commercial | Nonequipment | Drain Water Heat Recovery | Miscellaneous | Existing | 0.38016 | 0.15358 | 0.404 | N/A | N/A | N/A | Fail RIM | Commercial | Nonequipment | Drain Water Heat Recovery | Miscellaneous | Existing | 0.38016 | 0.15358 | 0.404 | N/A | N/A | N/A | Fail TRC
| Commercial | Nonequipment | Drain Water Heat Recovery | Offices | Existing | 0.38016 | 0.14221 | 0.37407 | N/A | N/A | N/A | Fail RIM | Commercial | Nonequipment | Drain Water Heat Recovery | Offices | Existing | 0.38016 | 0.14221 | 0.37407 | N/A | N/A | N/A | Fail TRC
| Commercial | Nonequipment | Drain Water Heat Recovery | Restaurants | Existing | 0.32805 | 0.072965 | 0.22242 | N/A | N/A | N/A | Fail RIM | Commercial | Nonequipment | Drain Water Heat Recovery | Restaurants | Existing | 0.32805 | 0.072965 | 0.22242 | N/A | N/A | N/A | Fail TRC
| Commercial | Nonequipment | Drain Water Heat Recovery | Retail | Existing | 0.32805 | 0.086683 | 0.26424 | N/A | N/A | N/A | Fail RIM | Commercial | Nonequipment | Drain Water Heat Recovery | Retail | Existing | 0.32805 | 0.086683 | 0.26424 | N/A | N/A | N/A | Fail TRC
| Commercial | Nonequipment | Drain Water Heat Recovery | Schools K-12 | Existing | 0.38016 | 0.021331 | 0.056112 | N/A | N/A | N/A | Fail RIM | Commercial | Nonequipment | Drain Water Heat Recovery | Schools K-12 | Existing | 0.38016 | 0.021331 | 0.056112 | N/A | N/A | N/A | Fail TRC
| Commercial | Nonequipment | Drain Water Heat Recovery | Warehouse | Existing | 0.38016 | 0.10239 | 0.26933 | N/A | N/A | N/A | Fail RIM | Commercial | Nonequipment | Drain Water Heat Recovery | Warehouse | Existing | 0.38016 | 0.10239 | 0.26933 | N/A | N/A | N/A | Fail TRC
| Commercial | Nonequipment | Drain Water Heat Recovery | Assembly | New | 0.38016 | 0.048973 | 0.12882 | N/A | N/A | N/A | Fail RIM | Commercial | Nonequipment | Drain Water Heat Recovery | Assembly | New | 0.38016 | 0.048973 | 0.12882 | N/A | N/A | N/A | Fail TRC
| Commercial | Nonequipment | Drain Water Heat Recovery | College and University | New | 0.33958 | 0.099918 | 0.29424 | N/A | N/A | N/A | Fail RIM | Commercial | Nonequipment | Drain Water Heat Recovery | College and University | New | 0.33958 | 0.099918 | 0.29424 | N/A | N/A | N/A | Fail TRC
| Commercial | Nonequipment | Drain Water Heat Recovery | Grocery | New | 0.32805 | 0.08376 | 0.25533 | N/A | N/A | N/A | Fail RIM | Commercial | Nonequipment | Drain Water Heat Recovery | Grocery | New | 0.32805 | 0.08376 | 0.25533 | N/A | N/A | N/A | Fail TRC
| Commercial | Nonequipment | Drain Water Heat Recovery | Healthcare | New | 0.38016 | 0.065297 | 0.17176 | N/A | N/A | N/A | Fail RIM | Commercial | Nonequipment | Drain Water Heat Recovery | Healthcare | New | 0.38016 | 0.065297 | 0.17176 | N/A | N/A | N/A | Fail TRC
| Commercial | Nonequipment | Drain Water Heat Recovery | Hospitals | New | 0.33958 | 0.11681 | 0.34399 | N/A | N/A | N/A | Fail RIM | Commercial | Nonequipment | Drain Water Heat Recovery | Hospitals | New | 0.33958 | 0.11681 | 0.34399 | N/A | N/A | N/A | Fail TRC
| Commercial | Nonequipment | Drain Water Heat Recovery | Institutional | New | 0.38016 | 0.15671 | 0.41223 | N/A | N/A | N/A | Fail RIM | Commercial | Nonequipment | Drain Water Heat Recovery | Institutional | New | 0.38016 | 0.15671 | 0.41223 | N/A | N/A | N/A | Fail TRC
| Commercial | Nonequipment | Drain Water Heat Recovery | Lodging/Hospitality | New | 0.32805 | 0.13402 | 0.40852 | N/A | N/A | N/A | Fail RIM | Commercial | Nonequipment | Drain Water Heat Recovery | Lodging/Hospitality | New | 0.32805 | 0.13402 | 0.40852 | N/A | N/A | N/A | Fail TRC
| Commercial | Nonequipment | Drain Water Heat Recovery | Miscellaneous | New | 0.38016 | 0.14692 | 0.38647 | N/A | N/A | N/A | Fail RIM | Commercial | Nonequipment | Drain Water Heat Recovery | Miscellaneous | New | 0.38016 | 0.14692 | 0.38647 | N/A | N/A | N/A | Fail TRC
| Commercial | Nonequipment | Drain Water Heat Recovery | Offices | New | 0.38016 | 0.13604 | 0.35784 | N/A | N/A | N/A | Fail RIM | Commercial | Nonequipment | Drain Water Heat Recovery | Offices | New | 0.38016 | 0.13604 | 0.35784 | N/A | N/A | N/A | Fail TRC
| Commercial | Nonequipment | Drain Water Heat Recovery | Restaurants | New | 0.32805 | 0.0698 | 0.21277 | N/A | N/A | N/A | Fail RIM | Commercial | Nonequipment | Drain Water Heat Recovery | Restaurants | New | 0.32805 | 0.0698 | 0.21277 | N/A | N/A | N/A | Fail TRC
| Commercial | Nonequipment | Drain Water Heat Recovery | Retail | New | 0.32805 | 0.082922 | 0.25277 | N/A | N/A | N/A | Fail RIM | Commercial | Nonequipment | Drain Water Heat Recovery | Retail | New | 0.32805 | 0.082922 | 0.25277 | N/A | N/A | N/A | Fail TRC
| Commercial | Nonequipment | Drain Water Heat Recovery | Schools K-12 | New | 0.38016 | 0.020406 | 0.053678 | N/A | N/A | N/A | Fail RIM | Commercial | Nonequipment | Drain Water Heat Recovery | Schools K-12 | New | 0.38016 | 0.020406 | 0.053678 | N/A | N/A | N/A | Fail TRC
| Commercial | Nonequipment | Drain Water Heat Recovery | Warehouse | New | 0.38016 | 0.097946 | 0.25765 | N/A | N/A | N/A | Fail RIM | Commercial | Nonequipment | Drain Water Heat Recovery | Warehouse | New | 0.38016 | 0.097946 | 0.25765 | N/A | N/A | N/A | Fail TRC
| Commercial | Nonequipment | Faucet Aerator | Assembly | Existing | 0.37979 | 3.4875 | 9.1827 | N/A | N/A | N/A | Fail RIM | Commercial | Nonequipment | Faucet Aerator | Assembly | Existing | 0.37979 | 3.4875 | 9.1827 | N/A | N/A | N/A | Fail 2-year Threshold
| Commercial | Nonequipment | Faucet Aerator | College and University | Existing | 0.34266 | 3.1284 | 9.1297 | N/A | N/A | N/A | Fail RIM | Commercial | Nonequipment | Faucet Aerator | College and University | Existing | 0.34266 | 3.1284 | 9.1297 | N/A | N/A | N/A | Fail 2-year Threshold
| Commercial | Nonequipment | Faucet Aerator | Grocery | Existing | 0.33174 | 3.0228 | 9.1119 | N/A | N/A | N/A | Fail RIM | Commercial | Nonequipment | Faucet Aerator | Grocery | Existing | 0.33174 | 3.0228 | 9.1119 | N/A | N/A | N/A | Fail 2-year Threshold
| Commercial | Nonequipment | Faucet Aerator | Healthcare | Existing | 0.37979 | 3.4875 | 9.1827 | N/A | N/A | N/A | Fail RIM | Commercial | Nonequipment | Faucet Aerator | Healthcare | Existing | 0.37979 | 3.4875 | 9.1827 | N/A | N/A | N/A | Fail 2-year Threshold
| Commercial | Nonequipment | Faucet Aerator | Hospitals | Existing | 0.34266 | 3.1284 | 9.1297 | N/A | N/A | N/A | Fail RIM | Commercial | Nonequipment | Faucet Aerator | Hospitals | Existing | 0.34266 | 3.1284 | 9.1297 | N/A | N/A | N/A | Fail 2-year Threshold
| Commercial | Nonequipment | Faucet Aerator | Institutional | Existing | 0.37979 | 3.4875 | 9.1827 | N/A | N/A | N/A | Fail RIM | Commercial | Nonequipment | Faucet Aerator | Institutional | Existing | 0.37979 | 3.4875 | 9.1827 | N/A | N/A | N/A | Fail 2-year Threshold
| Commercial | Nonequipment | Faucet Aerator | Lodging/Hospitality | Existing | 0.33174 | 3.0228 | 9.1119 | N/A | N/A | N/A | Fail RIM | Commercial | Nonequipment | Faucet Aerator | Lodging/Hospitality | Existing | 0.33174 | 3.0228 | 9.1119 | N/A | N/A | N/A | Fail 2-year Threshold
| Commercial | Nonequipment | Faucet Aerator | Miscellaneous | Existing | 0.37979 | 3.4875 | 9.1827 | N/A | N/A | N/A | Fail RIM | Commercial | Nonequipment | Faucet Aerator | Miscellaneous | Existing | 0.37979 | 3.4875 | 9.1827 | N/A | N/A | N/A | Fail 2-year Threshold
| Commercial | Nonequipment | Faucet Aerator | Offices | Existing | 0.37979 | 3.4875 | 9.1827 | N/A | N/A | N/A | Fail RIM | Commercial | Nonequipment | Faucet Aerator | Offices | Existing | 0.37979 | 3.4875 | 9.1827 | N/A | N/A | N/A | Fail 2-year Threshold
| Commercial | Nonequipment | Faucet Aerator | Restaurants | Existing | 0.33174 | 3.0228 | 9.1119 | N/A | N/A | N/A | Fail RIM | Commercial | Nonequipment | Faucet Aerator | Restaurants | Existing | 0.33174 | 3.0228 | 9.1119 | N/A | N/A | N/A | Fail 2-year Threshold
| Commercial | Nonequipment | Faucet Aerator | Retail | Existing | 0.33174 | 3.0228 | 9.1119 | N/A | N/A | N/A | Fail RIM | Commercial | Nonequipment | Faucet Aerator | Retail | Existing | 0.33174 | 3.0228 | 9.1119 | N/A | N/A | N/A | Fail 2-year Threshold
| Commercial | Nonequipment | Faucet Aerator | Schools K-12 | Existing | 0.37979 | 3.4875 | 9.1827 | N/A | N/A | N/A | Fail RIM | Commercial | Nonequipment | Faucet Aerator | Schools K-12 | Existing | 0.37979 | 3.4875 | 9.1827 | N/A | N/A | N/A | Fail 2-year Threshold
| Commercial | Nonequipment | Faucet Aerator | Warehouse | Existing | 0.37979 | 3.4875 | 9.1827 | N/A | N/A | N/A | Fail RIM | Commercial | Nonequipment | Faucet Aerator | Warehouse | Existing | 0.37979 | 3.4875 | 9.1827 | N/A | N/A | N/A | Fail 2-year Threshold
| Commercial | Nonequipment | Faucet Aerator | Assembly | New | 0.37979 | 3.4875 | 9.1827 | N/A | N/A | N/A | Fail RIM | Commercial | Nonequipment | Faucet Aerator | Assembly | New | 0.37979 | 3.4875 | 9.1827 | N/A | N/A | N/A | Fail 2-year Threshold
| Commercial | Nonequipment | Faucet Aerator | College and University | New | 0.34266 | 3.1284 | 9.1297 | N/A | N/A | N/A | Fail RIM | Commercial | Nonequipment | Faucet Aerator | College and University | New | 0.34266 | 3.1284 | 9.1297 | N/A | N/A | N/A | Fail 2-year Threshold
| Commercial | Nonequipment | Faucet Aerator | Grocery | New | 0.33174 | 3.0228 | 9.1119 | N/A | N/A | N/A | Fail RIM | Commercial | Nonequipment | Faucet Aerator | Grocery | New | 0.33174 | 3.0228 | 9.1119 | N/A | N/A | N/A | Fail 2-year Threshold
| Commercial | Nonequipment | Faucet Aerator | Healthcare | New | 0.37979 | 3.4875 | 9.1827 | N/A | N/A | N/A | Fail RIM | Commercial | Nonequipment | Faucet Aerator | Healthcare | New | 0.37979 | 3.4875 | 9.1827 | N/A | N/A | N/A | Fail 2-year Threshold
| Commercial | Nonequipment | Faucet Aerator | Hospitals | New | 0.34266 | 3.1284 | 9.1297 | N/A | N/A | N/A | Fail RIM | Commercial | Nonequipment | Faucet Aerator | Hospitals | New | 0.34266 | 3.1284 | 9.1297 | N/A | N/A | N/A | Fail 2-year Threshold
| Commercial | Nonequipment | Faucet Aerator | Institutional | New | 0.37979 | 3.4875 | 9.1827 | N/A | N/A | N/A | Fail RIM | Commercial | Nonequipment | Faucet Aerator | Institutional | New | 0.37979 | 3.4875 | 9.1827 | N/A | N/A | N/A | Fail 2-year Threshold
| Commercial | Nonequipment | Faucet Aerator | Lodging/Hospitality | New | 0.33174 | 3.0228 | 9.1119 | N/A | N/A | N/A | Fail RIM | Commercial | Nonequipment | Faucet Aerator | Lodging/Hospitality | New | 0.33174 | 3.0228 | 9.1119 | N/A | N/A | N/A | Fail 2-year Threshold
| Commercial | Nonequipment | Faucet Aerator | Miscellaneous | New | 0.37979 | 3.4875 | 9.1827 | N/A | N/A | N/A | Fail RIM | Commercial | Nonequipment | Faucet Aerator | Miscellaneous | New | 0.37979 | 3.4875 | 9.1827 | N/A | N/A | N/A | Fail 2-year Threshold
| Commercial | Nonequipment | Faucet Aerator | Offices | New | 0.37979 | 3.4875 | 9.1827 | N/A | N/A | N/A | Fail RIM | Commercial | Nonequipment | Faucet Aerator | Offices | New | 0.37979 | 3.4875 | 9.1827 | N/A | N/A | N/A | Fail 2-year Threshold
| Commercial | Nonequipment | Faucet Aerator | Restaurants | New | 0.33174 | 3.0228 | 9.1119 | N/A | N/A | N/A | Fail RIM | Commercial | Nonequipment | Faucet Aerator | Restaurants | New | 0.33174 | 3.0228 | 9.1119 | N/A | N/A | N/A | Fail 2-year Threshold
| Commercial | Nonequipment | Faucet Aerator | Retail | New | 0.33174 | 3.0228 | 9.1119 | N/A | N/A | N/A | Fail RIM | Commercial | Nonequipment | Faucet Aerator | Retail | New | 0.33174 | 3.0228 | 9.1119 | N/A | N/A | N/A | Fail 2-year Threshold
| Commercial | Nonequipment | Faucet Aerator | Schools K-12 | New | 0.37979 | 3.4875 | 9.1827 | N/A | N/A | N/A | Fail RIM | Commercial | Nonequipment | Faucet Aerator | Schools K-12 | New | 0.37979 | 3.4875 | 9.1827 | N/A | N/A | N/A | Fail 2-year Threshold
| Commercial | Nonequipment | Faucet Aerator | Warehouse | New | 0.37979 | 3.4875 | 9.1827 | N/A | N/A | N/A | Fail RIM | Commercial | Nonequipment | Faucet Aerator | Warehouse | New | 0.37979 | 3.4875 | 9.1827 | N/A | N/A | N/A | Fail 2-year Threshold
| Commercial | Nonequipment | Hot Water Circulation Pump Control | Assembly | Existing | 0.31376 | 0.52197 | 1.6636 | N/A | N/A | N/A | Fail RIM | Commercial | Nonequipment | Hot Water Circulation Pump Control | Assembly | Existing | 0.31376 | 0.52197 | 1.6636 | N/A | N/A | N/A | Fail TRC
| Commercial | Nonequipment | Hot Water Circulation Pump Control | College and University | Existing | 0.34119 | 0.56979 | 1.67 | N/A | N/A | N/A | Fail RIM | Commercial | Nonequipment | Hot Water Circulation Pump Control | College and University | Existing | 0.34119 | 0.56979 | 1.67 | N/A | N/A | N/A | Fail TRC
| Commercial | Nonequipment | Hot Water Circulation Pump Control | Grocery | Existing | 0.30333 | 0.50342 | 1.6596 | N/A | N/A | N/A | Fail RIM | Commercial | Nonequipment | Hot Water Circulation Pump Control | Grocery | Existing | 0.30333 | 0.50342 | 1.6596 | N/A | N/A | N/A | Fail TRC
| Commercial | Nonequipment | Hot Water Circulation Pump Control | Healthcare | Existing | 0.31376 | 0.52197 | 1.6636 | N/A | N/A | N/A | Fail RIM | Commercial | Nonequipment | Hot Water Circulation Pump Control | Healthcare | Existing | 0.31376 | 0.52197 | 1.6636 | N/A | N/A | N/A | Fail TRC
| Commercial | Nonequipment | Hot Water Circulation Pump Control | Hospitals | Existing | 0.34119 | 0.56979 | 1.67 | N/A | N/A | N/A | Fail RIM | Commercial | Nonequipment | Hot Water Circulation Pump Control | Hospitals | Existing | 0.34119 | 0.56979 | 1.67 | N/A | N/A | N/A | Fail TRC
| Commercial | Nonequipment | Hot Water Circulation Pump Control | Institutional | Existing | 0.31376 | 0.52197 | 1.6636 | N/A | N/A | N/A | Fail RIM | Commercial | Nonequipment | Hot Water Circulation Pump Control | Institutional | Existing | 0.31376 | 0.52197 | 1.6636 | N/A | N/A | N/A | Fail TRC
| Commercial | Nonequipment | Hot Water Circulation Pump Control | Lodging/Hospitality | Existing | 0.30333 | 0.50342 | 1.6596 | N/A | N/A | N/A | Fail RIM | Commercial | Nonequipment | Hot Water Circulation Pump Control | Lodging/Hospitality | Existing | 0.30333 | 0.50342 | 1.6596 | N/A | N/A | N/A | Fail TRC
| Commercial | Nonequipment | Hot Water Circulation Pump Control | Miscellaneous | Existing | 0.31376 | 0.52197 | 1.6636 | N/A | N/A | N/A | Fail RIM | Commercial | Nonequipment | Hot Water Circulation Pump Control | Miscellaneous | Existing | 0.31376 | 0.52197 | 1.6636 | N/A | N/A | N/A | Fail TRC
| Commercial | Nonequipment | Hot Water Circulation Pump Control | Offices | Existing | 0.31376 | 0.52197 | 1.6636 | N/A | N/A | N/A | Fail RIM | Commercial | Nonequipment | Hot Water Circulation Pump Control | Offices | Existing | 0.31376 | 0.52197 | 1.6636 | N/A | N/A | N/A | Fail TRC
| Commercial | Nonequipment | Hot Water Circulation Pump Control | Restaurants | Existing | 0.30333 | 0.50342 | 1.6596 | N/A | N/A | N/A | Fail RIM | Commercial | Nonequipment | Hot Water Circulation Pump Control | Restaurants | Existing | 0.30333 | 0.50342 | 1.6596 | N/A | N/A | N/A | Fail TRC
| Commercial | Nonequipment | Hot Water Circulation Pump Control | Retail | Existing | 0.30333 | 0.50342 | 1.6596 | N/A | N/A | N/A | Fail RIM | Commercial | Nonequipment | Hot Water Circulation Pump Control | Retail | Existing | 0.30333 | 0.50342 | 1.6596 | N/A | N/A | N/A | Fail TRC
| Commercial | Nonequipment | Hot Water Circulation Pump Control | Schools K-12 | Existing | 0.31376 | 0.52197 | 1.6636 | N/A | N/A | N/A | Fail RIM | Commercial | Nonequipment | Hot Water Circulation Pump Control | Schools K-12 | Existing | 0.31376 | 0.52197 | 1.6636 | N/A | N/A | N/A | Fail TRC
| Commercial | Nonequipment | Hot Water Circulation Pump Control | Warehouse | Existing | 0.31376 | 0.52197 | 1.6636 | N/A | N/A | N/A | Fail RIM | Commercial | Nonequipment | Hot Water Circulation Pump Control | Warehouse | Existing | 0.31376 | 0.52197 | 1.6636 | N/A | N/A | N/A | Fail TRC
| Commercial | Nonequipment | Hot Water Circulation Pump Control | Assembly | New | 0.31376 | 0.52197 | 1.6636 | N/A | N/A | N/A | Fail RIM | Commercial | Nonequipment | Hot Water Circulation Pump Control | Assembly | New | 0.31376 | 0.52197 | 1.6636 | N/A | N/A | N/A | Fail TRC
| Commercial | Nonequipment | Hot Water Circulation Pump Control | College and University | New | 0.34119 | 0.56979 | 1.67 | N/A | N/A | N/A | Fail RIM | Commercial | Nonequipment | Hot Water Circulation Pump Control | College and University | New | 0.34119 | 0.56979 | 1.67 | N/A | N/A | N/A | Fail TRC
| Commercial | Nonequipment | Hot Water Circulation Pump Control | Grocery | New | 0.30333 | 0.50342 | 1.6596 | N/A | N/A | N/A | Fail RIM | Commercial | Nonequipment | Hot Water Circulation Pump Control | Grocery | New | 0.30333 | 0.50342 | 1.6596 | N/A | N/A | N/A | Fail TRC
| Commercial | Nonequipment | Hot Water Circulation Pump Control | Healthcare | New | 0.31376 | 0.52197 | 1.6636 | N/A | N/A | N/A | Fail RIM | Commercial | Nonequipment | Hot Water Circulation Pump Control | Healthcare | New | 0.31376 | 0.52197 | 1.6636 | N/A | N/A | N/A | Fail TRC
| Commercial | Nonequipment | Hot Water Circulation Pump Control | Hospitals | New | 0.34119 | 0.56979 | 1.67 | N/A | N/A | N/A | Fail RIM | Commercial | Nonequipment | Hot Water Circulation Pump Control | Hospitals | New | 0.34119 | 0.56979 | 1.67 | N/A | N/A | N/A | Fail TRC
| Commercial | Nonequipment | Hot Water Circulation Pump Control | Institutional | New | 0.31376 | 0.52197 | 1.6636 | N/A | N/A | N/A | Fail RIM | Commercial | Nonequipment | Hot Water Circulation Pump Control | Institutional | New | 0.31376 | 0.52197 | 1.6636 | N/A | N/A | N/A | Fail TRC
| Commercial | Nonequipment | Hot Water Circulation Pump Control | Lodging/Hospitality | New | 0.30333 | 0.50342 | 1.6596 | N/A | N/A | N/A | Fail RIM | Commercial | Nonequipment | Hot Water Circulation Pump Control | Lodging/Hospitality | New | 0.30333 | 0.50342 | 1.6596 | N/A | N/A | N/A | Fail TRC
| Commercial | Nonequipment | Hot Water Circulation Pump Control | Miscellaneous | New | 0.31376 | 0.52197 | 1.6636 | N/A | N/A | N/A | Fail RIM | Commercial | Nonequipment | Hot Water Circulation Pump Control | Miscellaneous | New | 0.31376 | 0.52197 | 1.6636 | N/A | N/A | N/A | Fail TRC
| Commercial | Nonequipment | Hot Water Circulation Pump Control | Offices | New | 0.31376 | 0.52197 | 1.6636 | N/A | N/A | N/A | Fail RIM | Commercial | Nonequipment | Hot Water Circulation Pump Control | Offices | New | 0.31376 | 0.52197 | 1.6636 | N/A | N/A | N/A | Fail TRC
| Commercial | Nonequipment | Hot Water Circulation Pump Control | Restaurants | New | 0.30333 | 0.50342 | 1.6596 | N/A | N/A | N/A | Fail RIM | Commercial | Nonequipment | Hot Water Circulation Pump Control | Restaurants | New | 0.30333 | 0.50342 | 1.6596 | N/A | N/A | N/A | Fail TRC
| Commercial | Nonequipment | Hot Water Circulation Pump Control | Retail | New | 0.30333 | 0.50342 | 1.6596 | N/A | N/A | N/A | Fail RIM | Commercial | Nonequipment | Hot Water Circulation Pump Control | Retail | New | 0.30333 | 0.50342 | 1.6596 | N/A | N/A | N/A | Fail TRC
| Commercial | Nonequipment | Hot Water Circulation Pump Control | Schools K-12 | New | 0.31376 | 0.52197 | 1.6636 | N/A | N/A | N/A | Fail RIM | Commercial | Nonequipment | Hot Water Circulation Pump Control | Schools K-12 | New | 0.31376 | 0.52197 | 1.6636 | N/A | N/A | N/A | Fail TRC
| Commercial | Nonequipment | Hot Water Circulation Pump Control | Warehouse | New | 0.31376 | 0.52197 | 1.6636 | N/A | N/A | N/A | Fail RIM | Commercial | Nonequipment | Hot Water Circulation Pump Control | Warehouse | New | 0.31376 | 0.52197 | 1.6636 | N/A | N/A | N/A | Fail TRC
| Commercial | Nonequipment | Hot Water Pipe Insulation | Assembly | Existing | 0.33874 | 2.7553 | 8.134 | N/A | N/A | N/A | Fail RIM | Commercial | Nonequipment | Hot Water Pipe Insulation | Assembly | Existing | 0.33874 | 2.7553 | 8.134 | N/A | N/A | N/A | Fail 2-year Threshold
| Commercial | Nonequipment | Hot Water Pipe Insulation | College and University | Existing | 0.33886 | 2.7567 | 8.135 | N/A | N/A | N/A | Fail RIM | Commercial | Nonequipment | Hot Water Pipe Insulation | College and University | Existing | 0.33886 | 2.7567 | 8.135 | N/A | N/A | N/A | Fail 2-year Threshold
| Commercial | Nonequipment | Hot Water Pipe Insulation | Grocery | Existing | 0.33127 | 2.6901 | 8.1206 | N/A | N/A | N/A | Fail RIM | Commercial | Nonequipment | Hot Water Pipe Insulation | Grocery | Existing | 0.33127 | 2.6901 | 8.1206 | N/A | N/A | N/A | Fail 2-year Threshold
| Commercial | Nonequipment | Hot Water Pipe Insulation | Healthcare | Existing | 0.33874 | 2.7553 | 8.134 | N/A | N/A | N/A | Fail RIM | Commercial | Nonequipment | Hot Water Pipe Insulation | Healthcare | Existing | 0.33874 | 2.7553 | 8.134 | N/A | N/A | N/A | Fail 2-year Threshold
| Commercial | Nonequipment | Hot Water Pipe Insulation | Hospitals | Existing | 0.33886 | 2.7567 | 8.135 | N/A | N/A | N/A | Fail RIM | Commercial | Nonequipment | Hot Water Pipe Insulation | Hospitals | Existing | 0.33886 | 2.7567 | 8.135 | N/A | N/A | N/A | Fail 2-year Threshold
| Commercial | Nonequipment | Hot Water Pipe Insulation | Institutional | Existing | 0.33874 | 2.7553 | 8.134 | N/A | N/A | N/A | Fail RIM | Commercial | Nonequipment | Hot Water Pipe Insulation | Institutional | Existing | 0.33874 | 2.7553 | 8.134 | N/A | N/A | N/A | Fail 2-year Threshold
| Commercial | Nonequipment | Hot Water Pipe Insulation | Lodging/Hospitality | Existing | 0.33127 | 2.6901 | 8.1206 | N/A | N/A | N/A | Fail RIM | Commercial | Nonequipment | Hot Water Pipe Insulation | Lodging/Hospitality | Existing | 0.33127 | 2.6901 | 8.1206 | N/A | N/A | N/A | Fail 2-year Threshold
| Commercial | Nonequipment | Hot Water Pipe Insulation | Miscellaneous | Existing | 0.33874 | 2.7553 | 8.134 | N/A | N/A | N/A | Fail RIM | Commercial | Nonequipment | Hot Water Pipe Insulation | Miscellaneous | Existing | 0.33874 | 2.7553 | 8.134 | N/A | N/A | N/A | Fail 2-year Threshold
| Commercial | Nonequipment | Hot Water Pipe Insulation | Offices | Existing | 0.33874 | 2.7553 | 8.134 | N/A | N/A | N/A | Fail RIM | Commercial | Nonequipment | Hot Water Pipe Insulation | Offices | Existing | 0.33874 | 2.7553 | 8.134 | N/A | N/A | N/A | Fail 2-year Threshold
| Commercial | Nonequipment | Hot Water Pipe Insulation | Restaurants | Existing | 0.33127 | 2.6901 | 8.1206 | N/A | N/A | N/A | Fail RIM | Commercial | Nonequipment | Hot Water Pipe Insulation | Restaurants | Existing | 0.33127 | 2.6901 | 8.1206 | N/A | N/A | N/A | Fail 2-year Threshold
| Commercial | Nonequipment | Hot Water Pipe Insulation | Retail | Existing | 0.33127 | 2.6901 | 8.1206 | N/A | N/A | N/A | Fail RIM | Commercial | Nonequipment | Hot Water Pipe Insulation | Retail | Existing | 0.33127 | 2.6901 | 8.1206 | N/A | N/A | N/A | Fail 2-year Threshold
| Commercial | Nonequipment | Hot Water Pipe Insulation | Schools K-12 | Existing | 0.33874 | 2.7553 | 8.134 | N/A | N/A | N/A | Fail RIM | Commercial | Nonequipment | Hot Water Pipe Insulation | Schools K-12 | Existing | 0.33874 | 2.7553 | 8.134 | N/A | N/A | N/A | Fail 2-year Threshold
| Commercial | Nonequipment | Hot Water Pipe Insulation | Warehouse | Existing | 0.33874 | 2.7553 | 8.134 | N/A | N/A | N/A | Fail RIM | Commercial | Nonequipment | Hot Water Pipe Insulation | Warehouse | Existing | 0.33874 | 2.7553 | 8.134 | N/A | N/A | N/A | Fail 2-year Threshold
| Commercial | Nonequipment | Hot Water Pipe Insulation | Assembly | New | 0.33874 | 2.7553 | 8.134 | N/A | N/A | N/A | Fail RIM | Commercial | Nonequipment | Hot Water Pipe Insulation | Assembly | New | 0.33874 | 2.7553 | 8.134 | N/A | N/A | N/A | Fail 2-year Threshold
| Commercial | Nonequipment | Hot Water Pipe Insulation | College and University | New | 0.33886 | 2.7567 | 8.135 | N/A | N/A | N/A | Fail RIM | Commercial | Nonequipment | Hot Water Pipe Insulation | College and University | New | 0.33886 | 2.7567 | 8.135 | N/A | N/A | N/A | Fail 2-year Threshold
| Commercial | Nonequipment | Hot Water Pipe Insulation | Grocery | New | 0.33127 | 2.6901 | 8.1206 | N/A | N/A | N/A | Fail RIM | Commercial | Nonequipment | Hot Water Pipe Insulation | Grocery | New | 0.33127 | 2.6901 | 8.1206 | N/A | N/A | N/A | Fail 2-year Threshold
| Commercial | Nonequipment | Hot Water Pipe Insulation | Healthcare | New | 0.33874 | 2.7553 | 8.134 | N/A | N/A | N/A | Fail RIM | Commercial | Nonequipment | Hot Water Pipe Insulation | Healthcare | New | 0.33874 | 2.7553 | 8.134 | N/A | N/A | N/A | Fail 2-year Threshold
| Commercial | Nonequipment | Hot Water Pipe Insulation | Hospitals | New | 0.33886 | 2.7567 | 8.135 | N/A | N/A | N/A | Fail RIM | Commercial | Nonequipment | Hot Water Pipe Insulation | Hospitals | New | 0.33886 | 2.7567 | 8.135 | N/A | N/A | N/A | Fail 2-year Threshold
| Commercial | Nonequipment | Hot Water Pipe Insulation | Institutional | New | 0.33874 | 2.7553 | 8.134 | N/A | N/A | N/A | Fail RIM | Commercial | Nonequipment | Hot Water Pipe Insulation | Institutional | New | 0.33874 | 2.7553 | 8.134 | N/A | N/A | N/A | Fail 2-year Threshold
| Commercial | Nonequipment | Hot Water Pipe Insulation | Lodging/Hospitality | New | 0.33127 | 2.6901 | 8.1206 | N/A | N/A | N/A | Fail RIM | Commercial | Nonequipment | Hot Water Pipe Insulation | Lodging/Hospitality | New | 0.33127 | 2.6901 | 8.1206 | N/A | N/A | N/A | Fail 2-year Threshold
| Commercial | Nonequipment | Hot Water Pipe Insulation | Miscellaneous | New | 0.33874 | 2.7553 | 8.134 | N/A | N/A | N/A | Fail RIM | Commercial | Nonequipment | Hot Water Pipe Insulation | Miscellaneous | New | 0.33874 | 2.7553 | 8.134 | N/A | N/A | N/A | Fail 2-year Threshold
| Commercial | Nonequipment | Hot Water Pipe Insulation | Offices | New | 0.33874 | 2.7553 | 8.134 | N/A | N/A | N/A | Fail RIM | Commercial | Nonequipment | Hot Water Pipe Insulation | Offices | New | 0.33874 | 2.7553 | 8.134 | N/A | N/A | N/A | Fail 2-year Threshold
| Commercial | Nonequipment | Hot Water Pipe Insulation | Restaurants | New | 0.33127 | 2.6901 | 8.1206 | N/A | N/A | N/A | Fail RIM | Commercial | Nonequipment | Hot Water Pipe Insulation | Restaurants | New | 0.33127 | 2.6901 | 8.1206 | N/A | N/A | N/A | Fail 2-year Threshold
| Commercial | Nonequipment | Hot Water Pipe Insulation | Retail | New | 0.33127 | 2.6901 | 8.1206 | N/A | N/A | N/A | Fail RIM | Commercial | Nonequipment | Hot Water Pipe Insulation | Retail | New | 0.33127 | 2.6901 | 8.1206 | N/A | N/A | N/A | Fail 2-year Threshold
| Commercial | Nonequipment | Hot Water Pipe Insulation | Schools K-12 | New | 0.33874 | 2.7553 | 8.134 | N/A | N/A | N/A | Fail RIM | Commercial | Nonequipment | Hot Water Pipe Insulation | Schools K-12 | New | 0.33874 | 2.7553 | 8.134 | N/A | N/A | N/A | Fail 2-year Threshold
| Commercial | Nonequipment | Hot Water Pipe Insulation | Warehouse | New | 0.33874 | 2.7553 | 8.134 | N/A | N/A | N/A | Fail RIM | Commercial | Nonequipment | Hot Water Pipe Insulation | Warehouse | New | 0.33874 | 2.7553 | 8.134 | N/A | N/A | N/A | Fail 2-year Threshold
| Commercial | Nonequipment | Low Flow Shower Head | Assembly | Existing | 0.36588 | 4.3116 | 11.7844 | N/A | N/A | N/A | Fail RIM | Commercial | Nonequipment | Low Flow Shower Head | Assembly | Existing | 0.36588 | 4.3116 | 11.7844 | N/A | N/A | N/A | Fail 2-year Threshold
| Commercial | Nonequipment | Low Flow Shower Head | College and University | Existing | 0.3346 | 3.9237 | 11.7264 | N/A | N/A | N/A | Fail RIM | Commercial | Nonequipment | Low Flow Shower Head | College and University | Existing | 0.3346 | 3.9237 | 11.7264 | N/A | N/A | N/A | Fail 2-year Threshold
| Commercial | Nonequipment | Low Flow Shower Head | Grocery | Existing | 0.3346 | 3.9237 | 11.7264 | N/A | N/A | N/A | Fail RIM | Commercial | Nonequipment | Low Flow Shower Head | Grocery | Existing | 0.3346 | 3.9237 | 11.7264 | N/A | N/A | N/A | Fail 2-year Threshold
| Commercial | Nonequipment | Low Flow Shower Head | Healthcare | Existing | 0.34266 | 4.0227 | 11.7393 | N/A | N/A | N/A | Fail RIM | Commercial | Nonequipment | Low Flow Shower Head | Healthcare | Existing | 0.34266 | 4.0227 | 11.7393 | N/A | N/A | N/A | Fail 2-year Threshold
| Commercial | Nonequipment | Low Flow Shower Head | Hospitals | Existing | 0.34266 | 4.0227 | 11.7393 | N/A | N/A | N/A | Fail RIM | Commercial | Nonequipment | Low Flow Shower Head | Hospitals | Existing | 0.34266 | 4.0227 | 11.7393 | N/A | N/A | N/A | Fail 2-year Threshold
| Commercial | Nonequipment | Low Flow Shower Head | Institutional | Existing | 0.36588 | 4.3116 | 11.7844 | N/A | N/A | N/A | Fail RIM | Commercial | Nonequipment | Low Flow Shower Head | Institutional | Existing | 0.36588 | 4.3116 | 11.7844 | N/A | N/A | N/A | Fail 2-year Threshold
| Commercial | Nonequipment | Low Flow Shower Head | Lodging/Hospitality | Existing | 0.33167 | 3.8859 | 11.7163 | N/A | N/A | N/A | Fail RIM | Commercial | Nonequipment | Low Flow Shower Head | Lodging/Hospitality | Existing | 0.33167 | 3.8859 | 11.7163 | N/A | N/A | N/A | Fail 2-year Threshold
| Commercial | Nonequipment | Low Flow Shower Head | Miscellaneous | Existing | 0.36588 | 4.3116 | 11.7844 | N/A | N/A | N/A | Fail RIM | Commercial | Nonequipment | Low Flow Shower Head | Miscellaneous | Existing | 0.36588 | 4.3116 | 11.7844 | N/A | N/A | N/A | Fail 2-year Threshold
| Commercial | Nonequipment | Low Flow Shower Head | Offices | Existing | 0.36588 | 4.3116 | 11.7844 | N/A | N/A | N/A | Fail RIM | Commercial | Nonequipment | Low Flow Shower Head | Offices | Existing | 0.36588 | 4.3116 | 11.7844 | N/A | N/A | N/A | Fail 2-year Threshold
| Commercial | Nonequipment | Low Flow Shower Head | Restaurants | Existing | 0.3346 | 3.9237 | 11.7264 | N/A | N/A | N/A | Fail RIM | Commercial | Nonequipment | Low Flow Shower Head | Restaurants | Existing | 0.3346 | 3.9237 | 11.7264 | N/A | N/A | N/A | Fail 2-year Threshold
| Commercial | Nonequipment | Low Flow Shower Head | Retail | Existing | 0.3346 | 3.9237 | 11.7264 | N/A | N/A | N/A | Fail RIM | Commercial | Nonequipment | Low Flow Shower Head | Retail | Existing | 0.3346 | 3.9237 | 11.7264 | N/A | N/A | N/A | Fail 2-year Threshold
| Commercial | Nonequipment | Low Flow Shower Head | Schools K-12 | Existing | 0.36588 | 4.3116 | 11.7844 | N/A | N/A | N/A | Fail RIM | Commercial | Nonequipment | Low Flow Shower Head | Schools K-12 | Existing | 0.36588 | 4.3116 | 11.7844 | N/A | N/A | N/A | Fail 2-year Threshold
| Commercial | Nonequipment | Low Flow Shower Head | Warehouse | Existing | 0.36588 | 4.3116 | 11.7844 | N/A | N/A | N/A | Fail RIM | Commercial | Nonequipment | Low Flow Shower Head | Warehouse | Existing | 0.36588 | 4.3116 | 11.7844 | N/A | N/A | N/A | Fail 2-year Threshold
| Commercial | Nonequipment | Low Flow Shower Head | Assembly | New | 0.36588 | 4.3116 | 11.7844 | N/A | N/A | N/A | Fail RIM | Commercial | Nonequipment | Low Flow Shower Head | Assembly | New | 0.36588 | 4.3116 | 11.7844 | N/A | N/A | N/A | Fail 2-year Threshold
| Commercial | Nonequipment | Low Flow Shower Head | College and University | New | 0.3346 | 3.9237 | 11.7264 | N/A | N/A | N/A | Fail RIM | Commercial | Nonequipment | Low Flow Shower Head | College and University | New | 0.3346 | 3.9237 | 11.7264 | N/A | N/A | N/A | Fail 2-year Threshold
| Commercial | Nonequipment | Low Flow Shower Head | Grocery | New | 0.3346 | 3.9237 | 11.7264 | N/A | N/A | N/A | Fail RIM | Commercial | Nonequipment | Low Flow Shower Head | Grocery | New | 0.3346 | 3.9237 | 11.7264 | N/A | N/A | N/A | Fail 2-year Threshold
| Commercial | Nonequipment | Low Flow Shower Head | Healthcare | New | 0.34266 | 4.0227 | 11.7393 | N/A | N/A | N/A | Fail RIM | Commercial | Nonequipment | Low Flow Shower Head | Healthcare | New | 0.34266 | 4.0227 | 11.7393 | N/A | N/A | N/A | Fail 2-year Threshold
| Commercial | Nonequipment | Low Flow Shower Head | Hospitals | New | 0.34266 | 4.0227 | 11.7393 | N/A | N/A | N/A | Fail RIM | Commercial | Nonequipment | Low Flow Shower Head | Hospitals | New | 0.34266 | 4.0227 | 11.7393 | N/A | N/A | N/A | Fail 2-year Threshold
| Commercial | Nonequipment | Low Flow Shower Head | Institutional | New | 0.36588 | 4.3116 | 11.7844 | N/A | N/A | N/A | Fail RIM | Commercial | Nonequipment | Low Flow Shower Head | Institutional | New | 0.36588 | 4.3116 | 11.7844 | N/A | N/A | N/A | Fail 2-year Threshold
| Commercial | Nonequipment | Low Flow Shower Head | Lodging/Hospitality | New | 0.33167 | 3.8859 | 11.7163 | N/A | N/A | N/A | Fail RIM | Commercial | Nonequipment | Low Flow Shower Head | Lodging/Hospitality | New | 0.33167 | 3.8859 | 11.7163 | N/A | N/A | N/A | Fail 2-year Threshold
| Commercial | Nonequipment | Low Flow Shower Head | Miscellaneous | New | 0.36588 | 4.3116 | 11.7844 | N/A | N/A | N/A | Fail RIM | Commercial | Nonequipment | Low Flow Shower Head | Miscellaneous | New | 0.36588 | 4.3116 | 11.7844 | N/A | N/A | N/A | Fail 2-year Threshold
| Commercial | Nonequipment | Low Flow Shower Head | Offices | New | 0.36588 | 4.3116 | 11.7844 | N/A | N/A | N/A | Fail RIM | Commercial | Nonequipment | Low Flow Shower Head | Offices | New | 0.36588 | 4.3116 | 11.7844 | N/A | N/A | N/A | Fail 2-year Threshold
| Commercial | Nonequipment | Low Flow Shower Head | Restaurants | New | 0.3346 | 3.9237 | 11.7264 | N/A | N/A | N/A | Fail RIM | Commercial | Nonequipment | Low Flow Shower Head | Restaurants | New | 0.3346 | 3.9237 | 11.7264 | N/A | N/A | N/A | Fail 2-year Threshold
| Commercial | Nonequipment | Low Flow Shower Head | Retail | New | 0.3346 | 3.9237 | 11.7264 | N/A | N/A | N/A | Fail RIM | Commercial | Nonequipment | Low Flow Shower Head | Retail | New | 0.3346 | 3.9237 | 11.7264 | N/A | N/A | N/A | Fail 2-year Threshold
| Commercial | Nonequipment | Low Flow Shower Head | Schools K-12 | New | 0.36588 | 4.3116 | 11.7844 | N/A | N/A | N/A | Fail RIM | Commercial | Nonequipment | Low Flow Shower Head | Schools K-12 | New | 0.36588 | 4.3116 | 11.7844 | N/A | N/A | N/A | Fail 2-year Threshold
| Commercial | Nonequipment | Low Flow Shower Head | Warehouse | New | 0.36588 | 4.3116 | 11.7844 | N/A | N/A | N/A | Fail RIM | Commercial | Nonequipment | Low Flow Shower Head | Warehouse | New | 0.36588 | 4.3116 | 11.7844 | N/A | N/A | N/A | Fail 2-year Threshold
| Commercial | Nonequipment | Low-Flow Pre-Rinse Sprayers | Assembly | Existing | 0.34211 | 2.2073 | 6.4519 | N/A | N/A | N/A | Fail RIM | Commercial | Nonequipment | Low-Flow Pre-Rinse Sprayers | Assembly | Existing | 0.34211 | 2.2073 | 6.4519 | N/A | N/A | N/A | Fail 2-year Threshold
| Commercial | Nonequipment | Low-Flow Pre-Rinse Sprayers | College and University | Existing | 0.34211 | 2.2073 | 6.4519 | N/A | N/A | N/A | Fail RIM | Commercial | Nonequipment | Low-Flow Pre-Rinse Sprayers | College and University | Existing | 0.34211 | 2.2073 | 6.4519 | N/A | N/A | N/A | Fail 2-year Threshold
| Commercial | Nonequipment | Low-Flow Pre-Rinse Sprayers | Grocery | Existing | 0.34211 | 2.2073 | 6.4519 | N/A | N/A | N/A | Fail RIM | Commercial | Nonequipment | Low-Flow Pre-Rinse Sprayers | Grocery | Existing | 0.34211 | 2.2073 | 6.4519 | N/A | N/A | N/A | Fail 2-year Threshold
| Commercial | Nonequipment | Low-Flow Pre-Rinse Sprayers | Healthcare | Existing | 0.34211 | 2.2073 | 6.4519 | N/A | N/A | N/A | Fail RIM | Commercial | Nonequipment | Low-Flow Pre-Rinse Sprayers | Healthcare | Existing | 0.34211 | 2.2073 | 6.4519 | N/A | N/A | N/A | Fail 2-year Threshold
| Commercial | Nonequipment | Low-Flow Pre-Rinse Sprayers | Hospitals | Existing | 0.34211 | 2.2073 | 6.4519 | N/A | N/A | N/A | Fail RIM | Commercial | Nonequipment | Low-Flow Pre-Rinse Sprayers | Hospitals | Existing | 0.34211 | 2.2073 | 6.4519 | N/A | N/A | N/A | Fail 2-year Threshold
| Commercial | Nonequipment | Low-Flow Pre-Rinse Sprayers | Institutional | Existing | 0.34211 | 2.2073 | 6.4519 | N/A | N/A | N/A | Fail RIM | Commercial | Nonequipment | Low-Flow Pre-Rinse Sprayers | Institutional | Existing | 0.34211 | 2.2073 | 6.4519 | N/A | N/A | N/A | Fail 2-year Threshold
| Commercial | Nonequipment | Low-Flow Pre-Rinse Sprayers | Lodging/Hospitality | Existing | 0.33056 | 2.1286 | 6.4393 | N/A | N/A | N/A | Fail RIM | Commercial | Nonequipment | Low-Flow Pre-Rinse Sprayers | Lodging/Hospitality | Existing | 0.33056 | 2.1286 | 6.4393 | N/A | N/A | N/A | Fail 2-year Threshold
| Commercial | Nonequipment | Low-Flow Pre-Rinse Sprayers | Miscellaneous | Existing | 0.34211 | 2.2073 | 6.4519 | N/A | N/A | N/A | Fail RIM | Commercial | Nonequipment | Low-Flow Pre-Rinse Sprayers | Miscellaneous | Existing | 0.34211 | 2.2073 | 6.4519 | N/A | N/A | N/A | Fail 2-year Threshold
| Commercial | Nonequipment | Low-Flow Pre-Rinse Sprayers | Offices | Existing | 0.34211 | 2.2073 | 6.4519 | N/A | N/A | N/A | Fail RIM | Commercial | Nonequipment | Low-Flow Pre-Rinse Sprayers | Offices | Existing | 0.34211 | 2.2073 | 6.4519 | N/A | N/A | N/A | Fail 2-year Threshold
| Commercial | Nonequipment | Low-Flow Pre-Rinse Sprayers | Restaurants | Existing | 0.35841 | 2.32 | 6.4729 | N/A | N/A | N/A | Fail RIM | Commercial | Nonequipment | Low-Flow Pre-Rinse Sprayers | Restaurants | Existing | 0.35841 | 2.32 | 6.4729 | N/A | N/A | N/A | Fail 2-year Threshold
| Commercial | Nonequipment | Low-Flow Pre-Rinse Sprayers | Retail | Existing | 0.34211 | 2.2073 | 6.4519 | N/A | N/A | N/A | Fail RIM | Commercial | Nonequipment | Low-Flow Pre-Rinse Sprayers | Retail | Existing | 0.34211 | 2.2073 | 6.4519 | N/A | N/A | N/A | Fail 2-year Threshold
| Commercial | Nonequipment | Low-Flow Pre-Rinse Sprayers | Schools K-12 | Existing | 0.34211 | 2.2073 | 6.4519 | N/A | N/A | N/A | Fail RIM | Commercial | Nonequipment | Low-Flow Pre-Rinse Sprayers | Schools K-12 | Existing | 0.34211 | 2.2073 | 6.4519 | N/A | N/A | N/A | Fail 2-year Threshold
| Commercial | Nonequipment | Low-Flow Pre-Rinse Sprayers | Warehouse | Existing | 0.34211 | 2.2073 | 6.4519 | N/A | N/A | N/A | Fail RIM | Commercial | Nonequipment | Low-Flow Pre-Rinse Sprayers | Warehouse | Existing | 0.34211 | 2.2073 | 6.4519 | N/A | N/A | N/A | Fail 2-year Threshold
| Commercial | Nonequipment | Low-Flow Pre-Rinse Sprayers | Assembly | New | 0.34211 | 2.2073 | 6.4519 | N/A | N/A | N/A | Fail RIM | Commercial | Nonequipment | Low-Flow Pre-Rinse Sprayers | Assembly | New | 0.34211 | 2.2073 | 6.4519 | N/A | N/A | N/A | Fail 2-year Threshold
| Commercial | Nonequipment | Low-Flow Pre-Rinse Sprayers | College and University | New | 0.34211 | 2.2073 | 6.4519 | N/A | N/A | N/A | Fail RIM | Commercial | Nonequipment | Low-Flow Pre-Rinse Sprayers | College and University | New | 0.34211 | 2.2073 | 6.4519 | N/A | N/A | N/A | Fail 2-year Threshold
| Commercial | Nonequipment | Low-Flow Pre-Rinse Sprayers | Grocery | New | 0.34211 | 2.2073 | 6.4519 | N/A | N/A | N/A | Fail RIM | Commercial | Nonequipment | Low-Flow Pre-Rinse Sprayers | Grocery | New | 0.34211 | 2.2073 | 6.4519 | N/A | N/A | N/A | Fail 2-year Threshold
| Commercial | Nonequipment | Low-Flow Pre-Rinse Sprayers | Healthcare | New | 0.34211 | 2.2073 | 6.4519 | N/A | N/A | N/A | Fail RIM | Commercial | Nonequipment | Low-Flow Pre-Rinse Sprayers | Healthcare | New | 0.34211 | 2.2073 | 6.4519 | N/A | N/A | N/A | Fail 2-year Threshold
| Commercial | Nonequipment | Low-Flow Pre-Rinse Sprayers | Hospitals | New | 0.34211 | 2.2073 | 6.4519 | N/A | N/A | N/A | Fail RIM | Commercial | Nonequipment | Low-Flow Pre-Rinse Sprayers | Hospitals | New | 0.34211 | 2.2073 | 6.4519 | N/A | N/A | N/A | Fail 2-year Threshold
| Commercial | Nonequipment | Low-Flow Pre-Rinse Sprayers | Institutional | New | 0.34211 | 2.2073 | 6.4519 | N/A | N/A | N/A | Fail RIM | Commercial | Nonequipment | Low-Flow Pre-Rinse Sprayers | Institutional | New | 0.34211 | 2.2073 | 6.4519 | N/A | N/A | N/A | Fail 2-year Threshold
| Commercial | Nonequipment | Low-Flow Pre-Rinse Sprayers | Lodging/Hospitality | New | 0.33056 | 2.1286 | 6.4393 | N/A | N/A | N/A | Fail RIM | Commercial | Nonequipment | Low-Flow Pre-Rinse Sprayers | Lodging/Hospitality | New | 0.33056 | 2.1286 | 6.4393 | N/A | N/A | N/A | Fail 2-year Threshold
| Commercial | Nonequipment | Low-Flow Pre-Rinse Sprayers | Miscellaneous | New | 0.34211 | 2.2073 | 6.4519 | N/A | N/A | N/A | Fail RIM | Commercial | Nonequipment | Low-Flow Pre-Rinse Sprayers | Miscellaneous | New | 0.34211 | 2.2073 | 6.4519 | N/A | N/A | N/A | Fail 2-year Threshold
| Commercial | Nonequipment | Low-Flow Pre-Rinse Sprayers | Offices | New | 0.34211 | 2.2073 | 6.4519 | N/A | N/A | N/A | Fail RIM | Commercial | Nonequipment | Low-Flow Pre-Rinse Sprayers | Offices | New | 0.34211 | 2.2073 | 6.4519 | N/A | N/A | N/A | Fail 2-year Threshold
| Commercial | Nonequipment | Low-Flow Pre-Rinse Sprayers | Restaurants | New | 0.35841 | 2.32 | 6.4729 | N/A | N/A | N/A | Fail RIM | Commercial | Nonequipment | Low-Flow Pre-Rinse Sprayers | Restaurants | New | 0.35841 | 2.32 | 6.4729 | N/A | N/A | N/A | Fail 2-year Threshold
| Commercial | Nonequipment | Low-Flow Pre-Rinse Sprayers | Retail | New | 0.34211 | 2.2073 | 6.4519 | N/A | N/A | N/A | Fail RIM | Commercial | Nonequipment | Low-Flow Pre-Rinse Sprayers | Retail | New | 0.34211 | 2.2073 | 6.4519 | N/A | N/A | N/A | Fail 2-year Threshold
| Commercial | Nonequipment | Low-Flow Pre-Rinse Sprayers | Schools K-12 | New | 0.34211 | 2.2073 | 6.4519 | N/A | N/A | N/A | Fail RIM | Commercial | Nonequipment | Low-Flow Pre-Rinse Sprayers | Schools K-12 | New | 0.34211 | 2.2073 | 6.4519 | N/A | N/A | N/A | Fail 2-year Threshold
| Commercial | Nonequipment | Low-Flow Pre-Rinse Sprayers | Warehouse | New | 0.34211 | 2.2073 | 6.4519 | N/A | N/A | N/A | Fail RIM | Commercial | Nonequipment | Low-Flow Pre-Rinse Sprayers | Warehouse | New | 0.34211 | 2.2073 | 6.4519 | N/A | N/A | N/A | Fail 2-year Threshold
| Commercial | Nonequipment | Tank Wrap on Water Heater | Assembly | Existing | 0.33714 | 0.36917 | 1.095 | N/A | N/A | N/A | Fail RIM | Commercial | Nonequipment | Tank Wrap on Water Heater | Assembly | Existing | 0.33714 | 0.36917 | 1.095 | N/A | N/A | N/A | Fail TRC
| Commercial | Nonequipment | Tank Wrap on Water Heater | College and University | Existing | 0.33714 | 0.36917 | 1.095 | N/A | N/A | N/A | Fail RIM | Commercial | Nonequipment | Tank Wrap on Water Heater | College and University | Existing | 0.33714 | 0.36917 | 1.095 | N/A | N/A | N/A | Fail TRC
| Commercial | Nonequipment | Tank Wrap on Water Heater | Grocery | Existing | 0.33714 | 0.36917 | 1.095 | N/A | N/A | N/A | Fail RIM | Commercial | Nonequipment | Tank Wrap on Water Heater | Grocery | Existing | 0.33714 | 0.36917 | 1.095 | N/A | N/A | N/A | Fail TRC
| Commercial | Nonequipment | Tank Wrap on Water Heater | Healthcare | Existing | 0.33714 | 0.36917 | 1.095 | N/A | N/A | N/A | Fail RIM | Commercial | Nonequipment | Tank Wrap on Water Heater | Healthcare | Existing | 0.33714 | 0.36917 | 1.095 | N/A | N/A | N/A | Fail TRC
| Commercial | Nonequipment | Tank Wrap on Water Heater | Hospitals | Existing | 0.33714 | 0.36917 | 1.095 | N/A | N/A | N/A | Fail RIM | Commercial | Nonequipment | Tank Wrap on Water Heater | Hospitals | Existing | 0.33714 | 0.36917 | 1.095 | N/A | N/A | N/A | Fail TRC
| Commercial | Nonequipment | Tank Wrap on Water Heater | Institutional | Existing | 0.33714 | 0.36917 | 1.095 | N/A | N/A | N/A | Fail RIM | Commercial | Nonequipment | Tank Wrap on Water Heater | Institutional | Existing | 0.33714 | 0.36917 | 1.095 | N/A | N/A | N/A | Fail TRC
| Commercial | Nonequipment | Tank Wrap on Water Heater | Lodging/Hospitality | Existing | 0.33714 | 0.36917 | 1.095 | N/A | N/A | N/A | Fail RIM | Commercial | Nonequipment | Tank Wrap on Water Heater | Lodging/Hospitality | Existing | 0.33714 | 0.36917 | 1.095 | N/A | N/A | N/A | Fail TRC
| Commercial | Nonequipment | Tank Wrap on Water Heater | Miscellaneous | Existing | 0.33714 | 0.36917 | 1.095 | N/A | N/A | N/A | Fail RIM | Commercial | Nonequipment | Tank Wrap on Water Heater | Miscellaneous | Existing | 0.33714 | 0.36917 | 1.095 | N/A | N/A | N/A | Fail TRC
| Commercial | Nonequipment | Tank Wrap on Water Heater | Offices | Existing | 0.33714 | 0.36917 | 1.095 | N/A | N/A | N/A | Fail RIM | Commercial | Nonequipment | Tank Wrap on Water Heater | Offices | Existing | 0.33714 | 0.36917 | 1.095 | N/A | N/A | N/A | Fail TRC
| Commercial | Nonequipment | Tank Wrap on Water Heater | Restaurants | Existing | 0.33714 | 0.36917 | 1.095 | N/A | N/A | N/A | Fail RIM | Commercial | Nonequipment | Tank Wrap on Water Heater | Restaurants | Existing | 0.33714 | 0.36917 | 1.095 | N/A | N/A | N/A | Fail TRC
| Commercial | Nonequipment | Tank Wrap on Water Heater | Retail | Existing | 0.33714 | 0.36917 | 1.095 | N/A | N/A | N/A | Fail RIM | Commercial | Nonequipment | Tank Wrap on Water Heater | Retail | Existing | 0.33714 | 0.36917 | 1.095 | N/A | N/A | N/A | Fail TRC
| Commercial | Nonequipment | Tank Wrap on Water Heater | Schools K-12 | Existing | 0.33714 | 0.36917 | 1.095 | N/A | N/A | N/A | Fail RIM | Commercial | Nonequipment | Tank Wrap on Water Heater | Schools K-12 | Existing | 0.33714 | 0.36917 | 1.095 | N/A | N/A | N/A | Fail TRC
| Commercial | Nonequipment | Tank Wrap on Water Heater | Warehouse | Existing | 0.33714 | 0.36917 | 1.095 | N/A | N/A | N/A | Fail RIM | Commercial | Nonequipment | Tank Wrap on Water Heater | Warehouse | Existing | 0.33714 | 0.36917 | 1.095 | N/A | N/A | N/A | Fail TRC
| Commercial | Nonequipment | Tank Wrap on Water Heater | Assembly | New | 0.33714 | 0.35316 | 1.0475 | N/A | N/A | N/A | Fail RIM | Commercial | Nonequipment | Tank Wrap on Water Heater | Assembly | New | 0.33714 | 0.35316 | 1.0475 | N/A | N/A | N/A | Fail TRC
| Commercial | Nonequipment | Tank Wrap on Water Heater | College and University | New | 0.33714 | 0.35316 | 1.0475 | N/A | N/A | N/A | Fail RIM | Commercial | Nonequipment | Tank Wrap on Water Heater | College and University | New | 0.33714 | 0.35316 | 1.0475 | N/A | N/A | N/A | Fail TRC
| Commercial | Nonequipment | Tank Wrap on Water Heater | Grocery | New | 0.33714 | 0.35316 | 1.0475 | N/A | N/A | N/A | Fail RIM | Commercial | Nonequipment | Tank Wrap on Water Heater | Grocery | New | 0.33714 | 0.35316 | 1.0475 | N/A | N/A | N/A | Fail TRC
| Commercial | Nonequipment | Tank Wrap on Water Heater | Healthcare | New | 0.33714 | 0.35316 | 1.0475 | N/A | N/A | N/A | Fail RIM | Commercial | Nonequipment | Tank Wrap on Water Heater | Healthcare | New | 0.33714 | 0.35316 | 1.0475 | N/A | N/A | N/A | Fail TRC
| Commercial | Nonequipment | Tank Wrap on Water Heater | Hospitals | New | 0.33714 | 0.35316 | 1.0475 | N/A | N/A | N/A | Fail RIM | Commercial | Nonequipment | Tank Wrap on Water Heater | Hospitals | New | 0.33714 | 0.35316 | 1.0475 | N/A | N/A | N/A | Fail TRC
| Commercial | Nonequipment | Tank Wrap on Water Heater | Institutional | New | 0.33714 | 0.35316 | 1.0475 | N/A | N/A | N/A | Fail RIM | Commercial | Nonequipment | Tank Wrap on Water Heater | Institutional | New | 0.33714 | 0.35316 | 1.0475 | N/A | N/A | N/A | Fail TRC
| Commercial | Nonequipment | Tank Wrap on Water Heater | Lodging/Hospitality | New | 0.33714 | 0.35316 | 1.0475 | N/A | N/A | N/A | Fail RIM | Commercial | Nonequipment | Tank Wrap on Water Heater | Lodging/Hospitality | New | 0.33714 | 0.35316 | 1.0475 | N/A | N/A | N/A | Fail TRC
| Commercial | Nonequipment | Tank Wrap on Water Heater | Miscellaneous | New | 0.33714 | 0.35316 | 1.0475 | N/A | N/A | N/A | Fail RIM | Commercial | Nonequipment | Tank Wrap on Water Heater | Miscellaneous | New | 0.33714 | 0.35316 | 1.0475 | N/A | N/A | N/A | Fail TRC
| Commercial | Nonequipment | Tank Wrap on Water Heater | Offices | New | 0.33714 | 0.35316 | 1.0475 | N/A | N/A | N/A | Fail RIM | Commercial | Nonequipment | Tank Wrap on Water Heater | Offices | New | 0.33714 | 0.35316 | 1.0475 | N/A | N/A | N/A | Fail TRC
| Commercial | Nonequipment | Tank Wrap on Water Heater | Restaurants | New | 0.33714 | 0.35316 | 1.0475 | N/A | N/A | N/A | Fail RIM | Commercial | Nonequipment | Tank Wrap on Water Heater | Restaurants | New | 0.33714 | 0.35316 | 1.0475 | N/A | N/A | N/A | Fail TRC
| Commercial | Nonequipment | Tank Wrap on Water Heater | Retail | New | 0.33714 | 0.35316 | 1.0475 | N/A | N/A | N/A | Fail RIM | Commercial | Nonequipment | Tank Wrap on Water Heater | Retail | New | 0.33714 | 0.35316 | 1.0475 | N/A | N/A | N/A | Fail TRC
| Commercial | Nonequipment | Tank Wrap on Water Heater | Schools K-12 | New | 0.33714 | 0.35316 | 1.0475 | N/A | N/A | N/A | Fail RIM | Commercial | Nonequipment | Tank Wrap on Water Heater | Schools K-12 | New | 0.33714 | 0.35316 | 1.0475 | N/A | N/A | N/A | Fail TRC
| Commercial | Nonequipment | Tank Wrap on Water Heater | Warehouse | New | 0.33714 | 0.35316 | 1.0475 | N/A | N/A | N/A | Fail RIM | Commercial | Nonequipment | Tank Wrap on Water Heater | Warehouse | New | 0.33714 | 0.35316 | 1.0475 | N/A | N/A | N/A | Fail TRC
| Commercial | Nonequipment | Thermostatic Shower Restriction Valve | Assembly | Existing | 0.36588 | 8.4924 | 23.2112 | N/A | N/A | N/A | Fail RIM | Commercial | Nonequipment | Thermostatic Shower Restriction Valve | Assembly | Existing | 0.36588 | 8.4924 | 23.2112 | N/A | N/A | N/A | Fail 2-year Threshold
| Commercial | Nonequipment | Thermostatic Shower Restriction Valve | College and University | Existing | 0.3346 | 7.7283 | 23.097 | N/A | N/A | N/A | Fail RIM | Commercial | Nonequipment | Thermostatic Shower Restriction Valve | College and University | Existing | 0.3346 | 7.7283 | 23.097 | N/A | N/A | N/A | Fail 2-year Threshold
| Commercial | Nonequipment | Thermostatic Shower Restriction Valve | Grocery | Existing | 0.3346 | 7.7283 | 23.097 | N/A | N/A | N/A | Fail RIM | Commercial | Nonequipment | Thermostatic Shower Restriction Valve | Grocery | Existing | 0.3346 | 7.7283 | 23.097 | N/A | N/A | N/A | Fail 2-year Threshold
| Commercial | Nonequipment | Thermostatic Shower Restriction Valve | Healthcare | Existing | 0.34266 | 7.9232 | 23.1225 | N/A | N/A | N/A | Fail RIM | Commercial | Nonequipment | Thermostatic Shower Restriction Valve | Healthcare | Existing | 0.34266 | 7.9232 | 23.1225 | N/A | N/A | N/A | Fail 2-year Threshold
| Commercial | Nonequipment | Thermostatic Shower Restriction Valve | Hospitals | Existing | 0.34266 | 7.9232 | 23.1225 | N/A | N/A | N/A | Fail RIM | Commercial | Nonequipment | Thermostatic Shower Restriction Valve | Hospitals | Existing | 0.34266 | 7.9232 | 23.1225 | N/A | N/A | N/A | Fail 2-year Threshold
| Commercial | Nonequipment | Thermostatic Shower Restriction Valve | Institutional | Existing | 0.36588 | 8.4924 | 23.2112 | N/A | N/A | N/A | Fail RIM | Commercial | Nonequipment | Thermostatic Shower Restriction Valve | Institutional | Existing | 0.36588 | 8.4924 | 23.2112 | N/A | N/A | N/A | Fail 2-year Threshold
| Commercial | Nonequipment | Thermostatic Shower Restriction Valve | Lodging/Hospitality | Existing | 0.33167 | 7.6539 | 23.0771 | N/A | N/A | N/A | Fail RIM | Commercial | Nonequipment | Thermostatic Shower Restriction Valve | Lodging/Hospitality | Existing | 0.33167 | 7.6539 | 23.0771 | N/A | N/A | N/A | Fail 2-year Threshold
| Commercial | Nonequipment | Thermostatic Shower Restriction Valve | Miscellaneous | Existing | 0.36588 | 8.4924 | 23.2112 | N/A | N/A | N/A | Fail RIM | Commercial | Nonequipment | Thermostatic Shower Restriction Valve | Miscellaneous | Existing | 0.36588 | 8.4924 | 23.2112 | N/A | N/A | N/A | Fail 2-year Threshold
| Commercial | Nonequipment | Thermostatic Shower Restriction Valve | Offices | Existing | 0.36588 | 8.4924 | 23.2112 | N/A | N/A | N/A | Fail RIM | Commercial | Nonequipment | Thermostatic Shower Restriction Valve | Offices | Existing | 0.36588 | 8.4924 | 23.2112 | N/A | N/A | N/A | Fail 2-year Threshold
| Commercial | Nonequipment | Thermostatic Shower Restriction Valve | Restaurants | Existing | 0.3346 | 7.7283 | 23.097 | N/A | N/A | N/A | Fail RIM | Commercial | Nonequipment | Thermostatic Shower Restriction Valve | Restaurants | Existing | 0.3346 | 7.7283 | 23.097 | N/A | N/A | N/A | Fail 2-year Threshold
| Commercial | Nonequipment | Thermostatic Shower Restriction Valve | Retail | Existing | 0.3346 | 7.7283 | 23.097 | N/A | N/A | N/A | Fail RIM | Commercial | Nonequipment | Thermostatic Shower Restriction Valve | Retail | Existing | 0.3346 | 7.7283 | 23.097 | N/A | N/A | N/A | Fail 2-year Threshold
| Commercial | Nonequipment | Thermostatic Shower Restriction Valve | Schools K-12 | Existing | 0.36588 | 8.4924 | 23.2112 | N/A | N/A | N/A | Fail RIM | Commercial | Nonequipment | Thermostatic Shower Restriction Valve | Schools K-12 | Existing | 0.36588 | 8.4924 | 23.2112 | N/A | N/A | N/A | Fail 2-year Threshold
| Commercial | Nonequipment | Thermostatic Shower Restriction Valve | Warehouse | Existing | 0.36588 | 8.4924 | 23.2112 | N/A | N/A | N/A | Fail RIM | Commercial | Nonequipment | Thermostatic Shower Restriction Valve | Warehouse | Existing | 0.36588 | 8.4924 | 23.2112 | N/A | N/A | N/A | Fail 2-year Threshold
| Commercial | Nonequipment | Thermostatic Shower Restriction Valve | Assembly | New | 0.36588 | 8.4924 | 23.2112 | N/A | N/A | N/A | Fail RIM | Commercial | Nonequipment | Thermostatic Shower Restriction Valve | Assembly | New | 0.36588 | 8.4924 | 23.2112 | N/A | N/A | N/A | Fail 2-year Threshold
| Commercial | Nonequipment | Thermostatic Shower Restriction Valve | College and University | New | 0.3346 | 7.7283 | 23.097 | N/A | N/A | N/A | Fail RIM | Commercial | Nonequipment | Thermostatic Shower Restriction Valve | College and University | New | 0.3346 | 7.7283 | 23.097 | N/A | N/A | N/A | Fail 2-year Threshold
| Commercial | Nonequipment | Thermostatic Shower Restriction Valve | Grocery | New | 0.3346 | 7.7283 | 23.097 | N/A | N/A | N/A | Fail RIM | Commercial | Nonequipment | Thermostatic Shower Restriction Valve | Grocery | New | 0.3346 | 7.7283 | 23.097 | N/A | N/A | N/A | Fail 2-year Threshold
| Commercial | Nonequipment | Thermostatic Shower Restriction Valve | Healthcare | New | 0.34266 | 7.9232 | 23.1225 | N/A | N/A | N/A | Fail RIM | Commercial | Nonequipment | Thermostatic Shower Restriction Valve | Healthcare | New | 0.34266 | 7.9232 | 23.1225 | N/A | N/A | N/A | Fail 2-year Threshold
| Commercial | Nonequipment | Thermostatic Shower Restriction Valve | Hospitals | New | 0.34266 | 7.9232 | 23.1225 | N/A | N/A | N/A | Fail RIM | Commercial | Nonequipment | Thermostatic Shower Restriction Valve | Hospitals | New | 0.34266 | 7.9232 | 23.1225 | N/A | N/A | N/A | Fail 2-year Threshold
| Commercial | Nonequipment | Thermostatic Shower Restriction Valve | Institutional | New | 0.36588 | 8.4924 | 23.2112 | N/A | N/A | N/A | Fail RIM | Commercial | Nonequipment | Thermostatic Shower Restriction Valve | Institutional | New | 0.36588 | 8.4924 | 23.2112 | N/A | N/A | N/A | Fail 2-year Threshold
| Commercial | Nonequipment | Thermostatic Shower Restriction Valve | Lodging/Hospitality | New | 0.33167 | 7.6539 | 23.0771 | N/A | N/A | N/A | Fail RIM | Commercial | Nonequipment | Thermostatic Shower Restriction Valve | Lodging/Hospitality | New | 0.33167 | 7.6539 | 23.0771 | N/A | N/A | N/A | Fail 2-year Threshold
| Commercial | Nonequipment | Thermostatic Shower Restriction Valve | Miscellaneous | New | 0.36588 | 8.4924 | 23.2112 | N/A | N/A | N/A | Fail RIM | Commercial | Nonequipment | Thermostatic Shower Restriction Valve | Miscellaneous | New | 0.36588 | 8.4924 | 23.2112 | N/A | N/A | N/A | Fail 2-year Threshold
| Commercial | Nonequipment | Thermostatic Shower Restriction Valve | Offices | New | 0.36588 | 8.4924 | 23.2112 | N/A | N/A | N/A | Fail RIM | Commercial | Nonequipment | Thermostatic Shower Restriction Valve | Offices | New | 0.36588 | 8.4924 | 23.2112 | N/A | N/A | N/A | Fail 2-year Threshold
| Commercial | Nonequipment | Thermostatic Shower Restriction Valve | Restaurants | New | 0.3346 | 7.7283 | 23.097 | N/A | N/A | N/A | Fail RIM | Commercial | Nonequipment | Thermostatic Shower Restriction Valve | Restaurants | New | 0.3346 | 7.7283 | 23.097 | N/A | N/A | N/A | Fail 2-year Threshold
| Commercial | Nonequipment | Thermostatic Shower Restriction Valve | Retail | New | 0.3346 | 7.7283 | 23.097 | N/A | N/A | N/A | Fail RIM | Commercial | Nonequipment | Thermostatic Shower Restriction Valve | Retail | New | 0.3346 | 7.7283 | 23.097 | N/A | N/A | N/A | Fail 2-year Threshold
| Commercial | Nonequipment | Thermostatic Shower Restriction Valve | Schools K-12 | New | 0.36588 | 8.4924 | 23.2112 | N/A | N/A | N/A | Fail RIM | Commercial | Nonequipment | Thermostatic Shower Restriction Valve | Schools K-12 | New | 0.36588 | 8.4924 | 23.2112 | N/A | N/A | N/A | Fail 2-year Threshold
| Commercial | Nonequipment | Thermostatic Shower Restriction Valve | Warehouse | New | 0.36588 | 8.4924 | 23.2112 | N/A | N/A | N/A | Fail RIM | Commercial | Nonequipment | Thermostatic Shower Restriction Valve | Warehouse | New | 0.36588 | 8.4924 | 23.2112 | N/A | N/A | N/A | Fail 2-year Threshold
| Commercial | Nonequipment | Bi-Level Lighting Control (Exterior) | Assembly | Existing | 0.30408 | 0.86686 | 2.8508 | N/A | N/A | N/A | Fail RIM | Commercial | Nonequipment | Bi-Level Lighting Control (Exterior) | Assembly | Existing | 0.30408 | 0.86686 | 2.8508 | N/A | N/A | N/A | Fail TRC
| Commercial | Nonequipment | Bi-Level Lighting Control (Exterior) | College and University | Existing | 0.30408 | 0.86686 | 2.8508 | N/A | N/A | N/A | Fail RIM | Commercial | Nonequipment | Bi-Level Lighting Control (Exterior) | College and University | Existing | 0.30408 | 0.86686 | 2.8508 | N/A | N/A | N/A | Fail TRC
| Commercial | Nonequipment | Bi-Level Lighting Control (Exterior) | Grocery | Existing | 0.30408 | 0.86686 | 2.8508 | N/A | N/A | N/A | Fail RIM | Commercial | Nonequipment | Bi-Level Lighting Control (Exterior) | Grocery | Existing | 0.30408 | 0.86686 | 2.8508 | N/A | N/A | N/A | Fail TRC
| Commercial | Nonequipment | Bi-Level Lighting Control (Exterior) | Healthcare | Existing | 0.30408 | 0.86686 | 2.8508 | N/A | N/A | N/A | Fail RIM | Commercial | Nonequipment | Bi-Level Lighting Control (Exterior) | Healthcare | Existing | 0.30408 | 0.86686 | 2.8508 | N/A | N/A | N/A | Fail TRC
| Commercial | Nonequipment | Bi-Level Lighting Control (Exterior) | Hospitals | Existing | 0.30408 | 0.86686 | 2.8508 | N/A | N/A | N/A | Fail RIM | Commercial | Nonequipment | Bi-Level Lighting Control (Exterior) | Hospitals | Existing | 0.30408 | 0.86686 | 2.8508 | N/A | N/A | N/A | Fail TRC
| Commercial | Nonequipment | Bi-Level Lighting Control (Exterior) | Institutional | Existing | 0.30408 | 0.86686 | 2.8508 | N/A | N/A | N/A | Fail RIM | Commercial | Nonequipment | Bi-Level Lighting Control (Exterior) | Institutional | Existing | 0.30408 | 0.86686 | 2.8508 | N/A | N/A | N/A | Fail TRC
| Commercial | Nonequipment | Bi-Level Lighting Control (Exterior) | Lodging/Hospitality | Existing | 0.30408 | 0.86686 | 2.8508 | N/A | N/A | N/A | Fail RIM | Commercial | Nonequipment | Bi-Level Lighting Control (Exterior) | Lodging/Hospitality | Existing | 0.30408 | 0.86686 | 2.8508 | N/A | N/A | N/A | Fail TRC
| Commercial | Nonequipment | Bi-Level Lighting Control (Exterior) | Miscellaneous | Existing | 0.30408 | 0.86686 | 2.8508 | N/A | N/A | N/A | Fail RIM | Commercial | Nonequipment | Bi-Level Lighting Control (Exterior) | Miscellaneous | Existing | 0.30408 | 0.86686 | 2.8508 | N/A | N/A | N/A | Fail TRC
| Commercial | Nonequipment | Bi-Level Lighting Control (Exterior) | Offices | Existing | 0.30408 | 0.86686 | 2.8508 | N/A | N/A | N/A | Fail RIM | Commercial | Nonequipment | Bi-Level Lighting Control (Exterior) | Offices | Existing | 0.30408 | 0.86686 | 2.8508 | N/A | N/A | N/A | Fail TRC
| Commercial | Nonequipment | Bi-Level Lighting Control (Exterior) | Restaurants | Existing | 0.30408 | 0.86686 | 2.8508 | N/A | N/A | N/A | Fail RIM | Commercial | Nonequipment | Bi-Level Lighting Control (Exterior) | Restaurants | Existing | 0.30408 | 0.86686 | 2.8508 | N/A | N/A | N/A | Fail TRC
| Commercial | Nonequipment | Bi-Level Lighting Control (Exterior) | Retail | Existing | 0.30408 | 0.86686 | 2.8508 | N/A | N/A | N/A | Fail RIM | Commercial | Nonequipment | Bi-Level Lighting Control (Exterior) | Retail | Existing | 0.30408 | 0.86686 | 2.8508 | N/A | N/A | N/A | Fail TRC
| Commercial | Nonequipment | Bi-Level Lighting Control (Exterior) | Schools K-12 | Existing | 0.30408 | 0.86686 | 2.8508 | N/A | N/A | N/A | Fail RIM | Commercial | Nonequipment | Bi-Level Lighting Control (Exterior) | Schools K-12 | Existing | 0.30408 | 0.86686 | 2.8508 | N/A | N/A | N/A | Fail TRC
| Commercial | Nonequipment | Bi-Level Lighting Control (Exterior) | Warehouse | Existing | 0.30408 | 0.86686 | 2.8508 | N/A | N/A | N/A | Fail RIM | Commercial | Nonequipment | Bi-Level Lighting Control (Exterior) | Warehouse | Existing | 0.30408 | 0.86686 | 2.8508 | N/A | N/A | N/A | Fail TRC
| Commercial | Nonequipment | Bi-Level Lighting Control (Exterior) | Assembly | New | 0.30408 | 0.86686 | 2.8508 | N/A | N/A | N/A | Fail RIM | Commercial | Nonequipment | Bi-Level Lighting Control (Exterior) | Assembly | New | 0.30408 | 0.86686 | 2.8508 | N/A | N/A | N/A | Fail TRC
| Commercial | Nonequipment | Bi-Level Lighting Control (Exterior) | College and University | New | 0.30408 | 0.86686 | 2.8508 | N/A | N/A | N/A | Fail RIM | Commercial | Nonequipment | Bi-Level Lighting Control (Exterior) | College and University | New | 0.30408 | 0.86686 | 2.8508 | N/A | N/A | N/A | Fail TRC
| Commercial | Nonequipment | Bi-Level Lighting Control (Exterior) | Grocery | New | 0.30408 | 0.86686 | 2.8508 | N/A | N/A | N/A | Fail RIM | Commercial | Nonequipment | Bi-Level Lighting Control (Exterior) | Grocery | New | 0.30408 | 0.86686 | 2.8508 | N/A | N/A | N/A | Fail TRC
| Commercial | Nonequipment | Bi-Level Lighting Control (Exterior) | Healthcare | New | 0.30408 | 0.86686 | 2.8508 | N/A | N/A | N/A | Fail RIM | Commercial | Nonequipment | Bi-Level Lighting Control (Exterior) | Healthcare | New | 0.30408 | 0.86686 | 2.8508 | N/A | N/A | N/A | Fail TRC
| Commercial | Nonequipment | Bi-Level Lighting Control (Exterior) | Hospitals | New | 0.30408 | 0.86686 | 2.8508 | N/A | N/A | N/A | Fail RIM | Commercial | Nonequipment | Bi-Level Lighting Control (Exterior) | Hospitals | New | 0.30408 | 0.86686 | 2.8508 | N/A | N/A | N/A | Fail TRC
| Commercial | Nonequipment | Bi-Level Lighting Control (Exterior) | Institutional | New | 0.30408 | 0.86686 | 2.8508 | N/A | N/A | N/A | Fail RIM | Commercial | Nonequipment | Bi-Level Lighting Control (Exterior) | Institutional | New | 0.30408 | 0.86686 | 2.8508 | N/A | N/A | N/A | Fail TRC
| Commercial | Nonequipment | Bi-Level Lighting Control (Exterior) | Lodging/Hospitality | New | 0.30408 | 0.86686 | 2.8508 | N/A | N/A | N/A | Fail RIM | Commercial | Nonequipment | Bi-Level Lighting Control (Exterior) | Lodging/Hospitality | New | 0.30408 | 0.86686 | 2.8508 | N/A | N/A | N/A | Fail TRC
| Commercial | Nonequipment | Bi-Level Lighting Control (Exterior) | Miscellaneous | New | 0.30408 | 0.86686 | 2.8508 | N/A | N/A | N/A | Fail RIM | Commercial | Nonequipment | Bi-Level Lighting Control (Exterior) | Miscellaneous | New | 0.30408 | 0.86686 | 2.8508 | N/A | N/A | N/A | Fail TRC
| Commercial | Nonequipment | Bi-Level Lighting Control (Exterior) | Offices | New | 0.30408 | 0.86686 | 2.8508 | N/A | N/A | N/A | Fail RIM | Commercial | Nonequipment | Bi-Level Lighting Control (Exterior) | Offices | New | 0.30408 | 0.86686 | 2.8508 | N/A | N/A | N/A | Fail TRC
| Commercial | Nonequipment | Bi-Level Lighting Control (Exterior) | Restaurants | New | 0.30408 | 0.86686 | 2.8508 | N/A | N/A | N/A | Fail RIM | Commercial | Nonequipment | Bi-Level Lighting Control (Exterior) | Restaurants | New | 0.30408 | 0.86686 | 2.8508 | N/A | N/A | N/A | Fail TRC
| Commercial | Nonequipment | Bi-Level Lighting Control (Exterior) | Retail | New | 0.30408 | 0.86686 | 2.8508 | N/A | N/A | N/A | Fail RIM | Commercial | Nonequipment | Bi-Level Lighting Control (Exterior) | Retail | New | 0.30408 | 0.86686 | 2.8508 | N/A | N/A | N/A | Fail TRC
| Commercial | Nonequipment | Bi-Level Lighting Control (Exterior) | Schools K-12 | New | 0.30408 | 0.86686 | 2.8508 | N/A | N/A | N/A | Fail RIM | Commercial | Nonequipment | Bi-Level Lighting Control (Exterior) | Schools K-12 | New | 0.30408 | 0.86686 | 2.8508 | N/A | N/A | N/A | Fail TRC
| Commercial | Nonequipment | Bi-Level Lighting Control (Exterior) | Warehouse | New | 0.30408 | 0.86686 | 2.8508 | N/A | N/A | N/A | Fail RIM | Commercial | Nonequipment | Bi-Level Lighting Control (Exterior) | Warehouse | New | 0.30408 | 0.86686 | 2.8508 | N/A | N/A | N/A | Fail TRC
| Commercial | Nonequipment | Outdoor Lighting Controls | Assembly | Existing | 0.29633 | 0.98462 | 3.3228 | N/A | N/A | N/A | Fail RIM | Commercial | Nonequipment | Outdoor Lighting Controls | Assembly | Existing | 0.29633 | 0.98462 | 3.3228 | N/A | N/A | N/A | Fail TRC
| Commercial | Nonequipment | Outdoor Lighting Controls | College and University | Existing | 0.29633 | 0.98462 | 3.3228 | N/A | N/A | N/A | Fail RIM | Commercial | Nonequipment | Outdoor Lighting Controls | College and University | Existing | 0.29633 | 0.98462 | 3.3228 | N/A | N/A | N/A | Fail TRC
| Commercial | Nonequipment | Outdoor Lighting Controls | Grocery | Existing | 0.29633 | 0.98462 | 3.3228 | N/A | N/A | N/A | Fail RIM | Commercial | Nonequipment | Outdoor Lighting Controls | Grocery | Existing | 0.29633 | 0.98462 | 3.3228 | N/A | N/A | N/A | Fail TRC
| Commercial | Nonequipment | Outdoor Lighting Controls | Healthcare | Existing | 0.29633 | 0.98462 | 3.3228 | N/A | N/A | N/A | Fail RIM | Commercial | Nonequipment | Outdoor Lighting Controls | Healthcare | Existing | 0.29633 | 0.98462 | 3.3228 | N/A | N/A | N/A | Fail TRC
| Commercial | Nonequipment | Outdoor Lighting Controls | Hospitals | Existing | 0.29633 | 0.98462 | 3.3228 | N/A | N/A | N/A | Fail RIM | Commercial | Nonequipment | Outdoor Lighting Controls | Hospitals | Existing | 0.29633 | 0.98462 | 3.3228 | N/A | N/A | N/A | Fail TRC
| Commercial | Nonequipment | Outdoor Lighting Controls | Institutional | Existing | 0.29633 | 0.98462 | 3.3228 | N/A | N/A | N/A | Fail RIM | Commercial | Nonequipment | Outdoor Lighting Controls | Institutional | Existing | 0.29633 | 0.98462 | 3.3228 | N/A | N/A | N/A | Fail TRC
| Commercial | Nonequipment | Outdoor Lighting Controls | Lodging/Hospitality | Existing | 0.29633 | 0.98462 | 3.3228 | N/A | N/A | N/A | Fail RIM | Commercial | Nonequipment | Outdoor Lighting Controls | Lodging/Hospitality | Existing | 0.29633 | 0.98462 | 3.3228 | N/A | N/A | N/A | Fail TRC
| Commercial | Nonequipment | Outdoor Lighting Controls | Miscellaneous | Existing | 0.29633 | 0.98462 | 3.3228 | N/A | N/A | N/A | Fail RIM | Commercial | Nonequipment | Outdoor Lighting Controls | Miscellaneous | Existing | 0.29633 | 0.98462 | 3.3228 | N/A | N/A | N/A | Fail TRC
| Commercial | Nonequipment | Outdoor Lighting Controls | Offices | Existing | 0.29633 | 0.98462 | 3.3228 | N/A | N/A | N/A | Fail RIM | Commercial | Nonequipment | Outdoor Lighting Controls | Offices | Existing | 0.29633 | 0.98462 | 3.3228 | N/A | N/A | N/A | Fail TRC
| Commercial | Nonequipment | Outdoor Lighting Controls | Restaurants | Existing | 0.29633 | 0.98462 | 3.3228 | N/A | N/A | N/A | Fail RIM | Commercial | Nonequipment | Outdoor Lighting Controls | Restaurants | Existing | 0.29633 | 0.98462 | 3.3228 | N/A | N/A | N/A | Fail TRC
| Commercial | Nonequipment | Outdoor Lighting Controls | Retail | Existing | 0.29633 | 0.98462 | 3.3228 | N/A | N/A | N/A | Fail RIM | Commercial | Nonequipment | Outdoor Lighting Controls | Retail | Existing | 0.29633 | 0.98462 | 3.3228 | N/A | N/A | N/A | Fail TRC
| Commercial | Nonequipment | Outdoor Lighting Controls | Schools K-12 | Existing | 0.29633 | 0.98462 | 3.3228 | N/A | N/A | N/A | Fail RIM | Commercial | Nonequipment | Outdoor Lighting Controls | Schools K-12 | Existing | 0.29633 | 0.98462 | 3.3228 | N/A | N/A | N/A | Fail TRC
| Commercial | Nonequipment | Outdoor Lighting Controls | Warehouse | Existing | 0.29633 | 0.98462 | 3.3228 | N/A | N/A | N/A | Fail RIM | Commercial | Nonequipment | Outdoor Lighting Controls | Warehouse | Existing | 0.29633 | 0.98462 | 3.3228 | N/A | N/A | N/A | Fail TRC
| Commercial | Nonequipment | Outdoor Lighting Controls | Assembly | New | 0.29633 | 0.98462 | 3.3228 | N/A | N/A | N/A | Fail RIM | Commercial | Nonequipment | Outdoor Lighting Controls | Assembly | New | 0.29633 | 0.98462 | 3.3228 | N/A | N/A | N/A | Fail TRC
| Commercial | Nonequipment | Outdoor Lighting Controls | College and University | New | 0.29633 | 0.98462 | 3.3228 | N/A | N/A | N/A | Fail RIM | Commercial | Nonequipment | Outdoor Lighting Controls | College and University | New | 0.29633 | 0.98462 | 3.3228 | N/A | N/A | N/A | Fail TRC
| Commercial | Nonequipment | Outdoor Lighting Controls | Grocery | New | 0.29633 | 0.98462 | 3.3228 | N/A | N/A | N/A | Fail RIM | Commercial | Nonequipment | Outdoor Lighting Controls | Grocery | New | 0.29633 | 0.98462 | 3.3228 | N/A | N/A | N/A | Fail TRC
| Commercial | Nonequipment | Outdoor Lighting Controls | Healthcare | New | 0.29633 | 0.98462 | 3.3228 | N/A | N/A | N/A | Fail RIM | Commercial | Nonequipment | Outdoor Lighting Controls | Healthcare | New | 0.29633 | 0.98462 | 3.3228 | N/A | N/A | N/A | Fail TRC
| Commercial | Nonequipment | Outdoor Lighting Controls | Hospitals | New | 0.29633 | 0.98462 | 3.3228 | N/A | N/A | N/A | Fail RIM | Commercial | Nonequipment | Outdoor Lighting Controls | Hospitals | New | 0.29633 | 0.98462 | 3.3228 | N/A | N/A | N/A | Fail TRC
| Commercial | Nonequipment | Outdoor Lighting Controls | Institutional | New | 0.29633 | 0.98462 | 3.3228 | N/A | N/A | N/A | Fail RIM | Commercial | Nonequipment | Outdoor Lighting Controls | Institutional | New | 0.29633 | 0.98462 | 3.3228 | N/A | N/A | N/A | Fail TRC
| Commercial | Nonequipment | Outdoor Lighting Controls | Lodging/Hospitality | New | 0.29633 | 0.98462 | 3.3228 | N/A | N/A | N/A | Fail RIM | Commercial | Nonequipment | Outdoor Lighting Controls | Lodging/Hospitality | New | 0.29633 | 0.98462 | 3.3228 | N/A | N/A | N/A | Fail TRC
| Commercial | Nonequipment | Outdoor Lighting Controls | Miscellaneous | New | 0.29633 | 0.98462 | 3.3228 | N/A | N/A | N/A | Fail RIM | Commercial | Nonequipment | Outdoor Lighting Controls | Miscellaneous | New | 0.29633 | 0.98462 | 3.3228 | N/A | N/A | N/A | Fail TRC
| Commercial | Nonequipment | Outdoor Lighting Controls | Offices | New | 0.29633 | 0.98462 | 3.3228 | N/A | N/A | N/A | Fail RIM | Commercial | Nonequipment | Outdoor Lighting Controls | Offices | New | 0.29633 | 0.98462 | 3.3228 | N/A | N/A | N/A | Fail TRC
| Commercial | Nonequipment | Outdoor Lighting Controls | Restaurants | New | 0.29633 | 0.98462 | 3.3228 | N/A | N/A | N/A | Fail RIM | Commercial | Nonequipment | Outdoor Lighting Controls | Restaurants | New | 0.29633 | 0.98462 | 3.3228 | N/A | N/A | N/A | Fail TRC
| Commercial | Nonequipment | Outdoor Lighting Controls | Retail | New | 0.29633 | 0.98462 | 3.3228 | N/A | N/A | N/A | Fail RIM | Commercial | Nonequipment | Outdoor Lighting Controls | Retail | New | 0.29633 | 0.98462 | 3.3228 | N/A | N/A | N/A | Fail TRC
| Commercial | Nonequipment | Outdoor Lighting Controls | Schools K-12 | New | 0.29633 | 0.98462 | 3.3228 | N/A | N/A | N/A | Fail RIM | Commercial | Nonequipment | Outdoor Lighting Controls | Schools K-12 | New | 0.29633 | 0.98462 | 3.3228 | N/A | N/A | N/A | Fail TRC
| Commercial | Nonequipment | Outdoor Lighting Controls | Warehouse | New | 0.29633 | 0.98462 | 3.3228 | N/A | N/A | N/A | Fail RIM | Commercial | Nonequipment | Outdoor Lighting Controls | Warehouse | New | 0.29633 | 0.98462 | 3.3228 | N/A | N/A | N/A | Fail TRC
| Commercial | Nonequipment | Air Curtains | Assembly | Existing | 0.34237 | 0.0059642 | 0.017421 | N/A | N/A | N/A | Fail RIM | Commercial | Nonequipment | Air Curtains | Assembly | Existing | 0.34237 | 0.0059642 | 0.017421 | N/A | N/A | N/A | Fail TRC
| Commercial | Nonequipment | Air Curtains | College and University | Existing | 0.3485 | 0.0060665 | 0.017408 | N/A | N/A | N/A | Fail RIM | Commercial | Nonequipment | Air Curtains | College and University | Existing | 0.3485 | 0.0060665 | 0.017408 | N/A | N/A | N/A | Fail TRC
| Commercial | Nonequipment | Air Curtains | Grocery | Existing | 0.34237 | 0.0059642 | 0.017421 | N/A | N/A | N/A | Fail RIM | Commercial | Nonequipment | Air Curtains | Grocery | Existing | 0.34237 | 0.0059642 | 0.017421 | N/A | N/A | N/A | Fail TRC
| Commercial | Nonequipment | Air Curtains | Healthcare | Existing | 0.3485 | 0.0060665 | 0.017408 | N/A | N/A | N/A | Fail RIM | Commercial | Nonequipment | Air Curtains | Healthcare | Existing | 0.3485 | 0.0060665 | 0.017408 | N/A | N/A | N/A | Fail TRC
| Commercial | Nonequipment | Air Curtains | Hospitals | Existing | 0.3485 | 0.0060665 | 0.017408 | N/A | N/A | N/A | Fail RIM | Commercial | Nonequipment | Air Curtains | Hospitals | Existing | 0.3485 | 0.0060665 | 0.017408 | N/A | N/A | N/A | Fail TRC
| Commercial | Nonequipment | Air Curtains | Institutional | Existing | 0.34237 | 0.0059642 | 0.017421 | N/A | N/A | N/A | Fail RIM | Commercial | Nonequipment | Air Curtains | Institutional | Existing | 0.34237 | 0.0059642 | 0.017421 | N/A | N/A | N/A | Fail TRC
| Commercial | Nonequipment | Air Curtains | Lodging/Hospitality | Existing | 0.3485 | 0.0060665 | 0.017408 | N/A | N/A | N/A | Fail RIM | Commercial | Nonequipment | Air Curtains | Lodging/Hospitality | Existing | 0.3485 | 0.0060665 | 0.017408 | N/A | N/A | N/A | Fail TRC
| Commercial | Nonequipment | Air Curtains | Miscellaneous | Existing | 0.34237 | 0.0059642 | 0.017421 | N/A | N/A | N/A | Fail RIM | Commercial | Nonequipment | Air Curtains | Miscellaneous | Existing | 0.34237 | 0.0059642 | 0.017421 | N/A | N/A | N/A | Fail TRC
| Commercial | Nonequipment | Air Curtains | Offices | Existing | 0.34237 | 0.0059642 | 0.017421 | N/A | N/A | N/A | Fail RIM | Commercial | Nonequipment | Air Curtains | Offices | Existing | 0.34237 | 0.0059642 | 0.017421 | N/A | N/A | N/A | Fail TRC
| Commercial | Nonequipment | Air Curtains | Restaurants | Existing | 0.3485 | 0.0060665 | 0.017408 | N/A | N/A | N/A | Fail RIM | Commercial | Nonequipment | Air Curtains | Restaurants | Existing | 0.3485 | 0.0060665 | 0.017408 | N/A | N/A | N/A | Fail TRC
| Commercial | Nonequipment | Air Curtains | Retail | Existing | 0.34237 | 0.0059642 | 0.017421 | N/A | N/A | N/A | Fail RIM | Commercial | Nonequipment | Air Curtains | Retail | Existing | 0.34237 | 0.0059642 | 0.017421 | N/A | N/A | N/A | Fail TRC
| Commercial | Nonequipment | Air Curtains | Schools K-12 | Existing | 0.3485 | 0.0060665 | 0.017408 | N/A | N/A | N/A | Fail RIM | Commercial | Nonequipment | Air Curtains | Schools K-12 | Existing | 0.3485 | 0.0060665 | 0.017408 | N/A | N/A | N/A | Fail TRC
| Commercial | Nonequipment | Air Curtains | Warehouse | Existing | 0.34237 | 0.0059642 | 0.017421 | N/A | N/A | N/A | Fail RIM | Commercial | Nonequipment | Air Curtains | Warehouse | Existing | 0.34237 | 0.0059642 | 0.017421 | N/A | N/A | N/A | Fail TRC
| Commercial | Nonequipment | Air Curtains | Assembly | New | 0.34237 | 0.0059642 | 0.017421 | N/A | N/A | N/A | Fail RIM | Commercial | Nonequipment | Air Curtains | Assembly | New | 0.34237 | 0.0059642 | 0.017421 | N/A | N/A | N/A | Fail TRC
| Commercial | Nonequipment | Air Curtains | College and University | New | 0.3485 | 0.0060665 | 0.017408 | N/A | N/A | N/A | Fail RIM | Commercial | Nonequipment | Air Curtains | College and University | New | 0.3485 | 0.0060665 | 0.017408 | N/A | N/A | N/A | Fail TRC
| Commercial | Nonequipment | Air Curtains | Grocery | New | 0.34237 | 0.0059642 | 0.017421 | N/A | N/A | N/A | Fail RIM | Commercial | Nonequipment | Air Curtains | Grocery | New | 0.34237 | 0.0059642 | 0.017421 | N/A | N/A | N/A | Fail TRC
| Commercial | Nonequipment | Air Curtains | Healthcare | New | 0.3485 | 0.0060665 | 0.017408 | N/A | N/A | N/A | Fail RIM | Commercial | Nonequipment | Air Curtains | Healthcare | New | 0.3485 | 0.0060665 | 0.017408 | N/A | N/A | N/A | Fail TRC
| Commercial | Nonequipment | Air Curtains | Hospitals | New | 0.3485 | 0.0060665 | 0.017408 | N/A | N/A | N/A | Fail RIM | Commercial | Nonequipment | Air Curtains | Hospitals | New | 0.3485 | 0.0060665 | 0.017408 | N/A | N/A | N/A | Fail TRC
| Commercial | Nonequipment | Air Curtains | Institutional | New | 0.34237 | 0.0059642 | 0.017421 | N/A | N/A | N/A | Fail RIM | Commercial | Nonequipment | Air Curtains | Institutional | New | 0.34237 | 0.0059642 | 0.017421 | N/A | N/A | N/A | Fail TRC
| Commercial | Nonequipment | Air Curtains | Lodging/Hospitality | New | 0.3485 | 0.0060665 | 0.017408 | N/A | N/A | N/A | Fail RIM | Commercial | Nonequipment | Air Curtains | Lodging/Hospitality | New | 0.3485 | 0.0060665 | 0.017408 | N/A | N/A | N/A | Fail TRC
| Commercial | Nonequipment | Air Curtains | Miscellaneous | New | 0.34237 | 0.0059642 | 0.017421 | N/A | N/A | N/A | Fail RIM | Commercial | Nonequipment | Air Curtains | Miscellaneous | New | 0.34237 | 0.0059642 | 0.017421 | N/A | N/A | N/A | Fail TRC
| Commercial | Nonequipment | Air Curtains | Offices | New | 0.34237 | 0.0059642 | 0.017421 | N/A | N/A | N/A | Fail RIM | Commercial | Nonequipment | Air Curtains | Offices | New | 0.34237 | 0.0059642 | 0.017421 | N/A | N/A | N/A | Fail TRC
| Commercial | Nonequipment | Air Curtains | Restaurants | New | 0.3485 | 0.0060665 | 0.017408 | N/A | N/A | N/A | Fail RIM | Commercial | Nonequipment | Air Curtains | Restaurants | New | 0.3485 | 0.0060665 | 0.017408 | N/A | N/A | N/A | Fail TRC
| Commercial | Nonequipment | Air Curtains | Retail | New | 0.34237 | 0.0059642 | 0.017421 | N/A | N/A | N/A | Fail RIM | Commercial | Nonequipment | Air Curtains | Retail | New | 0.34237 | 0.0059642 | 0.017421 | N/A | N/A | N/A | Fail TRC
| Commercial | Nonequipment | Air Curtains | Schools K-12 | New | 0.3485 | 0.0060665 | 0.017408 | N/A | N/A | N/A | Fail RIM | Commercial | Nonequipment | Air Curtains | Schools K-12 | New | 0.3485 | 0.0060665 | 0.017408 | N/A | N/A | N/A | Fail TRC
| Commercial | Nonequipment | Air Curtains | Warehouse | New | 0.34237 | 0.0059642 | 0.017421 | N/A | N/A | N/A | Fail RIM | Commercial | Nonequipment | Air Curtains | Warehouse | New | 0.34237 | 0.0059642 | 0.017421 | N/A | N/A | N/A | Fail TRC
| Commercial | Nonequipment | Airside Economizer | Assembly | Existing | 0.30878 | 11.1418 | 36.0835 | N/A | N/A | N/A | Fail RIM | Commercial | Nonequipment | Airside Economizer | Assembly | Existing | 0.30878 | 11.1418 | 36.0835 | N/A | N/A | N/A | Fail 2-year Threshold
| Commercial | Nonequipment | Airside Economizer | College and University | Existing | 0.32068 | 11.6222 | 36.242 | N/A | N/A | N/A | Fail RIM | Commercial | Nonequipment | Airside Economizer | College and University | Existing | 0.32068 | 11.6222 | 36.242 | N/A | N/A | N/A | Fail 2-year Threshold
| Commercial | Nonequipment | Airside Economizer | Grocery | Existing | 0.25836 | 9.3141 | 36.051 | N/A | N/A | N/A | Fail RIM | Commercial | Nonequipment | Airside Economizer | Grocery | Existing | 0.25836 | 9.3141 | 36.051 | N/A | N/A | N/A | Fail 2-year Threshold
| Commercial | Nonequipment | Airside Economizer | Healthcare | Existing | 0.30878 | 11.1418 | 36.0835 | N/A | N/A | N/A | Fail RIM | Commercial | Nonequipment | Airside Economizer | Healthcare | Existing | 0.30878 | 11.1418 | 36.0835 | N/A | N/A | N/A | Fail 2-year Threshold
| Commercial | Nonequipment | Airside Economizer | Hospitals | Existing | 0.32068 | 11.6222 | 36.242 | N/A | N/A | N/A | Fail RIM | Commercial | Nonequipment | Airside Economizer | Hospitals | Existing | 0.32068 | 11.6222 | 36.242 | N/A | N/A | N/A | Fail 2-year Threshold
| Commercial | Nonequipment | Airside Economizer | Institutional | Existing | 0.30878 | 11.1418 | 36.0835 | N/A | N/A | N/A | Fail RIM | Commercial | Nonequipment | Airside Economizer | Institutional | Existing | 0.30878 | 11.1418 | 36.0835 | N/A | N/A | N/A | Fail 2-year Threshold
| Commercial | Nonequipment | Airside Economizer | Lodging/Hospitality | Existing | 0.25836 | 9.3141 | 36.051 | N/A | N/A | N/A | Fail RIM | Commercial | Nonequipment | Airside Economizer | Lodging/Hospitality | Existing | 0.25836 | 9.3141 | 36.051 | N/A | N/A | N/A | Fail 2-year Threshold
| Commercial | Nonequipment | Airside Economizer | Miscellaneous | Existing | 0.30878 | 11.1418 | 36.0835 | N/A | N/A | N/A | Fail RIM | Commercial | Nonequipment | Airside Economizer | Miscellaneous | Existing | 0.30878 | 11.1418 | 36.0835 | N/A | N/A | N/A | Fail 2-year Threshold
| Commercial | Nonequipment | Airside Economizer | Offices | Existing | 0.30878 | 11.1418 | 36.0835 | N/A | N/A | N/A | Fail RIM | Commercial | Nonequipment | Airside Economizer | Offices | Existing | 0.30878 | 11.1418 | 36.0835 | N/A | N/A | N/A | Fail 2-year Threshold
| Commercial | Nonequipment | Airside Economizer | Restaurants | Existing | 0.25836 | 9.3141 | 36.051 | N/A | N/A | N/A | Fail RIM | Commercial | Nonequipment | Airside Economizer | Restaurants | Existing | 0.25836 | 9.3141 | 36.051 | N/A | N/A | N/A | Fail 2-year Threshold
| Commercial | Nonequipment | Airside Economizer | Retail | Existing | 0.25836 | 9.3141 | 36.051 | N/A | N/A | N/A | Fail RIM | Commercial | Nonequipment | Airside Economizer | Retail | Existing | 0.25836 | 9.3141 | 36.051 | N/A | N/A | N/A | Fail 2-year Threshold
| Commercial | Nonequipment | Airside Economizer | Schools K-12 | Existing | 0.30878 | 11.1418 | 36.0835 | N/A | N/A | N/A | Fail RIM | Commercial | Nonequipment | Airside Economizer | Schools K-12 | Existing | 0.30878 | 11.1418 | 36.0835 | N/A | N/A | N/A | Fail 2-year Threshold
| Commercial | Nonequipment | Airside Economizer | Warehouse | Existing | 0.30878 | 11.1418 | 36.0835 | N/A | N/A | N/A | Fail RIM | Commercial | Nonequipment | Airside Economizer | Warehouse | Existing | 0.30878 | 11.1418 | 36.0835 | N/A | N/A | N/A | Fail 2-year Threshold
| Commercial | Nonequipment | Airside Economizer | Assembly | New | 0.30878 | 11.1418 | 36.0835 | N/A | N/A | N/A | Fail RIM | Commercial | Nonequipment | Airside Economizer | Assembly | New | 0.30878 | 11.1418 | 36.0835 | N/A | N/A | N/A | Fail 2-year Threshold
| Commercial | Nonequipment | Airside Economizer | College and University | New | 0.32068 | 11.6222 | 36.242 | N/A | N/A | N/A | Fail RIM | Commercial | Nonequipment | Airside Economizer | College and University | New | 0.32068 | 11.6222 | 36.242 | N/A | N/A | N/A | Fail 2-year Threshold
| Commercial | Nonequipment | Airside Economizer | Grocery | New | 0.25836 | 9.3141 | 36.051 | N/A | N/A | N/A | Fail RIM | Commercial | Nonequipment | Airside Economizer | Grocery | New | 0.25836 | 9.3141 | 36.051 | N/A | N/A | N/A | Fail 2-year Threshold
| Commercial | Nonequipment | Airside Economizer | Healthcare | New | 0.30878 | 11.1418 | 36.0835 | N/A | N/A | N/A | Fail RIM | Commercial | Nonequipment | Airside Economizer | Healthcare | New | 0.30878 | 11.1418 | 36.0835 | N/A | N/A | N/A | Fail 2-year Threshold
| Commercial | Nonequipment | Airside Economizer | Hospitals | New | 0.32068 | 11.6222 | 36.242 | N/A | N/A | N/A | Fail RIM | Commercial | Nonequipment | Airside Economizer | Hospitals | New | 0.32068 | 11.6222 | 36.242 | N/A | N/A | N/A | Fail 2-year Threshold
| Commercial | Nonequipment | Airside Economizer | Institutional | New | 0.30878 | 11.1418 | 36.0835 | N/A | N/A | N/A | Fail RIM | Commercial | Nonequipment | Airside Economizer | Institutional | New | 0.30878 | 11.1418 | 36.0835 | N/A | N/A | N/A | Fail 2-year Threshold
| Commercial | Nonequipment | Airside Economizer | Lodging/Hospitality | New | 0.25836 | 9.3141 | 36.051 | N/A | N/A | N/A | Fail RIM | Commercial | Nonequipment | Airside Economizer | Lodging/Hospitality | New | 0.25836 | 9.3141 | 36.051 | N/A | N/A | N/A | Fail 2-year Threshold
| Commercial | Nonequipment | Airside Economizer | Miscellaneous | New | 0.30878 | 11.1418 | 36.0835 | N/A | N/A | N/A | Fail RIM | Commercial | Nonequipment | Airside Economizer | Miscellaneous | New | 0.30878 | 11.1418 | 36.0835 | N/A | N/A | N/A | Fail 2-year Threshold
| Commercial | Nonequipment | Airside Economizer | Offices | New | 0.30878 | 11.1418 | 36.0835 | N/A | N/A | N/A | Fail RIM | Commercial | Nonequipment | Airside Economizer | Offices | New | 0.30878 | 11.1418 | 36.0835 | N/A | N/A | N/A | Fail 2-year Threshold
| Commercial | Nonequipment | Airside Economizer | Restaurants | New | 0.25836 | 9.3141 | 36.051 | N/A | N/A | N/A | Fail RIM | Commercial | Nonequipment | Airside Economizer | Restaurants | New | 0.25836 | 9.3141 | 36.051 | N/A | N/A | N/A | Fail 2-year Threshold
| Commercial | Nonequipment | Airside Economizer | Retail | New | 0.25836 | 9.3141 | 36.051 | N/A | N/A | N/A | Fail RIM | Commercial | Nonequipment | Airside Economizer | Retail | New | 0.25836 | 9.3141 | 36.051 | N/A | N/A | N/A | Fail 2-year Threshold
| Commercial | Nonequipment | Airside Economizer | Schools K-12 | New | 0.30878 | 11.1418 | 36.0835 | N/A | N/A | N/A | Fail RIM | Commercial | Nonequipment | Airside Economizer | Schools K-12 | New | 0.30878 | 11.1418 | 36.0835 | N/A | N/A | N/A | Fail 2-year Threshold
| Commercial | Nonequipment | Airside Economizer | Warehouse | New | 0.30878 | 11.1418 | 36.0835 | N/A | N/A | N/A | Fail RIM | Commercial | Nonequipment | Airside Economizer | Warehouse | New | 0.30878 | 11.1418 | 36.0835 | N/A | N/A | N/A | Fail 2-year Threshold
| Commercial | Nonequipment | Ceiling Insulation(R12 to R38) | Assembly | Existing | 0.32445 | 0.18049 | 0.55631 | N/A | N/A | N/A | Fail RIM | Commercial | Nonequipment | Ceiling Insulation(R12 to R38) | Assembly | Existing | 0.32445 | 0.18049 | 0.55631 | N/A | N/A | N/A | Fail TRC
| Commercial | Nonequipment | Ceiling Insulation(R12 to R38) | College and University | Existing | 0.39962 | 0.2267 | 0.56729 | N/A | N/A | N/A | Fail RIM | Commercial | Nonequipment | Ceiling Insulation(R12 to R38) | College and University | Existing | 0.39962 | 0.2267 | 0.56729 | N/A | N/A | N/A | Fail TRC
| Commercial | Nonequipment | Ceiling Insulation(R12 to R38) | Grocery | Existing | 0.35675 | 0.20029 | 0.56144 | N/A | N/A | N/A | Fail RIM | Commercial | Nonequipment | Ceiling Insulation(R12 to R38) | Grocery | Existing | 0.35675 | 0.20029 | 0.56144 | N/A | N/A | N/A | Fail TRC
| Commercial | Nonequipment | Ceiling Insulation(R12 to R38) | Healthcare | Existing | 0.32445 | 0.18049 | 0.55631 | N/A | N/A | N/A | Fail RIM | Commercial | Nonequipment | Ceiling Insulation(R12 to R38) | Healthcare | Existing | 0.32445 | 0.18049 | 0.55631 | N/A | N/A | N/A | Fail TRC
| Commercial | Nonequipment | Ceiling Insulation(R12 to R38) | Hospitals | Existing | 0.39962 | 0.2267 | 0.56729 | N/A | N/A | N/A | Fail RIM | Commercial | Nonequipment | Ceiling Insulation(R12 to R38) | Hospitals | Existing | 0.39962 | 0.2267 | 0.56729 | N/A | N/A | N/A | Fail TRC
| Commercial | Nonequipment | Ceiling Insulation(R12 to R38) | Institutional | Existing | 0.32445 | 0.18049 | 0.55631 | N/A | N/A | N/A | Fail RIM | Commercial | Nonequipment | Ceiling Insulation(R12 to R38) | Institutional | Existing | 0.32445 | 0.18049 | 0.55631 | N/A | N/A | N/A | Fail TRC
| Commercial | Nonequipment | Ceiling Insulation(R12 to R38) | Lodging/Hospitality | Existing | 0.39962 | 0.2267 | 0.56729 | N/A | N/A | N/A | Fail RIM | Commercial | Nonequipment | Ceiling Insulation(R12 to R38) | Lodging/Hospitality | Existing | 0.39962 | 0.2267 | 0.56729 | N/A | N/A | N/A | Fail TRC
| Commercial | Nonequipment | Ceiling Insulation(R12 to R38) | Miscellaneous | Existing | 0.32445 | 0.18049 | 0.55631 | N/A | N/A | N/A | Fail RIM | Commercial | Nonequipment | Ceiling Insulation(R12 to R38) | Miscellaneous | Existing | 0.32445 | 0.18049 | 0.55631 | N/A | N/A | N/A | Fail TRC
| Commercial | Nonequipment | Ceiling Insulation(R12 to R38) | Offices | Existing | 0.32445 | 0.18049 | 0.55631 | N/A | N/A | N/A | Fail RIM | Commercial | Nonequipment | Ceiling Insulation(R12 to R38) | Offices | Existing | 0.32445 | 0.18049 | 0.55631 | N/A | N/A | N/A | Fail TRC
| Commercial | Nonequipment | Ceiling Insulation(R12 to R38) | Restaurants | Existing | 0.35675 | 0.20029 | 0.56144 | N/A | N/A | N/A | Fail RIM | Commercial | Nonequipment | Ceiling Insulation(R12 to R38) | Restaurants | Existing | 0.35675 | 0.20029 | 0.56144 | N/A | N/A | N/A | Fail TRC
| Commercial | Nonequipment | Ceiling Insulation(R12 to R38) | Retail | Existing | 0.35675 | 0.20029 | 0.56144 | N/A | N/A | N/A | Fail RIM | Commercial | Nonequipment | Ceiling Insulation(R12 to R38) | Retail | Existing | 0.35675 | 0.20029 | 0.56144 | N/A | N/A | N/A | Fail TRC
| Commercial | Nonequipment | Ceiling Insulation(R12 to R38) | Schools K-12 | Existing | 0.32445 | 0.18049 | 0.55631 | N/A | N/A | N/A | Fail RIM | Commercial | Nonequipment | Ceiling Insulation(R12 to R38) | Schools K-12 | Existing | 0.32445 | 0.18049 | 0.55631 | N/A | N/A | N/A | Fail TRC
| Commercial | Nonequipment | Ceiling Insulation(R12 to R38) | Warehouse | Existing | 0.34477 | 0.19269 | 0.55891 | N/A | N/A | N/A | Fail RIM | Commercial | Nonequipment | Ceiling Insulation(R12 to R38) | Warehouse | Existing | 0.34477 | 0.19269 | 0.55891 | N/A | N/A | N/A | Fail TRC
| Commercial | Nonequipment | Ceiling Insulation(R12 to R38) | Assembly | New | 0.32445 | 0.17772 | 0.54777 | N/A | N/A | N/A | Fail RIM | Commercial | Nonequipment | Ceiling Insulation(R12 to R38) | Assembly | New | 0.32445 | 0.17772 | 0.54777 | N/A | N/A | N/A | Fail TRC
| Commercial | Nonequipment | Ceiling Insulation(R12 to R38) | College and University | New | 0.39962 | 0.22322 | 0.55858 | N/A | N/A | N/A | Fail RIM | Commercial | Nonequipment | Ceiling Insulation(R12 to R38) | College and University | New | 0.39962 | 0.22322 | 0.55858 | N/A | N/A | N/A | Fail TRC
| Commercial | Nonequipment | Ceiling Insulation(R12 to R38) | Grocery | New | 0.35675 | 0.19722 | 0.55282 | N/A | N/A | N/A | Fail RIM | Commercial | Nonequipment | Ceiling Insulation(R12 to R38) | Grocery | New | 0.35675 | 0.19722 | 0.55282 | N/A | N/A | N/A | Fail TRC
| Commercial | Nonequipment | Ceiling Insulation(R12 to R38) | Healthcare | New | 0.32445 | 0.17772 | 0.54777 | N/A | N/A | N/A | Fail RIM | Commercial | Nonequipment | Ceiling Insulation(R12 to R38) | Healthcare | New | 0.32445 | 0.17772 | 0.54777 | N/A | N/A | N/A | Fail TRC
| Commercial | Nonequipment | Ceiling Insulation(R12 to R38) | Hospitals | New | 0.39962 | 0.22322 | 0.55858 | N/A | N/A | N/A | Fail RIM | Commercial | Nonequipment | Ceiling Insulation(R12 to R38) | Hospitals | New | 0.39962 | 0.22322 | 0.55858 | N/A | N/A | N/A | Fail TRC
| Commercial | Nonequipment | Ceiling Insulation(R12 to R38) | Institutional | New | 0.32445 | 0.17772 | 0.54777 | N/A | N/A | N/A | Fail RIM | Commercial | Nonequipment | Ceiling Insulation(R12 to R38) | Institutional | New | 0.32445 | 0.17772 | 0.54777 | N/A | N/A | N/A | Fail TRC
| Commercial | Nonequipment | Ceiling Insulation(R12 to R38) | Lodging/Hospitality | New | 0.39962 | 0.22322 | 0.55858 | N/A | N/A | N/A | Fail RIM | Commercial | Nonequipment | Ceiling Insulation(R12 to R38) | Lodging/Hospitality | New | 0.39962 | 0.22322 | 0.55858 | N/A | N/A | N/A | Fail TRC
| Commercial | Nonequipment | Ceiling Insulation(R12 to R38) | Miscellaneous | New | 0.32445 | 0.17772 | 0.54777 | N/A | N/A | N/A | Fail RIM | Commercial | Nonequipment | Ceiling Insulation(R12 to R38) | Miscellaneous | New | 0.32445 | 0.17772 | 0.54777 | N/A | N/A | N/A | Fail TRC
| Commercial | Nonequipment | Ceiling Insulation(R12 to R38) | Offices | New | 0.32445 | 0.17772 | 0.54777 | N/A | N/A | N/A | Fail RIM | Commercial | Nonequipment | Ceiling Insulation(R12 to R38) | Offices | New | 0.32445 | 0.17772 | 0.54777 | N/A | N/A | N/A | Fail TRC
| Commercial | Nonequipment | Ceiling Insulation(R12 to R38) | Restaurants | New | 0.35675 | 0.19722 | 0.55282 | N/A | N/A | N/A | Fail RIM | Commercial | Nonequipment | Ceiling Insulation(R12 to R38) | Restaurants | New | 0.35675 | 0.19722 | 0.55282 | N/A | N/A | N/A | Fail TRC
| Commercial | Nonequipment | Ceiling Insulation(R12 to R38) | Retail | New | 0.35675 | 0.19722 | 0.55282 | N/A | N/A | N/A | Fail RIM | Commercial | Nonequipment | Ceiling Insulation(R12 to R38) | Retail | New | 0.35675 | 0.19722 | 0.55282 | N/A | N/A | N/A | Fail TRC
| Commercial | Nonequipment | Ceiling Insulation(R12 to R38) | Schools K-12 | New | 0.32445 | 0.17772 | 0.54777 | N/A | N/A | N/A | Fail RIM | Commercial | Nonequipment | Ceiling Insulation(R12 to R38) | Schools K-12 | New | 0.32445 | 0.17772 | 0.54777 | N/A | N/A | N/A | Fail TRC
| Commercial | Nonequipment | Ceiling Insulation(R12 to R38) | Warehouse | New | 0.34477 | 0.18974 | 0.55033 | N/A | N/A | N/A | Fail RIM | Commercial | Nonequipment | Ceiling Insulation(R12 to R38) | Warehouse | New | 0.34477 | 0.18974 | 0.55033 | N/A | N/A | N/A | Fail TRC
| Commercial | Nonequipment | Ceiling Insulation(R19 to R38) | Assembly | Existing | 0.32445 | 0.097212 | 0.29962 | N/A | N/A | N/A | Fail RIM | Commercial | Nonequipment | Ceiling Insulation(R19 to R38) | Assembly | Existing | 0.32445 | 0.097212 | 0.29962 | N/A | N/A | N/A | Fail TRC
| Commercial | Nonequipment | Ceiling Insulation(R19 to R38) | College and University | Existing | 0.39962 | 0.1221 | 0.30553 | N/A | N/A | N/A | Fail RIM | Commercial | Nonequipment | Ceiling Insulation(R19 to R38) | College and University | Existing | 0.39962 | 0.1221 | 0.30553 | N/A | N/A | N/A | Fail TRC
| Commercial | Nonequipment | Ceiling Insulation(R19 to R38) | Grocery | Existing | 0.35675 | 0.10788 | 0.30239 | N/A | N/A | N/A | Fail RIM | Commercial | Nonequipment | Ceiling Insulation(R19 to R38) | Grocery | Existing | 0.35675 | 0.10788 | 0.30239 | N/A | N/A | N/A | Fail TRC
| Commercial | Nonequipment | Ceiling Insulation(R19 to R38) | Healthcare | Existing | 0.32445 | 0.097212 | 0.29962 | N/A | N/A | N/A | Fail RIM | Commercial | Nonequipment | Ceiling Insulation(R19 to R38) | Healthcare | Existing | 0.32445 | 0.097212 | 0.29962 | N/A | N/A | N/A | Fail TRC
| Commercial | Nonequipment | Ceiling Insulation(R19 to R38) | Hospitals | Existing | 0.39962 | 0.1221 | 0.30553 | N/A | N/A | N/A | Fail RIM | Commercial | Nonequipment | Ceiling Insulation(R19 to R38) | Hospitals | Existing | 0.39962 | 0.1221 | 0.30553 | N/A | N/A | N/A | Fail TRC
| Commercial | Nonequipment | Ceiling Insulation(R19 to R38) | Institutional | Existing | 0.32445 | 0.097212 | 0.29962 | N/A | N/A | N/A | Fail RIM | Commercial | Nonequipment | Ceiling Insulation(R19 to R38) | Institutional | Existing | 0.32445 | 0.097212 | 0.29962 | N/A | N/A | N/A | Fail TRC
| Commercial | Nonequipment | Ceiling Insulation(R19 to R38) | Lodging/Hospitality | Existing | 0.39962 | 0.1221 | 0.30553 | N/A | N/A | N/A | Fail RIM | Commercial | Nonequipment | Ceiling Insulation(R19 to R38) | Lodging/Hospitality | Existing | 0.39962 | 0.1221 | 0.30553 | N/A | N/A | N/A | Fail TRC
| Commercial | Nonequipment | Ceiling Insulation(R19 to R38) | Miscellaneous | Existing | 0.32445 | 0.097212 | 0.29962 | N/A | N/A | N/A | Fail RIM | Commercial | Nonequipment | Ceiling Insulation(R19 to R38) | Miscellaneous | Existing | 0.32445 | 0.097212 | 0.29962 | N/A | N/A | N/A | Fail TRC
| Commercial | Nonequipment | Ceiling Insulation(R19 to R38) | Offices | Existing | 0.32445 | 0.097212 | 0.29962 | N/A | N/A | N/A | Fail RIM | Commercial | Nonequipment | Ceiling Insulation(R19 to R38) | Offices | Existing | 0.32445 | 0.097212 | 0.29962 | N/A | N/A | N/A | Fail TRC
| Commercial | Nonequipment | Ceiling Insulation(R19 to R38) | Restaurants | Existing | 0.35675 | 0.10788 | 0.30239 | N/A | N/A | N/A | Fail RIM | Commercial | Nonequipment | Ceiling Insulation(R19 to R38) | Restaurants | Existing | 0.35675 | 0.10788 | 0.30239 | N/A | N/A | N/A | Fail TRC
| Commercial | Nonequipment | Ceiling Insulation(R19 to R38) | Retail | Existing | 0.35675 | 0.10788 | 0.30239 | N/A | N/A | N/A | Fail RIM | Commercial | Nonequipment | Ceiling Insulation(R19 to R38) | Retail | Existing | 0.35675 | 0.10788 | 0.30239 | N/A | N/A | N/A | Fail TRC
| Commercial | Nonequipment | Ceiling Insulation(R19 to R38) | Schools K-12 | Existing | 0.32445 | 0.097212 | 0.29962 | N/A | N/A | N/A | Fail RIM | Commercial | Nonequipment | Ceiling Insulation(R19 to R38) | Schools K-12 | Existing | 0.32445 | 0.097212 | 0.29962 | N/A | N/A | N/A | Fail TRC
| Commercial | Nonequipment | Ceiling Insulation(R19 to R38) | Warehouse | Existing | 0.34477 | 0.10378 | 0.30102 | N/A | N/A | N/A | Fail RIM | Commercial | Nonequipment | Ceiling Insulation(R19 to R38) | Warehouse | Existing | 0.34477 | 0.10378 | 0.30102 | N/A | N/A | N/A | Fail TRC
| Commercial | Nonequipment | Ceiling Insulation(R19 to R38) | Assembly | New | 0.32445 | 0.095719 | 0.29502 | N/A | N/A | N/A | Fail RIM | Commercial | Nonequipment | Ceiling Insulation(R19 to R38) | Assembly | New | 0.32445 | 0.095719 | 0.29502 | N/A | N/A | N/A | Fail TRC
| Commercial | Nonequipment | Ceiling Insulation(R19 to R38) | College and University | New | 0.39962 | 0.12022 | 0.30084 | N/A | N/A | N/A | Fail RIM | Commercial | Nonequipment | Ceiling Insulation(R19 to R38) | College and University | New | 0.39962 | 0.12022 | 0.30084 | N/A | N/A | N/A | Fail TRC
| Commercial | Nonequipment | Ceiling Insulation(R19 to R38) | Grocery | New | 0.35675 | 0.10622 | 0.29774 | N/A | N/A | N/A | Fail RIM | Commercial | Nonequipment | Ceiling Insulation(R19 to R38) | Grocery | New | 0.35675 | 0.10622 | 0.29774 | N/A | N/A | N/A | Fail TRC
| Commercial | Nonequipment | Ceiling Insulation(R19 to R38) | Healthcare | New | 0.32445 | 0.095719 | 0.29502 | N/A | N/A | N/A | Fail RIM | Commercial | Nonequipment | Ceiling Insulation(R19 to R38) | Healthcare | New | 0.32445 | 0.095719 | 0.29502 | N/A | N/A | N/A | Fail TRC
| Commercial | Nonequipment | Ceiling Insulation(R19 to R38) | Hospitals | New | 0.39962 | 0.12022 | 0.30084 | N/A | N/A | N/A | Fail RIM | Commercial | Nonequipment | Ceiling Insulation(R19 to R38) | Hospitals | New | 0.39962 | 0.12022 | 0.30084 | N/A | N/A | N/A | Fail TRC
| Commercial | Nonequipment | Ceiling Insulation(R19 to R38) | Institutional | New | 0.32445 | 0.095719 | 0.29502 | N/A | N/A | N/A | Fail RIM | Commercial | Nonequipment | Ceiling Insulation(R19 to R38) | Institutional | New | 0.32445 | 0.095719 | 0.29502 | N/A | N/A | N/A | Fail TRC
| Commercial | Nonequipment | Ceiling Insulation(R19 to R38) | Lodging/Hospitality | New | 0.39962 | 0.12022 | 0.30084 | N/A | N/A | N/A | Fail RIM | Commercial | Nonequipment | Ceiling Insulation(R19 to R38) | Lodging/Hospitality | New | 0.39962 | 0.12022 | 0.30084 | N/A | N/A | N/A | Fail TRC
| Commercial | Nonequipment | Ceiling Insulation(R19 to R38) | Miscellaneous | New | 0.32445 | 0.095719 | 0.29502 | N/A | N/A | N/A | Fail RIM | Commercial | Nonequipment | Ceiling Insulation(R19 to R38) | Miscellaneous | New | 0.32445 | 0.095719 | 0.29502 | N/A | N/A | N/A | Fail TRC
| Commercial | Nonequipment | Ceiling Insulation(R19 to R38) | Offices | New | 0.32445 | 0.095719 | 0.29502 | N/A | N/A | N/A | Fail RIM | Commercial | Nonequipment | Ceiling Insulation(R19 to R38) | Offices | New | 0.32445 | 0.095719 | 0.29502 | N/A | N/A | N/A | Fail TRC
| Commercial | Nonequipment | Ceiling Insulation(R19 to R38) | Restaurants | New | 0.35675 | 0.10622 | 0.29774 | N/A | N/A | N/A | Fail RIM | Commercial | Nonequipment | Ceiling Insulation(R19 to R38) | Restaurants | New | 0.35675 | 0.10622 | 0.29774 | N/A | N/A | N/A | Fail TRC
| Commercial | Nonequipment | Ceiling Insulation(R19 to R38) | Retail | New | 0.35675 | 0.10622 | 0.29774 | N/A | N/A | N/A | Fail RIM | Commercial | Nonequipment | Ceiling Insulation(R19 to R38) | Retail | New | 0.35675 | 0.10622 | 0.29774 | N/A | N/A | N/A | Fail TRC
| Commercial | Nonequipment | Ceiling Insulation(R19 to R38) | Schools K-12 | New | 0.32445 | 0.095719 | 0.29502 | N/A | N/A | N/A | Fail RIM | Commercial | Nonequipment | Ceiling Insulation(R19 to R38) | Schools K-12 | New | 0.32445 | 0.095719 | 0.29502 | N/A | N/A | N/A | Fail TRC
| Commercial | Nonequipment | Ceiling Insulation(R19 to R38) | Warehouse | New | 0.34477 | 0.10219 | 0.2964 | N/A | N/A | N/A | Fail RIM | Commercial | Nonequipment | Ceiling Insulation(R19 to R38) | Warehouse | New | 0.34477 | 0.10219 | 0.2964 | N/A | N/A | N/A | Fail TRC
| Commercial | Nonequipment | Ceiling Insulation(R2 to R38) | Assembly | Existing | 0.32445 | 1.245 | 3.8374 | N/A | N/A | N/A | Fail RIM | Commercial | Nonequipment | Ceiling Insulation(R2 to R38) | Assembly | Existing | 0.32445 | 1.245 | 3.8374 | 0.28933 | 1.1075 | 4.179
| Commercial | Nonequipment | Ceiling Insulation(R2 to R38) | College and University | Existing | 0.39962 | 1.5638 | 3.9131 | N/A | N/A | N/A | Fail RIM | Commercial | Nonequipment | Ceiling Insulation(R2 to R38) | College and University | Existing | 0.39962 | 1.5638 | 3.9131 | 0.35712 | 1.391 | 4.2547
| Commercial | Nonequipment | Ceiling Insulation(R2 to R38) | Grocery | Existing | 0.35675 | 1.3816 | 3.8728 | N/A | N/A | N/A | Fail RIM | Commercial | Nonequipment | Ceiling Insulation(R2 to R38) | Grocery | Existing | 0.35675 | 1.3816 | 3.8728 | 0.31845 | 1.229 | 4.2144
| Commercial | Nonequipment | Ceiling Insulation(R2 to R38) | Healthcare | Existing | 0.32445 | 1.245 | 3.8374 | N/A | N/A | N/A | Fail RIM | Commercial | Nonequipment | Ceiling Insulation(R2 to R38) | Healthcare | Existing | 0.32445 | 1.245 | 3.8374 | 0.28933 | 1.1075 | 4.179
| Commercial | Nonequipment | Ceiling Insulation(R2 to R38) | Hospitals | Existing | 0.39962 | 1.5638 | 3.9131 | N/A | N/A | N/A | Fail RIM | Commercial | Nonequipment | Ceiling Insulation(R2 to R38) | Hospitals | Existing | 0.39962 | 1.5638 | 3.9131 | 0.35712 | 1.391 | 4.2547
| Commercial | Nonequipment | Ceiling Insulation(R2 to R38) | Institutional | Existing | 0.32445 | 1.245 | 3.8374 | N/A | N/A | N/A | Fail RIM | Commercial | Nonequipment | Ceiling Insulation(R2 to R38) | Institutional | Existing | 0.32445 | 1.245 | 3.8374 | 0.28933 | 1.1075 | 4.179
| Commercial | Nonequipment | Ceiling Insulation(R2 to R38) | Lodging/Hospitality | Existing | 0.39962 | 1.5638 | 3.9131 | N/A | N/A | N/A | Fail RIM | Commercial | Nonequipment | Ceiling Insulation(R2 to R38) | Lodging/Hospitality | Existing | 0.39962 | 1.5638 | 3.9131 | 0.35712 | 1.391 | 4.2547
| Commercial | Nonequipment | Ceiling Insulation(R2 to R38) | Miscellaneous | Existing | 0.32445 | 1.245 | 3.8374 | N/A | N/A | N/A | Fail RIM | Commercial | Nonequipment | Ceiling Insulation(R2 to R38) | Miscellaneous | Existing | 0.32445 | 1.245 | 3.8374 | 0.28933 | 1.1075 | 4.179
| Commercial | Nonequipment | Ceiling Insulation(R2 to R38) | Offices | Existing | 0.32445 | 1.245 | 3.8374 | N/A | N/A | N/A | Fail RIM | Commercial | Nonequipment | Ceiling Insulation(R2 to R38) | Offices | Existing | 0.32445 | 1.245 | 3.8374 | 0.28933 | 1.1075 | 4.179
| Commercial | Nonequipment | Ceiling Insulation(R2 to R38) | Restaurants | Existing | 0.35675 | 1.3816 | 3.8728 | N/A | N/A | N/A | Fail RIM | Commercial | Nonequipment | Ceiling Insulation(R2 to R38) | Restaurants | Existing | 0.35675 | 1.3816 | 3.8728 | 0.31845 | 1.229 | 4.2144
| Commercial | Nonequipment | Ceiling Insulation(R2 to R38) | Retail | Existing | 0.35675 | 1.3816 | 3.8728 | N/A | N/A | N/A | Fail RIM | Commercial | Nonequipment | Ceiling Insulation(R2 to R38) | Retail | Existing | 0.35675 | 1.3816 | 3.8728 | 0.31845 | 1.229 | 4.2144
| Commercial | Nonequipment | Ceiling Insulation(R2 to R38) | Schools K-12 | Existing | 0.32445 | 1.245 | 3.8374 | N/A | N/A | N/A | Fail RIM | Commercial | Nonequipment | Ceiling Insulation(R2 to R38) | Schools K-12 | Existing | 0.32445 | 1.245 | 3.8374 | 0.28933 | 1.1075 | 4.179
| Commercial | Nonequipment | Ceiling Insulation(R2 to R38) | Warehouse | Existing | 0.34477 | 0.97469 | 2.8271 | N/A | N/A | N/A | Fail RIM | Commercial | Nonequipment | Ceiling Insulation(R2 to R38) | Warehouse | Existing | 0.34477 | 0.97469 | 2.8271 | N/A | N/A | N/A | Fail TRC
| Commercial | Nonequipment | Ceiling Insulation(R2 to R38) | Assembly | New | 0.32445 | 1.2259 | 3.7785 | N/A | N/A | N/A | Fail RIM | Commercial | Nonequipment | Ceiling Insulation(R2 to R38) | Assembly | New | 0.32445 | 1.2259 | 3.7785 | 0.28829 | 1.0923 | 4.1302
| Commercial | Nonequipment | Ceiling Insulation(R2 to R38) | College and University | New | 0.39962 | 1.5398 | 3.853 | N/A | N/A | N/A | Fail RIM | Commercial | Nonequipment | Ceiling Insulation(R2 to R38) | College and University | New | 0.39962 | 1.5398 | 3.853 | 0.35585 | 1.372 | 4.2047
| Commercial | Nonequipment | Ceiling Insulation(R2 to R38) | Grocery | New | 0.35675 | 1.3604 | 3.8134 | N/A | N/A | N/A | Fail RIM | Commercial | Nonequipment | Ceiling Insulation(R2 to R38) | Grocery | New | 0.35675 | 1.3604 | 3.8134 | 0.31731 | 1.2122 | 4.165
| Commercial | Nonequipment | Ceiling Insulation(R2 to R38) | Healthcare | New | 0.32445 | 1.2259 | 3.7785 | N/A | N/A | N/A | Fail RIM | Commercial | Nonequipment | Ceiling Insulation(R2 to R38) | Healthcare | New | 0.32445 | 1.2259 | 3.7785 | 0.28829 | 1.0923 | 4.1302
| Commercial | Nonequipment | Ceiling Insulation(R2 to R38) | Hospitals | New | 0.39962 | 1.5398 | 3.853 | N/A | N/A | N/A | Fail RIM | Commercial | Nonequipment | Ceiling Insulation(R2 to R38) | Hospitals | New | 0.39962 | 1.5398 | 3.853 | 0.35585 | 1.372 | 4.2047
| Commercial | Nonequipment | Ceiling Insulation(R2 to R38) | Institutional | New | 0.32445 | 1.2259 | 3.7785 | N/A | N/A | N/A | Fail RIM | Commercial | Nonequipment | Ceiling Insulation(R2 to R38) | Institutional | New | 0.32445 | 1.2259 | 3.7785 | 0.28829 | 1.0923 | 4.1302
| Commercial | Nonequipment | Ceiling Insulation(R2 to R38) | Lodging/Hospitality | New | 0.39962 | 1.5398 | 3.853 | N/A | N/A | N/A | Fail RIM | Commercial | Nonequipment | Ceiling Insulation(R2 to R38) | Lodging/Hospitality | New | 0.39962 | 1.5398 | 3.853 | 0.35585 | 1.372 | 4.2047
| Commercial | Nonequipment | Ceiling Insulation(R2 to R38) | Miscellaneous | New | 0.32445 | 1.2259 | 3.7785 | N/A | N/A | N/A | Fail RIM | Commercial | Nonequipment | Ceiling Insulation(R2 to R38) | Miscellaneous | New | 0.32445 | 1.2259 | 3.7785 | 0.28829 | 1.0923 | 4.1302
| Commercial | Nonequipment | Ceiling Insulation(R2 to R38) | Offices | New | 0.32445 | 1.2259 | 3.7785 | N/A | N/A | N/A | Fail RIM | Commercial | Nonequipment | Ceiling Insulation(R2 to R38) | Offices | New | 0.32445 | 1.2259 | 3.7785 | 0.28829 | 1.0923 | 4.1302
| Commercial | Nonequipment | Ceiling Insulation(R2 to R38) | Restaurants | New | 0.35675 | 1.3604 | 3.8134 | N/A | N/A | N/A | Fail RIM | Commercial | Nonequipment | Ceiling Insulation(R2 to R38) | Restaurants | New | 0.35675 | 1.3604 | 3.8134 | 0.31731 | 1.2122 | 4.165
| Commercial | Nonequipment | Ceiling Insulation(R2 to R38) | Retail | New | 0.35675 | 1.3604 | 3.8134 | N/A | N/A | N/A | Fail RIM | Commercial | Nonequipment | Ceiling Insulation(R2 to R38) | Retail | New | 0.35675 | 1.3604 | 3.8134 | 0.31731 | 1.2122 | 4.165
| Commercial | Nonequipment | Ceiling Insulation(R2 to R38) | Schools K-12 | New | 0.32445 | 1.2259 | 3.7785 | N/A | N/A | N/A | Fail RIM | Commercial | Nonequipment | Ceiling Insulation(R2 to R38) | Schools K-12 | New | 0.32445 | 1.2259 | 3.7785 | 0.28829 | 1.0923 | 4.1302
| Commercial | Nonequipment | Ceiling Insulation(R2 to R38) | Warehouse | New | 0.34477 | 0.97469 | 2.8271 | N/A | N/A | N/A | Fail RIM | Commercial | Nonequipment | Ceiling Insulation(R2 to R38) | Warehouse | New | 0.34477 | 0.97469 | 2.8271 | N/A | N/A | N/A | Fail TRC
| Commercial | Nonequipment | Ceiling Insulation(R30 to R38) | Assembly | Existing | 0.32445 | 0.034041 | 0.10492 | N/A | N/A | N/A | Fail RIM | Commercial | Nonequipment | Ceiling Insulation(R30 to R38) | Assembly | Existing | 0.32445 | 0.034041 | 0.10492 | N/A | N/A | N/A | Fail TRC
| Commercial | Nonequipment | Ceiling Insulation(R30 to R38) | College and University | Existing | 0.39962 | 0.042756 | 0.10699 | N/A | N/A | N/A | Fail RIM | Commercial | Nonequipment | Ceiling Insulation(R30 to R38) | College and University | Existing | 0.39962 | 0.042756 | 0.10699 | N/A | N/A | N/A | Fail TRC
| Commercial | Nonequipment | Ceiling Insulation(R30 to R38) | Grocery | Existing | 0.35675 | 0.037776 | 0.10589 | N/A | N/A | N/A | Fail RIM | Commercial | Nonequipment | Ceiling Insulation(R30 to R38) | Grocery | Existing | 0.35675 | 0.037776 | 0.10589 | N/A | N/A | N/A | Fail TRC
| Commercial | Nonequipment | Ceiling Insulation(R30 to R38) | Healthcare | Existing | 0.32445 | 0.034041 | 0.10492 | N/A | N/A | N/A | Fail RIM | Commercial | Nonequipment | Ceiling Insulation(R30 to R38) | Healthcare | Existing | 0.32445 | 0.034041 | 0.10492 | N/A | N/A | N/A | Fail TRC
| Commercial | Nonequipment | Ceiling Insulation(R30 to R38) | Hospitals | Existing | 0.39962 | 0.042756 | 0.10699 | N/A | N/A | N/A | Fail RIM | Commercial | Nonequipment | Ceiling Insulation(R30 to R38) | Hospitals | Existing | 0.39962 | 0.042756 | 0.10699 | N/A | N/A | N/A | Fail TRC
| Commercial | Nonequipment | Ceiling Insulation(R30 to R38) | Institutional | Existing | 0.32445 | 0.034041 | 0.10492 | N/A | N/A | N/A | Fail RIM | Commercial | Nonequipment | Ceiling Insulation(R30 to R38) | Institutional | Existing | 0.32445 | 0.034041 | 0.10492 | N/A | N/A | N/A | Fail TRC
| Commercial | Nonequipment | Ceiling Insulation(R30 to R38) | Lodging/Hospitality | Existing | 0.39962 | 0.042756 | 0.10699 | N/A | N/A | N/A | Fail RIM | Commercial | Nonequipment | Ceiling Insulation(R30 to R38) | Lodging/Hospitality | Existing | 0.39962 | 0.042756 | 0.10699 | N/A | N/A | N/A | Fail TRC
| Commercial | Nonequipment | Ceiling Insulation(R30 to R38) | Miscellaneous | Existing | 0.32445 | 0.034041 | 0.10492 | N/A | N/A | N/A | Fail RIM | Commercial | Nonequipment | Ceiling Insulation(R30 to R38) | Miscellaneous | Existing | 0.32445 | 0.034041 | 0.10492 | N/A | N/A | N/A | Fail TRC
| Commercial | Nonequipment | Ceiling Insulation(R30 to R38) | Offices | Existing | 0.32445 | 0.034041 | 0.10492 | N/A | N/A | N/A | Fail RIM | Commercial | Nonequipment | Ceiling Insulation(R30 to R38) | Offices | Existing | 0.32445 | 0.034041 | 0.10492 | N/A | N/A | N/A | Fail TRC
| Commercial | Nonequipment | Ceiling Insulation(R30 to R38) | Restaurants | Existing | 0.35675 | 0.037776 | 0.10589 | N/A | N/A | N/A | Fail RIM | Commercial | Nonequipment | Ceiling Insulation(R30 to R38) | Restaurants | Existing | 0.35675 | 0.037776 | 0.10589 | N/A | N/A | N/A | Fail TRC
| Commercial | Nonequipment | Ceiling Insulation(R30 to R38) | Retail | Existing | 0.35675 | 0.037776 | 0.10589 | N/A | N/A | N/A | Fail RIM | Commercial | Nonequipment | Ceiling Insulation(R30 to R38) | Retail | Existing | 0.35675 | 0.037776 | 0.10589 | N/A | N/A | N/A | Fail TRC
| Commercial | Nonequipment | Ceiling Insulation(R30 to R38) | Schools K-12 | Existing | 0.32445 | 0.034041 | 0.10492 | N/A | N/A | N/A | Fail RIM | Commercial | Nonequipment | Ceiling Insulation(R30 to R38) | Schools K-12 | Existing | 0.32445 | 0.034041 | 0.10492 | N/A | N/A | N/A | Fail TRC
| Commercial | Nonequipment | Ceiling Insulation(R30 to R38) | Warehouse | Existing | 0.34477 | 0.036343 | 0.10541 | N/A | N/A | N/A | Fail RIM | Commercial | Nonequipment | Ceiling Insulation(R30 to R38) | Warehouse | Existing | 0.34477 | 0.036343 | 0.10541 | N/A | N/A | N/A | Fail TRC
| Commercial | Nonequipment | Ceiling Insulation(R30 to R38) | Assembly | New | 0.32445 | 0.033519 | 0.10331 | N/A | N/A | N/A | Fail RIM | Commercial | Nonequipment | Ceiling Insulation(R30 to R38) | Assembly | New | 0.32445 | 0.033519 | 0.10331 | N/A | N/A | N/A | Fail TRC
| Commercial | Nonequipment | Ceiling Insulation(R30 to R38) | College and University | New | 0.39962 | 0.0421 | 0.10535 | N/A | N/A | N/A | Fail RIM | Commercial | Nonequipment | Ceiling Insulation(R30 to R38) | College and University | New | 0.39962 | 0.0421 | 0.10535 | N/A | N/A | N/A | Fail TRC
| Commercial | Nonequipment | Ceiling Insulation(R30 to R38) | Grocery | New | 0.35675 | 0.037196 | 0.10426 | N/A | N/A | N/A | Fail RIM | Commercial | Nonequipment | Ceiling Insulation(R30 to R38) | Grocery | New | 0.35675 | 0.037196 | 0.10426 | N/A | N/A | N/A | Fail TRC
| Commercial | Nonequipment | Ceiling Insulation(R30 to R38) | Healthcare | New | 0.32445 | 0.033519 | 0.10331 | N/A | N/A | N/A | Fail RIM | Commercial | Nonequipment | Ceiling Insulation(R30 to R38) | Healthcare | New | 0.32445 | 0.033519 | 0.10331 | N/A | N/A | N/A | Fail TRC
| Commercial | Nonequipment | Ceiling Insulation(R30 to R38) | Hospitals | New | 0.39962 | 0.0421 | 0.10535 | N/A | N/A | N/A | Fail RIM | Commercial | Nonequipment | Ceiling Insulation(R30 to R38) | Hospitals | New | 0.39962 | 0.0421 | 0.10535 | N/A | N/A | N/A | Fail TRC
| Commercial | Nonequipment | Ceiling Insulation(R30 to R38) | Institutional | New | 0.32445 | 0.033519 | 0.10331 | N/A | N/A | N/A | Fail RIM | Commercial | Nonequipment | Ceiling Insulation(R30 to R38) | Institutional | New | 0.32445 | 0.033519 | 0.10331 | N/A | N/A | N/A | Fail TRC
| Commercial | Nonequipment | Ceiling Insulation(R30 to R38) | Lodging/Hospitality | New | 0.39962 | 0.0421 | 0.10535 | N/A | N/A | N/A | Fail RIM | Commercial | Nonequipment | Ceiling Insulation(R30 to R38) | Lodging/Hospitality | New | 0.39962 | 0.0421 | 0.10535 | N/A | N/A | N/A | Fail TRC
| Commercial | Nonequipment | Ceiling Insulation(R30 to R38) | Miscellaneous | New | 0.32445 | 0.033519 | 0.10331 | N/A | N/A | N/A | Fail RIM | Commercial | Nonequipment | Ceiling Insulation(R30 to R38) | Miscellaneous | New | 0.32445 | 0.033519 | 0.10331 | N/A | N/A | N/A | Fail TRC
| Commercial | Nonequipment | Ceiling Insulation(R30 to R38) | Offices | New | 0.32445 | 0.033519 | 0.10331 | N/A | N/A | N/A | Fail RIM | Commercial | Nonequipment | Ceiling Insulation(R30 to R38) | Offices | New | 0.32445 | 0.033519 | 0.10331 | N/A | N/A | N/A | Fail TRC
| Commercial | Nonequipment | Ceiling Insulation(R30 to R38) | Restaurants | New | 0.35675 | 0.037196 | 0.10426 | N/A | N/A | N/A | Fail RIM | Commercial | Nonequipment | Ceiling Insulation(R30 to R38) | Restaurants | New | 0.35675 | 0.037196 | 0.10426 | N/A | N/A | N/A | Fail TRC
| Commercial | Nonequipment | Ceiling Insulation(R30 to R38) | Retail | New | 0.35675 | 0.037196 | 0.10426 | N/A | N/A | N/A | Fail RIM | Commercial | Nonequipment | Ceiling Insulation(R30 to R38) | Retail | New | 0.35675 | 0.037196 | 0.10426 | N/A | N/A | N/A | Fail TRC
| Commercial | Nonequipment | Ceiling Insulation(R30 to R38) | Schools K-12 | New | 0.32445 | 0.033519 | 0.10331 | N/A | N/A | N/A | Fail RIM | Commercial | Nonequipment | Ceiling Insulation(R30 to R38) | Schools K-12 | New | 0.32445 | 0.033519 | 0.10331 | N/A | N/A | N/A | Fail TRC
| Commercial | Nonequipment | Ceiling Insulation(R30 to R38) | Warehouse | New | 0.34477 | 0.035785 | 0.10379 | N/A | N/A | N/A | Fail RIM | Commercial | Nonequipment | Ceiling Insulation(R30 to R38) | Warehouse | New | 0.34477 | 0.035785 | 0.10379 | N/A | N/A | N/A | Fail TRC
| Commercial | Nonequipment | Chilled Water Controls Optimization | Assembly | Existing | 0.39896 | 8.5257 | 21.3699 | N/A | N/A | N/A | Fail RIM | Commercial | Nonequipment | Chilled Water Controls Optimization | Assembly | Existing | 0.39896 | 8.5257 | 21.3699 | N/A | N/A | N/A | Fail 2-year Threshold
| Commercial | Nonequipment | Chilled Water Controls Optimization | College and University | Existing | 0.37127 | 25.1826 | 67.8285 | N/A | N/A | N/A | Fail RIM | Commercial | Nonequipment | Chilled Water Controls Optimization | College and University | Existing | 0.37127 | 25.1826 | 67.8285 | N/A | N/A | N/A | Fail 2-year Threshold
| Commercial | Nonequipment | Chilled Water Controls Optimization | Grocery | Existing | 0 | 0 | 0 | N/A | N/A | N/A | Fail RIM | Commercial | Nonequipment | Chilled Water Controls Optimization | Grocery | Existing | 0 | 0 | 0 | N/A | N/A | N/A | Fail TRC
| Commercial | Nonequipment | Chilled Water Controls Optimization | Healthcare | Existing | 0.39896 | 13.0146 | 32.6215 | N/A | N/A | N/A | Fail RIM | Commercial | Nonequipment | Chilled Water Controls Optimization | Healthcare | Existing | 0.39896 | 13.0146 | 32.6215 | N/A | N/A | N/A | Fail 2-year Threshold
| Commercial | Nonequipment | Chilled Water Controls Optimization | Hospitals | Existing | 0.37127 | 69.747 | 187.861 | N/A | N/A | N/A | Fail RIM | Commercial | Nonequipment | Chilled Water Controls Optimization | Hospitals | Existing | 0.37127 | 69.747 | 187.861 | N/A | N/A | N/A | Fail 2-year Threshold
| Commercial | Nonequipment | Chilled Water Controls Optimization | Institutional | Existing | 0.39896 | 4.6053 | 11.5434 | N/A | N/A | N/A | Fail RIM | Commercial | Nonequipment | Chilled Water Controls Optimization | Institutional | Existing | 0.39896 | 4.6053 | 11.5434 | N/A | N/A | N/A | Fail 2-year Threshold
| Commercial | Nonequipment | Chilled Water Controls Optimization | Lodging/Hospitality | Existing | 0.39896 | 35.4242 | 88.7914 | N/A | N/A | N/A | Fail RIM | Commercial | Nonequipment | Chilled Water Controls Optimization | Lodging/Hospitality | Existing | 0.39896 | 35.4242 | 88.7914 | N/A | N/A | N/A | Fail 2-year Threshold
| Commercial | Nonequipment | Chilled Water Controls Optimization | Miscellaneous | Existing | 0.39896 | 10.9693 | 27.4949 | N/A | N/A | N/A | Fail RIM | Commercial | Nonequipment | Chilled Water Controls Optimization | Miscellaneous | Existing | 0.39896 | 10.9693 | 27.4949 | N/A | N/A | N/A | Fail 2-year Threshold
| Commercial | Nonequipment | Chilled Water Controls Optimization | Offices | Existing | 0.39896 | 11.2356 | 28.1622 | N/A | N/A | N/A | Fail RIM | Commercial | Nonequipment | Chilled Water Controls Optimization | Offices | Existing | 0.39896 | 11.2356 | 28.1622 | N/A | N/A | N/A | Fail 2-year Threshold
| Commercial | Nonequipment | Chilled Water Controls Optimization | Restaurants | Existing | 0.39896 | 13.816 | 34.6301 | N/A | N/A | N/A | Fail RIM | Commercial | Nonequipment | Chilled Water Controls Optimization | Restaurants | Existing | 0.39896 | 13.816 | 34.6301 | N/A | N/A | N/A | Fail 2-year Threshold
| Commercial | Nonequipment | Chilled Water Controls Optimization | Retail | Existing | 0.39896 | 10.1102 | 25.3414 | N/A | N/A | N/A | Fail RIM | Commercial | Nonequipment | Chilled Water Controls Optimization | Retail | Existing | 0.39896 | 10.1102 | 25.3414 | N/A | N/A | N/A | Fail 2-year Threshold
| Commercial | Nonequipment | Chilled Water Controls Optimization | Schools K-12 | Existing | 0.39896 | 7.756 | 19.4406 | N/A | N/A | N/A | Fail RIM | Commercial | Nonequipment | Chilled Water Controls Optimization | Schools K-12 | Existing | 0.39896 | 7.756 | 19.4406 | N/A | N/A | N/A | Fail 2-year Threshold
| Commercial | Nonequipment | Chilled Water Controls Optimization | Warehouse | Existing | 0.39896 | 2.9962 | 7.5102 | N/A | N/A | N/A | Fail RIM | Commercial | Nonequipment | Chilled Water Controls Optimization | Warehouse | Existing | 0.39896 | 2.9962 | 7.5102 | N/A | N/A | N/A | Fail 2-year Threshold
| Commercial | Nonequipment | Chilled Water Controls Optimization | Assembly | New | 0.39896 | 8.5257 | 21.3699 | N/A | N/A | N/A | Fail RIM | Commercial | Nonequipment | Chilled Water Controls Optimization | Assembly | New | 0.39896 | 8.5257 | 21.3699 | N/A | N/A | N/A | Fail 2-year Threshold
| Commercial | Nonequipment | Chilled Water Controls Optimization | College and University | New | 0.37127 | 25.1826 | 67.8285 | N/A | N/A | N/A | Fail RIM | Commercial | Nonequipment | Chilled Water Controls Optimization | College and University | New | 0.37127 | 25.1826 | 67.8285 | N/A | N/A | N/A | Fail 2-year Threshold
| Commercial | Nonequipment | Chilled Water Controls Optimization | Grocery | New | 0 | 0 | 0 | N/A | N/A | N/A | Fail RIM | Commercial | Nonequipment | Chilled Water Controls Optimization | Grocery | New | 0 | 0 | 0 | N/A | N/A | N/A | Fail TRC
| Commercial | Nonequipment | Chilled Water Controls Optimization | Healthcare | New | 0.39896 | 13.0146 | 32.6215 | N/A | N/A | N/A | Fail RIM | Commercial | Nonequipment | Chilled Water Controls Optimization | Healthcare | New | 0.39896 | 13.0146 | 32.6215 | N/A | N/A | N/A | Fail 2-year Threshold
| Commercial | Nonequipment | Chilled Water Controls Optimization | Hospitals | New | 0.37127 | 69.747 | 187.861 | N/A | N/A | N/A | Fail RIM | Commercial | Nonequipment | Chilled Water Controls Optimization | Hospitals | New | 0.37127 | 69.747 | 187.861 | N/A | N/A | N/A | Fail 2-year Threshold
| Commercial | Nonequipment | Chilled Water Controls Optimization | Institutional | New | 0.39896 | 4.6053 | 11.5434 | N/A | N/A | N/A | Fail RIM | Commercial | Nonequipment | Chilled Water Controls Optimization | Institutional | New | 0.39896 | 4.6053 | 11.5434 | N/A | N/A | N/A | Fail 2-year Threshold
| Commercial | Nonequipment | Chilled Water Controls Optimization | Lodging/Hospitality | New | 0.39896 | 35.4242 | 88.7914 | N/A | N/A | N/A | Fail RIM | Commercial | Nonequipment | Chilled Water Controls Optimization | Lodging/Hospitality | New | 0.39896 | 35.4242 | 88.7914 | N/A | N/A | N/A | Fail 2-year Threshold
| Commercial | Nonequipment | Chilled Water Controls Optimization | Miscellaneous | New | 0.39896 | 10.9693 | 27.4949 | N/A | N/A | N/A | Fail RIM | Commercial | Nonequipment | Chilled Water Controls Optimization | Miscellaneous | New | 0.39896 | 10.9693 | 27.4949 | N/A | N/A | N/A | Fail 2-year Threshold
| Commercial | Nonequipment | Chilled Water Controls Optimization | Offices | New | 0.39896 | 11.2356 | 28.1622 | N/A | N/A | N/A | Fail RIM | Commercial | Nonequipment | Chilled Water Controls Optimization | Offices | New | 0.39896 | 11.2356 | 28.1622 | N/A | N/A | N/A | Fail 2-year Threshold
| Commercial | Nonequipment | Chilled Water Controls Optimization | Restaurants | New | 0.39896 | 13.816 | 34.6301 | N/A | N/A | N/A | Fail RIM | Commercial | Nonequipment | Chilled Water Controls Optimization | Restaurants | New | 0.39896 | 13.816 | 34.6301 | N/A | N/A | N/A | Fail 2-year Threshold
| Commercial | Nonequipment | Chilled Water Controls Optimization | Retail | New | 0.39896 | 10.1102 | 25.3414 | N/A | N/A | N/A | Fail RIM | Commercial | Nonequipment | Chilled Water Controls Optimization | Retail | New | 0.39896 | 10.1102 | 25.3414 | N/A | N/A | N/A | Fail 2-year Threshold
| Commercial | Nonequipment | Chilled Water Controls Optimization | Schools K-12 | New | 0.39896 | 7.756 | 19.4406 | N/A | N/A | N/A | Fail RIM | Commercial | Nonequipment | Chilled Water Controls Optimization | Schools K-12 | New | 0.39896 | 7.756 | 19.4406 | N/A | N/A | N/A | Fail 2-year Threshold
| Commercial | Nonequipment | Chilled Water Controls Optimization | Warehouse | New | 0.39896 | 2.9962 | 7.5102 | N/A | N/A | N/A | Fail RIM | Commercial | Nonequipment | Chilled Water Controls Optimization | Warehouse | New | 0.39896 | 2.9962 | 7.5102 | N/A | N/A | N/A | Fail 2-year Threshold
| Commercial | Nonequipment | Chilled Water System - Variable Speed Drives | Assembly | Existing | 0.33887 | 1.741 | 5.1377 | N/A | N/A | N/A | Fail RIM | Commercial | Nonequipment | Chilled Water System - Variable Speed Drives | Assembly | Existing | 0.33887 | 1.741 | 5.1377 | N/A | N/A | N/A | Fail 2-year Threshold
| Commercial | Nonequipment | Chilled Water System - Variable Speed Drives | College and University | Existing | 0.33887 | 1.741 | 5.1377 | N/A | N/A | N/A | Fail RIM | Commercial | Nonequipment | Chilled Water System - Variable Speed Drives | College and University | Existing | 0.33887 | 1.741 | 5.1377 | N/A | N/A | N/A | Fail 2-year Threshold
| Commercial | Nonequipment | Chilled Water System - Variable Speed Drives | Grocery | Existing | 0.33887 | 1.741 | 5.1377 | N/A | N/A | N/A | Fail RIM | Commercial | Nonequipment | Chilled Water System - Variable Speed Drives | Grocery | Existing | 0.33887 | 1.741 | 5.1377 | N/A | N/A | N/A | Fail 2-year Threshold
| Commercial | Nonequipment | Chilled Water System - Variable Speed Drives | Healthcare | Existing | 0.33887 | 1.741 | 5.1377 | N/A | N/A | N/A | Fail RIM | Commercial | Nonequipment | Chilled Water System - Variable Speed Drives | Healthcare | Existing | 0.33887 | 1.741 | 5.1377 | N/A | N/A | N/A | Fail 2-year Threshold
| Commercial | Nonequipment | Chilled Water System - Variable Speed Drives | Hospitals | Existing | 0.33887 | 1.741 | 5.1377 | N/A | N/A | N/A | Fail RIM | Commercial | Nonequipment | Chilled Water System - Variable Speed Drives | Hospitals | Existing | 0.33887 | 1.741 | 5.1377 | N/A | N/A | N/A | Fail 2-year Threshold
| Commercial | Nonequipment | Chilled Water System - Variable Speed Drives | Institutional | Existing | 0.33887 | 1.741 | 5.1377 | N/A | N/A | N/A | Fail RIM | Commercial | Nonequipment | Chilled Water System - Variable Speed Drives | Institutional | Existing | 0.33887 | 1.741 | 5.1377 | N/A | N/A | N/A | Fail 2-year Threshold
| Commercial | Nonequipment | Chilled Water System - Variable Speed Drives | Lodging/Hospitality | Existing | 0.33887 | 1.741 | 5.1377 | N/A | N/A | N/A | Fail RIM | Commercial | Nonequipment | Chilled Water System - Variable Speed Drives | Lodging/Hospitality | Existing | 0.33887 | 1.741 | 5.1377 | N/A | N/A | N/A | Fail 2-year Threshold
| Commercial | Nonequipment | Chilled Water System - Variable Speed Drives | Miscellaneous | Existing | 0.33887 | 1.741 | 5.1377 | N/A | N/A | N/A | Fail RIM | Commercial | Nonequipment | Chilled Water System - Variable Speed Drives | Miscellaneous | Existing | 0.33887 | 1.741 | 5.1377 | N/A | N/A | N/A | Fail 2-year Threshold
| Commercial | Nonequipment | Chilled Water System - Variable Speed Drives | Offices | Existing | 0.33887 | 1.741 | 5.1377 | N/A | N/A | N/A | Fail RIM | Commercial | Nonequipment | Chilled Water System - Variable Speed Drives | Offices | Existing | 0.33887 | 1.741 | 5.1377 | N/A | N/A | N/A | Fail 2-year Threshold
| Commercial | Nonequipment | Chilled Water System - Variable Speed Drives | Restaurants | Existing | 0.33887 | 1.741 | 5.1377 | N/A | N/A | N/A | Fail RIM | Commercial | Nonequipment | Chilled Water System - Variable Speed Drives | Restaurants | Existing | 0.33887 | 1.741 | 5.1377 | N/A | N/A | N/A | Fail 2-year Threshold
| Commercial | Nonequipment | Chilled Water System - Variable Speed Drives | Retail | Existing | 0.33887 | 1.741 | 5.1377 | N/A | N/A | N/A | Fail RIM | Commercial | Nonequipment | Chilled Water System - Variable Speed Drives | Retail | Existing | 0.33887 | 1.741 | 5.1377 | N/A | N/A | N/A | Fail 2-year Threshold
| Commercial | Nonequipment | Chilled Water System - Variable Speed Drives | Schools K-12 | Existing | 0.33887 | 1.741 | 5.1377 | N/A | N/A | N/A | Fail RIM | Commercial | Nonequipment | Chilled Water System - Variable Speed Drives | Schools K-12 | Existing | 0.33887 | 1.741 | 5.1377 | N/A | N/A | N/A | Fail 2-year Threshold
| Commercial | Nonequipment | Chilled Water System - Variable Speed Drives | Warehouse | Existing | 0.33887 | 1.741 | 5.1377 | N/A | N/A | N/A | Fail RIM | Commercial | Nonequipment | Chilled Water System - Variable Speed Drives | Warehouse | Existing | 0.33887 | 1.741 | 5.1377 | N/A | N/A | N/A | Fail 2-year Threshold
| Commercial | Nonequipment | Chilled Water System - Variable Speed Drives | Assembly | New | 0.33887 | 1.741 | 5.1377 | N/A | N/A | N/A | Fail RIM | Commercial | Nonequipment | Chilled Water System - Variable Speed Drives | Assembly | New | 0.33887 | 1.741 | 5.1377 | N/A | N/A | N/A | Fail 2-year Threshold
| Commercial | Nonequipment | Chilled Water System - Variable Speed Drives | College and University | New | 0.33887 | 1.741 | 5.1377 | N/A | N/A | N/A | Fail RIM | Commercial | Nonequipment | Chilled Water System - Variable Speed Drives | College and University | New | 0.33887 | 1.741 | 5.1377 | N/A | N/A | N/A | Fail 2-year Threshold
| Commercial | Nonequipment | Chilled Water System - Variable Speed Drives | Grocery | New | 0.33887 | 1.741 | 5.1377 | N/A | N/A | N/A | Fail RIM | Commercial | Nonequipment | Chilled Water System - Variable Speed Drives | Grocery | New | 0.33887 | 1.741 | 5.1377 | N/A | N/A | N/A | Fail 2-year Threshold
| Commercial | Nonequipment | Chilled Water System - Variable Speed Drives | Healthcare | New | 0.33887 | 1.741 | 5.1377 | N/A | N/A | N/A | Fail RIM | Commercial | Nonequipment | Chilled Water System - Variable Speed Drives | Healthcare | New | 0.33887 | 1.741 | 5.1377 | N/A | N/A | N/A | Fail 2-year Threshold
| Commercial | Nonequipment | Chilled Water System - Variable Speed Drives | Hospitals | New | 0.33887 | 1.741 | 5.1377 | N/A | N/A | N/A | Fail RIM | Commercial | Nonequipment | Chilled Water System - Variable Speed Drives | Hospitals | New | 0.33887 | 1.741 | 5.1377 | N/A | N/A | N/A | Fail 2-year Threshold
| Commercial | Nonequipment | Chilled Water System - Variable Speed Drives | Institutional | New | 0.33887 | 1.741 | 5.1377 | N/A | N/A | N/A | Fail RIM | Commercial | Nonequipment | Chilled Water System - Variable Speed Drives | Institutional | New | 0.33887 | 1.741 | 5.1377 | N/A | N/A | N/A | Fail 2-year Threshold
| Commercial | Nonequipment | Chilled Water System - Variable Speed Drives | Lodging/Hospitality | New | 0.33887 | 1.741 | 5.1377 | N/A | N/A | N/A | Fail RIM | Commercial | Nonequipment | Chilled Water System - Variable Speed Drives | Lodging/Hospitality | New | 0.33887 | 1.741 | 5.1377 | N/A | N/A | N/A | Fail 2-year Threshold
| Commercial | Nonequipment | Chilled Water System - Variable Speed Drives | Miscellaneous | New | 0.33887 | 1.741 | 5.1377 | N/A | N/A | N/A | Fail RIM | Commercial | Nonequipment | Chilled Water System - Variable Speed Drives | Miscellaneous | New | 0.33887 | 1.741 | 5.1377 | N/A | N/A | N/A | Fail 2-year Threshold
| Commercial | Nonequipment | Chilled Water System - Variable Speed Drives | Offices | New | 0.33887 | 1.741 | 5.1377 | N/A | N/A | N/A | Fail RIM | Commercial | Nonequipment | Chilled Water System - Variable Speed Drives | Offices | New | 0.33887 | 1.741 | 5.1377 | N/A | N/A | N/A | Fail 2-year Threshold
| Commercial | Nonequipment | Chilled Water System - Variable Speed Drives | Restaurants | New | 0.33887 | 1.741 | 5.1377 | N/A | N/A | N/A | Fail RIM | Commercial | Nonequipment | Chilled Water System - Variable Speed Drives | Restaurants | New | 0.33887 | 1.741 | 5.1377 | N/A | N/A | N/A | Fail 2-year Threshold
| Commercial | Nonequipment | Chilled Water System - Variable Speed Drives | Retail | New | 0.33887 | 1.741 | 5.1377 | N/A | N/A | N/A | Fail RIM | Commercial | Nonequipment | Chilled Water System - Variable Speed Drives | Retail | New | 0.33887 | 1.741 | 5.1377 | N/A | N/A | N/A | Fail 2-year Threshold
| Commercial | Nonequipment | Chilled Water System - Variable Speed Drives | Schools K-12 | New | 0.33887 | 1.741 | 5.1377 | N/A | N/A | N/A | Fail RIM | Commercial | Nonequipment | Chilled Water System - Variable Speed Drives | Schools K-12 | New | 0.33887 | 1.741 | 5.1377 | N/A | N/A | N/A | Fail 2-year Threshold
| Commercial | Nonequipment | Chilled Water System - Variable Speed Drives | Warehouse | New | 0.33887 | 1.741 | 5.1377 | N/A | N/A | N/A | Fail RIM | Commercial | Nonequipment | Chilled Water System - Variable Speed Drives | Warehouse | New | 0.33887 | 1.741 | 5.1377 | N/A | N/A | N/A | Fail 2-year Threshold
| Commercial | Nonequipment | Cool Roof | Assembly | Existing | 0.36408 | 0.048674 | 0.13369 | N/A | N/A | N/A | Fail RIM | Commercial | Nonequipment | Cool Roof | Assembly | Existing | 0.36408 | 0.048674 | 0.13369 | N/A | N/A | N/A | Fail TRC
| Commercial | Nonequipment | Cool Roof | College and University | Existing | 0.36408 | 0.048674 | 0.13369 | N/A | N/A | N/A | Fail RIM | Commercial | Nonequipment | Cool Roof | College and University | Existing | 0.36408 | 0.048674 | 0.13369 | N/A | N/A | N/A | Fail TRC
| Commercial | Nonequipment | Cool Roof | Grocery | Existing | 0.36408 | 0.048674 | 0.13369 | N/A | N/A | N/A | Fail RIM | Commercial | Nonequipment | Cool Roof | Grocery | Existing | 0.36408 | 0.048674 | 0.13369 | N/A | N/A | N/A | Fail TRC
| Commercial | Nonequipment | Cool Roof | Healthcare | Existing | 0.36408 | 0.048674 | 0.13369 | N/A | N/A | N/A | Fail RIM | Commercial | Nonequipment | Cool Roof | Healthcare | Existing | 0.36408 | 0.048674 | 0.13369 | N/A | N/A | N/A | Fail TRC
| Commercial | Nonequipment | Cool Roof | Hospitals | Existing | 0.36408 | 0.048674 | 0.13369 | N/A | N/A | N/A | Fail RIM | Commercial | Nonequipment | Cool Roof | Hospitals | Existing | 0.36408 | 0.048674 | 0.13369 | N/A | N/A | N/A | Fail TRC
| Commercial | Nonequipment | Cool Roof | Institutional | Existing | 0.36408 | 0.048674 | 0.13369 | N/A | N/A | N/A | Fail RIM | Commercial | Nonequipment | Cool Roof | Institutional | Existing | 0.36408 | 0.048674 | 0.13369 | N/A | N/A | N/A | Fail TRC
| Commercial | Nonequipment | Cool Roof | Lodging/Hospitality | Existing | 0.40666 | 0.054735 | 0.1346 | N/A | N/A | N/A | Fail RIM | Commercial | Nonequipment | Cool Roof | Lodging/Hospitality | Existing | 0.40666 | 0.054735 | 0.1346 | N/A | N/A | N/A | Fail TRC
| Commercial | Nonequipment | Cool Roof | Miscellaneous | Existing | 0.27529 | 0.036268 | 0.13174 | N/A | N/A | N/A | Fail RIM | Commercial | Nonequipment | Cool Roof | Miscellaneous | Existing | 0.27529 | 0.036268 | 0.13174 | N/A | N/A | N/A | Fail TRC
| Commercial | Nonequipment | Cool Roof | Offices | Existing | 0.36408 | 0.048674 | 0.13369 | N/A | N/A | N/A | Fail RIM | Commercial | Nonequipment | Cool Roof | Offices | Existing | 0.36408 | 0.048674 | 0.13369 | N/A | N/A | N/A | Fail TRC
| Commercial | Nonequipment | Cool Roof | Restaurants | Existing | 0.36408 | 0.048674 | 0.13369 | N/A | N/A | N/A | Fail RIM | Commercial | Nonequipment | Cool Roof | Restaurants | Existing | 0.36408 | 0.048674 | 0.13369 | N/A | N/A | N/A | Fail TRC
| Commercial | Nonequipment | Cool Roof | Retail | Existing | 0.36408 | 0.048674 | 0.13369 | N/A | N/A | N/A | Fail RIM | Commercial | Nonequipment | Cool Roof | Retail | Existing | 0.36408 | 0.048674 | 0.13369 | N/A | N/A | N/A | Fail TRC
| Commercial | Nonequipment | Cool Roof | Schools K-12 | Existing | 0.36408 | 0.048674 | 0.13369 | N/A | N/A | N/A | Fail RIM | Commercial | Nonequipment | Cool Roof | Schools K-12 | Existing | 0.36408 | 0.048674 | 0.13369 | N/A | N/A | N/A | Fail TRC
| Commercial | Nonequipment | Cool Roof | Warehouse | Existing | 0.27529 | 0.036268 | 0.13174 | N/A | N/A | N/A | Fail RIM | Commercial | Nonequipment | Cool Roof | Warehouse | Existing | 0.27529 | 0.036268 | 0.13174 | N/A | N/A | N/A | Fail TRC
| Commercial | Nonequipment | Cool Roof | Assembly | New | 0.36408 | 0.048555 | 0.13336 | N/A | N/A | N/A | Fail RIM | Commercial | Nonequipment | Cool Roof | Assembly | New | 0.36408 | 0.048555 | 0.13336 | N/A | N/A | N/A | Fail TRC
| Commercial | Nonequipment | Cool Roof | College and University | New | 0.36408 | 0.048555 | 0.13336 | N/A | N/A | N/A | Fail RIM | Commercial | Nonequipment | Cool Roof | College and University | New | 0.36408 | 0.048555 | 0.13336 | N/A | N/A | N/A | Fail TRC
| Commercial | Nonequipment | Cool Roof | Grocery | New | 0.36408 | 0.048555 | 0.13336 | N/A | N/A | N/A | Fail RIM | Commercial | Nonequipment | Cool Roof | Grocery | New | 0.36408 | 0.048555 | 0.13336 | N/A | N/A | N/A | Fail TRC
| Commercial | Nonequipment | Cool Roof | Healthcare | New | 0.36408 | 0.048555 | 0.13336 | N/A | N/A | N/A | Fail RIM | Commercial | Nonequipment | Cool Roof | Healthcare | New | 0.36408 | 0.048555 | 0.13336 | N/A | N/A | N/A | Fail TRC
| Commercial | Nonequipment | Cool Roof | Hospitals | New | 0.36408 | 0.048555 | 0.13336 | N/A | N/A | N/A | Fail RIM | Commercial | Nonequipment | Cool Roof | Hospitals | New | 0.36408 | 0.048555 | 0.13336 | N/A | N/A | N/A | Fail TRC
| Commercial | Nonequipment | Cool Roof | Institutional | New | 0.36408 | 0.048555 | 0.13336 | N/A | N/A | N/A | Fail RIM | Commercial | Nonequipment | Cool Roof | Institutional | New | 0.36408 | 0.048555 | 0.13336 | N/A | N/A | N/A | Fail TRC
| Commercial | Nonequipment | Cool Roof | Lodging/Hospitality | New | 0.40666 | 0.054602 | 0.13427 | N/A | N/A | N/A | Fail RIM | Commercial | Nonequipment | Cool Roof | Lodging/Hospitality | New | 0.40666 | 0.054602 | 0.13427 | N/A | N/A | N/A | Fail TRC
| Commercial | Nonequipment | Cool Roof | Miscellaneous | New | 0.27529 | 0.036179 | 0.13142 | N/A | N/A | N/A | Fail RIM | Commercial | Nonequipment | Cool Roof | Miscellaneous | New | 0.27529 | 0.036179 | 0.13142 | N/A | N/A | N/A | Fail TRC
| Commercial | Nonequipment | Cool Roof | Offices | New | 0.36408 | 0.048555 | 0.13336 | N/A | N/A | N/A | Fail RIM | Commercial | Nonequipment | Cool Roof | Offices | New | 0.36408 | 0.048555 | 0.13336 | N/A | N/A | N/A | Fail TRC
| Commercial | Nonequipment | Cool Roof | Restaurants | New | 0.36408 | 0.048555 | 0.13336 | N/A | N/A | N/A | Fail RIM | Commercial | Nonequipment | Cool Roof | Restaurants | New | 0.36408 | 0.048555 | 0.13336 | N/A | N/A | N/A | Fail TRC
| Commercial | Nonequipment | Cool Roof | Retail | New | 0.36408 | 0.048555 | 0.13336 | N/A | N/A | N/A | Fail RIM | Commercial | Nonequipment | Cool Roof | Retail | New | 0.36408 | 0.048555 | 0.13336 | N/A | N/A | N/A | Fail TRC
| Commercial | Nonequipment | Cool Roof | Schools K-12 | New | 0.36408 | 0.048555 | 0.13336 | N/A | N/A | N/A | Fail RIM | Commercial | Nonequipment | Cool Roof | Schools K-12 | New | 0.36408 | 0.048555 | 0.13336 | N/A | N/A | N/A | Fail TRC
| Commercial | Nonequipment | Cool Roof | Warehouse | New | 0.27529 | 0.036179 | 0.13142 | N/A | N/A | N/A | Fail RIM | Commercial | Nonequipment | Cool Roof | Warehouse | New | 0.27529 | 0.036179 | 0.13142 | N/A | N/A | N/A | Fail TRC
| Commercial | Nonequipment | Dedicated Outdoor Air System on VRF unit | Assembly | Existing | 0.37678 | 0.35795 | 0.95003 | N/A | N/A | N/A | Fail RIM | Commercial | Nonequipment | Dedicated Outdoor Air System on VRF unit | Assembly | Existing | 0.37678 | 0.35795 | 0.95003 | N/A | N/A | N/A | Fail TRC
| Commercial | Nonequipment | Dedicated Outdoor Air System on VRF unit | College and University | Existing | 0.36509 | 0.38156 | 1.0451 | N/A | N/A | N/A | Fail RIM | Commercial | Nonequipment | Dedicated Outdoor Air System on VRF unit | College and University | Existing | 0.36509 | 0.38156 | 1.0451 | N/A | N/A | N/A | Fail TRC
| Commercial | Nonequipment | Dedicated Outdoor Air System on VRF unit | Grocery | Existing | 0.37678 | 0.21419 | 0.56848 | N/A | N/A | N/A | Fail RIM | Commercial | Nonequipment | Dedicated Outdoor Air System on VRF unit | Grocery | Existing | 0.37678 | 0.21419 | 0.56848 | N/A | N/A | N/A | Fail TRC
| Commercial | Nonequipment | Dedicated Outdoor Air System on VRF unit | Healthcare | Existing | 0.37678 | 0.77032 | 2.0445 | N/A | N/A | N/A | Fail RIM | Commercial | Nonequipment | Dedicated Outdoor Air System on VRF unit | Healthcare | Existing | 0.37678 | 0.77032 | 2.0445 | N/A | N/A | N/A | Fail TRC
| Commercial | Nonequipment | Dedicated Outdoor Air System on VRF unit | Hospitals | Existing | 0.37678 | 0.7339 | 1.9478 | N/A | N/A | N/A | Fail RIM | Commercial | Nonequipment | Dedicated Outdoor Air System on VRF unit | Hospitals | Existing | 0.37678 | 0.7339 | 1.9478 | N/A | N/A | N/A | Fail TRC
| Commercial | Nonequipment | Dedicated Outdoor Air System on VRF unit | Institutional | Existing | 0.37678 | 0.19803 | 0.52559 | N/A | N/A | N/A | Fail RIM | Commercial | Nonequipment | Dedicated Outdoor Air System on VRF unit | Institutional | Existing | 0.37678 | 0.19803 | 0.52559 | N/A | N/A | N/A | Fail TRC
| Commercial | Nonequipment | Dedicated Outdoor Air System on VRF unit | Lodging/Hospitality | Existing | 0.36509 | 0.56224 | 1.54 | N/A | N/A | N/A | Fail RIM | Commercial | Nonequipment | Dedicated Outdoor Air System on VRF unit | Lodging/Hospitality | Existing | 0.36509 | 0.56224 | 1.54 | N/A | N/A | N/A | Fail TRC
| Commercial | Nonequipment | Dedicated Outdoor Air System on VRF unit | Miscellaneous | Existing | 0.37678 | 0.19983 | 0.53037 | N/A | N/A | N/A | Fail RIM | Commercial | Nonequipment | Dedicated Outdoor Air System on VRF unit | Miscellaneous | Existing | 0.37678 | 0.19983 | 0.53037 | N/A | N/A | N/A | Fail TRC
| Commercial | Nonequipment | Dedicated Outdoor Air System on VRF unit | Offices | Existing | 0.37678 | 0.39523 | 1.049 | N/A | N/A | N/A | Fail RIM | Commercial | Nonequipment | Dedicated Outdoor Air System on VRF unit | Offices | Existing | 0.37678 | 0.39523 | 1.049 | N/A | N/A | N/A | Fail TRC
| Commercial | Nonequipment | Dedicated Outdoor Air System on VRF unit | Restaurants | Existing | 0.37678 | 0.6092 | 1.6169 | N/A | N/A | N/A | Fail RIM | Commercial | Nonequipment | Dedicated Outdoor Air System on VRF unit | Restaurants | Existing | 0.37678 | 0.6092 | 1.6169 | N/A | N/A | N/A | Fail TRC
| Commercial | Nonequipment | Dedicated Outdoor Air System on VRF unit | Retail | Existing | 0.37678 | 0.46931 | 1.2456 | N/A | N/A | N/A | Fail RIM | Commercial | Nonequipment | Dedicated Outdoor Air System on VRF unit | Retail | Existing | 0.37678 | 0.46931 | 1.2456 | N/A | N/A | N/A | Fail TRC
| Commercial | Nonequipment | Dedicated Outdoor Air System on VRF unit | Schools K-12 | Existing | 0.37678 | 0.40963 | 1.0872 | N/A | N/A | N/A | Fail RIM | Commercial | Nonequipment | Dedicated Outdoor Air System on VRF unit | Schools K-12 | Existing | 0.37678 | 0.40963 | 1.0872 | N/A | N/A | N/A | Fail TRC
| Commercial | Nonequipment | Dedicated Outdoor Air System on VRF unit | Warehouse | Existing | 0.37678 | 0.091179 | 0.242 | N/A | N/A | N/A | Fail RIM | Commercial | Nonequipment | Dedicated Outdoor Air System on VRF unit | Warehouse | Existing | 0.37678 | 0.091179 | 0.242 | N/A | N/A | N/A | Fail TRC
| Commercial | Nonequipment | Dedicated Outdoor Air System on VRF unit | Assembly | New | 0.37678 | 0.35795 | 0.95003 | N/A | N/A | N/A | Fail RIM | Commercial | Nonequipment | Dedicated Outdoor Air System on VRF unit | Assembly | New | 0.37678 | 0.35795 | 0.95003 | N/A | N/A | N/A | Fail TRC
| Commercial | Nonequipment | Dedicated Outdoor Air System on VRF unit | College and University | New | 0.36509 | 0.38156 | 1.0451 | N/A | N/A | N/A | Fail RIM | Commercial | Nonequipment | Dedicated Outdoor Air System on VRF unit | College and University | New | 0.36509 | 0.38156 | 1.0451 | N/A | N/A | N/A | Fail TRC
| Commercial | Nonequipment | Dedicated Outdoor Air System on VRF unit | Grocery | New | 0.37678 | 0.21419 | 0.56848 | N/A | N/A | N/A | Fail RIM | Commercial | Nonequipment | Dedicated Outdoor Air System on VRF unit | Grocery | New | 0.37678 | 0.21419 | 0.56848 | N/A | N/A | N/A | Fail TRC
| Commercial | Nonequipment | Dedicated Outdoor Air System on VRF unit | Healthcare | New | 0.37678 | 0.77032 | 2.0445 | N/A | N/A | N/A | Fail RIM | Commercial | Nonequipment | Dedicated Outdoor Air System on VRF unit | Healthcare | New | 0.37678 | 0.77032 | 2.0445 | N/A | N/A | N/A | Fail TRC
| Commercial | Nonequipment | Dedicated Outdoor Air System on VRF unit | Hospitals | New | 0.37678 | 0.7339 | 1.9478 | N/A | N/A | N/A | Fail RIM | Commercial | Nonequipment | Dedicated Outdoor Air System on VRF unit | Hospitals | New | 0.37678 | 0.7339 | 1.9478 | N/A | N/A | N/A | Fail TRC
| Commercial | Nonequipment | Dedicated Outdoor Air System on VRF unit | Institutional | New | 0.37678 | 0.19803 | 0.52559 | N/A | N/A | N/A | Fail RIM | Commercial | Nonequipment | Dedicated Outdoor Air System on VRF unit | Institutional | New | 0.37678 | 0.19803 | 0.52559 | N/A | N/A | N/A | Fail TRC
| Commercial | Nonequipment | Dedicated Outdoor Air System on VRF unit | Lodging/Hospitality | New | 0.36509 | 0.56224 | 1.54 | N/A | N/A | N/A | Fail RIM | Commercial | Nonequipment | Dedicated Outdoor Air System on VRF unit | Lodging/Hospitality | New | 0.36509 | 0.56224 | 1.54 | N/A | N/A | N/A | Fail TRC
| Commercial | Nonequipment | Dedicated Outdoor Air System on VRF unit | Miscellaneous | New | 0.37678 | 0.19983 | 0.53037 | N/A | N/A | N/A | Fail RIM | Commercial | Nonequipment | Dedicated Outdoor Air System on VRF unit | Miscellaneous | New | 0.37678 | 0.19983 | 0.53037 | N/A | N/A | N/A | Fail TRC
| Commercial | Nonequipment | Dedicated Outdoor Air System on VRF unit | Offices | New | 0.37678 | 0.39523 | 1.049 | N/A | N/A | N/A | Fail RIM | Commercial | Nonequipment | Dedicated Outdoor Air System on VRF unit | Offices | New | 0.37678 | 0.39523 | 1.049 | N/A | N/A | N/A | Fail TRC
| Commercial | Nonequipment | Dedicated Outdoor Air System on VRF unit | Restaurants | New | 0.37678 | 0.6092 | 1.6169 | N/A | N/A | N/A | Fail RIM | Commercial | Nonequipment | Dedicated Outdoor Air System on VRF unit | Restaurants | New | 0.37678 | 0.6092 | 1.6169 | N/A | N/A | N/A | Fail TRC
| Commercial | Nonequipment | Dedicated Outdoor Air System on VRF unit | Retail | New | 0.37678 | 0.46931 | 1.2456 | N/A | N/A | N/A | Fail RIM | Commercial | Nonequipment | Dedicated Outdoor Air System on VRF unit | Retail | New | 0.37678 | 0.46931 | 1.2456 | N/A | N/A | N/A | Fail TRC
| Commercial | Nonequipment | Dedicated Outdoor Air System on VRF unit | Schools K-12 | New | 0.37678 | 0.40963 | 1.0872 | N/A | N/A | N/A | Fail RIM | Commercial | Nonequipment | Dedicated Outdoor Air System on VRF unit | Schools K-12 | New | 0.37678 | 0.40963 | 1.0872 | N/A | N/A | N/A | Fail TRC
| Commercial | Nonequipment | Dedicated Outdoor Air System on VRF unit | Warehouse | New | 0.37678 | 0.091179 | 0.242 | N/A | N/A | N/A | Fail RIM | Commercial | Nonequipment | Dedicated Outdoor Air System on VRF unit | Warehouse | New | 0.37678 | 0.091179 | 0.242 | N/A | N/A | N/A | Fail TRC
| Commercial | Nonequipment | Destratification Fans | Assembly | Existing | 0.32561 | 0.03181 | 0.097694 | N/A | N/A | N/A | Fail RIM | Commercial | Nonequipment | Destratification Fans | Assembly | Existing | 0.32561 | 0.03181 | 0.097694 | N/A | N/A | N/A | Fail TRC
| Commercial | Nonequipment | Destratification Fans | College and University | Existing | 0.32561 | 0.057867 | 0.17772 | N/A | N/A | N/A | Fail RIM | Commercial | Nonequipment | Destratification Fans | College and University | Existing | 0.32561 | 0.057867 | 0.17772 | N/A | N/A | N/A | Fail TRC
| Commercial | Nonequipment | Destratification Fans | Grocery | Existing | 0.32561 | 0.020842 | 0.064008 | N/A | N/A | N/A | Fail RIM | Commercial | Nonequipment | Destratification Fans | Grocery | Existing | 0.32561 | 0.020842 | 0.064008 | N/A | N/A | N/A | Fail TRC
| Commercial | Nonequipment | Destratification Fans | Healthcare | Existing | 0.32561 | 0.052128 | 0.16009 | N/A | N/A | N/A | Fail RIM | Commercial | Nonequipment | Destratification Fans | Healthcare | Existing | 0.32561 | 0.052128 | 0.16009 | N/A | N/A | N/A | Fail TRC
| Commercial | Nonequipment | Destratification Fans | Hospitals | Existing | 0.32561 | 0.10293 | 0.31613 | N/A | N/A | N/A | Fail RIM | Commercial | Nonequipment | Destratification Fans | Hospitals | Existing | 0.32561 | 0.10293 | 0.31613 | N/A | N/A | N/A | Fail TRC
| Commercial | Nonequipment | Destratification Fans | Institutional | Existing | 0.32561 | 0.011458 | 0.03519 | N/A | N/A | N/A | Fail RIM | Commercial | Nonequipment | Destratification Fans | Institutional | Existing | 0.32561 | 0.011458 | 0.03519 | N/A | N/A | N/A | Fail TRC
| Commercial | Nonequipment | Destratification Fans | Lodging/Hospitality | Existing | 0.32561 | 0.017285 | 0.053086 | N/A | N/A | N/A | Fail RIM | Commercial | Nonequipment | Destratification Fans | Lodging/Hospitality | Existing | 0.32561 | 0.017285 | 0.053086 | N/A | N/A | N/A | Fail TRC
| Commercial | Nonequipment | Destratification Fans | Miscellaneous | Existing | 0.32561 | 0.026416 | 0.08113 | N/A | N/A | N/A | Fail RIM | Commercial | Nonequipment | Destratification Fans | Miscellaneous | Existing | 0.32561 | 0.026416 | 0.08113 | N/A | N/A | N/A | Fail TRC
| Commercial | Nonequipment | Destratification Fans | Offices | Existing | 0.32561 | 0.0057855 | 0.017768 | N/A | N/A | N/A | Fail RIM | Commercial | Nonequipment | Destratification Fans | Offices | Existing | 0.32561 | 0.0057855 | 0.017768 | N/A | N/A | N/A | Fail TRC
| Commercial | Nonequipment | Destratification Fans | Restaurants | Existing | 0.32561 | 0.045726 | 0.14043 | N/A | N/A | N/A | Fail RIM | Commercial | Nonequipment | Destratification Fans | Restaurants | Existing | 0.32561 | 0.045726 | 0.14043 | N/A | N/A | N/A | Fail TRC
| Commercial | Nonequipment | Destratification Fans | Retail | Existing | 0.32561 | 0.054719 | 0.16805 | N/A | N/A | N/A | Fail RIM | Commercial | Nonequipment | Destratification Fans | Retail | Existing | 0.32561 | 0.054719 | 0.16805 | N/A | N/A | N/A | Fail TRC
| Commercial | Nonequipment | Destratification Fans | Schools K-12 | Existing | 0.32561 | 0.17302 | 0.53136 | N/A | N/A | N/A | Fail RIM | Commercial | Nonequipment | Destratification Fans | Schools K-12 | Existing | 0.32561 | 0.17302 | 0.53136 | N/A | N/A | N/A | Fail TRC
| Commercial | Nonequipment | Destratification Fans | Warehouse | Existing | 0.32561 | 0.018966 | 0.058248 | N/A | N/A | N/A | Fail RIM | Commercial | Nonequipment | Destratification Fans | Warehouse | Existing | 0.32561 | 0.018966 | 0.058248 | N/A | N/A | N/A | Fail TRC
| Commercial | Nonequipment | Destratification Fans | Assembly | New | 0.32561 | 0.03181 | 0.097694 | N/A | N/A | N/A | Fail RIM | Commercial | Nonequipment | Destratification Fans | Assembly | New | 0.32561 | 0.03181 | 0.097694 | N/A | N/A | N/A | Fail TRC
| Commercial | Nonequipment | Destratification Fans | College and University | New | 0.32561 | 0.057867 | 0.17772 | N/A | N/A | N/A | Fail RIM | Commercial | Nonequipment | Destratification Fans | College and University | New | 0.32561 | 0.057867 | 0.17772 | N/A | N/A | N/A | Fail TRC
| Commercial | Nonequipment | Destratification Fans | Grocery | New | 0.32561 | 0.020842 | 0.064008 | N/A | N/A | N/A | Fail RIM | Commercial | Nonequipment | Destratification Fans | Grocery | New | 0.32561 | 0.020842 | 0.064008 | N/A | N/A | N/A | Fail TRC
| Commercial | Nonequipment | Destratification Fans | Healthcare | New | 0.32561 | 0.052128 | 0.16009 | N/A | N/A | N/A | Fail RIM | Commercial | Nonequipment | Destratification Fans | Healthcare | New | 0.32561 | 0.052128 | 0.16009 | N/A | N/A | N/A | Fail TRC
| Commercial | Nonequipment | Destratification Fans | Hospitals | New | 0.32561 | 0.10293 | 0.31613 | N/A | N/A | N/A | Fail RIM | Commercial | Nonequipment | Destratification Fans | Hospitals | New | 0.32561 | 0.10293 | 0.31613 | N/A | N/A | N/A | Fail TRC
| Commercial | Nonequipment | Destratification Fans | Institutional | New | 0.32561 | 0.011458 | 0.03519 | N/A | N/A | N/A | Fail RIM | Commercial | Nonequipment | Destratification Fans | Institutional | New | 0.32561 | 0.011458 | 0.03519 | N/A | N/A | N/A | Fail TRC
| Commercial | Nonequipment | Destratification Fans | Lodging/Hospitality | New | 0.32561 | 0.017285 | 0.053086 | N/A | N/A | N/A | Fail RIM | Commercial | Nonequipment | Destratification Fans | Lodging/Hospitality | New | 0.32561 | 0.017285 | 0.053086 | N/A | N/A | N/A | Fail TRC
| Commercial | Nonequipment | Destratification Fans | Miscellaneous | New | 0.32561 | 0.026416 | 0.08113 | N/A | N/A | N/A | Fail RIM | Commercial | Nonequipment | Destratification Fans | Miscellaneous | New | 0.32561 | 0.026416 | 0.08113 | N/A | N/A | N/A | Fail TRC
| Commercial | Nonequipment | Destratification Fans | Offices | New | 0.32561 | 0.0057855 | 0.017768 | N/A | N/A | N/A | Fail RIM | Commercial | Nonequipment | Destratification Fans | Offices | New | 0.32561 | 0.0057855 | 0.017768 | N/A | N/A | N/A | Fail TRC
| Commercial | Nonequipment | Destratification Fans | Restaurants | New | 0.32561 | 0.045726 | 0.14043 | N/A | N/A | N/A | Fail RIM | Commercial | Nonequipment | Destratification Fans | Restaurants | New | 0.32561 | 0.045726 | 0.14043 | N/A | N/A | N/A | Fail TRC
| Commercial | Nonequipment | Destratification Fans | Retail | New | 0.32561 | 0.054719 | 0.16805 | N/A | N/A | N/A | Fail RIM | Commercial | Nonequipment | Destratification Fans | Retail | New | 0.32561 | 0.054719 | 0.16805 | N/A | N/A | N/A | Fail TRC
| Commercial | Nonequipment | Destratification Fans | Schools K-12 | New | 0.32561 | 0.17302 | 0.53136 | N/A | N/A | N/A | Fail RIM | Commercial | Nonequipment | Destratification Fans | Schools K-12 | New | 0.32561 | 0.17302 | 0.53136 | N/A | N/A | N/A | Fail TRC
| Commercial | Nonequipment | Destratification Fans | Warehouse | New | 0.32561 | 0.018966 | 0.058248 | N/A | N/A | N/A | Fail RIM | Commercial | Nonequipment | Destratification Fans | Warehouse | New | 0.32561 | 0.018966 | 0.058248 | N/A | N/A | N/A | Fail TRC
| Commercial | Nonequipment | Duct Insulation | Assembly | Existing | 0.36764 | 0.023152 | 0.062974 | N/A | N/A | N/A | Fail RIM | Commercial | Nonequipment | Duct Insulation | Assembly | Existing | 0.36764 | 0.023152 | 0.062974 | N/A | N/A | N/A | Fail TRC
| Commercial | Nonequipment | Duct Insulation | College and University | Existing | 0.36764 | 0.035086 | 0.095437 | N/A | N/A | N/A | Fail RIM | Commercial | Nonequipment | Duct Insulation | College and University | Existing | 0.36764 | 0.035086 | 0.095437 | N/A | N/A | N/A | Fail TRC
| Commercial | Nonequipment | Duct Insulation | Grocery | Existing | 0.36764 | 0.22794 | 0.62 | N/A | N/A | N/A | Fail RIM | Commercial | Nonequipment | Duct Insulation | Grocery | Existing | 0.36764 | 0.22794 | 0.62 | N/A | N/A | N/A | Fail TRC
| Commercial | Nonequipment | Duct Insulation | Healthcare | Existing | 0.36764 | 0.093168 | 0.25342 | N/A | N/A | N/A | Fail RIM | Commercial | Nonequipment | Duct Insulation | Healthcare | Existing | 0.36764 | 0.093168 | 0.25342 | N/A | N/A | N/A | Fail TRC
| Commercial | Nonequipment | Duct Insulation | Hospitals | Existing | 0.36764 | 0.093168 | 0.25342 | N/A | N/A | N/A | Fail RIM | Commercial | Nonequipment | Duct Insulation | Hospitals | Existing | 0.36764 | 0.093168 | 0.25342 | N/A | N/A | N/A | Fail TRC
| Commercial | Nonequipment | Duct Insulation | Institutional | Existing | 0.36764 | 0.10504 | 0.28572 | N/A | N/A | N/A | Fail RIM | Commercial | Nonequipment | Duct Insulation | Institutional | Existing | 0.36764 | 0.10504 | 0.28572 | N/A | N/A | N/A | Fail TRC
| Commercial | Nonequipment | Duct Insulation | Lodging/Hospitality | Existing | 0.36764 | 0.052586 | 0.14304 | N/A | N/A | N/A | Fail RIM | Commercial | Nonequipment | Duct Insulation | Lodging/Hospitality | Existing | 0.36764 | 0.052586 | 0.14304 | N/A | N/A | N/A | Fail TRC
| Commercial | Nonequipment | Duct Insulation | Miscellaneous | Existing | 0.36764 | 0.071564 | 0.19466 | N/A | N/A | N/A | Fail RIM | Commercial | Nonequipment | Duct Insulation | Miscellaneous | Existing | 0.36764 | 0.071564 | 0.19466 | N/A | N/A | N/A | Fail TRC
| Commercial | Nonequipment | Duct Insulation | Offices | Existing | 0.36764 | 0.096132 | 0.26148 | N/A | N/A | N/A | Fail RIM | Commercial | Nonequipment | Duct Insulation | Offices | Existing | 0.36764 | 0.096132 | 0.26148 | N/A | N/A | N/A | Fail TRC
| Commercial | Nonequipment | Duct Insulation | Restaurants | Existing | 0.36764 | 0.2203 | 0.59923 | N/A | N/A | N/A | Fail RIM | Commercial | Nonequipment | Duct Insulation | Restaurants | Existing | 0.36764 | 0.2203 | 0.59923 | N/A | N/A | N/A | Fail TRC
| Commercial | Nonequipment | Duct Insulation | Retail | Existing | 0.36764 | 0.042712 | 0.11618 | N/A | N/A | N/A | Fail RIM | Commercial | Nonequipment | Duct Insulation | Retail | Existing | 0.36764 | 0.042712 | 0.11618 | N/A | N/A | N/A | Fail TRC
| Commercial | Nonequipment | Duct Insulation | Schools K-12 | Existing | 0.36764 | 0.035086 | 0.095437 | N/A | N/A | N/A | Fail RIM | Commercial | Nonequipment | Duct Insulation | Schools K-12 | Existing | 0.36764 | 0.035086 | 0.095437 | N/A | N/A | N/A | Fail TRC
| Commercial | Nonequipment | Duct Insulation | Warehouse | Existing | 0.36764 | 0.011296 | 0.030726 | N/A | N/A | N/A | Fail RIM | Commercial | Nonequipment | Duct Insulation | Warehouse | Existing | 0.36764 | 0.011296 | 0.030726 | N/A | N/A | N/A | Fail TRC
| Commercial | Nonequipment | Duct Insulation | Assembly | New | 0.36764 | 0.023152 | 0.062974 | N/A | N/A | N/A | Fail RIM | Commercial | Nonequipment | Duct Insulation | Assembly | New | 0.36764 | 0.023152 | 0.062974 | N/A | N/A | N/A | Fail TRC
| Commercial | Nonequipment | Duct Insulation | College and University | New | 0.36764 | 0.035086 | 0.095437 | N/A | N/A | N/A | Fail RIM | Commercial | Nonequipment | Duct Insulation | College and University | New | 0.36764 | 0.035086 | 0.095437 | N/A | N/A | N/A | Fail TRC
| Commercial | Nonequipment | Duct Insulation | Grocery | New | 0.36764 | 0.22794 | 0.62 | N/A | N/A | N/A | Fail RIM | Commercial | Nonequipment | Duct Insulation | Grocery | New | 0.36764 | 0.22794 | 0.62 | N/A | N/A | N/A | Fail TRC
| Commercial | Nonequipment | Duct Insulation | Healthcare | New | 0.36764 | 0.093168 | 0.25342 | N/A | N/A | N/A | Fail RIM | Commercial | Nonequipment | Duct Insulation | Healthcare | New | 0.36764 | 0.093168 | 0.25342 | N/A | N/A | N/A | Fail TRC
| Commercial | Nonequipment | Duct Insulation | Hospitals | New | 0.36764 | 0.093168 | 0.25342 | N/A | N/A | N/A | Fail RIM | Commercial | Nonequipment | Duct Insulation | Hospitals | New | 0.36764 | 0.093168 | 0.25342 | N/A | N/A | N/A | Fail TRC
| Commercial | Nonequipment | Duct Insulation | Institutional | New | 0.36764 | 0.10504 | 0.28572 | N/A | N/A | N/A | Fail RIM | Commercial | Nonequipment | Duct Insulation | Institutional | New | 0.36764 | 0.10504 | 0.28572 | N/A | N/A | N/A | Fail TRC
| Commercial | Nonequipment | Duct Insulation | Lodging/Hospitality | New | 0.36764 | 0.052586 | 0.14304 | N/A | N/A | N/A | Fail RIM | Commercial | Nonequipment | Duct Insulation | Lodging/Hospitality | New | 0.36764 | 0.052586 | 0.14304 | N/A | N/A | N/A | Fail TRC
| Commercial | Nonequipment | Duct Insulation | Miscellaneous | New | 0.36764 | 0.071564 | 0.19466 | N/A | N/A | N/A | Fail RIM | Commercial | Nonequipment | Duct Insulation | Miscellaneous | New | 0.36764 | 0.071564 | 0.19466 | N/A | N/A | N/A | Fail TRC
| Commercial | Nonequipment | Duct Insulation | Offices | New | 0.36764 | 0.096132 | 0.26148 | N/A | N/A | N/A | Fail RIM | Commercial | Nonequipment | Duct Insulation | Offices | New | 0.36764 | 0.096132 | 0.26148 | N/A | N/A | N/A | Fail TRC
| Commercial | Nonequipment | Duct Insulation | Restaurants | New | 0.36764 | 0.2203 | 0.59923 | N/A | N/A | N/A | Fail RIM | Commercial | Nonequipment | Duct Insulation | Restaurants | New | 0.36764 | 0.2203 | 0.59923 | N/A | N/A | N/A | Fail TRC
| Commercial | Nonequipment | Duct Insulation | Retail | New | 0.36764 | 0.042712 | 0.11618 | N/A | N/A | N/A | Fail RIM | Commercial | Nonequipment | Duct Insulation | Retail | New | 0.36764 | 0.042712 | 0.11618 | N/A | N/A | N/A | Fail TRC
| Commercial | Nonequipment | Duct Insulation | Schools K-12 | New | 0.36764 | 0.035086 | 0.095437 | N/A | N/A | N/A | Fail RIM | Commercial | Nonequipment | Duct Insulation | Schools K-12 | New | 0.36764 | 0.035086 | 0.095437 | N/A | N/A | N/A | Fail TRC
| Commercial | Nonequipment | Duct Insulation | Warehouse | New | 0.36764 | 0.011296 | 0.030726 | N/A | N/A | N/A | Fail RIM | Commercial | Nonequipment | Duct Insulation | Warehouse | New | 0.36764 | 0.011296 | 0.030726 | N/A | N/A | N/A | Fail TRC
| Commercial | Nonequipment | Duct Sealing Repair | Assembly | Existing | 0.35058 | 1.1278 | 3.2169 | N/A | N/A | N/A | Fail RIM | Commercial | Nonequipment | Duct Sealing Repair | Assembly | Existing | 0.35058 | 1.1278 | 3.2169 | 0.30473 | 1.007 | 3.5809
| Commercial | Nonequipment | Duct Sealing Repair | College and University | Existing | 0.35058 | 1.7091 | 4.8751 | N/A | N/A | N/A | Fail RIM | Commercial | Nonequipment | Duct Sealing Repair | College and University | Existing | 0.35058 | 1.7091 | 4.8751 | 0.33557 | 1.4462 | 4.9113
| Commercial | Nonequipment | Duct Sealing Repair | Grocery | Existing | 0.35058 | 11.1031 | 31.6709 | N/A | N/A | N/A | Fail RIM | Commercial | Nonequipment | Duct Sealing Repair | Grocery | Existing | 0.35058 | 11.1031 | 31.6709 | N/A | N/A | N/A | Fail 2-year Threshold
| Commercial | Nonequipment | Duct Sealing Repair | Healthcare | Existing | 0.35058 | 4.5383 | 12.9454 | N/A | N/A | N/A | Fail RIM | Commercial | Nonequipment | Duct Sealing Repair | Healthcare | Existing | 0.35058 | 4.5383 | 12.9454 | N/A | N/A | N/A | Fail 2-year Threshold
| Commercial | Nonequipment | Duct Sealing Repair | Hospitals | Existing | 0.35058 | 4.5383 | 12.9454 | N/A | N/A | N/A | Fail RIM | Commercial | Nonequipment | Duct Sealing Repair | Hospitals | Existing | 0.35058 | 4.5383 | 12.9454 | N/A | N/A | N/A | Fail 2-year Threshold
| Commercial | Nonequipment | Duct Sealing Repair | Institutional | Existing | 0.35058 | 5.1168 | 14.5954 | N/A | N/A | N/A | Fail RIM | Commercial | Nonequipment | Duct Sealing Repair | Institutional | Existing | 0.35058 | 5.1168 | 14.5954 | N/A | N/A | N/A | Fail 2-year Threshold
| Commercial | Nonequipment | Duct Sealing Repair | Lodging/Hospitality | Existing | 0.35058 | 2.5616 | 7.3067 | N/A | N/A | N/A | Fail RIM | Commercial | Nonequipment | Duct Sealing Repair | Lodging/Hospitality | Existing | 0.35058 | 2.5616 | 7.3067 | N/A | N/A | N/A | Fail 2-year Threshold
| Commercial | Nonequipment | Duct Sealing Repair | Miscellaneous | Existing | 0.35058 | 3.486 | 9.9436 | N/A | N/A | N/A | Fail RIM | Commercial | Nonequipment | Duct Sealing Repair | Miscellaneous | Existing | 0.35058 | 3.486 | 9.9436 | N/A | N/A | N/A | Fail 2-year Threshold
| Commercial | Nonequipment | Duct Sealing Repair | Offices | Existing | 0.35058 | 4.6827 | 13.3571 | N/A | N/A | N/A | Fail RIM | Commercial | Nonequipment | Duct Sealing Repair | Offices | Existing | 0.35058 | 4.6827 | 13.3571 | N/A | N/A | N/A | Fail 2-year Threshold
| Commercial | Nonequipment | Duct Sealing Repair | Restaurants | Existing | 0.35058 | 10.7311 | 30.61 | N/A | N/A | N/A | Fail RIM | Commercial | Nonequipment | Duct Sealing Repair | Restaurants | Existing | 0.35058 | 10.7311 | 30.61 | N/A | N/A | N/A | Fail 2-year Threshold
| Commercial | Nonequipment | Duct Sealing Repair | Retail | Existing | 0.35058 | 2.0805 | 5.9346 | N/A | N/A | N/A | Fail RIM | Commercial | Nonequipment | Duct Sealing Repair | Retail | Existing | 0.35058 | 2.0805 | 5.9346 | N/A | N/A | N/A | Fail 2-year Threshold
| Commercial | Nonequipment | Duct Sealing Repair | Schools K-12 | Existing | 0.35058 | 1.7091 | 4.8751 | N/A | N/A | N/A | Fail RIM | Commercial | Nonequipment | Duct Sealing Repair | Schools K-12 | Existing | 0.35058 | 1.7091 | 4.8751 | 0.33557 | 1.4462 | 4.9113
| Commercial | Nonequipment | Duct Sealing Repair | Warehouse | Existing | 0.35058 | 0.55025 | 1.5695 | N/A | N/A | N/A | Fail RIM | Commercial | Nonequipment | Duct Sealing Repair | Warehouse | Existing | 0.35058 | 0.55025 | 1.5695 | N/A | N/A | N/A | Fail TRC
| Commercial | Nonequipment | Duct Sealing Repair | Assembly | New | 0.35058 | 1.1278 | 3.2169 | N/A | N/A | N/A | Fail RIM | Commercial | Nonequipment | Duct Sealing Repair | Assembly | New | 0.35058 | 1.1278 | 3.2169 | 0.30473 | 1.007 | 3.5809
| Commercial | Nonequipment | Duct Sealing Repair | College and University | New | 0.35058 | 1.7091 | 4.8751 | N/A | N/A | N/A | Fail RIM | Commercial | Nonequipment | Duct Sealing Repair | College and University | New | 0.35058 | 1.7091 | 4.8751 | 0.33557 | 1.4462 | 4.9113
| Commercial | Nonequipment | Duct Sealing Repair | Grocery | New | 0.35058 | 11.1031 | 31.6709 | N/A | N/A | N/A | Fail RIM | Commercial | Nonequipment | Duct Sealing Repair | Grocery | New | 0.35058 | 11.1031 | 31.6709 | N/A | N/A | N/A | Fail 2-year Threshold
| Commercial | Nonequipment | Duct Sealing Repair | Healthcare | New | 0.35058 | 4.5383 | 12.9454 | N/A | N/A | N/A | Fail RIM | Commercial | Nonequipment | Duct Sealing Repair | Healthcare | New | 0.35058 | 4.5383 | 12.9454 | N/A | N/A | N/A | Fail 2-year Threshold
| Commercial | Nonequipment | Duct Sealing Repair | Hospitals | New | 0.35058 | 4.5383 | 12.9454 | N/A | N/A | N/A | Fail RIM | Commercial | Nonequipment | Duct Sealing Repair | Hospitals | New | 0.35058 | 4.5383 | 12.9454 | N/A | N/A | N/A | Fail 2-year Threshold
| Commercial | Nonequipment | Duct Sealing Repair | Institutional | New | 0.35058 | 5.1168 | 14.5954 | N/A | N/A | N/A | Fail RIM | Commercial | Nonequipment | Duct Sealing Repair | Institutional | New | 0.35058 | 5.1168 | 14.5954 | N/A | N/A | N/A | Fail 2-year Threshold
| Commercial | Nonequipment | Duct Sealing Repair | Lodging/Hospitality | New | 0.35058 | 2.5616 | 7.3067 | N/A | N/A | N/A | Fail RIM | Commercial | Nonequipment | Duct Sealing Repair | Lodging/Hospitality | New | 0.35058 | 2.5616 | 7.3067 | N/A | N/A | N/A | Fail 2-year Threshold
| Commercial | Nonequipment | Duct Sealing Repair | Miscellaneous | New | 0.35058 | 3.486 | 9.9436 | N/A | N/A | N/A | Fail RIM | Commercial | Nonequipment | Duct Sealing Repair | Miscellaneous | New | 0.35058 | 3.486 | 9.9436 | N/A | N/A | N/A | Fail 2-year Threshold
| Commercial | Nonequipment | Duct Sealing Repair | Offices | New | 0.35058 | 4.6827 | 13.3571 | N/A | N/A | N/A | Fail RIM | Commercial | Nonequipment | Duct Sealing Repair | Offices | New | 0.35058 | 4.6827 | 13.3571 | N/A | N/A | N/A | Fail 2-year Threshold
| Commercial | Nonequipment | Duct Sealing Repair | Restaurants | New | 0.35058 | 10.7311 | 30.61 | N/A | N/A | N/A | Fail RIM | Commercial | Nonequipment | Duct Sealing Repair | Restaurants | New | 0.35058 | 10.7311 | 30.61 | N/A | N/A | N/A | Fail 2-year Threshold
| Commercial | Nonequipment | Duct Sealing Repair | Retail | New | 0.35058 | 2.0805 | 5.9346 | N/A | N/A | N/A | Fail RIM | Commercial | Nonequipment | Duct Sealing Repair | Retail | New | 0.35058 | 2.0805 | 5.9346 | N/A | N/A | N/A | Fail 2-year Threshold
| Commercial | Nonequipment | Duct Sealing Repair | Schools K-12 | New | 0.35058 | 1.7091 | 4.8751 | N/A | N/A | N/A | Fail RIM | Commercial | Nonequipment | Duct Sealing Repair | Schools K-12 | New | 0.35058 | 1.7091 | 4.8751 | 0.33557 | 1.4462 | 4.9113
| Commercial | Nonequipment | Duct Sealing Repair | Warehouse | New | 0.35058 | 0.55025 | 1.5695 | N/A | N/A | N/A | Fail RIM | Commercial | Nonequipment | Duct Sealing Repair | Warehouse | New | 0.35058 | 0.55025 | 1.5695 | N/A | N/A | N/A | Fail TRC
| Commercial | Nonequipment | ECM Motors on Furnaces | Assembly | Existing | 0.30001 | 0.56634 | 1.8877 | N/A | N/A | N/A | Fail RIM | Commercial | Nonequipment | ECM Motors on Furnaces | Assembly | Existing | 0.30001 | 0.56634 | 1.8877 | N/A | N/A | N/A | Fail TRC
| Commercial | Nonequipment | ECM Motors on Furnaces | College and University | Existing | 0.31569 | 0.59594 | 1.8877 | N/A | N/A | N/A | Fail RIM | Commercial | Nonequipment | ECM Motors on Furnaces | College and University | Existing | 0.31569 | 0.59594 | 1.8877 | N/A | N/A | N/A | Fail TRC
| Commercial | Nonequipment | ECM Motors on Furnaces | Grocery | Existing | 0.31053 | 1.0083 | 3.2469 | N/A | N/A | N/A | Fail RIM | Commercial | Nonequipment | ECM Motors on Furnaces | Grocery | Existing | 0.31053 | 1.0083 | 3.2469 | 0.27097 | 0.89839 | 3.5986 | Fail TRC
| Commercial | Nonequipment | ECM Motors on Furnaces | Healthcare | Existing | 0.30001 | 0.88801 | 2.9599 | N/A | N/A | N/A | Fail RIM | Commercial | Nonequipment | ECM Motors on Furnaces | Healthcare | Existing | 0.30001 | 0.88801 | 2.9599 | N/A | N/A | N/A | Fail TRC
| Commercial | Nonequipment | ECM Motors on Furnaces | Hospitals | Existing | 0.31569 | 1.0632 | 3.3677 | N/A | N/A | N/A | Fail RIM | Commercial | Nonequipment | ECM Motors on Furnaces | Hospitals | Existing | 0.31569 | 1.0632 | 3.3677 | 0.27816 | 0.94349 | 3.6953 | Fail TRC
| Commercial | Nonequipment | ECM Motors on Furnaces | Institutional | Existing | 0.30001 | 0.49384 | 1.6461 | N/A | N/A | N/A | Fail RIM | Commercial | Nonequipment | ECM Motors on Furnaces | Institutional | Existing | 0.30001 | 0.49384 | 1.6461 | N/A | N/A | N/A | Fail TRC
| Commercial | Nonequipment | ECM Motors on Furnaces | Lodging/Hospitality | Existing | 0.31053 | 0.61902 | 1.9934 | N/A | N/A | N/A | Fail RIM | Commercial | Nonequipment | ECM Motors on Furnaces | Lodging/Hospitality | Existing | 0.31053 | 0.61902 | 1.9934 | N/A | N/A | N/A | Fail TRC
| Commercial | Nonequipment | ECM Motors on Furnaces | Miscellaneous | Existing | 0.30001 | 0.31262 | 1.042 | N/A | N/A | N/A | Fail RIM | Commercial | Nonequipment | ECM Motors on Furnaces | Miscellaneous | Existing | 0.30001 | 0.31262 | 1.042 | N/A | N/A | N/A | Fail TRC
| Commercial | Nonequipment | ECM Motors on Furnaces | Offices | Existing | 0.30001 | 0.33074 | 1.1024 | N/A | N/A | N/A | Fail RIM | Commercial | Nonequipment | ECM Motors on Furnaces | Offices | Existing | 0.30001 | 0.33074 | 1.1024 | N/A | N/A | N/A | Fail TRC
| Commercial | Nonequipment | ECM Motors on Furnaces | Restaurants | Existing | 0.31053 | 2.1619 | 6.9619 | N/A | N/A | N/A | Fail RIM | Commercial | Nonequipment | ECM Motors on Furnaces | Restaurants | Existing | 0.31053 | 2.1619 | 6.9619 | N/A | N/A | N/A | Fail 2-year Threshold
| Commercial | Nonequipment | ECM Motors on Furnaces | Retail | Existing | 0.31053 | 1.3553 | 4.3644 | N/A | N/A | N/A | Fail RIM | Commercial | Nonequipment | ECM Motors on Furnaces | Retail | Existing | 0.31053 | 1.3553 | 4.3644 | 0.291 | 1.164 | 4.493
| Commercial | Nonequipment | ECM Motors on Furnaces | Schools K-12 | Existing | 0.30001 | 1.2052 | 4.0171 | N/A | N/A | N/A | Fail RIM | Commercial | Nonequipment | ECM Motors on Furnaces | Schools K-12 | Existing | 0.30001 | 1.2052 | 4.0171 | 0.27601 | 1.0468 | 4.215
| Commercial | Nonequipment | ECM Motors on Furnaces | Warehouse | Existing | 0.30001 | 0.31262 | 1.042 | N/A | N/A | N/A | Fail RIM | Commercial | Nonequipment | ECM Motors on Furnaces | Warehouse | Existing | 0.30001 | 0.31262 | 1.042 | N/A | N/A | N/A | Fail TRC
| Commercial | Nonequipment | ECM Motors on Furnaces | Assembly | New | 0.30001 | 0.56634 | 1.8877 | N/A | N/A | N/A | Fail RIM | Commercial | Nonequipment | ECM Motors on Furnaces | Assembly | New | 0.30001 | 0.56634 | 1.8877 | N/A | N/A | N/A | Fail TRC
| Commercial | Nonequipment | ECM Motors on Furnaces | College and University | New | 0.31569 | 0.59594 | 1.8877 | N/A | N/A | N/A | Fail RIM | Commercial | Nonequipment | ECM Motors on Furnaces | College and University | New | 0.31569 | 0.59594 | 1.8877 | N/A | N/A | N/A | Fail TRC
| Commercial | Nonequipment | ECM Motors on Furnaces | Grocery | New | 0.31053 | 1.0083 | 3.2469 | N/A | N/A | N/A | Fail RIM | Commercial | Nonequipment | ECM Motors on Furnaces | Grocery | New | 0.31053 | 1.0083 | 3.2469 | 0.27097 | 0.89839 | 3.5986 | Fail TRC
| Commercial | Nonequipment | ECM Motors on Furnaces | Healthcare | New | 0.30001 | 0.88801 | 2.9599 | N/A | N/A | N/A | Fail RIM | Commercial | Nonequipment | ECM Motors on Furnaces | Healthcare | New | 0.30001 | 0.88801 | 2.9599 | N/A | N/A | N/A | Fail TRC
| Commercial | Nonequipment | ECM Motors on Furnaces | Hospitals | New | 0.31569 | 1.0632 | 3.3677 | N/A | N/A | N/A | Fail RIM | Commercial | Nonequipment | ECM Motors on Furnaces | Hospitals | New | 0.31569 | 1.0632 | 3.3677 | 0.27816 | 0.94349 | 3.6953 | Fail TRC
| Commercial | Nonequipment | ECM Motors on Furnaces | Institutional | New | 0.30001 | 0.49384 | 1.6461 | N/A | N/A | N/A | Fail RIM | Commercial | Nonequipment | ECM Motors on Furnaces | Institutional | New | 0.30001 | 0.49384 | 1.6461 | N/A | N/A | N/A | Fail TRC
| Commercial | Nonequipment | ECM Motors on Furnaces | Lodging/Hospitality | New | 0.31053 | 0.61902 | 1.9934 | N/A | N/A | N/A | Fail RIM | Commercial | Nonequipment | ECM Motors on Furnaces | Lodging/Hospitality | New | 0.31053 | 0.61902 | 1.9934 | N/A | N/A | N/A | Fail TRC
| Commercial | Nonequipment | ECM Motors on Furnaces | Miscellaneous | New | 0.30001 | 0.31262 | 1.042 | N/A | N/A | N/A | Fail RIM | Commercial | Nonequipment | ECM Motors on Furnaces | Miscellaneous | New | 0.30001 | 0.31262 | 1.042 | N/A | N/A | N/A | Fail TRC
| Commercial | Nonequipment | ECM Motors on Furnaces | Offices | New | 0.30001 | 0.33074 | 1.1024 | N/A | N/A | N/A | Fail RIM | Commercial | Nonequipment | ECM Motors on Furnaces | Offices | New | 0.30001 | 0.33074 | 1.1024 | N/A | N/A | N/A | Fail TRC
| Commercial | Nonequipment | ECM Motors on Furnaces | Restaurants | New | 0.31053 | 2.1619 | 6.9619 | N/A | N/A | N/A | Fail RIM | Commercial | Nonequipment | ECM Motors on Furnaces | Restaurants | New | 0.31053 | 2.1619 | 6.9619 | N/A | N/A | N/A | Fail 2-year Threshold
| Commercial | Nonequipment | ECM Motors on Furnaces | Retail | New | 0.31053 | 1.3553 | 4.3644 | N/A | N/A | N/A | Fail RIM | Commercial | Nonequipment | ECM Motors on Furnaces | Retail | New | 0.31053 | 1.3553 | 4.3644 | 0.291 | 1.164 | 4.493
| Commercial | Nonequipment | ECM Motors on Furnaces | Schools K-12 | New | 0.30001 | 1.2052 | 4.0171 | N/A | N/A | N/A | Fail RIM | Commercial | Nonequipment | ECM Motors on Furnaces | Schools K-12 | New | 0.30001 | 1.2052 | 4.0171 | 0.27601 | 1.0468 | 4.215
| Commercial | Nonequipment | ECM Motors on Furnaces | Warehouse | New | 0.30001 | 0.31262 | 1.042 | N/A | N/A | N/A | Fail RIM | Commercial | Nonequipment | ECM Motors on Furnaces | Warehouse | New | 0.30001 | 0.31262 | 1.042 | N/A | N/A | N/A | Fail TRC
| Commercial | Nonequipment | Energy Recovery Ventilation System (ERV) | Assembly | Existing | 0.64736 | 0.052854 | 0.081645 | N/A | N/A | N/A | Fail RIM | Commercial | Nonequipment | Energy Recovery Ventilation System (ERV) | Assembly | Existing | 0.64736 | 0.052854 | 0.081645 | N/A | N/A | N/A | Fail TRC
| Commercial | Nonequipment | Energy Recovery Ventilation System (ERV) | College and University | Existing | 0.64736 | 0.044968 | 0.069464 | N/A | N/A | N/A | Fail RIM | Commercial | Nonequipment | Energy Recovery Ventilation System (ERV) | College and University | Existing | 0.64736 | 0.044968 | 0.069464 | N/A | N/A | N/A | Fail TRC
| Commercial | Nonequipment | Energy Recovery Ventilation System (ERV) | Grocery | Existing | 0.64736 | 0.28343 | 0.43782 | N/A | N/A | N/A | Fail RIM | Commercial | Nonequipment | Energy Recovery Ventilation System (ERV) | Grocery | Existing | 0.64736 | 0.28343 | 0.43782 | N/A | N/A | N/A | Fail TRC
| Commercial | Nonequipment | Energy Recovery Ventilation System (ERV) | Healthcare | Existing | 0.64736 | 0.11585 | 0.17896 | N/A | N/A | N/A | Fail RIM | Commercial | Nonequipment | Energy Recovery Ventilation System (ERV) | Healthcare | Existing | 0.64736 | 0.11585 | 0.17896 | N/A | N/A | N/A | Fail TRC
| Commercial | Nonequipment | Energy Recovery Ventilation System (ERV) | Hospitals | Existing | 0.64736 | 0.11585 | 0.17896 | N/A | N/A | N/A | Fail RIM | Commercial | Nonequipment | Energy Recovery Ventilation System (ERV) | Hospitals | Existing | 0.64736 | 0.11585 | 0.17896 | N/A | N/A | N/A | Fail TRC
| Commercial | Nonequipment | Energy Recovery Ventilation System (ERV) | Institutional | Existing | 0.64736 | 0.13062 | 0.20177 | N/A | N/A | N/A | Fail RIM | Commercial | Nonequipment | Energy Recovery Ventilation System (ERV) | Institutional | Existing | 0.64736 | 0.13062 | 0.20177 | N/A | N/A | N/A | Fail TRC
| Commercial | Nonequipment | Energy Recovery Ventilation System (ERV) | Lodging/Hospitality | Existing | 0.64736 | 0.065389 | 0.10101 | N/A | N/A | N/A | Fail RIM | Commercial | Nonequipment | Energy Recovery Ventilation System (ERV) | Lodging/Hospitality | Existing | 0.64736 | 0.065389 | 0.10101 | N/A | N/A | N/A | Fail TRC
| Commercial | Nonequipment | Energy Recovery Ventilation System (ERV) | Miscellaneous | Existing | 0.64736 | 0.089018 | 0.13751 | N/A | N/A | N/A | Fail RIM | Commercial | Nonequipment | Energy Recovery Ventilation System (ERV) | Miscellaneous | Existing | 0.64736 | 0.089018 | 0.13751 | N/A | N/A | N/A | Fail TRC
| Commercial | Nonequipment | Energy Recovery Ventilation System (ERV) | Offices | Existing | 0.64736 | 0.073635 | 0.11375 | N/A | N/A | N/A | Fail RIM | Commercial | Nonequipment | Energy Recovery Ventilation System (ERV) | Offices | Existing | 0.64736 | 0.073635 | 0.11375 | N/A | N/A | N/A | Fail TRC
| Commercial | Nonequipment | Energy Recovery Ventilation System (ERV) | Restaurants | Existing | 0.64736 | 0.30054 | 0.46426 | N/A | N/A | N/A | Fail RIM | Commercial | Nonequipment | Energy Recovery Ventilation System (ERV) | Restaurants | Existing | 0.64736 | 0.30054 | 0.46426 | N/A | N/A | N/A | Fail TRC
| Commercial | Nonequipment | Energy Recovery Ventilation System (ERV) | Retail | Existing | 0.64736 | 0.066715 | 0.10306 | N/A | N/A | N/A | Fail RIM | Commercial | Nonequipment | Energy Recovery Ventilation System (ERV) | Retail | Existing | 0.64736 | 0.066715 | 0.10306 | N/A | N/A | N/A | Fail TRC
| Commercial | Nonequipment | Energy Recovery Ventilation System (ERV) | Schools K-12 | Existing | 0.64736 | 0.044968 | 0.069464 | N/A | N/A | N/A | Fail RIM | Commercial | Nonequipment | Energy Recovery Ventilation System (ERV) | Schools K-12 | Existing | 0.64736 | 0.044968 | 0.069464 | N/A | N/A | N/A | Fail TRC
| Commercial | Nonequipment | Energy Recovery Ventilation System (ERV) | Warehouse | Existing | 0.64736 | 0.014046 | 0.021698 | N/A | N/A | N/A | Fail RIM | Commercial | Nonequipment | Energy Recovery Ventilation System (ERV) | Warehouse | Existing | 0.64736 | 0.014046 | 0.021698 | N/A | N/A | N/A | Fail TRC
| Commercial | Nonequipment | Energy Recovery Ventilation System (ERV) | Assembly | New | 0.64736 | 0.052854 | 0.081645 | N/A | N/A | N/A | Fail RIM | Commercial | Nonequipment | Energy Recovery Ventilation System (ERV) | Assembly | New | 0.64736 | 0.052854 | 0.081645 | N/A | N/A | N/A | Fail TRC
| Commercial | Nonequipment | Energy Recovery Ventilation System (ERV) | College and University | New | 0.64736 | 0.044968 | 0.069464 | N/A | N/A | N/A | Fail RIM | Commercial | Nonequipment | Energy Recovery Ventilation System (ERV) | College and University | New | 0.64736 | 0.044968 | 0.069464 | N/A | N/A | N/A | Fail TRC
| Commercial | Nonequipment | Energy Recovery Ventilation System (ERV) | Grocery | New | 0.64736 | 0.28343 | 0.43782 | N/A | N/A | N/A | Fail RIM | Commercial | Nonequipment | Energy Recovery Ventilation System (ERV) | Grocery | New | 0.64736 | 0.28343 | 0.43782 | N/A | N/A | N/A | Fail TRC
| Commercial | Nonequipment | Energy Recovery Ventilation System (ERV) | Healthcare | New | 0.64736 | 0.11585 | 0.17896 | N/A | N/A | N/A | Fail RIM | Commercial | Nonequipment | Energy Recovery Ventilation System (ERV) | Healthcare | New | 0.64736 | 0.11585 | 0.17896 | N/A | N/A | N/A | Fail TRC
| Commercial | Nonequipment | Energy Recovery Ventilation System (ERV) | Hospitals | New | 0.64736 | 0.11585 | 0.17896 | N/A | N/A | N/A | Fail RIM | Commercial | Nonequipment | Energy Recovery Ventilation System (ERV) | Hospitals | New | 0.64736 | 0.11585 | 0.17896 | N/A | N/A | N/A | Fail TRC
| Commercial | Nonequipment | Energy Recovery Ventilation System (ERV) | Institutional | New | 0.64736 | 0.13062 | 0.20177 | N/A | N/A | N/A | Fail RIM | Commercial | Nonequipment | Energy Recovery Ventilation System (ERV) | Institutional | New | 0.64736 | 0.13062 | 0.20177 | N/A | N/A | N/A | Fail TRC
| Commercial | Nonequipment | Energy Recovery Ventilation System (ERV) | Lodging/Hospitality | New | 0.64736 | 0.065389 | 0.10101 | N/A | N/A | N/A | Fail RIM | Commercial | Nonequipment | Energy Recovery Ventilation System (ERV) | Lodging/Hospitality | New | 0.64736 | 0.065389 | 0.10101 | N/A | N/A | N/A | Fail TRC
| Commercial | Nonequipment | Energy Recovery Ventilation System (ERV) | Miscellaneous | New | 0.64736 | 0.089018 | 0.13751 | N/A | N/A | N/A | Fail RIM | Commercial | Nonequipment | Energy Recovery Ventilation System (ERV) | Miscellaneous | New | 0.64736 | 0.089018 | 0.13751 | N/A | N/A | N/A | Fail TRC
| Commercial | Nonequipment | Energy Recovery Ventilation System (ERV) | Offices | New | 0.64736 | 0.073635 | 0.11375 | N/A | N/A | N/A | Fail RIM | Commercial | Nonequipment | Energy Recovery Ventilation System (ERV) | Offices | New | 0.64736 | 0.073635 | 0.11375 | N/A | N/A | N/A | Fail TRC
| Commercial | Nonequipment | Energy Recovery Ventilation System (ERV) | Restaurants | New | 0.64736 | 0.30054 | 0.46426 | N/A | N/A | N/A | Fail RIM | Commercial | Nonequipment | Energy Recovery Ventilation System (ERV) | Restaurants | New | 0.64736 | 0.30054 | 0.46426 | N/A | N/A | N/A | Fail TRC
| Commercial | Nonequipment | Energy Recovery Ventilation System (ERV) | Retail | New | 0.64736 | 0.066715 | 0.10306 | N/A | N/A | N/A | Fail RIM | Commercial | Nonequipment | Energy Recovery Ventilation System (ERV) | Retail | New | 0.64736 | 0.066715 | 0.10306 | N/A | N/A | N/A | Fail TRC
| Commercial | Nonequipment | Energy Recovery Ventilation System (ERV) | Schools K-12 | New | 0.64736 | 0.044968 | 0.069464 | N/A | N/A | N/A | Fail RIM | Commercial | Nonequipment | Energy Recovery Ventilation System (ERV) | Schools K-12 | New | 0.64736 | 0.044968 | 0.069464 | N/A | N/A | N/A | Fail TRC
| Commercial | Nonequipment | Energy Recovery Ventilation System (ERV) | Warehouse | New | 0.64736 | 0.014046 | 0.021698 | N/A | N/A | N/A | Fail RIM | Commercial | Nonequipment | Energy Recovery Ventilation System (ERV) | Warehouse | New | 0.64736 | 0.014046 | 0.021698 | N/A | N/A | N/A | Fail TRC
| Commercial | Nonequipment | Facility Commissioning | Assembly | Existing | 0 | 0 | 0 | N/A | N/A | N/A | Fail RIM | Commercial | Nonequipment | Facility Commissioning | Assembly | Existing | 0 | 0 | 0 | N/A | N/A | N/A | Fail TRC
| Commercial | Nonequipment | Facility Commissioning | College and University | Existing | 0 | 0 | 0 | N/A | N/A | N/A | Fail RIM | Commercial | Nonequipment | Facility Commissioning | College and University | Existing | 0 | 0 | 0 | N/A | N/A | N/A | Fail TRC
| Commercial | Nonequipment | Facility Commissioning | Grocery | Existing | 0 | 0 | 0 | N/A | N/A | N/A | Fail RIM | Commercial | Nonequipment | Facility Commissioning | Grocery | Existing | 0 | 0 | 0 | N/A | N/A | N/A | Fail TRC
| Commercial | Nonequipment | Facility Commissioning | Healthcare | Existing | 0 | 0 | 0 | N/A | N/A | N/A | Fail RIM | Commercial | Nonequipment | Facility Commissioning | Healthcare | Existing | 0 | 0 | 0 | N/A | N/A | N/A | Fail TRC
| Commercial | Nonequipment | Facility Commissioning | Hospitals | Existing | 0 | 0 | 0 | N/A | N/A | N/A | Fail RIM | Commercial | Nonequipment | Facility Commissioning | Hospitals | Existing | 0 | 0 | 0 | N/A | N/A | N/A | Fail TRC
| Commercial | Nonequipment | Facility Commissioning | Institutional | Existing | 0 | 0 | 0 | N/A | N/A | N/A | Fail RIM | Commercial | Nonequipment | Facility Commissioning | Institutional | Existing | 0 | 0 | 0 | N/A | N/A | N/A | Fail TRC
| Commercial | Nonequipment | Facility Commissioning | Lodging/Hospitality | Existing | 0 | 0 | 0 | N/A | N/A | N/A | Fail RIM | Commercial | Nonequipment | Facility Commissioning | Lodging/Hospitality | Existing | 0 | 0 | 0 | N/A | N/A | N/A | Fail TRC
| Commercial | Nonequipment | Facility Commissioning | Miscellaneous | Existing | 0 | 0 | 0 | N/A | N/A | N/A | Fail RIM | Commercial | Nonequipment | Facility Commissioning | Miscellaneous | Existing | 0 | 0 | 0 | N/A | N/A | N/A | Fail TRC
| Commercial | Nonequipment | Facility Commissioning | Offices | Existing | 0 | 0 | 0 | N/A | N/A | N/A | Fail RIM | Commercial | Nonequipment | Facility Commissioning | Offices | Existing | 0 | 0 | 0 | N/A | N/A | N/A | Fail TRC
| Commercial | Nonequipment | Facility Commissioning | Restaurants | Existing | 0 | 0 | 0 | N/A | N/A | N/A | Fail RIM | Commercial | Nonequipment | Facility Commissioning | Restaurants | Existing | 0 | 0 | 0 | N/A | N/A | N/A | Fail TRC
| Commercial | Nonequipment | Facility Commissioning | Retail | Existing | 0 | 0 | 0 | N/A | N/A | N/A | Fail RIM | Commercial | Nonequipment | Facility Commissioning | Retail | Existing | 0 | 0 | 0 | N/A | N/A | N/A | Fail TRC
| Commercial | Nonequipment | Facility Commissioning | Schools K-12 | Existing | 0 | 0 | 0 | N/A | N/A | N/A | Fail RIM | Commercial | Nonequipment | Facility Commissioning | Schools K-12 | Existing | 0 | 0 | 0 | N/A | N/A | N/A | Fail TRC
| Commercial | Nonequipment | Facility Commissioning | Warehouse | Existing | 0 | 0 | 0 | N/A | N/A | N/A | Fail RIM | Commercial | Nonequipment | Facility Commissioning | Warehouse | Existing | 0 | 0 | 0 | N/A | N/A | N/A | Fail TRC
| Commercial | Nonequipment | Facility Commissioning | Assembly | New | 0.36974 | 0.097982 | 0.265 | N/A | N/A | N/A | Fail RIM | Commercial | Nonequipment | Facility Commissioning | Assembly | New | 0.36974 | 0.097982 | 0.265 | N/A | N/A | N/A | Fail TRC
| Commercial | Nonequipment | Facility Commissioning | College and University | New | 0.36333 | 0.1457 | 0.40101 | N/A | N/A | N/A | Fail RIM | Commercial | Nonequipment | Facility Commissioning | College and University | New | 0.36333 | 0.1457 | 0.40101 | N/A | N/A | N/A | Fail TRC
| Commercial | Nonequipment | Facility Commissioning | Grocery | New | 0.36974 | 0.96466 | 2.609 | N/A | N/A | N/A | Fail RIM | Commercial | Nonequipment | Facility Commissioning | Grocery | New | 0.36974 | 0.96466 | 2.609 | N/A | N/A | N/A | Fail TRC
| Commercial | Nonequipment | Facility Commissioning | Healthcare | New | 0.36974 | 0.3943 | 1.0664 | N/A | N/A | N/A | Fail RIM | Commercial | Nonequipment | Facility Commissioning | Healthcare | New | 0.36974 | 0.3943 | 1.0664 | N/A | N/A | N/A | Fail TRC
| Commercial | Nonequipment | Facility Commissioning | Hospitals | New | 0.36333 | 0.38689 | 1.0648 | N/A | N/A | N/A | Fail RIM | Commercial | Nonequipment | Facility Commissioning | Hospitals | New | 0.36333 | 0.38689 | 1.0648 | N/A | N/A | N/A | Fail TRC
| Commercial | Nonequipment | Facility Commissioning | Institutional | New | 0.36974 | 0.44456 | 1.2023 | N/A | N/A | N/A | Fail RIM | Commercial | Nonequipment | Facility Commissioning | Institutional | New | 0.36974 | 0.44456 | 1.2023 | N/A | N/A | N/A | Fail TRC
| Commercial | Nonequipment | Facility Commissioning | Lodging/Hospitality | New | 0.36974 | 0.22255 | 0.60191 | N/A | N/A | N/A | Fail RIM | Commercial | Nonequipment | Facility Commissioning | Lodging/Hospitality | New | 0.36974 | 0.22255 | 0.60191 | N/A | N/A | N/A | Fail TRC
| Commercial | Nonequipment | Facility Commissioning | Miscellaneous | New | 0.36974 | 0.30362 | 0.82117 | N/A | N/A | N/A | Fail RIM | Commercial | Nonequipment | Facility Commissioning | Miscellaneous | New | 0.36974 | 0.30362 | 0.82117 | N/A | N/A | N/A | Fail TRC
| Commercial | Nonequipment | Facility Commissioning | Offices | New | 0.36974 | 0.40684 | 1.1003 | N/A | N/A | N/A | Fail RIM | Commercial | Nonequipment | Facility Commissioning | Offices | New | 0.36974 | 0.40684 | 1.1003 | N/A | N/A | N/A | Fail TRC
| Commercial | Nonequipment | Facility Commissioning | Restaurants | New | 0.36974 | 0.93234 | 2.5216 | N/A | N/A | N/A | Fail RIM | Commercial | Nonequipment | Facility Commissioning | Restaurants | New | 0.36974 | 0.93234 | 2.5216 | N/A | N/A | N/A | Fail TRC
| Commercial | Nonequipment | Facility Commissioning | Retail | New | 0.36974 | 0.18076 | 0.48889 | N/A | N/A | N/A | Fail RIM | Commercial | Nonequipment | Facility Commissioning | Retail | New | 0.36974 | 0.18076 | 0.48889 | N/A | N/A | N/A | Fail TRC
| Commercial | Nonequipment | Facility Commissioning | Schools K-12 | New | 0.36974 | 0.14849 | 0.40161 | N/A | N/A | N/A | Fail RIM | Commercial | Nonequipment | Facility Commissioning | Schools K-12 | New | 0.36974 | 0.14849 | 0.40161 | N/A | N/A | N/A | Fail TRC
| Commercial | Nonequipment | Facility Commissioning | Warehouse | New | 0.36974 | 0.047806 | 0.1293 | N/A | N/A | N/A | Fail RIM | Commercial | Nonequipment | Facility Commissioning | Warehouse | New | 0.36974 | 0.047806 | 0.1293 | N/A | N/A | N/A | Fail TRC
| Commercial | Nonequipment | Facility Energy Management System | Assembly | Existing | 0.36353 | 0.5473 | 1.5055 | N/A | N/A | N/A | Fail RIM | Commercial | Nonequipment | Facility Energy Management System | Assembly | Existing | 0.36353 | 0.5473 | 1.5055 | N/A | N/A | N/A | Fail TRC
| Commercial | Nonequipment | Facility Energy Management System | College and University | Existing | 0.34638 | 0.78789 | 2.2746 | N/A | N/A | N/A | Fail RIM | Commercial | Nonequipment | Facility Energy Management System | College and University | Existing | 0.34638 | 0.78789 | 2.2746 | N/A | N/A | N/A | Fail TRC
| Commercial | Nonequipment | Facility Energy Management System | Grocery | Existing | 0.37315 | 5.5451 | 14.8601 | N/A | N/A | N/A | Fail RIM | Commercial | Nonequipment | Facility Energy Management System | Grocery | Existing | 0.37315 | 5.5451 | 14.8601 | N/A | N/A | N/A | Fail 2-year Threshold
| Commercial | Nonequipment | Facility Energy Management System | Healthcare | Existing | 0.36353 | 2.2025 | 6.0585 | N/A | N/A | N/A | Fail RIM | Commercial | Nonequipment | Facility Energy Management System | Healthcare | Existing | 0.36353 | 2.2025 | 6.0585 | N/A | N/A | N/A | Fail 2-year Threshold
| Commercial | Nonequipment | Facility Energy Management System | Hospitals | Existing | 0.34638 | 2.0922 | 6.04 | N/A | N/A | N/A | Fail RIM | Commercial | Nonequipment | Facility Energy Management System | Hospitals | Existing | 0.34638 | 2.0922 | 6.04 | N/A | N/A | N/A | Fail 2-year Threshold
| Commercial | Nonequipment | Facility Energy Management System | Institutional | Existing | 0.36353 | 2.4832 | 6.8308 | N/A | N/A | N/A | Fail RIM | Commercial | Nonequipment | Facility Energy Management System | Institutional | Existing | 0.36353 | 2.4832 | 6.8308 | N/A | N/A | N/A | Fail 2-year Threshold
| Commercial | Nonequipment | Facility Energy Management System | Lodging/Hospitality | Existing | 0.37315 | 1.2793 | 3.4283 | N/A | N/A | N/A | Fail RIM | Commercial | Nonequipment | Facility Energy Management System | Lodging/Hospitality | Existing | 0.37315 | 1.2793 | 3.4283 | 0.33516 | 1.202 | 3.7527
| Commercial | Nonequipment | Facility Energy Management System | Miscellaneous | Existing | 0.36353 | 1.6918 | 4.6537 | N/A | N/A | N/A | Fail RIM | Commercial | Nonequipment | Facility Energy Management System | Miscellaneous | Existing | 0.36353 | 1.6918 | 4.6537 | 0.35086 | 1.5556 | 4.7342
| Commercial | Nonequipment | Facility Energy Management System | Offices | Existing | 0.36353 | 2.2725 | 6.2513 | N/A | N/A | N/A | Fail RIM | Commercial | Nonequipment | Facility Energy Management System | Offices | Existing | 0.36353 | 2.2725 | 6.2513 | N/A | N/A | N/A | Fail 2-year Threshold
| Commercial | Nonequipment | Facility Energy Management System | Restaurants | Existing | 0.37315 | 5.3593 | 14.3623 | N/A | N/A | N/A | Fail RIM | Commercial | Nonequipment | Facility Energy Management System | Restaurants | Existing | 0.37315 | 5.3593 | 14.3623 | N/A | N/A | N/A | Fail 2-year Threshold
| Commercial | Nonequipment | Facility Energy Management System | Retail | Existing | 0.37315 | 1.0391 | 2.7845 | N/A | N/A | N/A | Fail RIM | Commercial | Nonequipment | Facility Energy Management System | Retail | Existing | 0.37315 | 1.0391 | 2.7845 | 0.31602 | 0.98747 | 3.2358 | Fail TRC
| Commercial | Nonequipment | Facility Energy Management System | Schools K-12 | Existing | 0.36353 | 0.82943 | 2.2816 | N/A | N/A | N/A | Fail RIM | Commercial | Nonequipment | Facility Energy Management System | Schools K-12 | Existing | 0.36353 | 0.82943 | 2.2816 | N/A | N/A | N/A | Fail TRC
| Commercial | Nonequipment | Facility Energy Management System | Warehouse | Existing | 0.36353 | 0.26703 | 0.73456 | N/A | N/A | N/A | Fail RIM | Commercial | Nonequipment | Facility Energy Management System | Warehouse | Existing | 0.36353 | 0.26703 | 0.73456 | N/A | N/A | N/A | Fail TRC
| Commercial | Nonequipment | Facility Energy Management System | Assembly | New | 0.36353 | 0.5473 | 1.5055 | N/A | N/A | N/A | Fail RIM | Commercial | Nonequipment | Facility Energy Management System | Assembly | New | 0.36353 | 0.5473 | 1.5055 | N/A | N/A | N/A | Fail TRC
| Commercial | Nonequipment | Facility Energy Management System | College and University | New | 0.34638 | 0.78789 | 2.2746 | N/A | N/A | N/A | Fail RIM | Commercial | Nonequipment | Facility Energy Management System | College and University | New | 0.34638 | 0.78789 | 2.2746 | N/A | N/A | N/A | Fail TRC
| Commercial | Nonequipment | Facility Energy Management System | Grocery | New | 0.37315 | 5.5451 | 14.8601 | N/A | N/A | N/A | Fail RIM | Commercial | Nonequipment | Facility Energy Management System | Grocery | New | 0.37315 | 5.5451 | 14.8601 | N/A | N/A | N/A | Fail 2-year Threshold
| Commercial | Nonequipment | Facility Energy Management System | Healthcare | New | 0.36353 | 2.2025 | 6.0585 | N/A | N/A | N/A | Fail RIM | Commercial | Nonequipment | Facility Energy Management System | Healthcare | New | 0.36353 | 2.2025 | 6.0585 | N/A | N/A | N/A | Fail 2-year Threshold
| Commercial | Nonequipment | Facility Energy Management System | Hospitals | New | 0.34638 | 2.0922 | 6.04 | N/A | N/A | N/A | Fail RIM | Commercial | Nonequipment | Facility Energy Management System | Hospitals | New | 0.34638 | 2.0922 | 6.04 | N/A | N/A | N/A | Fail 2-year Threshold
| Commercial | Nonequipment | Facility Energy Management System | Institutional | New | 0.36353 | 2.4832 | 6.8308 | N/A | N/A | N/A | Fail RIM | Commercial | Nonequipment | Facility Energy Management System | Institutional | New | 0.36353 | 2.4832 | 6.8308 | N/A | N/A | N/A | Fail 2-year Threshold
| Commercial | Nonequipment | Facility Energy Management System | Lodging/Hospitality | New | 0.37315 | 1.2793 | 3.4283 | N/A | N/A | N/A | Fail RIM | Commercial | Nonequipment | Facility Energy Management System | Lodging/Hospitality | New | 0.37315 | 1.2793 | 3.4283 | 0.33516 | 1.202 | 3.7527
| Commercial | Nonequipment | Facility Energy Management System | Miscellaneous | New | 0.36353 | 1.6918 | 4.6537 | N/A | N/A | N/A | Fail RIM | Commercial | Nonequipment | Facility Energy Management System | Miscellaneous | New | 0.36353 | 1.6918 | 4.6537 | 0.35086 | 1.5556 | 4.7342
| Commercial | Nonequipment | Facility Energy Management System | Offices | New | 0.36353 | 2.2725 | 6.2513 | N/A | N/A | N/A | Fail RIM | Commercial | Nonequipment | Facility Energy Management System | Offices | New | 0.36353 | 2.2725 | 6.2513 | N/A | N/A | N/A | Fail 2-year Threshold
| Commercial | Nonequipment | Facility Energy Management System | Restaurants | New | 0.37315 | 5.3593 | 14.3623 | N/A | N/A | N/A | Fail RIM | Commercial | Nonequipment | Facility Energy Management System | Restaurants | New | 0.37315 | 5.3593 | 14.3623 | N/A | N/A | N/A | Fail 2-year Threshold
| Commercial | Nonequipment | Facility Energy Management System | Retail | New | 0.37315 | 1.0391 | 2.7845 | N/A | N/A | N/A | Fail RIM | Commercial | Nonequipment | Facility Energy Management System | Retail | New | 0.37315 | 1.0391 | 2.7845 | 0.31602 | 0.98747 | 3.2358 | Fail TRC
| Commercial | Nonequipment | Facility Energy Management System | Schools K-12 | New | 0.36353 | 0.82943 | 2.2816 | N/A | N/A | N/A | Fail RIM | Commercial | Nonequipment | Facility Energy Management System | Schools K-12 | New | 0.36353 | 0.82943 | 2.2816 | N/A | N/A | N/A | Fail TRC
| Commercial | Nonequipment | Facility Energy Management System | Warehouse | New | 0.36353 | 0.26703 | 0.73456 | N/A | N/A | N/A | Fail RIM | Commercial | Nonequipment | Facility Energy Management System | Warehouse | New | 0.36353 | 0.26703 | 0.73456 | N/A | N/A | N/A | Fail TRC
| Commercial | Nonequipment | Floor Insulation | Assembly | Existing | 0.32445 | 0.022059 | 0.06799 | N/A | N/A | N/A | Fail RIM | Commercial | Nonequipment | Floor Insulation | Assembly | Existing | 0.32445 | 0.022059 | 0.06799 | N/A | N/A | N/A | Fail TRC
| Commercial | Nonequipment | Floor Insulation | College and University | Existing | 0.39962 | 0.027706 | 0.069331 | N/A | N/A | N/A | Fail RIM | Commercial | Nonequipment | Floor Insulation | College and University | Existing | 0.39962 | 0.027706 | 0.069331 | N/A | N/A | N/A | Fail TRC
| Commercial | Nonequipment | Floor Insulation | Grocery | Existing | 0.35675 | 0.024479 | 0.068617 | N/A | N/A | N/A | Fail RIM | Commercial | Nonequipment | Floor Insulation | Grocery | Existing | 0.35675 | 0.024479 | 0.068617 | N/A | N/A | N/A | Fail TRC
| Commercial | Nonequipment | Floor Insulation | Healthcare | Existing | 0.32445 | 0.022059 | 0.06799 | N/A | N/A | N/A | Fail RIM | Commercial | Nonequipment | Floor Insulation | Healthcare | Existing | 0.32445 | 0.022059 | 0.06799 | N/A | N/A | N/A | Fail TRC
| Commercial | Nonequipment | Floor Insulation | Hospitals | Existing | 0.39962 | 0.027706 | 0.069331 | N/A | N/A | N/A | Fail RIM | Commercial | Nonequipment | Floor Insulation | Hospitals | Existing | 0.39962 | 0.027706 | 0.069331 | N/A | N/A | N/A | Fail TRC
| Commercial | Nonequipment | Floor Insulation | Institutional | Existing | 0.32445 | 0.022059 | 0.06799 | N/A | N/A | N/A | Fail RIM | Commercial | Nonequipment | Floor Insulation | Institutional | Existing | 0.32445 | 0.022059 | 0.06799 | N/A | N/A | N/A | Fail TRC
| Commercial | Nonequipment | Floor Insulation | Lodging/Hospitality | Existing | 0.39962 | 0.027706 | 0.069331 | N/A | N/A | N/A | Fail RIM | Commercial | Nonequipment | Floor Insulation | Lodging/Hospitality | Existing | 0.39962 | 0.027706 | 0.069331 | N/A | N/A | N/A | Fail TRC
| Commercial | Nonequipment | Floor Insulation | Miscellaneous | Existing | 0.32445 | 0.022059 | 0.06799 | N/A | N/A | N/A | Fail RIM | Commercial | Nonequipment | Floor Insulation | Miscellaneous | Existing | 0.32445 | 0.022059 | 0.06799 | N/A | N/A | N/A | Fail TRC
| Commercial | Nonequipment | Floor Insulation | Offices | Existing | 0.32445 | 0.022059 | 0.06799 | N/A | N/A | N/A | Fail RIM | Commercial | Nonequipment | Floor Insulation | Offices | Existing | 0.32445 | 0.022059 | 0.06799 | N/A | N/A | N/A | Fail TRC
| Commercial | Nonequipment | Floor Insulation | Restaurants | Existing | 0.35675 | 0.024479 | 0.068617 | N/A | N/A | N/A | Fail RIM | Commercial | Nonequipment | Floor Insulation | Restaurants | Existing | 0.35675 | 0.024479 | 0.068617 | N/A | N/A | N/A | Fail TRC
| Commercial | Nonequipment | Floor Insulation | Retail | Existing | 0.35675 | 0.024479 | 0.068617 | N/A | N/A | N/A | Fail RIM | Commercial | Nonequipment | Floor Insulation | Retail | Existing | 0.35675 | 0.024479 | 0.068617 | N/A | N/A | N/A | Fail TRC
| Commercial | Nonequipment | Floor Insulation | Schools K-12 | Existing | 0.32445 | 0.022059 | 0.06799 | N/A | N/A | N/A | Fail RIM | Commercial | Nonequipment | Floor Insulation | Schools K-12 | Existing | 0.32445 | 0.022059 | 0.06799 | N/A | N/A | N/A | Fail TRC
| Commercial | Nonequipment | Floor Insulation | Warehouse | Existing | 0.34477 | 0.02355 | 0.068308 | N/A | N/A | N/A | Fail RIM | Commercial | Nonequipment | Floor Insulation | Warehouse | Existing | 0.34477 | 0.02355 | 0.068308 | N/A | N/A | N/A | Fail TRC
| Commercial | Nonequipment | Floor Insulation | Assembly | New | 0.32445 | 0.021721 | 0.066946 | N/A | N/A | N/A | Fail RIM | Commercial | Nonequipment | Floor Insulation | Assembly | New | 0.32445 | 0.021721 | 0.066946 | N/A | N/A | N/A | Fail TRC
| Commercial | Nonequipment | Floor Insulation | College and University | New | 0.39962 | 0.027281 | 0.068267 | N/A | N/A | N/A | Fail RIM | Commercial | Nonequipment | Floor Insulation | College and University | New | 0.39962 | 0.027281 | 0.068267 | N/A | N/A | N/A | Fail TRC
| Commercial | Nonequipment | Floor Insulation | Grocery | New | 0.35675 | 0.024103 | 0.067564 | N/A | N/A | N/A | Fail RIM | Commercial | Nonequipment | Floor Insulation | Grocery | New | 0.35675 | 0.024103 | 0.067564 | N/A | N/A | N/A | Fail TRC
| Commercial | Nonequipment | Floor Insulation | Healthcare | New | 0.32445 | 0.021721 | 0.066946 | N/A | N/A | N/A | Fail RIM | Commercial | Nonequipment | Floor Insulation | Healthcare | New | 0.32445 | 0.021721 | 0.066946 | N/A | N/A | N/A | Fail TRC
| Commercial | Nonequipment | Floor Insulation | Hospitals | New | 0.39962 | 0.027281 | 0.068267 | N/A | N/A | N/A | Fail RIM | Commercial | Nonequipment | Floor Insulation | Hospitals | New | 0.39962 | 0.027281 | 0.068267 | N/A | N/A | N/A | Fail TRC
| Commercial | Nonequipment | Floor Insulation | Institutional | New | 0.32445 | 0.021721 | 0.066946 | N/A | N/A | N/A | Fail RIM | Commercial | Nonequipment | Floor Insulation | Institutional | New | 0.32445 | 0.021721 | 0.066946 | N/A | N/A | N/A | Fail TRC
| Commercial | Nonequipment | Floor Insulation | Lodging/Hospitality | New | 0.39962 | 0.027281 | 0.068267 | N/A | N/A | N/A | Fail RIM | Commercial | Nonequipment | Floor Insulation | Lodging/Hospitality | New | 0.39962 | 0.027281 | 0.068267 | N/A | N/A | N/A | Fail TRC
| Commercial | Nonequipment | Floor Insulation | Miscellaneous | New | 0.32445 | 0.021721 | 0.066946 | N/A | N/A | N/A | Fail RIM | Commercial | Nonequipment | Floor Insulation | Miscellaneous | New | 0.32445 | 0.021721 | 0.066946 | N/A | N/A | N/A | Fail TRC
| Commercial | Nonequipment | Floor Insulation | Offices | New | 0.32445 | 0.021721 | 0.066946 | N/A | N/A | N/A | Fail RIM | Commercial | Nonequipment | Floor Insulation | Offices | New | 0.32445 | 0.021721 | 0.066946 | N/A | N/A | N/A | Fail TRC
| Commercial | Nonequipment | Floor Insulation | Restaurants | New | 0.35675 | 0.024103 | 0.067564 | N/A | N/A | N/A | Fail RIM | Commercial | Nonequipment | Floor Insulation | Restaurants | New | 0.35675 | 0.024103 | 0.067564 | N/A | N/A | N/A | Fail TRC
| Commercial | Nonequipment | Floor Insulation | Retail | New | 0.35675 | 0.024103 | 0.067564 | N/A | N/A | N/A | Fail RIM | Commercial | Nonequipment | Floor Insulation | Retail | New | 0.35675 | 0.024103 | 0.067564 | N/A | N/A | N/A | Fail TRC
| Commercial | Nonequipment | Floor Insulation | Schools K-12 | New | 0.32445 | 0.021721 | 0.066946 | N/A | N/A | N/A | Fail RIM | Commercial | Nonequipment | Floor Insulation | Schools K-12 | New | 0.32445 | 0.021721 | 0.066946 | N/A | N/A | N/A | Fail TRC
| Commercial | Nonequipment | Floor Insulation | Warehouse | New | 0.34477 | 0.023189 | 0.06726 | N/A | N/A | N/A | Fail RIM | Commercial | Nonequipment | Floor Insulation | Warehouse | New | 0.34477 | 0.023189 | 0.06726 | N/A | N/A | N/A | Fail TRC
| Commercial | Nonequipment | Green Roof | Assembly | Existing | 0.36408 | 0.004401 | 0.012088 | N/A | N/A | N/A | Fail RIM | Commercial | Nonequipment | Green Roof | Assembly | Existing | 0.36408 | 0.004401 | 0.012088 | N/A | N/A | N/A | Fail TRC
| Commercial | Nonequipment | Green Roof | College and University | Existing | 0.36408 | 0.004401 | 0.012088 | N/A | N/A | N/A | Fail RIM | Commercial | Nonequipment | Green Roof | College and University | Existing | 0.36408 | 0.004401 | 0.012088 | N/A | N/A | N/A | Fail TRC
| Commercial | Nonequipment | Green Roof | Grocery | Existing | 0.36408 | 0.004401 | 0.012088 | N/A | N/A | N/A | Fail RIM | Commercial | Nonequipment | Green Roof | Grocery | Existing | 0.36408 | 0.004401 | 0.012088 | N/A | N/A | N/A | Fail TRC
| Commercial | Nonequipment | Green Roof | Healthcare | Existing | 0.36408 | 0.004401 | 0.012088 | N/A | N/A | N/A | Fail RIM | Commercial | Nonequipment | Green Roof | Healthcare | Existing | 0.36408 | 0.004401 | 0.012088 | N/A | N/A | N/A | Fail TRC
| Commercial | Nonequipment | Green Roof | Hospitals | Existing | 0.36408 | 0.004401 | 0.012088 | N/A | N/A | N/A | Fail RIM | Commercial | Nonequipment | Green Roof | Hospitals | Existing | 0.36408 | 0.004401 | 0.012088 | N/A | N/A | N/A | Fail TRC
| Commercial | Nonequipment | Green Roof | Institutional | Existing | 0.36408 | 0.004401 | 0.012088 | N/A | N/A | N/A | Fail RIM | Commercial | Nonequipment | Green Roof | Institutional | Existing | 0.36408 | 0.004401 | 0.012088 | N/A | N/A | N/A | Fail TRC
| Commercial | Nonequipment | Green Roof | Lodging/Hospitality | Existing | 0.40666 | 0.004949 | 0.01217 | N/A | N/A | N/A | Fail RIM | Commercial | Nonequipment | Green Roof | Lodging/Hospitality | Existing | 0.40666 | 0.004949 | 0.01217 | N/A | N/A | N/A | Fail TRC
| Commercial | Nonequipment | Green Roof | Miscellaneous | Existing | 0.27529 | 0.0032792 | 0.011912 | N/A | N/A | N/A | Fail RIM | Commercial | Nonequipment | Green Roof | Miscellaneous | Existing | 0.27529 | 0.0032792 | 0.011912 | N/A | N/A | N/A | Fail TRC
| Commercial | Nonequipment | Green Roof | Offices | Existing | 0.36408 | 0.004401 | 0.012088 | N/A | N/A | N/A | Fail RIM | Commercial | Nonequipment | Green Roof | Offices | Existing | 0.36408 | 0.004401 | 0.012088 | N/A | N/A | N/A | Fail TRC
| Commercial | Nonequipment | Green Roof | Restaurants | Existing | 0.36408 | 0.004401 | 0.012088 | N/A | N/A | N/A | Fail RIM | Commercial | Nonequipment | Green Roof | Restaurants | Existing | 0.36408 | 0.004401 | 0.012088 | N/A | N/A | N/A | Fail TRC
| Commercial | Nonequipment | Green Roof | Retail | Existing | 0.36408 | 0.004401 | 0.012088 | N/A | N/A | N/A | Fail RIM | Commercial | Nonequipment | Green Roof | Retail | Existing | 0.36408 | 0.004401 | 0.012088 | N/A | N/A | N/A | Fail TRC
| Commercial | Nonequipment | Green Roof | Schools K-12 | Existing | 0.36408 | 0.004401 | 0.012088 | N/A | N/A | N/A | Fail RIM | Commercial | Nonequipment | Green Roof | Schools K-12 | Existing | 0.36408 | 0.004401 | 0.012088 | N/A | N/A | N/A | Fail TRC
| Commercial | Nonequipment | Green Roof | Warehouse | Existing | 0.27529 | 0.0032792 | 0.011912 | N/A | N/A | N/A | Fail RIM | Commercial | Nonequipment | Green Roof | Warehouse | Existing | 0.27529 | 0.0032792 | 0.011912 | N/A | N/A | N/A | Fail TRC
| Commercial | Nonequipment | Green Roof | Assembly | New | 0.36408 | 0.0043155 | 0.011853 | N/A | N/A | N/A | Fail RIM | Commercial | Nonequipment | Green Roof | Assembly | New | 0.36408 | 0.0043155 | 0.011853 | N/A | N/A | N/A | Fail TRC
| Commercial | Nonequipment | Green Roof | College and University | New | 0.36408 | 0.0043155 | 0.011853 | N/A | N/A | N/A | Fail RIM | Commercial | Nonequipment | Green Roof | College and University | New | 0.36408 | 0.0043155 | 0.011853 | N/A | N/A | N/A | Fail TRC
| Commercial | Nonequipment | Green Roof | Grocery | New | 0.36408 | 0.0043155 | 0.011853 | N/A | N/A | N/A | Fail RIM | Commercial | Nonequipment | Green Roof | Grocery | New | 0.36408 | 0.0043155 | 0.011853 | N/A | N/A | N/A | Fail TRC
| Commercial | Nonequipment | Green Roof | Healthcare | New | 0.36408 | 0.0043155 | 0.011853 | N/A | N/A | N/A | Fail RIM | Commercial | Nonequipment | Green Roof | Healthcare | New | 0.36408 | 0.0043155 | 0.011853 | N/A | N/A | N/A | Fail TRC
| Commercial | Nonequipment | Green Roof | Hospitals | New | 0.36408 | 0.0043155 | 0.011853 | N/A | N/A | N/A | Fail RIM | Commercial | Nonequipment | Green Roof | Hospitals | New | 0.36408 | 0.0043155 | 0.011853 | N/A | N/A | N/A | Fail TRC
| Commercial | Nonequipment | Green Roof | Institutional | New | 0.36408 | 0.0043155 | 0.011853 | N/A | N/A | N/A | Fail RIM | Commercial | Nonequipment | Green Roof | Institutional | New | 0.36408 | 0.0043155 | 0.011853 | N/A | N/A | N/A | Fail TRC
| Commercial | Nonequipment | Green Roof | Lodging/Hospitality | New | 0.40666 | 0.004853 | 0.011934 | N/A | N/A | N/A | Fail RIM | Commercial | Nonequipment | Green Roof | Lodging/Hospitality | New | 0.40666 | 0.004853 | 0.011934 | N/A | N/A | N/A | Fail TRC
| Commercial | Nonequipment | Green Roof | Miscellaneous | New | 0.27529 | 0.0032156 | 0.011681 | N/A | N/A | N/A | Fail RIM | Commercial | Nonequipment | Green Roof | Miscellaneous | New | 0.27529 | 0.0032156 | 0.011681 | N/A | N/A | N/A | Fail TRC
| Commercial | Nonequipment | Green Roof | Offices | New | 0.36408 | 0.0043155 | 0.011853 | N/A | N/A | N/A | Fail RIM | Commercial | Nonequipment | Green Roof | Offices | New | 0.36408 | 0.0043155 | 0.011853 | N/A | N/A | N/A | Fail TRC
| Commercial | Nonequipment | Green Roof | Restaurants | New | 0.36408 | 0.0043155 | 0.011853 | N/A | N/A | N/A | Fail RIM | Commercial | Nonequipment | Green Roof | Restaurants | New | 0.36408 | 0.0043155 | 0.011853 | N/A | N/A | N/A | Fail TRC
| Commercial | Nonequipment | Green Roof | Retail | New | 0.36408 | 0.0043155 | 0.011853 | N/A | N/A | N/A | Fail RIM | Commercial | Nonequipment | Green Roof | Retail | New | 0.36408 | 0.0043155 | 0.011853 | N/A | N/A | N/A | Fail TRC
| Commercial | Nonequipment | Green Roof | Schools K-12 | New | 0.36408 | 0.0043155 | 0.011853 | N/A | N/A | N/A | Fail RIM | Commercial | Nonequipment | Green Roof | Schools K-12 | New | 0.36408 | 0.0043155 | 0.011853 | N/A | N/A | N/A | Fail TRC
| Commercial | Nonequipment | Green Roof | Warehouse | New | 0.27529 | 0.0032156 | 0.011681 | N/A | N/A | N/A | Fail RIM | Commercial | Nonequipment | Green Roof | Warehouse | New | 0.27529 | 0.0032156 | 0.011681 | N/A | N/A | N/A | Fail TRC
| Commercial | Nonequipment | Hotel Card Energy Control Systems | Assembly | Existing | 0 | 0 | 0 | N/A | N/A | N/A | Fail RIM | Commercial | Nonequipment | Hotel Card Energy Control Systems | Assembly | Existing | 0 | 0 | 0 | N/A | N/A | N/A | Fail TRC
| Commercial | Nonequipment | Hotel Card Energy Control Systems | College and University | Existing | 0 | 0 | 0 | N/A | N/A | N/A | Fail RIM | Commercial | Nonequipment | Hotel Card Energy Control Systems | College and University | Existing | 0 | 0 | 0 | N/A | N/A | N/A | Fail TRC
| Commercial | Nonequipment | Hotel Card Energy Control Systems | Grocery | Existing | 0 | 0 | 0 | N/A | N/A | N/A | Fail RIM | Commercial | Nonequipment | Hotel Card Energy Control Systems | Grocery | Existing | 0 | 0 | 0 | N/A | N/A | N/A | Fail TRC
| Commercial | Nonequipment | Hotel Card Energy Control Systems | Healthcare | Existing | 0 | 0 | 0 | N/A | N/A | N/A | Fail RIM | Commercial | Nonequipment | Hotel Card Energy Control Systems | Healthcare | Existing | 0 | 0 | 0 | N/A | N/A | N/A | Fail TRC
| Commercial | Nonequipment | Hotel Card Energy Control Systems | Hospitals | Existing | 0 | 0 | 0 | N/A | N/A | N/A | Fail RIM | Commercial | Nonequipment | Hotel Card Energy Control Systems | Hospitals | Existing | 0 | 0 | 0 | N/A | N/A | N/A | Fail TRC
| Commercial | Nonequipment | Hotel Card Energy Control Systems | Institutional | Existing | 0 | 0 | 0 | N/A | N/A | N/A | Fail RIM | Commercial | Nonequipment | Hotel Card Energy Control Systems | Institutional | Existing | 0 | 0 | 0 | N/A | N/A | N/A | Fail TRC
| Commercial | Nonequipment | Hotel Card Energy Control Systems | Lodging/Hospitality | Existing | 0.31502 | 0.79629 | 2.5277 | N/A | N/A | N/A | Fail RIM | Commercial | Nonequipment | Hotel Card Energy Control Systems | Lodging/Hospitality | Existing | 0.31502 | 0.79629 | 2.5277 | N/A | N/A | N/A | Fail TRC
| Commercial | Nonequipment | Hotel Card Energy Control Systems | Miscellaneous | Existing | 0 | 0 | 0 | N/A | N/A | N/A | Fail RIM | Commercial | Nonequipment | Hotel Card Energy Control Systems | Miscellaneous | Existing | 0 | 0 | 0 | N/A | N/A | N/A | Fail TRC
| Commercial | Nonequipment | Hotel Card Energy Control Systems | Offices | Existing | 0 | 0 | 0 | N/A | N/A | N/A | Fail RIM | Commercial | Nonequipment | Hotel Card Energy Control Systems | Offices | Existing | 0 | 0 | 0 | N/A | N/A | N/A | Fail TRC
| Commercial | Nonequipment | Hotel Card Energy Control Systems | Restaurants | Existing | 0 | 0 | 0 | N/A | N/A | N/A | Fail RIM | Commercial | Nonequipment | Hotel Card Energy Control Systems | Restaurants | Existing | 0 | 0 | 0 | N/A | N/A | N/A | Fail TRC
| Commercial | Nonequipment | Hotel Card Energy Control Systems | Retail | Existing | 0 | 0 | 0 | N/A | N/A | N/A | Fail RIM | Commercial | Nonequipment | Hotel Card Energy Control Systems | Retail | Existing | 0 | 0 | 0 | N/A | N/A | N/A | Fail TRC
| Commercial | Nonequipment | Hotel Card Energy Control Systems | Schools K-12 | Existing | 0 | 0 | 0 | N/A | N/A | N/A | Fail RIM | Commercial | Nonequipment | Hotel Card Energy Control Systems | Schools K-12 | Existing | 0 | 0 | 0 | N/A | N/A | N/A | Fail TRC
| Commercial | Nonequipment | Hotel Card Energy Control Systems | Warehouse | Existing | 0 | 0 | 0 | N/A | N/A | N/A | Fail RIM | Commercial | Nonequipment | Hotel Card Energy Control Systems | Warehouse | Existing | 0 | 0 | 0 | N/A | N/A | N/A | Fail TRC
| Commercial | Nonequipment | Hotel Card Energy Control Systems | Assembly | New | 0 | 0 | 0 | N/A | N/A | N/A | Fail RIM | Commercial | Nonequipment | Hotel Card Energy Control Systems | Assembly | New | 0 | 0 | 0 | N/A | N/A | N/A | Fail TRC
| Commercial | Nonequipment | Hotel Card Energy Control Systems | College and University | New | 0 | 0 | 0 | N/A | N/A | N/A | Fail RIM | Commercial | Nonequipment | Hotel Card Energy Control Systems | College and University | New | 0 | 0 | 0 | N/A | N/A | N/A | Fail TRC
| Commercial | Nonequipment | Hotel Card Energy Control Systems | Grocery | New | 0 | 0 | 0 | N/A | N/A | N/A | Fail RIM | Commercial | Nonequipment | Hotel Card Energy Control Systems | Grocery | New | 0 | 0 | 0 | N/A | N/A | N/A | Fail TRC
| Commercial | Nonequipment | Hotel Card Energy Control Systems | Healthcare | New | 0 | 0 | 0 | N/A | N/A | N/A | Fail RIM | Commercial | Nonequipment | Hotel Card Energy Control Systems | Healthcare | New | 0 | 0 | 0 | N/A | N/A | N/A | Fail TRC
| Commercial | Nonequipment | Hotel Card Energy Control Systems | Hospitals | New | 0 | 0 | 0 | N/A | N/A | N/A | Fail RIM | Commercial | Nonequipment | Hotel Card Energy Control Systems | Hospitals | New | 0 | 0 | 0 | N/A | N/A | N/A | Fail TRC
| Commercial | Nonequipment | Hotel Card Energy Control Systems | Institutional | New | 0 | 0 | 0 | N/A | N/A | N/A | Fail RIM | Commercial | Nonequipment | Hotel Card Energy Control Systems | Institutional | New | 0 | 0 | 0 | N/A | N/A | N/A | Fail TRC
| Commercial | Nonequipment | Hotel Card Energy Control Systems | Lodging/Hospitality | New | 0.31502 | 0.79629 | 2.5277 | N/A | N/A | N/A | Fail RIM | Commercial | Nonequipment | Hotel Card Energy Control Systems | Lodging/Hospitality | New | 0.31502 | 0.79629 | 2.5277 | N/A | N/A | N/A | Fail TRC
| Commercial | Nonequipment | Hotel Card Energy Control Systems | Miscellaneous | New | 0 | 0 | 0 | N/A | N/A | N/A | Fail RIM | Commercial | Nonequipment | Hotel Card Energy Control Systems | Miscellaneous | New | 0 | 0 | 0 | N/A | N/A | N/A | Fail TRC
| Commercial | Nonequipment | Hotel Card Energy Control Systems | Offices | New | 0 | 0 | 0 | N/A | N/A | N/A | Fail RIM | Commercial | Nonequipment | Hotel Card Energy Control Systems | Offices | New | 0 | 0 | 0 | N/A | N/A | N/A | Fail TRC
| Commercial | Nonequipment | Hotel Card Energy Control Systems | Restaurants | New | 0 | 0 | 0 | N/A | N/A | N/A | Fail RIM | Commercial | Nonequipment | Hotel Card Energy Control Systems | Restaurants | New | 0 | 0 | 0 | N/A | N/A | N/A | Fail TRC
| Commercial | Nonequipment | Hotel Card Energy Control Systems | Retail | New | 0 | 0 | 0 | N/A | N/A | N/A | Fail RIM | Commercial | Nonequipment | Hotel Card Energy Control Systems | Retail | New | 0 | 0 | 0 | N/A | N/A | N/A | Fail TRC
| Commercial | Nonequipment | Hotel Card Energy Control Systems | Schools K-12 | New | 0 | 0 | 0 | N/A | N/A | N/A | Fail RIM | Commercial | Nonequipment | Hotel Card Energy Control Systems | Schools K-12 | New | 0 | 0 | 0 | N/A | N/A | N/A | Fail TRC
| Commercial | Nonequipment | Hotel Card Energy Control Systems | Warehouse | New | 0 | 0 | 0 | N/A | N/A | N/A | Fail RIM | Commercial | Nonequipment | Hotel Card Energy Control Systems | Warehouse | New | 0 | 0 | 0 | N/A | N/A | N/A | Fail TRC
| Commercial | Nonequipment | HVAC tune-up | Assembly | Existing | 0.35346 | 0.59313 | 1.678 | N/A | N/A | N/A | Fail RIM | Commercial | Nonequipment | HVAC tune-up | Assembly | Existing | 0.35346 | 0.59313 | 1.678 | N/A | N/A | N/A | Fail TRC
| Commercial | Nonequipment | HVAC tune-up | College and University | Existing | 0.39817 | 0.74786 | 1.8782 | N/A | N/A | N/A | Fail RIM | Commercial | Nonequipment | HVAC tune-up | College and University | Existing | 0.39817 | 0.74786 | 1.8782 | N/A | N/A | N/A | Fail TRC
| Commercial | Nonequipment | HVAC tune-up | Grocery | Existing | 0.35346 | 0.32765 | 0.92697 | N/A | N/A | N/A | Fail RIM | Commercial | Nonequipment | HVAC tune-up | Grocery | Existing | 0.35346 | 0.32765 | 0.92697 | N/A | N/A | N/A | Fail TRC
| Commercial | Nonequipment | HVAC tune-up | Healthcare | Existing | 0.38915 | 1.4317 | 3.6791 | N/A | N/A | N/A | Fail RIM | Commercial | Nonequipment | HVAC tune-up | Healthcare | Existing | 0.38915 | 1.4317 | 3.6791 | N/A | N/A | N/A | Fail 2-year Threshold
| Commercial | Nonequipment | HVAC tune-up | Hospitals | Existing | 0.39817 | 1.3895 | 3.4896 | N/A | N/A | N/A | Fail RIM | Commercial | Nonequipment | HVAC tune-up | Hospitals | Existing | 0.39817 | 1.3895 | 3.4896 | N/A | N/A | N/A | Fail 2-year Threshold
| Commercial | Nonequipment | HVAC tune-up | Institutional | Existing | 0.35346 | 0.32039 | 0.90643 | N/A | N/A | N/A | Fail RIM | Commercial | Nonequipment | HVAC tune-up | Institutional | Existing | 0.35346 | 0.32039 | 0.90643 | N/A | N/A | N/A | Fail TRC
| Commercial | Nonequipment | HVAC tune-up | Lodging/Hospitality | Existing | 0.38915 | 1.0869 | 2.793 | N/A | N/A | N/A | Fail RIM | Commercial | Nonequipment | HVAC tune-up | Lodging/Hospitality | Existing | 0.38915 | 1.0869 | 2.793 | N/A | N/A | N/A | Fail 2-year Threshold
| Commercial | Nonequipment | HVAC tune-up | Miscellaneous | Existing | 0.35346 | 0.33128 | 0.93724 | N/A | N/A | N/A | Fail RIM | Commercial | Nonequipment | HVAC tune-up | Miscellaneous | Existing | 0.35346 | 0.33128 | 0.93724 | N/A | N/A | N/A | Fail TRC
| Commercial | Nonequipment | HVAC tune-up | Offices | Existing | 0.35346 | 0.66755 | 1.8886 | N/A | N/A | N/A | Fail RIM | Commercial | Nonequipment | HVAC tune-up | Offices | Existing | 0.35346 | 0.66755 | 1.8886 | N/A | N/A | N/A | Fail TRC
| Commercial | Nonequipment | HVAC tune-up | Restaurants | Existing | 0.35346 | 0.96117 | 2.7193 | N/A | N/A | N/A | Fail RIM | Commercial | Nonequipment | HVAC tune-up | Restaurants | Existing | 0.35346 | 0.96117 | 2.7193 | N/A | N/A | N/A | Fail TRC
| Commercial | Nonequipment | HVAC tune-up | Retail | Existing | 0.35346 | 0.75332 | 2.1313 | N/A | N/A | N/A | Fail RIM | Commercial | Nonequipment | HVAC tune-up | Retail | Existing | 0.35346 | 0.75332 | 2.1313 | N/A | N/A | N/A | Fail TRC
| Commercial | Nonequipment | HVAC tune-up | Schools K-12 | Existing | 0.35346 | 0.65485 | 1.8527 | N/A | N/A | N/A | Fail RIM | Commercial | Nonequipment | HVAC tune-up | Schools K-12 | Existing | 0.35346 | 0.65485 | 1.8527 | N/A | N/A | N/A | Fail TRC
| Commercial | Nonequipment | HVAC tune-up | Warehouse | Existing | 0.35346 | 0.14386 | 0.40699 | N/A | N/A | N/A | Fail RIM | Commercial | Nonequipment | HVAC tune-up | Warehouse | Existing | 0.35346 | 0.14386 | 0.40699 | N/A | N/A | N/A | Fail TRC
| Commercial | Nonequipment | HVAC tune-up | Assembly | New | 0.35346 | 0.59313 | 1.678 | N/A | N/A | N/A | Fail RIM | Commercial | Nonequipment | HVAC tune-up | Assembly | New | 0.35346 | 0.59313 | 1.678 | N/A | N/A | N/A | Fail TRC
| Commercial | Nonequipment | HVAC tune-up | College and University | New | 0.39817 | 0.74786 | 1.8782 | N/A | N/A | N/A | Fail RIM | Commercial | Nonequipment | HVAC tune-up | College and University | New | 0.39817 | 0.74786 | 1.8782 | N/A | N/A | N/A | Fail TRC
| Commercial | Nonequipment | HVAC tune-up | Grocery | New | 0.35346 | 0.32765 | 0.92697 | N/A | N/A | N/A | Fail RIM | Commercial | Nonequipment | HVAC tune-up | Grocery | New | 0.35346 | 0.32765 | 0.92697 | N/A | N/A | N/A | Fail TRC
| Commercial | Nonequipment | HVAC tune-up | Healthcare | New | 0.38915 | 1.4317 | 3.6791 | N/A | N/A | N/A | Fail RIM | Commercial | Nonequipment | HVAC tune-up | Healthcare | New | 0.38915 | 1.4317 | 3.6791 | N/A | N/A | N/A | Fail 2-year Threshold
| Commercial | Nonequipment | HVAC tune-up | Hospitals | New | 0.39817 | 1.3895 | 3.4896 | N/A | N/A | N/A | Fail RIM | Commercial | Nonequipment | HVAC tune-up | Hospitals | New | 0.39817 | 1.3895 | 3.4896 | N/A | N/A | N/A | Fail 2-year Threshold
| Commercial | Nonequipment | HVAC tune-up | Institutional | New | 0.35346 | 0.32039 | 0.90643 | N/A | N/A | N/A | Fail RIM | Commercial | Nonequipment | HVAC tune-up | Institutional | New | 0.35346 | 0.32039 | 0.90643 | N/A | N/A | N/A | Fail TRC
| Commercial | Nonequipment | HVAC tune-up | Lodging/Hospitality | New | 0.38915 | 1.0869 | 2.793 | N/A | N/A | N/A | Fail RIM | Commercial | Nonequipment | HVAC tune-up | Lodging/Hospitality | New | 0.38915 | 1.0869 | 2.793 | N/A | N/A | N/A | Fail 2-year Threshold
| Commercial | Nonequipment | HVAC tune-up | Miscellaneous | New | 0.35346 | 0.33128 | 0.93724 | N/A | N/A | N/A | Fail RIM | Commercial | Nonequipment | HVAC tune-up | Miscellaneous | New | 0.35346 | 0.33128 | 0.93724 | N/A | N/A | N/A | Fail TRC
| Commercial | Nonequipment | HVAC tune-up | Offices | New | 0.35346 | 0.66755 | 1.8886 | N/A | N/A | N/A | Fail RIM | Commercial | Nonequipment | HVAC tune-up | Offices | New | 0.35346 | 0.66755 | 1.8886 | N/A | N/A | N/A | Fail TRC
| Commercial | Nonequipment | HVAC tune-up | Restaurants | New | 0.35346 | 0.96117 | 2.7193 | N/A | N/A | N/A | Fail RIM | Commercial | Nonequipment | HVAC tune-up | Restaurants | New | 0.35346 | 0.96117 | 2.7193 | N/A | N/A | N/A | Fail TRC
| Commercial | Nonequipment | HVAC tune-up | Retail | New | 0.35346 | 0.75332 | 2.1313 | N/A | N/A | N/A | Fail RIM | Commercial | Nonequipment | HVAC tune-up | Retail | New | 0.35346 | 0.75332 | 2.1313 | N/A | N/A | N/A | Fail TRC
| Commercial | Nonequipment | HVAC tune-up | Schools K-12 | New | 0.35346 | 0.65485 | 1.8527 | N/A | N/A | N/A | Fail RIM | Commercial | Nonequipment | HVAC tune-up | Schools K-12 | New | 0.35346 | 0.65485 | 1.8527 | N/A | N/A | N/A | Fail TRC
| Commercial | Nonequipment | HVAC tune-up | Warehouse | New | 0.35346 | 0.14386 | 0.40699 | N/A | N/A | N/A | Fail RIM | Commercial | Nonequipment | HVAC tune-up | Warehouse | New | 0.35346 | 0.14386 | 0.40699 | N/A | N/A | N/A | Fail TRC
| Commercial | Nonequipment | HVAC tune-up_RTU | Assembly | Existing | 0.35346 | 0.422 | 1.1939 | N/A | N/A | N/A | Fail RIM | Commercial | Nonequipment | HVAC tune-up_RTU | Assembly | Existing | 0.35346 | 0.422 | 1.1939 | N/A | N/A | N/A | Fail TRC
| Commercial | Nonequipment | HVAC tune-up_RTU | College and University | Existing | 0.39817 | 0.53209 | 1.3363 | N/A | N/A | N/A | Fail RIM | Commercial | Nonequipment | HVAC tune-up_RTU | College and University | Existing | 0.39817 | 0.53209 | 1.3363 | N/A | N/A | N/A | Fail TRC
| Commercial | Nonequipment | HVAC tune-up_RTU | Grocery | Existing | 0.35346 | 0.23312 | 0.65952 | N/A | N/A | N/A | Fail RIM | Commercial | Nonequipment | HVAC tune-up_RTU | Grocery | Existing | 0.35346 | 0.23312 | 0.65952 | N/A | N/A | N/A | Fail TRC
| Commercial | Nonequipment | HVAC tune-up_RTU | Healthcare | Existing | 0.38915 | 1.0186 | 2.6176 | N/A | N/A | N/A | Fail RIM | Commercial | Nonequipment | HVAC tune-up_RTU | Healthcare | Existing | 0.38915 | 1.0186 | 2.6176 | N/A | N/A | N/A | Fail 2-year Threshold
| Commercial | Nonequipment | HVAC tune-up_RTU | Hospitals | Existing | 0.39817 | 0.98858 | 2.4828 | N/A | N/A | N/A | Fail RIM | Commercial | Nonequipment | HVAC tune-up_RTU | Hospitals | Existing | 0.39817 | 0.98858 | 2.4828 | N/A | N/A | N/A | Fail TRC
| Commercial | Nonequipment | HVAC tune-up_RTU | Institutional | Existing | 0.35346 | 0.22795 | 0.64491 | N/A | N/A | N/A | Fail RIM | Commercial | Nonequipment | HVAC tune-up_RTU | Institutional | Existing | 0.35346 | 0.22795 | 0.64491 | N/A | N/A | N/A | Fail TRC
| Commercial | Nonequipment | HVAC tune-up_RTU | Lodging/Hospitality | Existing | 0.38915 | 0.7733 | 1.9871 | N/A | N/A | N/A | Fail RIM | Commercial | Nonequipment | HVAC tune-up_RTU | Lodging/Hospitality | Existing | 0.38915 | 0.7733 | 1.9871 | N/A | N/A | N/A | Fail TRC
| Commercial | Nonequipment | HVAC tune-up_RTU | Miscellaneous | Existing | 0.35346 | 0.2357 | 0.66683 | N/A | N/A | N/A | Fail RIM | Commercial | Nonequipment | HVAC tune-up_RTU | Miscellaneous | Existing | 0.35346 | 0.2357 | 0.66683 | N/A | N/A | N/A | Fail TRC
| Commercial | Nonequipment | HVAC tune-up_RTU | Offices | Existing | 0.35346 | 0.47495 | 1.3437 | N/A | N/A | N/A | Fail RIM | Commercial | Nonequipment | HVAC tune-up_RTU | Offices | Existing | 0.35346 | 0.47495 | 1.3437 | N/A | N/A | N/A | Fail TRC
| Commercial | Nonequipment | HVAC tune-up_RTU | Restaurants | Existing | 0.35346 | 0.68385 | 1.9347 | N/A | N/A | N/A | Fail RIM | Commercial | Nonequipment | HVAC tune-up_RTU | Restaurants | Existing | 0.35346 | 0.68385 | 1.9347 | N/A | N/A | N/A | Fail TRC
| Commercial | Nonequipment | HVAC tune-up_RTU | Retail | Existing | 0.35346 | 0.53598 | 1.5164 | N/A | N/A | N/A | Fail RIM | Commercial | Nonequipment | HVAC tune-up_RTU | Retail | Existing | 0.35346 | 0.53598 | 1.5164 | N/A | N/A | N/A | Fail TRC
| Commercial | Nonequipment | HVAC tune-up_RTU | Schools K-12 | Existing | 0.35346 | 0.46591 | 1.3181 | N/A | N/A | N/A | Fail RIM | Commercial | Nonequipment | HVAC tune-up_RTU | Schools K-12 | Existing | 0.35346 | 0.46591 | 1.3181 | N/A | N/A | N/A | Fail TRC
| Commercial | Nonequipment | HVAC tune-up_RTU | Warehouse | Existing | 0.35346 | 0.10235 | 0.28957 | N/A | N/A | N/A | Fail RIM | Commercial | Nonequipment | HVAC tune-up_RTU | Warehouse | Existing | 0.35346 | 0.10235 | 0.28957 | N/A | N/A | N/A | Fail TRC
| Commercial | Nonequipment | HVAC tune-up_RTU | Assembly | New | 0.35346 | 0.422 | 1.1939 | N/A | N/A | N/A | Fail RIM | Commercial | Nonequipment | HVAC tune-up_RTU | Assembly | New | 0.35346 | 0.422 | 1.1939 | N/A | N/A | N/A | Fail TRC
| Commercial | Nonequipment | HVAC tune-up_RTU | College and University | New | 0.39817 | 0.53209 | 1.3363 | N/A | N/A | N/A | Fail RIM | Commercial | Nonequipment | HVAC tune-up_RTU | College and University | New | 0.39817 | 0.53209 | 1.3363 | N/A | N/A | N/A | Fail TRC
| Commercial | Nonequipment | HVAC tune-up_RTU | Grocery | New | 0.35346 | 0.23312 | 0.65952 | N/A | N/A | N/A | Fail RIM | Commercial | Nonequipment | HVAC tune-up_RTU | Grocery | New | 0.35346 | 0.23312 | 0.65952 | N/A | N/A | N/A | Fail TRC
| Commercial | Nonequipment | HVAC tune-up_RTU | Healthcare | New | 0.38915 | 1.0186 | 2.6176 | N/A | N/A | N/A | Fail RIM | Commercial | Nonequipment | HVAC tune-up_RTU | Healthcare | New | 0.38915 | 1.0186 | 2.6176 | N/A | N/A | N/A | Fail 2-year Threshold
| Commercial | Nonequipment | HVAC tune-up_RTU | Hospitals | New | 0.39817 | 0.98858 | 2.4828 | N/A | N/A | N/A | Fail RIM | Commercial | Nonequipment | HVAC tune-up_RTU | Hospitals | New | 0.39817 | 0.98858 | 2.4828 | N/A | N/A | N/A | Fail TRC
| Commercial | Nonequipment | HVAC tune-up_RTU | Institutional | New | 0.35346 | 0.22795 | 0.64491 | N/A | N/A | N/A | Fail RIM | Commercial | Nonequipment | HVAC tune-up_RTU | Institutional | New | 0.35346 | 0.22795 | 0.64491 | N/A | N/A | N/A | Fail TRC
| Commercial | Nonequipment | HVAC tune-up_RTU | Lodging/Hospitality | New | 0.38915 | 0.7733 | 1.9871 | N/A | N/A | N/A | Fail RIM | Commercial | Nonequipment | HVAC tune-up_RTU | Lodging/Hospitality | New | 0.38915 | 0.7733 | 1.9871 | N/A | N/A | N/A | Fail TRC
| Commercial | Nonequipment | HVAC tune-up_RTU | Miscellaneous | New | 0.35346 | 0.2357 | 0.66683 | N/A | N/A | N/A | Fail RIM | Commercial | Nonequipment | HVAC tune-up_RTU | Miscellaneous | New | 0.35346 | 0.2357 | 0.66683 | N/A | N/A | N/A | Fail TRC
| Commercial | Nonequipment | HVAC tune-up_RTU | Offices | New | 0.35346 | 0.47495 | 1.3437 | N/A | N/A | N/A | Fail RIM | Commercial | Nonequipment | HVAC tune-up_RTU | Offices | New | 0.35346 | 0.47495 | 1.3437 | N/A | N/A | N/A | Fail TRC
| Commercial | Nonequipment | HVAC tune-up_RTU | Restaurants | New | 0.35346 | 0.68385 | 1.9347 | N/A | N/A | N/A | Fail RIM | Commercial | Nonequipment | HVAC tune-up_RTU | Restaurants | New | 0.35346 | 0.68385 | 1.9347 | N/A | N/A | N/A | Fail TRC
| Commercial | Nonequipment | HVAC tune-up_RTU | Retail | New | 0.35346 | 0.53598 | 1.5164 | N/A | N/A | N/A | Fail RIM | Commercial | Nonequipment | HVAC tune-up_RTU | Retail | New | 0.35346 | 0.53598 | 1.5164 | N/A | N/A | N/A | Fail TRC
| Commercial | Nonequipment | HVAC tune-up_RTU | Schools K-12 | New | 0.35346 | 0.46591 | 1.3181 | N/A | N/A | N/A | Fail RIM | Commercial | Nonequipment | HVAC tune-up_RTU | Schools K-12 | New | 0.35346 | 0.46591 | 1.3181 | N/A | N/A | N/A | Fail TRC
| Commercial | Nonequipment | HVAC tune-up_RTU | Warehouse | New | 0.35346 | 0.10235 | 0.28957 | N/A | N/A | N/A | Fail RIM | Commercial | Nonequipment | HVAC tune-up_RTU | Warehouse | New | 0.35346 | 0.10235 | 0.28957 | N/A | N/A | N/A | Fail TRC
| Commercial | Nonequipment | Infiltration Reduction - Air Sealing | Assembly | Existing | 0.38355 | 0.048373 | 0.12612 | N/A | N/A | N/A | Fail RIM | Commercial | Nonequipment | Infiltration Reduction - Air Sealing | Assembly | Existing | 0.38355 | 0.048373 | 0.12612 | N/A | N/A | N/A | Fail TRC
| Commercial | Nonequipment | Infiltration Reduction - Air Sealing | College and University | Existing | 0.38355 | 0.023629 | 0.061607 | N/A | N/A | N/A | Fail RIM | Commercial | Nonequipment | Infiltration Reduction - Air Sealing | College and University | Existing | 0.38355 | 0.023629 | 0.061607 | N/A | N/A | N/A | Fail TRC
| Commercial | Nonequipment | Infiltration Reduction - Air Sealing | Grocery | Existing | 0.38355 | 0.16449 | 0.42887 | N/A | N/A | N/A | Fail RIM | Commercial | Nonequipment | Infiltration Reduction - Air Sealing | Grocery | Existing | 0.38355 | 0.16449 | 0.42887 | N/A | N/A | N/A | Fail TRC
| Commercial | Nonequipment | Infiltration Reduction - Air Sealing | Healthcare | Existing | 0.38355 | 0.045836 | 0.1195 | N/A | N/A | N/A | Fail RIM | Commercial | Nonequipment | Infiltration Reduction - Air Sealing | Healthcare | Existing | 0.38355 | 0.045836 | 0.1195 | N/A | N/A | N/A | Fail TRC
| Commercial | Nonequipment | Infiltration Reduction - Air Sealing | Hospitals | Existing | 0.38355 | 0.02371 | 0.061818 | N/A | N/A | N/A | Fail RIM | Commercial | Nonequipment | Infiltration Reduction - Air Sealing | Hospitals | Existing | 0.38355 | 0.02371 | 0.061818 | N/A | N/A | N/A | Fail TRC
| Commercial | Nonequipment | Infiltration Reduction - Air Sealing | Institutional | Existing | 0.38355 | 0.14793 | 0.38568 | N/A | N/A | N/A | Fail RIM | Commercial | Nonequipment | Infiltration Reduction - Air Sealing | Institutional | Existing | 0.38355 | 0.14793 | 0.38568 | N/A | N/A | N/A | Fail TRC
| Commercial | Nonequipment | Infiltration Reduction - Air Sealing | Lodging/Hospitality | Existing | 0.38355 | 0.11128 | 0.29014 | N/A | N/A | N/A | Fail RIM | Commercial | Nonequipment | Infiltration Reduction - Air Sealing | Lodging/Hospitality | Existing | 0.38355 | 0.11128 | 0.29014 | N/A | N/A | N/A | Fail TRC
| Commercial | Nonequipment | Infiltration Reduction - Air Sealing | Miscellaneous | Existing | 0.38355 | 0.029569 | 0.077092 | N/A | N/A | N/A | Fail RIM | Commercial | Nonequipment | Infiltration Reduction - Air Sealing | Miscellaneous | Existing | 0.38355 | 0.029569 | 0.077092 | N/A | N/A | N/A | Fail TRC
| Commercial | Nonequipment | Infiltration Reduction - Air Sealing | Offices | Existing | 0.38355 | 0.21468 | 0.55972 | N/A | N/A | N/A | Fail RIM | Commercial | Nonequipment | Infiltration Reduction - Air Sealing | Offices | Existing | 0.38355 | 0.21468 | 0.55972 | N/A | N/A | N/A | Fail TRC
| Commercial | Nonequipment | Infiltration Reduction - Air Sealing | Restaurants | Existing | 0.38355 | 0.15961 | 0.41614 | N/A | N/A | N/A | Fail RIM | Commercial | Nonequipment | Infiltration Reduction - Air Sealing | Restaurants | Existing | 0.38355 | 0.15961 | 0.41614 | N/A | N/A | N/A | Fail TRC
| Commercial | Nonequipment | Infiltration Reduction - Air Sealing | Retail | Existing | 0.38355 | 0.069725 | 0.18179 | N/A | N/A | N/A | Fail RIM | Commercial | Nonequipment | Infiltration Reduction - Air Sealing | Retail | Existing | 0.38355 | 0.069725 | 0.18179 | N/A | N/A | N/A | Fail TRC
| Commercial | Nonequipment | Infiltration Reduction - Air Sealing | Schools K-12 | Existing | 0.38355 | 0.015924 | 0.041516 | N/A | N/A | N/A | Fail RIM | Commercial | Nonequipment | Infiltration Reduction - Air Sealing | Schools K-12 | Existing | 0.38355 | 0.015924 | 0.041516 | N/A | N/A | N/A | Fail TRC
| Commercial | Nonequipment | Infiltration Reduction - Air Sealing | Warehouse | Existing | 0.38355 | 0.044033 | 0.1148 | N/A | N/A | N/A | Fail RIM | Commercial | Nonequipment | Infiltration Reduction - Air Sealing | Warehouse | Existing | 0.38355 | 0.044033 | 0.1148 | N/A | N/A | N/A | Fail TRC
| Commercial | Nonequipment | Infiltration Reduction - Air Sealing | Assembly | New | 0.38355 | 0.04763 | 0.12418 | N/A | N/A | N/A | Fail RIM | Commercial | Nonequipment | Infiltration Reduction - Air Sealing | Assembly | New | 0.38355 | 0.04763 | 0.12418 | N/A | N/A | N/A | Fail TRC
| Commercial | Nonequipment | Infiltration Reduction - Air Sealing | College and University | New | 0.38355 | 0.023267 | 0.060661 | N/A | N/A | N/A | Fail RIM | Commercial | Nonequipment | Infiltration Reduction - Air Sealing | College and University | New | 0.38355 | 0.023267 | 0.060661 | N/A | N/A | N/A | Fail TRC
| Commercial | Nonequipment | Infiltration Reduction - Air Sealing | Grocery | New | 0.38355 | 0.16197 | 0.42229 | N/A | N/A | N/A | Fail RIM | Commercial | Nonequipment | Infiltration Reduction - Air Sealing | Grocery | New | 0.38355 | 0.16197 | 0.42229 | N/A | N/A | N/A | Fail TRC
| Commercial | Nonequipment | Infiltration Reduction - Air Sealing | Healthcare | New | 0.38355 | 0.045133 | 0.11767 | N/A | N/A | N/A | Fail RIM | Commercial | Nonequipment | Infiltration Reduction - Air Sealing | Healthcare | New | 0.38355 | 0.045133 | 0.11767 | N/A | N/A | N/A | Fail TRC
| Commercial | Nonequipment | Infiltration Reduction - Air Sealing | Hospitals | New | 0.38355 | 0.023346 | 0.060869 | N/A | N/A | N/A | Fail RIM | Commercial | Nonequipment | Infiltration Reduction - Air Sealing | Hospitals | New | 0.38355 | 0.023346 | 0.060869 | N/A | N/A | N/A | Fail TRC
| Commercial | Nonequipment | Infiltration Reduction - Air Sealing | Institutional | New | 0.38355 | 0.14566 | 0.37976 | N/A | N/A | N/A | Fail RIM | Commercial | Nonequipment | Infiltration Reduction - Air Sealing | Institutional | New | 0.38355 | 0.14566 | 0.37976 | N/A | N/A | N/A | Fail TRC
| Commercial | Nonequipment | Infiltration Reduction - Air Sealing | Lodging/Hospitality | New | 0.38355 | 0.10957 | 0.28568 | N/A | N/A | N/A | Fail RIM | Commercial | Nonequipment | Infiltration Reduction - Air Sealing | Lodging/Hospitality | New | 0.38355 | 0.10957 | 0.28568 | N/A | N/A | N/A | Fail TRC
| Commercial | Nonequipment | Infiltration Reduction - Air Sealing | Miscellaneous | New | 0.38355 | 0.029115 | 0.075909 | N/A | N/A | N/A | Fail RIM | Commercial | Nonequipment | Infiltration Reduction - Air Sealing | Miscellaneous | New | 0.38355 | 0.029115 | 0.075909 | N/A | N/A | N/A | Fail TRC
| Commercial | Nonequipment | Infiltration Reduction - Air Sealing | Offices | New | 0.38355 | 0.21139 | 0.55113 | N/A | N/A | N/A | Fail RIM | Commercial | Nonequipment | Infiltration Reduction - Air Sealing | Offices | New | 0.38355 | 0.21139 | 0.55113 | N/A | N/A | N/A | Fail TRC
| Commercial | Nonequipment | Infiltration Reduction - Air Sealing | Restaurants | New | 0.38355 | 0.15716 | 0.40975 | N/A | N/A | N/A | Fail RIM | Commercial | Nonequipment | Infiltration Reduction - Air Sealing | Restaurants | New | 0.38355 | 0.15716 | 0.40975 | N/A | N/A | N/A | Fail TRC
| Commercial | Nonequipment | Infiltration Reduction - Air Sealing | Retail | New | 0.38355 | 0.068655 | 0.179 | N/A | N/A | N/A | Fail RIM | Commercial | Nonequipment | Infiltration Reduction - Air Sealing | Retail | New | 0.38355 | 0.068655 | 0.179 | N/A | N/A | N/A | Fail TRC
| Commercial | Nonequipment | Infiltration Reduction - Air Sealing | Schools K-12 | New | 0.38355 | 0.015679 | 0.040879 | N/A | N/A | N/A | Fail RIM | Commercial | Nonequipment | Infiltration Reduction - Air Sealing | Schools K-12 | New | 0.38355 | 0.015679 | 0.040879 | N/A | N/A | N/A | Fail TRC
| Commercial | Nonequipment | Infiltration Reduction - Air Sealing | Warehouse | New | 0.38355 | 0.043357 | 0.11304 | N/A | N/A | N/A | Fail RIM | Commercial | Nonequipment | Infiltration Reduction - Air Sealing | Warehouse | New | 0.38355 | 0.043357 | 0.11304 | N/A | N/A | N/A | Fail TRC
| Commercial | Nonequipment | Low U-Value Windows | Assembly | Existing | 0.36917 | 0.49664 | 1.3453 | N/A | N/A | N/A | Fail RIM | Commercial | Nonequipment | Low U-Value Windows | Assembly | Existing | 0.36917 | 0.49664 | 1.3453 | N/A | N/A | N/A | Fail TRC
| Commercial | Nonequipment | Low U-Value Windows | College and University | Existing | 0.36917 | 0.49664 | 1.3453 | N/A | N/A | N/A | Fail RIM | Commercial | Nonequipment | Low U-Value Windows | College and University | Existing | 0.36917 | 0.49664 | 1.3453 | N/A | N/A | N/A | Fail TRC
| Commercial | Nonequipment | Low U-Value Windows | Grocery | Existing | 0.36917 | 0.49664 | 1.3453 | N/A | N/A | N/A | Fail RIM | Commercial | Nonequipment | Low U-Value Windows | Grocery | Existing | 0.36917 | 0.49664 | 1.3453 | N/A | N/A | N/A | Fail TRC
| Commercial | Nonequipment | Low U-Value Windows | Healthcare | Existing | 0.36917 | 0.49664 | 1.3453 | N/A | N/A | N/A | Fail RIM | Commercial | Nonequipment | Low U-Value Windows | Healthcare | Existing | 0.36917 | 0.49664 | 1.3453 | N/A | N/A | N/A | Fail TRC
| Commercial | Nonequipment | Low U-Value Windows | Hospitals | Existing | 0.36917 | 0.49664 | 1.3453 | N/A | N/A | N/A | Fail RIM | Commercial | Nonequipment | Low U-Value Windows | Hospitals | Existing | 0.36917 | 0.49664 | 1.3453 | N/A | N/A | N/A | Fail TRC
| Commercial | Nonequipment | Low U-Value Windows | Institutional | Existing | 0.36917 | 0.49664 | 1.3453 | N/A | N/A | N/A | Fail RIM | Commercial | Nonequipment | Low U-Value Windows | Institutional | Existing | 0.36917 | 0.49664 | 1.3453 | N/A | N/A | N/A | Fail TRC
| Commercial | Nonequipment | Low U-Value Windows | Lodging/Hospitality | Existing | 0.38658 | 0.52185 | 1.3499 | N/A | N/A | N/A | Fail RIM | Commercial | Nonequipment | Low U-Value Windows | Lodging/Hospitality | Existing | 0.38658 | 0.52185 | 1.3499 | N/A | N/A | N/A | Fail TRC
| Commercial | Nonequipment | Low U-Value Windows | Miscellaneous | Existing | 0.36474 | 0.49002 | 1.3435 | N/A | N/A | N/A | Fail RIM | Commercial | Nonequipment | Low U-Value Windows | Miscellaneous | Existing | 0.36474 | 0.49002 | 1.3435 | N/A | N/A | N/A | Fail TRC
| Commercial | Nonequipment | Low U-Value Windows | Offices | Existing | 0.36917 | 0.49664 | 1.3453 | N/A | N/A | N/A | Fail RIM | Commercial | Nonequipment | Low U-Value Windows | Offices | Existing | 0.36917 | 0.49664 | 1.3453 | N/A | N/A | N/A | Fail TRC
| Commercial | Nonequipment | Low U-Value Windows | Restaurants | Existing | 0.36917 | 0.49664 | 1.3453 | N/A | N/A | N/A | Fail RIM | Commercial | Nonequipment | Low U-Value Windows | Restaurants | Existing | 0.36917 | 0.49664 | 1.3453 | N/A | N/A | N/A | Fail TRC
| Commercial | Nonequipment | Low U-Value Windows | Retail | Existing | 0.36917 | 0.49664 | 1.3453 | N/A | N/A | N/A | Fail RIM | Commercial | Nonequipment | Low U-Value Windows | Retail | Existing | 0.36917 | 0.49664 | 1.3453 | N/A | N/A | N/A | Fail TRC
| Commercial | Nonequipment | Low U-Value Windows | Schools K-12 | Existing | 0.36917 | 0.49664 | 1.3453 | N/A | N/A | N/A | Fail RIM | Commercial | Nonequipment | Low U-Value Windows | Schools K-12 | Existing | 0.36917 | 0.49664 | 1.3453 | N/A | N/A | N/A | Fail TRC
| Commercial | Nonequipment | Low U-Value Windows | Warehouse | Existing | 0.36474 | 0.49002 | 1.3435 | N/A | N/A | N/A | Fail RIM | Commercial | Nonequipment | Low U-Value Windows | Warehouse | Existing | 0.36474 | 0.49002 | 1.3435 | N/A | N/A | N/A | Fail TRC
| Commercial | Nonequipment | Low U-Value Windows | Assembly | New | 0.36917 | 0.064779 | 0.17547 | N/A | N/A | N/A | Fail RIM | Commercial | Nonequipment | Low U-Value Windows | Assembly | New | 0.36917 | 0.064779 | 0.17547 | N/A | N/A | N/A | Fail TRC
| Commercial | Nonequipment | Low U-Value Windows | College and University | New | 0.36917 | 0.064779 | 0.17547 | N/A | N/A | N/A | Fail RIM | Commercial | Nonequipment | Low U-Value Windows | College and University | New | 0.36917 | 0.064779 | 0.17547 | N/A | N/A | N/A | Fail TRC
| Commercial | Nonequipment | Low U-Value Windows | Grocery | New | 0.36917 | 0.064779 | 0.17547 | N/A | N/A | N/A | Fail RIM | Commercial | Nonequipment | Low U-Value Windows | Grocery | New | 0.36917 | 0.064779 | 0.17547 | N/A | N/A | N/A | Fail TRC
| Commercial | Nonequipment | Low U-Value Windows | Healthcare | New | 0.36917 | 0.064779 | 0.17547 | N/A | N/A | N/A | Fail RIM | Commercial | Nonequipment | Low U-Value Windows | Healthcare | New | 0.36917 | 0.064779 | 0.17547 | N/A | N/A | N/A | Fail TRC
| Commercial | Nonequipment | Low U-Value Windows | Hospitals | New | 0.36917 | 0.064779 | 0.17547 | N/A | N/A | N/A | Fail RIM | Commercial | Nonequipment | Low U-Value Windows | Hospitals | New | 0.36917 | 0.064779 | 0.17547 | N/A | N/A | N/A | Fail TRC
| Commercial | Nonequipment | Low U-Value Windows | Institutional | New | 0.36917 | 0.064779 | 0.17547 | N/A | N/A | N/A | Fail RIM | Commercial | Nonequipment | Low U-Value Windows | Institutional | New | 0.36917 | 0.064779 | 0.17547 | N/A | N/A | N/A | Fail TRC
| Commercial | Nonequipment | Low U-Value Windows | Lodging/Hospitality | New | 0.38658 | 0.068067 | 0.17607 | N/A | N/A | N/A | Fail RIM | Commercial | Nonequipment | Low U-Value Windows | Lodging/Hospitality | New | 0.38658 | 0.068067 | 0.17607 | N/A | N/A | N/A | Fail TRC
| Commercial | Nonequipment | Low U-Value Windows | Miscellaneous | New | 0.36474 | 0.063915 | 0.17523 | N/A | N/A | N/A | Fail RIM | Commercial | Nonequipment | Low U-Value Windows | Miscellaneous | New | 0.36474 | 0.063915 | 0.17523 | N/A | N/A | N/A | Fail TRC
| Commercial | Nonequipment | Low U-Value Windows | Offices | New | 0.36917 | 0.064779 | 0.17547 | N/A | N/A | N/A | Fail RIM | Commercial | Nonequipment | Low U-Value Windows | Offices | New | 0.36917 | 0.064779 | 0.17547 | N/A | N/A | N/A | Fail TRC
| Commercial | Nonequipment | Low U-Value Windows | Restaurants | New | 0.36917 | 0.064779 | 0.17547 | N/A | N/A | N/A | Fail RIM | Commercial | Nonequipment | Low U-Value Windows | Restaurants | New | 0.36917 | 0.064779 | 0.17547 | N/A | N/A | N/A | Fail TRC
| Commercial | Nonequipment | Low U-Value Windows | Retail | New | 0.36917 | 0.064779 | 0.17547 | N/A | N/A | N/A | Fail RIM | Commercial | Nonequipment | Low U-Value Windows | Retail | New | 0.36917 | 0.064779 | 0.17547 | N/A | N/A | N/A | Fail TRC
| Commercial | Nonequipment | Low U-Value Windows | Schools K-12 | New | 0.36917 | 0.064779 | 0.17547 | N/A | N/A | N/A | Fail RIM | Commercial | Nonequipment | Low U-Value Windows | Schools K-12 | New | 0.36917 | 0.064779 | 0.17547 | N/A | N/A | N/A | Fail TRC
| Commercial | Nonequipment | Low U-Value Windows | Warehouse | New | 0.36474 | 0.063915 | 0.17523 | N/A | N/A | N/A | Fail RIM | Commercial | Nonequipment | Low U-Value Windows | Warehouse | New | 0.36474 | 0.063915 | 0.17523 | N/A | N/A | N/A | Fail TRC
| Commercial | Nonequipment | Programmable Thermostat | Assembly | Existing | 0.31235 | 0.18623 | 0.59623 | N/A | N/A | N/A | Fail RIM | Commercial | Nonequipment | Programmable Thermostat | Assembly | Existing | 0.31235 | 0.18623 | 0.59623 | N/A | N/A | N/A | Fail TRC
| Commercial | Nonequipment | Programmable Thermostat | College and University | Existing | 0.33369 | 0.3128 | 0.9374 | N/A | N/A | N/A | Fail RIM | Commercial | Nonequipment | Programmable Thermostat | College and University | Existing | 0.33369 | 0.3128 | 0.9374 | N/A | N/A | N/A | Fail TRC
| Commercial | Nonequipment | Programmable Thermostat | Grocery | Existing | 0.37502 | 2.1921 | 5.8452 | N/A | N/A | N/A | Fail RIM | Commercial | Nonequipment | Programmable Thermostat | Grocery | Existing | 0.37502 | 2.1921 | 5.8452 | N/A | N/A | N/A | Fail 2-year Threshold
| Commercial | Nonequipment | Programmable Thermostat | Healthcare | Existing | 0.31235 | 0.7366 | 2.3582 | N/A | N/A | N/A | Fail RIM | Commercial | Nonequipment | Programmable Thermostat | Healthcare | Existing | 0.31235 | 0.7366 | 2.3582 | N/A | N/A | N/A | Fail TRC
| Commercial | Nonequipment | Programmable Thermostat | Hospitals | Existing | 0.33369 | 0.83271 | 2.4954 | N/A | N/A | N/A | Fail RIM | Commercial | Nonequipment | Programmable Thermostat | Hospitals | Existing | 0.33369 | 0.83271 | 2.4954 | N/A | N/A | N/A | Fail TRC
| Commercial | Nonequipment | Programmable Thermostat | Institutional | Existing | 0.31235 | 0.85152 | 2.7261 | N/A | N/A | N/A | Fail RIM | Commercial | Nonequipment | Programmable Thermostat | Institutional | Existing | 0.31235 | 0.85152 | 2.7261 | N/A | N/A | N/A | Fail TRC
| Commercial | Nonequipment | Programmable Thermostat | Lodging/Hospitality | Existing | 0.3026 | 0.42514 | 1.405 | N/A | N/A | N/A | Fail RIM | Commercial | Nonequipment | Programmable Thermostat | Lodging/Hospitality | Existing | 0.3026 | 0.42514 | 1.405 | N/A | N/A | N/A | Fail TRC
| Commercial | Nonequipment | Programmable Thermostat | Miscellaneous | Existing | 0.31235 | 0.59744 | 1.9127 | N/A | N/A | N/A | Fail RIM | Commercial | Nonequipment | Programmable Thermostat | Miscellaneous | Existing | 0.31235 | 0.59744 | 1.9127 | N/A | N/A | N/A | Fail TRC
| Commercial | Nonequipment | Programmable Thermostat | Offices | Existing | 0.31235 | 0.79355 | 2.5406 | N/A | N/A | N/A | Fail RIM | Commercial | Nonequipment | Programmable Thermostat | Offices | Existing | 0.31235 | 0.79355 | 2.5406 | N/A | N/A | N/A | Fail TRC
| Commercial | Nonequipment | Programmable Thermostat | Restaurants | Existing | 0.37502 | 1.8273 | 4.8726 | N/A | N/A | N/A | Fail RIM | Commercial | Nonequipment | Programmable Thermostat | Restaurants | Existing | 0.37502 | 1.8273 | 4.8726 | N/A | N/A | N/A | Fail 2-year Threshold
| Commercial | Nonequipment | Programmable Thermostat | Retail | Existing | 0.37502 | 0.39906 | 1.0641 | N/A | N/A | N/A | Fail RIM | Commercial | Nonequipment | Programmable Thermostat | Retail | Existing | 0.37502 | 0.39906 | 1.0641 | N/A | N/A | N/A | Fail TRC
| Commercial | Nonequipment | Programmable Thermostat | Schools K-12 | Existing | 0.31235 | 0.29052 | 0.9301 | N/A | N/A | N/A | Fail RIM | Commercial | Nonequipment | Programmable Thermostat | Schools K-12 | Existing | 0.31235 | 0.29052 | 0.9301 | N/A | N/A | N/A | Fail TRC
| Commercial | Nonequipment | Programmable Thermostat | Warehouse | Existing | 0.31235 | 0.093241 | 0.29851 | N/A | N/A | N/A | Fail RIM | Commercial | Nonequipment | Programmable Thermostat | Warehouse | Existing | 0.31235 | 0.093241 | 0.29851 | N/A | N/A | N/A | Fail TRC
| Commercial | Nonequipment | Programmable Thermostat | Assembly | New | 0.31235 | 0.18623 | 0.59623 | N/A | N/A | N/A | Fail RIM | Commercial | Nonequipment | Programmable Thermostat | Assembly | New | 0.31235 | 0.18623 | 0.59623 | N/A | N/A | N/A | Fail TRC
| Commercial | Nonequipment | Programmable Thermostat | College and University | New | 0.33369 | 0.3128 | 0.9374 | N/A | N/A | N/A | Fail RIM | Commercial | Nonequipment | Programmable Thermostat | College and University | New | 0.33369 | 0.3128 | 0.9374 | N/A | N/A | N/A | Fail TRC
| Commercial | Nonequipment | Programmable Thermostat | Grocery | New | 0.37502 | 2.1921 | 5.8452 | N/A | N/A | N/A | Fail RIM | Commercial | Nonequipment | Programmable Thermostat | Grocery | New | 0.37502 | 2.1921 | 5.8452 | N/A | N/A | N/A | Fail 2-year Threshold
| Commercial | Nonequipment | Programmable Thermostat | Healthcare | New | 0.31235 | 0.7366 | 2.3582 | N/A | N/A | N/A | Fail RIM | Commercial | Nonequipment | Programmable Thermostat | Healthcare | New | 0.31235 | 0.7366 | 2.3582 | N/A | N/A | N/A | Fail TRC
| Commercial | Nonequipment | Programmable Thermostat | Hospitals | New | 0.33369 | 0.83271 | 2.4954 | N/A | N/A | N/A | Fail RIM | Commercial | Nonequipment | Programmable Thermostat | Hospitals | New | 0.33369 | 0.83271 | 2.4954 | N/A | N/A | N/A | Fail TRC
| Commercial | Nonequipment | Programmable Thermostat | Institutional | New | 0.31235 | 0.85152 | 2.7261 | N/A | N/A | N/A | Fail RIM | Commercial | Nonequipment | Programmable Thermostat | Institutional | New | 0.31235 | 0.85152 | 2.7261 | N/A | N/A | N/A | Fail TRC
| Commercial | Nonequipment | Programmable Thermostat | Lodging/Hospitality | New | 0.3026 | 0.42514 | 1.405 | N/A | N/A | N/A | Fail RIM | Commercial | Nonequipment | Programmable Thermostat | Lodging/Hospitality | New | 0.3026 | 0.42514 | 1.405 | N/A | N/A | N/A | Fail TRC
| Commercial | Nonequipment | Programmable Thermostat | Miscellaneous | New | 0.31235 | 0.59744 | 1.9127 | N/A | N/A | N/A | Fail RIM | Commercial | Nonequipment | Programmable Thermostat | Miscellaneous | New | 0.31235 | 0.59744 | 1.9127 | N/A | N/A | N/A | Fail TRC
| Commercial | Nonequipment | Programmable Thermostat | Offices | New | 0.31235 | 0.79355 | 2.5406 | N/A | N/A | N/A | Fail RIM | Commercial | Nonequipment | Programmable Thermostat | Offices | New | 0.31235 | 0.79355 | 2.5406 | N/A | N/A | N/A | Fail TRC
| Commercial | Nonequipment | Programmable Thermostat | Restaurants | New | 0.37502 | 1.8273 | 4.8726 | N/A | N/A | N/A | Fail RIM | Commercial | Nonequipment | Programmable Thermostat | Restaurants | New | 0.37502 | 1.8273 | 4.8726 | N/A | N/A | N/A | Fail 2-year Threshold
| Commercial | Nonequipment | Programmable Thermostat | Retail | New | 0.37502 | 0.39906 | 1.0641 | N/A | N/A | N/A | Fail RIM | Commercial | Nonequipment | Programmable Thermostat | Retail | New | 0.37502 | 0.39906 | 1.0641 | N/A | N/A | N/A | Fail TRC
| Commercial | Nonequipment | Programmable Thermostat | Schools K-12 | New | 0.31235 | 0.29052 | 0.9301 | N/A | N/A | N/A | Fail RIM | Commercial | Nonequipment | Programmable Thermostat | Schools K-12 | New | 0.31235 | 0.29052 | 0.9301 | N/A | N/A | N/A | Fail TRC
| Commercial | Nonequipment | Programmable Thermostat | Warehouse | New | 0.31235 | 0.093241 | 0.29851 | N/A | N/A | N/A | Fail RIM | Commercial | Nonequipment | Programmable Thermostat | Warehouse | New | 0.31235 | 0.093241 | 0.29851 | N/A | N/A | N/A | Fail TRC
| Commercial | Nonequipment | Roof Insulation | Assembly | Existing | 0.32445 | 0.17259 | 0.53196 | N/A | N/A | N/A | Fail RIM | Commercial | Nonequipment | Roof Insulation | Assembly | Existing | 0.32445 | 0.17259 | 0.53196 | N/A | N/A | N/A | Fail TRC
| Commercial | Nonequipment | Roof Insulation | College and University | Existing | 0.39962 | 0.21678 | 0.54246 | N/A | N/A | N/A | Fail RIM | Commercial | Nonequipment | Roof Insulation | College and University | Existing | 0.39962 | 0.21678 | 0.54246 | N/A | N/A | N/A | Fail TRC
| Commercial | Nonequipment | Roof Insulation | Grocery | Existing | 0.35675 | 0.19153 | 0.53687 | N/A | N/A | N/A | Fail RIM | Commercial | Nonequipment | Roof Insulation | Grocery | Existing | 0.35675 | 0.19153 | 0.53687 | N/A | N/A | N/A | Fail TRC
| Commercial | Nonequipment | Roof Insulation | Healthcare | Existing | 0.32445 | 0.17259 | 0.53196 | N/A | N/A | N/A | Fail RIM | Commercial | Nonequipment | Roof Insulation | Healthcare | Existing | 0.32445 | 0.17259 | 0.53196 | N/A | N/A | N/A | Fail TRC
| Commercial | Nonequipment | Roof Insulation | Hospitals | Existing | 0.39962 | 0.21678 | 0.54246 | N/A | N/A | N/A | Fail RIM | Commercial | Nonequipment | Roof Insulation | Hospitals | Existing | 0.39962 | 0.21678 | 0.54246 | N/A | N/A | N/A | Fail TRC
| Commercial | Nonequipment | Roof Insulation | Institutional | Existing | 0.32445 | 0.17259 | 0.53196 | N/A | N/A | N/A | Fail RIM | Commercial | Nonequipment | Roof Insulation | Institutional | Existing | 0.32445 | 0.17259 | 0.53196 | N/A | N/A | N/A | Fail TRC
| Commercial | Nonequipment | Roof Insulation | Lodging/Hospitality | Existing | 0.39962 | 0.21678 | 0.54246 | N/A | N/A | N/A | Fail RIM | Commercial | Nonequipment | Roof Insulation | Lodging/Hospitality | Existing | 0.39962 | 0.21678 | 0.54246 | N/A | N/A | N/A | Fail TRC
| Commercial | Nonequipment | Roof Insulation | Miscellaneous | Existing | 0.32445 | 0.17259 | 0.53196 | N/A | N/A | N/A | Fail RIM | Commercial | Nonequipment | Roof Insulation | Miscellaneous | Existing | 0.32445 | 0.17259 | 0.53196 | N/A | N/A | N/A | Fail TRC
| Commercial | Nonequipment | Roof Insulation | Offices | Existing | 0.32445 | 0.17259 | 0.53196 | N/A | N/A | N/A | Fail RIM | Commercial | Nonequipment | Roof Insulation | Offices | Existing | 0.32445 | 0.17259 | 0.53196 | N/A | N/A | N/A | Fail TRC
| Commercial | Nonequipment | Roof Insulation | Restaurants | Existing | 0.35675 | 0.19153 | 0.53687 | N/A | N/A | N/A | Fail RIM | Commercial | Nonequipment | Roof Insulation | Restaurants | Existing | 0.35675 | 0.19153 | 0.53687 | N/A | N/A | N/A | Fail TRC
| Commercial | Nonequipment | Roof Insulation | Retail | Existing | 0.35675 | 0.19153 | 0.53687 | N/A | N/A | N/A | Fail RIM | Commercial | Nonequipment | Roof Insulation | Retail | Existing | 0.35675 | 0.19153 | 0.53687 | N/A | N/A | N/A | Fail TRC
| Commercial | Nonequipment | Roof Insulation | Schools K-12 | Existing | 0.32445 | 0.17259 | 0.53196 | N/A | N/A | N/A | Fail RIM | Commercial | Nonequipment | Roof Insulation | Schools K-12 | Existing | 0.32445 | 0.17259 | 0.53196 | N/A | N/A | N/A | Fail TRC
| Commercial | Nonequipment | Roof Insulation | Warehouse | Existing | 0.34477 | 0.18426 | 0.53445 | N/A | N/A | N/A | Fail RIM | Commercial | Nonequipment | Roof Insulation | Warehouse | Existing | 0.34477 | 0.18426 | 0.53445 | N/A | N/A | N/A | Fail TRC
| Commercial | Nonequipment | Roof Insulation | Assembly | New | 0.32445 | 0.084972 | 0.2619 | N/A | N/A | N/A | Fail RIM | Commercial | Nonequipment | Roof Insulation | Assembly | New | 0.32445 | 0.084972 | 0.2619 | N/A | N/A | N/A | Fail TRC
| Commercial | Nonequipment | Roof Insulation | College and University | New | 0.39962 | 0.10673 | 0.26707 | N/A | N/A | N/A | Fail RIM | Commercial | Nonequipment | Roof Insulation | College and University | New | 0.39962 | 0.10673 | 0.26707 | N/A | N/A | N/A | Fail TRC
| Commercial | Nonequipment | Roof Insulation | Grocery | New | 0.35675 | 0.094294 | 0.26431 | N/A | N/A | N/A | Fail RIM | Commercial | Nonequipment | Roof Insulation | Grocery | New | 0.35675 | 0.094294 | 0.26431 | N/A | N/A | N/A | Fail TRC
| Commercial | Nonequipment | Roof Insulation | Healthcare | New | 0.32445 | 0.084972 | 0.2619 | N/A | N/A | N/A | Fail RIM | Commercial | Nonequipment | Roof Insulation | Healthcare | New | 0.32445 | 0.084972 | 0.2619 | N/A | N/A | N/A | Fail TRC
| Commercial | Nonequipment | Roof Insulation | Hospitals | New | 0.39962 | 0.10673 | 0.26707 | N/A | N/A | N/A | Fail RIM | Commercial | Nonequipment | Roof Insulation | Hospitals | New | 0.39962 | 0.10673 | 0.26707 | N/A | N/A | N/A | Fail TRC
| Commercial | Nonequipment | Roof Insulation | Institutional | New | 0.32445 | 0.084972 | 0.2619 | N/A | N/A | N/A | Fail RIM | Commercial | Nonequipment | Roof Insulation | Institutional | New | 0.32445 | 0.084972 | 0.2619 | N/A | N/A | N/A | Fail TRC
| Commercial | Nonequipment | Roof Insulation | Lodging/Hospitality | New | 0.39962 | 0.10673 | 0.26707 | N/A | N/A | N/A | Fail RIM | Commercial | Nonequipment | Roof Insulation | Lodging/Hospitality | New | 0.39962 | 0.10673 | 0.26707 | N/A | N/A | N/A | Fail TRC
| Commercial | Nonequipment | Roof Insulation | Miscellaneous | New | 0.32445 | 0.084972 | 0.2619 | N/A | N/A | N/A | Fail RIM | Commercial | Nonequipment | Roof Insulation | Miscellaneous | New | 0.32445 | 0.084972 | 0.2619 | N/A | N/A | N/A | Fail TRC
| Commercial | Nonequipment | Roof Insulation | Offices | New | 0.32445 | 0.084972 | 0.2619 | N/A | N/A | N/A | Fail RIM | Commercial | Nonequipment | Roof Insulation | Offices | New | 0.32445 | 0.084972 | 0.2619 | N/A | N/A | N/A | Fail TRC
| Commercial | Nonequipment | Roof Insulation | Restaurants | New | 0.35675 | 0.094294 | 0.26431 | N/A | N/A | N/A | Fail RIM | Commercial | Nonequipment | Roof Insulation | Restaurants | New | 0.35675 | 0.094294 | 0.26431 | N/A | N/A | N/A | Fail TRC
| Commercial | Nonequipment | Roof Insulation | Retail | New | 0.35675 | 0.094294 | 0.26431 | N/A | N/A | N/A | Fail RIM | Commercial | Nonequipment | Roof Insulation | Retail | New | 0.35675 | 0.094294 | 0.26431 | N/A | N/A | N/A | Fail TRC
| Commercial | Nonequipment | Roof Insulation | Schools K-12 | New | 0.32445 | 0.084972 | 0.2619 | N/A | N/A | N/A | Fail RIM | Commercial | Nonequipment | Roof Insulation | Schools K-12 | New | 0.32445 | 0.084972 | 0.2619 | N/A | N/A | N/A | Fail TRC
| Commercial | Nonequipment | Roof Insulation | Warehouse | New | 0.34477 | 0.090716 | 0.26312 | N/A | N/A | N/A | Fail RIM | Commercial | Nonequipment | Roof Insulation | Warehouse | New | 0.34477 | 0.090716 | 0.26312 | N/A | N/A | N/A | Fail TRC
| Commercial | Nonequipment | Smart Thermostat | Assembly | Existing | 0.31235 | 0.33038 | 1.0577 | N/A | N/A | N/A | Fail RIM | Commercial | Nonequipment | Smart Thermostat | Assembly | Existing | 0.31235 | 0.33038 | 1.0577 | N/A | N/A | N/A | Fail TRC
| Commercial | Nonequipment | Smart Thermostat | College and University | Existing | 0.33369 | 0.55492 | 1.663 | N/A | N/A | N/A | Fail RIM | Commercial | Nonequipment | Smart Thermostat | College and University | Existing | 0.33369 | 0.55492 | 1.663 | N/A | N/A | N/A | Fail TRC
| Commercial | Nonequipment | Smart Thermostat | Grocery | Existing | 0.37502 | 3.8888 | 10.3695 | N/A | N/A | N/A | Fail RIM | Commercial | Nonequipment | Smart Thermostat | Grocery | Existing | 0.37502 | 3.8888 | 10.3695 | N/A | N/A | N/A | Fail 2-year Threshold
| Commercial | Nonequipment | Smart Thermostat | Healthcare | Existing | 0.31235 | 1.3068 | 4.1836 | N/A | N/A | N/A | Fail RIM | Commercial | Nonequipment | Smart Thermostat | Healthcare | Existing | 0.31235 | 1.3068 | 4.1836 | N/A | N/A | N/A | Fail 2-year Threshold
| Commercial | Nonequipment | Smart Thermostat | Hospitals | Existing | 0.33369 | 1.4772 | 4.427 | N/A | N/A | N/A | Fail RIM | Commercial | Nonequipment | Smart Thermostat | Hospitals | Existing | 0.33369 | 1.4772 | 4.427 | N/A | N/A | N/A | Fail 2-year Threshold
| Commercial | Nonequipment | Smart Thermostat | Institutional | Existing | 0.31235 | 1.5106 | 4.8362 | N/A | N/A | N/A | Fail RIM | Commercial | Nonequipment | Smart Thermostat | Institutional | Existing | 0.31235 | 1.5106 | 4.8362 | N/A | N/A | N/A | Fail 2-year Threshold
| Commercial | Nonequipment | Smart Thermostat | Lodging/Hospitality | Existing | 0.3026 | 0.75421 | 2.4924 | N/A | N/A | N/A | Fail RIM | Commercial | Nonequipment | Smart Thermostat | Lodging/Hospitality | Existing | 0.3026 | 0.75421 | 2.4924 | N/A | N/A | N/A | Fail TRC
| Commercial | Nonequipment | Smart Thermostat | Miscellaneous | Existing | 0.31235 | 1.0599 | 3.3932 | N/A | N/A | N/A | Fail RIM | Commercial | Nonequipment | Smart Thermostat | Miscellaneous | Existing | 0.31235 | 1.0599 | 3.3932 | 0.28443 | 0.9176 | 3.5712 | Fail TRC
| Commercial | Nonequipment | Smart Thermostat | Offices | Existing | 0.31235 | 1.4078 | 4.507 | N/A | N/A | N/A | Fail RIM | Commercial | Nonequipment | Smart Thermostat | Offices | Existing | 0.31235 | 1.4078 | 4.507 | N/A | N/A | N/A | Fail 2-year Threshold
| Commercial | Nonequipment | Smart Thermostat | Restaurants | Existing | 0.37502 | 3.2417 | 8.6441 | N/A | N/A | N/A | Fail RIM | Commercial | Nonequipment | Smart Thermostat | Restaurants | Existing | 0.37502 | 3.2417 | 8.6441 | N/A | N/A | N/A | Fail 2-year Threshold
| Commercial | Nonequipment | Smart Thermostat | Retail | Existing | 0.37502 | 0.70795 | 1.8878 | N/A | N/A | N/A | Fail RIM | Commercial | Nonequipment | Smart Thermostat | Retail | Existing | 0.37502 | 0.70795 | 1.8878 | N/A | N/A | N/A | Fail TRC
| Commercial | Nonequipment | Smart Thermostat | Schools K-12 | Existing | 0.31235 | 0.51539 | 1.65 | N/A | N/A | N/A | Fail RIM | Commercial | Nonequipment | Smart Thermostat | Schools K-12 | Existing | 0.31235 | 0.51539 | 1.65 | N/A | N/A | N/A | Fail TRC
| Commercial | Nonequipment | Smart Thermostat | Warehouse | Existing | 0.31235 | 0.16541 | 0.52957 | N/A | N/A | N/A | Fail RIM | Commercial | Nonequipment | Smart Thermostat | Warehouse | Existing | 0.31235 | 0.16541 | 0.52957 | N/A | N/A | N/A | Fail TRC
| Commercial | Nonequipment | Smart Thermostat | Assembly | New | 0.31235 | 0.33038 | 1.0577 | N/A | N/A | N/A | Fail RIM | Commercial | Nonequipment | Smart Thermostat | Assembly | New | 0.31235 | 0.33038 | 1.0577 | N/A | N/A | N/A | Fail TRC
| Commercial | Nonequipment | Smart Thermostat | College and University | New | 0.33369 | 0.55492 | 1.663 | N/A | N/A | N/A | Fail RIM | Commercial | Nonequipment | Smart Thermostat | College and University | New | 0.33369 | 0.55492 | 1.663 | N/A | N/A | N/A | Fail TRC
| Commercial | Nonequipment | Smart Thermostat | Grocery | New | 0.37502 | 3.8888 | 10.3695 | N/A | N/A | N/A | Fail RIM | Commercial | Nonequipment | Smart Thermostat | Grocery | New | 0.37502 | 3.8888 | 10.3695 | N/A | N/A | N/A | Fail 2-year Threshold
| Commercial | Nonequipment | Smart Thermostat | Healthcare | New | 0.31235 | 1.3068 | 4.1836 | N/A | N/A | N/A | Fail RIM | Commercial | Nonequipment | Smart Thermostat | Healthcare | New | 0.31235 | 1.3068 | 4.1836 | N/A | N/A | N/A | Fail 2-year Threshold
| Commercial | Nonequipment | Smart Thermostat | Hospitals | New | 0.33369 | 1.4772 | 4.427 | N/A | N/A | N/A | Fail RIM | Commercial | Nonequipment | Smart Thermostat | Hospitals | New | 0.33369 | 1.4772 | 4.427 | N/A | N/A | N/A | Fail 2-year Threshold
| Commercial | Nonequipment | Smart Thermostat | Institutional | New | 0.31235 | 1.5106 | 4.8362 | N/A | N/A | N/A | Fail RIM | Commercial | Nonequipment | Smart Thermostat | Institutional | New | 0.31235 | 1.5106 | 4.8362 | N/A | N/A | N/A | Fail 2-year Threshold
| Commercial | Nonequipment | Smart Thermostat | Lodging/Hospitality | New | 0.3026 | 0.75421 | 2.4924 | N/A | N/A | N/A | Fail RIM | Commercial | Nonequipment | Smart Thermostat | Lodging/Hospitality | New | 0.3026 | 0.75421 | 2.4924 | N/A | N/A | N/A | Fail TRC
| Commercial | Nonequipment | Smart Thermostat | Miscellaneous | New | 0.31235 | 1.0599 | 3.3932 | N/A | N/A | N/A | Fail RIM | Commercial | Nonequipment | Smart Thermostat | Miscellaneous | New | 0.31235 | 1.0599 | 3.3932 | 0.28443 | 0.9176 | 3.5712 | Fail TRC
| Commercial | Nonequipment | Smart Thermostat | Offices | New | 0.31235 | 1.4078 | 4.507 | N/A | N/A | N/A | Fail RIM | Commercial | Nonequipment | Smart Thermostat | Offices | New | 0.31235 | 1.4078 | 4.507 | N/A | N/A | N/A | Fail 2-year Threshold
| Commercial | Nonequipment | Smart Thermostat | Restaurants | New | 0.37502 | 3.2417 | 8.6441 | N/A | N/A | N/A | Fail RIM | Commercial | Nonequipment | Smart Thermostat | Restaurants | New | 0.37502 | 3.2417 | 8.6441 | N/A | N/A | N/A | Fail 2-year Threshold
| Commercial | Nonequipment | Smart Thermostat | Retail | New | 0.37502 | 0.70795 | 1.8878 | N/A | N/A | N/A | Fail RIM | Commercial | Nonequipment | Smart Thermostat | Retail | New | 0.37502 | 0.70795 | 1.8878 | N/A | N/A | N/A | Fail TRC
| Commercial | Nonequipment | Smart Thermostat | Schools K-12 | New | 0.31235 | 0.51539 | 1.65 | N/A | N/A | N/A | Fail RIM | Commercial | Nonequipment | Smart Thermostat | Schools K-12 | New | 0.31235 | 0.51539 | 1.65 | N/A | N/A | N/A | Fail TRC
| Commercial | Nonequipment | Smart Thermostat | Warehouse | New | 0.31235 | 0.16541 | 0.52957 | N/A | N/A | N/A | Fail RIM | Commercial | Nonequipment | Smart Thermostat | Warehouse | New | 0.31235 | 0.16541 | 0.52957 | N/A | N/A | N/A | Fail TRC
| Commercial | Nonequipment | Thermal Energy Storage | Assembly | Existing | -1.817 | 0.22392 | -0.12324 | N/A | N/A | N/A | Fail RIM | Commercial | Nonequipment | Thermal Energy Storage | Assembly | Existing | -1.817 | 0.22392 | -0.12324 | N/A | N/A | N/A | Fail TRC
| Commercial | Nonequipment | Thermal Energy Storage | College and University | Existing | -1.7925 | 0.2209 | -0.12324 | N/A | N/A | N/A | Fail RIM | Commercial | Nonequipment | Thermal Energy Storage | College and University | Existing | -1.7925 | 0.2209 | -0.12324 | N/A | N/A | N/A | Fail TRC
| Commercial | Nonequipment | Thermal Energy Storage | Grocery | Existing | -1.817 | 0.22392 | -0.12324 | N/A | N/A | N/A | Fail RIM | Commercial | Nonequipment | Thermal Energy Storage | Grocery | Existing | -1.817 | 0.22392 | -0.12324 | N/A | N/A | N/A | Fail TRC
| Commercial | Nonequipment | Thermal Energy Storage | Healthcare | Existing | -1.817 | 0.22392 | -0.12324 | N/A | N/A | N/A | Fail RIM | Commercial | Nonequipment | Thermal Energy Storage | Healthcare | Existing | -1.817 | 0.22392 | -0.12324 | N/A | N/A | N/A | Fail TRC
| Commercial | Nonequipment | Thermal Energy Storage | Hospitals | Existing | -1.7925 | 0.2209 | -0.12324 | N/A | N/A | N/A | Fail RIM | Commercial | Nonequipment | Thermal Energy Storage | Hospitals | Existing | -1.7925 | 0.2209 | -0.12324 | N/A | N/A | N/A | Fail TRC
| Commercial | Nonequipment | Thermal Energy Storage | Institutional | Existing | -1.817 | 0.22392 | -0.12324 | N/A | N/A | N/A | Fail RIM | Commercial | Nonequipment | Thermal Energy Storage | Institutional | Existing | -1.817 | 0.22392 | -0.12324 | N/A | N/A | N/A | Fail TRC
| Commercial | Nonequipment | Thermal Energy Storage | Lodging/Hospitality | Existing | -1.817 | 0.22392 | -0.12324 | N/A | N/A | N/A | Fail RIM | Commercial | Nonequipment | Thermal Energy Storage | Lodging/Hospitality | Existing | -1.817 | 0.22392 | -0.12324 | N/A | N/A | N/A | Fail TRC
| Commercial | Nonequipment | Thermal Energy Storage | Miscellaneous | Existing | -1.817 | 0.22392 | -0.12324 | N/A | N/A | N/A | Fail RIM | Commercial | Nonequipment | Thermal Energy Storage | Miscellaneous | Existing | -1.817 | 0.22392 | -0.12324 | N/A | N/A | N/A | Fail TRC
| Commercial | Nonequipment | Thermal Energy Storage | Offices | Existing | -1.817 | 0.22392 | -0.12324 | N/A | N/A | N/A | Fail RIM | Commercial | Nonequipment | Thermal Energy Storage | Offices | Existing | -1.817 | 0.22392 | -0.12324 | N/A | N/A | N/A | Fail TRC
| Commercial | Nonequipment | Thermal Energy Storage | Restaurants | Existing | -1.817 | 0.22392 | -0.12324 | N/A | N/A | N/A | Fail RIM | Commercial | Nonequipment | Thermal Energy Storage | Restaurants | Existing | -1.817 | 0.22392 | -0.12324 | N/A | N/A | N/A | Fail TRC
| Commercial | Nonequipment | Thermal Energy Storage | Retail | Existing | -1.817 | 0.22392 | -0.12324 | N/A | N/A | N/A | Fail RIM | Commercial | Nonequipment | Thermal Energy Storage | Retail | Existing | -1.817 | 0.22392 | -0.12324 | N/A | N/A | N/A | Fail TRC
| Commercial | Nonequipment | Thermal Energy Storage | Schools K-12 | Existing | -1.817 | 0.22392 | -0.12324 | N/A | N/A | N/A | Fail RIM | Commercial | Nonequipment | Thermal Energy Storage | Schools K-12 | Existing | -1.817 | 0.22392 | -0.12324 | N/A | N/A | N/A | Fail TRC
| Commercial | Nonequipment | Thermal Energy Storage | Warehouse | Existing | -1.817 | 0.22392 | -0.12324 | N/A | N/A | N/A | Fail RIM | Commercial | Nonequipment | Thermal Energy Storage | Warehouse | Existing | -1.817 | 0.22392 | -0.12324 | N/A | N/A | N/A | Fail TRC
| Commercial | Nonequipment | Thermal Energy Storage | Assembly | New | -1.817 | 0.22392 | -0.12324 | N/A | N/A | N/A | Fail RIM | Commercial | Nonequipment | Thermal Energy Storage | Assembly | New | -1.817 | 0.22392 | -0.12324 | N/A | N/A | N/A | Fail TRC
| Commercial | Nonequipment | Thermal Energy Storage | College and University | New | -1.7925 | 0.2209 | -0.12324 | N/A | N/A | N/A | Fail RIM | Commercial | Nonequipment | Thermal Energy Storage | College and University | New | -1.7925 | 0.2209 | -0.12324 | N/A | N/A | N/A | Fail TRC
| Commercial | Nonequipment | Thermal Energy Storage | Grocery | New | -1.817 | 0.22392 | -0.12324 | N/A | N/A | N/A | Fail RIM | Commercial | Nonequipment | Thermal Energy Storage | Grocery | New | -1.817 | 0.22392 | -0.12324 | N/A | N/A | N/A | Fail TRC
| Commercial | Nonequipment | Thermal Energy Storage | Healthcare | New | -1.817 | 0.22392 | -0.12324 | N/A | N/A | N/A | Fail RIM | Commercial | Nonequipment | Thermal Energy Storage | Healthcare | New | -1.817 | 0.22392 | -0.12324 | N/A | N/A | N/A | Fail TRC
| Commercial | Nonequipment | Thermal Energy Storage | Hospitals | New | -1.7925 | 0.2209 | -0.12324 | N/A | N/A | N/A | Fail RIM | Commercial | Nonequipment | Thermal Energy Storage | Hospitals | New | -1.7925 | 0.2209 | -0.12324 | N/A | N/A | N/A | Fail TRC
| Commercial | Nonequipment | Thermal Energy Storage | Institutional | New | -1.817 | 0.22392 | -0.12324 | N/A | N/A | N/A | Fail RIM | Commercial | Nonequipment | Thermal Energy Storage | Institutional | New | -1.817 | 0.22392 | -0.12324 | N/A | N/A | N/A | Fail TRC
| Commercial | Nonequipment | Thermal Energy Storage | Lodging/Hospitality | New | -1.817 | 0.22392 | -0.12324 | N/A | N/A | N/A | Fail RIM | Commercial | Nonequipment | Thermal Energy Storage | Lodging/Hospitality | New | -1.817 | 0.22392 | -0.12324 | N/A | N/A | N/A | Fail TRC
| Commercial | Nonequipment | Thermal Energy Storage | Miscellaneous | New | -1.817 | 0.22392 | -0.12324 | N/A | N/A | N/A | Fail RIM | Commercial | Nonequipment | Thermal Energy Storage | Miscellaneous | New | -1.817 | 0.22392 | -0.12324 | N/A | N/A | N/A | Fail TRC
| Commercial | Nonequipment | Thermal Energy Storage | Offices | New | -1.817 | 0.22392 | -0.12324 | N/A | N/A | N/A | Fail RIM | Commercial | Nonequipment | Thermal Energy Storage | Offices | New | -1.817 | 0.22392 | -0.12324 | N/A | N/A | N/A | Fail TRC
| Commercial | Nonequipment | Thermal Energy Storage | Restaurants | New | -1.817 | 0.22392 | -0.12324 | N/A | N/A | N/A | Fail RIM | Commercial | Nonequipment | Thermal Energy Storage | Restaurants | New | -1.817 | 0.22392 | -0.12324 | N/A | N/A | N/A | Fail TRC
| Commercial | Nonequipment | Thermal Energy Storage | Retail | New | -1.817 | 0.22392 | -0.12324 | N/A | N/A | N/A | Fail RIM | Commercial | Nonequipment | Thermal Energy Storage | Retail | New | -1.817 | 0.22392 | -0.12324 | N/A | N/A | N/A | Fail TRC
| Commercial | Nonequipment | Thermal Energy Storage | Schools K-12 | New | -1.817 | 0.22392 | -0.12324 | N/A | N/A | N/A | Fail RIM | Commercial | Nonequipment | Thermal Energy Storage | Schools K-12 | New | -1.817 | 0.22392 | -0.12324 | N/A | N/A | N/A | Fail TRC
| Commercial | Nonequipment | Thermal Energy Storage | Warehouse | New | -1.817 | 0.22392 | -0.12324 | N/A | N/A | N/A | Fail RIM | Commercial | Nonequipment | Thermal Energy Storage | Warehouse | New | -1.817 | 0.22392 | -0.12324 | N/A | N/A | N/A | Fail TRC
| Commercial | Nonequipment | Wall Insulation | Assembly | Existing | 0.32445 | 0.919 | 2.8325 | N/A | N/A | N/A | Fail RIM | Commercial | Nonequipment | Wall Insulation | Assembly | Existing | 0.32445 | 0.919 | 2.8325 | N/A | N/A | N/A | Fail TRC
| Commercial | Nonequipment | Wall Insulation | College and University | Existing | 0.39962 | 1.1211 | 2.8053 | N/A | N/A | N/A | Fail RIM | Commercial | Nonequipment | Wall Insulation | College and University | Existing | 0.39962 | 1.1211 | 2.8053 | 0.32758 | 1.0294 | 3.3333
| Commercial | Nonequipment | Wall Insulation | Grocery | Existing | 0.35675 | 1.005 | 2.817 | N/A | N/A | N/A | Fail RIM | Commercial | Nonequipment | Wall Insulation | Grocery | Existing | 0.35675 | 1.005 | 2.817 | 0.29313 | 0.9217 | 3.3381 | Fail TRC
| Commercial | Nonequipment | Wall Insulation | Healthcare | Existing | 0.32445 | 0.87985 | 2.7118 | N/A | N/A | N/A | Fail RIM | Commercial | Nonequipment | Wall Insulation | Healthcare | Existing | 0.32445 | 0.87985 | 2.7118 | N/A | N/A | N/A | Fail TRC
| Commercial | Nonequipment | Wall Insulation | Hospitals | Existing | 0.39962 | 1.1375 | 2.8463 | N/A | N/A | N/A | Fail RIM | Commercial | Nonequipment | Wall Insulation | Hospitals | Existing | 0.39962 | 1.1375 | 2.8463 | 0.32896 | 1.0432 | 3.3674
| Commercial | Nonequipment | Wall Insulation | Institutional | Existing | 0.32445 | 0.89257 | 2.751 | N/A | N/A | N/A | Fail RIM | Commercial | Nonequipment | Wall Insulation | Institutional | Existing | 0.32445 | 0.89257 | 2.751 | N/A | N/A | N/A | Fail TRC
| Commercial | Nonequipment | Wall Insulation | Lodging/Hospitality | Existing | 0.39962 | 1.1211 | 2.8053 | N/A | N/A | N/A | Fail RIM | Commercial | Nonequipment | Wall Insulation | Lodging/Hospitality | Existing | 0.39962 | 1.1211 | 2.8053 | 0.32758 | 1.0294 | 3.3333
| Commercial | Nonequipment | Wall Insulation | Miscellaneous | Existing | 0.32445 | 0.90561 | 2.7912 | N/A | N/A | N/A | Fail RIM | Commercial | Nonequipment | Wall Insulation | Miscellaneous | Existing | 0.32445 | 0.90561 | 2.7912 | N/A | N/A | N/A | Fail TRC
| Commercial | Nonequipment | Wall Insulation | Offices | Existing | 0.32445 | 0.90561 | 2.7912 | N/A | N/A | N/A | Fail RIM | Commercial | Nonequipment | Wall Insulation | Offices | Existing | 0.32445 | 0.90561 | 2.7912 | N/A | N/A | N/A | Fail TRC
| Commercial | Nonequipment | Wall Insulation | Restaurants | Existing | 0.35675 | 1.0198 | 2.8586 | N/A | N/A | N/A | Fail RIM | Commercial | Nonequipment | Wall Insulation | Restaurants | Existing | 0.35675 | 1.0198 | 2.8586 | 0.29438 | 0.93418 | 3.3726 | Fail TRC
| Commercial | Nonequipment | Wall Insulation | Retail | Existing | 0.35675 | 1.005 | 2.817 | N/A | N/A | N/A | Fail RIM | Commercial | Nonequipment | Wall Insulation | Retail | Existing | 0.35675 | 1.005 | 2.817 | 0.29313 | 0.9217 | 3.3381 | Fail TRC
| Commercial | Nonequipment | Wall Insulation | Schools K-12 | Existing | 0.32445 | 0.93274 | 2.8748 | N/A | N/A | N/A | Fail RIM | Commercial | Nonequipment | Wall Insulation | Schools K-12 | Existing | 0.32445 | 0.93274 | 2.8748 | N/A | N/A | N/A | Fail TRC
| Commercial | Nonequipment | Wall Insulation | Warehouse | Existing | 0.34477 | 0.98112 | 2.8458 | N/A | N/A | N/A | Fail RIM | Commercial | Nonequipment | Wall Insulation | Warehouse | Existing | 0.34477 | 0.98112 | 2.8458 | N/A | N/A | N/A | Fail TRC
| Commercial | Nonequipment | Wall Insulation | Assembly | New | 0 | 0 | 0 | N/A | N/A | N/A | Fail RIM | Commercial | Nonequipment | Wall Insulation | Assembly | New | 0 | 0 | 0 | N/A | N/A | N/A | Fail TRC
| Commercial | Nonequipment | Wall Insulation | College and University | New | 0 | 0 | 0 | N/A | N/A | N/A | Fail RIM | Commercial | Nonequipment | Wall Insulation | College and University | New | 0 | 0 | 0 | N/A | N/A | N/A | Fail TRC
| Commercial | Nonequipment | Wall Insulation | Grocery | New | 0 | 0 | 0 | N/A | N/A | N/A | Fail RIM | Commercial | Nonequipment | Wall Insulation | Grocery | New | 0 | 0 | 0 | N/A | N/A | N/A | Fail TRC
| Commercial | Nonequipment | Wall Insulation | Healthcare | New | 0 | 0 | 0 | N/A | N/A | N/A | Fail RIM | Commercial | Nonequipment | Wall Insulation | Healthcare | New | 0 | 0 | 0 | N/A | N/A | N/A | Fail TRC
| Commercial | Nonequipment | Wall Insulation | Hospitals | New | 0 | 0 | 0 | N/A | N/A | N/A | Fail RIM | Commercial | Nonequipment | Wall Insulation | Hospitals | New | 0 | 0 | 0 | N/A | N/A | N/A | Fail TRC
| Commercial | Nonequipment | Wall Insulation | Institutional | New | 0 | 0 | 0 | N/A | N/A | N/A | Fail RIM | Commercial | Nonequipment | Wall Insulation | Institutional | New | 0 | 0 | 0 | N/A | N/A | N/A | Fail TRC
| Commercial | Nonequipment | Wall Insulation | Lodging/Hospitality | New | 0 | 0 | 0 | N/A | N/A | N/A | Fail RIM | Commercial | Nonequipment | Wall Insulation | Lodging/Hospitality | New | 0 | 0 | 0 | N/A | N/A | N/A | Fail TRC
| Commercial | Nonequipment | Wall Insulation | Miscellaneous | New | 0 | 0 | 0 | N/A | N/A | N/A | Fail RIM | Commercial | Nonequipment | Wall Insulation | Miscellaneous | New | 0 | 0 | 0 | N/A | N/A | N/A | Fail TRC
| Commercial | Nonequipment | Wall Insulation | Offices | New | 0 | 0 | 0 | N/A | N/A | N/A | Fail RIM | Commercial | Nonequipment | Wall Insulation | Offices | New | 0 | 0 | 0 | N/A | N/A | N/A | Fail TRC
| Commercial | Nonequipment | Wall Insulation | Restaurants | New | 0 | 0 | 0 | N/A | N/A | N/A | Fail RIM | Commercial | Nonequipment | Wall Insulation | Restaurants | New | 0 | 0 | 0 | N/A | N/A | N/A | Fail TRC
| Commercial | Nonequipment | Wall Insulation | Retail | New | 0 | 0 | 0 | N/A | N/A | N/A | Fail RIM | Commercial | Nonequipment | Wall Insulation | Retail | New | 0 | 0 | 0 | N/A | N/A | N/A | Fail TRC
| Commercial | Nonequipment | Wall Insulation | Schools K-12 | New | 0 | 0 | 0 | N/A | N/A | N/A | Fail RIM | Commercial | Nonequipment | Wall Insulation | Schools K-12 | New | 0 | 0 | 0 | N/A | N/A | N/A | Fail TRC
| Commercial | Nonequipment | Wall Insulation | Warehouse | New | 0 | 0 | 0 | N/A | N/A | N/A | Fail RIM | Commercial | Nonequipment | Wall Insulation | Warehouse | New | 0 | 0 | 0 | N/A | N/A | N/A | Fail TRC
| Commercial | Nonequipment | Warehouse Loading Dock Seals | Assembly | Existing | 0.34614 | 0.10674 | 0.30837 | N/A | N/A | N/A | Fail RIM | Commercial | Nonequipment | Warehouse Loading Dock Seals | Assembly | Existing | 0.34614 | 0.10674 | 0.30837 | N/A | N/A | N/A | Fail TRC
| Commercial | Nonequipment | Warehouse Loading Dock Seals | College and University | Existing | 0.34614 | 0.05214 | 0.15063 | N/A | N/A | N/A | Fail RIM | Commercial | Nonequipment | Warehouse Loading Dock Seals | College and University | Existing | 0.34614 | 0.05214 | 0.15063 | N/A | N/A | N/A | Fail TRC
| Commercial | Nonequipment | Warehouse Loading Dock Seals | Grocery | Existing | 0.34614 | 0.36297 | 1.0486 | N/A | N/A | N/A | Fail RIM | Commercial | Nonequipment | Warehouse Loading Dock Seals | Grocery | Existing | 0.34614 | 0.36297 | 1.0486 | N/A | N/A | N/A | Fail TRC
| Commercial | Nonequipment | Warehouse Loading Dock Seals | Healthcare | Existing | 0.34614 | 0.10114 | 0.2922 | N/A | N/A | N/A | Fail RIM | Commercial | Nonequipment | Warehouse Loading Dock Seals | Healthcare | Existing | 0.34614 | 0.10114 | 0.2922 | N/A | N/A | N/A | Fail TRC
| Commercial | Nonequipment | Warehouse Loading Dock Seals | Hospitals | Existing | 0.34614 | 0.052318 | 0.15115 | N/A | N/A | N/A | Fail RIM | Commercial | Nonequipment | Warehouse Loading Dock Seals | Hospitals | Existing | 0.34614 | 0.052318 | 0.15115 | N/A | N/A | N/A | Fail TRC
| Commercial | Nonequipment | Warehouse Loading Dock Seals | Institutional | Existing | 0.34614 | 0.32641 | 0.94302 | N/A | N/A | N/A | Fail RIM | Commercial | Nonequipment | Warehouse Loading Dock Seals | Institutional | Existing | 0.34614 | 0.32641 | 0.94302 | N/A | N/A | N/A | Fail TRC
| Commercial | Nonequipment | Warehouse Loading Dock Seals | Lodging/Hospitality | Existing | 0.34614 | 0.24555 | 0.7094 | N/A | N/A | N/A | Fail RIM | Commercial | Nonequipment | Warehouse Loading Dock Seals | Lodging/Hospitality | Existing | 0.34614 | 0.24555 | 0.7094 | N/A | N/A | N/A | Fail TRC
| Commercial | Nonequipment | Warehouse Loading Dock Seals | Miscellaneous | Existing | 0.34614 | 0.065245 | 0.1885 | N/A | N/A | N/A | Fail RIM | Commercial | Nonequipment | Warehouse Loading Dock Seals | Miscellaneous | Existing | 0.34614 | 0.065245 | 0.1885 | N/A | N/A | N/A | Fail TRC
| Commercial | Nonequipment | Warehouse Loading Dock Seals | Offices | Existing | 0.34614 | 0.47371 | 1.3685 | N/A | N/A | N/A | Fail RIM | Commercial | Nonequipment | Warehouse Loading Dock Seals | Offices | Existing | 0.34614 | 0.47371 | 1.3685 | N/A | N/A | N/A | Fail TRC
| Commercial | Nonequipment | Warehouse Loading Dock Seals | Restaurants | Existing | 0.34614 | 0.35219 | 1.0175 | N/A | N/A | N/A | Fail RIM | Commercial | Nonequipment | Warehouse Loading Dock Seals | Restaurants | Existing | 0.34614 | 0.35219 | 1.0175 | N/A | N/A | N/A | Fail TRC
| Commercial | Nonequipment | Warehouse Loading Dock Seals | Retail | Existing | 0.34614 | 0.15385 | 0.44448 | N/A | N/A | N/A | Fail RIM | Commercial | Nonequipment | Warehouse Loading Dock Seals | Retail | Existing | 0.34614 | 0.15385 | 0.44448 | N/A | N/A | N/A | Fail TRC
| Commercial | Nonequipment | Warehouse Loading Dock Seals | Schools K-12 | Existing | 0.34614 | 0.035136 | 0.10151 | N/A | N/A | N/A | Fail RIM | Commercial | Nonequipment | Warehouse Loading Dock Seals | Schools K-12 | Existing | 0.34614 | 0.035136 | 0.10151 | N/A | N/A | N/A | Fail TRC
| Commercial | Nonequipment | Warehouse Loading Dock Seals | Warehouse | Existing | 0.34614 | 0.097161 | 0.2807 | N/A | N/A | N/A | Fail RIM | Commercial | Nonequipment | Warehouse Loading Dock Seals | Warehouse | Existing | 0.34614 | 0.097161 | 0.2807 | N/A | N/A | N/A | Fail TRC
| Commercial | Nonequipment | Warehouse Loading Dock Seals | Assembly | New | 0.34614 | 0.1051 | 0.30363 | N/A | N/A | N/A | Fail RIM | Commercial | Nonequipment | Warehouse Loading Dock Seals | Assembly | New | 0.34614 | 0.1051 | 0.30363 | N/A | N/A | N/A | Fail TRC
| Commercial | Nonequipment | Warehouse Loading Dock Seals | College and University | New | 0.34614 | 0.051339 | 0.14832 | N/A | N/A | N/A | Fail RIM | Commercial | Nonequipment | Warehouse Loading Dock Seals | College and University | New | 0.34614 | 0.051339 | 0.14832 | N/A | N/A | N/A | Fail TRC
| Commercial | Nonequipment | Warehouse Loading Dock Seals | Grocery | New | 0.34614 | 0.3574 | 1.0325 | N/A | N/A | N/A | Fail RIM | Commercial | Nonequipment | Warehouse Loading Dock Seals | Grocery | New | 0.34614 | 0.3574 | 1.0325 | N/A | N/A | N/A | Fail TRC
| Commercial | Nonequipment | Warehouse Loading Dock Seals | Healthcare | New | 0.34614 | 0.099588 | 0.28771 | N/A | N/A | N/A | Fail RIM | Commercial | Nonequipment | Warehouse Loading Dock Seals | Healthcare | New | 0.34614 | 0.099588 | 0.28771 | N/A | N/A | N/A | Fail TRC
| Commercial | Nonequipment | Warehouse Loading Dock Seals | Hospitals | New | 0.34614 | 0.051515 | 0.14883 | N/A | N/A | N/A | Fail RIM | Commercial | Nonequipment | Warehouse Loading Dock Seals | Hospitals | New | 0.34614 | 0.051515 | 0.14883 | N/A | N/A | N/A | Fail TRC
| Commercial | Nonequipment | Warehouse Loading Dock Seals | Institutional | New | 0.34614 | 0.3214 | 0.92854 | N/A | N/A | N/A | Fail RIM | Commercial | Nonequipment | Warehouse Loading Dock Seals | Institutional | New | 0.34614 | 0.3214 | 0.92854 | N/A | N/A | N/A | Fail TRC
| Commercial | Nonequipment | Warehouse Loading Dock Seals | Lodging/Hospitality | New | 0.34614 | 0.24178 | 0.69851 | N/A | N/A | N/A | Fail RIM | Commercial | Nonequipment | Warehouse Loading Dock Seals | Lodging/Hospitality | New | 0.34614 | 0.24178 | 0.69851 | N/A | N/A | N/A | Fail TRC
| Commercial | Nonequipment | Warehouse Loading Dock Seals | Miscellaneous | New | 0.34614 | 0.064244 | 0.1856 | N/A | N/A | N/A | Fail RIM | Commercial | Nonequipment | Warehouse Loading Dock Seals | Miscellaneous | New | 0.34614 | 0.064244 | 0.1856 | N/A | N/A | N/A | Fail TRC
| Commercial | Nonequipment | Warehouse Loading Dock Seals | Offices | New | 0.34614 | 0.46644 | 1.3475 | N/A | N/A | N/A | Fail RIM | Commercial | Nonequipment | Warehouse Loading Dock Seals | Offices | New | 0.34614 | 0.46644 | 1.3475 | N/A | N/A | N/A | Fail TRC
| Commercial | Nonequipment | Warehouse Loading Dock Seals | Restaurants | New | 0.34614 | 0.34679 | 1.0019 | N/A | N/A | N/A | Fail RIM | Commercial | Nonequipment | Warehouse Loading Dock Seals | Restaurants | New | 0.34614 | 0.34679 | 1.0019 | N/A | N/A | N/A | Fail TRC
| Commercial | Nonequipment | Warehouse Loading Dock Seals | Retail | New | 0.34614 | 0.15149 | 0.43766 | N/A | N/A | N/A | Fail RIM | Commercial | Nonequipment | Warehouse Loading Dock Seals | Retail | New | 0.34614 | 0.15149 | 0.43766 | N/A | N/A | N/A | Fail TRC
| Commercial | Nonequipment | Warehouse Loading Dock Seals | Schools K-12 | New | 0.34614 | 0.034597 | 0.099952 | N/A | N/A | N/A | Fail RIM | Commercial | Nonequipment | Warehouse Loading Dock Seals | Schools K-12 | New | 0.34614 | 0.034597 | 0.099952 | N/A | N/A | N/A | Fail TRC
| Commercial | Nonequipment | Warehouse Loading Dock Seals | Warehouse | New | 0.34614 | 0.09567 | 0.27639 | N/A | N/A | N/A | Fail RIM | Commercial | Nonequipment | Warehouse Loading Dock Seals | Warehouse | New | 0.34614 | 0.09567 | 0.27639 | N/A | N/A | N/A | Fail TRC
| Commercial | Nonequipment | Water Cooled Refrigeration Heat Recovery | Assembly | Existing | 0.30259 | 0.0253 | 0.083612 | N/A | N/A | N/A | Fail RIM | Commercial | Nonequipment | Water Cooled Refrigeration Heat Recovery | Assembly | Existing | 0.30259 | 0.0253 | 0.083612 | N/A | N/A | N/A | Fail TRC
| Commercial | Nonequipment | Water Cooled Refrigeration Heat Recovery | College and University | Existing | 0.30991 | 0.03927 | 0.12671 | N/A | N/A | N/A | Fail RIM | Commercial | Nonequipment | Water Cooled Refrigeration Heat Recovery | College and University | Existing | 0.30991 | 0.03927 | 0.12671 | N/A | N/A | N/A | Fail TRC
| Commercial | Nonequipment | Water Cooled Refrigeration Heat Recovery | Grocery | Existing | 0.30259 | 0.24909 | 0.82318 | N/A | N/A | N/A | Fail RIM | Commercial | Nonequipment | Water Cooled Refrigeration Heat Recovery | Grocery | Existing | 0.30259 | 0.24909 | 0.82318 | N/A | N/A | N/A | Fail TRC
| Commercial | Nonequipment | Water Cooled Refrigeration Heat Recovery | Healthcare | Existing | 0.30991 | 0.10428 | 0.33647 | N/A | N/A | N/A | Fail RIM | Commercial | Nonequipment | Water Cooled Refrigeration Heat Recovery | Healthcare | Existing | 0.30991 | 0.10428 | 0.33647 | N/A | N/A | N/A | Fail TRC
| Commercial | Nonequipment | Water Cooled Refrigeration Heat Recovery | Hospitals | Existing | 0.30991 | 0.10428 | 0.33647 | N/A | N/A | N/A | Fail RIM | Commercial | Nonequipment | Water Cooled Refrigeration Heat Recovery | Hospitals | Existing | 0.30991 | 0.10428 | 0.33647 | N/A | N/A | N/A | Fail TRC
| Commercial | Nonequipment | Water Cooled Refrigeration Heat Recovery | Institutional | Existing | 0.30259 | 0.11479 | 0.37936 | N/A | N/A | N/A | Fail RIM | Commercial | Nonequipment | Water Cooled Refrigeration Heat Recovery | Institutional | Existing | 0.30259 | 0.11479 | 0.37936 | N/A | N/A | N/A | Fail TRC
| Commercial | Nonequipment | Water Cooled Refrigeration Heat Recovery | Lodging/Hospitality | Existing | 0.30991 | 0.058857 | 0.18991 | N/A | N/A | N/A | Fail RIM | Commercial | Nonequipment | Water Cooled Refrigeration Heat Recovery | Lodging/Hospitality | Existing | 0.30991 | 0.058857 | 0.18991 | N/A | N/A | N/A | Fail TRC
| Commercial | Nonequipment | Water Cooled Refrigeration Heat Recovery | Miscellaneous | Existing | 0.30259 | 0.73621 | 2.433 | N/A | N/A | N/A | Fail RIM | Commercial | Nonequipment | Water Cooled Refrigeration Heat Recovery | Miscellaneous | Existing | 0.30259 | 0.73621 | 2.433 | N/A | N/A | N/A | Fail TRC
| Commercial | Nonequipment | Water Cooled Refrigeration Heat Recovery | Offices | Existing | 0.30259 | 0.10505 | 0.34717 | N/A | N/A | N/A | Fail RIM | Commercial | Nonequipment | Water Cooled Refrigeration Heat Recovery | Offices | Existing | 0.30259 | 0.10505 | 0.34717 | N/A | N/A | N/A | Fail TRC
| Commercial | Nonequipment | Water Cooled Refrigeration Heat Recovery | Restaurants | Existing | 0.30991 | 0.24657 | 0.7956 | N/A | N/A | N/A | Fail RIM | Commercial | Nonequipment | Water Cooled Refrigeration Heat Recovery | Restaurants | Existing | 0.30991 | 0.24657 | 0.7956 | N/A | N/A | N/A | Fail TRC
| Commercial | Nonequipment | Water Cooled Refrigeration Heat Recovery | Retail | Existing | 0.30259 | 0.046675 | 0.15425 | N/A | N/A | N/A | Fail RIM | Commercial | Nonequipment | Water Cooled Refrigeration Heat Recovery | Retail | Existing | 0.30259 | 0.046675 | 0.15425 | N/A | N/A | N/A | Fail TRC
| Commercial | Nonequipment | Water Cooled Refrigeration Heat Recovery | Schools K-12 | Existing | 0.30991 | 0.03927 | 0.12671 | N/A | N/A | N/A | Fail RIM | Commercial | Nonequipment | Water Cooled Refrigeration Heat Recovery | Schools K-12 | Existing | 0.30991 | 0.03927 | 0.12671 | N/A | N/A | N/A | Fail TRC
| Commercial | Nonequipment | Water Cooled Refrigeration Heat Recovery | Warehouse | Existing | 0.30259 | 0.012344 | 0.040795 | N/A | N/A | N/A | Fail RIM | Commercial | Nonequipment | Water Cooled Refrigeration Heat Recovery | Warehouse | Existing | 0.30259 | 0.012344 | 0.040795 | N/A | N/A | N/A | Fail TRC
| Commercial | Nonequipment | Water Cooled Refrigeration Heat Recovery | Assembly | New | 0.30259 | 0.0253 | 0.083612 | N/A | N/A | N/A | Fail RIM | Commercial | Nonequipment | Water Cooled Refrigeration Heat Recovery | Assembly | New | 0.30259 | 0.0253 | 0.083612 | N/A | N/A | N/A | Fail TRC
| Commercial | Nonequipment | Water Cooled Refrigeration Heat Recovery | College and University | New | 0.30991 | 0.03927 | 0.12671 | N/A | N/A | N/A | Fail RIM | Commercial | Nonequipment | Water Cooled Refrigeration Heat Recovery | College and University | New | 0.30991 | 0.03927 | 0.12671 | N/A | N/A | N/A | Fail TRC
| Commercial | Nonequipment | Water Cooled Refrigeration Heat Recovery | Grocery | New | 0.30259 | 0.24909 | 0.82318 | N/A | N/A | N/A | Fail RIM | Commercial | Nonequipment | Water Cooled Refrigeration Heat Recovery | Grocery | New | 0.30259 | 0.24909 | 0.82318 | N/A | N/A | N/A | Fail TRC
| Commercial | Nonequipment | Water Cooled Refrigeration Heat Recovery | Healthcare | New | 0.30991 | 0.10428 | 0.33647 | N/A | N/A | N/A | Fail RIM | Commercial | Nonequipment | Water Cooled Refrigeration Heat Recovery | Healthcare | New | 0.30991 | 0.10428 | 0.33647 | N/A | N/A | N/A | Fail TRC
| Commercial | Nonequipment | Water Cooled Refrigeration Heat Recovery | Hospitals | New | 0.30991 | 0.10428 | 0.33647 | N/A | N/A | N/A | Fail RIM | Commercial | Nonequipment | Water Cooled Refrigeration Heat Recovery | Hospitals | New | 0.30991 | 0.10428 | 0.33647 | N/A | N/A | N/A | Fail TRC
| Commercial | Nonequipment | Water Cooled Refrigeration Heat Recovery | Institutional | New | 0.30259 | 0.11479 | 0.37936 | N/A | N/A | N/A | Fail RIM | Commercial | Nonequipment | Water Cooled Refrigeration Heat Recovery | Institutional | New | 0.30259 | 0.11479 | 0.37936 | N/A | N/A | N/A | Fail TRC
| Commercial | Nonequipment | Water Cooled Refrigeration Heat Recovery | Lodging/Hospitality | New | 0.30991 | 0.058857 | 0.18991 | N/A | N/A | N/A | Fail RIM | Commercial | Nonequipment | Water Cooled Refrigeration Heat Recovery | Lodging/Hospitality | New | 0.30991 | 0.058857 | 0.18991 | N/A | N/A | N/A | Fail TRC
| Commercial | Nonequipment | Water Cooled Refrigeration Heat Recovery | Miscellaneous | New | 0.30259 | 0.73621 | 2.433 | N/A | N/A | N/A | Fail RIM | Commercial | Nonequipment | Water Cooled Refrigeration Heat Recovery | Miscellaneous | New | 0.30259 | 0.73621 | 2.433 | N/A | N/A | N/A | Fail TRC
| Commercial | Nonequipment | Water Cooled Refrigeration Heat Recovery | Offices | New | 0.30259 | 0.10505 | 0.34717 | N/A | N/A | N/A | Fail RIM | Commercial | Nonequipment | Water Cooled Refrigeration Heat Recovery | Offices | New | 0.30259 | 0.10505 | 0.34717 | N/A | N/A | N/A | Fail TRC
| Commercial | Nonequipment | Water Cooled Refrigeration Heat Recovery | Restaurants | New | 0.30991 | 0.24657 | 0.7956 | N/A | N/A | N/A | Fail RIM | Commercial | Nonequipment | Water Cooled Refrigeration Heat Recovery | Restaurants | New | 0.30991 | 0.24657 | 0.7956 | N/A | N/A | N/A | Fail TRC
| Commercial | Nonequipment | Water Cooled Refrigeration Heat Recovery | Retail | New | 0.30259 | 0.046675 | 0.15425 | N/A | N/A | N/A | Fail RIM | Commercial | Nonequipment | Water Cooled Refrigeration Heat Recovery | Retail | New | 0.30259 | 0.046675 | 0.15425 | N/A | N/A | N/A | Fail TRC
| Commercial | Nonequipment | Water Cooled Refrigeration Heat Recovery | Schools K-12 | New | 0.30991 | 0.03927 | 0.12671 | N/A | N/A | N/A | Fail RIM | Commercial | Nonequipment | Water Cooled Refrigeration Heat Recovery | Schools K-12 | New | 0.30991 | 0.03927 | 0.12671 | N/A | N/A | N/A | Fail TRC
| Commercial | Nonequipment | Water Cooled Refrigeration Heat Recovery | Warehouse | New | 0.30259 | 0.012344 | 0.040795 | N/A | N/A | N/A | Fail RIM | Commercial | Nonequipment | Water Cooled Refrigeration Heat Recovery | Warehouse | New | 0.30259 | 0.012344 | 0.040795 | N/A | N/A | N/A | Fail TRC
| Commercial | Nonequipment | Waterside Economizer | Assembly | Existing | 0.38761 | 0.019198 | 0.049528 | N/A | N/A | N/A | Fail RIM | Commercial | Nonequipment | Waterside Economizer | Assembly | Existing | 0.38761 | 0.019198 | 0.049528 | N/A | N/A | N/A | Fail TRC
| Commercial | Nonequipment | Waterside Economizer | College and University | Existing | 0.38761 | 0.021298 | 0.054947 | N/A | N/A | N/A | Fail RIM | Commercial | Nonequipment | Waterside Economizer | College and University | Existing | 0.38761 | 0.021298 | 0.054947 | N/A | N/A | N/A | Fail TRC
| Commercial | Nonequipment | Waterside Economizer | Grocery | Existing | 0.38761 | 0.010605 | 0.02736 | N/A | N/A | N/A | Fail RIM | Commercial | Nonequipment | Waterside Economizer | Grocery | Existing | 0.38761 | 0.010605 | 0.02736 | N/A | N/A | N/A | Fail TRC
| Commercial | Nonequipment | Waterside Economizer | Healthcare | Existing | 0.38761 | 0.041774 | 0.10777 | N/A | N/A | N/A | Fail RIM | Commercial | Nonequipment | Waterside Economizer | Healthcare | Existing | 0.38761 | 0.041774 | 0.10777 | N/A | N/A | N/A | Fail TRC
| Commercial | Nonequipment | Waterside Economizer | Hospitals | Existing | 0.38761 | 0.039571 | 0.10209 | N/A | N/A | N/A | Fail RIM | Commercial | Nonequipment | Waterside Economizer | Hospitals | Existing | 0.38761 | 0.039571 | 0.10209 | N/A | N/A | N/A | Fail TRC
| Commercial | Nonequipment | Waterside Economizer | Institutional | Existing | 0.38761 | 0.01037 | 0.026753 | N/A | N/A | N/A | Fail RIM | Commercial | Nonequipment | Waterside Economizer | Institutional | Existing | 0.38761 | 0.01037 | 0.026753 | N/A | N/A | N/A | Fail TRC
| Commercial | Nonequipment | Waterside Economizer | Lodging/Hospitality | Existing | 0.38761 | 0.031712 | 0.081814 | N/A | N/A | N/A | Fail RIM | Commercial | Nonequipment | Waterside Economizer | Lodging/Hospitality | Existing | 0.38761 | 0.031712 | 0.081814 | N/A | N/A | N/A | Fail TRC
| Commercial | Nonequipment | Waterside Economizer | Miscellaneous | Existing | 0.38761 | 0.010723 | 0.027663 | N/A | N/A | N/A | Fail RIM | Commercial | Nonequipment | Waterside Economizer | Miscellaneous | Existing | 0.38761 | 0.010723 | 0.027663 | N/A | N/A | N/A | Fail TRC
| Commercial | Nonequipment | Waterside Economizer | Offices | Existing | 0.38761 | 0.021607 | 0.055743 | N/A | N/A | N/A | Fail RIM | Commercial | Nonequipment | Waterside Economizer | Offices | Existing | 0.38761 | 0.021607 | 0.055743 | N/A | N/A | N/A | Fail TRC
| Commercial | Nonequipment | Waterside Economizer | Restaurants | Existing | 0.38761 | 0.03111 | 0.08026 | N/A | N/A | N/A | Fail RIM | Commercial | Nonequipment | Waterside Economizer | Restaurants | Existing | 0.38761 | 0.03111 | 0.08026 | N/A | N/A | N/A | Fail TRC
| Commercial | Nonequipment | Waterside Economizer | Retail | Existing | 0.38761 | 0.024383 | 0.062905 | N/A | N/A | N/A | Fail RIM | Commercial | Nonequipment | Waterside Economizer | Retail | Existing | 0.38761 | 0.024383 | 0.062905 | N/A | N/A | N/A | Fail TRC
| Commercial | Nonequipment | Waterside Economizer | Schools K-12 | Existing | 0.38761 | 0.021195 | 0.054682 | N/A | N/A | N/A | Fail RIM | Commercial | Nonequipment | Waterside Economizer | Schools K-12 | Existing | 0.38761 | 0.021195 | 0.054682 | N/A | N/A | N/A | Fail TRC
| Commercial | Nonequipment | Waterside Economizer | Warehouse | Existing | 0.38761 | 0.0046562 | 0.012013 | N/A | N/A | N/A | Fail RIM | Commercial | Nonequipment | Waterside Economizer | Warehouse | Existing | 0.38761 | 0.0046562 | 0.012013 | N/A | N/A | N/A | Fail TRC
| Commercial | Nonequipment | Waterside Economizer | Assembly | New | 0.38761 | 0.019198 | 0.049528 | N/A | N/A | N/A | Fail RIM | Commercial | Nonequipment | Waterside Economizer | Assembly | New | 0.38761 | 0.019198 | 0.049528 | N/A | N/A | N/A | Fail TRC
| Commercial | Nonequipment | Waterside Economizer | College and University | New | 0.38761 | 0.021298 | 0.054947 | N/A | N/A | N/A | Fail RIM | Commercial | Nonequipment | Waterside Economizer | College and University | New | 0.38761 | 0.021298 | 0.054947 | N/A | N/A | N/A | Fail TRC
| Commercial | Nonequipment | Waterside Economizer | Grocery | New | 0.38761 | 0.010605 | 0.02736 | N/A | N/A | N/A | Fail RIM | Commercial | Nonequipment | Waterside Economizer | Grocery | New | 0.38761 | 0.010605 | 0.02736 | N/A | N/A | N/A | Fail TRC
| Commercial | Nonequipment | Waterside Economizer | Healthcare | New | 0.38761 | 0.041774 | 0.10777 | N/A | N/A | N/A | Fail RIM | Commercial | Nonequipment | Waterside Economizer | Healthcare | New | 0.38761 | 0.041774 | 0.10777 | N/A | N/A | N/A | Fail TRC
| Commercial | Nonequipment | Waterside Economizer | Hospitals | New | 0.38761 | 0.039571 | 0.10209 | N/A | N/A | N/A | Fail RIM | Commercial | Nonequipment | Waterside Economizer | Hospitals | New | 0.38761 | 0.039571 | 0.10209 | N/A | N/A | N/A | Fail TRC
| Commercial | Nonequipment | Waterside Economizer | Institutional | New | 0.38761 | 0.01037 | 0.026753 | N/A | N/A | N/A | Fail RIM | Commercial | Nonequipment | Waterside Economizer | Institutional | New | 0.38761 | 0.01037 | 0.026753 | N/A | N/A | N/A | Fail TRC
| Commercial | Nonequipment | Waterside Economizer | Lodging/Hospitality | New | 0.38761 | 0.031712 | 0.081814 | N/A | N/A | N/A | Fail RIM | Commercial | Nonequipment | Waterside Economizer | Lodging/Hospitality | New | 0.38761 | 0.031712 | 0.081814 | N/A | N/A | N/A | Fail TRC
| Commercial | Nonequipment | Waterside Economizer | Miscellaneous | New | 0.38761 | 0.010723 | 0.027663 | N/A | N/A | N/A | Fail RIM | Commercial | Nonequipment | Waterside Economizer | Miscellaneous | New | 0.38761 | 0.010723 | 0.027663 | N/A | N/A | N/A | Fail TRC
| Commercial | Nonequipment | Waterside Economizer | Offices | New | 0.38761 | 0.021607 | 0.055743 | N/A | N/A | N/A | Fail RIM | Commercial | Nonequipment | Waterside Economizer | Offices | New | 0.38761 | 0.021607 | 0.055743 | N/A | N/A | N/A | Fail TRC
| Commercial | Nonequipment | Waterside Economizer | Restaurants | New | 0.38761 | 0.03111 | 0.08026 | N/A | N/A | N/A | Fail RIM | Commercial | Nonequipment | Waterside Economizer | Restaurants | New | 0.38761 | 0.03111 | 0.08026 | N/A | N/A | N/A | Fail TRC
| Commercial | Nonequipment | Waterside Economizer | Retail | New | 0.38761 | 0.024383 | 0.062905 | N/A | N/A | N/A | Fail RIM | Commercial | Nonequipment | Waterside Economizer | Retail | New | 0.38761 | 0.024383 | 0.062905 | N/A | N/A | N/A | Fail TRC
| Commercial | Nonequipment | Waterside Economizer | Schools K-12 | New | 0.38761 | 0.021195 | 0.054682 | N/A | N/A | N/A | Fail RIM | Commercial | Nonequipment | Waterside Economizer | Schools K-12 | New | 0.38761 | 0.021195 | 0.054682 | N/A | N/A | N/A | Fail TRC
| Commercial | Nonequipment | Waterside Economizer | Warehouse | New | 0.38761 | 0.0046562 | 0.012013 | N/A | N/A | N/A | Fail RIM | Commercial | Nonequipment | Waterside Economizer | Warehouse | New | 0.38761 | 0.0046562 | 0.012013 | N/A | N/A | N/A | Fail TRC
| Commercial | Nonequipment | Window Sun Protection | Assembly | Existing | 0.37629 | 0.10468 | 0.27818 | N/A | N/A | N/A | Fail RIM | Commercial | Nonequipment | Window Sun Protection | Assembly | Existing | 0.37629 | 0.10468 | 0.27818 | N/A | N/A | N/A | Fail TRC
| Commercial | Nonequipment | Window Sun Protection | College and University | Existing | 0.37629 | 0.10468 | 0.27818 | N/A | N/A | N/A | Fail RIM | Commercial | Nonequipment | Window Sun Protection | College and University | Existing | 0.37629 | 0.10468 | 0.27818 | N/A | N/A | N/A | Fail TRC
| Commercial | Nonequipment | Window Sun Protection | Grocery | Existing | 0.37629 | 0.10468 | 0.27818 | N/A | N/A | N/A | Fail RIM | Commercial | Nonequipment | Window Sun Protection | Grocery | Existing | 0.37629 | 0.10468 | 0.27818 | N/A | N/A | N/A | Fail TRC
| Commercial | Nonequipment | Window Sun Protection | Healthcare | Existing | 0.37629 | 0.10468 | 0.27818 | N/A | N/A | N/A | Fail RIM | Commercial | Nonequipment | Window Sun Protection | Healthcare | Existing | 0.37629 | 0.10468 | 0.27818 | N/A | N/A | N/A | Fail TRC
| Commercial | Nonequipment | Window Sun Protection | Hospitals | Existing | 0.37629 | 0.10468 | 0.27818 | N/A | N/A | N/A | Fail RIM | Commercial | Nonequipment | Window Sun Protection | Hospitals | Existing | 0.37629 | 0.10468 | 0.27818 | N/A | N/A | N/A | Fail TRC
| Commercial | Nonequipment | Window Sun Protection | Institutional | Existing | 0.37629 | 0.10468 | 0.27818 | N/A | N/A | N/A | Fail RIM | Commercial | Nonequipment | Window Sun Protection | Institutional | Existing | 0.37629 | 0.10468 | 0.27818 | N/A | N/A | N/A | Fail TRC
| Commercial | Nonequipment | Window Sun Protection | Lodging/Hospitality | Existing | 0.39596 | 0.1105 | 0.27906 | N/A | N/A | N/A | Fail RIM | Commercial | Nonequipment | Window Sun Protection | Lodging/Hospitality | Existing | 0.39596 | 0.1105 | 0.27906 | N/A | N/A | N/A | Fail TRC
| Commercial | Nonequipment | Window Sun Protection | Miscellaneous | Existing | 0.38069 | 0.10665 | 0.28015 | N/A | N/A | N/A | Fail RIM | Commercial | Nonequipment | Window Sun Protection | Miscellaneous | Existing | 0.38069 | 0.10665 | 0.28015 | N/A | N/A | N/A | Fail TRC
| Commercial | Nonequipment | Window Sun Protection | Offices | Existing | 0.37629 | 0.10468 | 0.27818 | N/A | N/A | N/A | Fail RIM | Commercial | Nonequipment | Window Sun Protection | Offices | Existing | 0.37629 | 0.10468 | 0.27818 | N/A | N/A | N/A | Fail TRC
| Commercial | Nonequipment | Window Sun Protection | Restaurants | Existing | 0.37629 | 0.10468 | 0.27818 | N/A | N/A | N/A | Fail RIM | Commercial | Nonequipment | Window Sun Protection | Restaurants | Existing | 0.37629 | 0.10468 | 0.27818 | N/A | N/A | N/A | Fail TRC
| Commercial | Nonequipment | Window Sun Protection | Retail | Existing | 0.37629 | 0.10468 | 0.27818 | N/A | N/A | N/A | Fail RIM | Commercial | Nonequipment | Window Sun Protection | Retail | Existing | 0.37629 | 0.10468 | 0.27818 | N/A | N/A | N/A | Fail TRC
| Commercial | Nonequipment | Window Sun Protection | Schools K-12 | Existing | 0.37629 | 0.10468 | 0.27818 | N/A | N/A | N/A | Fail RIM | Commercial | Nonequipment | Window Sun Protection | Schools K-12 | Existing | 0.37629 | 0.10468 | 0.27818 | N/A | N/A | N/A | Fail TRC
| Commercial | Nonequipment | Window Sun Protection | Warehouse | Existing | 0.38069 | 0.10665 | 0.28015 | N/A | N/A | N/A | Fail RIM | Commercial | Nonequipment | Window Sun Protection | Warehouse | Existing | 0.38069 | 0.10665 | 0.28015 | N/A | N/A | N/A | Fail TRC
| Commercial | Nonequipment | Window Sun Protection | Assembly | New | 0.37629 | 0.062807 | 0.16691 | N/A | N/A | N/A | Fail RIM | Commercial | Nonequipment | Window Sun Protection | Assembly | New | 0.37629 | 0.062807 | 0.16691 | N/A | N/A | N/A | Fail TRC
| Commercial | Nonequipment | Window Sun Protection | College and University | New | 0.37629 | 0.062807 | 0.16691 | N/A | N/A | N/A | Fail RIM | Commercial | Nonequipment | Window Sun Protection | College and University | New | 0.37629 | 0.062807 | 0.16691 | N/A | N/A | N/A | Fail TRC
| Commercial | Nonequipment | Window Sun Protection | Grocery | New | 0.37629 | 0.062807 | 0.16691 | N/A | N/A | N/A | Fail RIM | Commercial | Nonequipment | Window Sun Protection | Grocery | New | 0.37629 | 0.062807 | 0.16691 | N/A | N/A | N/A | Fail TRC
| Commercial | Nonequipment | Window Sun Protection | Healthcare | New | 0.37629 | 0.062807 | 0.16691 | N/A | N/A | N/A | Fail RIM | Commercial | Nonequipment | Window Sun Protection | Healthcare | New | 0.37629 | 0.062807 | 0.16691 | N/A | N/A | N/A | Fail TRC
| Commercial | Nonequipment | Window Sun Protection | Hospitals | New | 0.37629 | 0.062807 | 0.16691 | N/A | N/A | N/A | Fail RIM | Commercial | Nonequipment | Window Sun Protection | Hospitals | New | 0.37629 | 0.062807 | 0.16691 | N/A | N/A | N/A | Fail TRC
| Commercial | Nonequipment | Window Sun Protection | Institutional | New | 0.37629 | 0.062807 | 0.16691 | N/A | N/A | N/A | Fail RIM | Commercial | Nonequipment | Window Sun Protection | Institutional | New | 0.37629 | 0.062807 | 0.16691 | N/A | N/A | N/A | Fail TRC
| Commercial | Nonequipment | Window Sun Protection | Lodging/Hospitality | New | 0.39596 | 0.066298 | 0.16744 | N/A | N/A | N/A | Fail RIM | Commercial | Nonequipment | Window Sun Protection | Lodging/Hospitality | New | 0.39596 | 0.066298 | 0.16744 | N/A | N/A | N/A | Fail TRC
| Commercial | Nonequipment | Window Sun Protection | Miscellaneous | New | 0.38069 | 0.063989 | 0.16809 | N/A | N/A | N/A | Fail RIM | Commercial | Nonequipment | Window Sun Protection | Miscellaneous | New | 0.38069 | 0.063989 | 0.16809 | N/A | N/A | N/A | Fail TRC
| Commercial | Nonequipment | Window Sun Protection | Offices | New | 0.37629 | 0.062807 | 0.16691 | N/A | N/A | N/A | Fail RIM | Commercial | Nonequipment | Window Sun Protection | Offices | New | 0.37629 | 0.062807 | 0.16691 | N/A | N/A | N/A | Fail TRC
| Commercial | Nonequipment | Window Sun Protection | Restaurants | New | 0.37629 | 0.062807 | 0.16691 | N/A | N/A | N/A | Fail RIM | Commercial | Nonequipment | Window Sun Protection | Restaurants | New | 0.37629 | 0.062807 | 0.16691 | N/A | N/A | N/A | Fail TRC
| Commercial | Nonequipment | Window Sun Protection | Retail | New | 0.37629 | 0.062807 | 0.16691 | N/A | N/A | N/A | Fail RIM | Commercial | Nonequipment | Window Sun Protection | Retail | New | 0.37629 | 0.062807 | 0.16691 | N/A | N/A | N/A | Fail TRC
| Commercial | Nonequipment | Window Sun Protection | Schools K-12 | New | 0.37629 | 0.062807 | 0.16691 | N/A | N/A | N/A | Fail RIM | Commercial | Nonequipment | Window Sun Protection | Schools K-12 | New | 0.37629 | 0.062807 | 0.16691 | N/A | N/A | N/A | Fail TRC
| Commercial | Nonequipment | Window Sun Protection | Warehouse | New | 0.38069 | 0.063989 | 0.16809 | N/A | N/A | N/A | Fail RIM | Commercial | Nonequipment | Window Sun Protection | Warehouse | New | 0.38069 | 0.063989 | 0.16809 | N/A | N/A | N/A | Fail TRC
| Commercial | Nonequipment | Bi-Level Lighting Control (Interior) | Assembly | Existing | 0.32891 | 0.30189 | 0.91786 | N/A | N/A | N/A | Fail RIM | Commercial | Nonequipment | Bi-Level Lighting Control (Interior) | Assembly | Existing | 0.32891 | 0.30189 | 0.91786 | N/A | N/A | N/A | Fail TRC
| Commercial | Nonequipment | Bi-Level Lighting Control (Interior) | College and University | Existing | 0.32891 | 0.4627 | 1.4068 | N/A | N/A | N/A | Fail RIM | Commercial | Nonequipment | Bi-Level Lighting Control (Interior) | College and University | Existing | 0.32891 | 0.4627 | 1.4068 | N/A | N/A | N/A | Fail TRC
| Commercial | Nonequipment | Bi-Level Lighting Control (Interior) | Grocery | Existing | 0.32951 | 0.58329 | 1.7702 | N/A | N/A | N/A | Fail RIM | Commercial | Nonequipment | Bi-Level Lighting Control (Interior) | Grocery | Existing | 0.32951 | 0.58329 | 1.7702 | N/A | N/A | N/A | Fail TRC
| Commercial | Nonequipment | Bi-Level Lighting Control (Interior) | Healthcare | Existing | 0.32891 | 0.52779 | 1.6047 | N/A | N/A | N/A | Fail RIM | Commercial | Nonequipment | Bi-Level Lighting Control (Interior) | Healthcare | Existing | 0.32891 | 0.52779 | 1.6047 | N/A | N/A | N/A | Fail TRC
| Commercial | Nonequipment | Bi-Level Lighting Control (Interior) | Hospitals | Existing | 0.32891 | 0.714 | 2.1708 | N/A | N/A | N/A | Fail RIM | Commercial | Nonequipment | Bi-Level Lighting Control (Interior) | Hospitals | Existing | 0.32891 | 0.714 | 2.1708 | N/A | N/A | N/A | Fail TRC
| Commercial | Nonequipment | Bi-Level Lighting Control (Interior) | Institutional | Existing | 0.32891 | 0.34629 | 1.0529 | N/A | N/A | N/A | Fail RIM | Commercial | Nonequipment | Bi-Level Lighting Control (Interior) | Institutional | Existing | 0.32891 | 0.34629 | 1.0529 | N/A | N/A | N/A | Fail TRC
| Commercial | Nonequipment | Bi-Level Lighting Control (Interior) | Lodging/Hospitality | Existing | 0.32951 | 0.39496 | 1.1986 | N/A | N/A | N/A | Fail RIM | Commercial | Nonequipment | Bi-Level Lighting Control (Interior) | Lodging/Hospitality | Existing | 0.32951 | 0.39496 | 1.1986 | N/A | N/A | N/A | Fail TRC
| Commercial | Nonequipment | Bi-Level Lighting Control (Interior) | Miscellaneous | Existing | 0.32891 | 0.4627 | 1.4068 | N/A | N/A | N/A | Fail RIM | Commercial | Nonequipment | Bi-Level Lighting Control (Interior) | Miscellaneous | Existing | 0.32891 | 0.4627 | 1.4068 | N/A | N/A | N/A | Fail TRC
| Commercial | Nonequipment | Bi-Level Lighting Control (Interior) | Offices | Existing | 0.32891 | 0.34146 | 1.0382 | N/A | N/A | N/A | Fail RIM | Commercial | Nonequipment | Bi-Level Lighting Control (Interior) | Offices | Existing | 0.32891 | 0.34146 | 1.0382 | N/A | N/A | N/A | Fail TRC
| Commercial | Nonequipment | Bi-Level Lighting Control (Interior) | Restaurants | Existing | 0.32951 | 0.35319 | 1.0719 | N/A | N/A | N/A | Fail RIM | Commercial | Nonequipment | Bi-Level Lighting Control (Interior) | Restaurants | Existing | 0.32951 | 0.35319 | 1.0719 | N/A | N/A | N/A | Fail TRC
| Commercial | Nonequipment | Bi-Level Lighting Control (Interior) | Retail | Existing | 0.32951 | 0.52437 | 1.5914 | N/A | N/A | N/A | Fail RIM | Commercial | Nonequipment | Bi-Level Lighting Control (Interior) | Retail | Existing | 0.32951 | 0.52437 | 1.5914 | N/A | N/A | N/A | Fail TRC
| Commercial | Nonequipment | Bi-Level Lighting Control (Interior) | Schools K-12 | Existing | 0.32891 | 0.24972 | 0.75925 | N/A | N/A | N/A | Fail RIM | Commercial | Nonequipment | Bi-Level Lighting Control (Interior) | Schools K-12 | Existing | 0.32891 | 0.24972 | 0.75925 | N/A | N/A | N/A | Fail TRC
| Commercial | Nonequipment | Bi-Level Lighting Control (Interior) | Warehouse | Existing | 0.32891 | 0.4014 | 1.2204 | N/A | N/A | N/A | Fail RIM | Commercial | Nonequipment | Bi-Level Lighting Control (Interior) | Warehouse | Existing | 0.32891 | 0.4014 | 1.2204 | N/A | N/A | N/A | Fail TRC
| Commercial | Nonequipment | Bi-Level Lighting Control (Interior) | Assembly | New | 0.32891 | 0.30189 | 0.91786 | N/A | N/A | N/A | Fail RIM | Commercial | Nonequipment | Bi-Level Lighting Control (Interior) | Assembly | New | 0.32891 | 0.30189 | 0.91786 | N/A | N/A | N/A | Fail TRC
| Commercial | Nonequipment | Bi-Level Lighting Control (Interior) | College and University | New | 0.32891 | 0.4627 | 1.4068 | N/A | N/A | N/A | Fail RIM | Commercial | Nonequipment | Bi-Level Lighting Control (Interior) | College and University | New | 0.32891 | 0.4627 | 1.4068 | N/A | N/A | N/A | Fail TRC
| Commercial | Nonequipment | Bi-Level Lighting Control (Interior) | Grocery | New | 0.32951 | 0.58329 | 1.7702 | N/A | N/A | N/A | Fail RIM | Commercial | Nonequipment | Bi-Level Lighting Control (Interior) | Grocery | New | 0.32951 | 0.58329 | 1.7702 | N/A | N/A | N/A | Fail TRC
| Commercial | Nonequipment | Bi-Level Lighting Control (Interior) | Healthcare | New | 0.32891 | 0.52779 | 1.6047 | N/A | N/A | N/A | Fail RIM | Commercial | Nonequipment | Bi-Level Lighting Control (Interior) | Healthcare | New | 0.32891 | 0.52779 | 1.6047 | N/A | N/A | N/A | Fail TRC
| Commercial | Nonequipment | Bi-Level Lighting Control (Interior) | Hospitals | New | 0.32891 | 0.714 | 2.1708 | N/A | N/A | N/A | Fail RIM | Commercial | Nonequipment | Bi-Level Lighting Control (Interior) | Hospitals | New | 0.32891 | 0.714 | 2.1708 | N/A | N/A | N/A | Fail TRC
| Commercial | Nonequipment | Bi-Level Lighting Control (Interior) | Institutional | New | 0.32891 | 0.34629 | 1.0529 | N/A | N/A | N/A | Fail RIM | Commercial | Nonequipment | Bi-Level Lighting Control (Interior) | Institutional | New | 0.32891 | 0.34629 | 1.0529 | N/A | N/A | N/A | Fail TRC
| Commercial | Nonequipment | Bi-Level Lighting Control (Interior) | Lodging/Hospitality | New | 0.32951 | 0.39496 | 1.1986 | N/A | N/A | N/A | Fail RIM | Commercial | Nonequipment | Bi-Level Lighting Control (Interior) | Lodging/Hospitality | New | 0.32951 | 0.39496 | 1.1986 | N/A | N/A | N/A | Fail TRC
| Commercial | Nonequipment | Bi-Level Lighting Control (Interior) | Miscellaneous | New | 0.32891 | 0.4627 | 1.4068 | N/A | N/A | N/A | Fail RIM | Commercial | Nonequipment | Bi-Level Lighting Control (Interior) | Miscellaneous | New | 0.32891 | 0.4627 | 1.4068 | N/A | N/A | N/A | Fail TRC
| Commercial | Nonequipment | Bi-Level Lighting Control (Interior) | Offices | New | 0.32891 | 0.34146 | 1.0382 | N/A | N/A | N/A | Fail RIM | Commercial | Nonequipment | Bi-Level Lighting Control (Interior) | Offices | New | 0.32891 | 0.34146 | 1.0382 | N/A | N/A | N/A | Fail TRC
| Commercial | Nonequipment | Bi-Level Lighting Control (Interior) | Restaurants | New | 0.32951 | 0.35319 | 1.0719 | N/A | N/A | N/A | Fail RIM | Commercial | Nonequipment | Bi-Level Lighting Control (Interior) | Restaurants | New | 0.32951 | 0.35319 | 1.0719 | N/A | N/A | N/A | Fail TRC
| Commercial | Nonequipment | Bi-Level Lighting Control (Interior) | Retail | New | 0.32951 | 0.52437 | 1.5914 | N/A | N/A | N/A | Fail RIM | Commercial | Nonequipment | Bi-Level Lighting Control (Interior) | Retail | New | 0.32951 | 0.52437 | 1.5914 | N/A | N/A | N/A | Fail TRC
| Commercial | Nonequipment | Bi-Level Lighting Control (Interior) | Schools K-12 | New | 0.32891 | 0.24972 | 0.75925 | N/A | N/A | N/A | Fail RIM | Commercial | Nonequipment | Bi-Level Lighting Control (Interior) | Schools K-12 | New | 0.32891 | 0.24972 | 0.75925 | N/A | N/A | N/A | Fail TRC
| Commercial | Nonequipment | Bi-Level Lighting Control (Interior) | Warehouse | New | 0.32891 | 0.4014 | 1.2204 | N/A | N/A | N/A | Fail RIM | Commercial | Nonequipment | Bi-Level Lighting Control (Interior) | Warehouse | New | 0.32891 | 0.4014 | 1.2204 | N/A | N/A | N/A | Fail TRC
| Commercial | Nonequipment | Interior Lighting Controls | Assembly | Existing | 0.3302 | 0.65286 | 1.9772 | N/A | N/A | N/A | Fail RIM | Commercial | Nonequipment | Interior Lighting Controls | Assembly | Existing | 0.3302 | 0.65286 | 1.9772 | N/A | N/A | N/A | Fail TRC
| Commercial | Nonequipment | Interior Lighting Controls | College and University | Existing | 0.3302 | 1.0006 | 3.0304 | N/A | N/A | N/A | Fail RIM | Commercial | Nonequipment | Interior Lighting Controls | College and University | Existing | 0.3302 | 1.0006 | 3.0304 | 0.31307 | 0.91988 | 3.1084 | Fail TRC
| Commercial | Nonequipment | Interior Lighting Controls | Grocery | Existing | 0.3302 | 1.2585 | 3.8113 | N/A | N/A | N/A | Fail RIM | Commercial | Nonequipment | Interior Lighting Controls | Grocery | Existing | 0.3302 | 1.2585 | 3.8113 | N/A | N/A | N/A | Fail 2-year Threshold
| Commercial | Nonequipment | Interior Lighting Controls | Healthcare | Existing | 0.3302 | 1.1414 | 3.4566 | N/A | N/A | N/A | Fail RIM | Commercial | Nonequipment | Interior Lighting Controls | Healthcare | Existing | 0.3302 | 1.1414 | 3.4566 | N/A | N/A | N/A | Fail 2-year Threshold
| Commercial | Nonequipment | Interior Lighting Controls | Hospitals | Existing | 0.3302 | 1.5441 | 4.6762 | N/A | N/A | N/A | Fail RIM | Commercial | Nonequipment | Interior Lighting Controls | Hospitals | Existing | 0.3302 | 1.5441 | 4.6762 | N/A | N/A | N/A | Fail 2-year Threshold
| Commercial | Nonequipment | Interior Lighting Controls | Institutional | Existing | 0.3302 | 0.74888 | 2.268 | N/A | N/A | N/A | Fail RIM | Commercial | Nonequipment | Interior Lighting Controls | Institutional | Existing | 0.3302 | 0.74888 | 2.268 | N/A | N/A | N/A | Fail TRC
| Commercial | Nonequipment | Interior Lighting Controls | Lodging/Hospitality | Existing | 0.3302 | 0.85217 | 2.5808 | N/A | N/A | N/A | Fail RIM | Commercial | Nonequipment | Interior Lighting Controls | Lodging/Hospitality | Existing | 0.3302 | 0.85217 | 2.5808 | N/A | N/A | N/A | Fail TRC
| Commercial | Nonequipment | Interior Lighting Controls | Miscellaneous | Existing | 0.3302 | 1.0006 | 3.0304 | N/A | N/A | N/A | Fail RIM | Commercial | Nonequipment | Interior Lighting Controls | Miscellaneous | Existing | 0.3302 | 1.0006 | 3.0304 | 0.31307 | 0.91988 | 3.1084 | Fail TRC
| Commercial | Nonequipment | Interior Lighting Controls | Offices | Existing | 0.3302 | 0.73844 | 2.2363 | N/A | N/A | N/A | Fail RIM | Commercial | Nonequipment | Interior Lighting Controls | Offices | Existing | 0.3302 | 0.73844 | 2.2363 | N/A | N/A | N/A | Fail TRC
| Commercial | Nonequipment | Interior Lighting Controls | Restaurants | Existing | 0.3302 | 0.76205 | 2.3078 | N/A | N/A | N/A | Fail RIM | Commercial | Nonequipment | Interior Lighting Controls | Restaurants | Existing | 0.3302 | 0.76205 | 2.3078 | N/A | N/A | N/A | Fail TRC
| Commercial | Nonequipment | Interior Lighting Controls | Retail | Existing | 0.3302 | 1.1314 | 3.4263 | N/A | N/A | N/A | Fail RIM | Commercial | Nonequipment | Interior Lighting Controls | Retail | Existing | 0.3302 | 1.1314 | 3.4263 | N/A | N/A | N/A | Fail 2-year Threshold
| Commercial | Nonequipment | Interior Lighting Controls | Schools K-12 | Existing | 0.3302 | 0.54004 | 1.6355 | N/A | N/A | N/A | Fail RIM | Commercial | Nonequipment | Interior Lighting Controls | Schools K-12 | Existing | 0.3302 | 0.54004 | 1.6355 | N/A | N/A | N/A | Fail TRC
| Commercial | Nonequipment | Interior Lighting Controls | Warehouse | Existing | 0.3302 | 0.86806 | 2.6289 | N/A | N/A | N/A | Fail RIM | Commercial | Nonequipment | Interior Lighting Controls | Warehouse | Existing | 0.3302 | 0.86806 | 2.6289 | N/A | N/A | N/A | Fail TRC
| Commercial | Nonequipment | Interior Lighting Controls | Assembly | New | 0.3302 | 0.65286 | 1.9772 | N/A | N/A | N/A | Fail RIM | Commercial | Nonequipment | Interior Lighting Controls | Assembly | New | 0.3302 | 0.65286 | 1.9772 | N/A | N/A | N/A | Fail TRC
| Commercial | Nonequipment | Interior Lighting Controls | College and University | New | 0.3302 | 1.0006 | 3.0304 | N/A | N/A | N/A | Fail RIM | Commercial | Nonequipment | Interior Lighting Controls | College and University | New | 0.3302 | 1.0006 | 3.0304 | 0.31307 | 0.91988 | 3.1084 | Fail TRC
| Commercial | Nonequipment | Interior Lighting Controls | Grocery | New | 0.3302 | 1.2585 | 3.8113 | N/A | N/A | N/A | Fail RIM | Commercial | Nonequipment | Interior Lighting Controls | Grocery | New | 0.3302 | 1.2585 | 3.8113 | N/A | N/A | N/A | Fail 2-year Threshold
| Commercial | Nonequipment | Interior Lighting Controls | Healthcare | New | 0.3302 | 1.1414 | 3.4566 | N/A | N/A | N/A | Fail RIM | Commercial | Nonequipment | Interior Lighting Controls | Healthcare | New | 0.3302 | 1.1414 | 3.4566 | N/A | N/A | N/A | Fail 2-year Threshold
| Commercial | Nonequipment | Interior Lighting Controls | Hospitals | New | 0.3302 | 1.5441 | 4.6762 | N/A | N/A | N/A | Fail RIM | Commercial | Nonequipment | Interior Lighting Controls | Hospitals | New | 0.3302 | 1.5441 | 4.6762 | N/A | N/A | N/A | Fail 2-year Threshold
| Commercial | Nonequipment | Interior Lighting Controls | Institutional | New | 0.3302 | 0.74888 | 2.268 | N/A | N/A | N/A | Fail RIM | Commercial | Nonequipment | Interior Lighting Controls | Institutional | New | 0.3302 | 0.74888 | 2.268 | N/A | N/A | N/A | Fail TRC
| Commercial | Nonequipment | Interior Lighting Controls | Lodging/Hospitality | New | 0.3302 | 0.85217 | 2.5808 | N/A | N/A | N/A | Fail RIM | Commercial | Nonequipment | Interior Lighting Controls | Lodging/Hospitality | New | 0.3302 | 0.85217 | 2.5808 | N/A | N/A | N/A | Fail TRC
| Commercial | Nonequipment | Interior Lighting Controls | Miscellaneous | New | 0.3302 | 1.0006 | 3.0304 | N/A | N/A | N/A | Fail RIM | Commercial | Nonequipment | Interior Lighting Controls | Miscellaneous | New | 0.3302 | 1.0006 | 3.0304 | 0.31307 | 0.91988 | 3.1084 | Fail TRC
| Commercial | Nonequipment | Interior Lighting Controls | Offices | New | 0.3302 | 0.73844 | 2.2363 | N/A | N/A | N/A | Fail RIM | Commercial | Nonequipment | Interior Lighting Controls | Offices | New | 0.3302 | 0.73844 | 2.2363 | N/A | N/A | N/A | Fail TRC
| Commercial | Nonequipment | Interior Lighting Controls | Restaurants | New | 0.3302 | 0.76205 | 2.3078 | N/A | N/A | N/A | Fail RIM | Commercial | Nonequipment | Interior Lighting Controls | Restaurants | New | 0.3302 | 0.76205 | 2.3078 | N/A | N/A | N/A | Fail TRC
| Commercial | Nonequipment | Interior Lighting Controls | Retail | New | 0.3302 | 1.1314 | 3.4263 | N/A | N/A | N/A | Fail RIM | Commercial | Nonequipment | Interior Lighting Controls | Retail | New | 0.3302 | 1.1314 | 3.4263 | N/A | N/A | N/A | Fail 2-year Threshold
| Commercial | Nonequipment | Interior Lighting Controls | Schools K-12 | New | 0.3302 | 0.54004 | 1.6355 | N/A | N/A | N/A | Fail RIM | Commercial | Nonequipment | Interior Lighting Controls | Schools K-12 | New | 0.3302 | 0.54004 | 1.6355 | N/A | N/A | N/A | Fail TRC
| Commercial | Nonequipment | Interior Lighting Controls | Warehouse | New | 0.3302 | 0.86806 | 2.6289 | N/A | N/A | N/A | Fail RIM | Commercial | Nonequipment | Interior Lighting Controls | Warehouse | New | 0.3302 | 0.86806 | 2.6289 | N/A | N/A | N/A | Fail TRC
| Commercial | Nonequipment | Efficient Motor Belts | Assembly | Existing | 0.34038 | 0.073995 | 0.21739 | N/A | N/A | N/A | Fail RIM | Commercial | Nonequipment | Efficient Motor Belts | Assembly | Existing | 0.34038 | 0.073995 | 0.21739 | N/A | N/A | N/A | Fail TRC
| Commercial | Nonequipment | Efficient Motor Belts | College and University | Existing | 0.34759 | 0.075533 | 0.21731 | N/A | N/A | N/A | Fail RIM | Commercial | Nonequipment | Efficient Motor Belts | College and University | Existing | 0.34759 | 0.075533 | 0.21731 | N/A | N/A | N/A | Fail TRC
| Commercial | Nonequipment | Efficient Motor Belts | Grocery | Existing | 0.34038 | 0.073995 | 0.21739 | N/A | N/A | N/A | Fail RIM | Commercial | Nonequipment | Efficient Motor Belts | Grocery | Existing | 0.34038 | 0.073995 | 0.21739 | N/A | N/A | N/A | Fail TRC
| Commercial | Nonequipment | Efficient Motor Belts | Healthcare | Existing | 0.34759 | 0.075533 | 0.21731 | N/A | N/A | N/A | Fail RIM | Commercial | Nonequipment | Efficient Motor Belts | Healthcare | Existing | 0.34759 | 0.075533 | 0.21731 | N/A | N/A | N/A | Fail TRC
| Commercial | Nonequipment | Efficient Motor Belts | Hospitals | Existing | 0.34759 | 0.075533 | 0.21731 | N/A | N/A | N/A | Fail RIM | Commercial | Nonequipment | Efficient Motor Belts | Hospitals | Existing | 0.34759 | 0.075533 | 0.21731 | N/A | N/A | N/A | Fail TRC
| Commercial | Nonequipment | Efficient Motor Belts | Institutional | Existing | 0.34038 | 0.073995 | 0.21739 | N/A | N/A | N/A | Fail RIM | Commercial | Nonequipment | Efficient Motor Belts | Institutional | Existing | 0.34038 | 0.073995 | 0.21739 | N/A | N/A | N/A | Fail TRC
| Commercial | Nonequipment | Efficient Motor Belts | Lodging/Hospitality | Existing | 0.34759 | 0.075533 | 0.21731 | N/A | N/A | N/A | Fail RIM | Commercial | Nonequipment | Efficient Motor Belts | Lodging/Hospitality | Existing | 0.34759 | 0.075533 | 0.21731 | N/A | N/A | N/A | Fail TRC
| Commercial | Nonequipment | Efficient Motor Belts | Miscellaneous | Existing | 0.34038 | 0.073995 | 0.21739 | N/A | N/A | N/A | Fail RIM | Commercial | Nonequipment | Efficient Motor Belts | Miscellaneous | Existing | 0.34038 | 0.073995 | 0.21739 | N/A | N/A | N/A | Fail TRC
| Commercial | Nonequipment | Efficient Motor Belts | Offices | Existing | 0.34038 | 0.073995 | 0.21739 | N/A | N/A | N/A | Fail RIM | Commercial | Nonequipment | Efficient Motor Belts | Offices | Existing | 0.34038 | 0.073995 | 0.21739 | N/A | N/A | N/A | Fail TRC
| Commercial | Nonequipment | Efficient Motor Belts | Restaurants | Existing | 0.34759 | 0.075533 | 0.21731 | N/A | N/A | N/A | Fail RIM | Commercial | Nonequipment | Efficient Motor Belts | Restaurants | Existing | 0.34759 | 0.075533 | 0.21731 | N/A | N/A | N/A | Fail TRC
| Commercial | Nonequipment | Efficient Motor Belts | Retail | Existing | 0.34038 | 0.073995 | 0.21739 | N/A | N/A | N/A | Fail RIM | Commercial | Nonequipment | Efficient Motor Belts | Retail | Existing | 0.34038 | 0.073995 | 0.21739 | N/A | N/A | N/A | Fail TRC
| Commercial | Nonequipment | Efficient Motor Belts | Schools K-12 | Existing | 0.34759 | 0.075533 | 0.21731 | N/A | N/A | N/A | Fail RIM | Commercial | Nonequipment | Efficient Motor Belts | Schools K-12 | Existing | 0.34759 | 0.075533 | 0.21731 | N/A | N/A | N/A | Fail TRC
| Commercial | Nonequipment | Efficient Motor Belts | Warehouse | Existing | 0.34038 | 0.073995 | 0.21739 | N/A | N/A | N/A | Fail RIM | Commercial | Nonequipment | Efficient Motor Belts | Warehouse | Existing | 0.34038 | 0.073995 | 0.21739 | N/A | N/A | N/A | Fail TRC
| Commercial | Nonequipment | Efficient Motor Belts | Assembly | New | 0.34038 | 0.073995 | 0.21739 | N/A | N/A | N/A | Fail RIM | Commercial | Nonequipment | Efficient Motor Belts | Assembly | New | 0.34038 | 0.073995 | 0.21739 | N/A | N/A | N/A | Fail TRC
| Commercial | Nonequipment | Efficient Motor Belts | College and University | New | 0.34759 | 0.075533 | 0.21731 | N/A | N/A | N/A | Fail RIM | Commercial | Nonequipment | Efficient Motor Belts | College and University | New | 0.34759 | 0.075533 | 0.21731 | N/A | N/A | N/A | Fail TRC
| Commercial | Nonequipment | Efficient Motor Belts | Grocery | New | 0.34038 | 0.073995 | 0.21739 | N/A | N/A | N/A | Fail RIM | Commercial | Nonequipment | Efficient Motor Belts | Grocery | New | 0.34038 | 0.073995 | 0.21739 | N/A | N/A | N/A | Fail TRC
| Commercial | Nonequipment | Efficient Motor Belts | Healthcare | New | 0.34759 | 0.075533 | 0.21731 | N/A | N/A | N/A | Fail RIM | Commercial | Nonequipment | Efficient Motor Belts | Healthcare | New | 0.34759 | 0.075533 | 0.21731 | N/A | N/A | N/A | Fail TRC
| Commercial | Nonequipment | Efficient Motor Belts | Hospitals | New | 0.34759 | 0.075533 | 0.21731 | N/A | N/A | N/A | Fail RIM | Commercial | Nonequipment | Efficient Motor Belts | Hospitals | New | 0.34759 | 0.075533 | 0.21731 | N/A | N/A | N/A | Fail TRC
| Commercial | Nonequipment | Efficient Motor Belts | Institutional | New | 0.34038 | 0.073995 | 0.21739 | N/A | N/A | N/A | Fail RIM | Commercial | Nonequipment | Efficient Motor Belts | Institutional | New | 0.34038 | 0.073995 | 0.21739 | N/A | N/A | N/A | Fail TRC
| Commercial | Nonequipment | Efficient Motor Belts | Lodging/Hospitality | New | 0.34759 | 0.075533 | 0.21731 | N/A | N/A | N/A | Fail RIM | Commercial | Nonequipment | Efficient Motor Belts | Lodging/Hospitality | New | 0.34759 | 0.075533 | 0.21731 | N/A | N/A | N/A | Fail TRC
| Commercial | Nonequipment | Efficient Motor Belts | Miscellaneous | New | 0.34038 | 0.073995 | 0.21739 | N/A | N/A | N/A | Fail RIM | Commercial | Nonequipment | Efficient Motor Belts | Miscellaneous | New | 0.34038 | 0.073995 | 0.21739 | N/A | N/A | N/A | Fail TRC
| Commercial | Nonequipment | Efficient Motor Belts | Offices | New | 0.34038 | 0.073995 | 0.21739 | N/A | N/A | N/A | Fail RIM | Commercial | Nonequipment | Efficient Motor Belts | Offices | New | 0.34038 | 0.073995 | 0.21739 | N/A | N/A | N/A | Fail TRC
| Commercial | Nonequipment | Efficient Motor Belts | Restaurants | New | 0.34759 | 0.075533 | 0.21731 | N/A | N/A | N/A | Fail RIM | Commercial | Nonequipment | Efficient Motor Belts | Restaurants | New | 0.34759 | 0.075533 | 0.21731 | N/A | N/A | N/A | Fail TRC
| Commercial | Nonequipment | Efficient Motor Belts | Retail | New | 0.34038 | 0.073995 | 0.21739 | N/A | N/A | N/A | Fail RIM | Commercial | Nonequipment | Efficient Motor Belts | Retail | New | 0.34038 | 0.073995 | 0.21739 | N/A | N/A | N/A | Fail TRC
| Commercial | Nonequipment | Efficient Motor Belts | Schools K-12 | New | 0.34759 | 0.075533 | 0.21731 | N/A | N/A | N/A | Fail RIM | Commercial | Nonequipment | Efficient Motor Belts | Schools K-12 | New | 0.34759 | 0.075533 | 0.21731 | N/A | N/A | N/A | Fail TRC
| Commercial | Nonequipment | Efficient Motor Belts | Warehouse | New | 0.34038 | 0.073995 | 0.21739 | N/A | N/A | N/A | Fail RIM | Commercial | Nonequipment | Efficient Motor Belts | Warehouse | New | 0.34038 | 0.073995 | 0.21739 | N/A | N/A | N/A | Fail TRC
| Commercial | Nonequipment | Engine Block Timer | Assembly | Existing | 0.30593 | 0.53294 | 1.7421 | N/A | N/A | N/A | Fail RIM | Commercial | Nonequipment | Engine Block Timer | Assembly | Existing | 0.30593 | 0.53294 | 1.7421 | N/A | N/A | N/A | Fail TRC
| Commercial | Nonequipment | Engine Block Timer | College and University | Existing | 0.34549 | 0.60562 | 1.7529 | N/A | N/A | N/A | Fail RIM | Commercial | Nonequipment | Engine Block Timer | College and University | Existing | 0.34549 | 0.60562 | 1.7529 | N/A | N/A | N/A | Fail TRC
| Commercial | Nonequipment | Engine Block Timer | Grocery | Existing | 0.30593 | 0.53294 | 1.7421 | N/A | N/A | N/A | Fail RIM | Commercial | Nonequipment | Engine Block Timer | Grocery | Existing | 0.30593 | 0.53294 | 1.7421 | N/A | N/A | N/A | Fail TRC
| Commercial | Nonequipment | Engine Block Timer | Healthcare | Existing | 0.30593 | 0.53294 | 1.7421 | N/A | N/A | N/A | Fail RIM | Commercial | Nonequipment | Engine Block Timer | Healthcare | Existing | 0.30593 | 0.53294 | 1.7421 | N/A | N/A | N/A | Fail TRC
| Commercial | Nonequipment | Engine Block Timer | Hospitals | Existing | 0.34549 | 0.60562 | 1.7529 | N/A | N/A | N/A | Fail RIM | Commercial | Nonequipment | Engine Block Timer | Hospitals | Existing | 0.34549 | 0.60562 | 1.7529 | N/A | N/A | N/A | Fail TRC
| Commercial | Nonequipment | Engine Block Timer | Institutional | Existing | 0.31679 | 0.55318 | 1.7462 | N/A | N/A | N/A | Fail RIM | Commercial | Nonequipment | Engine Block Timer | Institutional | Existing | 0.31679 | 0.55318 | 1.7462 | N/A | N/A | N/A | Fail TRC
| Commercial | Nonequipment | Engine Block Timer | Lodging/Hospitality | Existing | 0.30593 | 0.53294 | 1.7421 | N/A | N/A | N/A | Fail RIM | Commercial | Nonequipment | Engine Block Timer | Lodging/Hospitality | Existing | 0.30593 | 0.53294 | 1.7421 | N/A | N/A | N/A | Fail TRC
| Commercial | Nonequipment | Engine Block Timer | Miscellaneous | Existing | 0.31679 | 0.55318 | 1.7462 | N/A | N/A | N/A | Fail RIM | Commercial | Nonequipment | Engine Block Timer | Miscellaneous | Existing | 0.31679 | 0.55318 | 1.7462 | N/A | N/A | N/A | Fail TRC
| Commercial | Nonequipment | Engine Block Timer | Offices | Existing | 0.31679 | 0.55318 | 1.7462 | N/A | N/A | N/A | Fail RIM | Commercial | Nonequipment | Engine Block Timer | Offices | Existing | 0.31679 | 0.55318 | 1.7462 | N/A | N/A | N/A | Fail TRC
| Commercial | Nonequipment | Engine Block Timer | Restaurants | Existing | 0.31679 | 0.55318 | 1.7462 | N/A | N/A | N/A | Fail RIM | Commercial | Nonequipment | Engine Block Timer | Restaurants | Existing | 0.31679 | 0.55318 | 1.7462 | N/A | N/A | N/A | Fail TRC
| Commercial | Nonequipment | Engine Block Timer | Retail | Existing | 0.31679 | 0.55318 | 1.7462 | N/A | N/A | N/A | Fail RIM | Commercial | Nonequipment | Engine Block Timer | Retail | Existing | 0.31679 | 0.55318 | 1.7462 | N/A | N/A | N/A | Fail TRC
| Commercial | Nonequipment | Engine Block Timer | Schools K-12 | Existing | 0.31679 | 0.55318 | 1.7462 | N/A | N/A | N/A | Fail RIM | Commercial | Nonequipment | Engine Block Timer | Schools K-12 | Existing | 0.31679 | 0.55318 | 1.7462 | N/A | N/A | N/A | Fail TRC
| Commercial | Nonequipment | Engine Block Timer | Warehouse | Existing | 0.31679 | 0.55318 | 1.7462 | N/A | N/A | N/A | Fail RIM | Commercial | Nonequipment | Engine Block Timer | Warehouse | Existing | 0.31679 | 0.55318 | 1.7462 | N/A | N/A | N/A | Fail TRC
| Commercial | Nonequipment | Engine Block Timer | Assembly | New | 0.30593 | 0.53294 | 1.7421 | N/A | N/A | N/A | Fail RIM | Commercial | Nonequipment | Engine Block Timer | Assembly | New | 0.30593 | 0.53294 | 1.7421 | N/A | N/A | N/A | Fail TRC
| Commercial | Nonequipment | Engine Block Timer | College and University | New | 0.34549 | 0.60562 | 1.7529 | N/A | N/A | N/A | Fail RIM | Commercial | Nonequipment | Engine Block Timer | College and University | New | 0.34549 | 0.60562 | 1.7529 | N/A | N/A | N/A | Fail TRC
| Commercial | Nonequipment | Engine Block Timer | Grocery | New | 0.30593 | 0.53294 | 1.7421 | N/A | N/A | N/A | Fail RIM | Commercial | Nonequipment | Engine Block Timer | Grocery | New | 0.30593 | 0.53294 | 1.7421 | N/A | N/A | N/A | Fail TRC
| Commercial | Nonequipment | Engine Block Timer | Healthcare | New | 0.30593 | 0.53294 | 1.7421 | N/A | N/A | N/A | Fail RIM | Commercial | Nonequipment | Engine Block Timer | Healthcare | New | 0.30593 | 0.53294 | 1.7421 | N/A | N/A | N/A | Fail TRC
| Commercial | Nonequipment | Engine Block Timer | Hospitals | New | 0.34549 | 0.60562 | 1.7529 | N/A | N/A | N/A | Fail RIM | Commercial | Nonequipment | Engine Block Timer | Hospitals | New | 0.34549 | 0.60562 | 1.7529 | N/A | N/A | N/A | Fail TRC
| Commercial | Nonequipment | Engine Block Timer | Institutional | New | 0.31679 | 0.55318 | 1.7462 | N/A | N/A | N/A | Fail RIM | Commercial | Nonequipment | Engine Block Timer | Institutional | New | 0.31679 | 0.55318 | 1.7462 | N/A | N/A | N/A | Fail TRC
| Commercial | Nonequipment | Engine Block Timer | Lodging/Hospitality | New | 0.30593 | 0.53294 | 1.7421 | N/A | N/A | N/A | Fail RIM | Commercial | Nonequipment | Engine Block Timer | Lodging/Hospitality | New | 0.30593 | 0.53294 | 1.7421 | N/A | N/A | N/A | Fail TRC
| Commercial | Nonequipment | Engine Block Timer | Miscellaneous | New | 0.31679 | 0.55318 | 1.7462 | N/A | N/A | N/A | Fail RIM | Commercial | Nonequipment | Engine Block Timer | Miscellaneous | New | 0.31679 | 0.55318 | 1.7462 | N/A | N/A | N/A | Fail TRC
| Commercial | Nonequipment | Engine Block Timer | Offices | New | 0.31679 | 0.55318 | 1.7462 | N/A | N/A | N/A | Fail RIM | Commercial | Nonequipment | Engine Block Timer | Offices | New | 0.31679 | 0.55318 | 1.7462 | N/A | N/A | N/A | Fail TRC
| Commercial | Nonequipment | Engine Block Timer | Restaurants | New | 0.31679 | 0.55318 | 1.7462 | N/A | N/A | N/A | Fail RIM | Commercial | Nonequipment | Engine Block Timer | Restaurants | New | 0.31679 | 0.55318 | 1.7462 | N/A | N/A | N/A | Fail TRC
| Commercial | Nonequipment | Engine Block Timer | Retail | New | 0.31679 | 0.55318 | 1.7462 | N/A | N/A | N/A | Fail RIM | Commercial | Nonequipment | Engine Block Timer | Retail | New | 0.31679 | 0.55318 | 1.7462 | N/A | N/A | N/A | Fail TRC
| Commercial | Nonequipment | Engine Block Timer | Schools K-12 | New | 0.31679 | 0.55318 | 1.7462 | N/A | N/A | N/A | Fail RIM | Commercial | Nonequipment | Engine Block Timer | Schools K-12 | New | 0.31679 | 0.55318 | 1.7462 | N/A | N/A | N/A | Fail TRC
| Commercial | Nonequipment | Engine Block Timer | Warehouse | New | 0.31679 | 0.55318 | 1.7462 | N/A | N/A | N/A | Fail RIM | Commercial | Nonequipment | Engine Block Timer | Warehouse | New | 0.31679 | 0.55318 | 1.7462 | N/A | N/A | N/A | Fail TRC
| Commercial | Nonequipment | Regenerative Drive Elevator Motor | Assembly | Existing | 0.33614 | 0.073724 | 0.21933 | N/A | N/A | N/A | Fail RIM | Commercial | Nonequipment | Regenerative Drive Elevator Motor | Assembly | Existing | 0.33614 | 0.073724 | 0.21933 | N/A | N/A | N/A | Fail TRC
| Commercial | Nonequipment | Regenerative Drive Elevator Motor | College and University | Existing | 0.34525 | 0.075687 | 0.21922 | N/A | N/A | N/A | Fail RIM | Commercial | Nonequipment | Regenerative Drive Elevator Motor | College and University | Existing | 0.34525 | 0.075687 | 0.21922 | N/A | N/A | N/A | Fail TRC
| Commercial | Nonequipment | Regenerative Drive Elevator Motor | Grocery | Existing | 0.33614 | 0.073724 | 0.21933 | N/A | N/A | N/A | Fail RIM | Commercial | Nonequipment | Regenerative Drive Elevator Motor | Grocery | Existing | 0.33614 | 0.073724 | 0.21933 | N/A | N/A | N/A | Fail TRC
| Commercial | Nonequipment | Regenerative Drive Elevator Motor | Healthcare | Existing | 0.34525 | 0.075687 | 0.21922 | N/A | N/A | N/A | Fail RIM | Commercial | Nonequipment | Regenerative Drive Elevator Motor | Healthcare | Existing | 0.34525 | 0.075687 | 0.21922 | N/A | N/A | N/A | Fail TRC
| Commercial | Nonequipment | Regenerative Drive Elevator Motor | Hospitals | Existing | 0.34525 | 0.075687 | 0.21922 | N/A | N/A | N/A | Fail RIM | Commercial | Nonequipment | Regenerative Drive Elevator Motor | Hospitals | Existing | 0.34525 | 0.075687 | 0.21922 | N/A | N/A | N/A | Fail TRC
| Commercial | Nonequipment | Regenerative Drive Elevator Motor | Institutional | Existing | 0.33614 | 0.073724 | 0.21933 | N/A | N/A | N/A | Fail RIM | Commercial | Nonequipment | Regenerative Drive Elevator Motor | Institutional | Existing | 0.33614 | 0.073724 | 0.21933 | N/A | N/A | N/A | Fail TRC
| Commercial | Nonequipment | Regenerative Drive Elevator Motor | Lodging/Hospitality | Existing | 0.34525 | 0.075687 | 0.21922 | N/A | N/A | N/A | Fail RIM | Commercial | Nonequipment | Regenerative Drive Elevator Motor | Lodging/Hospitality | Existing | 0.34525 | 0.075687 | 0.21922 | N/A | N/A | N/A | Fail TRC
| Commercial | Nonequipment | Regenerative Drive Elevator Motor | Miscellaneous | Existing | 0.33614 | 0.073724 | 0.21933 | N/A | N/A | N/A | Fail RIM | Commercial | Nonequipment | Regenerative Drive Elevator Motor | Miscellaneous | Existing | 0.33614 | 0.073724 | 0.21933 | N/A | N/A | N/A | Fail TRC
| Commercial | Nonequipment | Regenerative Drive Elevator Motor | Offices | Existing | 0.33614 | 0.073724 | 0.21933 | N/A | N/A | N/A | Fail RIM | Commercial | Nonequipment | Regenerative Drive Elevator Motor | Offices | Existing | 0.33614 | 0.073724 | 0.21933 | N/A | N/A | N/A | Fail TRC
| Commercial | Nonequipment | Regenerative Drive Elevator Motor | Restaurants | Existing | 0.34525 | 0.075687 | 0.21922 | N/A | N/A | N/A | Fail RIM | Commercial | Nonequipment | Regenerative Drive Elevator Motor | Restaurants | Existing | 0.34525 | 0.075687 | 0.21922 | N/A | N/A | N/A | Fail TRC
| Commercial | Nonequipment | Regenerative Drive Elevator Motor | Retail | Existing | 0.33614 | 0.073724 | 0.21933 | N/A | N/A | N/A | Fail RIM | Commercial | Nonequipment | Regenerative Drive Elevator Motor | Retail | Existing | 0.33614 | 0.073724 | 0.21933 | N/A | N/A | N/A | Fail TRC
| Commercial | Nonequipment | Regenerative Drive Elevator Motor | Schools K-12 | Existing | 0.34525 | 0.075687 | 0.21922 | N/A | N/A | N/A | Fail RIM | Commercial | Nonequipment | Regenerative Drive Elevator Motor | Schools K-12 | Existing | 0.34525 | 0.075687 | 0.21922 | N/A | N/A | N/A | Fail TRC
| Commercial | Nonequipment | Regenerative Drive Elevator Motor | Warehouse | Existing | 0.33614 | 0.073724 | 0.21933 | N/A | N/A | N/A | Fail RIM | Commercial | Nonequipment | Regenerative Drive Elevator Motor | Warehouse | Existing | 0.33614 | 0.073724 | 0.21933 | N/A | N/A | N/A | Fail TRC
| Commercial | Nonequipment | Regenerative Drive Elevator Motor | Assembly | New | 0.33614 | 0.073724 | 0.21933 | N/A | N/A | N/A | Fail RIM | Commercial | Nonequipment | Regenerative Drive Elevator Motor | Assembly | New | 0.33614 | 0.073724 | 0.21933 | N/A | N/A | N/A | Fail TRC
| Commercial | Nonequipment | Regenerative Drive Elevator Motor | College and University | New | 0.34525 | 0.075687 | 0.21922 | N/A | N/A | N/A | Fail RIM | Commercial | Nonequipment | Regenerative Drive Elevator Motor | College and University | New | 0.34525 | 0.075687 | 0.21922 | N/A | N/A | N/A | Fail TRC
| Commercial | Nonequipment | Regenerative Drive Elevator Motor | Grocery | New | 0.33614 | 0.073724 | 0.21933 | N/A | N/A | N/A | Fail RIM | Commercial | Nonequipment | Regenerative Drive Elevator Motor | Grocery | New | 0.33614 | 0.073724 | 0.21933 | N/A | N/A | N/A | Fail TRC
| Commercial | Nonequipment | Regenerative Drive Elevator Motor | Healthcare | New | 0.34525 | 0.075687 | 0.21922 | N/A | N/A | N/A | Fail RIM | Commercial | Nonequipment | Regenerative Drive Elevator Motor | Healthcare | New | 0.34525 | 0.075687 | 0.21922 | N/A | N/A | N/A | Fail TRC
| Commercial | Nonequipment | Regenerative Drive Elevator Motor | Hospitals | New | 0.34525 | 0.075687 | 0.21922 | N/A | N/A | N/A | Fail RIM | Commercial | Nonequipment | Regenerative Drive Elevator Motor | Hospitals | New | 0.34525 | 0.075687 | 0.21922 | N/A | N/A | N/A | Fail TRC
| Commercial | Nonequipment | Regenerative Drive Elevator Motor | Institutional | New | 0.33614 | 0.073724 | 0.21933 | N/A | N/A | N/A | Fail RIM | Commercial | Nonequipment | Regenerative Drive Elevator Motor | Institutional | New | 0.33614 | 0.073724 | 0.21933 | N/A | N/A | N/A | Fail TRC
| Commercial | Nonequipment | Regenerative Drive Elevator Motor | Lodging/Hospitality | New | 0.34525 | 0.075687 | 0.21922 | N/A | N/A | N/A | Fail RIM | Commercial | Nonequipment | Regenerative Drive Elevator Motor | Lodging/Hospitality | New | 0.34525 | 0.075687 | 0.21922 | N/A | N/A | N/A | Fail TRC
| Commercial | Nonequipment | Regenerative Drive Elevator Motor | Miscellaneous | New | 0.33614 | 0.073724 | 0.21933 | N/A | N/A | N/A | Fail RIM | Commercial | Nonequipment | Regenerative Drive Elevator Motor | Miscellaneous | New | 0.33614 | 0.073724 | 0.21933 | N/A | N/A | N/A | Fail TRC
| Commercial | Nonequipment | Regenerative Drive Elevator Motor | Offices | New | 0.33614 | 0.073724 | 0.21933 | N/A | N/A | N/A | Fail RIM | Commercial | Nonequipment | Regenerative Drive Elevator Motor | Offices | New | 0.33614 | 0.073724 | 0.21933 | N/A | N/A | N/A | Fail TRC
| Commercial | Nonequipment | Regenerative Drive Elevator Motor | Restaurants | New | 0.34525 | 0.075687 | 0.21922 | N/A | N/A | N/A | Fail RIM | Commercial | Nonequipment | Regenerative Drive Elevator Motor | Restaurants | New | 0.34525 | 0.075687 | 0.21922 | N/A | N/A | N/A | Fail TRC
| Commercial | Nonequipment | Regenerative Drive Elevator Motor | Retail | New | 0.33614 | 0.073724 | 0.21933 | N/A | N/A | N/A | Fail RIM | Commercial | Nonequipment | Regenerative Drive Elevator Motor | Retail | New | 0.33614 | 0.073724 | 0.21933 | N/A | N/A | N/A | Fail TRC
| Commercial | Nonequipment | Regenerative Drive Elevator Motor | Schools K-12 | New | 0.34525 | 0.075687 | 0.21922 | N/A | N/A | N/A | Fail RIM | Commercial | Nonequipment | Regenerative Drive Elevator Motor | Schools K-12 | New | 0.34525 | 0.075687 | 0.21922 | N/A | N/A | N/A | Fail TRC
| Commercial | Nonequipment | Regenerative Drive Elevator Motor | Warehouse | New | 0.33614 | 0.073724 | 0.21933 | N/A | N/A | N/A | Fail RIM | Commercial | Nonequipment | Regenerative Drive Elevator Motor | Warehouse | New | 0.33614 | 0.073724 | 0.21933 | N/A | N/A | N/A | Fail TRC
| Commercial | Nonequipment | VSD Controlled Compressor | Assembly | Existing | 0.3408 | 1.3266 | 3.8926 | N/A | N/A | N/A | Fail RIM | Commercial | Nonequipment | VSD Controlled Compressor | Assembly | Existing | 0.3408 | 1.3266 | 3.8926 | 0.31329 | 1.1916 | 4.1212
| Commercial | Nonequipment | VSD Controlled Compressor | College and University | Existing | 0.34337 | 1.3352 | 3.8885 | N/A | N/A | N/A | Fail RIM | Commercial | Nonequipment | VSD Controlled Compressor | College and University | Existing | 0.34337 | 1.3352 | 3.8885 | 0.31562 | 1.1993 | 4.1171
| Commercial | Nonequipment | VSD Controlled Compressor | Grocery | Existing | 0.3408 | 1.3266 | 3.8926 | N/A | N/A | N/A | Fail RIM | Commercial | Nonequipment | VSD Controlled Compressor | Grocery | Existing | 0.3408 | 1.3266 | 3.8926 | 0.31329 | 1.1916 | 4.1212
| Commercial | Nonequipment | VSD Controlled Compressor | Healthcare | Existing | 0.34337 | 1.3352 | 3.8885 | N/A | N/A | N/A | Fail RIM | Commercial | Nonequipment | VSD Controlled Compressor | Healthcare | Existing | 0.34337 | 1.3352 | 3.8885 | 0.31562 | 1.1993 | 4.1171
| Commercial | Nonequipment | VSD Controlled Compressor | Hospitals | Existing | 0.34337 | 1.3352 | 3.8885 | N/A | N/A | N/A | Fail RIM | Commercial | Nonequipment | VSD Controlled Compressor | Hospitals | Existing | 0.34337 | 1.3352 | 3.8885 | 0.31562 | 1.1993 | 4.1171
| Commercial | Nonequipment | VSD Controlled Compressor | Institutional | Existing | 0.3408 | 1.3266 | 3.8926 | N/A | N/A | N/A | Fail RIM | Commercial | Nonequipment | VSD Controlled Compressor | Institutional | Existing | 0.3408 | 1.3266 | 3.8926 | 0.31329 | 1.1916 | 4.1212
| Commercial | Nonequipment | VSD Controlled Compressor | Lodging/Hospitality | Existing | 0.34337 | 1.3352 | 3.8885 | N/A | N/A | N/A | Fail RIM | Commercial | Nonequipment | VSD Controlled Compressor | Lodging/Hospitality | Existing | 0.34337 | 1.3352 | 3.8885 | 0.31562 | 1.1993 | 4.1171
| Commercial | Nonequipment | VSD Controlled Compressor | Miscellaneous | Existing | 0.3408 | 1.3266 | 3.8926 | N/A | N/A | N/A | Fail RIM | Commercial | Nonequipment | VSD Controlled Compressor | Miscellaneous | Existing | 0.3408 | 1.3266 | 3.8926 | 0.31329 | 1.1916 | 4.1212
| Commercial | Nonequipment | VSD Controlled Compressor | Offices | Existing | 0.3408 | 1.3266 | 3.8926 | N/A | N/A | N/A | Fail RIM | Commercial | Nonequipment | VSD Controlled Compressor | Offices | Existing | 0.3408 | 1.3266 | 3.8926 | 0.31329 | 1.1916 | 4.1212
| Commercial | Nonequipment | VSD Controlled Compressor | Restaurants | Existing | 0.34337 | 1.3352 | 3.8885 | N/A | N/A | N/A | Fail RIM | Commercial | Nonequipment | VSD Controlled Compressor | Restaurants | Existing | 0.34337 | 1.3352 | 3.8885 | 0.31562 | 1.1993 | 4.1171
| Commercial | Nonequipment | VSD Controlled Compressor | Retail | Existing | 0.3408 | 1.3266 | 3.8926 | N/A | N/A | N/A | Fail RIM | Commercial | Nonequipment | VSD Controlled Compressor | Retail | Existing | 0.3408 | 1.3266 | 3.8926 | 0.31329 | 1.1916 | 4.1212
| Commercial | Nonequipment | VSD Controlled Compressor | Schools K-12 | Existing | 0.34337 | 1.3352 | 3.8885 | N/A | N/A | N/A | Fail RIM | Commercial | Nonequipment | VSD Controlled Compressor | Schools K-12 | Existing | 0.34337 | 1.3352 | 3.8885 | 0.31562 | 1.1993 | 4.1171
| Commercial | Nonequipment | VSD Controlled Compressor | Warehouse | Existing | 0.3408 | 1.3266 | 3.8926 | N/A | N/A | N/A | Fail RIM | Commercial | Nonequipment | VSD Controlled Compressor | Warehouse | Existing | 0.3408 | 1.3266 | 3.8926 | 0.31329 | 1.1916 | 4.1212
| Commercial | Nonequipment | VSD Controlled Compressor | Assembly | New | 0.3408 | 1.3266 | 3.8926 | N/A | N/A | N/A | Fail RIM | Commercial | Nonequipment | VSD Controlled Compressor | Assembly | New | 0.3408 | 1.3266 | 3.8926 | 0.31329 | 1.1916 | 4.1212
| Commercial | Nonequipment | VSD Controlled Compressor | College and University | New | 0.34337 | 1.3352 | 3.8885 | N/A | N/A | N/A | Fail RIM | Commercial | Nonequipment | VSD Controlled Compressor | College and University | New | 0.34337 | 1.3352 | 3.8885 | 0.31562 | 1.1993 | 4.1171
| Commercial | Nonequipment | VSD Controlled Compressor | Grocery | New | 0.3408 | 1.3266 | 3.8926 | N/A | N/A | N/A | Fail RIM | Commercial | Nonequipment | VSD Controlled Compressor | Grocery | New | 0.3408 | 1.3266 | 3.8926 | 0.31329 | 1.1916 | 4.1212
| Commercial | Nonequipment | VSD Controlled Compressor | Healthcare | New | 0.34337 | 1.3352 | 3.8885 | N/A | N/A | N/A | Fail RIM | Commercial | Nonequipment | VSD Controlled Compressor | Healthcare | New | 0.34337 | 1.3352 | 3.8885 | 0.31562 | 1.1993 | 4.1171
| Commercial | Nonequipment | VSD Controlled Compressor | Hospitals | New | 0.34337 | 1.3352 | 3.8885 | N/A | N/A | N/A | Fail RIM | Commercial | Nonequipment | VSD Controlled Compressor | Hospitals | New | 0.34337 | 1.3352 | 3.8885 | 0.31562 | 1.1993 | 4.1171
| Commercial | Nonequipment | VSD Controlled Compressor | Institutional | New | 0.3408 | 1.3266 | 3.8926 | N/A | N/A | N/A | Fail RIM | Commercial | Nonequipment | VSD Controlled Compressor | Institutional | New | 0.3408 | 1.3266 | 3.8926 | 0.31329 | 1.1916 | 4.1212
| Commercial | Nonequipment | VSD Controlled Compressor | Lodging/Hospitality | New | 0.34337 | 1.3352 | 3.8885 | N/A | N/A | N/A | Fail RIM | Commercial | Nonequipment | VSD Controlled Compressor | Lodging/Hospitality | New | 0.34337 | 1.3352 | 3.8885 | 0.31562 | 1.1993 | 4.1171
| Commercial | Nonequipment | VSD Controlled Compressor | Miscellaneous | New | 0.3408 | 1.3266 | 3.8926 | N/A | N/A | N/A | Fail RIM | Commercial | Nonequipment | VSD Controlled Compressor | Miscellaneous | New | 0.3408 | 1.3266 | 3.8926 | 0.31329 | 1.1916 | 4.1212
| Commercial | Nonequipment | VSD Controlled Compressor | Offices | New | 0.3408 | 1.3266 | 3.8926 | N/A | N/A | N/A | Fail RIM | Commercial | Nonequipment | VSD Controlled Compressor | Offices | New | 0.3408 | 1.3266 | 3.8926 | 0.31329 | 1.1916 | 4.1212
| Commercial | Nonequipment | VSD Controlled Compressor | Restaurants | New | 0.34337 | 1.3352 | 3.8885 | N/A | N/A | N/A | Fail RIM | Commercial | Nonequipment | VSD Controlled Compressor | Restaurants | New | 0.34337 | 1.3352 | 3.8885 | 0.31562 | 1.1993 | 4.1171
| Commercial | Nonequipment | VSD Controlled Compressor | Retail | New | 0.3408 | 1.3266 | 3.8926 | N/A | N/A | N/A | Fail RIM | Commercial | Nonequipment | VSD Controlled Compressor | Retail | New | 0.3408 | 1.3266 | 3.8926 | 0.31329 | 1.1916 | 4.1212
| Commercial | Nonequipment | VSD Controlled Compressor | Schools K-12 | New | 0.34337 | 1.3352 | 3.8885 | N/A | N/A | N/A | Fail RIM | Commercial | Nonequipment | VSD Controlled Compressor | Schools K-12 | New | 0.34337 | 1.3352 | 3.8885 | 0.31562 | 1.1993 | 4.1171
| Commercial | Nonequipment | VSD Controlled Compressor | Warehouse | New | 0.3408 | 1.3266 | 3.8926 | N/A | N/A | N/A | Fail RIM | Commercial | Nonequipment | VSD Controlled Compressor | Warehouse | New | 0.3408 | 1.3266 | 3.8926 | 0.31329 | 1.1916 | 4.1212
| Commercial | Nonequipment | Network PC Power Management | Assembly | Existing | 0.36388 | 0.80661 | 2.2167 | N/A | N/A | N/A | Fail RIM | Commercial | Nonequipment | Network PC Power Management | Assembly | Existing | 0.36388 | 0.80661 | 2.2167 | N/A | N/A | N/A | Fail TRC
| Commercial | Nonequipment | Network PC Power Management | College and University | Existing | 0.3465 | 0.77841 | 2.2465 | N/A | N/A | N/A | Fail RIM | Commercial | Nonequipment | Network PC Power Management | College and University | Existing | 0.3465 | 0.77841 | 2.2465 | N/A | N/A | N/A | Fail TRC
| Commercial | Nonequipment | Network PC Power Management | Grocery | Existing | 0.35379 | 0.7841 | 2.2163 | N/A | N/A | N/A | Fail RIM | Commercial | Nonequipment | Network PC Power Management | Grocery | Existing | 0.35379 | 0.7841 | 2.2163 | N/A | N/A | N/A | Fail TRC
| Commercial | Nonequipment | Network PC Power Management | Healthcare | Existing | 0.35379 | 0.79116 | 2.2363 | N/A | N/A | N/A | Fail RIM | Commercial | Nonequipment | Network PC Power Management | Healthcare | Existing | 0.35379 | 0.79116 | 2.2363 | N/A | N/A | N/A | Fail TRC
| Commercial | Nonequipment | Network PC Power Management | Hospitals | Existing | 0.3465 | 0.78598 | 2.2684 | N/A | N/A | N/A | Fail RIM | Commercial | Nonequipment | Network PC Power Management | Hospitals | Existing | 0.3465 | 0.78598 | 2.2684 | N/A | N/A | N/A | Fail TRC
| Commercial | Nonequipment | Network PC Power Management | Institutional | Existing | 0.36388 | 0.80474 | 2.2115 | N/A | N/A | N/A | Fail RIM | Commercial | Nonequipment | Network PC Power Management | Institutional | Existing | 0.36388 | 0.80474 | 2.2115 | N/A | N/A | N/A | Fail TRC
| Commercial | Nonequipment | Network PC Power Management | Lodging/Hospitality | Existing | 0.35379 | 0.79172 | 2.2378 | N/A | N/A | N/A | Fail RIM | Commercial | Nonequipment | Network PC Power Management | Lodging/Hospitality | Existing | 0.35379 | 0.79172 | 2.2378 | N/A | N/A | N/A | Fail TRC
| Commercial | Nonequipment | Network PC Power Management | Miscellaneous | Existing | 0.36388 | 0.82587 | 2.2696 | N/A | N/A | N/A | Fail RIM | Commercial | Nonequipment | Network PC Power Management | Miscellaneous | Existing | 0.36388 | 0.82587 | 2.2696 | N/A | N/A | N/A | Fail TRC
| Commercial | Nonequipment | Network PC Power Management | Offices | Existing | 0.35379 | 0.79305 | 2.2416 | N/A | N/A | N/A | Fail RIM | Commercial | Nonequipment | Network PC Power Management | Offices | Existing | 0.35379 | 0.79305 | 2.2416 | N/A | N/A | N/A | Fail TRC
| Commercial | Nonequipment | Network PC Power Management | Restaurants | Existing | 0.36388 | 0.8166 | 2.2441 | N/A | N/A | N/A | Fail RIM | Commercial | Nonequipment | Network PC Power Management | Restaurants | Existing | 0.36388 | 0.8166 | 2.2441 | N/A | N/A | N/A | Fail TRC
| Commercial | Nonequipment | Network PC Power Management | Retail | Existing | 0.35379 | 0.77835 | 2.2001 | N/A | N/A | N/A | Fail RIM | Commercial | Nonequipment | Network PC Power Management | Retail | Existing | 0.35379 | 0.77835 | 2.2001 | N/A | N/A | N/A | Fail TRC
| Commercial | Nonequipment | Network PC Power Management | Schools K-12 | Existing | 0.35379 | 0.79699 | 2.2527 | N/A | N/A | N/A | Fail RIM | Commercial | Nonequipment | Network PC Power Management | Schools K-12 | Existing | 0.35379 | 0.79699 | 2.2527 | N/A | N/A | N/A | Fail TRC
| Commercial | Nonequipment | Network PC Power Management | Warehouse | Existing | 0.36388 | 0.65279 | 1.794 | N/A | N/A | N/A | Fail RIM | Commercial | Nonequipment | Network PC Power Management | Warehouse | Existing | 0.36388 | 0.65279 | 1.794 | N/A | N/A | N/A | Fail TRC
| Commercial | Nonequipment | Network PC Power Management | Assembly | New | 0.36388 | 0.80661 | 2.2167 | N/A | N/A | N/A | Fail RIM | Commercial | Nonequipment | Network PC Power Management | Assembly | New | 0.36388 | 0.80661 | 2.2167 | N/A | N/A | N/A | Fail TRC
| Commercial | Nonequipment | Network PC Power Management | College and University | New | 0.3465 | 0.77841 | 2.2465 | N/A | N/A | N/A | Fail RIM | Commercial | Nonequipment | Network PC Power Management | College and University | New | 0.3465 | 0.77841 | 2.2465 | N/A | N/A | N/A | Fail TRC
| Commercial | Nonequipment | Network PC Power Management | Grocery | New | 0.35379 | 0.7841 | 2.2163 | N/A | N/A | N/A | Fail RIM | Commercial | Nonequipment | Network PC Power Management | Grocery | New | 0.35379 | 0.7841 | 2.2163 | N/A | N/A | N/A | Fail TRC
| Commercial | Nonequipment | Network PC Power Management | Healthcare | New | 0.35379 | 0.79116 | 2.2363 | N/A | N/A | N/A | Fail RIM | Commercial | Nonequipment | Network PC Power Management | Healthcare | New | 0.35379 | 0.79116 | 2.2363 | N/A | N/A | N/A | Fail TRC
| Commercial | Nonequipment | Network PC Power Management | Hospitals | New | 0.3465 | 0.78598 | 2.2684 | N/A | N/A | N/A | Fail RIM | Commercial | Nonequipment | Network PC Power Management | Hospitals | New | 0.3465 | 0.78598 | 2.2684 | N/A | N/A | N/A | Fail TRC
| Commercial | Nonequipment | Network PC Power Management | Institutional | New | 0.36388 | 0.80474 | 2.2115 | N/A | N/A | N/A | Fail RIM | Commercial | Nonequipment | Network PC Power Management | Institutional | New | 0.36388 | 0.80474 | 2.2115 | N/A | N/A | N/A | Fail TRC
| Commercial | Nonequipment | Network PC Power Management | Lodging/Hospitality | New | 0.35379 | 0.79172 | 2.2378 | N/A | N/A | N/A | Fail RIM | Commercial | Nonequipment | Network PC Power Management | Lodging/Hospitality | New | 0.35379 | 0.79172 | 2.2378 | N/A | N/A | N/A | Fail TRC
| Commercial | Nonequipment | Network PC Power Management | Miscellaneous | New | 0.36388 | 0.82587 | 2.2696 | N/A | N/A | N/A | Fail RIM | Commercial | Nonequipment | Network PC Power Management | Miscellaneous | New | 0.36388 | 0.82587 | 2.2696 | N/A | N/A | N/A | Fail TRC
| Commercial | Nonequipment | Network PC Power Management | Offices | New | 0.35379 | 0.79305 | 2.2416 | N/A | N/A | N/A | Fail RIM | Commercial | Nonequipment | Network PC Power Management | Offices | New | 0.35379 | 0.79305 | 2.2416 | N/A | N/A | N/A | Fail TRC
| Commercial | Nonequipment | Network PC Power Management | Restaurants | New | 0.36388 | 0.8166 | 2.2441 | N/A | N/A | N/A | Fail RIM | Commercial | Nonequipment | Network PC Power Management | Restaurants | New | 0.36388 | 0.8166 | 2.2441 | N/A | N/A | N/A | Fail TRC
| Commercial | Nonequipment | Network PC Power Management | Retail | New | 0.35379 | 0.77835 | 2.2001 | N/A | N/A | N/A | Fail RIM | Commercial | Nonequipment | Network PC Power Management | Retail | New | 0.35379 | 0.77835 | 2.2001 | N/A | N/A | N/A | Fail TRC
| Commercial | Nonequipment | Network PC Power Management | Schools K-12 | New | 0.35379 | 0.79699 | 2.2527 | N/A | N/A | N/A | Fail RIM | Commercial | Nonequipment | Network PC Power Management | Schools K-12 | New | 0.35379 | 0.79699 | 2.2527 | N/A | N/A | N/A | Fail TRC
| Commercial | Nonequipment | Network PC Power Management | Warehouse | New | 0.36388 | 0.65279 | 1.794 | N/A | N/A | N/A | Fail RIM | Commercial | Nonequipment | Network PC Power Management | Warehouse | New | 0.36388 | 0.65279 | 1.794 | N/A | N/A | N/A | Fail TRC
| Commercial | Nonequipment | Smart Strip Plug Outlet | Assembly | Existing | 0.36342 | 0.89214 | 2.4549 | N/A | N/A | N/A | Fail RIM | Commercial | Nonequipment | Smart Strip Plug Outlet | Assembly | Existing | 0.36342 | 0.89214 | 2.4549 | N/A | N/A | N/A | Fail TRC
| Commercial | Nonequipment | Smart Strip Plug Outlet | College and University | Existing | 0.35347 | 1.1401 | 3.2253 | N/A | N/A | N/A | Fail RIM | Commercial | Nonequipment | Smart Strip Plug Outlet | College and University | Existing | 0.35347 | 1.1401 | 3.2253 | N/A | N/A | N/A | Fail 2-year Threshold
| Commercial | Nonequipment | Smart Strip Plug Outlet | Grocery | Existing | 0.35347 | 1.1042 | 3.1239 | N/A | N/A | N/A | Fail RIM | Commercial | Nonequipment | Smart Strip Plug Outlet | Grocery | Existing | 0.35347 | 1.1042 | 3.1239 | N/A | N/A | N/A | Fail 2-year Threshold
| Commercial | Nonequipment | Smart Strip Plug Outlet | Healthcare | Existing | 0.35347 | 1.5518 | 4.3903 | N/A | N/A | N/A | Fail RIM | Commercial | Nonequipment | Smart Strip Plug Outlet | Healthcare | Existing | 0.35347 | 1.5518 | 4.3903 | N/A | N/A | N/A | Fail 2-year Threshold
| Commercial | Nonequipment | Smart Strip Plug Outlet | Hospitals | Existing | 0.35347 | 1.7015 | 4.8136 | N/A | N/A | N/A | Fail RIM | Commercial | Nonequipment | Smart Strip Plug Outlet | Hospitals | Existing | 0.35347 | 1.7015 | 4.8136 | N/A | N/A | N/A | Fail 2-year Threshold
| Commercial | Nonequipment | Smart Strip Plug Outlet | Institutional | Existing | 0.36342 | 1.4565 | 4.0078 | N/A | N/A | N/A | Fail RIM | Commercial | Nonequipment | Smart Strip Plug Outlet | Institutional | Existing | 0.36342 | 1.4565 | 4.0078 | N/A | N/A | N/A | Fail 2-year Threshold
| Commercial | Nonequipment | Smart Strip Plug Outlet | Lodging/Hospitality | Existing | 0.35347 | 1.2742 | 3.6048 | N/A | N/A | N/A | Fail RIM | Commercial | Nonequipment | Smart Strip Plug Outlet | Lodging/Hospitality | Existing | 0.35347 | 1.2742 | 3.6048 | N/A | N/A | N/A | Fail 2-year Threshold
| Commercial | Nonequipment | Smart Strip Plug Outlet | Miscellaneous | Existing | 0.36342 | 1.7778 | 4.892 | N/A | N/A | N/A | Fail RIM | Commercial | Nonequipment | Smart Strip Plug Outlet | Miscellaneous | Existing | 0.36342 | 1.7778 | 4.892 | N/A | N/A | N/A | Fail 2-year Threshold
| Commercial | Nonequipment | Smart Strip Plug Outlet | Offices | Existing | 0.35347 | 1.0769 | 3.0467 | N/A | N/A | N/A | Fail RIM | Commercial | Nonequipment | Smart Strip Plug Outlet | Offices | Existing | 0.35347 | 1.0769 | 3.0467 | N/A | N/A | N/A | Fail 2-year Threshold
| Commercial | Nonequipment | Smart Strip Plug Outlet | Restaurants | Existing | 0.36342 | 1.0674 | 2.9372 | N/A | N/A | N/A | Fail RIM | Commercial | Nonequipment | Smart Strip Plug Outlet | Restaurants | Existing | 0.36342 | 1.0674 | 2.9372 | N/A | N/A | N/A | Fail 2-year Threshold
| Commercial | Nonequipment | Smart Strip Plug Outlet | Retail | Existing | 0.35347 | 0.46976 | 1.329 | N/A | N/A | N/A | Fail RIM | Commercial | Nonequipment | Smart Strip Plug Outlet | Retail | Existing | 0.35347 | 0.46976 | 1.329 | N/A | N/A | N/A | Fail TRC
| Commercial | Nonequipment | Smart Strip Plug Outlet | Schools K-12 | Existing | 0.35347 | 1.5633 | 4.4227 | N/A | N/A | N/A | Fail RIM | Commercial | Nonequipment | Smart Strip Plug Outlet | Schools K-12 | Existing | 0.35347 | 1.5633 | 4.4227 | N/A | N/A | N/A | Fail 2-year Threshold
| Commercial | Nonequipment | Smart Strip Plug Outlet | Warehouse | Existing | 0.36342 | 0.13128 | 0.36122 | N/A | N/A | N/A | Fail RIM | Commercial | Nonequipment | Smart Strip Plug Outlet | Warehouse | Existing | 0.36342 | 0.13128 | 0.36122 | N/A | N/A | N/A | Fail TRC
| Commercial | Nonequipment | Smart Strip Plug Outlet | Assembly | New | 0.36342 | 0.89214 | 2.4549 | N/A | N/A | N/A | Fail RIM | Commercial | Nonequipment | Smart Strip Plug Outlet | Assembly | New | 0.36342 | 0.89214 | 2.4549 | N/A | N/A | N/A | Fail TRC
| Commercial | Nonequipment | Smart Strip Plug Outlet | College and University | New | 0.35347 | 1.1401 | 3.2253 | N/A | N/A | N/A | Fail RIM | Commercial | Nonequipment | Smart Strip Plug Outlet | College and University | New | 0.35347 | 1.1401 | 3.2253 | N/A | N/A | N/A | Fail 2-year Threshold
| Commercial | Nonequipment | Smart Strip Plug Outlet | Grocery | New | 0.35347 | 1.1042 | 3.1239 | N/A | N/A | N/A | Fail RIM | Commercial | Nonequipment | Smart Strip Plug Outlet | Grocery | New | 0.35347 | 1.1042 | 3.1239 | N/A | N/A | N/A | Fail 2-year Threshold
| Commercial | Nonequipment | Smart Strip Plug Outlet | Healthcare | New | 0.35347 | 1.5518 | 4.3903 | N/A | N/A | N/A | Fail RIM | Commercial | Nonequipment | Smart Strip Plug Outlet | Healthcare | New | 0.35347 | 1.5518 | 4.3903 | N/A | N/A | N/A | Fail 2-year Threshold
| Commercial | Nonequipment | Smart Strip Plug Outlet | Hospitals | New | 0.35347 | 1.7015 | 4.8136 | N/A | N/A | N/A | Fail RIM | Commercial | Nonequipment | Smart Strip Plug Outlet | Hospitals | New | 0.35347 | 1.7015 | 4.8136 | N/A | N/A | N/A | Fail 2-year Threshold
| Commercial | Nonequipment | Smart Strip Plug Outlet | Institutional | New | 0.36342 | 1.4565 | 4.0078 | N/A | N/A | N/A | Fail RIM | Commercial | Nonequipment | Smart Strip Plug Outlet | Institutional | New | 0.36342 | 1.4565 | 4.0078 | N/A | N/A | N/A | Fail 2-year Threshold
| Commercial | Nonequipment | Smart Strip Plug Outlet | Lodging/Hospitality | New | 0.35347 | 1.2742 | 3.6048 | N/A | N/A | N/A | Fail RIM | Commercial | Nonequipment | Smart Strip Plug Outlet | Lodging/Hospitality | New | 0.35347 | 1.2742 | 3.6048 | N/A | N/A | N/A | Fail 2-year Threshold
| Commercial | Nonequipment | Smart Strip Plug Outlet | Miscellaneous | New | 0.36342 | 1.7778 | 4.892 | N/A | N/A | N/A | Fail RIM | Commercial | Nonequipment | Smart Strip Plug Outlet | Miscellaneous | New | 0.36342 | 1.7778 | 4.892 | N/A | N/A | N/A | Fail 2-year Threshold
| Commercial | Nonequipment | Smart Strip Plug Outlet | Offices | New | 0.35347 | 1.0769 | 3.0467 | N/A | N/A | N/A | Fail RIM | Commercial | Nonequipment | Smart Strip Plug Outlet | Offices | New | 0.35347 | 1.0769 | 3.0467 | N/A | N/A | N/A | Fail 2-year Threshold
| Commercial | Nonequipment | Smart Strip Plug Outlet | Restaurants | New | 0.36342 | 1.0674 | 2.9372 | N/A | N/A | N/A | Fail RIM | Commercial | Nonequipment | Smart Strip Plug Outlet | Restaurants | New | 0.36342 | 1.0674 | 2.9372 | N/A | N/A | N/A | Fail 2-year Threshold
| Commercial | Nonequipment | Smart Strip Plug Outlet | Retail | New | 0.35347 | 0.46976 | 1.329 | N/A | N/A | N/A | Fail RIM | Commercial | Nonequipment | Smart Strip Plug Outlet | Retail | New | 0.35347 | 0.46976 | 1.329 | N/A | N/A | N/A | Fail TRC
| Commercial | Nonequipment | Smart Strip Plug Outlet | Schools K-12 | New | 0.35347 | 1.5633 | 4.4227 | N/A | N/A | N/A | Fail RIM | Commercial | Nonequipment | Smart Strip Plug Outlet | Schools K-12 | New | 0.35347 | 1.5633 | 4.4227 | N/A | N/A | N/A | Fail 2-year Threshold
| Commercial | Nonequipment | Smart Strip Plug Outlet | Warehouse | New | 0.36342 | 0.13128 | 0.36122 | N/A | N/A | N/A | Fail RIM | Commercial | Nonequipment | Smart Strip Plug Outlet | Warehouse | New | 0.36342 | 0.13128 | 0.36122 | N/A | N/A | N/A | Fail TRC
| Commercial | Nonequipment | Anti-Sweat Controls | Assembly | Existing | 0.3274 | 1.5095 | 4.6107 | N/A | N/A | N/A | Fail RIM | Commercial | Nonequipment | Anti-Sweat Controls | Assembly | Existing | 0.3274 | 1.5095 | 4.6107 | N/A | N/A | N/A | Fail 2-year Threshold
| Commercial | Nonequipment | Anti-Sweat Controls | College and University | Existing | 0.3485 | 1.6108 | 4.6222 | N/A | N/A | N/A | Fail RIM | Commercial | Nonequipment | Anti-Sweat Controls | College and University | Existing | 0.3485 | 1.6108 | 4.6222 | N/A | N/A | N/A | Fail 2-year Threshold
| Commercial | Nonequipment | Anti-Sweat Controls | Grocery | Existing | 0.3274 | 1.5095 | 4.6107 | N/A | N/A | N/A | Fail RIM | Commercial | Nonequipment | Anti-Sweat Controls | Grocery | Existing | 0.3274 | 1.5095 | 4.6107 | N/A | N/A | N/A | Fail 2-year Threshold
| Commercial | Nonequipment | Anti-Sweat Controls | Healthcare | Existing | 0.3485 | 1.6108 | 4.6222 | N/A | N/A | N/A | Fail RIM | Commercial | Nonequipment | Anti-Sweat Controls | Healthcare | Existing | 0.3485 | 1.6108 | 4.6222 | N/A | N/A | N/A | Fail 2-year Threshold
| Commercial | Nonequipment | Anti-Sweat Controls | Hospitals | Existing | 0.3485 | 1.6108 | 4.6222 | N/A | N/A | N/A | Fail RIM | Commercial | Nonequipment | Anti-Sweat Controls | Hospitals | Existing | 0.3485 | 1.6108 | 4.6222 | N/A | N/A | N/A | Fail 2-year Threshold
| Commercial | Nonequipment | Anti-Sweat Controls | Institutional | Existing | 0.3274 | 1.5095 | 4.6107 | N/A | N/A | N/A | Fail RIM | Commercial | Nonequipment | Anti-Sweat Controls | Institutional | Existing | 0.3274 | 1.5095 | 4.6107 | N/A | N/A | N/A | Fail 2-year Threshold
| Commercial | Nonequipment | Anti-Sweat Controls | Lodging/Hospitality | Existing | 0.3485 | 1.6108 | 4.6222 | N/A | N/A | N/A | Fail RIM | Commercial | Nonequipment | Anti-Sweat Controls | Lodging/Hospitality | Existing | 0.3485 | 1.6108 | 4.6222 | N/A | N/A | N/A | Fail 2-year Threshold
| Commercial | Nonequipment | Anti-Sweat Controls | Miscellaneous | Existing | 0.3274 | 1.5095 | 4.6107 | N/A | N/A | N/A | Fail RIM | Commercial | Nonequipment | Anti-Sweat Controls | Miscellaneous | Existing | 0.3274 | 1.5095 | 4.6107 | N/A | N/A | N/A | Fail 2-year Threshold
| Commercial | Nonequipment | Anti-Sweat Controls | Offices | Existing | 0.3274 | 1.5095 | 4.6107 | N/A | N/A | N/A | Fail RIM | Commercial | Nonequipment | Anti-Sweat Controls | Offices | Existing | 0.3274 | 1.5095 | 4.6107 | N/A | N/A | N/A | Fail 2-year Threshold
| Commercial | Nonequipment | Anti-Sweat Controls | Restaurants | Existing | 0.3485 | 1.6108 | 4.6222 | N/A | N/A | N/A | Fail RIM | Commercial | Nonequipment | Anti-Sweat Controls | Restaurants | Existing | 0.3485 | 1.6108 | 4.6222 | N/A | N/A | N/A | Fail 2-year Threshold
| Commercial | Nonequipment | Anti-Sweat Controls | Retail | Existing | 0.3274 | 1.5095 | 4.6107 | N/A | N/A | N/A | Fail RIM | Commercial | Nonequipment | Anti-Sweat Controls | Retail | Existing | 0.3274 | 1.5095 | 4.6107 | N/A | N/A | N/A | Fail 2-year Threshold
| Commercial | Nonequipment | Anti-Sweat Controls | Schools K-12 | Existing | 0.3485 | 1.6108 | 4.6222 | N/A | N/A | N/A | Fail RIM | Commercial | Nonequipment | Anti-Sweat Controls | Schools K-12 | Existing | 0.3485 | 1.6108 | 4.6222 | N/A | N/A | N/A | Fail 2-year Threshold
| Commercial | Nonequipment | Anti-Sweat Controls | Warehouse | Existing | 0.3274 | 1.5095 | 4.6107 | N/A | N/A | N/A | Fail RIM | Commercial | Nonequipment | Anti-Sweat Controls | Warehouse | Existing | 0.3274 | 1.5095 | 4.6107 | N/A | N/A | N/A | Fail 2-year Threshold
| Commercial | Nonequipment | Anti-Sweat Controls | Assembly | New | 0.3274 | 1.5095 | 4.6107 | N/A | N/A | N/A | Fail RIM | Commercial | Nonequipment | Anti-Sweat Controls | Assembly | New | 0.3274 | 1.5095 | 4.6107 | N/A | N/A | N/A | Fail 2-year Threshold
| Commercial | Nonequipment | Anti-Sweat Controls | College and University | New | 0.3485 | 1.6108 | 4.6222 | N/A | N/A | N/A | Fail RIM | Commercial | Nonequipment | Anti-Sweat Controls | College and University | New | 0.3485 | 1.6108 | 4.6222 | N/A | N/A | N/A | Fail 2-year Threshold
| Commercial | Nonequipment | Anti-Sweat Controls | Grocery | New | 0.3274 | 1.5095 | 4.6107 | N/A | N/A | N/A | Fail RIM | Commercial | Nonequipment | Anti-Sweat Controls | Grocery | New | 0.3274 | 1.5095 | 4.6107 | N/A | N/A | N/A | Fail 2-year Threshold
| Commercial | Nonequipment | Anti-Sweat Controls | Healthcare | New | 0.3485 | 1.6108 | 4.6222 | N/A | N/A | N/A | Fail RIM | Commercial | Nonequipment | Anti-Sweat Controls | Healthcare | New | 0.3485 | 1.6108 | 4.6222 | N/A | N/A | N/A | Fail 2-year Threshold
| Commercial | Nonequipment | Anti-Sweat Controls | Hospitals | New | 0.3485 | 1.6108 | 4.6222 | N/A | N/A | N/A | Fail RIM | Commercial | Nonequipment | Anti-Sweat Controls | Hospitals | New | 0.3485 | 1.6108 | 4.6222 | N/A | N/A | N/A | Fail 2-year Threshold
| Commercial | Nonequipment | Anti-Sweat Controls | Institutional | New | 0.3274 | 1.5095 | 4.6107 | N/A | N/A | N/A | Fail RIM | Commercial | Nonequipment | Anti-Sweat Controls | Institutional | New | 0.3274 | 1.5095 | 4.6107 | N/A | N/A | N/A | Fail 2-year Threshold
| Commercial | Nonequipment | Anti-Sweat Controls | Lodging/Hospitality | New | 0.3485 | 1.6108 | 4.6222 | N/A | N/A | N/A | Fail RIM | Commercial | Nonequipment | Anti-Sweat Controls | Lodging/Hospitality | New | 0.3485 | 1.6108 | 4.6222 | N/A | N/A | N/A | Fail 2-year Threshold
| Commercial | Nonequipment | Anti-Sweat Controls | Miscellaneous | New | 0.3274 | 1.5095 | 4.6107 | N/A | N/A | N/A | Fail RIM | Commercial | Nonequipment | Anti-Sweat Controls | Miscellaneous | New | 0.3274 | 1.5095 | 4.6107 | N/A | N/A | N/A | Fail 2-year Threshold
| Commercial | Nonequipment | Anti-Sweat Controls | Offices | New | 0.3274 | 1.5095 | 4.6107 | N/A | N/A | N/A | Fail RIM | Commercial | Nonequipment | Anti-Sweat Controls | Offices | New | 0.3274 | 1.5095 | 4.6107 | N/A | N/A | N/A | Fail 2-year Threshold
| Commercial | Nonequipment | Anti-Sweat Controls | Restaurants | New | 0.3485 | 1.6108 | 4.6222 | N/A | N/A | N/A | Fail RIM | Commercial | Nonequipment | Anti-Sweat Controls | Restaurants | New | 0.3485 | 1.6108 | 4.6222 | N/A | N/A | N/A | Fail 2-year Threshold
| Commercial | Nonequipment | Anti-Sweat Controls | Retail | New | 0.3274 | 1.5095 | 4.6107 | N/A | N/A | N/A | Fail RIM | Commercial | Nonequipment | Anti-Sweat Controls | Retail | New | 0.3274 | 1.5095 | 4.6107 | N/A | N/A | N/A | Fail 2-year Threshold
| Commercial | Nonequipment | Anti-Sweat Controls | Schools K-12 | New | 0.3485 | 1.6108 | 4.6222 | N/A | N/A | N/A | Fail RIM | Commercial | Nonequipment | Anti-Sweat Controls | Schools K-12 | New | 0.3485 | 1.6108 | 4.6222 | N/A | N/A | N/A | Fail 2-year Threshold
| Commercial | Nonequipment | Anti-Sweat Controls | Warehouse | New | 0.3274 | 1.5095 | 4.6107 | N/A | N/A | N/A | Fail RIM | Commercial | Nonequipment | Anti-Sweat Controls | Warehouse | New | 0.3274 | 1.5095 | 4.6107 | N/A | N/A | N/A | Fail 2-year Threshold
| Commercial | Nonequipment | Automatic Door Closer for Walk-in Coolers and Freezers | Assembly | Existing | 0.34043 | 0.065606 | 0.19271 | N/A | N/A | N/A | Fail RIM | Commercial | Nonequipment | Automatic Door Closer for Walk-in Coolers and Freezers | Assembly | Existing | 0.34043 | 0.065606 | 0.19271 | N/A | N/A | N/A | Fail TRC
| Commercial | Nonequipment | Automatic Door Closer for Walk-in Coolers and Freezers | College and University | Existing | 0.3485 | 0.067128 | 0.19262 | N/A | N/A | N/A | Fail RIM | Commercial | Nonequipment | Automatic Door Closer for Walk-in Coolers and Freezers | College and University | Existing | 0.3485 | 0.067128 | 0.19262 | N/A | N/A | N/A | Fail TRC
| Commercial | Nonequipment | Automatic Door Closer for Walk-in Coolers and Freezers | Grocery | Existing | 0.34043 | 0.065606 | 0.19271 | N/A | N/A | N/A | Fail RIM | Commercial | Nonequipment | Automatic Door Closer for Walk-in Coolers and Freezers | Grocery | Existing | 0.34043 | 0.065606 | 0.19271 | N/A | N/A | N/A | Fail TRC
| Commercial | Nonequipment | Automatic Door Closer for Walk-in Coolers and Freezers | Healthcare | Existing | 0.3485 | 0.067128 | 0.19262 | N/A | N/A | N/A | Fail RIM | Commercial | Nonequipment | Automatic Door Closer for Walk-in Coolers and Freezers | Healthcare | Existing | 0.3485 | 0.067128 | 0.19262 | N/A | N/A | N/A | Fail TRC
| Commercial | Nonequipment | Automatic Door Closer for Walk-in Coolers and Freezers | Hospitals | Existing | 0.3485 | 0.067128 | 0.19262 | N/A | N/A | N/A | Fail RIM | Commercial | Nonequipment | Automatic Door Closer for Walk-in Coolers and Freezers | Hospitals | Existing | 0.3485 | 0.067128 | 0.19262 | N/A | N/A | N/A | Fail TRC
| Commercial | Nonequipment | Automatic Door Closer for Walk-in Coolers and Freezers | Institutional | Existing | 0.34043 | 0.065606 | 0.19271 | N/A | N/A | N/A | Fail RIM | Commercial | Nonequipment | Automatic Door Closer for Walk-in Coolers and Freezers | Institutional | Existing | 0.34043 | 0.065606 | 0.19271 | N/A | N/A | N/A | Fail TRC
| Commercial | Nonequipment | Automatic Door Closer for Walk-in Coolers and Freezers | Lodging/Hospitality | Existing | 0.3485 | 0.067128 | 0.19262 | N/A | N/A | N/A | Fail RIM | Commercial | Nonequipment | Automatic Door Closer for Walk-in Coolers and Freezers | Lodging/Hospitality | Existing | 0.3485 | 0.067128 | 0.19262 | N/A | N/A | N/A | Fail TRC
| Commercial | Nonequipment | Automatic Door Closer for Walk-in Coolers and Freezers | Miscellaneous | Existing | 0.34043 | 0.065606 | 0.19271 | N/A | N/A | N/A | Fail RIM | Commercial | Nonequipment | Automatic Door Closer for Walk-in Coolers and Freezers | Miscellaneous | Existing | 0.34043 | 0.065606 | 0.19271 | N/A | N/A | N/A | Fail TRC
| Commercial | Nonequipment | Automatic Door Closer for Walk-in Coolers and Freezers | Offices | Existing | 0.34043 | 0.065606 | 0.19271 | N/A | N/A | N/A | Fail RIM | Commercial | Nonequipment | Automatic Door Closer for Walk-in Coolers and Freezers | Offices | Existing | 0.34043 | 0.065606 | 0.19271 | N/A | N/A | N/A | Fail TRC
| Commercial | Nonequipment | Automatic Door Closer for Walk-in Coolers and Freezers | Restaurants | Existing | 0.3485 | 0.067128 | 0.19262 | N/A | N/A | N/A | Fail RIM | Commercial | Nonequipment | Automatic Door Closer for Walk-in Coolers and Freezers | Restaurants | Existing | 0.3485 | 0.067128 | 0.19262 | N/A | N/A | N/A | Fail TRC
| Commercial | Nonequipment | Automatic Door Closer for Walk-in Coolers and Freezers | Retail | Existing | 0.34043 | 0.065606 | 0.19271 | N/A | N/A | N/A | Fail RIM | Commercial | Nonequipment | Automatic Door Closer for Walk-in Coolers and Freezers | Retail | Existing | 0.34043 | 0.065606 | 0.19271 | N/A | N/A | N/A | Fail TRC
| Commercial | Nonequipment | Automatic Door Closer for Walk-in Coolers and Freezers | Schools K-12 | Existing | 0.3485 | 0.067128 | 0.19262 | N/A | N/A | N/A | Fail RIM | Commercial | Nonequipment | Automatic Door Closer for Walk-in Coolers and Freezers | Schools K-12 | Existing | 0.3485 | 0.067128 | 0.19262 | N/A | N/A | N/A | Fail TRC
| Commercial | Nonequipment | Automatic Door Closer for Walk-in Coolers and Freezers | Warehouse | Existing | 0.34043 | 0.065606 | 0.19271 | N/A | N/A | N/A | Fail RIM | Commercial | Nonequipment | Automatic Door Closer for Walk-in Coolers and Freezers | Warehouse | Existing | 0.34043 | 0.065606 | 0.19271 | N/A | N/A | N/A | Fail TRC
| Commercial | Nonequipment | Automatic Door Closer for Walk-in Coolers and Freezers | Assembly | New | 0.34043 | 0.065606 | 0.19271 | N/A | N/A | N/A | Fail RIM | Commercial | Nonequipment | Automatic Door Closer for Walk-in Coolers and Freezers | Assembly | New | 0.34043 | 0.065606 | 0.19271 | N/A | N/A | N/A | Fail TRC
| Commercial | Nonequipment | Automatic Door Closer for Walk-in Coolers and Freezers | College and University | New | 0.3485 | 0.067128 | 0.19262 | N/A | N/A | N/A | Fail RIM | Commercial | Nonequipment | Automatic Door Closer for Walk-in Coolers and Freezers | College and University | New | 0.3485 | 0.067128 | 0.19262 | N/A | N/A | N/A | Fail TRC
| Commercial | Nonequipment | Automatic Door Closer for Walk-in Coolers and Freezers | Grocery | New | 0.34043 | 0.065606 | 0.19271 | N/A | N/A | N/A | Fail RIM | Commercial | Nonequipment | Automatic Door Closer for Walk-in Coolers and Freezers | Grocery | New | 0.34043 | 0.065606 | 0.19271 | N/A | N/A | N/A | Fail TRC
| Commercial | Nonequipment | Automatic Door Closer for Walk-in Coolers and Freezers | Healthcare | New | 0.3485 | 0.067128 | 0.19262 | N/A | N/A | N/A | Fail RIM | Commercial | Nonequipment | Automatic Door Closer for Walk-in Coolers and Freezers | Healthcare | New | 0.3485 | 0.067128 | 0.19262 | N/A | N/A | N/A | Fail TRC
| Commercial | Nonequipment | Automatic Door Closer for Walk-in Coolers and Freezers | Hospitals | New | 0.3485 | 0.067128 | 0.19262 | N/A | N/A | N/A | Fail RIM | Commercial | Nonequipment | Automatic Door Closer for Walk-in Coolers and Freezers | Hospitals | New | 0.3485 | 0.067128 | 0.19262 | N/A | N/A | N/A | Fail TRC
| Commercial | Nonequipment | Automatic Door Closer for Walk-in Coolers and Freezers | Institutional | New | 0.34043 | 0.065606 | 0.19271 | N/A | N/A | N/A | Fail RIM | Commercial | Nonequipment | Automatic Door Closer for Walk-in Coolers and Freezers | Institutional | New | 0.34043 | 0.065606 | 0.19271 | N/A | N/A | N/A | Fail TRC
| Commercial | Nonequipment | Automatic Door Closer for Walk-in Coolers and Freezers | Lodging/Hospitality | New | 0.3485 | 0.067128 | 0.19262 | N/A | N/A | N/A | Fail RIM | Commercial | Nonequipment | Automatic Door Closer for Walk-in Coolers and Freezers | Lodging/Hospitality | New | 0.3485 | 0.067128 | 0.19262 | N/A | N/A | N/A | Fail TRC
| Commercial | Nonequipment | Automatic Door Closer for Walk-in Coolers and Freezers | Miscellaneous | New | 0.34043 | 0.065606 | 0.19271 | N/A | N/A | N/A | Fail RIM | Commercial | Nonequipment | Automatic Door Closer for Walk-in Coolers and Freezers | Miscellaneous | New | 0.34043 | 0.065606 | 0.19271 | N/A | N/A | N/A | Fail TRC
| Commercial | Nonequipment | Automatic Door Closer for Walk-in Coolers and Freezers | Offices | New | 0.34043 | 0.065606 | 0.19271 | N/A | N/A | N/A | Fail RIM | Commercial | Nonequipment | Automatic Door Closer for Walk-in Coolers and Freezers | Offices | New | 0.34043 | 0.065606 | 0.19271 | N/A | N/A | N/A | Fail TRC
| Commercial | Nonequipment | Automatic Door Closer for Walk-in Coolers and Freezers | Restaurants | New | 0.3485 | 0.067128 | 0.19262 | N/A | N/A | N/A | Fail RIM | Commercial | Nonequipment | Automatic Door Closer for Walk-in Coolers and Freezers | Restaurants | New | 0.3485 | 0.067128 | 0.19262 | N/A | N/A | N/A | Fail TRC
| Commercial | Nonequipment | Automatic Door Closer for Walk-in Coolers and Freezers | Retail | New | 0.34043 | 0.065606 | 0.19271 | N/A | N/A | N/A | Fail RIM | Commercial | Nonequipment | Automatic Door Closer for Walk-in Coolers and Freezers | Retail | New | 0.34043 | 0.065606 | 0.19271 | N/A | N/A | N/A | Fail TRC
| Commercial | Nonequipment | Automatic Door Closer for Walk-in Coolers and Freezers | Schools K-12 | New | 0.3485 | 0.067128 | 0.19262 | N/A | N/A | N/A | Fail RIM | Commercial | Nonequipment | Automatic Door Closer for Walk-in Coolers and Freezers | Schools K-12 | New | 0.3485 | 0.067128 | 0.19262 | N/A | N/A | N/A | Fail TRC
| Commercial | Nonequipment | Automatic Door Closer for Walk-in Coolers and Freezers | Warehouse | New | 0.34043 | 0.065606 | 0.19271 | N/A | N/A | N/A | Fail RIM | Commercial | Nonequipment | Automatic Door Closer for Walk-in Coolers and Freezers | Warehouse | New | 0.34043 | 0.065606 | 0.19271 | N/A | N/A | N/A | Fail TRC
| Commercial | Nonequipment | Demand Defrost | Assembly | Existing | 0.33835 | 0.18204 | 0.53801 | N/A | N/A | N/A | Fail RIM | Commercial | Nonequipment | Demand Defrost | Assembly | Existing | 0.33835 | 0.18204 | 0.53801 | N/A | N/A | N/A | Fail TRC
| Commercial | Nonequipment | Demand Defrost | College and University | Existing | 0.34759 | 0.18692 | 0.53775 | N/A | N/A | N/A | Fail RIM | Commercial | Nonequipment | Demand Defrost | College and University | Existing | 0.34759 | 0.18692 | 0.53775 | N/A | N/A | N/A | Fail TRC
| Commercial | Nonequipment | Demand Defrost | Grocery | Existing | 0.33835 | 0.18204 | 0.53801 | N/A | N/A | N/A | Fail RIM | Commercial | Nonequipment | Demand Defrost | Grocery | Existing | 0.33835 | 0.18204 | 0.53801 | N/A | N/A | N/A | Fail TRC
| Commercial | Nonequipment | Demand Defrost | Healthcare | Existing | 0.34759 | 0.18692 | 0.53775 | N/A | N/A | N/A | Fail RIM | Commercial | Nonequipment | Demand Defrost | Healthcare | Existing | 0.34759 | 0.18692 | 0.53775 | N/A | N/A | N/A | Fail TRC
| Commercial | Nonequipment | Demand Defrost | Hospitals | Existing | 0.34759 | 0.18692 | 0.53775 | N/A | N/A | N/A | Fail RIM | Commercial | Nonequipment | Demand Defrost | Hospitals | Existing | 0.34759 | 0.18692 | 0.53775 | N/A | N/A | N/A | Fail TRC
| Commercial | Nonequipment | Demand Defrost | Institutional | Existing | 0.33835 | 0.18204 | 0.53801 | N/A | N/A | N/A | Fail RIM | Commercial | Nonequipment | Demand Defrost | Institutional | Existing | 0.33835 | 0.18204 | 0.53801 | N/A | N/A | N/A | Fail TRC
| Commercial | Nonequipment | Demand Defrost | Lodging/Hospitality | Existing | 0.34759 | 0.18692 | 0.53775 | N/A | N/A | N/A | Fail RIM | Commercial | Nonequipment | Demand Defrost | Lodging/Hospitality | Existing | 0.34759 | 0.18692 | 0.53775 | N/A | N/A | N/A | Fail TRC
| Commercial | Nonequipment | Demand Defrost | Miscellaneous | Existing | 0.33835 | 0.18204 | 0.53801 | N/A | N/A | N/A | Fail RIM | Commercial | Nonequipment | Demand Defrost | Miscellaneous | Existing | 0.33835 | 0.18204 | 0.53801 | N/A | N/A | N/A | Fail TRC
| Commercial | Nonequipment | Demand Defrost | Offices | Existing | 0.33835 | 0.18204 | 0.53801 | N/A | N/A | N/A | Fail RIM | Commercial | Nonequipment | Demand Defrost | Offices | Existing | 0.33835 | 0.18204 | 0.53801 | N/A | N/A | N/A | Fail TRC
| Commercial | Nonequipment | Demand Defrost | Restaurants | Existing | 0.34759 | 0.18692 | 0.53775 | N/A | N/A | N/A | Fail RIM | Commercial | Nonequipment | Demand Defrost | Restaurants | Existing | 0.34759 | 0.18692 | 0.53775 | N/A | N/A | N/A | Fail TRC
| Commercial | Nonequipment | Demand Defrost | Retail | Existing | 0.33835 | 0.18204 | 0.53801 | N/A | N/A | N/A | Fail RIM | Commercial | Nonequipment | Demand Defrost | Retail | Existing | 0.33835 | 0.18204 | 0.53801 | N/A | N/A | N/A | Fail TRC
| Commercial | Nonequipment | Demand Defrost | Schools K-12 | Existing | 0.34759 | 0.18692 | 0.53775 | N/A | N/A | N/A | Fail RIM | Commercial | Nonequipment | Demand Defrost | Schools K-12 | Existing | 0.34759 | 0.18692 | 0.53775 | N/A | N/A | N/A | Fail TRC
| Commercial | Nonequipment | Demand Defrost | Warehouse | Existing | 0.33835 | 0.18204 | 0.53801 | N/A | N/A | N/A | Fail RIM | Commercial | Nonequipment | Demand Defrost | Warehouse | Existing | 0.33835 | 0.18204 | 0.53801 | N/A | N/A | N/A | Fail TRC
| Commercial | Nonequipment | Demand Defrost | Assembly | New | 0.33835 | 0.18204 | 0.53801 | N/A | N/A | N/A | Fail RIM | Commercial | Nonequipment | Demand Defrost | Assembly | New | 0.33835 | 0.18204 | 0.53801 | N/A | N/A | N/A | Fail TRC
| Commercial | Nonequipment | Demand Defrost | College and University | New | 0.34759 | 0.18692 | 0.53775 | N/A | N/A | N/A | Fail RIM | Commercial | Nonequipment | Demand Defrost | College and University | New | 0.34759 | 0.18692 | 0.53775 | N/A | N/A | N/A | Fail TRC
| Commercial | Nonequipment | Demand Defrost | Grocery | New | 0.33835 | 0.18204 | 0.53801 | N/A | N/A | N/A | Fail RIM | Commercial | Nonequipment | Demand Defrost | Grocery | New | 0.33835 | 0.18204 | 0.53801 | N/A | N/A | N/A | Fail TRC
| Commercial | Nonequipment | Demand Defrost | Healthcare | New | 0.34759 | 0.18692 | 0.53775 | N/A | N/A | N/A | Fail RIM | Commercial | Nonequipment | Demand Defrost | Healthcare | New | 0.34759 | 0.18692 | 0.53775 | N/A | N/A | N/A | Fail TRC
| Commercial | Nonequipment | Demand Defrost | Hospitals | New | 0.34759 | 0.18692 | 0.53775 | N/A | N/A | N/A | Fail RIM | Commercial | Nonequipment | Demand Defrost | Hospitals | New | 0.34759 | 0.18692 | 0.53775 | N/A | N/A | N/A | Fail TRC
| Commercial | Nonequipment | Demand Defrost | Institutional | New | 0.33835 | 0.18204 | 0.53801 | N/A | N/A | N/A | Fail RIM | Commercial | Nonequipment | Demand Defrost | Institutional | New | 0.33835 | 0.18204 | 0.53801 | N/A | N/A | N/A | Fail TRC
| Commercial | Nonequipment | Demand Defrost | Lodging/Hospitality | New | 0.34759 | 0.18692 | 0.53775 | N/A | N/A | N/A | Fail RIM | Commercial | Nonequipment | Demand Defrost | Lodging/Hospitality | New | 0.34759 | 0.18692 | 0.53775 | N/A | N/A | N/A | Fail TRC
| Commercial | Nonequipment | Demand Defrost | Miscellaneous | New | 0.33835 | 0.18204 | 0.53801 | N/A | N/A | N/A | Fail RIM | Commercial | Nonequipment | Demand Defrost | Miscellaneous | New | 0.33835 | 0.18204 | 0.53801 | N/A | N/A | N/A | Fail TRC
| Commercial | Nonequipment | Demand Defrost | Offices | New | 0.33835 | 0.18204 | 0.53801 | N/A | N/A | N/A | Fail RIM | Commercial | Nonequipment | Demand Defrost | Offices | New | 0.33835 | 0.18204 | 0.53801 | N/A | N/A | N/A | Fail TRC
| Commercial | Nonequipment | Demand Defrost | Restaurants | New | 0.34759 | 0.18692 | 0.53775 | N/A | N/A | N/A | Fail RIM | Commercial | Nonequipment | Demand Defrost | Restaurants | New | 0.34759 | 0.18692 | 0.53775 | N/A | N/A | N/A | Fail TRC
| Commercial | Nonequipment | Demand Defrost | Retail | New | 0.33835 | 0.18204 | 0.53801 | N/A | N/A | N/A | Fail RIM | Commercial | Nonequipment | Demand Defrost | Retail | New | 0.33835 | 0.18204 | 0.53801 | N/A | N/A | N/A | Fail TRC
| Commercial | Nonequipment | Demand Defrost | Schools K-12 | New | 0.34759 | 0.18692 | 0.53775 | N/A | N/A | N/A | Fail RIM | Commercial | Nonequipment | Demand Defrost | Schools K-12 | New | 0.34759 | 0.18692 | 0.53775 | N/A | N/A | N/A | Fail TRC
| Commercial | Nonequipment | Demand Defrost | Warehouse | New | 0.33835 | 0.18204 | 0.53801 | N/A | N/A | N/A | Fail RIM | Commercial | Nonequipment | Demand Defrost | Warehouse | New | 0.33835 | 0.18204 | 0.53801 | N/A | N/A | N/A | Fail TRC
| Commercial | Nonequipment | Floating Head Pressure Controls | Assembly | Existing | 0.3408 | 3.3029 | 9.6916 | N/A | N/A | N/A | Fail RIM | Commercial | Nonequipment | Floating Head Pressure Controls | Assembly | Existing | 0.3408 | 3.3029 | 9.6916 | N/A | N/A | N/A | Fail 2-year Threshold
| Commercial | Nonequipment | Floating Head Pressure Controls | College and University | Existing | 0.34337 | 3.3243 | 9.6814 | N/A | N/A | N/A | Fail RIM | Commercial | Nonequipment | Floating Head Pressure Controls | College and University | Existing | 0.34337 | 3.3243 | 9.6814 | N/A | N/A | N/A | Fail 2-year Threshold
| Commercial | Nonequipment | Floating Head Pressure Controls | Grocery | Existing | 0.3408 | 3.3029 | 9.6916 | N/A | N/A | N/A | Fail RIM | Commercial | Nonequipment | Floating Head Pressure Controls | Grocery | Existing | 0.3408 | 3.3029 | 9.6916 | N/A | N/A | N/A | Fail 2-year Threshold
| Commercial | Nonequipment | Floating Head Pressure Controls | Healthcare | Existing | 0.34337 | 3.3243 | 9.6814 | N/A | N/A | N/A | Fail RIM | Commercial | Nonequipment | Floating Head Pressure Controls | Healthcare | Existing | 0.34337 | 3.3243 | 9.6814 | N/A | N/A | N/A | Fail 2-year Threshold
| Commercial | Nonequipment | Floating Head Pressure Controls | Hospitals | Existing | 0.34337 | 3.3243 | 9.6814 | N/A | N/A | N/A | Fail RIM | Commercial | Nonequipment | Floating Head Pressure Controls | Hospitals | Existing | 0.34337 | 3.3243 | 9.6814 | N/A | N/A | N/A | Fail 2-year Threshold
| Commercial | Nonequipment | Floating Head Pressure Controls | Institutional | Existing | 0.3408 | 3.3029 | 9.6916 | N/A | N/A | N/A | Fail RIM | Commercial | Nonequipment | Floating Head Pressure Controls | Institutional | Existing | 0.3408 | 3.3029 | 9.6916 | N/A | N/A | N/A | Fail 2-year Threshold
| Commercial | Nonequipment | Floating Head Pressure Controls | Lodging/Hospitality | Existing | 0.34337 | 3.3243 | 9.6814 | N/A | N/A | N/A | Fail RIM | Commercial | Nonequipment | Floating Head Pressure Controls | Lodging/Hospitality | Existing | 0.34337 | 3.3243 | 9.6814 | N/A | N/A | N/A | Fail 2-year Threshold
| Commercial | Nonequipment | Floating Head Pressure Controls | Miscellaneous | Existing | 0.3408 | 3.3029 | 9.6916 | N/A | N/A | N/A | Fail RIM | Commercial | Nonequipment | Floating Head Pressure Controls | Miscellaneous | Existing | 0.3408 | 3.3029 | 9.6916 | N/A | N/A | N/A | Fail 2-year Threshold
| Commercial | Nonequipment | Floating Head Pressure Controls | Offices | Existing | 0.3408 | 3.3029 | 9.6916 | N/A | N/A | N/A | Fail RIM | Commercial | Nonequipment | Floating Head Pressure Controls | Offices | Existing | 0.3408 | 3.3029 | 9.6916 | N/A | N/A | N/A | Fail 2-year Threshold
| Commercial | Nonequipment | Floating Head Pressure Controls | Restaurants | Existing | 0.34337 | 3.3243 | 9.6814 | N/A | N/A | N/A | Fail RIM | Commercial | Nonequipment | Floating Head Pressure Controls | Restaurants | Existing | 0.34337 | 3.3243 | 9.6814 | N/A | N/A | N/A | Fail 2-year Threshold
| Commercial | Nonequipment | Floating Head Pressure Controls | Retail | Existing | 0.3408 | 3.3029 | 9.6916 | N/A | N/A | N/A | Fail RIM | Commercial | Nonequipment | Floating Head Pressure Controls | Retail | Existing | 0.3408 | 3.3029 | 9.6916 | N/A | N/A | N/A | Fail 2-year Threshold
| Commercial | Nonequipment | Floating Head Pressure Controls | Schools K-12 | Existing | 0.34337 | 3.3243 | 9.6814 | N/A | N/A | N/A | Fail RIM | Commercial | Nonequipment | Floating Head Pressure Controls | Schools K-12 | Existing | 0.34337 | 3.3243 | 9.6814 | N/A | N/A | N/A | Fail 2-year Threshold
| Commercial | Nonequipment | Floating Head Pressure Controls | Warehouse | Existing | 0.3408 | 3.3029 | 9.6916 | N/A | N/A | N/A | Fail RIM | Commercial | Nonequipment | Floating Head Pressure Controls | Warehouse | Existing | 0.3408 | 3.3029 | 9.6916 | N/A | N/A | N/A | Fail 2-year Threshold
| Commercial | Nonequipment | Floating Head Pressure Controls | Assembly | New | 0.3408 | 3.3029 | 9.6916 | N/A | N/A | N/A | Fail RIM | Commercial | Nonequipment | Floating Head Pressure Controls | Assembly | New | 0.3408 | 3.3029 | 9.6916 | N/A | N/A | N/A | Fail 2-year Threshold
| Commercial | Nonequipment | Floating Head Pressure Controls | College and University | New | 0.34337 | 3.3243 | 9.6814 | N/A | N/A | N/A | Fail RIM | Commercial | Nonequipment | Floating Head Pressure Controls | College and University | New | 0.34337 | 3.3243 | 9.6814 | N/A | N/A | N/A | Fail 2-year Threshold
| Commercial | Nonequipment | Floating Head Pressure Controls | Grocery | New | 0.3408 | 3.3029 | 9.6916 | N/A | N/A | N/A | Fail RIM | Commercial | Nonequipment | Floating Head Pressure Controls | Grocery | New | 0.3408 | 3.3029 | 9.6916 | N/A | N/A | N/A | Fail 2-year Threshold
| Commercial | Nonequipment | Floating Head Pressure Controls | Healthcare | New | 0.34337 | 3.3243 | 9.6814 | N/A | N/A | N/A | Fail RIM | Commercial | Nonequipment | Floating Head Pressure Controls | Healthcare | New | 0.34337 | 3.3243 | 9.6814 | N/A | N/A | N/A | Fail 2-year Threshold
| Commercial | Nonequipment | Floating Head Pressure Controls | Hospitals | New | 0.34337 | 3.3243 | 9.6814 | N/A | N/A | N/A | Fail RIM | Commercial | Nonequipment | Floating Head Pressure Controls | Hospitals | New | 0.34337 | 3.3243 | 9.6814 | N/A | N/A | N/A | Fail 2-year Threshold
| Commercial | Nonequipment | Floating Head Pressure Controls | Institutional | New | 0.3408 | 3.3029 | 9.6916 | N/A | N/A | N/A | Fail RIM | Commercial | Nonequipment | Floating Head Pressure Controls | Institutional | New | 0.3408 | 3.3029 | 9.6916 | N/A | N/A | N/A | Fail 2-year Threshold
| Commercial | Nonequipment | Floating Head Pressure Controls | Lodging/Hospitality | New | 0.34337 | 3.3243 | 9.6814 | N/A | N/A | N/A | Fail RIM | Commercial | Nonequipment | Floating Head Pressure Controls | Lodging/Hospitality | New | 0.34337 | 3.3243 | 9.6814 | N/A | N/A | N/A | Fail 2-year Threshold
| Commercial | Nonequipment | Floating Head Pressure Controls | Miscellaneous | New | 0.3408 | 3.3029 | 9.6916 | N/A | N/A | N/A | Fail RIM | Commercial | Nonequipment | Floating Head Pressure Controls | Miscellaneous | New | 0.3408 | 3.3029 | 9.6916 | N/A | N/A | N/A | Fail 2-year Threshold
| Commercial | Nonequipment | Floating Head Pressure Controls | Offices | New | 0.3408 | 3.3029 | 9.6916 | N/A | N/A | N/A | Fail RIM | Commercial | Nonequipment | Floating Head Pressure Controls | Offices | New | 0.3408 | 3.3029 | 9.6916 | N/A | N/A | N/A | Fail 2-year Threshold
| Commercial | Nonequipment | Floating Head Pressure Controls | Restaurants | New | 0.34337 | 3.3243 | 9.6814 | N/A | N/A | N/A | Fail RIM | Commercial | Nonequipment | Floating Head Pressure Controls | Restaurants | New | 0.34337 | 3.3243 | 9.6814 | N/A | N/A | N/A | Fail 2-year Threshold
| Commercial | Nonequipment | Floating Head Pressure Controls | Retail | New | 0.3408 | 3.3029 | 9.6916 | N/A | N/A | N/A | Fail RIM | Commercial | Nonequipment | Floating Head Pressure Controls | Retail | New | 0.3408 | 3.3029 | 9.6916 | N/A | N/A | N/A | Fail 2-year Threshold
| Commercial | Nonequipment | Floating Head Pressure Controls | Schools K-12 | New | 0.34337 | 3.3243 | 9.6814 | N/A | N/A | N/A | Fail RIM | Commercial | Nonequipment | Floating Head Pressure Controls | Schools K-12 | New | 0.34337 | 3.3243 | 9.6814 | N/A | N/A | N/A | Fail 2-year Threshold
| Commercial | Nonequipment | Floating Head Pressure Controls | Warehouse | New | 0.3408 | 3.3029 | 9.6916 | N/A | N/A | N/A | Fail RIM | Commercial | Nonequipment | Floating Head Pressure Controls | Warehouse | New | 0.3408 | 3.3029 | 9.6916 | N/A | N/A | N/A | Fail 2-year Threshold
| Commercial | Nonequipment | Freezer-Cooler Replacement Gaskets | Assembly | Existing | 0.34252 | 0.24287 | 0.70906 | N/A | N/A | N/A | Fail RIM | Commercial | Nonequipment | Freezer-Cooler Replacement Gaskets | Assembly | Existing | 0.34252 | 0.24287 | 0.70906 | N/A | N/A | N/A | Fail TRC
| Commercial | Nonequipment | Freezer-Cooler Replacement Gaskets | College and University | Existing | 0.34772 | 0.24636 | 0.7085 | N/A | N/A | N/A | Fail RIM | Commercial | Nonequipment | Freezer-Cooler Replacement Gaskets | College and University | Existing | 0.34772 | 0.24636 | 0.7085 | N/A | N/A | N/A | Fail TRC
| Commercial | Nonequipment | Freezer-Cooler Replacement Gaskets | Grocery | Existing | 0.34252 | 0.24287 | 0.70906 | N/A | N/A | N/A | Fail RIM | Commercial | Nonequipment | Freezer-Cooler Replacement Gaskets | Grocery | Existing | 0.34252 | 0.24287 | 0.70906 | N/A | N/A | N/A | Fail TRC
| Commercial | Nonequipment | Freezer-Cooler Replacement Gaskets | Healthcare | Existing | 0.34772 | 0.24636 | 0.7085 | N/A | N/A | N/A | Fail RIM | Commercial | Nonequipment | Freezer-Cooler Replacement Gaskets | Healthcare | Existing | 0.34772 | 0.24636 | 0.7085 | N/A | N/A | N/A | Fail TRC
| Commercial | Nonequipment | Freezer-Cooler Replacement Gaskets | Hospitals | Existing | 0.34772 | 0.24636 | 0.7085 | N/A | N/A | N/A | Fail RIM | Commercial | Nonequipment | Freezer-Cooler Replacement Gaskets | Hospitals | Existing | 0.34772 | 0.24636 | 0.7085 | N/A | N/A | N/A | Fail TRC
| Commercial | Nonequipment | Freezer-Cooler Replacement Gaskets | Institutional | Existing | 0.34252 | 0.24287 | 0.70906 | N/A | N/A | N/A | Fail RIM | Commercial | Nonequipment | Freezer-Cooler Replacement Gaskets | Institutional | Existing | 0.34252 | 0.24287 | 0.70906 | N/A | N/A | N/A | Fail TRC
| Commercial | Nonequipment | Freezer-Cooler Replacement Gaskets | Lodging/Hospitality | Existing | 0.34772 | 0.24636 | 0.7085 | N/A | N/A | N/A | Fail RIM | Commercial | Nonequipment | Freezer-Cooler Replacement Gaskets | Lodging/Hospitality | Existing | 0.34772 | 0.24636 | 0.7085 | N/A | N/A | N/A | Fail TRC
| Commercial | Nonequipment | Freezer-Cooler Replacement Gaskets | Miscellaneous | Existing | 0.34252 | 0.24287 | 0.70906 | N/A | N/A | N/A | Fail RIM | Commercial | Nonequipment | Freezer-Cooler Replacement Gaskets | Miscellaneous | Existing | 0.34252 | 0.24287 | 0.70906 | N/A | N/A | N/A | Fail TRC
| Commercial | Nonequipment | Freezer-Cooler Replacement Gaskets | Offices | Existing | 0.34252 | 0.24287 | 0.70906 | N/A | N/A | N/A | Fail RIM | Commercial | Nonequipment | Freezer-Cooler Replacement Gaskets | Offices | Existing | 0.34252 | 0.24287 | 0.70906 | N/A | N/A | N/A | Fail TRC
| Commercial | Nonequipment | Freezer-Cooler Replacement Gaskets | Restaurants | Existing | 0.34772 | 0.24636 | 0.7085 | N/A | N/A | N/A | Fail RIM | Commercial | Nonequipment | Freezer-Cooler Replacement Gaskets | Restaurants | Existing | 0.34772 | 0.24636 | 0.7085 | N/A | N/A | N/A | Fail TRC
| Commercial | Nonequipment | Freezer-Cooler Replacement Gaskets | Retail | Existing | 0.34252 | 0.24287 | 0.70906 | N/A | N/A | N/A | Fail RIM | Commercial | Nonequipment | Freezer-Cooler Replacement Gaskets | Retail | Existing | 0.34252 | 0.24287 | 0.70906 | N/A | N/A | N/A | Fail TRC
| Commercial | Nonequipment | Freezer-Cooler Replacement Gaskets | Schools K-12 | Existing | 0.34772 | 0.24636 | 0.7085 | N/A | N/A | N/A | Fail RIM | Commercial | Nonequipment | Freezer-Cooler Replacement Gaskets | Schools K-12 | Existing | 0.34772 | 0.24636 | 0.7085 | N/A | N/A | N/A | Fail TRC
| Commercial | Nonequipment | Freezer-Cooler Replacement Gaskets | Warehouse | Existing | 0.34252 | 0.24287 | 0.70906 | N/A | N/A | N/A | Fail RIM | Commercial | Nonequipment | Freezer-Cooler Replacement Gaskets | Warehouse | Existing | 0.34252 | 0.24287 | 0.70906 | N/A | N/A | N/A | Fail TRC
| Commercial | Nonequipment | Freezer-Cooler Replacement Gaskets | Assembly | New | 0 | 0 | 0 | N/A | N/A | N/A | Fail RIM | Commercial | Nonequipment | Freezer-Cooler Replacement Gaskets | Assembly | New | 0 | 0 | 0 | N/A | N/A | N/A | Fail TRC
| Commercial | Nonequipment | Freezer-Cooler Replacement Gaskets | College and University | New | 0 | 0 | 0 | N/A | N/A | N/A | Fail RIM | Commercial | Nonequipment | Freezer-Cooler Replacement Gaskets | College and University | New | 0 | 0 | 0 | N/A | N/A | N/A | Fail TRC
| Commercial | Nonequipment | Freezer-Cooler Replacement Gaskets | Grocery | New | 0 | 0 | 0 | N/A | N/A | N/A | Fail RIM | Commercial | Nonequipment | Freezer-Cooler Replacement Gaskets | Grocery | New | 0 | 0 | 0 | N/A | N/A | N/A | Fail TRC
| Commercial | Nonequipment | Freezer-Cooler Replacement Gaskets | Healthcare | New | 0 | 0 | 0 | N/A | N/A | N/A | Fail RIM | Commercial | Nonequipment | Freezer-Cooler Replacement Gaskets | Healthcare | New | 0 | 0 | 0 | N/A | N/A | N/A | Fail TRC
| Commercial | Nonequipment | Freezer-Cooler Replacement Gaskets | Hospitals | New | 0 | 0 | 0 | N/A | N/A | N/A | Fail RIM | Commercial | Nonequipment | Freezer-Cooler Replacement Gaskets | Hospitals | New | 0 | 0 | 0 | N/A | N/A | N/A | Fail TRC
| Commercial | Nonequipment | Freezer-Cooler Replacement Gaskets | Institutional | New | 0 | 0 | 0 | N/A | N/A | N/A | Fail RIM | Commercial | Nonequipment | Freezer-Cooler Replacement Gaskets | Institutional | New | 0 | 0 | 0 | N/A | N/A | N/A | Fail TRC
| Commercial | Nonequipment | Freezer-Cooler Replacement Gaskets | Lodging/Hospitality | New | 0 | 0 | 0 | N/A | N/A | N/A | Fail RIM | Commercial | Nonequipment | Freezer-Cooler Replacement Gaskets | Lodging/Hospitality | New | 0 | 0 | 0 | N/A | N/A | N/A | Fail TRC
| Commercial | Nonequipment | Freezer-Cooler Replacement Gaskets | Miscellaneous | New | 0 | 0 | 0 | N/A | N/A | N/A | Fail RIM | Commercial | Nonequipment | Freezer-Cooler Replacement Gaskets | Miscellaneous | New | 0 | 0 | 0 | N/A | N/A | N/A | Fail TRC
| Commercial | Nonequipment | Freezer-Cooler Replacement Gaskets | Offices | New | 0 | 0 | 0 | N/A | N/A | N/A | Fail RIM | Commercial | Nonequipment | Freezer-Cooler Replacement Gaskets | Offices | New | 0 | 0 | 0 | N/A | N/A | N/A | Fail TRC
| Commercial | Nonequipment | Freezer-Cooler Replacement Gaskets | Restaurants | New | 0 | 0 | 0 | N/A | N/A | N/A | Fail RIM | Commercial | Nonequipment | Freezer-Cooler Replacement Gaskets | Restaurants | New | 0 | 0 | 0 | N/A | N/A | N/A | Fail TRC
| Commercial | Nonequipment | Freezer-Cooler Replacement Gaskets | Retail | New | 0 | 0 | 0 | N/A | N/A | N/A | Fail RIM | Commercial | Nonequipment | Freezer-Cooler Replacement Gaskets | Retail | New | 0 | 0 | 0 | N/A | N/A | N/A | Fail TRC
| Commercial | Nonequipment | Freezer-Cooler Replacement Gaskets | Schools K-12 | New | 0 | 0 | 0 | N/A | N/A | N/A | Fail RIM | Commercial | Nonequipment | Freezer-Cooler Replacement Gaskets | Schools K-12 | New | 0 | 0 | 0 | N/A | N/A | N/A | Fail TRC
| Commercial | Nonequipment | Freezer-Cooler Replacement Gaskets | Warehouse | New | 0 | 0 | 0 | N/A | N/A | N/A | Fail RIM | Commercial | Nonequipment | Freezer-Cooler Replacement Gaskets | Warehouse | New | 0 | 0 | 0 | N/A | N/A | N/A | Fail TRC
| Commercial | Nonequipment | High Efficiency Refrigeration Compressor | Assembly | Existing | 0.34267 | 0.22671 | 0.66158 | N/A | N/A | N/A | Fail RIM | Commercial | Nonequipment | High Efficiency Refrigeration Compressor | Assembly | Existing | 0.34267 | 0.22671 | 0.66158 | N/A | N/A | N/A | Fail TRC
| Commercial | Nonequipment | High Efficiency Refrigeration Compressor | College and University | Existing | 0.34525 | 0.22817 | 0.66089 | N/A | N/A | N/A | Fail RIM | Commercial | Nonequipment | High Efficiency Refrigeration Compressor | College and University | Existing | 0.34525 | 0.22817 | 0.66089 | N/A | N/A | N/A | Fail TRC
| Commercial | Nonequipment | High Efficiency Refrigeration Compressor | Grocery | Existing | 0.34267 | 0.22671 | 0.66158 | N/A | N/A | N/A | Fail RIM | Commercial | Nonequipment | High Efficiency Refrigeration Compressor | Grocery | Existing | 0.34267 | 0.22671 | 0.66158 | N/A | N/A | N/A | Fail TRC
| Commercial | Nonequipment | High Efficiency Refrigeration Compressor | Healthcare | Existing | 0.34525 | 0.22817 | 0.66089 | N/A | N/A | N/A | Fail RIM | Commercial | Nonequipment | High Efficiency Refrigeration Compressor | Healthcare | Existing | 0.34525 | 0.22817 | 0.66089 | N/A | N/A | N/A | Fail TRC
| Commercial | Nonequipment | High Efficiency Refrigeration Compressor | Hospitals | Existing | 0.34525 | 0.22817 | 0.66089 | N/A | N/A | N/A | Fail RIM | Commercial | Nonequipment | High Efficiency Refrigeration Compressor | Hospitals | Existing | 0.34525 | 0.22817 | 0.66089 | N/A | N/A | N/A | Fail TRC
| Commercial | Nonequipment | High Efficiency Refrigeration Compressor | Institutional | Existing | 0.34267 | 0.22671 | 0.66158 | N/A | N/A | N/A | Fail RIM | Commercial | Nonequipment | High Efficiency Refrigeration Compressor | Institutional | Existing | 0.34267 | 0.22671 | 0.66158 | N/A | N/A | N/A | Fail TRC
| Commercial | Nonequipment | High Efficiency Refrigeration Compressor | Lodging/Hospitality | Existing | 0.34525 | 0.22817 | 0.66089 | N/A | N/A | N/A | Fail RIM | Commercial | Nonequipment | High Efficiency Refrigeration Compressor | Lodging/Hospitality | Existing | 0.34525 | 0.22817 | 0.66089 | N/A | N/A | N/A | Fail TRC
| Commercial | Nonequipment | High Efficiency Refrigeration Compressor | Miscellaneous | Existing | 0.34267 | 0.22671 | 0.66158 | N/A | N/A | N/A | Fail RIM | Commercial | Nonequipment | High Efficiency Refrigeration Compressor | Miscellaneous | Existing | 0.34267 | 0.22671 | 0.66158 | N/A | N/A | N/A | Fail TRC
| Commercial | Nonequipment | High Efficiency Refrigeration Compressor | Offices | Existing | 0.34267 | 0.22671 | 0.66158 | N/A | N/A | N/A | Fail RIM | Commercial | Nonequipment | High Efficiency Refrigeration Compressor | Offices | Existing | 0.34267 | 0.22671 | 0.66158 | N/A | N/A | N/A | Fail TRC
| Commercial | Nonequipment | High Efficiency Refrigeration Compressor | Restaurants | Existing | 0.34525 | 0.22817 | 0.66089 | N/A | N/A | N/A | Fail RIM | Commercial | Nonequipment | High Efficiency Refrigeration Compressor | Restaurants | Existing | 0.34525 | 0.22817 | 0.66089 | N/A | N/A | N/A | Fail TRC
| Commercial | Nonequipment | High Efficiency Refrigeration Compressor | Retail | Existing | 0.34267 | 0.22671 | 0.66158 | N/A | N/A | N/A | Fail RIM | Commercial | Nonequipment | High Efficiency Refrigeration Compressor | Retail | Existing | 0.34267 | 0.22671 | 0.66158 | N/A | N/A | N/A | Fail TRC
| Commercial | Nonequipment | High Efficiency Refrigeration Compressor | Schools K-12 | Existing | 0.34525 | 0.22817 | 0.66089 | N/A | N/A | N/A | Fail RIM | Commercial | Nonequipment | High Efficiency Refrigeration Compressor | Schools K-12 | Existing | 0.34525 | 0.22817 | 0.66089 | N/A | N/A | N/A | Fail TRC
| Commercial | Nonequipment | High Efficiency Refrigeration Compressor | Warehouse | Existing | 0.34267 | 0.22671 | 0.66158 | N/A | N/A | N/A | Fail RIM | Commercial | Nonequipment | High Efficiency Refrigeration Compressor | Warehouse | Existing | 0.34267 | 0.22671 | 0.66158 | N/A | N/A | N/A | Fail TRC
| Commercial | Nonequipment | High Efficiency Refrigeration Compressor | Assembly | New | 0.34267 | 0.22671 | 0.66158 | N/A | N/A | N/A | Fail RIM | Commercial | Nonequipment | High Efficiency Refrigeration Compressor | Assembly | New | 0.34267 | 0.22671 | 0.66158 | N/A | N/A | N/A | Fail TRC
| Commercial | Nonequipment | High Efficiency Refrigeration Compressor | College and University | New | 0.34525 | 0.22817 | 0.66089 | N/A | N/A | N/A | Fail RIM | Commercial | Nonequipment | High Efficiency Refrigeration Compressor | College and University | New | 0.34525 | 0.22817 | 0.66089 | N/A | N/A | N/A | Fail TRC
| Commercial | Nonequipment | High Efficiency Refrigeration Compressor | Grocery | New | 0.34267 | 0.22671 | 0.66158 | N/A | N/A | N/A | Fail RIM | Commercial | Nonequipment | High Efficiency Refrigeration Compressor | Grocery | New | 0.34267 | 0.22671 | 0.66158 | N/A | N/A | N/A | Fail TRC
| Commercial | Nonequipment | High Efficiency Refrigeration Compressor | Healthcare | New | 0.34525 | 0.22817 | 0.66089 | N/A | N/A | N/A | Fail RIM | Commercial | Nonequipment | High Efficiency Refrigeration Compressor | Healthcare | New | 0.34525 | 0.22817 | 0.66089 | N/A | N/A | N/A | Fail TRC
| Commercial | Nonequipment | High Efficiency Refrigeration Compressor | Hospitals | New | 0.34525 | 0.22817 | 0.66089 | N/A | N/A | N/A | Fail RIM | Commercial | Nonequipment | High Efficiency Refrigeration Compressor | Hospitals | New | 0.34525 | 0.22817 | 0.66089 | N/A | N/A | N/A | Fail TRC
| Commercial | Nonequipment | High Efficiency Refrigeration Compressor | Institutional | New | 0.34267 | 0.22671 | 0.66158 | N/A | N/A | N/A | Fail RIM | Commercial | Nonequipment | High Efficiency Refrigeration Compressor | Institutional | New | 0.34267 | 0.22671 | 0.66158 | N/A | N/A | N/A | Fail TRC
| Commercial | Nonequipment | High Efficiency Refrigeration Compressor | Lodging/Hospitality | New | 0.34525 | 0.22817 | 0.66089 | N/A | N/A | N/A | Fail RIM | Commercial | Nonequipment | High Efficiency Refrigeration Compressor | Lodging/Hospitality | New | 0.34525 | 0.22817 | 0.66089 | N/A | N/A | N/A | Fail TRC
| Commercial | Nonequipment | High Efficiency Refrigeration Compressor | Miscellaneous | New | 0.34267 | 0.22671 | 0.66158 | N/A | N/A | N/A | Fail RIM | Commercial | Nonequipment | High Efficiency Refrigeration Compressor | Miscellaneous | New | 0.34267 | 0.22671 | 0.66158 | N/A | N/A | N/A | Fail TRC
| Commercial | Nonequipment | High Efficiency Refrigeration Compressor | Offices | New | 0.34267 | 0.22671 | 0.66158 | N/A | N/A | N/A | Fail RIM | Commercial | Nonequipment | High Efficiency Refrigeration Compressor | Offices | New | 0.34267 | 0.22671 | 0.66158 | N/A | N/A | N/A | Fail TRC
| Commercial | Nonequipment | High Efficiency Refrigeration Compressor | Restaurants | New | 0.34525 | 0.22817 | 0.66089 | N/A | N/A | N/A | Fail RIM | Commercial | Nonequipment | High Efficiency Refrigeration Compressor | Restaurants | New | 0.34525 | 0.22817 | 0.66089 | N/A | N/A | N/A | Fail TRC
| Commercial | Nonequipment | High Efficiency Refrigeration Compressor | Retail | New | 0.34267 | 0.22671 | 0.66158 | N/A | N/A | N/A | Fail RIM | Commercial | Nonequipment | High Efficiency Refrigeration Compressor | Retail | New | 0.34267 | 0.22671 | 0.66158 | N/A | N/A | N/A | Fail TRC
| Commercial | Nonequipment | High Efficiency Refrigeration Compressor | Schools K-12 | New | 0.34525 | 0.22817 | 0.66089 | N/A | N/A | N/A | Fail RIM | Commercial | Nonequipment | High Efficiency Refrigeration Compressor | Schools K-12 | New | 0.34525 | 0.22817 | 0.66089 | N/A | N/A | N/A | Fail TRC
| Commercial | Nonequipment | High Efficiency Refrigeration Compressor | Warehouse | New | 0.34267 | 0.22671 | 0.66158 | N/A | N/A | N/A | Fail RIM | Commercial | Nonequipment | High Efficiency Refrigeration Compressor | Warehouse | New | 0.34267 | 0.22671 | 0.66158 | N/A | N/A | N/A | Fail TRC
| Commercial | Nonequipment | High R-Value Glass Doors | Assembly | Existing | 0.34117 | 0.15582 | 0.45674 | N/A | N/A | N/A | Fail RIM | Commercial | Nonequipment | High R-Value Glass Doors | Assembly | Existing | 0.34117 | 0.15582 | 0.45674 | N/A | N/A | N/A | Fail TRC
| Commercial | Nonequipment | High R-Value Glass Doors | College and University | Existing | 0.34609 | 0.15795 | 0.45637 | N/A | N/A | N/A | Fail RIM | Commercial | Nonequipment | High R-Value Glass Doors | College and University | Existing | 0.34609 | 0.15795 | 0.45637 | N/A | N/A | N/A | Fail TRC
| Commercial | Nonequipment | High R-Value Glass Doors | Grocery | Existing | 0.34117 | 0.15582 | 0.45674 | N/A | N/A | N/A | Fail RIM | Commercial | Nonequipment | High R-Value Glass Doors | Grocery | Existing | 0.34117 | 0.15582 | 0.45674 | N/A | N/A | N/A | Fail TRC
| Commercial | Nonequipment | High R-Value Glass Doors | Healthcare | Existing | 0.34609 | 0.15795 | 0.45637 | N/A | N/A | N/A | Fail RIM | Commercial | Nonequipment | High R-Value Glass Doors | Healthcare | Existing | 0.34609 | 0.15795 | 0.45637 | N/A | N/A | N/A | Fail TRC
| Commercial | Nonequipment | High R-Value Glass Doors | Hospitals | Existing | 0.34609 | 0.15795 | 0.45637 | N/A | N/A | N/A | Fail RIM | Commercial | Nonequipment | High R-Value Glass Doors | Hospitals | Existing | 0.34609 | 0.15795 | 0.45637 | N/A | N/A | N/A | Fail TRC
| Commercial | Nonequipment | High R-Value Glass Doors | Institutional | Existing | 0.34117 | 0.15582 | 0.45674 | N/A | N/A | N/A | Fail RIM | Commercial | Nonequipment | High R-Value Glass Doors | Institutional | Existing | 0.34117 | 0.15582 | 0.45674 | N/A | N/A | N/A | Fail TRC
| Commercial | Nonequipment | High R-Value Glass Doors | Lodging/Hospitality | Existing | 0.34609 | 0.15795 | 0.45637 | N/A | N/A | N/A | Fail RIM | Commercial | Nonequipment | High R-Value Glass Doors | Lodging/Hospitality | Existing | 0.34609 | 0.15795 | 0.45637 | N/A | N/A | N/A | Fail TRC
| Commercial | Nonequipment | High R-Value Glass Doors | Miscellaneous | Existing | 0.34117 | 0.15582 | 0.45674 | N/A | N/A | N/A | Fail RIM | Commercial | Nonequipment | High R-Value Glass Doors | Miscellaneous | Existing | 0.34117 | 0.15582 | 0.45674 | N/A | N/A | N/A | Fail TRC
| Commercial | Nonequipment | High R-Value Glass Doors | Offices | Existing | 0.34117 | 0.15582 | 0.45674 | N/A | N/A | N/A | Fail RIM | Commercial | Nonequipment | High R-Value Glass Doors | Offices | Existing | 0.34117 | 0.15582 | 0.45674 | N/A | N/A | N/A | Fail TRC
| Commercial | Nonequipment | High R-Value Glass Doors | Restaurants | Existing | 0.34609 | 0.15795 | 0.45637 | N/A | N/A | N/A | Fail RIM | Commercial | Nonequipment | High R-Value Glass Doors | Restaurants | Existing | 0.34609 | 0.15795 | 0.45637 | N/A | N/A | N/A | Fail TRC
| Commercial | Nonequipment | High R-Value Glass Doors | Retail | Existing | 0.34117 | 0.15582 | 0.45674 | N/A | N/A | N/A | Fail RIM | Commercial | Nonequipment | High R-Value Glass Doors | Retail | Existing | 0.34117 | 0.15582 | 0.45674 | N/A | N/A | N/A | Fail TRC
| Commercial | Nonequipment | High R-Value Glass Doors | Schools K-12 | Existing | 0.34609 | 0.15795 | 0.45637 | N/A | N/A | N/A | Fail RIM | Commercial | Nonequipment | High R-Value Glass Doors | Schools K-12 | Existing | 0.34609 | 0.15795 | 0.45637 | N/A | N/A | N/A | Fail TRC
| Commercial | Nonequipment | High R-Value Glass Doors | Warehouse | Existing | 0.34117 | 0.15582 | 0.45674 | N/A | N/A | N/A | Fail RIM | Commercial | Nonequipment | High R-Value Glass Doors | Warehouse | Existing | 0.34117 | 0.15582 | 0.45674 | N/A | N/A | N/A | Fail TRC
| Commercial | Nonequipment | High R-Value Glass Doors | Assembly | New | 0 | 0 | 0 | N/A | N/A | N/A | Fail RIM | Commercial | Nonequipment | High R-Value Glass Doors | Assembly | New | 0 | 0 | 0 | N/A | N/A | N/A | Fail TRC
| Commercial | Nonequipment | High R-Value Glass Doors | College and University | New | 0 | 0 | 0 | N/A | N/A | N/A | Fail RIM | Commercial | Nonequipment | High R-Value Glass Doors | College and University | New | 0 | 0 | 0 | N/A | N/A | N/A | Fail TRC
| Commercial | Nonequipment | High R-Value Glass Doors | Grocery | New | 0 | 0 | 0 | N/A | N/A | N/A | Fail RIM | Commercial | Nonequipment | High R-Value Glass Doors | Grocery | New | 0 | 0 | 0 | N/A | N/A | N/A | Fail TRC
| Commercial | Nonequipment | High R-Value Glass Doors | Healthcare | New | 0 | 0 | 0 | N/A | N/A | N/A | Fail RIM | Commercial | Nonequipment | High R-Value Glass Doors | Healthcare | New | 0 | 0 | 0 | N/A | N/A | N/A | Fail TRC
| Commercial | Nonequipment | High R-Value Glass Doors | Hospitals | New | 0 | 0 | 0 | N/A | N/A | N/A | Fail RIM | Commercial | Nonequipment | High R-Value Glass Doors | Hospitals | New | 0 | 0 | 0 | N/A | N/A | N/A | Fail TRC
| Commercial | Nonequipment | High R-Value Glass Doors | Institutional | New | 0 | 0 | 0 | N/A | N/A | N/A | Fail RIM | Commercial | Nonequipment | High R-Value Glass Doors | Institutional | New | 0 | 0 | 0 | N/A | N/A | N/A | Fail TRC
| Commercial | Nonequipment | High R-Value Glass Doors | Lodging/Hospitality | New | 0 | 0 | 0 | N/A | N/A | N/A | Fail RIM | Commercial | Nonequipment | High R-Value Glass Doors | Lodging/Hospitality | New | 0 | 0 | 0 | N/A | N/A | N/A | Fail TRC
| Commercial | Nonequipment | High R-Value Glass Doors | Miscellaneous | New | 0 | 0 | 0 | N/A | N/A | N/A | Fail RIM | Commercial | Nonequipment | High R-Value Glass Doors | Miscellaneous | New | 0 | 0 | 0 | N/A | N/A | N/A | Fail TRC
| Commercial | Nonequipment | High R-Value Glass Doors | Offices | New | 0 | 0 | 0 | N/A | N/A | N/A | Fail RIM | Commercial | Nonequipment | High R-Value Glass Doors | Offices | New | 0 | 0 | 0 | N/A | N/A | N/A | Fail TRC
| Commercial | Nonequipment | High R-Value Glass Doors | Restaurants | New | 0 | 0 | 0 | N/A | N/A | N/A | Fail RIM | Commercial | Nonequipment | High R-Value Glass Doors | Restaurants | New | 0 | 0 | 0 | N/A | N/A | N/A | Fail TRC
| Commercial | Nonequipment | High R-Value Glass Doors | Retail | New | 0 | 0 | 0 | N/A | N/A | N/A | Fail RIM | Commercial | Nonequipment | High R-Value Glass Doors | Retail | New | 0 | 0 | 0 | N/A | N/A | N/A | Fail TRC
| Commercial | Nonequipment | High R-Value Glass Doors | Schools K-12 | New | 0 | 0 | 0 | N/A | N/A | N/A | Fail RIM | Commercial | Nonequipment | High R-Value Glass Doors | Schools K-12 | New | 0 | 0 | 0 | N/A | N/A | N/A | Fail TRC
| Commercial | Nonequipment | High R-Value Glass Doors | Warehouse | New | 0 | 0 | 0 | N/A | N/A | N/A | Fail RIM | Commercial | Nonequipment | High R-Value Glass Doors | Warehouse | New | 0 | 0 | 0 | N/A | N/A | N/A | Fail TRC
| Commercial | Nonequipment | Night Covers for Display Cases | Assembly | Existing | 0.34512 | 0.026542 | 0.076905 | N/A | N/A | N/A | Fail RIM | Commercial | Nonequipment | Night Covers for Display Cases | Assembly | Existing | 0.34512 | 0.026542 | 0.076905 | N/A | N/A | N/A | Fail TRC
| Commercial | Nonequipment | Night Covers for Display Cases | College and University | Existing | 0.34512 | 0.026542 | 0.076905 | N/A | N/A | N/A | Fail RIM | Commercial | Nonequipment | Night Covers for Display Cases | College and University | Existing | 0.34512 | 0.026542 | 0.076905 | N/A | N/A | N/A | Fail TRC
| Commercial | Nonequipment | Night Covers for Display Cases | Grocery | Existing | 0.34512 | 0.026542 | 0.076905 | N/A | N/A | N/A | Fail RIM | Commercial | Nonequipment | Night Covers for Display Cases | Grocery | Existing | 0.34512 | 0.026542 | 0.076905 | N/A | N/A | N/A | Fail TRC
| Commercial | Nonequipment | Night Covers for Display Cases | Healthcare | Existing | 0.34512 | 0.026542 | 0.076905 | N/A | N/A | N/A | Fail RIM | Commercial | Nonequipment | Night Covers for Display Cases | Healthcare | Existing | 0.34512 | 0.026542 | 0.076905 | N/A | N/A | N/A | Fail TRC
| Commercial | Nonequipment | Night Covers for Display Cases | Hospitals | Existing | 0.34512 | 0.026542 | 0.076905 | N/A | N/A | N/A | Fail RIM | Commercial | Nonequipment | Night Covers for Display Cases | Hospitals | Existing | 0.34512 | 0.026542 | 0.076905 | N/A | N/A | N/A | Fail TRC
| Commercial | Nonequipment | Night Covers for Display Cases | Institutional | Existing | 0.34512 | 0.026542 | 0.076905 | N/A | N/A | N/A | Fail RIM | Commercial | Nonequipment | Night Covers for Display Cases | Institutional | Existing | 0.34512 | 0.026542 | 0.076905 | N/A | N/A | N/A | Fail TRC
| Commercial | Nonequipment | Night Covers for Display Cases | Lodging/Hospitality | Existing | 0.34512 | 0.026542 | 0.076905 | N/A | N/A | N/A | Fail RIM | Commercial | Nonequipment | Night Covers for Display Cases | Lodging/Hospitality | Existing | 0.34512 | 0.026542 | 0.076905 | N/A | N/A | N/A | Fail TRC
| Commercial | Nonequipment | Night Covers for Display Cases | Miscellaneous | Existing | 0.34512 | 0.026542 | 0.076905 | N/A | N/A | N/A | Fail RIM | Commercial | Nonequipment | Night Covers for Display Cases | Miscellaneous | Existing | 0.34512 | 0.026542 | 0.076905 | N/A | N/A | N/A | Fail TRC
| Commercial | Nonequipment | Night Covers for Display Cases | Offices | Existing | 0.34512 | 0.026542 | 0.076905 | N/A | N/A | N/A | Fail RIM | Commercial | Nonequipment | Night Covers for Display Cases | Offices | Existing | 0.34512 | 0.026542 | 0.076905 | N/A | N/A | N/A | Fail TRC
| Commercial | Nonequipment | Night Covers for Display Cases | Restaurants | Existing | 0.34512 | 0.026542 | 0.076905 | N/A | N/A | N/A | Fail RIM | Commercial | Nonequipment | Night Covers for Display Cases | Restaurants | Existing | 0.34512 | 0.026542 | 0.076905 | N/A | N/A | N/A | Fail TRC
| Commercial | Nonequipment | Night Covers for Display Cases | Retail | Existing | 0.34512 | 0.026542 | 0.076905 | N/A | N/A | N/A | Fail RIM | Commercial | Nonequipment | Night Covers for Display Cases | Retail | Existing | 0.34512 | 0.026542 | 0.076905 | N/A | N/A | N/A | Fail TRC
| Commercial | Nonequipment | Night Covers for Display Cases | Schools K-12 | Existing | 0.34512 | 0.026542 | 0.076905 | N/A | N/A | N/A | Fail RIM | Commercial | Nonequipment | Night Covers for Display Cases | Schools K-12 | Existing | 0.34512 | 0.026542 | 0.076905 | N/A | N/A | N/A | Fail TRC
| Commercial | Nonequipment | Night Covers for Display Cases | Warehouse | Existing | 0.34512 | 0.026542 | 0.076905 | N/A | N/A | N/A | Fail RIM | Commercial | Nonequipment | Night Covers for Display Cases | Warehouse | Existing | 0.34512 | 0.026542 | 0.076905 | N/A | N/A | N/A | Fail TRC
| Commercial | Nonequipment | Night Covers for Display Cases | Assembly | New | 0.34512 | 0.026542 | 0.076905 | N/A | N/A | N/A | Fail RIM | Commercial | Nonequipment | Night Covers for Display Cases | Assembly | New | 0.34512 | 0.026542 | 0.076905 | N/A | N/A | N/A | Fail TRC
| Commercial | Nonequipment | Night Covers for Display Cases | College and University | New | 0.34512 | 0.026542 | 0.076905 | N/A | N/A | N/A | Fail RIM | Commercial | Nonequipment | Night Covers for Display Cases | College and University | New | 0.34512 | 0.026542 | 0.076905 | N/A | N/A | N/A | Fail TRC
| Commercial | Nonequipment | Night Covers for Display Cases | Grocery | New | 0.34512 | 0.026542 | 0.076905 | N/A | N/A | N/A | Fail RIM | Commercial | Nonequipment | Night Covers for Display Cases | Grocery | New | 0.34512 | 0.026542 | 0.076905 | N/A | N/A | N/A | Fail TRC
| Commercial | Nonequipment | Night Covers for Display Cases | Healthcare | New | 0.34512 | 0.026542 | 0.076905 | N/A | N/A | N/A | Fail RIM | Commercial | Nonequipment | Night Covers for Display Cases | Healthcare | New | 0.34512 | 0.026542 | 0.076905 | N/A | N/A | N/A | Fail TRC
| Commercial | Nonequipment | Night Covers for Display Cases | Hospitals | New | 0.34512 | 0.026542 | 0.076905 | N/A | N/A | N/A | Fail RIM | Commercial | Nonequipment | Night Covers for Display Cases | Hospitals | New | 0.34512 | 0.026542 | 0.076905 | N/A | N/A | N/A | Fail TRC
| Commercial | Nonequipment | Night Covers for Display Cases | Institutional | New | 0.34512 | 0.026542 | 0.076905 | N/A | N/A | N/A | Fail RIM | Commercial | Nonequipment | Night Covers for Display Cases | Institutional | New | 0.34512 | 0.026542 | 0.076905 | N/A | N/A | N/A | Fail TRC
| Commercial | Nonequipment | Night Covers for Display Cases | Lodging/Hospitality | New | 0.34512 | 0.026542 | 0.076905 | N/A | N/A | N/A | Fail RIM | Commercial | Nonequipment | Night Covers for Display Cases | Lodging/Hospitality | New | 0.34512 | 0.026542 | 0.076905 | N/A | N/A | N/A | Fail TRC
| Commercial | Nonequipment | Night Covers for Display Cases | Miscellaneous | New | 0.34512 | 0.026542 | 0.076905 | N/A | N/A | N/A | Fail RIM | Commercial | Nonequipment | Night Covers for Display Cases | Miscellaneous | New | 0.34512 | 0.026542 | 0.076905 | N/A | N/A | N/A | Fail TRC
| Commercial | Nonequipment | Night Covers for Display Cases | Offices | New | 0.34512 | 0.026542 | 0.076905 | N/A | N/A | N/A | Fail RIM | Commercial | Nonequipment | Night Covers for Display Cases | Offices | New | 0.34512 | 0.026542 | 0.076905 | N/A | N/A | N/A | Fail TRC
| Commercial | Nonequipment | Night Covers for Display Cases | Restaurants | New | 0.34512 | 0.026542 | 0.076905 | N/A | N/A | N/A | Fail RIM | Commercial | Nonequipment | Night Covers for Display Cases | Restaurants | New | 0.34512 | 0.026542 | 0.076905 | N/A | N/A | N/A | Fail TRC
| Commercial | Nonequipment | Night Covers for Display Cases | Retail | New | 0.34512 | 0.026542 | 0.076905 | N/A | N/A | N/A | Fail RIM | Commercial | Nonequipment | Night Covers for Display Cases | Retail | New | 0.34512 | 0.026542 | 0.076905 | N/A | N/A | N/A | Fail TRC
| Commercial | Nonequipment | Night Covers for Display Cases | Schools K-12 | New | 0.34512 | 0.026542 | 0.076905 | N/A | N/A | N/A | Fail RIM | Commercial | Nonequipment | Night Covers for Display Cases | Schools K-12 | New | 0.34512 | 0.026542 | 0.076905 | N/A | N/A | N/A | Fail TRC
| Commercial | Nonequipment | Night Covers for Display Cases | Warehouse | New | 0.34512 | 0.026542 | 0.076905 | N/A | N/A | N/A | Fail RIM | Commercial | Nonequipment | Night Covers for Display Cases | Warehouse | New | 0.34512 | 0.026542 | 0.076905 | N/A | N/A | N/A | Fail TRC
| Commercial | Nonequipment | PSC to ECM Evaporator Fan Motor (Reach-In) | Assembly | Existing | 0.33434 | 1.1216 | 3.3548 | N/A | N/A | N/A | Fail RIM | Commercial | Nonequipment | PSC to ECM Evaporator Fan Motor (Reach-In) | Assembly | Existing | 0.33434 | 1.1216 | 3.3548 | 0.29887 | 1.0548 | 3.6896
| Commercial | Nonequipment | PSC to ECM Evaporator Fan Motor (Reach-In) | College and University | Existing | 0.34337 | 1.1514 | 3.3532 | N/A | N/A | N/A | Fail RIM | Commercial | Nonequipment | PSC to ECM Evaporator Fan Motor (Reach-In) | College and University | Existing | 0.34337 | 1.1514 | 3.3532 | 0.30693 | 1.0828 | 3.688
| Commercial | Nonequipment | PSC to ECM Evaporator Fan Motor (Reach-In) | Grocery | Existing | 0.33434 | 1.1216 | 3.3548 | N/A | N/A | N/A | Fail RIM | Commercial | Nonequipment | PSC to ECM Evaporator Fan Motor (Reach-In) | Grocery | Existing | 0.33434 | 1.1216 | 3.3548 | 0.29887 | 1.0548 | 3.6896
| Commercial | Nonequipment | PSC to ECM Evaporator Fan Motor (Reach-In) | Healthcare | Existing | 0.34337 | 1.1514 | 3.3532 | N/A | N/A | N/A | Fail RIM | Commercial | Nonequipment | PSC to ECM Evaporator Fan Motor (Reach-In) | Healthcare | Existing | 0.34337 | 1.1514 | 3.3532 | 0.30693 | 1.0828 | 3.688
| Commercial | Nonequipment | PSC to ECM Evaporator Fan Motor (Reach-In) | Hospitals | Existing | 0.34337 | 1.1514 | 3.3532 | N/A | N/A | N/A | Fail RIM | Commercial | Nonequipment | PSC to ECM Evaporator Fan Motor (Reach-In) | Hospitals | Existing | 0.34337 | 1.1514 | 3.3532 | 0.30693 | 1.0828 | 3.688
| Commercial | Nonequipment | PSC to ECM Evaporator Fan Motor (Reach-In) | Institutional | Existing | 0.33434 | 1.1216 | 3.3548 | N/A | N/A | N/A | Fail RIM | Commercial | Nonequipment | PSC to ECM Evaporator Fan Motor (Reach-In) | Institutional | Existing | 0.33434 | 1.1216 | 3.3548 | 0.29887 | 1.0548 | 3.6896
| Commercial | Nonequipment | PSC to ECM Evaporator Fan Motor (Reach-In) | Lodging/Hospitality | Existing | 0.34337 | 1.1514 | 3.3532 | N/A | N/A | N/A | Fail RIM | Commercial | Nonequipment | PSC to ECM Evaporator Fan Motor (Reach-In) | Lodging/Hospitality | Existing | 0.34337 | 1.1514 | 3.3532 | 0.30693 | 1.0828 | 3.688
| Commercial | Nonequipment | PSC to ECM Evaporator Fan Motor (Reach-In) | Miscellaneous | Existing | 0.33434 | 1.1216 | 3.3548 | N/A | N/A | N/A | Fail RIM | Commercial | Nonequipment | PSC to ECM Evaporator Fan Motor (Reach-In) | Miscellaneous | Existing | 0.33434 | 1.1216 | 3.3548 | 0.29887 | 1.0548 | 3.6896
| Commercial | Nonequipment | PSC to ECM Evaporator Fan Motor (Reach-In) | Offices | Existing | 0.33434 | 1.1216 | 3.3548 | N/A | N/A | N/A | Fail RIM | Commercial | Nonequipment | PSC to ECM Evaporator Fan Motor (Reach-In) | Offices | Existing | 0.33434 | 1.1216 | 3.3548 | 0.29887 | 1.0548 | 3.6896
| Commercial | Nonequipment | PSC to ECM Evaporator Fan Motor (Reach-In) | Restaurants | Existing | 0.34337 | 1.1514 | 3.3532 | N/A | N/A | N/A | Fail RIM | Commercial | Nonequipment | PSC to ECM Evaporator Fan Motor (Reach-In) | Restaurants | Existing | 0.34337 | 1.1514 | 3.3532 | 0.30693 | 1.0828 | 3.688
| Commercial | Nonequipment | PSC to ECM Evaporator Fan Motor (Reach-In) | Retail | Existing | 0.33434 | 1.1216 | 3.3548 | N/A | N/A | N/A | Fail RIM | Commercial | Nonequipment | PSC to ECM Evaporator Fan Motor (Reach-In) | Retail | Existing | 0.33434 | 1.1216 | 3.3548 | 0.29887 | 1.0548 | 3.6896
| Commercial | Nonequipment | PSC to ECM Evaporator Fan Motor (Reach-In) | Schools K-12 | Existing | 0.34337 | 1.1514 | 3.3532 | N/A | N/A | N/A | Fail RIM | Commercial | Nonequipment | PSC to ECM Evaporator Fan Motor (Reach-In) | Schools K-12 | Existing | 0.34337 | 1.1514 | 3.3532 | 0.30693 | 1.0828 | 3.688
| Commercial | Nonequipment | PSC to ECM Evaporator Fan Motor (Reach-In) | Warehouse | Existing | 0.33434 | 1.1216 | 3.3548 | N/A | N/A | N/A | Fail RIM | Commercial | Nonequipment | PSC to ECM Evaporator Fan Motor (Reach-In) | Warehouse | Existing | 0.33434 | 1.1216 | 3.3548 | 0.29887 | 1.0548 | 3.6896
| Commercial | Nonequipment | PSC to ECM Evaporator Fan Motor (Reach-In) | Assembly | New | 0.33434 | 1.1216 | 3.3548 | N/A | N/A | N/A | Fail RIM | Commercial | Nonequipment | PSC to ECM Evaporator Fan Motor (Reach-In) | Assembly | New | 0.33434 | 1.1216 | 3.3548 | 0.29887 | 1.0548 | 3.6896
| Commercial | Nonequipment | PSC to ECM Evaporator Fan Motor (Reach-In) | College and University | New | 0.34337 | 1.1514 | 3.3532 | N/A | N/A | N/A | Fail RIM | Commercial | Nonequipment | PSC to ECM Evaporator Fan Motor (Reach-In) | College and University | New | 0.34337 | 1.1514 | 3.3532 | 0.30693 | 1.0828 | 3.688
| Commercial | Nonequipment | PSC to ECM Evaporator Fan Motor (Reach-In) | Grocery | New | 0.33434 | 1.1216 | 3.3548 | N/A | N/A | N/A | Fail RIM | Commercial | Nonequipment | PSC to ECM Evaporator Fan Motor (Reach-In) | Grocery | New | 0.33434 | 1.1216 | 3.3548 | 0.29887 | 1.0548 | 3.6896
| Commercial | Nonequipment | PSC to ECM Evaporator Fan Motor (Reach-In) | Healthcare | New | 0.34337 | 1.1514 | 3.3532 | N/A | N/A | N/A | Fail RIM | Commercial | Nonequipment | PSC to ECM Evaporator Fan Motor (Reach-In) | Healthcare | New | 0.34337 | 1.1514 | 3.3532 | 0.30693 | 1.0828 | 3.688
| Commercial | Nonequipment | PSC to ECM Evaporator Fan Motor (Reach-In) | Hospitals | New | 0.34337 | 1.1514 | 3.3532 | N/A | N/A | N/A | Fail RIM | Commercial | Nonequipment | PSC to ECM Evaporator Fan Motor (Reach-In) | Hospitals | New | 0.34337 | 1.1514 | 3.3532 | 0.30693 | 1.0828 | 3.688
| Commercial | Nonequipment | PSC to ECM Evaporator Fan Motor (Reach-In) | Institutional | New | 0.33434 | 1.1216 | 3.3548 | N/A | N/A | N/A | Fail RIM | Commercial | Nonequipment | PSC to ECM Evaporator Fan Motor (Reach-In) | Institutional | New | 0.33434 | 1.1216 | 3.3548 | 0.29887 | 1.0548 | 3.6896
| Commercial | Nonequipment | PSC to ECM Evaporator Fan Motor (Reach-In) | Lodging/Hospitality | New | 0.34337 | 1.1514 | 3.3532 | N/A | N/A | N/A | Fail RIM | Commercial | Nonequipment | PSC to ECM Evaporator Fan Motor (Reach-In) | Lodging/Hospitality | New | 0.34337 | 1.1514 | 3.3532 | 0.30693 | 1.0828 | 3.688
| Commercial | Nonequipment | PSC to ECM Evaporator Fan Motor (Reach-In) | Miscellaneous | New | 0.33434 | 1.1216 | 3.3548 | N/A | N/A | N/A | Fail RIM | Commercial | Nonequipment | PSC to ECM Evaporator Fan Motor (Reach-In) | Miscellaneous | New | 0.33434 | 1.1216 | 3.3548 | 0.29887 | 1.0548 | 3.6896
| Commercial | Nonequipment | PSC to ECM Evaporator Fan Motor (Reach-In) | Offices | New | 0.33434 | 1.1216 | 3.3548 | N/A | N/A | N/A | Fail RIM | Commercial | Nonequipment | PSC to ECM Evaporator Fan Motor (Reach-In) | Offices | New | 0.33434 | 1.1216 | 3.3548 | 0.29887 | 1.0548 | 3.6896
| Commercial | Nonequipment | PSC to ECM Evaporator Fan Motor (Reach-In) | Restaurants | New | 0.34337 | 1.1514 | 3.3532 | N/A | N/A | N/A | Fail RIM | Commercial | Nonequipment | PSC to ECM Evaporator Fan Motor (Reach-In) | Restaurants | New | 0.34337 | 1.1514 | 3.3532 | 0.30693 | 1.0828 | 3.688
| Commercial | Nonequipment | PSC to ECM Evaporator Fan Motor (Reach-In) | Retail | New | 0.33434 | 1.1216 | 3.3548 | N/A | N/A | N/A | Fail RIM | Commercial | Nonequipment | PSC to ECM Evaporator Fan Motor (Reach-In) | Retail | New | 0.33434 | 1.1216 | 3.3548 | 0.29887 | 1.0548 | 3.6896
| Commercial | Nonequipment | PSC to ECM Evaporator Fan Motor (Reach-In) | Schools K-12 | New | 0.34337 | 1.1514 | 3.3532 | N/A | N/A | N/A | Fail RIM | Commercial | Nonequipment | PSC to ECM Evaporator Fan Motor (Reach-In) | Schools K-12 | New | 0.34337 | 1.1514 | 3.3532 | 0.30693 | 1.0828 | 3.688
| Commercial | Nonequipment | PSC to ECM Evaporator Fan Motor (Reach-In) | Warehouse | New | 0.33434 | 1.1216 | 3.3548 | N/A | N/A | N/A | Fail RIM | Commercial | Nonequipment | PSC to ECM Evaporator Fan Motor (Reach-In) | Warehouse | New | 0.33434 | 1.1216 | 3.3548 | 0.29887 | 1.0548 | 3.6896
| Commercial | Nonequipment | PSC to ECM Evaporator Fan Motor (Walk-In, Refrigerator) | Assembly | Existing | 0.33434 | 0.72795 | 2.1773 | N/A | N/A | N/A | Fail RIM | Commercial | Nonequipment | PSC to ECM Evaporator Fan Motor (Walk-In, Refrigerator) | Assembly | Existing | 0.33434 | 0.72795 | 2.1773 | N/A | N/A | N/A | Fail TRC
| Commercial | Nonequipment | PSC to ECM Evaporator Fan Motor (Walk-In, Refrigerator) | College and University | Existing | 0.34337 | 0.74725 | 2.1762 | N/A | N/A | N/A | Fail RIM | Commercial | Nonequipment | PSC to ECM Evaporator Fan Motor (Walk-In, Refrigerator) | College and University | Existing | 0.34337 | 0.74725 | 2.1762 | N/A | N/A | N/A | Fail TRC
| Commercial | Nonequipment | PSC to ECM Evaporator Fan Motor (Walk-In, Refrigerator) | Grocery | Existing | 0.33434 | 0.72795 | 2.1773 | N/A | N/A | N/A | Fail RIM | Commercial | Nonequipment | PSC to ECM Evaporator Fan Motor (Walk-In, Refrigerator) | Grocery | Existing | 0.33434 | 0.72795 | 2.1773 | N/A | N/A | N/A | Fail TRC
| Commercial | Nonequipment | PSC to ECM Evaporator Fan Motor (Walk-In, Refrigerator) | Healthcare | Existing | 0.34337 | 0.74725 | 2.1762 | N/A | N/A | N/A | Fail RIM | Commercial | Nonequipment | PSC to ECM Evaporator Fan Motor (Walk-In, Refrigerator) | Healthcare | Existing | 0.34337 | 0.74725 | 2.1762 | N/A | N/A | N/A | Fail TRC
| Commercial | Nonequipment | PSC to ECM Evaporator Fan Motor (Walk-In, Refrigerator) | Hospitals | Existing | 0.34337 | 0.74725 | 2.1762 | N/A | N/A | N/A | Fail RIM | Commercial | Nonequipment | PSC to ECM Evaporator Fan Motor (Walk-In, Refrigerator) | Hospitals | Existing | 0.34337 | 0.74725 | 2.1762 | N/A | N/A | N/A | Fail TRC
| Commercial | Nonequipment | PSC to ECM Evaporator Fan Motor (Walk-In, Refrigerator) | Institutional | Existing | 0.33434 | 0.72795 | 2.1773 | N/A | N/A | N/A | Fail RIM | Commercial | Nonequipment | PSC to ECM Evaporator Fan Motor (Walk-In, Refrigerator) | Institutional | Existing | 0.33434 | 0.72795 | 2.1773 | N/A | N/A | N/A | Fail TRC
| Commercial | Nonequipment | PSC to ECM Evaporator Fan Motor (Walk-In, Refrigerator) | Lodging/Hospitality | Existing | 0.34337 | 0.74725 | 2.1762 | N/A | N/A | N/A | Fail RIM | Commercial | Nonequipment | PSC to ECM Evaporator Fan Motor (Walk-In, Refrigerator) | Lodging/Hospitality | Existing | 0.34337 | 0.74725 | 2.1762 | N/A | N/A | N/A | Fail TRC
| Commercial | Nonequipment | PSC to ECM Evaporator Fan Motor (Walk-In, Refrigerator) | Miscellaneous | Existing | 0.33434 | 0.72795 | 2.1773 | N/A | N/A | N/A | Fail RIM | Commercial | Nonequipment | PSC to ECM Evaporator Fan Motor (Walk-In, Refrigerator) | Miscellaneous | Existing | 0.33434 | 0.72795 | 2.1773 | N/A | N/A | N/A | Fail TRC
| Commercial | Nonequipment | PSC to ECM Evaporator Fan Motor (Walk-In, Refrigerator) | Offices | Existing | 0.33434 | 0.72795 | 2.1773 | N/A | N/A | N/A | Fail RIM | Commercial | Nonequipment | PSC to ECM Evaporator Fan Motor (Walk-In, Refrigerator) | Offices | Existing | 0.33434 | 0.72795 | 2.1773 | N/A | N/A | N/A | Fail TRC
| Commercial | Nonequipment | PSC to ECM Evaporator Fan Motor (Walk-In, Refrigerator) | Restaurants | Existing | 0.34337 | 0.74725 | 2.1762 | N/A | N/A | N/A | Fail RIM | Commercial | Nonequipment | PSC to ECM Evaporator Fan Motor (Walk-In, Refrigerator) | Restaurants | Existing | 0.34337 | 0.74725 | 2.1762 | N/A | N/A | N/A | Fail TRC
| Commercial | Nonequipment | PSC to ECM Evaporator Fan Motor (Walk-In, Refrigerator) | Retail | Existing | 0.33434 | 0.72795 | 2.1773 | N/A | N/A | N/A | Fail RIM | Commercial | Nonequipment | PSC to ECM Evaporator Fan Motor (Walk-In, Refrigerator) | Retail | Existing | 0.33434 | 0.72795 | 2.1773 | N/A | N/A | N/A | Fail TRC
| Commercial | Nonequipment | PSC to ECM Evaporator Fan Motor (Walk-In, Refrigerator) | Schools K-12 | Existing | 0.34337 | 0.74725 | 2.1762 | N/A | N/A | N/A | Fail RIM | Commercial | Nonequipment | PSC to ECM Evaporator Fan Motor (Walk-In, Refrigerator) | Schools K-12 | Existing | 0.34337 | 0.74725 | 2.1762 | N/A | N/A | N/A | Fail TRC
| Commercial | Nonequipment | PSC to ECM Evaporator Fan Motor (Walk-In, Refrigerator) | Warehouse | Existing | 0.33434 | 0.72795 | 2.1773 | N/A | N/A | N/A | Fail RIM | Commercial | Nonequipment | PSC to ECM Evaporator Fan Motor (Walk-In, Refrigerator) | Warehouse | Existing | 0.33434 | 0.72795 | 2.1773 | N/A | N/A | N/A | Fail TRC
| Commercial | Nonequipment | PSC to ECM Evaporator Fan Motor (Walk-In, Refrigerator) | Assembly | New | 0.33434 | 0.72795 | 2.1773 | N/A | N/A | N/A | Fail RIM | Commercial | Nonequipment | PSC to ECM Evaporator Fan Motor (Walk-In, Refrigerator) | Assembly | New | 0.33434 | 0.72795 | 2.1773 | N/A | N/A | N/A | Fail TRC
| Commercial | Nonequipment | PSC to ECM Evaporator Fan Motor (Walk-In, Refrigerator) | College and University | New | 0.34337 | 0.74725 | 2.1762 | N/A | N/A | N/A | Fail RIM | Commercial | Nonequipment | PSC to ECM Evaporator Fan Motor (Walk-In, Refrigerator) | College and University | New | 0.34337 | 0.74725 | 2.1762 | N/A | N/A | N/A | Fail TRC
| Commercial | Nonequipment | PSC to ECM Evaporator Fan Motor (Walk-In, Refrigerator) | Grocery | New | 0.33434 | 0.72795 | 2.1773 | N/A | N/A | N/A | Fail RIM | Commercial | Nonequipment | PSC to ECM Evaporator Fan Motor (Walk-In, Refrigerator) | Grocery | New | 0.33434 | 0.72795 | 2.1773 | N/A | N/A | N/A | Fail TRC
| Commercial | Nonequipment | PSC to ECM Evaporator Fan Motor (Walk-In, Refrigerator) | Healthcare | New | 0.34337 | 0.74725 | 2.1762 | N/A | N/A | N/A | Fail RIM | Commercial | Nonequipment | PSC to ECM Evaporator Fan Motor (Walk-In, Refrigerator) | Healthcare | New | 0.34337 | 0.74725 | 2.1762 | N/A | N/A | N/A | Fail TRC
| Commercial | Nonequipment | PSC to ECM Evaporator Fan Motor (Walk-In, Refrigerator) | Hospitals | New | 0.34337 | 0.74725 | 2.1762 | N/A | N/A | N/A | Fail RIM | Commercial | Nonequipment | PSC to ECM Evaporator Fan Motor (Walk-In, Refrigerator) | Hospitals | New | 0.34337 | 0.74725 | 2.1762 | N/A | N/A | N/A | Fail TRC
| Commercial | Nonequipment | PSC to ECM Evaporator Fan Motor (Walk-In, Refrigerator) | Institutional | New | 0.33434 | 0.72795 | 2.1773 | N/A | N/A | N/A | Fail RIM | Commercial | Nonequipment | PSC to ECM Evaporator Fan Motor (Walk-In, Refrigerator) | Institutional | New | 0.33434 | 0.72795 | 2.1773 | N/A | N/A | N/A | Fail TRC
| Commercial | Nonequipment | PSC to ECM Evaporator Fan Motor (Walk-In, Refrigerator) | Lodging/Hospitality | New | 0.34337 | 0.74725 | 2.1762 | N/A | N/A | N/A | Fail RIM | Commercial | Nonequipment | PSC to ECM Evaporator Fan Motor (Walk-In, Refrigerator) | Lodging/Hospitality | New | 0.34337 | 0.74725 | 2.1762 | N/A | N/A | N/A | Fail TRC
| Commercial | Nonequipment | PSC to ECM Evaporator Fan Motor (Walk-In, Refrigerator) | Miscellaneous | New | 0.33434 | 0.72795 | 2.1773 | N/A | N/A | N/A | Fail RIM | Commercial | Nonequipment | PSC to ECM Evaporator Fan Motor (Walk-In, Refrigerator) | Miscellaneous | New | 0.33434 | 0.72795 | 2.1773 | N/A | N/A | N/A | Fail TRC
| Commercial | Nonequipment | PSC to ECM Evaporator Fan Motor (Walk-In, Refrigerator) | Offices | New | 0.33434 | 0.72795 | 2.1773 | N/A | N/A | N/A | Fail RIM | Commercial | Nonequipment | PSC to ECM Evaporator Fan Motor (Walk-In, Refrigerator) | Offices | New | 0.33434 | 0.72795 | 2.1773 | N/A | N/A | N/A | Fail TRC
| Commercial | Nonequipment | PSC to ECM Evaporator Fan Motor (Walk-In, Refrigerator) | Restaurants | New | 0.34337 | 0.74725 | 2.1762 | N/A | N/A | N/A | Fail RIM | Commercial | Nonequipment | PSC to ECM Evaporator Fan Motor (Walk-In, Refrigerator) | Restaurants | New | 0.34337 | 0.74725 | 2.1762 | N/A | N/A | N/A | Fail TRC
| Commercial | Nonequipment | PSC to ECM Evaporator Fan Motor (Walk-In, Refrigerator) | Retail | New | 0.33434 | 0.72795 | 2.1773 | N/A | N/A | N/A | Fail RIM | Commercial | Nonequipment | PSC to ECM Evaporator Fan Motor (Walk-In, Refrigerator) | Retail | New | 0.33434 | 0.72795 | 2.1773 | N/A | N/A | N/A | Fail TRC
| Commercial | Nonequipment | PSC to ECM Evaporator Fan Motor (Walk-In, Refrigerator) | Schools K-12 | New | 0.34337 | 0.74725 | 2.1762 | N/A | N/A | N/A | Fail RIM | Commercial | Nonequipment | PSC to ECM Evaporator Fan Motor (Walk-In, Refrigerator) | Schools K-12 | New | 0.34337 | 0.74725 | 2.1762 | N/A | N/A | N/A | Fail TRC
| Commercial | Nonequipment | PSC to ECM Evaporator Fan Motor (Walk-In, Refrigerator) | Warehouse | New | 0.33434 | 0.72795 | 2.1773 | N/A | N/A | N/A | Fail RIM | Commercial | Nonequipment | PSC to ECM Evaporator Fan Motor (Walk-In, Refrigerator) | Warehouse | New | 0.33434 | 0.72795 | 2.1773 | N/A | N/A | N/A | Fail TRC
| Commercial | Nonequipment | Refrigerated Display Case Lighting Controls | Assembly | Existing | 0.35116 | 0.16018 | 0.45614 | N/A | N/A | N/A | Fail RIM | Commercial | Nonequipment | Refrigerated Display Case Lighting Controls | Assembly | Existing | 0.35116 | 0.16018 | 0.45614 | N/A | N/A | N/A | Fail TRC
| Commercial | Nonequipment | Refrigerated Display Case Lighting Controls | College and University | Existing | 0.35116 | 0.16018 | 0.45614 | N/A | N/A | N/A | Fail RIM | Commercial | Nonequipment | Refrigerated Display Case Lighting Controls | College and University | Existing | 0.35116 | 0.16018 | 0.45614 | N/A | N/A | N/A | Fail TRC
| Commercial | Nonequipment | Refrigerated Display Case Lighting Controls | Grocery | Existing | 0.35116 | 0.16018 | 0.45614 | N/A | N/A | N/A | Fail RIM | Commercial | Nonequipment | Refrigerated Display Case Lighting Controls | Grocery | Existing | 0.35116 | 0.16018 | 0.45614 | N/A | N/A | N/A | Fail TRC
| Commercial | Nonequipment | Refrigerated Display Case Lighting Controls | Healthcare | Existing | 0.35116 | 0.16018 | 0.45614 | N/A | N/A | N/A | Fail RIM | Commercial | Nonequipment | Refrigerated Display Case Lighting Controls | Healthcare | Existing | 0.35116 | 0.16018 | 0.45614 | N/A | N/A | N/A | Fail TRC
| Commercial | Nonequipment | Refrigerated Display Case Lighting Controls | Hospitals | Existing | 0.35116 | 0.16018 | 0.45614 | N/A | N/A | N/A | Fail RIM | Commercial | Nonequipment | Refrigerated Display Case Lighting Controls | Hospitals | Existing | 0.35116 | 0.16018 | 0.45614 | N/A | N/A | N/A | Fail TRC
| Commercial | Nonequipment | Refrigerated Display Case Lighting Controls | Institutional | Existing | 0.35116 | 0.16018 | 0.45614 | N/A | N/A | N/A | Fail RIM | Commercial | Nonequipment | Refrigerated Display Case Lighting Controls | Institutional | Existing | 0.35116 | 0.16018 | 0.45614 | N/A | N/A | N/A | Fail TRC
| Commercial | Nonequipment | Refrigerated Display Case Lighting Controls | Lodging/Hospitality | Existing | 0.35116 | 0.16018 | 0.45614 | N/A | N/A | N/A | Fail RIM | Commercial | Nonequipment | Refrigerated Display Case Lighting Controls | Lodging/Hospitality | Existing | 0.35116 | 0.16018 | 0.45614 | N/A | N/A | N/A | Fail TRC
| Commercial | Nonequipment | Refrigerated Display Case Lighting Controls | Miscellaneous | Existing | 0.35116 | 0.16018 | 0.45614 | N/A | N/A | N/A | Fail RIM | Commercial | Nonequipment | Refrigerated Display Case Lighting Controls | Miscellaneous | Existing | 0.35116 | 0.16018 | 0.45614 | N/A | N/A | N/A | Fail TRC
| Commercial | Nonequipment | Refrigerated Display Case Lighting Controls | Offices | Existing | 0.35116 | 0.16018 | 0.45614 | N/A | N/A | N/A | Fail RIM | Commercial | Nonequipment | Refrigerated Display Case Lighting Controls | Offices | Existing | 0.35116 | 0.16018 | 0.45614 | N/A | N/A | N/A | Fail TRC
| Commercial | Nonequipment | Refrigerated Display Case Lighting Controls | Restaurants | Existing | 0.35116 | 0.16018 | 0.45614 | N/A | N/A | N/A | Fail RIM | Commercial | Nonequipment | Refrigerated Display Case Lighting Controls | Restaurants | Existing | 0.35116 | 0.16018 | 0.45614 | N/A | N/A | N/A | Fail TRC
| Commercial | Nonequipment | Refrigerated Display Case Lighting Controls | Retail | Existing | 0.35116 | 0.16018 | 0.45614 | N/A | N/A | N/A | Fail RIM | Commercial | Nonequipment | Refrigerated Display Case Lighting Controls | Retail | Existing | 0.35116 | 0.16018 | 0.45614 | N/A | N/A | N/A | Fail TRC
| Commercial | Nonequipment | Refrigerated Display Case Lighting Controls | Schools K-12 | Existing | 0.35116 | 0.16018 | 0.45614 | N/A | N/A | N/A | Fail RIM | Commercial | Nonequipment | Refrigerated Display Case Lighting Controls | Schools K-12 | Existing | 0.35116 | 0.16018 | 0.45614 | N/A | N/A | N/A | Fail TRC
| Commercial | Nonequipment | Refrigerated Display Case Lighting Controls | Warehouse | Existing | 0.35116 | 0.16018 | 0.45614 | N/A | N/A | N/A | Fail RIM | Commercial | Nonequipment | Refrigerated Display Case Lighting Controls | Warehouse | Existing | 0.35116 | 0.16018 | 0.45614 | N/A | N/A | N/A | Fail TRC
| Commercial | Nonequipment | Refrigerated Display Case Lighting Controls | Assembly | New | 0.35116 | 0.05944 | 0.16927 | N/A | N/A | N/A | Fail RIM | Commercial | Nonequipment | Refrigerated Display Case Lighting Controls | Assembly | New | 0.35116 | 0.05944 | 0.16927 | N/A | N/A | N/A | Fail TRC
| Commercial | Nonequipment | Refrigerated Display Case Lighting Controls | College and University | New | 0.35116 | 0.05944 | 0.16927 | N/A | N/A | N/A | Fail RIM | Commercial | Nonequipment | Refrigerated Display Case Lighting Controls | College and University | New | 0.35116 | 0.05944 | 0.16927 | N/A | N/A | N/A | Fail TRC
| Commercial | Nonequipment | Refrigerated Display Case Lighting Controls | Grocery | New | 0.35116 | 0.05944 | 0.16927 | N/A | N/A | N/A | Fail RIM | Commercial | Nonequipment | Refrigerated Display Case Lighting Controls | Grocery | New | 0.35116 | 0.05944 | 0.16927 | N/A | N/A | N/A | Fail TRC
| Commercial | Nonequipment | Refrigerated Display Case Lighting Controls | Healthcare | New | 0.35116 | 0.05944 | 0.16927 | N/A | N/A | N/A | Fail RIM | Commercial | Nonequipment | Refrigerated Display Case Lighting Controls | Healthcare | New | 0.35116 | 0.05944 | 0.16927 | N/A | N/A | N/A | Fail TRC
| Commercial | Nonequipment | Refrigerated Display Case Lighting Controls | Hospitals | New | 0.35116 | 0.05944 | 0.16927 | N/A | N/A | N/A | Fail RIM | Commercial | Nonequipment | Refrigerated Display Case Lighting Controls | Hospitals | New | 0.35116 | 0.05944 | 0.16927 | N/A | N/A | N/A | Fail TRC
| Commercial | Nonequipment | Refrigerated Display Case Lighting Controls | Institutional | New | 0.35116 | 0.05944 | 0.16927 | N/A | N/A | N/A | Fail RIM | Commercial | Nonequipment | Refrigerated Display Case Lighting Controls | Institutional | New | 0.35116 | 0.05944 | 0.16927 | N/A | N/A | N/A | Fail TRC
| Commercial | Nonequipment | Refrigerated Display Case Lighting Controls | Lodging/Hospitality | New | 0.35116 | 0.05944 | 0.16927 | N/A | N/A | N/A | Fail RIM | Commercial | Nonequipment | Refrigerated Display Case Lighting Controls | Lodging/Hospitality | New | 0.35116 | 0.05944 | 0.16927 | N/A | N/A | N/A | Fail TRC
| Commercial | Nonequipment | Refrigerated Display Case Lighting Controls | Miscellaneous | New | 0.35116 | 0.05944 | 0.16927 | N/A | N/A | N/A | Fail RIM | Commercial | Nonequipment | Refrigerated Display Case Lighting Controls | Miscellaneous | New | 0.35116 | 0.05944 | 0.16927 | N/A | N/A | N/A | Fail TRC
| Commercial | Nonequipment | Refrigerated Display Case Lighting Controls | Offices | New | 0.35116 | 0.05944 | 0.16927 | N/A | N/A | N/A | Fail RIM | Commercial | Nonequipment | Refrigerated Display Case Lighting Controls | Offices | New | 0.35116 | 0.05944 | 0.16927 | N/A | N/A | N/A | Fail TRC
| Commercial | Nonequipment | Refrigerated Display Case Lighting Controls | Restaurants | New | 0.35116 | 0.05944 | 0.16927 | N/A | N/A | N/A | Fail RIM | Commercial | Nonequipment | Refrigerated Display Case Lighting Controls | Restaurants | New | 0.35116 | 0.05944 | 0.16927 | N/A | N/A | N/A | Fail TRC
| Commercial | Nonequipment | Refrigerated Display Case Lighting Controls | Retail | New | 0.35116 | 0.05944 | 0.16927 | N/A | N/A | N/A | Fail RIM | Commercial | Nonequipment | Refrigerated Display Case Lighting Controls | Retail | New | 0.35116 | 0.05944 | 0.16927 | N/A | N/A | N/A | Fail TRC
| Commercial | Nonequipment | Refrigerated Display Case Lighting Controls | Schools K-12 | New | 0.35116 | 0.05944 | 0.16927 | N/A | N/A | N/A | Fail RIM | Commercial | Nonequipment | Refrigerated Display Case Lighting Controls | Schools K-12 | New | 0.35116 | 0.05944 | 0.16927 | N/A | N/A | N/A | Fail TRC
| Commercial | Nonequipment | Refrigerated Display Case Lighting Controls | Warehouse | New | 0.35116 | 0.05944 | 0.16927 | N/A | N/A | N/A | Fail RIM | Commercial | Nonequipment | Refrigerated Display Case Lighting Controls | Warehouse | New | 0.35116 | 0.05944 | 0.16927 | N/A | N/A | N/A | Fail TRC
| Commercial | Nonequipment | Strip Curtains for Walk-ins | Assembly | Existing | 0.34162 | 0.2935 | 0.85915 | N/A | N/A | N/A | Fail RIM | Commercial | Nonequipment | Strip Curtains for Walk-ins | Assembly | Existing | 0.34162 | 0.2935 | 0.85915 | N/A | N/A | N/A | Fail TRC
| Commercial | Nonequipment | Strip Curtains for Walk-ins | College and University | Existing | 0.34772 | 0.29852 | 0.85851 | N/A | N/A | N/A | Fail RIM | Commercial | Nonequipment | Strip Curtains for Walk-ins | College and University | Existing | 0.34772 | 0.29852 | 0.85851 | N/A | N/A | N/A | Fail TRC
| Commercial | Nonequipment | Strip Curtains for Walk-ins | Grocery | Existing | 0.34162 | 0.2935 | 0.85915 | N/A | N/A | N/A | Fail RIM | Commercial | Nonequipment | Strip Curtains for Walk-ins | Grocery | Existing | 0.34162 | 0.2935 | 0.85915 | N/A | N/A | N/A | Fail TRC
| Commercial | Nonequipment | Strip Curtains for Walk-ins | Healthcare | Existing | 0.34772 | 0.29852 | 0.85851 | N/A | N/A | N/A | Fail RIM | Commercial | Nonequipment | Strip Curtains for Walk-ins | Healthcare | Existing | 0.34772 | 0.29852 | 0.85851 | N/A | N/A | N/A | Fail TRC
| Commercial | Nonequipment | Strip Curtains for Walk-ins | Hospitals | Existing | 0.34772 | 0.29852 | 0.85851 | N/A | N/A | N/A | Fail RIM | Commercial | Nonequipment | Strip Curtains for Walk-ins | Hospitals | Existing | 0.34772 | 0.29852 | 0.85851 | N/A | N/A | N/A | Fail TRC
| Commercial | Nonequipment | Strip Curtains for Walk-ins | Institutional | Existing | 0.34162 | 0.2935 | 0.85915 | N/A | N/A | N/A | Fail RIM | Commercial | Nonequipment | Strip Curtains for Walk-ins | Institutional | Existing | 0.34162 | 0.2935 | 0.85915 | N/A | N/A | N/A | Fail TRC
| Commercial | Nonequipment | Strip Curtains for Walk-ins | Lodging/Hospitality | Existing | 0.34772 | 0.29852 | 0.85851 | N/A | N/A | N/A | Fail RIM | Commercial | Nonequipment | Strip Curtains for Walk-ins | Lodging/Hospitality | Existing | 0.34772 | 0.29852 | 0.85851 | N/A | N/A | N/A | Fail TRC
| Commercial | Nonequipment | Strip Curtains for Walk-ins | Miscellaneous | Existing | 0.34162 | 0.2935 | 0.85915 | N/A | N/A | N/A | Fail RIM | Commercial | Nonequipment | Strip Curtains for Walk-ins | Miscellaneous | Existing | 0.34162 | 0.2935 | 0.85915 | N/A | N/A | N/A | Fail TRC
| Commercial | Nonequipment | Strip Curtains for Walk-ins | Offices | Existing | 0.34162 | 0.2935 | 0.85915 | N/A | N/A | N/A | Fail RIM | Commercial | Nonequipment | Strip Curtains for Walk-ins | Offices | Existing | 0.34162 | 0.2935 | 0.85915 | N/A | N/A | N/A | Fail TRC
| Commercial | Nonequipment | Strip Curtains for Walk-ins | Restaurants | Existing | 0.34772 | 0.29852 | 0.85851 | N/A | N/A | N/A | Fail RIM | Commercial | Nonequipment | Strip Curtains for Walk-ins | Restaurants | Existing | 0.34772 | 0.29852 | 0.85851 | N/A | N/A | N/A | Fail TRC
| Commercial | Nonequipment | Strip Curtains for Walk-ins | Retail | Existing | 0.34162 | 0.2935 | 0.85915 | N/A | N/A | N/A | Fail RIM | Commercial | Nonequipment | Strip Curtains for Walk-ins | Retail | Existing | 0.34162 | 0.2935 | 0.85915 | N/A | N/A | N/A | Fail TRC
| Commercial | Nonequipment | Strip Curtains for Walk-ins | Schools K-12 | Existing | 0.34772 | 0.29852 | 0.85851 | N/A | N/A | N/A | Fail RIM | Commercial | Nonequipment | Strip Curtains for Walk-ins | Schools K-12 | Existing | 0.34772 | 0.29852 | 0.85851 | N/A | N/A | N/A | Fail TRC
| Commercial | Nonequipment | Strip Curtains for Walk-ins | Warehouse | Existing | 0.34162 | 0.2935 | 0.85915 | N/A | N/A | N/A | Fail RIM | Commercial | Nonequipment | Strip Curtains for Walk-ins | Warehouse | Existing | 0.34162 | 0.2935 | 0.85915 | N/A | N/A | N/A | Fail TRC
| Commercial | Nonequipment | Strip Curtains for Walk-ins | Assembly | New | 0.34162 | 0.2935 | 0.85915 | N/A | N/A | N/A | Fail RIM | Commercial | Nonequipment | Strip Curtains for Walk-ins | Assembly | New | 0.34162 | 0.2935 | 0.85915 | N/A | N/A | N/A | Fail TRC
| Commercial | Nonequipment | Strip Curtains for Walk-ins | College and University | New | 0.34772 | 0.29852 | 0.85851 | N/A | N/A | N/A | Fail RIM | Commercial | Nonequipment | Strip Curtains for Walk-ins | College and University | New | 0.34772 | 0.29852 | 0.85851 | N/A | N/A | N/A | Fail TRC
| Commercial | Nonequipment | Strip Curtains for Walk-ins | Grocery | New | 0.34162 | 0.2935 | 0.85915 | N/A | N/A | N/A | Fail RIM | Commercial | Nonequipment | Strip Curtains for Walk-ins | Grocery | New | 0.34162 | 0.2935 | 0.85915 | N/A | N/A | N/A | Fail TRC
| Commercial | Nonequipment | Strip Curtains for Walk-ins | Healthcare | New | 0.34772 | 0.29852 | 0.85851 | N/A | N/A | N/A | Fail RIM | Commercial | Nonequipment | Strip Curtains for Walk-ins | Healthcare | New | 0.34772 | 0.29852 | 0.85851 | N/A | N/A | N/A | Fail TRC
| Commercial | Nonequipment | Strip Curtains for Walk-ins | Hospitals | New | 0.34772 | 0.29852 | 0.85851 | N/A | N/A | N/A | Fail RIM | Commercial | Nonequipment | Strip Curtains for Walk-ins | Hospitals | New | 0.34772 | 0.29852 | 0.85851 | N/A | N/A | N/A | Fail TRC
| Commercial | Nonequipment | Strip Curtains for Walk-ins | Institutional | New | 0.34162 | 0.2935 | 0.85915 | N/A | N/A | N/A | Fail RIM | Commercial | Nonequipment | Strip Curtains for Walk-ins | Institutional | New | 0.34162 | 0.2935 | 0.85915 | N/A | N/A | N/A | Fail TRC
| Commercial | Nonequipment | Strip Curtains for Walk-ins | Lodging/Hospitality | New | 0.34772 | 0.29852 | 0.85851 | N/A | N/A | N/A | Fail RIM | Commercial | Nonequipment | Strip Curtains for Walk-ins | Lodging/Hospitality | New | 0.34772 | 0.29852 | 0.85851 | N/A | N/A | N/A | Fail TRC
| Commercial | Nonequipment | Strip Curtains for Walk-ins | Miscellaneous | New | 0.34162 | 0.2935 | 0.85915 | N/A | N/A | N/A | Fail RIM | Commercial | Nonequipment | Strip Curtains for Walk-ins | Miscellaneous | New | 0.34162 | 0.2935 | 0.85915 | N/A | N/A | N/A | Fail TRC
| Commercial | Nonequipment | Strip Curtains for Walk-ins | Offices | New | 0.34162 | 0.2935 | 0.85915 | N/A | N/A | N/A | Fail RIM | Commercial | Nonequipment | Strip Curtains for Walk-ins | Offices | New | 0.34162 | 0.2935 | 0.85915 | N/A | N/A | N/A | Fail TRC
| Commercial | Nonequipment | Strip Curtains for Walk-ins | Restaurants | New | 0.34772 | 0.29852 | 0.85851 | N/A | N/A | N/A | Fail RIM | Commercial | Nonequipment | Strip Curtains for Walk-ins | Restaurants | New | 0.34772 | 0.29852 | 0.85851 | N/A | N/A | N/A | Fail TRC
| Commercial | Nonequipment | Strip Curtains for Walk-ins | Retail | New | 0.34162 | 0.2935 | 0.85915 | N/A | N/A | N/A | Fail RIM | Commercial | Nonequipment | Strip Curtains for Walk-ins | Retail | New | 0.34162 | 0.2935 | 0.85915 | N/A | N/A | N/A | Fail TRC
| Commercial | Nonequipment | Strip Curtains for Walk-ins | Schools K-12 | New | 0.34772 | 0.29852 | 0.85851 | N/A | N/A | N/A | Fail RIM | Commercial | Nonequipment | Strip Curtains for Walk-ins | Schools K-12 | New | 0.34772 | 0.29852 | 0.85851 | N/A | N/A | N/A | Fail TRC
| Commercial | Nonequipment | Strip Curtains for Walk-ins | Warehouse | New | 0.34162 | 0.2935 | 0.85915 | N/A | N/A | N/A | Fail RIM | Commercial | Nonequipment | Strip Curtains for Walk-ins | Warehouse | New | 0.34162 | 0.2935 | 0.85915 | N/A | N/A | N/A | Fail TRC
| Commercial | Nonequipment | CO Sensors for Parking Garage Exhaust | Assembly | Existing | 0.31523 | 3.0325 | 9.6198 | N/A | N/A | N/A | Fail RIM | Commercial | Nonequipment | CO Sensors for Parking Garage Exhaust | Assembly | Existing | 0.31523 | 3.0325 | 9.6198 | N/A | N/A | N/A | Fail 2-year Threshold
| Commercial | Nonequipment | CO Sensors for Parking Garage Exhaust | College and University | Existing | 0.31523 | 3.0325 | 9.6198 | N/A | N/A | N/A | Fail RIM | Commercial | Nonequipment | CO Sensors for Parking Garage Exhaust | College and University | Existing | 0.31523 | 3.0325 | 9.6198 | N/A | N/A | N/A | Fail 2-year Threshold
| Commercial | Nonequipment | CO Sensors for Parking Garage Exhaust | Grocery | Existing | 0.31523 | 3.0325 | 9.6198 | N/A | N/A | N/A | Fail RIM | Commercial | Nonequipment | CO Sensors for Parking Garage Exhaust | Grocery | Existing | 0.31523 | 3.0325 | 9.6198 | N/A | N/A | N/A | Fail 2-year Threshold
| Commercial | Nonequipment | CO Sensors for Parking Garage Exhaust | Healthcare | Existing | 0.31523 | 3.0325 | 9.6198 | N/A | N/A | N/A | Fail RIM | Commercial | Nonequipment | CO Sensors for Parking Garage Exhaust | Healthcare | Existing | 0.31523 | 3.0325 | 9.6198 | N/A | N/A | N/A | Fail 2-year Threshold
| Commercial | Nonequipment | CO Sensors for Parking Garage Exhaust | Hospitals | Existing | 0.31523 | 3.0325 | 9.6198 | N/A | N/A | N/A | Fail RIM | Commercial | Nonequipment | CO Sensors for Parking Garage Exhaust | Hospitals | Existing | 0.31523 | 3.0325 | 9.6198 | N/A | N/A | N/A | Fail 2-year Threshold
| Commercial | Nonequipment | CO Sensors for Parking Garage Exhaust | Institutional | Existing | 0.31523 | 3.0325 | 9.6198 | N/A | N/A | N/A | Fail RIM | Commercial | Nonequipment | CO Sensors for Parking Garage Exhaust | Institutional | Existing | 0.31523 | 3.0325 | 9.6198 | N/A | N/A | N/A | Fail 2-year Threshold
| Commercial | Nonequipment | CO Sensors for Parking Garage Exhaust | Lodging/Hospitality | Existing | 0.31523 | 3.0325 | 9.6198 | N/A | N/A | N/A | Fail RIM | Commercial | Nonequipment | CO Sensors for Parking Garage Exhaust | Lodging/Hospitality | Existing | 0.31523 | 3.0325 | 9.6198 | N/A | N/A | N/A | Fail 2-year Threshold
| Commercial | Nonequipment | CO Sensors for Parking Garage Exhaust | Miscellaneous | Existing | 0.31523 | 3.0325 | 9.6198 | N/A | N/A | N/A | Fail RIM | Commercial | Nonequipment | CO Sensors for Parking Garage Exhaust | Miscellaneous | Existing | 0.31523 | 3.0325 | 9.6198 | N/A | N/A | N/A | Fail 2-year Threshold
| Commercial | Nonequipment | CO Sensors for Parking Garage Exhaust | Offices | Existing | 0.31523 | 3.0325 | 9.6198 | N/A | N/A | N/A | Fail RIM | Commercial | Nonequipment | CO Sensors for Parking Garage Exhaust | Offices | Existing | 0.31523 | 3.0325 | 9.6198 | N/A | N/A | N/A | Fail 2-year Threshold
| Commercial | Nonequipment | CO Sensors for Parking Garage Exhaust | Restaurants | Existing | 0.31523 | 3.0325 | 9.6198 | N/A | N/A | N/A | Fail RIM | Commercial | Nonequipment | CO Sensors for Parking Garage Exhaust | Restaurants | Existing | 0.31523 | 3.0325 | 9.6198 | N/A | N/A | N/A | Fail 2-year Threshold
| Commercial | Nonequipment | CO Sensors for Parking Garage Exhaust | Retail | Existing | 0.31523 | 3.0325 | 9.6198 | N/A | N/A | N/A | Fail RIM | Commercial | Nonequipment | CO Sensors for Parking Garage Exhaust | Retail | Existing | 0.31523 | 3.0325 | 9.6198 | N/A | N/A | N/A | Fail 2-year Threshold
| Commercial | Nonequipment | CO Sensors for Parking Garage Exhaust | Schools K-12 | Existing | 0.31523 | 3.0325 | 9.6198 | N/A | N/A | N/A | Fail RIM | Commercial | Nonequipment | CO Sensors for Parking Garage Exhaust | Schools K-12 | Existing | 0.31523 | 3.0325 | 9.6198 | N/A | N/A | N/A | Fail 2-year Threshold
| Commercial | Nonequipment | CO Sensors for Parking Garage Exhaust | Warehouse | Existing | 0.31523 | 3.0325 | 9.6198 | N/A | N/A | N/A | Fail RIM | Commercial | Nonequipment | CO Sensors for Parking Garage Exhaust | Warehouse | Existing | 0.31523 | 3.0325 | 9.6198 | N/A | N/A | N/A | Fail 2-year Threshold
| Commercial | Nonequipment | CO Sensors for Parking Garage Exhaust | Assembly | New | 0.31523 | 3.0325 | 9.6198 | N/A | N/A | N/A | Fail RIM | Commercial | Nonequipment | CO Sensors for Parking Garage Exhaust | Assembly | New | 0.31523 | 3.0325 | 9.6198 | N/A | N/A | N/A | Fail 2-year Threshold
| Commercial | Nonequipment | CO Sensors for Parking Garage Exhaust | College and University | New | 0.31523 | 3.0325 | 9.6198 | N/A | N/A | N/A | Fail RIM | Commercial | Nonequipment | CO Sensors for Parking Garage Exhaust | College and University | New | 0.31523 | 3.0325 | 9.6198 | N/A | N/A | N/A | Fail 2-year Threshold
| Commercial | Nonequipment | CO Sensors for Parking Garage Exhaust | Grocery | New | 0.31523 | 3.0325 | 9.6198 | N/A | N/A | N/A | Fail RIM | Commercial | Nonequipment | CO Sensors for Parking Garage Exhaust | Grocery | New | 0.31523 | 3.0325 | 9.6198 | N/A | N/A | N/A | Fail 2-year Threshold
| Commercial | Nonequipment | CO Sensors for Parking Garage Exhaust | Healthcare | New | 0.31523 | 3.0325 | 9.6198 | N/A | N/A | N/A | Fail RIM | Commercial | Nonequipment | CO Sensors for Parking Garage Exhaust | Healthcare | New | 0.31523 | 3.0325 | 9.6198 | N/A | N/A | N/A | Fail 2-year Threshold
| Commercial | Nonequipment | CO Sensors for Parking Garage Exhaust | Hospitals | New | 0.31523 | 3.0325 | 9.6198 | N/A | N/A | N/A | Fail RIM | Commercial | Nonequipment | CO Sensors for Parking Garage Exhaust | Hospitals | New | 0.31523 | 3.0325 | 9.6198 | N/A | N/A | N/A | Fail 2-year Threshold
| Commercial | Nonequipment | CO Sensors for Parking Garage Exhaust | Institutional | New | 0.31523 | 3.0325 | 9.6198 | N/A | N/A | N/A | Fail RIM | Commercial | Nonequipment | CO Sensors for Parking Garage Exhaust | Institutional | New | 0.31523 | 3.0325 | 9.6198 | N/A | N/A | N/A | Fail 2-year Threshold
| Commercial | Nonequipment | CO Sensors for Parking Garage Exhaust | Lodging/Hospitality | New | 0.31523 | 3.0325 | 9.6198 | N/A | N/A | N/A | Fail RIM | Commercial | Nonequipment | CO Sensors for Parking Garage Exhaust | Lodging/Hospitality | New | 0.31523 | 3.0325 | 9.6198 | N/A | N/A | N/A | Fail 2-year Threshold
| Commercial | Nonequipment | CO Sensors for Parking Garage Exhaust | Miscellaneous | New | 0.31523 | 3.0325 | 9.6198 | N/A | N/A | N/A | Fail RIM | Commercial | Nonequipment | CO Sensors for Parking Garage Exhaust | Miscellaneous | New | 0.31523 | 3.0325 | 9.6198 | N/A | N/A | N/A | Fail 2-year Threshold
| Commercial | Nonequipment | CO Sensors for Parking Garage Exhaust | Offices | New | 0.31523 | 3.0325 | 9.6198 | N/A | N/A | N/A | Fail RIM | Commercial | Nonequipment | CO Sensors for Parking Garage Exhaust | Offices | New | 0.31523 | 3.0325 | 9.6198 | N/A | N/A | N/A | Fail 2-year Threshold
| Commercial | Nonequipment | CO Sensors for Parking Garage Exhaust | Restaurants | New | 0.31523 | 3.0325 | 9.6198 | N/A | N/A | N/A | Fail RIM | Commercial | Nonequipment | CO Sensors for Parking Garage Exhaust | Restaurants | New | 0.31523 | 3.0325 | 9.6198 | N/A | N/A | N/A | Fail 2-year Threshold
| Commercial | Nonequipment | CO Sensors for Parking Garage Exhaust | Retail | New | 0.31523 | 3.0325 | 9.6198 | N/A | N/A | N/A | Fail RIM | Commercial | Nonequipment | CO Sensors for Parking Garage Exhaust | Retail | New | 0.31523 | 3.0325 | 9.6198 | N/A | N/A | N/A | Fail 2-year Threshold
| Commercial | Nonequipment | CO Sensors for Parking Garage Exhaust | Schools K-12 | New | 0.31523 | 3.0325 | 9.6198 | N/A | N/A | N/A | Fail RIM | Commercial | Nonequipment | CO Sensors for Parking Garage Exhaust | Schools K-12 | New | 0.31523 | 3.0325 | 9.6198 | N/A | N/A | N/A | Fail 2-year Threshold
| Commercial | Nonequipment | CO Sensors for Parking Garage Exhaust | Warehouse | New | 0.31523 | 3.0325 | 9.6198 | N/A | N/A | N/A | Fail RIM | Commercial | Nonequipment | CO Sensors for Parking Garage Exhaust | Warehouse | New | 0.31523 | 3.0325 | 9.6198 | N/A | N/A | N/A | Fail 2-year Threshold
| Commercial | Nonequipment | Demand Controlled Ventilation | Assembly | Existing | 0.35239 | 0.99763 | 2.8311 | N/A | N/A | N/A | Fail RIM | Commercial | Nonequipment | Demand Controlled Ventilation | Assembly | Existing | 0.35239 | 0.99763 | 2.8311 | N/A | N/A | N/A | Fail TRC
| Commercial | Nonequipment | Demand Controlled Ventilation | College and University | Existing | 0.35239 | 1.9862 | 5.6363 | N/A | N/A | N/A | Fail RIM | Commercial | Nonequipment | Demand Controlled Ventilation | College and University | Existing | 0.35239 | 1.9862 | 5.6363 | N/A | N/A | N/A | Fail 2-year Threshold
| Commercial | Nonequipment | Demand Controlled Ventilation | Grocery | Existing | 0.35239 | 0.45318 | 1.286 | N/A | N/A | N/A | Fail RIM | Commercial | Nonequipment | Demand Controlled Ventilation | Grocery | Existing | 0.35239 | 0.45318 | 1.286 | N/A | N/A | N/A | Fail TRC
| Commercial | Nonequipment | Demand Controlled Ventilation | Healthcare | Existing | 0.35239 | 1.9353 | 5.4919 | N/A | N/A | N/A | Fail RIM | Commercial | Nonequipment | Demand Controlled Ventilation | Healthcare | Existing | 0.35239 | 1.9353 | 5.4919 | N/A | N/A | N/A | Fail 2-year Threshold
| Commercial | Nonequipment | Demand Controlled Ventilation | Hospitals | Existing | 0.35239 | 2.8807 | 8.175 | N/A | N/A | N/A | Fail RIM | Commercial | Nonequipment | Demand Controlled Ventilation | Hospitals | Existing | 0.35239 | 2.8807 | 8.175 | N/A | N/A | N/A | Fail 2-year Threshold
| Commercial | Nonequipment | Demand Controlled Ventilation | Institutional | Existing | 0.35239 | 1.9843 | 5.631 | N/A | N/A | N/A | Fail RIM | Commercial | Nonequipment | Demand Controlled Ventilation | Institutional | Existing | 0.35239 | 1.9843 | 5.631 | N/A | N/A | N/A | Fail 2-year Threshold
| Commercial | Nonequipment | Demand Controlled Ventilation | Lodging/Hospitality | Existing | 0.35239 | 1.6257 | 4.6135 | N/A | N/A | N/A | Fail RIM | Commercial | Nonequipment | Demand Controlled Ventilation | Lodging/Hospitality | Existing | 0.35239 | 1.6257 | 4.6135 | N/A | N/A | N/A | Fail 2-year Threshold
| Commercial | Nonequipment | Demand Controlled Ventilation | Miscellaneous | Existing | 0.35239 | 1.4748 | 4.1852 | N/A | N/A | N/A | Fail RIM | Commercial | Nonequipment | Demand Controlled Ventilation | Miscellaneous | Existing | 0.35239 | 1.4748 | 4.1852 | N/A | N/A | N/A | Fail 2-year Threshold
| Commercial | Nonequipment | Demand Controlled Ventilation | Offices | Existing | 0.35239 | 1.5452 | 4.3849 | N/A | N/A | N/A | Fail RIM | Commercial | Nonequipment | Demand Controlled Ventilation | Offices | Existing | 0.35239 | 1.5452 | 4.3849 | N/A | N/A | N/A | Fail 2-year Threshold
| Commercial | Nonequipment | Demand Controlled Ventilation | Restaurants | Existing | 0.35239 | 0.48859 | 1.3865 | N/A | N/A | N/A | Fail RIM | Commercial | Nonequipment | Demand Controlled Ventilation | Restaurants | Existing | 0.35239 | 0.48859 | 1.3865 | N/A | N/A | N/A | Fail TRC
| Commercial | Nonequipment | Demand Controlled Ventilation | Retail | Existing | 0.35239 | 1.0932 | 3.1022 | N/A | N/A | N/A | Fail RIM | Commercial | Nonequipment | Demand Controlled Ventilation | Retail | Existing | 0.35239 | 1.0932 | 3.1022 | 0.31646 | 0.95006 | 3.3037 | Fail TRC
| Commercial | Nonequipment | Demand Controlled Ventilation | Schools K-12 | Existing | 0.35239 | 2.0426 | 5.7965 | N/A | N/A | N/A | Fail RIM | Commercial | Nonequipment | Demand Controlled Ventilation | Schools K-12 | Existing | 0.35239 | 2.0426 | 5.7965 | N/A | N/A | N/A | Fail 2-year Threshold
| Commercial | Nonequipment | Demand Controlled Ventilation | Warehouse | Existing | 0.35239 | 0.40583 | 1.1517 | N/A | N/A | N/A | Fail RIM | Commercial | Nonequipment | Demand Controlled Ventilation | Warehouse | Existing | 0.35239 | 0.40583 | 1.1517 | N/A | N/A | N/A | Fail TRC
| Commercial | Nonequipment | Demand Controlled Ventilation | Assembly | New | 0.35239 | 0.99763 | 2.8311 | N/A | N/A | N/A | Fail RIM | Commercial | Nonequipment | Demand Controlled Ventilation | Assembly | New | 0.35239 | 0.99763 | 2.8311 | N/A | N/A | N/A | Fail TRC
| Commercial | Nonequipment | Demand Controlled Ventilation | College and University | New | 0.35239 | 1.9862 | 5.6363 | N/A | N/A | N/A | Fail RIM | Commercial | Nonequipment | Demand Controlled Ventilation | College and University | New | 0.35239 | 1.9862 | 5.6363 | N/A | N/A | N/A | Fail 2-year Threshold
| Commercial | Nonequipment | Demand Controlled Ventilation | Grocery | New | 0.35239 | 0.45318 | 1.286 | N/A | N/A | N/A | Fail RIM | Commercial | Nonequipment | Demand Controlled Ventilation | Grocery | New | 0.35239 | 0.45318 | 1.286 | N/A | N/A | N/A | Fail TRC
| Commercial | Nonequipment | Demand Controlled Ventilation | Healthcare | New | 0.35239 | 1.9353 | 5.4919 | N/A | N/A | N/A | Fail RIM | Commercial | Nonequipment | Demand Controlled Ventilation | Healthcare | New | 0.35239 | 1.9353 | 5.4919 | N/A | N/A | N/A | Fail 2-year Threshold
| Commercial | Nonequipment | Demand Controlled Ventilation | Hospitals | New | 0.35239 | 2.8807 | 8.175 | N/A | N/A | N/A | Fail RIM | Commercial | Nonequipment | Demand Controlled Ventilation | Hospitals | New | 0.35239 | 2.8807 | 8.175 | N/A | N/A | N/A | Fail 2-year Threshold
| Commercial | Nonequipment | Demand Controlled Ventilation | Institutional | New | 0.35239 | 1.9843 | 5.631 | N/A | N/A | N/A | Fail RIM | Commercial | Nonequipment | Demand Controlled Ventilation | Institutional | New | 0.35239 | 1.9843 | 5.631 | N/A | N/A | N/A | Fail 2-year Threshold
| Commercial | Nonequipment | Demand Controlled Ventilation | Lodging/Hospitality | New | 0.35239 | 1.6257 | 4.6135 | N/A | N/A | N/A | Fail RIM | Commercial | Nonequipment | Demand Controlled Ventilation | Lodging/Hospitality | New | 0.35239 | 1.6257 | 4.6135 | N/A | N/A | N/A | Fail 2-year Threshold
| Commercial | Nonequipment | Demand Controlled Ventilation | Miscellaneous | New | 0.35239 | 1.4748 | 4.1852 | N/A | N/A | N/A | Fail RIM | Commercial | Nonequipment | Demand Controlled Ventilation | Miscellaneous | New | 0.35239 | 1.4748 | 4.1852 | N/A | N/A | N/A | Fail 2-year Threshold
| Commercial | Nonequipment | Demand Controlled Ventilation | Offices | New | 0.35239 | 1.5452 | 4.3849 | N/A | N/A | N/A | Fail RIM | Commercial | Nonequipment | Demand Controlled Ventilation | Offices | New | 0.35239 | 1.5452 | 4.3849 | N/A | N/A | N/A | Fail 2-year Threshold
| Commercial | Nonequipment | Demand Controlled Ventilation | Restaurants | New | 0.35239 | 0.48859 | 1.3865 | N/A | N/A | N/A | Fail RIM | Commercial | Nonequipment | Demand Controlled Ventilation | Restaurants | New | 0.35239 | 0.48859 | 1.3865 | N/A | N/A | N/A | Fail TRC
| Commercial | Nonequipment | Demand Controlled Ventilation | Retail | New | 0.35239 | 1.0932 | 3.1022 | N/A | N/A | N/A | Fail RIM | Commercial | Nonequipment | Demand Controlled Ventilation | Retail | New | 0.35239 | 1.0932 | 3.1022 | 0.31646 | 0.95006 | 3.3037 | Fail TRC
| Commercial | Nonequipment | Demand Controlled Ventilation | Schools K-12 | New | 0.35239 | 2.0426 | 5.7965 | N/A | N/A | N/A | Fail RIM | Commercial | Nonequipment | Demand Controlled Ventilation | Schools K-12 | New | 0.35239 | 2.0426 | 5.7965 | N/A | N/A | N/A | Fail 2-year Threshold
| Commercial | Nonequipment | Demand Controlled Ventilation | Warehouse | New | 0.35239 | 0.40583 | 1.1517 | N/A | N/A | N/A | Fail RIM | Commercial | Nonequipment | Demand Controlled Ventilation | Warehouse | New | 0.35239 | 0.40583 | 1.1517 | N/A | N/A | N/A | Fail TRC
| Commercial | Nonequipment | VAV System | Assembly | Existing | 0.37879 | 4.8015 | 12.6757 | N/A | N/A | N/A | Fail RIM | Commercial | Nonequipment | VAV System | Assembly | Existing | 0.37879 | 4.8015 | 12.6757 | N/A | N/A | N/A | Fail 2-year Threshold
| Commercial | Nonequipment | VAV System | College and University | Existing | 0.37879 | 4.8015 | 12.6757 | N/A | N/A | N/A | Fail RIM | Commercial | Nonequipment | VAV System | College and University | Existing | 0.37879 | 4.8015 | 12.6757 | N/A | N/A | N/A | Fail 2-year Threshold
| Commercial | Nonequipment | VAV System | Grocery | Existing | 0.37879 | 4.8015 | 12.6757 | N/A | N/A | N/A | Fail RIM | Commercial | Nonequipment | VAV System | Grocery | Existing | 0.37879 | 4.8015 | 12.6757 | N/A | N/A | N/A | Fail 2-year Threshold
| Commercial | Nonequipment | VAV System | Healthcare | Existing | 0.37879 | 4.8015 | 12.6757 | N/A | N/A | N/A | Fail RIM | Commercial | Nonequipment | VAV System | Healthcare | Existing | 0.37879 | 4.8015 | 12.6757 | N/A | N/A | N/A | Fail 2-year Threshold
| Commercial | Nonequipment | VAV System | Hospitals | Existing | 0.37879 | 4.8015 | 12.6757 | N/A | N/A | N/A | Fail RIM | Commercial | Nonequipment | VAV System | Hospitals | Existing | 0.37879 | 4.8015 | 12.6757 | N/A | N/A | N/A | Fail 2-year Threshold
| Commercial | Nonequipment | VAV System | Institutional | Existing | 0.37879 | 4.8015 | 12.6757 | N/A | N/A | N/A | Fail RIM | Commercial | Nonequipment | VAV System | Institutional | Existing | 0.37879 | 4.8015 | 12.6757 | N/A | N/A | N/A | Fail 2-year Threshold
| Commercial | Nonequipment | VAV System | Lodging/Hospitality | Existing | 0.37879 | 4.8015 | 12.6757 | N/A | N/A | N/A | Fail RIM | Commercial | Nonequipment | VAV System | Lodging/Hospitality | Existing | 0.37879 | 4.8015 | 12.6757 | N/A | N/A | N/A | Fail 2-year Threshold
| Commercial | Nonequipment | VAV System | Miscellaneous | Existing | 0.37879 | 4.8015 | 12.6757 | N/A | N/A | N/A | Fail RIM | Commercial | Nonequipment | VAV System | Miscellaneous | Existing | 0.37879 | 4.8015 | 12.6757 | N/A | N/A | N/A | Fail 2-year Threshold
| Commercial | Nonequipment | VAV System | Offices | Existing | 0.37879 | 4.8015 | 12.6757 | N/A | N/A | N/A | Fail RIM | Commercial | Nonequipment | VAV System | Offices | Existing | 0.37879 | 4.8015 | 12.6757 | N/A | N/A | N/A | Fail 2-year Threshold
| Commercial | Nonequipment | VAV System | Restaurants | Existing | 0.37879 | 4.8015 | 12.6757 | N/A | N/A | N/A | Fail RIM | Commercial | Nonequipment | VAV System | Restaurants | Existing | 0.37879 | 4.8015 | 12.6757 | N/A | N/A | N/A | Fail 2-year Threshold
| Commercial | Nonequipment | VAV System | Retail | Existing | 0.37879 | 4.8015 | 12.6757 | N/A | N/A | N/A | Fail RIM | Commercial | Nonequipment | VAV System | Retail | Existing | 0.37879 | 4.8015 | 12.6757 | N/A | N/A | N/A | Fail 2-year Threshold
| Commercial | Nonequipment | VAV System | Schools K-12 | Existing | 0.37879 | 4.8015 | 12.6757 | N/A | N/A | N/A | Fail RIM | Commercial | Nonequipment | VAV System | Schools K-12 | Existing | 0.37879 | 4.8015 | 12.6757 | N/A | N/A | N/A | Fail 2-year Threshold
| Commercial | Nonequipment | VAV System | Warehouse | Existing | 0.37879 | 4.8015 | 12.6757 | N/A | N/A | N/A | Fail RIM | Commercial | Nonequipment | VAV System | Warehouse | Existing | 0.37879 | 4.8015 | 12.6757 | N/A | N/A | N/A | Fail 2-year Threshold
| Commercial | Nonequipment | VAV System | Assembly | New | 0.37879 | 4.8015 | 12.6757 | N/A | N/A | N/A | Fail RIM | Commercial | Nonequipment | VAV System | Assembly | New | 0.37879 | 4.8015 | 12.6757 | N/A | N/A | N/A | Fail 2-year Threshold
| Commercial | Nonequipment | VAV System | College and University | New | 0.37879 | 4.8015 | 12.6757 | N/A | N/A | N/A | Fail RIM | Commercial | Nonequipment | VAV System | College and University | New | 0.37879 | 4.8015 | 12.6757 | N/A | N/A | N/A | Fail 2-year Threshold
| Commercial | Nonequipment | VAV System | Grocery | New | 0.37879 | 4.8015 | 12.6757 | N/A | N/A | N/A | Fail RIM | Commercial | Nonequipment | VAV System | Grocery | New | 0.37879 | 4.8015 | 12.6757 | N/A | N/A | N/A | Fail 2-year Threshold
| Commercial | Nonequipment | VAV System | Healthcare | New | 0.37879 | 4.8015 | 12.6757 | N/A | N/A | N/A | Fail RIM | Commercial | Nonequipment | VAV System | Healthcare | New | 0.37879 | 4.8015 | 12.6757 | N/A | N/A | N/A | Fail 2-year Threshold
| Commercial | Nonequipment | VAV System | Hospitals | New | 0.37879 | 4.8015 | 12.6757 | N/A | N/A | N/A | Fail RIM | Commercial | Nonequipment | VAV System | Hospitals | New | 0.37879 | 4.8015 | 12.6757 | N/A | N/A | N/A | Fail 2-year Threshold
| Commercial | Nonequipment | VAV System | Institutional | New | 0.37879 | 4.8015 | 12.6757 | N/A | N/A | N/A | Fail RIM | Commercial | Nonequipment | VAV System | Institutional | New | 0.37879 | 4.8015 | 12.6757 | N/A | N/A | N/A | Fail 2-year Threshold
| Commercial | Nonequipment | VAV System | Lodging/Hospitality | New | 0.37879 | 4.8015 | 12.6757 | N/A | N/A | N/A | Fail RIM | Commercial | Nonequipment | VAV System | Lodging/Hospitality | New | 0.37879 | 4.8015 | 12.6757 | N/A | N/A | N/A | Fail 2-year Threshold
| Commercial | Nonequipment | VAV System | Miscellaneous | New | 0.37879 | 4.8015 | 12.6757 | N/A | N/A | N/A | Fail RIM | Commercial | Nonequipment | VAV System | Miscellaneous | New | 0.37879 | 4.8015 | 12.6757 | N/A | N/A | N/A | Fail 2-year Threshold
| Commercial | Nonequipment | VAV System | Offices | New | 0.37879 | 4.8015 | 12.6757 | N/A | N/A | N/A | Fail RIM | Commercial | Nonequipment | VAV System | Offices | New | 0.37879 | 4.8015 | 12.6757 | N/A | N/A | N/A | Fail 2-year Threshold
| Commercial | Nonequipment | VAV System | Restaurants | New | 0.37879 | 4.8015 | 12.6757 | N/A | N/A | N/A | Fail RIM | Commercial | Nonequipment | VAV System | Restaurants | New | 0.37879 | 4.8015 | 12.6757 | N/A | N/A | N/A | Fail 2-year Threshold
| Commercial | Nonequipment | VAV System | Retail | New | 0.37879 | 4.8015 | 12.6757 | N/A | N/A | N/A | Fail RIM | Commercial | Nonequipment | VAV System | Retail | New | 0.37879 | 4.8015 | 12.6757 | N/A | N/A | N/A | Fail 2-year Threshold
| Commercial | Nonequipment | VAV System | Schools K-12 | New | 0.37879 | 4.8015 | 12.6757 | N/A | N/A | N/A | Fail RIM | Commercial | Nonequipment | VAV System | Schools K-12 | New | 0.37879 | 4.8015 | 12.6757 | N/A | N/A | N/A | Fail 2-year Threshold
| Commercial | Nonequipment | VAV System | Warehouse | New | 0.37879 | 4.8015 | 12.6757 | N/A | N/A | N/A | Fail RIM | Commercial | Nonequipment | VAV System | Warehouse | New | 0.37879 | 4.8015 | 12.6757 | N/A | N/A | N/A | Fail 2-year Threshold
| Commercial | Nonequipment | Retro-Commissioning | Assembly | Existing | 0.36714 | 0.6557 | 1.786 | N/A | N/A | N/A | Fail RIM | Commercial | Nonequipment | Retro-Commissioning | Assembly | Existing | 0.36714 | 0.6557 | 1.786 | N/A | N/A | N/A | Fail TRC
| Commercial | Nonequipment | Retro-Commissioning | College and University | Existing | 0.40283 | 1.1041 | 2.7409 | N/A | N/A | N/A | Fail RIM | Commercial | Nonequipment | Retro-Commissioning | College and University | Existing | 0.40283 | 1.1041 | 2.7409 | N/A | N/A | N/A | Fail 2-year Threshold
| Commercial | Nonequipment | Retro-Commissioning | Grocery | Existing | 0.40189 | 7.1164 | 17.7073 | N/A | N/A | N/A | Fail RIM | Commercial | Nonequipment | Retro-Commissioning | Grocery | Existing | 0.40189 | 7.1164 | 17.7073 | N/A | N/A | N/A | Fail 2-year Threshold
| Commercial | Nonequipment | Retro-Commissioning | Healthcare | Existing | 0.36714 | 2.6387 | 7.1871 | N/A | N/A | N/A | Fail RIM | Commercial | Nonequipment | Retro-Commissioning | Healthcare | Existing | 0.36714 | 2.6387 | 7.1871 | N/A | N/A | N/A | Fail 2-year Threshold
| Commercial | Nonequipment | Retro-Commissioning | Hospitals | Existing | 0.40283 | 2.9319 | 7.2782 | N/A | N/A | N/A | Fail RIM | Commercial | Nonequipment | Retro-Commissioning | Hospitals | Existing | 0.40283 | 2.9319 | 7.2782 | N/A | N/A | N/A | Fail 2-year Threshold
| Commercial | Nonequipment | Retro-Commissioning | Institutional | Existing | 0.36714 | 2.975 | 8.1032 | N/A | N/A | N/A | Fail RIM | Commercial | Nonequipment | Retro-Commissioning | Institutional | Existing | 0.36714 | 2.975 | 8.1032 | N/A | N/A | N/A | Fail 2-year Threshold
| Commercial | Nonequipment | Retro-Commissioning | Lodging/Hospitality | Existing | 0.40189 | 1.6418 | 4.0852 | N/A | N/A | N/A | Fail RIM | Commercial | Nonequipment | Retro-Commissioning | Lodging/Hospitality | Existing | 0.40189 | 1.6418 | 4.0852 | N/A | N/A | N/A | Fail 2-year Threshold
| Commercial | Nonequipment | Retro-Commissioning | Miscellaneous | Existing | 0.36714 | 2.0318 | 5.5343 | N/A | N/A | N/A | Fail RIM | Commercial | Nonequipment | Retro-Commissioning | Miscellaneous | Existing | 0.36714 | 2.0318 | 5.5343 | N/A | N/A | N/A | Fail 2-year Threshold
| Commercial | Nonequipment | Retro-Commissioning | Offices | Existing | 0.36714 | 2.7226 | 7.4158 | N/A | N/A | N/A | Fail RIM | Commercial | Nonequipment | Retro-Commissioning | Offices | Existing | 0.36714 | 2.7226 | 7.4158 | N/A | N/A | N/A | Fail 2-year Threshold
| Commercial | Nonequipment | Retro-Commissioning | Restaurants | Existing | 0.40189 | 6.878 | 17.1141 | N/A | N/A | N/A | Fail RIM | Commercial | Nonequipment | Retro-Commissioning | Restaurants | Existing | 0.40189 | 6.878 | 17.1141 | N/A | N/A | N/A | Fail 2-year Threshold
| Commercial | Nonequipment | Retro-Commissioning | Retail | Existing | 0.40189 | 1.3335 | 3.3181 | N/A | N/A | N/A | Fail RIM | Commercial | Nonequipment | Retro-Commissioning | Retail | Existing | 0.40189 | 1.3335 | 3.3181 | N/A | N/A | N/A | Fail 2-year Threshold
| Commercial | Nonequipment | Retro-Commissioning | Schools K-12 | Existing | 0.36714 | 0.9937 | 2.7066 | N/A | N/A | N/A | Fail RIM | Commercial | Nonequipment | Retro-Commissioning | Schools K-12 | Existing | 0.36714 | 0.9937 | 2.7066 | N/A | N/A | N/A | Fail TRC
| Commercial | Nonequipment | Retro-Commissioning | Warehouse | Existing | 0.36714 | 0.31992 | 0.8714 | N/A | N/A | N/A | Fail RIM | Commercial | Nonequipment | Retro-Commissioning | Warehouse | Existing | 0.36714 | 0.31992 | 0.8714 | N/A | N/A | N/A | Fail TRC
| Commercial | Nonequipment | Retro-Commissioning | Assembly | New | 0.36714 | 0.6557 | 1.786 | N/A | N/A | N/A | Fail RIM | Commercial | Nonequipment | Retro-Commissioning | Assembly | New | 0.36714 | 0.6557 | 1.786 | N/A | N/A | N/A | Fail TRC
| Commercial | Nonequipment | Retro-Commissioning | College and University | New | 0.40283 | 1.1041 | 2.7409 | N/A | N/A | N/A | Fail RIM | Commercial | Nonequipment | Retro-Commissioning | College and University | New | 0.40283 | 1.1041 | 2.7409 | N/A | N/A | N/A | Fail 2-year Threshold
| Commercial | Nonequipment | Retro-Commissioning | Grocery | New | 0.40189 | 7.1164 | 17.7073 | N/A | N/A | N/A | Fail RIM | Commercial | Nonequipment | Retro-Commissioning | Grocery | New | 0.40189 | 7.1164 | 17.7073 | N/A | N/A | N/A | Fail 2-year Threshold
| Commercial | Nonequipment | Retro-Commissioning | Healthcare | New | 0.36714 | 2.6387 | 7.1871 | N/A | N/A | N/A | Fail RIM | Commercial | Nonequipment | Retro-Commissioning | Healthcare | New | 0.36714 | 2.6387 | 7.1871 | N/A | N/A | N/A | Fail 2-year Threshold
| Commercial | Nonequipment | Retro-Commissioning | Hospitals | New | 0.40283 | 2.9319 | 7.2782 | N/A | N/A | N/A | Fail RIM | Commercial | Nonequipment | Retro-Commissioning | Hospitals | New | 0.40283 | 2.9319 | 7.2782 | N/A | N/A | N/A | Fail 2-year Threshold
| Commercial | Nonequipment | Retro-Commissioning | Institutional | New | 0.36714 | 2.975 | 8.1032 | N/A | N/A | N/A | Fail RIM | Commercial | Nonequipment | Retro-Commissioning | Institutional | New | 0.36714 | 2.975 | 8.1032 | N/A | N/A | N/A | Fail 2-year Threshold
| Commercial | Nonequipment | Retro-Commissioning | Lodging/Hospitality | New | 0.40189 | 1.6418 | 4.0852 | N/A | N/A | N/A | Fail RIM | Commercial | Nonequipment | Retro-Commissioning | Lodging/Hospitality | New | 0.40189 | 1.6418 | 4.0852 | N/A | N/A | N/A | Fail 2-year Threshold
| Commercial | Nonequipment | Retro-Commissioning | Miscellaneous | New | 0.36714 | 2.0318 | 5.5343 | N/A | N/A | N/A | Fail RIM | Commercial | Nonequipment | Retro-Commissioning | Miscellaneous | New | 0.36714 | 2.0318 | 5.5343 | N/A | N/A | N/A | Fail 2-year Threshold
| Commercial | Nonequipment | Retro-Commissioning | Offices | New | 0.36714 | 2.7226 | 7.4158 | N/A | N/A | N/A | Fail RIM | Commercial | Nonequipment | Retro-Commissioning | Offices | New | 0.36714 | 2.7226 | 7.4158 | N/A | N/A | N/A | Fail 2-year Threshold
| Commercial | Nonequipment | Retro-Commissioning | Restaurants | New | 0.40189 | 6.878 | 17.1141 | N/A | N/A | N/A | Fail RIM | Commercial | Nonequipment | Retro-Commissioning | Restaurants | New | 0.40189 | 6.878 | 17.1141 | N/A | N/A | N/A | Fail 2-year Threshold
| Commercial | Nonequipment | Retro-Commissioning | Retail | New | 0.40189 | 1.3335 | 3.3181 | N/A | N/A | N/A | Fail RIM | Commercial | Nonequipment | Retro-Commissioning | Retail | New | 0.40189 | 1.3335 | 3.3181 | N/A | N/A | N/A | Fail 2-year Threshold
| Commercial | Nonequipment | Retro-Commissioning | Schools K-12 | New | 0.36714 | 0.9937 | 2.7066 | N/A | N/A | N/A | Fail RIM | Commercial | Nonequipment | Retro-Commissioning | Schools K-12 | New | 0.36714 | 0.9937 | 2.7066 | N/A | N/A | N/A | Fail TRC
| Commercial | Nonequipment | Retro-Commissioning | Warehouse | New | 0.36714 | 0.31992 | 0.8714 | N/A | N/A | N/A | Fail RIM | Commercial | Nonequipment | Retro-Commissioning | Warehouse | New | 0.36714 | 0.31992 | 0.8714 | N/A | N/A | N/A | Fail TRC
| Industrial | Nonequipment | Compressed Air Controls | Agriculture and Assembly | Existing | 0.55521 | 1.4832 | 2.6714 | N/A | N/A | N/A | Fail RIM | Industrial | Nonequipment | Compressed Air Controls | Agriculture and Assembly | Existing | 0.55521 | 1.4832 | 2.6714 | 0.43276 | 1.3011 | 3.2874
| Industrial | Nonequipment | Compressed Air Controls | Agriculture and Assembly | New | 0.55521 | 1.4832 | 2.6714 | N/A | N/A | N/A | Fail RIM | Industrial | Nonequipment | Compressed Air Controls | Agriculture and Assembly | New | 0.55521 | 1.4832 | 2.6714 | 0.43276 | 1.3011 | 3.2874
| Industrial | Equipment | Compressed Air Equipment | Agriculture and Assembly | New | 0.55115 | 1.7517 | 3.1783 | N/A | N/A | N/A | Fail RIM | Industrial | Equipment | Compressed Air Equipment | Agriculture and Assembly | New | 0.55115 | 1.7517 | 3.1783 | 0.44704 | 1.5246 | 3.7696
| Industrial | Equipment | Compressed Air Equipment | Agriculture and Assembly | Turnover | 0.55115 | 1.7517 | 3.1783 | N/A | N/A | N/A | Fail RIM | Industrial | Equipment | Compressed Air Equipment | Agriculture and Assembly | Turnover | 0.55115 | 1.7517 | 3.1783 | 0.44704 | 1.5246 | 3.7696
| Industrial | Nonequipment | Compressed Air System Optimization | Agriculture and Assembly | Existing | 0.55788 | 6.354 | 11.3897 | N/A | N/A | N/A | Fail RIM | Industrial | Nonequipment | Compressed Air System Optimization | Agriculture and Assembly | Existing | 0.55788 | 6.354 | 11.3897 | N/A | N/A | N/A | Fail 2-year Threshold
| Industrial | Nonequipment | Compressed Air System Optimization | Agriculture and Assembly | New | 0.55788 | 6.354 | 11.3897 | N/A | N/A | N/A | Fail RIM | Industrial | Nonequipment | Compressed Air System Optimization | Agriculture and Assembly | New | 0.55788 | 6.354 | 11.3897 | N/A | N/A | N/A | Fail 2-year Threshold
| Industrial | Nonequipment | Plant Energy Management | Agriculture and Assembly | Existing | 0.55491 | 2.7038 | 4.8725 | N/A | N/A | N/A | Fail RIM | Industrial | Nonequipment | Plant Energy Management | Agriculture and Assembly | Existing | 0.55491 | 2.7038 | 4.8725 | 0.50287 | 2.1054 | 5.0925
| Industrial | Nonequipment | Plant Energy Management | Agriculture and Assembly | New | 0.55491 | 2.7038 | 4.8725 | N/A | N/A | N/A | Fail RIM | Industrial | Nonequipment | Plant Energy Management | Agriculture and Assembly | New | 0.55491 | 2.7038 | 4.8725 | 0.50287 | 2.1054 | 5.0925
| Industrial | Equipment | Efficient Lighting - Exterior | Agriculture and Assembly | New | 0.75161 | 2.9212 | 3.8866 | N/A | N/A | N/A | Fail RIM | Industrial | Equipment | Efficient Lighting - Exterior | Agriculture and Assembly | New | 0.75161 | 2.9212 | 3.8866 | 0.68608 | 2.4456 | 4.0633
| Industrial | Equipment | Efficient Lighting - Exterior | Agriculture and Assembly | Turnover | 0.75161 | 2.9212 | 3.8866 | N/A | N/A | N/A | Fail RIM | Industrial | Equipment | Efficient Lighting - Exterior | Agriculture and Assembly | Turnover | 0.75161 | 2.9212 | 3.8866 | 0.68608 | 2.4456 | 4.0633
| Industrial | Nonequipment | Lighting Controls - Exterior | Agriculture and Assembly | Existing | 0.75616 | 2.1768 | 2.8787 | N/A | N/A | N/A | Fail RIM | Industrial | Nonequipment | Lighting Controls - Exterior | Agriculture and Assembly | Existing | 0.75616 | 2.1768 | 2.8787 | 0.65767 | 1.8511 | 3.1339
| Industrial | Nonequipment | Lighting Controls - Exterior | Agriculture and Assembly | New | 0.75616 | 2.1768 | 2.8787 | N/A | N/A | N/A | Fail RIM | Industrial | Nonequipment | Lighting Controls - Exterior | Agriculture and Assembly | New | 0.75616 | 2.1768 | 2.8787 | 0.65767 | 1.8511 | 3.1339
| Industrial | Nonequipment | Building Envelope Improvements | Agriculture and Assembly | Existing | 0.54413 | 2.5215 | 4.634 | N/A | N/A | N/A | Fail RIM | Industrial | Nonequipment | Building Envelope Improvements | Agriculture and Assembly | Existing | 0.54413 | 2.5215 | 4.634 | 0.47367 | 1.9804 | 5.0501
| Industrial | Nonequipment | Building Envelope Improvements | Agriculture and Assembly | New | 0.54413 | 2.5215 | 4.634 | N/A | N/A | N/A | Fail RIM | Industrial | Nonequipment | Building Envelope Improvements | Agriculture and Assembly | New | 0.54413 | 2.5215 | 4.634 | 0.47367 | 1.9804 | 5.0501
| Industrial | Equipment | HVAC Equipment Upgrades | Agriculture and Assembly | New | 0.54009 | 3.58 | 6.6284 | N/A | N/A | N/A | Fail RIM | Industrial | Equipment | HVAC Equipment Upgrades | Agriculture and Assembly | New | 0.54009 | 3.58 | 6.6284 | 0.49543 | 2.6441 | 6.872
| Industrial | Equipment | HVAC Equipment Upgrades | Agriculture and Assembly | Turnover | 0.54009 | 3.58 | 6.6284 | N/A | N/A | N/A | Fail RIM | Industrial | Equipment | HVAC Equipment Upgrades | Agriculture and Assembly | Turnover | 0.54009 | 3.58 | 6.6284 | 0.49543 | 2.6441 | 6.872
| Industrial | Nonequipment | HVAC Improved Controls | Agriculture and Assembly | Existing | 0.54413 | 46.027 | 84.5885 | N/A | N/A | N/A | Fail RIM | Industrial | Nonequipment | HVAC Improved Controls | Agriculture and Assembly | Existing | 0.54413 | 46.027 | 84.5885 | N/A | N/A | N/A | Fail 2-year Threshold
| Industrial | Nonequipment | HVAC Improved Controls | Agriculture and Assembly | New | 0.54413 | 46.027 | 84.5885 | N/A | N/A | N/A | Fail RIM | Industrial | Nonequipment | HVAC Improved Controls | Agriculture and Assembly | New | 0.54413 | 46.027 | 84.5885 | N/A | N/A | N/A | Fail 2-year Threshold
| Industrial | Nonequipment | HVAC Recommissioning | Agriculture and Assembly | Existing | 0.55082 | 3.938 | 7.1492 | N/A | N/A | N/A | Fail RIM | Industrial | Nonequipment | HVAC Recommissioning | Agriculture and Assembly | Existing | 0.55082 | 3.938 | 7.1492 | N/A | N/A | N/A | Fail 2-year Threshold
| Industrial | Nonequipment | HVAC Recommissioning | Agriculture and Assembly | New | 0.55082 | 3.938 | 7.1492 | N/A | N/A | N/A | Fail RIM | Industrial | Nonequipment | HVAC Recommissioning | Agriculture and Assembly | New | 0.55082 | 3.938 | 7.1492 | N/A | N/A | N/A | Fail 2-year Threshold
| Industrial | Equipment | Efficient Lighting - High Bay | Agriculture and Assembly | New | 0.54633 | 1.7898 | 3.2759 | N/A | N/A | N/A | Fail RIM | Industrial | Equipment | Efficient Lighting - High Bay | Agriculture and Assembly | New | 0.54633 | 1.7898 | 3.2759 | 0.45394 | 1.6225 | 3.8396
| Industrial | Equipment | Efficient Lighting - High Bay | Agriculture and Assembly | Turnover | 0.54633 | 1.7898 | 3.2759 | N/A | N/A | N/A | Fail RIM | Industrial | Equipment | Efficient Lighting - High Bay | Agriculture and Assembly | Turnover | 0.54633 | 1.7898 | 3.2759 | 0.45394 | 1.6225 | 3.8396
| Industrial | Equipment | Efficient Lighting - Other Interior Lighting | Agriculture and Assembly | New | 0.54497 | 1.0011 | 1.837 | N/A | N/A | N/A | Fail RIM | Industrial | Equipment | Efficient Lighting - Other Interior Lighting | Agriculture and Assembly | New | 0.54497 | 1.0011 | 1.837 | 0.37686 | 0.94814 | 2.6005 | Fail TRC
| Industrial | Equipment | Efficient Lighting - Other Interior Lighting | Agriculture and Assembly | Turnover | 0.54497 | 1.0011 | 1.837 | N/A | N/A | N/A | Fail RIM | Industrial | Equipment | Efficient Lighting - Other Interior Lighting | Agriculture and Assembly | Turnover | 0.54497 | 1.0011 | 1.837 | 0.37686 | 0.94814 | 2.6005 | Fail TRC
| Industrial | Nonequipment | Lighting Controls | Agriculture and Assembly | Existing | 0.55058 | 2.5135 | 4.5652 | N/A | N/A | N/A | Fail RIM | Industrial | Nonequipment | Lighting Controls | Agriculture and Assembly | Existing | 0.55058 | 2.5135 | 4.5652 | 0.50308 | 2.1375 | 4.8203
| Industrial | Nonequipment | Lighting Controls | Agriculture and Assembly | New | 0.55058 | 2.5135 | 4.5652 | N/A | N/A | N/A | Fail RIM | Industrial | Nonequipment | Lighting Controls | Agriculture and Assembly | New | 0.55058 | 2.5135 | 4.5652 | 0.50308 | 2.1375 | 4.8203
| Industrial | Equipment | Fan Equipment Upgrades | Agriculture and Assembly | New | 0.55115 | 1.8675 | 3.3884 | N/A | N/A | N/A | Fail RIM | Industrial | Equipment | Fan Equipment Upgrades | Agriculture and Assembly | New | 0.55115 | 1.8675 | 3.3884 | 0.45422 | 1.6116 | 3.9527
| Industrial | Equipment | Fan Equipment Upgrades | Agriculture and Assembly | Turnover | 0.55115 | 1.8675 | 3.3884 | N/A | N/A | N/A | Fail RIM | Industrial | Equipment | Fan Equipment Upgrades | Agriculture and Assembly | Turnover | 0.55115 | 1.8675 | 3.3884 | 0.45422 | 1.6116 | 3.9527
| Industrial | Nonequipment | Fan Improved Controls | Agriculture and Assembly | Existing | 0.55115 | 16.4072 | 29.7689 | N/A | N/A | N/A | Fail RIM | Industrial | Nonequipment | Fan Improved Controls | Agriculture and Assembly | Existing | 0.55115 | 16.4072 | 29.7689 | N/A | N/A | N/A | Fail 2-year Threshold
| Industrial | Nonequipment | Fan Improved Controls | Agriculture and Assembly | New | 0.55115 | 16.4072 | 29.7689 | N/A | N/A | N/A | Fail RIM | Industrial | Nonequipment | Fan Improved Controls | Agriculture and Assembly | New | 0.55115 | 16.4072 | 29.7689 | N/A | N/A | N/A | Fail 2-year Threshold
| Industrial | Equipment | Motor Equipment Upgrades | Agriculture and Assembly | New | 0.55788 | 1.9911 | 3.5691 | N/A | N/A | N/A | Fail RIM | Industrial | Equipment | Motor Equipment Upgrades | Agriculture and Assembly | New | 0.55788 | 1.9911 | 3.5691 | 0.47509 | 1.6365 | 3.9743
| Industrial | Equipment | Motor Equipment Upgrades | Agriculture and Assembly | Turnover | 0.55788 | 1.9911 | 3.5691 | N/A | N/A | N/A | Fail RIM | Industrial | Equipment | Motor Equipment Upgrades | Agriculture and Assembly | Turnover | 0.55788 | 1.9911 | 3.5691 | 0.47509 | 1.6365 | 3.9743
| Industrial | Nonequipment | Motor Improved Controls | Agriculture and Assembly | Existing | 0.55115 | 6.3265 | 11.4787 | N/A | N/A | N/A | Fail RIM | Industrial | Nonequipment | Motor Improved Controls | Agriculture and Assembly | Existing | 0.55115 | 6.3265 | 11.4787 | N/A | N/A | N/A | Fail 2-year Threshold
| Industrial | Nonequipment | Motor Improved Controls | Agriculture and Assembly | New | 0.55115 | 6.3265 | 11.4787 | N/A | N/A | N/A | Fail RIM | Industrial | Nonequipment | Motor Improved Controls | Agriculture and Assembly | New | 0.55115 | 6.3265 | 11.4787 | N/A | N/A | N/A | Fail 2-year Threshold
| Industrial | Nonequipment | Motor Optimization | Agriculture and Assembly | Existing | 0.55788 | 2.4532 | 4.3974 | N/A | N/A | N/A | Fail RIM | Industrial | Nonequipment | Motor Optimization | Agriculture and Assembly | Existing | 0.55788 | 2.4532 | 4.3974 | 0.49744 | 1.9362 | 4.6646
| Industrial | Nonequipment | Motor Optimization | Agriculture and Assembly | New | 0.55788 | 2.4532 | 4.3974 | N/A | N/A | N/A | Fail RIM | Industrial | Nonequipment | Motor Optimization | Agriculture and Assembly | New | 0.55788 | 2.4532 | 4.3974 | 0.49744 | 1.9362 | 4.6646
| Industrial | Equipment | Pump Equipment Upgrade | Agriculture and Assembly | New | 0.55115 | 1.359 | 2.4657 | N/A | N/A | N/A | Fail RIM | Industrial | Equipment | Pump Equipment Upgrade | Agriculture and Assembly | New | 0.55115 | 1.359 | 2.4657 | 0.41633 | 1.2182 | 3.1487
| Industrial | Equipment | Pump Equipment Upgrade | Agriculture and Assembly | Turnover | 0.55115 | 1.359 | 2.4657 | N/A | N/A | N/A | Fail RIM | Industrial | Equipment | Pump Equipment Upgrade | Agriculture and Assembly | Turnover | 0.55115 | 1.359 | 2.4657 | 0.41633 | 1.2182 | 3.1487
| Industrial | Nonequipment | Pump Improved Controls | Agriculture and Assembly | Existing | 0.55115 | 6.3265 | 11.4787 | N/A | N/A | N/A | Fail RIM | Industrial | Nonequipment | Pump Improved Controls | Agriculture and Assembly | Existing | 0.55115 | 6.3265 | 11.4787 | N/A | N/A | N/A | Fail 2-year Threshold
| Industrial | Nonequipment | Pump Improved Controls | Agriculture and Assembly | New | 0.55115 | 6.3265 | 11.4787 | N/A | N/A | N/A | Fail RIM | Industrial | Nonequipment | Pump Improved Controls | Agriculture and Assembly | New | 0.55115 | 6.3265 | 11.4787 | N/A | N/A | N/A | Fail 2-year Threshold
| Industrial | Nonequipment | Pump System Optimization | Agriculture and Assembly | Existing | 0.55788 | 5.6898 | 10.1991 | N/A | N/A | N/A | Fail RIM | Industrial | Nonequipment | Pump System Optimization | Agriculture and Assembly | Existing | 0.55788 | 5.6898 | 10.1991 | N/A | N/A | N/A | Fail 2-year Threshold
| Industrial | Nonequipment | Pump System Optimization | Agriculture and Assembly | New | 0.55788 | 5.6898 | 10.1991 | N/A | N/A | N/A | Fail RIM | Industrial | Nonequipment | Pump System Optimization | Agriculture and Assembly | New | 0.55788 | 5.6898 | 10.1991 | N/A | N/A | N/A | Fail 2-year Threshold
| Industrial | Nonequipment | Process Refrig Controls | Agriculture and Assembly | Existing | 0.54822 | 0.9122 | 1.6639 | N/A | N/A | N/A | Fail RIM | Industrial | Nonequipment | Process Refrig Controls | Agriculture and Assembly | Existing | 0.54822 | 0.9122 | 1.6639 | N/A | N/A | N/A | Fail TRC
| Industrial | Nonequipment | Process Refrig Controls | Agriculture and Assembly | New | 0.54822 | 0.9122 | 1.6639 | N/A | N/A | N/A | Fail RIM | Industrial | Nonequipment | Process Refrig Controls | Agriculture and Assembly | New | 0.54822 | 0.9122 | 1.6639 | N/A | N/A | N/A | Fail TRC
| Industrial | Equipment | Process Refrig Equipment Upgrade | Agriculture and Assembly | New | 0.55494 | 1.7197 | 3.0989 | N/A | N/A | N/A | Fail RIM | Industrial | Equipment | Process Refrig Equipment Upgrade | Agriculture and Assembly | New | 0.55494 | 1.7197 | 3.0989 | 0.45576 | 1.4492 | 3.5866
| Industrial | Equipment | Process Refrig Equipment Upgrade | Agriculture and Assembly | Turnover | 0.55494 | 1.7197 | 3.0989 | N/A | N/A | N/A | Fail RIM | Industrial | Equipment | Process Refrig Equipment Upgrade | Agriculture and Assembly | Turnover | 0.55494 | 1.7197 | 3.0989 | 0.45576 | 1.4492 | 3.5866
| Industrial | Nonequipment | Process Refrig System Optimization | Agriculture and Assembly | Existing | 0.55742 | 0.83045 | 1.4898 | N/A | N/A | N/A | Fail RIM | Industrial | Nonequipment | Process Refrig System Optimization | Agriculture and Assembly | Existing | 0.55742 | 0.83045 | 1.4898 | N/A | N/A | N/A | Fail TRC
| Industrial | Nonequipment | Process Refrig System Optimization | Agriculture and Assembly | New | 0.55742 | 0.83045 | 1.4898 | N/A | N/A | N/A | Fail RIM | Industrial | Nonequipment | Process Refrig System Optimization | Agriculture and Assembly | New | 0.55742 | 0.83045 | 1.4898 | N/A | N/A | N/A | Fail TRC
| Industrial | Nonequipment | Process Heat Improved Controls | Agriculture and Assembly | Existing | 0.54822 | 0.45097 | 0.82259 | N/A | N/A | N/A | Fail RIM | Industrial | Nonequipment | Process Heat Improved Controls | Agriculture and Assembly | Existing | 0.54822 | 0.45097 | 0.82259 | N/A | N/A | N/A | Fail TRC
| Industrial | Nonequipment | Process Heat Improved Controls | Agriculture and Assembly | New | 0.54822 | 0.45097 | 0.82259 | N/A | N/A | N/A | Fail RIM | Industrial | Nonequipment | Process Heat Improved Controls | Agriculture and Assembly | New | 0.54822 | 0.45097 | 0.82259 | N/A | N/A | N/A | Fail TRC
| Industrial | Nonequipment | Process Heat System Optimization | Agriculture and Assembly | Existing | 0.559 | 0.047425 | 0.084839 | N/A | N/A | N/A | Fail RIM | Industrial | Nonequipment | Process Heat System Optimization | Agriculture and Assembly | Existing | 0.559 | 0.047425 | 0.084839 | N/A | N/A | N/A | Fail TRC
| Industrial | Nonequipment | Process Heat System Optimization | Agriculture and Assembly | New | 0.559 | 0.047425 | 0.084839 | N/A | N/A | N/A | Fail RIM | Industrial | Nonequipment | Process Heat System Optimization | Agriculture and Assembly | New | 0.559 | 0.047425 | 0.084839 | N/A | N/A | N/A | Fail TRC
| Industrial | Nonequipment | Process Other Systems Optimization | Agriculture and Assembly | Existing | 0.55667 | 8.4127 | 15.1126 | N/A | N/A | N/A | Fail RIM | Industrial | Nonequipment | Process Other Systems Optimization | Agriculture and Assembly | Existing | 0.55667 | 8.4127 | 15.1126 | N/A | N/A | N/A | Fail 2-year Threshold
| Industrial | Nonequipment | Process Other Systems Optimization | Agriculture and Assembly | New | 0.55667 | 8.4127 | 15.1126 | N/A | N/A | N/A | Fail RIM | Industrial | Nonequipment | Process Other Systems Optimization | Agriculture and Assembly | New | 0.55667 | 8.4127 | 15.1126 | N/A | N/A | N/A | Fail 2-year Threshold
| Industrial | Nonequipment | Compressed Air Controls | Chemicals and Plastics | Existing | 0.55521 | 1.9975 | 3.5978 | N/A | N/A | N/A | Fail RIM | Industrial | Nonequipment | Compressed Air Controls | Chemicals and Plastics | Existing | 0.55521 | 1.9975 | 3.5978 | 0.46792 | 1.6808 | 4.0806
| Industrial | Nonequipment | Compressed Air Controls | Chemicals and Plastics | New | 0.55521 | 1.9975 | 3.5978 | N/A | N/A | N/A | Fail RIM | Industrial | Nonequipment | Compressed Air Controls | Chemicals and Plastics | New | 0.55521 | 1.9975 | 3.5978 | 0.46792 | 1.6808 | 4.0806
| Industrial | Equipment | Compressed Air Equipment | Chemicals and Plastics | New | 0.55115 | 2.9915 | 5.4277 | N/A | N/A | N/A | Fail RIM | Industrial | Equipment | Compressed Air Equipment | Chemicals and Plastics | New | 0.55115 | 2.9915 | 5.4277 | 0.49991 | 2.3849 | 5.7297
| Industrial | Equipment | Compressed Air Equipment | Chemicals and Plastics | Turnover | 0.55115 | 2.9915 | 5.4277 | N/A | N/A | N/A | Fail RIM | Industrial | Equipment | Compressed Air Equipment | Chemicals and Plastics | Turnover | 0.55115 | 2.9915 | 5.4277 | 0.49991 | 2.3849 | 5.7297
| Industrial | Nonequipment | Compressed Air System Optimization | Chemicals and Plastics | Existing | 0.55788 | 5.9474 | 10.6608 | N/A | N/A | N/A | Fail RIM | Industrial | Nonequipment | Compressed Air System Optimization | Chemicals and Plastics | Existing | 0.55788 | 5.9474 | 10.6608 | N/A | N/A | N/A | Fail 2-year Threshold
| Industrial | Nonequipment | Compressed Air System Optimization | Chemicals and Plastics | New | 0.55788 | 5.9474 | 10.6608 | N/A | N/A | N/A | Fail RIM | Industrial | Nonequipment | Compressed Air System Optimization | Chemicals and Plastics | New | 0.55788 | 5.9474 | 10.6608 | N/A | N/A | N/A | Fail 2-year Threshold
| Industrial | Nonequipment | Plant Energy Management | Chemicals and Plastics | Existing | 0.55491 | 14.0848 | 25.3822 | N/A | N/A | N/A | Fail RIM | Industrial | Nonequipment | Plant Energy Management | Chemicals and Plastics | Existing | 0.55491 | 14.0848 | 25.3822 | N/A | N/A | N/A | Fail 2-year Threshold
| Industrial | Nonequipment | Plant Energy Management | Chemicals and Plastics | New | 0.55491 | 14.0848 | 25.3822 | N/A | N/A | N/A | Fail RIM | Industrial | Nonequipment | Plant Energy Management | Chemicals and Plastics | New | 0.55491 | 14.0848 | 25.3822 | N/A | N/A | N/A | Fail 2-year Threshold
| Industrial | Equipment | Efficient Lighting - Exterior | Chemicals and Plastics | New | 0.75161 | 2.9212 | 3.8866 | N/A | N/A | N/A | Fail RIM | Industrial | Equipment | Efficient Lighting - Exterior | Chemicals and Plastics | New | 0.75161 | 2.9212 | 3.8866 | 0.68608 | 2.4456 | 4.0633
| Industrial | Equipment | Efficient Lighting - Exterior | Chemicals and Plastics | Turnover | 0.75161 | 2.9212 | 3.8866 | N/A | N/A | N/A | Fail RIM | Industrial | Equipment | Efficient Lighting - Exterior | Chemicals and Plastics | Turnover | 0.75161 | 2.9212 | 3.8866 | 0.68608 | 2.4456 | 4.0633
| Industrial | Nonequipment | Lighting Controls - Exterior | Chemicals and Plastics | Existing | 0.75616 | 1.9436 | 2.5704 | N/A | N/A | N/A | Fail RIM | Industrial | Nonequipment | Lighting Controls - Exterior | Chemicals and Plastics | Existing | 0.75616 | 1.9436 | 2.5704 | 0.63467 | 1.6797 | 2.9053
| Industrial | Nonequipment | Lighting Controls - Exterior | Chemicals and Plastics | New | 0.75616 | 1.9436 | 2.5704 | N/A | N/A | N/A | Fail RIM | Industrial | Nonequipment | Lighting Controls - Exterior | Chemicals and Plastics | New | 0.75616 | 1.9436 | 2.5704 | 0.63467 | 1.6797 | 2.9053
| Industrial | Nonequipment | Building Envelope Improvements | Chemicals and Plastics | Existing | 0.54413 | 3.6385 | 6.6869 | N/A | N/A | N/A | Fail RIM | Industrial | Nonequipment | Building Envelope Improvements | Chemicals and Plastics | Existing | 0.54413 | 3.6385 | 6.6869 | 0.50266 | 2.6097 | 6.8444
| Industrial | Nonequipment | Building Envelope Improvements | Chemicals and Plastics | New | 0.54413 | 3.6385 | 6.6869 | N/A | N/A | N/A | Fail RIM | Industrial | Nonequipment | Building Envelope Improvements | Chemicals and Plastics | New | 0.54413 | 3.6385 | 6.6869 | 0.50266 | 2.6097 | 6.8444
| Industrial | Equipment | HVAC Equipment Upgrades | Chemicals and Plastics | New | 0.54009 | 4.6848 | 8.674 | N/A | N/A | N/A | Fail RIM | Industrial | Equipment | HVAC Equipment Upgrades | Chemicals and Plastics | New | 0.54009 | 4.6848 | 8.674 | 0.51215 | 3.2017 | 8.6841
| Industrial | Equipment | HVAC Equipment Upgrades | Chemicals and Plastics | Turnover | 0.54009 | 4.6848 | 8.674 | N/A | N/A | N/A | Fail RIM | Industrial | Equipment | HVAC Equipment Upgrades | Chemicals and Plastics | Turnover | 0.54009 | 4.6848 | 8.674 | 0.51215 | 3.2017 | 8.6841
| Industrial | Nonequipment | HVAC Improved Controls | Chemicals and Plastics | Existing | 0.54413 | 23.4921 | 43.1738 | N/A | N/A | N/A | Fail RIM | Industrial | Nonequipment | HVAC Improved Controls | Chemicals and Plastics | Existing | 0.54413 | 23.4921 | 43.1738 | N/A | N/A | N/A | Fail 2-year Threshold
| Industrial | Nonequipment | HVAC Improved Controls | Chemicals and Plastics | New | 0.54413 | 23.4921 | 43.1738 | N/A | N/A | N/A | Fail RIM | Industrial | Nonequipment | HVAC Improved Controls | Chemicals and Plastics | New | 0.54413 | 23.4921 | 43.1738 | N/A | N/A | N/A | Fail 2-year Threshold
| Industrial | Equipment | Efficient Lighting - High Bay | Chemicals and Plastics | New | 0.54633 | 1.7898 | 3.2759 | N/A | N/A | N/A | Fail RIM | Industrial | Equipment | Efficient Lighting - High Bay | Chemicals and Plastics | New | 0.54633 | 1.7898 | 3.2759 | 0.45394 | 1.6225 | 3.8396
| Industrial | Equipment | Efficient Lighting - High Bay | Chemicals and Plastics | Turnover | 0.54633 | 1.7898 | 3.2759 | N/A | N/A | N/A | Fail RIM | Industrial | Equipment | Efficient Lighting - High Bay | Chemicals and Plastics | Turnover | 0.54633 | 1.7898 | 3.2759 | 0.45394 | 1.6225 | 3.8396
| Industrial | Equipment | Efficient Lighting - Other Interior Lighting | Chemicals and Plastics | New | 0.54497 | 1.0011 | 1.837 | N/A | N/A | N/A | Fail RIM | Industrial | Equipment | Efficient Lighting - Other Interior Lighting | Chemicals and Plastics | New | 0.54497 | 1.0011 | 1.837 | 0.37686 | 0.94814 | 2.6005 | Fail TRC
| Industrial | Equipment | Efficient Lighting - Other Interior Lighting | Chemicals and Plastics | Turnover | 0.54497 | 1.0011 | 1.837 | N/A | N/A | N/A | Fail RIM | Industrial | Equipment | Efficient Lighting - Other Interior Lighting | Chemicals and Plastics | Turnover | 0.54497 | 1.0011 | 1.837 | 0.37686 | 0.94814 | 2.6005 | Fail TRC
| Industrial | Nonequipment | Lighting Controls | Chemicals and Plastics | Existing | 0.55058 | 2.2443 | 4.0761 | N/A | N/A | N/A | Fail RIM | Industrial | Nonequipment | Lighting Controls | Chemicals and Plastics | Existing | 0.55058 | 2.2443 | 4.0761 | 0.49128 | 1.9396 | 4.4111
| Industrial | Nonequipment | Lighting Controls | Chemicals and Plastics | New | 0.55058 | 2.2443 | 4.0761 | N/A | N/A | N/A | Fail RIM | Industrial | Nonequipment | Lighting Controls | Chemicals and Plastics | New | 0.55058 | 2.2443 | 4.0761 | 0.49128 | 1.9396 | 4.4111
| Industrial | Equipment | Fan Equipment Upgrades | Chemicals and Plastics | New | 0.55115 | 1.7775 | 3.2251 | N/A | N/A | N/A | Fail RIM | Industrial | Equipment | Fan Equipment Upgrades | Chemicals and Plastics | New | 0.55115 | 1.7775 | 3.2251 | 0.4487 | 1.5441 | 3.8103
| Industrial | Equipment | Fan Equipment Upgrades | Chemicals and Plastics | Turnover | 0.55115 | 1.7775 | 3.2251 | N/A | N/A | N/A | Fail RIM | Industrial | Equipment | Fan Equipment Upgrades | Chemicals and Plastics | Turnover | 0.55115 | 1.7775 | 3.2251 | 0.4487 | 1.5441 | 3.8103
| Industrial | Nonequipment | Fan Improved Controls | Chemicals and Plastics | Existing | 0.55115 | 16.4072 | 29.7689 | N/A | N/A | N/A | Fail RIM | Industrial | Nonequipment | Fan Improved Controls | Chemicals and Plastics | Existing | 0.55115 | 16.4072 | 29.7689 | N/A | N/A | N/A | Fail 2-year Threshold
| Industrial | Nonequipment | Fan Improved Controls | Chemicals and Plastics | New | 0.55115 | 16.4072 | 29.7689 | N/A | N/A | N/A | Fail RIM | Industrial | Nonequipment | Fan Improved Controls | Chemicals and Plastics | New | 0.55115 | 16.4072 | 29.7689 | N/A | N/A | N/A | Fail 2-year Threshold
| Industrial | Nonequipment | Fan System Optimization | Chemicals and Plastics | Existing | 0.55788 | 3.8428 | 6.8883 | N/A | N/A | N/A | Fail RIM | Industrial | Nonequipment | Fan System Optimization | Chemicals and Plastics | Existing | 0.55788 | 3.8428 | 6.8883 | N/A | N/A | N/A | Fail 2-year Threshold
| Industrial | Nonequipment | Fan System Optimization | Chemicals and Plastics | New | 0.55788 | 3.8428 | 6.8883 | N/A | N/A | N/A | Fail RIM | Industrial | Nonequipment | Fan System Optimization | Chemicals and Plastics | New | 0.55788 | 3.8428 | 6.8883 | N/A | N/A | N/A | Fail 2-year Threshold
| Industrial | Equipment | Motor Equipment Upgrades | Chemicals and Plastics | New | 0.55788 | 1.4703 | 2.6356 | N/A | N/A | N/A | Fail RIM | Industrial | Equipment | Motor Equipment Upgrades | Chemicals and Plastics | New | 0.55788 | 1.4703 | 2.6356 | 0.43806 | 1.2675 | 3.1964
| Industrial | Equipment | Motor Equipment Upgrades | Chemicals and Plastics | Turnover | 0.55788 | 1.4703 | 2.6356 | N/A | N/A | N/A | Fail RIM | Industrial | Equipment | Motor Equipment Upgrades | Chemicals and Plastics | Turnover | 0.55788 | 1.4703 | 2.6356 | 0.43806 | 1.2675 | 3.1964
| Industrial | Nonequipment | Motor Improved Controls | Chemicals and Plastics | Existing | 0.55115 | 3.8087 | 6.9104 | N/A | N/A | N/A | Fail RIM | Industrial | Nonequipment | Motor Improved Controls | Chemicals and Plastics | Existing | 0.55115 | 3.8087 | 6.9104 | 0.5185 | 2.8771 | 7.0218
| Industrial | Nonequipment | Motor Improved Controls | Chemicals and Plastics | New | 0.55115 | 3.8087 | 6.9104 | N/A | N/A | N/A | Fail RIM | Industrial | Nonequipment | Motor Improved Controls | Chemicals and Plastics | New | 0.55115 | 3.8087 | 6.9104 | 0.5185 | 2.8771 | 7.0218
| Industrial | Nonequipment | Motor Optimization | Chemicals and Plastics | Existing | 0.55788 | 3.3796 | 6.058 | N/A | N/A | N/A | Fail RIM | Industrial | Nonequipment | Motor Optimization | Chemicals and Plastics | Existing | 0.55788 | 3.3796 | 6.058 | N/A | N/A | N/A | Fail 2-year Threshold
| Industrial | Nonequipment | Motor Optimization | Chemicals and Plastics | New | 0.55788 | 3.3796 | 6.058 | N/A | N/A | N/A | Fail RIM | Industrial | Nonequipment | Motor Optimization | Chemicals and Plastics | New | 0.55788 | 3.3796 | 6.058 | N/A | N/A | N/A | Fail 2-year Threshold
| Industrial | Equipment | Pump Equipment Upgrade | Chemicals and Plastics | New | 0.55115 | 1.7799 | 3.2295 | N/A | N/A | N/A | Fail RIM | Industrial | Equipment | Pump Equipment Upgrade | Chemicals and Plastics | New | 0.55115 | 1.7799 | 3.2295 | 0.44885 | 1.546 | 3.8142
| Industrial | Equipment | Pump Equipment Upgrade | Chemicals and Plastics | Turnover | 0.55115 | 1.7799 | 3.2295 | N/A | N/A | N/A | Fail RIM | Industrial | Equipment | Pump Equipment Upgrade | Chemicals and Plastics | Turnover | 0.55115 | 1.7799 | 3.2295 | 0.44885 | 1.546 | 3.8142
| Industrial | Nonequipment | Pump Improved Controls | Chemicals and Plastics | Existing | 0.55115 | 6.3265 | 11.4787 | N/A | N/A | N/A | Fail RIM | Industrial | Nonequipment | Pump Improved Controls | Chemicals and Plastics | Existing | 0.55115 | 6.3265 | 11.4787 | N/A | N/A | N/A | Fail 2-year Threshold
| Industrial | Nonequipment | Pump Improved Controls | Chemicals and Plastics | New | 0.55115 | 6.3265 | 11.4787 | N/A | N/A | N/A | Fail RIM | Industrial | Nonequipment | Pump Improved Controls | Chemicals and Plastics | New | 0.55115 | 6.3265 | 11.4787 | N/A | N/A | N/A | Fail 2-year Threshold
| Industrial | Nonequipment | Pump System Optimization | Chemicals and Plastics | Existing | 0.55788 | 3.2614 | 5.8461 | N/A | N/A | N/A | Fail RIM | Industrial | Nonequipment | Pump System Optimization | Chemicals and Plastics | Existing | 0.55788 | 3.2614 | 5.8461 | 0.52376 | 2.4069 | 5.8718
| Industrial | Nonequipment | Pump System Optimization | Chemicals and Plastics | New | 0.55788 | 3.2614 | 5.8461 | N/A | N/A | N/A | Fail RIM | Industrial | Nonequipment | Pump System Optimization | Chemicals and Plastics | New | 0.55788 | 3.2614 | 5.8461 | 0.52376 | 2.4069 | 5.8718
| Industrial | Nonequipment | Process Refrig Controls | Chemicals and Plastics | Existing | 0.54822 | 1.2718 | 2.3199 | N/A | N/A | N/A | Fail RIM | Industrial | Nonequipment | Process Refrig Controls | Chemicals and Plastics | Existing | 0.54822 | 1.2718 | 2.3199 | 0.4061 | 1.148 | 3.0239
| Industrial | Nonequipment | Process Refrig Controls | Chemicals and Plastics | New | 0.54822 | 1.2718 | 2.3199 | N/A | N/A | N/A | Fail RIM | Industrial | Nonequipment | Process Refrig Controls | Chemicals and Plastics | New | 0.54822 | 1.2718 | 2.3199 | 0.4061 | 1.148 | 3.0239
| Industrial | Equipment | Process Refrig Equipment Upgrade | Chemicals and Plastics | New | 0.55494 | 1.8973 | 3.4189 | N/A | N/A | N/A | Fail RIM | Industrial | Equipment | Process Refrig Equipment Upgrade | Chemicals and Plastics | New | 0.55494 | 1.8973 | 3.4189 | 0.46735 | 1.5732 | 3.8536
| Industrial | Equipment | Process Refrig Equipment Upgrade | Chemicals and Plastics | Turnover | 0.55494 | 1.8973 | 3.4189 | N/A | N/A | N/A | Fail RIM | Industrial | Equipment | Process Refrig Equipment Upgrade | Chemicals and Plastics | Turnover | 0.55494 | 1.8973 | 3.4189 | 0.46735 | 1.5732 | 3.8536
| Industrial | Nonequipment | Process Refrig System Optimization | Chemicals and Plastics | Existing | 0.55742 | 8.3398 | 14.9614 | N/A | N/A | N/A | Fail RIM | Industrial | Nonequipment | Process Refrig System Optimization | Chemicals and Plastics | Existing | 0.55742 | 8.3398 | 14.9614 | N/A | N/A | N/A | Fail 2-year Threshold
| Industrial | Nonequipment | Process Refrig System Optimization | Chemicals and Plastics | New | 0.55742 | 8.3398 | 14.9614 | N/A | N/A | N/A | Fail RIM | Industrial | Nonequipment | Process Refrig System Optimization | Chemicals and Plastics | New | 0.55742 | 8.3398 | 14.9614 | N/A | N/A | N/A
| Industrial | Equipment | Process Heat Equipment Upgrade | Chemicals and Plastics | New | 0.55494 | 1.3626 | 2.4554 | N/A | N/A | N/A | Fail RIM | Industrial | Equipment | Process Heat Equipment Upgrade | Chemicals and Plastics | New | 0.55494 | 1.3626 | 2.4554 | 0.42616 | 1.187 | 3.0495
| Industrial | Equipment | Process Heat Equipment Upgrade | Chemicals and Plastics | Turnover | 0.55494 | 1.3626 | 2.4554 | N/A | N/A | N/A | Fail RIM | Industrial | Equipment | Process Heat Equipment Upgrade | Chemicals and Plastics | Turnover | 0.55494 | 1.3626 | 2.4554 | 0.42616 | 1.187 | 3.0495
| Industrial | Nonequipment | Process Heat Improved Controls | Chemicals and Plastics | Existing | 0.54822 | 0.66025 | 1.2043 | N/A | N/A | N/A | Fail RIM | Industrial | Nonequipment | Process Heat Improved Controls | Chemicals and Plastics | Existing | 0.54822 | 0.66025 | 1.2043 | N/A | N/A | N/A | Fail TRC
| Industrial | Nonequipment | Process Heat Improved Controls | Chemicals and Plastics | New | 0.54822 | 0.66025 | 1.2043 | N/A | N/A | N/A | Fail RIM | Industrial | Nonequipment | Process Heat Improved Controls | Chemicals and Plastics | New | 0.54822 | 0.66025 | 1.2043 | N/A | N/A | N/A | Fail TRC
| Industrial | Nonequipment | Process Heat System Optimization | Chemicals and Plastics | Existing | 0.559 | 0.22343 | 0.39969 | N/A | N/A | N/A | Fail RIM | Industrial | Nonequipment | Process Heat System Optimization | Chemicals and Plastics | Existing | 0.559 | 0.22343 | 0.39969 | N/A | N/A | N/A | Fail TRC
| Industrial | Nonequipment | Process Heat System Optimization | Chemicals and Plastics | New | 0.559 | 0.22343 | 0.39969 | N/A | N/A | N/A | Fail RIM | Industrial | Nonequipment | Process Heat System Optimization | Chemicals and Plastics | New | 0.559 | 0.22343 | 0.39969 | N/A | N/A | N/A | Fail TRC
| Industrial | Nonequipment | Process Other Systems Optimization | Chemicals and Plastics | Existing | 0.55667 | 8.4127 | 15.1126 | N/A | N/A | N/A | Fail RIM | Industrial | Nonequipment | Process Other Systems Optimization | Chemicals and Plastics | Existing | 0.55667 | 8.4127 | 15.1126 | N/A | N/A | N/A | Fail 2-year Threshold
| Industrial | Nonequipment | Process Other Systems Optimization | Chemicals and Plastics | New | 0.55667 | 8.4127 | 15.1126 | N/A | N/A | N/A | Fail RIM | Industrial | Nonequipment | Process Other Systems Optimization | Chemicals and Plastics | New | 0.55667 | 8.4127 | 15.1126 | N/A | N/A | N/A | Fail 2-year Threshold
| Industrial | Nonequipment | Compressed Air Controls | Construction | Existing | 0.55521 | 6.5765 | 11.8451 | N/A | N/A | N/A | Fail RIM | Industrial | Nonequipment | Compressed Air Controls | Construction | Existing | 0.55521 | 6.5765 | 11.8451 | N/A | N/A | N/A | Fail 2-year Threshold
| Industrial | Nonequipment | Compressed Air Controls | Construction | New | 0.55521 | 6.5765 | 11.8451 | N/A | N/A | N/A | Fail RIM | Industrial | Nonequipment | Compressed Air Controls | Construction | New | 0.55521 | 6.5765 | 11.8451 | N/A | N/A | N/A | Fail 2-year Threshold
| Industrial | Equipment | Compressed Air Equipment | Construction | New | 0.55115 | 3.8984 | 7.0733 | N/A | N/A | N/A | Fail RIM | Industrial | Equipment | Compressed Air Equipment | Construction | New | 0.55115 | 3.8984 | 7.0733 | 0.52013 | 2.928 | 7.1637
| Industrial | Equipment | Compressed Air Equipment | Construction | Turnover | 0.55115 | 3.8984 | 7.0733 | N/A | N/A | N/A | Fail RIM | Industrial | Equipment | Compressed Air Equipment | Construction | Turnover | 0.55115 | 3.8984 | 7.0733 | 0.52013 | 2.928 | 7.1637
| Industrial | Nonequipment | Compressed Air System Optimization | Construction | Existing | 0.55788 | 5.8419 | 10.4717 | N/A | N/A | N/A | Fail RIM | Industrial | Nonequipment | Compressed Air System Optimization | Construction | Existing | 0.55788 | 5.8419 | 10.4717 | N/A | N/A | N/A | Fail 2-year Threshold
| Industrial | Nonequipment | Compressed Air System Optimization | Construction | New | 0.55788 | 5.8419 | 10.4717 | N/A | N/A | N/A | Fail RIM | Industrial | Nonequipment | Compressed Air System Optimization | Construction | New | 0.55788 | 5.8419 | 10.4717 | N/A | N/A | N/A | Fail 2-year Threshold
| Industrial | Nonequipment | Plant Energy Management | Construction | Existing | 0.55491 | 14.0848 | 25.3822 | N/A | N/A | N/A | Fail RIM | Industrial | Nonequipment | Plant Energy Management | Construction | Existing | 0.55491 | 14.0848 | 25.3822 | N/A | N/A | N/A | Fail 2-year Threshold
| Industrial | Nonequipment | Plant Energy Management | Construction | New | 0.55491 | 14.0848 | 25.3822 | N/A | N/A | N/A | Fail RIM | Industrial | Nonequipment | Plant Energy Management | Construction | New | 0.55491 | 14.0848 | 25.3822 | N/A | N/A | N/A | Fail 2-year Threshold
| Industrial | Equipment | Efficient Lighting - Exterior | Construction | New | 0.75161 | 2.9212 | 3.8866 | N/A | N/A | N/A | Fail RIM | Industrial | Equipment | Efficient Lighting - Exterior | Construction | New | 0.75161 | 2.9212 | 3.8866 | 0.68608 | 2.4456 | 4.0633
| Industrial | Equipment | Efficient Lighting - Exterior | Construction | Turnover | 0.75161 | 2.9212 | 3.8866 | N/A | N/A | N/A | Fail RIM | Industrial | Equipment | Efficient Lighting - Exterior | Construction | Turnover | 0.75161 | 2.9212 | 3.8866 | 0.68608 | 2.4456 | 4.0633
| Industrial | Nonequipment | Lighting Controls - Exterior | Construction | Existing | 0.75616 | 1.9671 | 2.6015 | N/A | N/A | N/A | Fail RIM | Industrial | Nonequipment | Lighting Controls - Exterior | Construction | Existing | 0.75616 | 1.9671 | 2.6015 | 0.63715 | 1.6973 | 2.9283
| Industrial | Nonequipment | Lighting Controls - Exterior | Construction | New | 0.75616 | 1.9671 | 2.6015 | N/A | N/A | N/A | Fail RIM | Industrial | Nonequipment | Lighting Controls - Exterior | Construction | New | 0.75616 | 1.9671 | 2.6015 | 0.63715 | 1.6973 | 2.9283
| Industrial | Nonequipment | Building Envelope Improvements | Construction | Existing | 0.54413 | 2.8167 | 5.1765 | N/A | N/A | N/A | Fail RIM | Industrial | Nonequipment | Building Envelope Improvements | Construction | Existing | 0.54413 | 2.8167 | 5.1765 | 0.48318 | 2.1581 | 5.5243
| Industrial | Nonequipment | Building Envelope Improvements | Construction | New | 0.54413 | 2.8167 | 5.1765 | N/A | N/A | N/A | Fail RIM | Industrial | Nonequipment | Building Envelope Improvements | Construction | New | 0.54413 | 2.8167 | 5.1765 | 0.48318 | 2.1581 | 5.5243
| Industrial | Equipment | HVAC Equipment Upgrades | Construction | New | 0.54009 | 3.246 | 6.0101 | N/A | N/A | N/A | Fail RIM | Industrial | Equipment | HVAC Equipment Upgrades | Construction | New | 0.54009 | 3.246 | 6.0101 | 0.48848 | 2.4573 | 6.3242
| Industrial | Equipment | HVAC Equipment Upgrades | Construction | Turnover | 0.54009 | 3.246 | 6.0101 | N/A | N/A | N/A | Fail RIM | Industrial | Equipment | HVAC Equipment Upgrades | Construction | Turnover | 0.54009 | 3.246 | 6.0101 | 0.48848 | 2.4573 | 6.3242
| Industrial | Nonequipment | HVAC Improved Controls | Construction | Existing | 0.54413 | 8.0557 | 14.8048 | N/A | N/A | N/A | Fail RIM | Industrial | Nonequipment | HVAC Improved Controls | Construction | Existing | 0.54413 | 8.0557 | 14.8048 | N/A | N/A | N/A | Fail 2-year Threshold
| Industrial | Nonequipment | HVAC Improved Controls | Construction | New | 0.54413 | 8.0557 | 14.8048 | N/A | N/A | N/A | Fail RIM | Industrial | Nonequipment | HVAC Improved Controls | Construction | New | 0.54413 | 8.0557 | 14.8048 | N/A | N/A | N/A | Fail 2-year Threshold
| Industrial | Nonequipment | HVAC Recommissioning | Construction | Existing | 0.55082 | 1.3752 | 2.4966 | N/A | N/A | N/A | Fail RIM | Industrial | Nonequipment | HVAC Recommissioning | Construction | Existing | 0.55082 | 1.3752 | 2.4966 | 0.4193 | 1.1549 | 3.089
| Industrial | Nonequipment | HVAC Recommissioning | Construction | New | 0.55082 | 1.3752 | 2.4966 | N/A | N/A | N/A | Fail RIM | Industrial | Nonequipment | HVAC Recommissioning | Construction | New | 0.55082 | 1.3752 | 2.4966 | 0.4193 | 1.1549 | 3.089
| Industrial | Equipment | Efficient Lighting - High Bay | Construction | New | 0.54633 | 1.7898 | 3.2759 | N/A | N/A | N/A | Fail RIM | Industrial | Equipment | Efficient Lighting - High Bay | Construction | New | 0.54633 | 1.7898 | 3.2759 | 0.45394 | 1.6225 | 3.8396
| Industrial | Equipment | Efficient Lighting - High Bay | Construction | Turnover | 0.54633 | 1.7898 | 3.2759 | N/A | N/A | N/A | Fail RIM | Industrial | Equipment | Efficient Lighting - High Bay | Construction | Turnover | 0.54633 | 1.7898 | 3.2759 | 0.45394 | 1.6225 | 3.8396
| Industrial | Equipment | Efficient Lighting - Other Interior Lighting | Construction | New | 0.54497 | 1.0011 | 1.837 | N/A | N/A | N/A | Fail RIM | Industrial | Equipment | Efficient Lighting - Other Interior Lighting | Construction | New | 0.54497 | 1.0011 | 1.837 | 0.37686 | 0.94814 | 2.6005 | Fail TRC
| Industrial | Equipment | Efficient Lighting - Other Interior Lighting | Construction | Turnover | 0.54497 | 1.0011 | 1.837 | N/A | N/A | N/A | Fail RIM | Industrial | Equipment | Efficient Lighting - Other Interior Lighting | Construction | Turnover | 0.54497 | 1.0011 | 1.837 | 0.37686 | 0.94814 | 2.6005 | Fail TRC
| Industrial | Nonequipment | Lighting Controls | Construction | Existing | 0.55058 | 2.2714 | 4.1254 | N/A | N/A | N/A | Fail RIM | Industrial | Nonequipment | Lighting Controls | Construction | Existing | 0.55058 | 2.2714 | 4.1254 | 0.49257 | 1.9598 | 4.4523
| Industrial | Nonequipment | Lighting Controls | Construction | New | 0.55058 | 2.2714 | 4.1254 | N/A | N/A | N/A | Fail RIM | Industrial | Nonequipment | Lighting Controls | Construction | New | 0.55058 | 2.2714 | 4.1254 | 0.49257 | 1.9598 | 4.4523
| Industrial | Equipment | Fan Equipment Upgrades | Construction | New | 0.55115 | 2.2131 | 4.0154 | N/A | N/A | N/A | Fail RIM | Industrial | Equipment | Fan Equipment Upgrades | Construction | New | 0.55115 | 2.2131 | 4.0154 | 0.47216 | 1.8626 | 4.499
| Industrial | Equipment | Fan Equipment Upgrades | Construction | Turnover | 0.55115 | 2.2131 | 4.0154 | N/A | N/A | N/A | Fail RIM | Industrial | Equipment | Fan Equipment Upgrades | Construction | Turnover | 0.55115 | 2.2131 | 4.0154 | 0.47216 | 1.8626 | 4.499
| Industrial | Nonequipment | Fan Improved Controls | Construction | Existing | 0.55115 | 12.1111 | 21.9743 | N/A | N/A | N/A | Fail RIM | Industrial | Nonequipment | Fan Improved Controls | Construction | Existing | 0.55115 | 12.1111 | 21.9743 | N/A | N/A | N/A | Fail 2-year Threshold
| Industrial | Nonequipment | Fan Improved Controls | Construction | New | 0.55115 | 12.1111 | 21.9743 | N/A | N/A | N/A | Fail RIM | Industrial | Nonequipment | Fan Improved Controls | Construction | New | 0.55115 | 12.1111 | 21.9743 | N/A | N/A | N/A | Fail 2-year Threshold
| Industrial | Nonequipment | Fan System Optimization | Construction | Existing | 0.55788 | 8.9274 | 16.0024 | N/A | N/A | N/A | Fail RIM | Industrial | Nonequipment | Fan System Optimization | Construction | Existing | 0.55788 | 8.9274 | 16.0024 | N/A | N/A | N/A | Fail 2-year Threshold
| Industrial | Nonequipment | Fan System Optimization | Construction | New | 0.55788 | 8.9274 | 16.0024 | N/A | N/A | N/A | Fail RIM | Industrial | Nonequipment | Fan System Optimization | Construction | New | 0.55788 | 8.9274 | 16.0024 | N/A | N/A | N/A | Fail 2-year Threshold
| Industrial | Equipment | Motor Equipment Upgrades | Construction | New | 0.55788 | 1.8913 | 3.3902 | N/A | N/A | N/A | Fail RIM | Industrial | Equipment | Motor Equipment Upgrades | Construction | New | 0.55788 | 1.8913 | 3.3902 | 0.46918 | 1.5684 | 3.8252
| Industrial | Equipment | Motor Equipment Upgrades | Construction | Turnover | 0.55788 | 1.8913 | 3.3902 | N/A | N/A | N/A | Fail RIM | Industrial | Equipment | Motor Equipment Upgrades | Construction | Turnover | 0.55788 | 1.8913 | 3.3902 | 0.46918 | 1.5684 | 3.8252
| Industrial | Nonequipment | Motor Improved Controls | Construction | Existing | 0.55115 | 3.8923 | 7.0621 | N/A | N/A | N/A | Fail RIM | Industrial | Nonequipment | Motor Improved Controls | Construction | Existing | 0.55115 | 3.8923 | 7.0621 | 0.52002 | 2.9245 | 7.154
| Industrial | Nonequipment | Motor Improved Controls | Construction | New | 0.55115 | 3.8923 | 7.0621 | N/A | N/A | N/A | Fail RIM | Industrial | Nonequipment | Motor Improved Controls | Construction | New | 0.55115 | 3.8923 | 7.0621 | 0.52002 | 2.9245 | 7.154
| Industrial | Nonequipment | Motor Optimization | Construction | Existing | 0.55788 | 0.69131 | 1.2392 | N/A | N/A | N/A | Fail RIM | Industrial | Nonequipment | Motor Optimization | Construction | Existing | 0.55788 | 0.69131 | 1.2392 | N/A | N/A | N/A | Fail TRC
| Industrial | Nonequipment | Motor Optimization | Construction | New | 0.55788 | 0.69131 | 1.2392 | N/A | N/A | N/A | Fail RIM | Industrial | Nonequipment | Motor Optimization | Construction | New | 0.55788 | 0.69131 | 1.2392 | N/A | N/A | N/A | Fail TRC
| Industrial | Equipment | Pump Equipment Upgrade | Construction | New | 0.55115 | 3.0315 | 5.5003 | N/A | N/A | N/A | Fail RIM | Industrial | Equipment | Pump Equipment Upgrade | Construction | New | 0.55115 | 3.0315 | 5.5003 | 0.50101 | 2.4103 | 5.793
| Industrial | Equipment | Pump Equipment Upgrade | Construction | Turnover | 0.55115 | 3.0315 | 5.5003 | N/A | N/A | N/A | Fail RIM | Industrial | Equipment | Pump Equipment Upgrade | Construction | Turnover | 0.55115 | 3.0315 | 5.5003 | 0.50101 | 2.4103 | 5.793
| Industrial | Nonequipment | Pump Improved Controls | Construction | Existing | 0.55115 | 6.3265 | 11.4787 | N/A | N/A | N/A | Fail RIM | Industrial | Nonequipment | Pump Improved Controls | Construction | Existing | 0.55115 | 6.3265 | 11.4787 | N/A | N/A | N/A | Fail 2-year Threshold
| Industrial | Nonequipment | Pump Improved Controls | Construction | New | 0.55115 | 6.3265 | 11.4787 | N/A | N/A | N/A | Fail RIM | Industrial | Nonequipment | Pump Improved Controls | Construction | New | 0.55115 | 6.3265 | 11.4787 | N/A | N/A | N/A | Fail 2-year Threshold
| Industrial | Nonequipment | Pump System Optimization | Construction | Existing | 0.55788 | 4.7513 | 8.5167 | N/A | N/A | N/A | Fail RIM | Industrial | Nonequipment | Pump System Optimization | Construction | Existing | 0.55788 | 4.7513 | 8.5167 | N/A | N/A | N/A | Fail 2-year Threshold
| Industrial | Nonequipment | Pump System Optimization | Construction | New | 0.55788 | 4.7513 | 8.5167 | N/A | N/A | N/A | Fail RIM | Industrial | Nonequipment | Pump System Optimization | Construction | New | 0.55788 | 4.7513 | 8.5167 | N/A | N/A | N/A | Fail 2-year Threshold
| Industrial | Nonequipment | Process Refrig Controls | Construction | Existing | 0.54822 | 6.1015 | 11.1296 | N/A | N/A | N/A | Fail RIM | Industrial | Nonequipment | Process Refrig Controls | Construction | Existing | 0.54822 | 6.1015 | 11.1296 | N/A | N/A | N/A | Fail 2-year Threshold
| Industrial | Nonequipment | Process Refrig Controls | Construction | New | 0.54822 | 6.1015 | 11.1296 | N/A | N/A | N/A | Fail RIM | Industrial | Nonequipment | Process Refrig Controls | Construction | New | 0.54822 | 6.1015 | 11.1296 | N/A | N/A | N/A | Fail 2-year Threshold
| Industrial | Equipment | Process Refrig Equipment Upgrade | Construction | New | 0.55494 | 1.5293 | 2.7558 | N/A | N/A | N/A | Fail RIM | Industrial | Equipment | Process Refrig Equipment Upgrade | Construction | New | 0.55494 | 1.5293 | 2.7558 | 0.4412 | 1.3116 | 3.3002
| Industrial | Equipment | Process Refrig Equipment Upgrade | Construction | Turnover | 0.55494 | 1.5293 | 2.7558 | N/A | N/A | N/A | Fail RIM | Industrial | Equipment | Process Refrig Equipment Upgrade | Construction | Turnover | 0.55494 | 1.5293 | 2.7558 | 0.4412 | 1.3116 | 3.3002
| Industrial | Nonequipment | Process Refrig System Optimization | Construction | Existing | 0.55742 | 1.5412 | 2.7649 | N/A | N/A | N/A | Fail RIM | Industrial | Nonequipment | Process Refrig System Optimization | Construction | Existing | 0.55742 | 1.5412 | 2.7649 | 0.4764 | 1.1822 | 2.9313
| Industrial | Nonequipment | Process Refrig System Optimization | Construction | New | 0.55742 | 1.5412 | 2.7649 | N/A | N/A | N/A | Fail RIM | Industrial | Nonequipment | Process Refrig System Optimization | Construction | New | 0.55742 | 1.5412 | 2.7649 | 0.4764 | 1.1822 | 2.9313
| Industrial | Nonequipment | Process Heat Improved Controls | Construction | Existing | 0.54822 | 0.42024 | 0.76655 | N/A | N/A | N/A | Fail RIM | Industrial | Nonequipment | Process Heat Improved Controls | Construction | Existing | 0.54822 | 0.42024 | 0.76655 | N/A | N/A | N/A | Fail TRC
| Industrial | Nonequipment | Process Heat Improved Controls | Construction | New | 0.54822 | 0.42024 | 0.76655 | N/A | N/A | N/A | Fail RIM | Industrial | Nonequipment | Process Heat Improved Controls | Construction | New | 0.54822 | 0.42024 | 0.76655 | N/A | N/A | N/A | Fail TRC
| Industrial | Nonequipment | Process Heat System Optimization | Construction | Existing | 0.559 | 0.26497 | 0.47401 | N/A | N/A | N/A | Fail RIM | Industrial | Nonequipment | Process Heat System Optimization | Construction | Existing | 0.559 | 0.26497 | 0.47401 | N/A | N/A | N/A | Fail TRC
| Industrial | Nonequipment | Process Heat System Optimization | Construction | New | 0.559 | 0.26497 | 0.47401 | N/A | N/A | N/A | Fail RIM | Industrial | Nonequipment | Process Heat System Optimization | Construction | New | 0.559 | 0.26497 | 0.47401 | N/A | N/A | N/A | Fail TRC
| Industrial | Nonequipment | Process Other Systems Optimization | Construction | Existing | 0.55667 | 5.96 | 10.7066 | N/A | N/A | N/A | Fail RIM | Industrial | Nonequipment | Process Other Systems Optimization | Construction | Existing | 0.55667 | 5.96 | 10.7066 | N/A | N/A | N/A | Fail 2-year Threshold
| Industrial | Nonequipment | Process Other Systems Optimization | Construction | New | 0.55667 | 5.96 | 10.7066 | N/A | N/A | N/A | Fail RIM | Industrial | Nonequipment | Process Other Systems Optimization | Construction | New | 0.55667 | 5.96 | 10.7066 | N/A | N/A | N/A | Fail 2-year Threshold
| Industrial | Nonequipment | Compressed Air Controls | Electrical and Electronic Equip. | Existing | 0.55521 | 11.8574 | 21.3565 | N/A | N/A | N/A | Fail RIM | Industrial | Nonequipment | Compressed Air Controls | Electrical and Electronic Equip. | Existing | 0.55521 | 11.8574 | 21.3565 | N/A | N/A | N/A | Fail 2-year Threshold
| Industrial | Nonequipment | Compressed Air Controls | Electrical and Electronic Equip. | New | 0.55521 | 11.8574 | 21.3565 | N/A | N/A | N/A | Fail RIM | Industrial | Nonequipment | Compressed Air Controls | Electrical and Electronic Equip. | New | 0.55521 | 11.8574 | 21.3565 | N/A | N/A | N/A | Fail 2-year Threshold
| Industrial | Equipment | Compressed Air Equipment | Electrical and Electronic Equip. | New | 0.55115 | 10.5574 | 19.1552 | N/A | N/A | N/A | Fail RIM | Industrial | Equipment | Compressed Air Equipment | Electrical and Electronic Equip. | New | 0.55115 | 10.5574 | 19.1552 | N/A | N/A | N/A | Fail 2-year Threshold
| Industrial | Equipment | Compressed Air Equipment | Electrical and Electronic Equip. | Turnover | 0.55115 | 10.5574 | 19.1552 | N/A | N/A | N/A | Fail RIM | Industrial | Equipment | Compressed Air Equipment | Electrical and Electronic Equip. | Turnover | 0.55115 | 10.5574 | 19.1552 | N/A | N/A | N/A | Fail 2-year Threshold
| Industrial | Nonequipment | Compressed Air System Optimization | Electrical and Electronic Equip. | Existing | 0.55788 | 6.5366 | 11.7169 | N/A | N/A | N/A | Fail RIM | Industrial | Nonequipment | Compressed Air System Optimization | Electrical and Electronic Equip. | Existing | 0.55788 | 6.5366 | 11.7169 | N/A | N/A | N/A | Fail 2-year Threshold
| Industrial | Nonequipment | Compressed Air System Optimization | Electrical and Electronic Equip. | New | 0.55788 | 6.5366 | 11.7169 | N/A | N/A | N/A | Fail RIM | Industrial | Nonequipment | Compressed Air System Optimization | Electrical and Electronic Equip. | New | 0.55788 | 6.5366 | 11.7169 | N/A | N/A | N/A | Fail 2-year Threshold
| Industrial | Nonequipment | Plant Energy Management | Electrical and Electronic Equip. | Existing | 0.55491 | 14.0848 | 25.3822 | N/A | N/A | N/A | Fail RIM | Industrial | Nonequipment | Plant Energy Management | Electrical and Electronic Equip. | Existing | 0.55491 | 14.0848 | 25.3822 | N/A | N/A | N/A | Fail 2-year Threshold
| Industrial | Nonequipment | Plant Energy Management | Electrical and Electronic Equip. | New | 0.55491 | 14.0848 | 25.3822 | N/A | N/A | N/A | Fail RIM | Industrial | Nonequipment | Plant Energy Management | Electrical and Electronic Equip. | New | 0.55491 | 14.0848 | 25.3822 | N/A | N/A | N/A | Fail 2-year Threshold
| Industrial | Equipment | Efficient Lighting - Exterior | Electrical and Electronic Equip. | New | 0.75161 | 2.9212 | 3.8866 | N/A | N/A | N/A | Fail RIM | Industrial | Equipment | Efficient Lighting - Exterior | Electrical and Electronic Equip. | New | 0.75161 | 2.9212 | 3.8866 | 0.68608 | 2.4456 | 4.0633
| Industrial | Equipment | Efficient Lighting - Exterior | Electrical and Electronic Equip. | Turnover | 0.75161 | 2.9212 | 3.8866 | N/A | N/A | N/A | Fail RIM | Industrial | Equipment | Efficient Lighting - Exterior | Electrical and Electronic Equip. | Turnover | 0.75161 | 2.9212 | 3.8866 | 0.68608 | 2.4456 | 4.0633
| Industrial | Nonequipment | Lighting Controls - Exterior | Electrical and Electronic Equip. | Existing | 0.75616 | 1.9049 | 2.5192 | N/A | N/A | N/A | Fail RIM | Industrial | Nonequipment | Lighting Controls - Exterior | Electrical and Electronic Equip. | Existing | 0.75616 | 1.9049 | 2.5192 | 0.63049 | 1.6508 | 2.8674
| Industrial | Nonequipment | Lighting Controls - Exterior | Electrical and Electronic Equip. | New | 0.75616 | 1.9049 | 2.5192 | N/A | N/A | N/A | Fail RIM | Industrial | Nonequipment | Lighting Controls - Exterior | Electrical and Electronic Equip. | New | 0.75616 | 1.9049 | 2.5192 | 0.63049 | 1.6508 | 2.8674
| Industrial | Nonequipment | Building Envelope Improvements | Electrical and Electronic Equip. | Existing | 0.54413 | 2.3386 | 4.298 | N/A | N/A | N/A | Fail RIM | Industrial | Nonequipment | Building Envelope Improvements | Electrical and Electronic Equip. | Existing | 0.54413 | 2.3386 | 4.298 | 0.46681 | 1.8658 | 4.7564
| Industrial | Nonequipment | Building Envelope Improvements | Electrical and Electronic Equip. | New | 0.54413 | 2.3386 | 4.298 | N/A | N/A | N/A | Fail RIM | Industrial | Nonequipment | Building Envelope Improvements | Electrical and Electronic Equip. | New | 0.54413 | 2.3386 | 4.298 | 0.46681 | 1.8658 | 4.7564
| Industrial | Equipment | HVAC Equipment Upgrades | Electrical and Electronic Equip. | New | 0.54009 | 3.58 | 6.6284 | N/A | N/A | N/A | Fail RIM | Industrial | Equipment | HVAC Equipment Upgrades | Electrical and Electronic Equip. | New | 0.54009 | 3.58 | 6.6284 | 0.49543 | 2.6441 | 6.872
| Industrial | Equipment | HVAC Equipment Upgrades | Electrical and Electronic Equip. | Turnover | 0.54009 | 3.58 | 6.6284 | N/A | N/A | N/A | Fail RIM | Industrial | Equipment | HVAC Equipment Upgrades | Electrical and Electronic Equip. | Turnover | 0.54009 | 3.58 | 6.6284 | 0.49543 | 2.6441 | 6.872
| Industrial | Nonequipment | HVAC Improved Controls | Electrical and Electronic Equip. | Existing | 0.54413 | 2.9907 | 5.4963 | N/A | N/A | N/A | Fail RIM | Industrial | Nonequipment | HVAC Improved Controls | Electrical and Electronic Equip. | Existing | 0.54413 | 2.9907 | 5.4963 | 0.48805 | 2.2587 | 5.8038
| Industrial | Nonequipment | HVAC Improved Controls | Electrical and Electronic Equip. | New | 0.54413 | 2.9907 | 5.4963 | N/A | N/A | N/A | Fail RIM | Industrial | Nonequipment | HVAC Improved Controls | Electrical and Electronic Equip. | New | 0.54413 | 2.9907 | 5.4963 | 0.48805 | 2.2587 | 5.8038
| Industrial | Nonequipment | HVAC Recommissioning | Electrical and Electronic Equip. | Existing | 0.55082 | 8.8451 | 16.058 | N/A | N/A | N/A | Fail RIM | Industrial | Nonequipment | HVAC Recommissioning | Electrical and Electronic Equip. | Existing | 0.55082 | 8.8451 | 16.058 | N/A | N/A | N/A | Fail 2-year Threshold
| Industrial | Nonequipment | HVAC Recommissioning | Electrical and Electronic Equip. | New | 0.55082 | 8.8451 | 16.058 | N/A | N/A | N/A | Fail RIM | Industrial | Nonequipment | HVAC Recommissioning | Electrical and Electronic Equip. | New | 0.55082 | 8.8451 | 16.058 | N/A | N/A | N/A | Fail 2-year Threshold
| Industrial | Equipment | Efficient Lighting - High Bay | Electrical and Electronic Equip. | New | 0.54633 | 1.7898 | 3.2759 | N/A | N/A | N/A | Fail RIM | Industrial | Equipment | Efficient Lighting - High Bay | Electrical and Electronic Equip. | New | 0.54633 | 1.7898 | 3.2759 | 0.45394 | 1.6225 | 3.8396
| Industrial | Equipment | Efficient Lighting - High Bay | Electrical and Electronic Equip. | Turnover | 0.54633 | 1.7898 | 3.2759 | N/A | N/A | N/A | Fail RIM | Industrial | Equipment | Efficient Lighting - High Bay | Electrical and Electronic Equip. | Turnover | 0.54633 | 1.7898 | 3.2759 | 0.45394 | 1.6225 | 3.8396
| Industrial | Equipment | Efficient Lighting - Other Interior Lighting | Electrical and Electronic Equip. | New | 0.54497 | 1.0011 | 1.837 | N/A | N/A | N/A | Fail RIM | Industrial | Equipment | Efficient Lighting - Other Interior Lighting | Electrical and Electronic Equip. | New | 0.54497 | 1.0011 | 1.837 | 0.37686 | 0.94814 | 2.6005 | Fail TRC
| Industrial | Equipment | Efficient Lighting - Other Interior Lighting | Electrical and Electronic Equip. | Turnover | 0.54497 | 1.0011 | 1.837 | N/A | N/A | N/A | Fail RIM | Industrial | Equipment | Efficient Lighting - Other Interior Lighting | Electrical and Electronic Equip. | Turnover | 0.54497 | 1.0011 | 1.837 | 0.37686 | 0.94814 | 2.6005 | Fail TRC
| Industrial | Nonequipment | Lighting Controls | Electrical and Electronic Equip. | Existing | 0.55058 | 2.1996 | 3.995 | N/A | N/A | N/A | Fail RIM | Industrial | Nonequipment | Lighting Controls | Electrical and Electronic Equip. | Existing | 0.55058 | 2.1996 | 3.995 | 0.48911 | 1.9061 | 4.3432
| Industrial | Nonequipment | Lighting Controls | Electrical and Electronic Equip. | New | 0.55058 | 2.1996 | 3.995 | N/A | N/A | N/A | Fail RIM | Industrial | Nonequipment | Lighting Controls | Electrical and Electronic Equip. | New | 0.55058 | 2.1996 | 3.995 | 0.48911 | 1.9061 | 4.3432
| Industrial | Nonequipment | Fan Improved Controls | Electrical and Electronic Equip. | Existing | 0.55115 | 16.4072 | 29.7689 | N/A | N/A | N/A | Fail RIM | Industrial | Nonequipment | Fan Improved Controls | Electrical and Electronic Equip. | Existing | 0.55115 | 16.4072 | 29.7689 | N/A | N/A | N/A | Fail 2-year Threshold
| Industrial | Nonequipment | Fan Improved Controls | Electrical and Electronic Equip. | New | 0.55115 | 16.4072 | 29.7689 | N/A | N/A | N/A | Fail RIM | Industrial | Nonequipment | Fan Improved Controls | Electrical and Electronic Equip. | New | 0.55115 | 16.4072 | 29.7689 | N/A | N/A | N/A | Fail 2-year Threshold
| Industrial | Equipment | Motor Equipment Upgrades | Electrical and Electronic Equip. | New | 0.55788 | 1.9177 | 3.4376 | N/A | N/A | N/A | Fail RIM | Industrial | Equipment | Motor Equipment Upgrades | Electrical and Electronic Equip. | New | 0.55788 | 1.9177 | 3.4376 | 0.47079 | 1.5866 | 3.8647
| Industrial | Equipment | Motor Equipment Upgrades | Electrical and Electronic Equip. | Turnover | 0.55788 | 1.9177 | 3.4376 | N/A | N/A | N/A | Fail RIM | Industrial | Equipment | Motor Equipment Upgrades | Electrical and Electronic Equip. | Turnover | 0.55788 | 1.9177 | 3.4376 | 0.47079 | 1.5866 | 3.8647
| Industrial | Nonequipment | Motor Improved Controls | Electrical and Electronic Equip. | Existing | 0.55115 | 6.3265 | 11.4787 | N/A | N/A | N/A | Fail RIM | Industrial | Nonequipment | Motor Improved Controls | Electrical and Electronic Equip. | Existing | 0.55115 | 6.3265 | 11.4787 | N/A | N/A | N/A | Fail 2-year Threshold
| Industrial | Nonequipment | Motor Improved Controls | Electrical and Electronic Equip. | New | 0.55115 | 6.3265 | 11.4787 | N/A | N/A | N/A | Fail RIM | Industrial | Nonequipment | Motor Improved Controls | Electrical and Electronic Equip. | New | 0.55115 | 6.3265 | 11.4787 | N/A | N/A | N/A | Fail 2-year Threshold
| Industrial | Nonequipment | Motor Optimization | Electrical and Electronic Equip. | Existing | 0.55788 | 4.4436 | 7.9652 | N/A | N/A | N/A | Fail RIM | Industrial | Nonequipment | Motor Optimization | Electrical and Electronic Equip. | Existing | 0.55788 | 4.4436 | 7.9652 | N/A | N/A | N/A | Fail 2-year Threshold
| Industrial | Nonequipment | Motor Optimization | Electrical and Electronic Equip. | New | 0.55788 | 4.4436 | 7.9652 | N/A | N/A | N/A | Fail RIM | Industrial | Nonequipment | Motor Optimization | Electrical and Electronic Equip. | New | 0.55788 | 4.4436 | 7.9652 | N/A | N/A | N/A | Fail 2-year Threshold
| Industrial | Nonequipment | Pump Improved Controls | Electrical and Electronic Equip. | Existing | 0.55115 | 6.3265 | 11.4787 | N/A | N/A | N/A | Fail RIM | Industrial | Nonequipment | Pump Improved Controls | Electrical and Electronic Equip. | Existing | 0.55115 | 6.3265 | 11.4787 | N/A | N/A | N/A | Fail 2-year Threshold
| Industrial | Nonequipment | Pump Improved Controls | Electrical and Electronic Equip. | New | 0.55115 | 6.3265 | 11.4787 | N/A | N/A | N/A | Fail RIM | Industrial | Nonequipment | Pump Improved Controls | Electrical and Electronic Equip. | New | 0.55115 | 6.3265 | 11.4787 | N/A | N/A | N/A | Fail 2-year Threshold
| Industrial | Nonequipment | Process Refrig Controls | Electrical and Electronic Equip. | Existing | 0.54822 | 0.4599 | 0.83889 | N/A | N/A | N/A | Fail RIM | Industrial | Nonequipment | Process Refrig Controls | Electrical and Electronic Equip. | Existing | 0.54822 | 0.4599 | 0.83889 | N/A | N/A | N/A | Fail TRC
| Industrial | Nonequipment | Process Refrig Controls | Electrical and Electronic Equip. | New | 0.54822 | 0.4599 | 0.83889 | N/A | N/A | N/A | Fail RIM | Industrial | Nonequipment | Process Refrig Controls | Electrical and Electronic Equip. | New | 0.54822 | 0.4599 | 0.83889 | N/A | N/A | N/A | Fail TRC
| Industrial | Equipment | Process Refrig Equipment Upgrade | Electrical and Electronic Equip. | New | 0.55494 | 3.5054 | 6.3167 | N/A | N/A | N/A | Fail RIM | Industrial | Equipment | Process Refrig Equipment Upgrade | Electrical and Electronic Equip. | New | 0.55494 | 3.5054 | 6.3167 | N/A | N/A | N/A | Fail 2-year Threshold
| Industrial | Equipment | Process Refrig Equipment Upgrade | Electrical and Electronic Equip. | Turnover | 0.55494 | 3.5054 | 6.3167 | N/A | N/A | N/A | Fail RIM | Industrial | Equipment | Process Refrig Equipment Upgrade | Electrical and Electronic Equip. | Turnover | 0.55494 | 3.5054 | 6.3167 | N/A | N/A | N/A | Fail 2-year Threshold
| Industrial | Nonequipment | Process Refrig System Optimization | Electrical and Electronic Equip. | Existing | 0.55742 | 24.2407 | 43.4872 | N/A | N/A | N/A | Fail RIM | Industrial | Nonequipment | Process Refrig System Optimization | Electrical and Electronic Equip. | Existing | 0.55742 | 24.2407 | 43.4872 | N/A | N/A | N/A | Fail 2-year Threshold
| Industrial | Nonequipment | Process Refrig System Optimization | Electrical and Electronic Equip. | New | 0.55742 | 24.2407 | 43.4872 | N/A | N/A | N/A | Fail RIM | Industrial | Nonequipment | Process Refrig System Optimization | Electrical and Electronic Equip. | New | 0.55742 | 24.2407 | 43.4872 | N/A | N/A | N/A | Fail 2-year Threshold
| Industrial | Nonequipment | Process Heat Improved Controls | Electrical and Electronic Equip. | Existing | 0.54822 | 0.45097 | 0.82259 | N/A | N/A | N/A | Fail RIM | Industrial | Nonequipment | Process Heat Improved Controls | Electrical and Electronic Equip. | Existing | 0.54822 | 0.45097 | 0.82259 | N/A | N/A | N/A | Fail TRC
| Industrial | Nonequipment | Process Heat Improved Controls | Electrical and Electronic Equip. | New | 0.54822 | 0.45097 | 0.82259 | N/A | N/A | N/A | Fail RIM | Industrial | Nonequipment | Process Heat Improved Controls | Electrical and Electronic Equip. | New | 0.54822 | 0.45097 | 0.82259 | N/A | N/A | N/A | Fail TRC
| Industrial | Nonequipment | Process Heat System Optimization | Electrical and Electronic Equip. | Existing | 0.559 | 1.9378 | 3.4666 | N/A | N/A | N/A | Fail RIM | Industrial | Nonequipment | Process Heat System Optimization | Electrical and Electronic Equip. | Existing | 0.559 | 1.9378 | 3.4666 | N/A | N/A | N/A | Fail 2-year Threshold
| Industrial | Nonequipment | Process Heat System Optimization | Electrical and Electronic Equip. | New | 0.559 | 1.9378 | 3.4666 | N/A | N/A | N/A | Fail RIM | Industrial | Nonequipment | Process Heat System Optimization | Electrical and Electronic Equip. | New | 0.559 | 1.9378 | 3.4666 | N/A | N/A | N/A | Fail 2-year Threshold
| Industrial | Nonequipment | Process Other Systems Optimization | Electrical and Electronic Equip. | Existing | 0.55667 | 1.6272 | 2.9232 | N/A | N/A | N/A | Fail RIM | Industrial | Nonequipment | Process Other Systems Optimization | Electrical and Electronic Equip. | Existing | 0.55667 | 1.6272 | 2.9232 | 0.4753 | 1.265 | 3.1372
| Industrial | Nonequipment | Process Other Systems Optimization | Electrical and Electronic Equip. | New | 0.55667 | 1.6272 | 2.9232 | N/A | N/A | N/A | Fail RIM | Industrial | Nonequipment | Process Other Systems Optimization | Electrical and Electronic Equip. | New | 0.55667 | 1.6272 | 2.9232 | 0.4753 | 1.265 | 3.1372
| Industrial | Nonequipment | Compressed Air Controls | Lumber/Furniture/Pulp/Paper | Existing | 0.55521 | 10.6693 | 19.2166 | N/A | N/A | N/A | Fail RIM | Industrial | Nonequipment | Compressed Air Controls | Lumber/Furniture/Pulp/Paper | Existing | 0.55521 | 10.6693 | 19.2166 | N/A | N/A | N/A | Fail 2-year Threshold
| Industrial | Nonequipment | Compressed Air Controls | Lumber/Furniture/Pulp/Paper | New | 0.55521 | 10.6693 | 19.2166 | N/A | N/A | N/A | Fail RIM | Industrial | Nonequipment | Compressed Air Controls | Lumber/Furniture/Pulp/Paper | New | 0.55521 | 10.6693 | 19.2166 | N/A | N/A | N/A | Fail 2-year Threshold
| Industrial | Equipment | Compressed Air Equipment | Lumber/Furniture/Pulp/Paper | New | 0.55115 | 2.7732 | 5.0317 | N/A | N/A | N/A | Fail RIM | Industrial | Equipment | Compressed Air Equipment | Lumber/Furniture/Pulp/Paper | New | 0.55115 | 2.7732 | 5.0317 | 0.49342 | 2.2441 | 5.3847
| Industrial | Equipment | Compressed Air Equipment | Lumber/Furniture/Pulp/Paper | Turnover | 0.55115 | 2.7732 | 5.0317 | N/A | N/A | N/A | Fail RIM | Industrial | Equipment | Compressed Air Equipment | Lumber/Furniture/Pulp/Paper | Turnover | 0.55115 | 2.7732 | 5.0317 | 0.49342 | 2.2441 | 5.3847
| Industrial | Nonequipment | Compressed Air System Optimization | Lumber/Furniture/Pulp/Paper | Existing | 0.55788 | 6.4242 | 11.5154 | N/A | N/A | N/A | Fail RIM | Industrial | Nonequipment | Compressed Air System Optimization | Lumber/Furniture/Pulp/Paper | Existing | 0.55788 | 6.4242 | 11.5154 | N/A | N/A | N/A | Fail 2-year Threshold
| Industrial | Nonequipment | Compressed Air System Optimization | Lumber/Furniture/Pulp/Paper | New | 0.55788 | 6.4242 | 11.5154 | N/A | N/A | N/A | Fail RIM | Industrial | Nonequipment | Compressed Air System Optimization | Lumber/Furniture/Pulp/Paper | New | 0.55788 | 6.4242 | 11.5154 | N/A | N/A | N/A | Fail 2-year Threshold
| Industrial | Nonequipment | Plant Energy Management | Lumber/Furniture/Pulp/Paper | Existing | 0.55491 | 2.7038 | 4.8725 | N/A | N/A | N/A | Fail RIM | Industrial | Nonequipment | Plant Energy Management | Lumber/Furniture/Pulp/Paper | Existing | 0.55491 | 2.7038 | 4.8725 | 0.50287 | 2.1054 | 5.0925
| Industrial | Nonequipment | Plant Energy Management | Lumber/Furniture/Pulp/Paper | New | 0.55491 | 2.7038 | 4.8725 | N/A | N/A | N/A | Fail RIM | Industrial | Nonequipment | Plant Energy Management | Lumber/Furniture/Pulp/Paper | New | 0.55491 | 2.7038 | 4.8725 | 0.50287 | 2.1054 | 5.0925
| Industrial | Equipment | Efficient Lighting - Exterior | Lumber/Furniture/Pulp/Paper | New | 0.75161 | 2.9212 | 3.8866 | N/A | N/A | N/A | Fail RIM | Industrial | Equipment | Efficient Lighting - Exterior | Lumber/Furniture/Pulp/Paper | New | 0.75161 | 2.9212 | 3.8866 | 0.68608 | 2.4456 | 4.0633
| Industrial | Equipment | Efficient Lighting - Exterior | Lumber/Furniture/Pulp/Paper | Turnover | 0.75161 | 2.9212 | 3.8866 | N/A | N/A | N/A | Fail RIM | Industrial | Equipment | Efficient Lighting - Exterior | Lumber/Furniture/Pulp/Paper | Turnover | 0.75161 | 2.9212 | 3.8866 | 0.68608 | 2.4456 | 4.0633
| Industrial | Nonequipment | Lighting Controls - Exterior | Lumber/Furniture/Pulp/Paper | Existing | 0.75616 | 1.5771 | 2.0857 | N/A | N/A | N/A | Fail RIM | Industrial | Nonequipment | Lighting Controls - Exterior | Lumber/Furniture/Pulp/Paper | Existing | 0.75616 | 1.5771 | 2.0857 | 0.58991 | 1.3988 | 2.5461
| Industrial | Nonequipment | Lighting Controls - Exterior | Lumber/Furniture/Pulp/Paper | New | 0.75616 | 1.5771 | 2.0857 | N/A | N/A | N/A | Fail RIM | Industrial | Nonequipment | Lighting Controls - Exterior | Lumber/Furniture/Pulp/Paper | New | 0.75616 | 1.5771 | 2.0857 | 0.58991 | 1.3988 | 2.5461
| Industrial | Equipment | HVAC Equipment Upgrades | Lumber/Furniture/Pulp/Paper | New | 0.54009 | 3.58 | 6.6284 | N/A | N/A | N/A | Fail RIM | Industrial | Equipment | HVAC Equipment Upgrades | Lumber/Furniture/Pulp/Paper | New | 0.54009 | 3.58 | 6.6284 | 0.49543 | 2.6441 | 6.872
| Industrial | Equipment | HVAC Equipment Upgrades | Lumber/Furniture/Pulp/Paper | Turnover | 0.54009 | 3.58 | 6.6284 | N/A | N/A | N/A | Fail RIM | Industrial | Equipment | HVAC Equipment Upgrades | Lumber/Furniture/Pulp/Paper | Turnover | 0.54009 | 3.58 | 6.6284 | 0.49543 | 2.6441 | 6.872
| Industrial | Nonequipment | HVAC Improved Controls | Lumber/Furniture/Pulp/Paper | Existing | 0.54413 | 23.6617 | 43.4855 | N/A | N/A | N/A | Fail RIM | Industrial | Nonequipment | HVAC Improved Controls | Lumber/Furniture/Pulp/Paper | Existing | 0.54413 | 23.6617 | 43.4855 | N/A | N/A | N/A | Fail 2-year Threshold
| Industrial | Nonequipment | HVAC Improved Controls | Lumber/Furniture/Pulp/Paper | New | 0.54413 | 23.6617 | 43.4855 | N/A | N/A | N/A | Fail RIM | Industrial | Nonequipment | HVAC Improved Controls | Lumber/Furniture/Pulp/Paper | New | 0.54413 | 23.6617 | 43.4855 | N/A | N/A | N/A | Fail 2-year Threshold
| Industrial | Equipment | Efficient Lighting - High Bay | Lumber/Furniture/Pulp/Paper | New | 0.54633 | 1.7898 | 3.2759 | N/A | N/A | N/A | Fail RIM | Industrial | Equipment | Efficient Lighting - High Bay | Lumber/Furniture/Pulp/Paper | New | 0.54633 | 1.7898 | 3.2759 | 0.45394 | 1.6225 | 3.8396
| Industrial | Equipment | Efficient Lighting - High Bay | Lumber/Furniture/Pulp/Paper | Turnover | 0.54633 | 1.7898 | 3.2759 | N/A | N/A | N/A | Fail RIM | Industrial | Equipment | Efficient Lighting - High Bay | Lumber/Furniture/Pulp/Paper | Turnover | 0.54633 | 1.7898 | 3.2759 | 0.45394 | 1.6225 | 3.8396
| Industrial | Equipment | Efficient Lighting - Other Interior Lighting | Lumber/Furniture/Pulp/Paper | New | 0.54497 | 1.0011 | 1.837 | N/A | N/A | N/A | Fail RIM | Industrial | Equipment | Efficient Lighting - Other Interior Lighting | Lumber/Furniture/Pulp/Paper | New | 0.54497 | 1.0011 | 1.837 | 0.37686 | 0.94814 | 2.6005 | Fail TRC
| Industrial | Equipment | Efficient Lighting - Other Interior Lighting | Lumber/Furniture/Pulp/Paper | Turnover | 0.54497 | 1.0011 | 1.837 | N/A | N/A | N/A | Fail RIM | Industrial | Equipment | Efficient Lighting - Other Interior Lighting | Lumber/Furniture/Pulp/Paper | Turnover | 0.54497 | 1.0011 | 1.837 | 0.37686 | 0.94814 | 2.6005 | Fail TRC
| Industrial | Nonequipment | Lighting Controls | Lumber/Furniture/Pulp/Paper | Existing | 0.55058 | 1.8211 | 3.3076 | N/A | N/A | N/A | Fail RIM | Industrial | Nonequipment | Lighting Controls | Lumber/Furniture/Pulp/Paper | Existing | 0.55058 | 1.8211 | 3.3076 | 0.4675 | 1.6152 | 3.7679
| Industrial | Nonequipment | Lighting Controls | Lumber/Furniture/Pulp/Paper | New | 0.55058 | 1.8211 | 3.3076 | N/A | N/A | N/A | Fail RIM | Industrial | Nonequipment | Lighting Controls | Lumber/Furniture/Pulp/Paper | New | 0.55058 | 1.8211 | 3.3076 | 0.4675 | 1.6152 | 3.7679
| Industrial | Equipment | Fan Equipment Upgrades | Lumber/Furniture/Pulp/Paper | New | 0.55115 | 1.7435 | 3.1635 | N/A | N/A | N/A | Fail RIM | Industrial | Equipment | Fan Equipment Upgrades | Lumber/Furniture/Pulp/Paper | New | 0.55115 | 1.7435 | 3.1635 | 0.4465 | 1.5185 | 3.7567
| Industrial | Equipment | Fan Equipment Upgrades | Lumber/Furniture/Pulp/Paper | Turnover | 0.55115 | 1.7435 | 3.1635 | N/A | N/A | N/A | Fail RIM | Industrial | Equipment | Fan Equipment Upgrades | Lumber/Furniture/Pulp/Paper | Turnover | 0.55115 | 1.7435 | 3.1635 | 0.4465 | 1.5185 | 3.7567
| Industrial | Nonequipment | Fan Improved Controls | Lumber/Furniture/Pulp/Paper | Existing | 0.55115 | 16.4072 | 29.7689 | N/A | N/A | N/A | Fail RIM | Industrial | Nonequipment | Fan Improved Controls | Lumber/Furniture/Pulp/Paper | Existing | 0.55115 | 16.4072 | 29.7689 | N/A | N/A | N/A | Fail 2-year Threshold
| Industrial | Nonequipment | Fan Improved Controls | Lumber/Furniture/Pulp/Paper | New | 0.55115 | 16.4072 | 29.7689 | N/A | N/A | N/A | Fail RIM | Industrial | Nonequipment | Fan Improved Controls | Lumber/Furniture/Pulp/Paper | New | 0.55115 | 16.4072 | 29.7689 | N/A | N/A | N/A | Fail 2-year Threshold
| Industrial | Nonequipment | Fan System Optimization | Lumber/Furniture/Pulp/Paper | Existing | 0.55788 | 8.9929 | 16.1198 | N/A | N/A | N/A | Fail RIM | Industrial | Nonequipment | Fan System Optimization | Lumber/Furniture/Pulp/Paper | Existing | 0.55788 | 8.9929 | 16.1198 | N/A | N/A | N/A | Fail 2-year Threshold
| Industrial | Nonequipment | Fan System Optimization | Lumber/Furniture/Pulp/Paper | New | 0.55788 | 8.9929 | 16.1198 | N/A | N/A | N/A | Fail RIM | Industrial | Nonequipment | Fan System Optimization | Lumber/Furniture/Pulp/Paper | New | 0.55788 | 8.9929 | 16.1198 | N/A | N/A | N/A | Fail 2-year Threshold
| Industrial | Equipment | Motor Equipment Upgrades | Lumber/Furniture/Pulp/Paper | New | 0.55788 | 4.8047 | 8.6126 | N/A | N/A | N/A | Fail RIM | Industrial | Equipment | Motor Equipment Upgrades | Lumber/Furniture/Pulp/Paper | New | 0.55788 | 4.8047 | 8.6126 | N/A | N/A | N/A | Fail 2-year Threshold
| Industrial | Equipment | Motor Equipment Upgrades | Lumber/Furniture/Pulp/Paper | Turnover | 0.55788 | 4.8047 | 8.6126 | N/A | N/A | N/A | Fail RIM | Industrial | Equipment | Motor Equipment Upgrades | Lumber/Furniture/Pulp/Paper | Turnover | 0.55788 | 4.8047 | 8.6126 | N/A | N/A | N/A | Fail 2-year Threshold
| Industrial | Nonequipment | Motor Improved Controls | Lumber/Furniture/Pulp/Paper | Existing | 0.55115 | 8.2017 | 14.8811 | N/A | N/A | N/A | Fail RIM | Industrial | Nonequipment | Motor Improved Controls | Lumber/Furniture/Pulp/Paper | Existing | 0.55115 | 8.2017 | 14.8811 | N/A | N/A | N/A | Fail 2-year Threshold
| Industrial | Nonequipment | Motor Improved Controls | Lumber/Furniture/Pulp/Paper | New | 0.55115 | 8.2017 | 14.8811 | N/A | N/A | N/A | Fail RIM | Industrial | Nonequipment | Motor Improved Controls | Lumber/Furniture/Pulp/Paper | New | 0.55115 | 8.2017 | 14.8811 | N/A | N/A | N/A | Fail 2-year Threshold
| Industrial | Nonequipment | Motor Optimization | Lumber/Furniture/Pulp/Paper | Existing | 0.55788 | 4.004 | 7.1772 | N/A | N/A | N/A | Fail RIM | Industrial | Nonequipment | Motor Optimization | Lumber/Furniture/Pulp/Paper | Existing | 0.55788 | 4.004 | 7.1772 | N/A | N/A | N/A | Fail 2-year Threshold
| Industrial | Nonequipment | Motor Optimization | Lumber/Furniture/Pulp/Paper | New | 0.55788 | 4.004 | 7.1772 | N/A | N/A | N/A | Fail RIM | Industrial | Nonequipment | Motor Optimization | Lumber/Furniture/Pulp/Paper | New | 0.55788 | 4.004 | 7.1772 | N/A | N/A | N/A | Fail 2-year Threshold
| Industrial | Equipment | Pump Equipment Upgrade | Lumber/Furniture/Pulp/Paper | New | 0.55115 | 1.2771 | 2.3172 | N/A | N/A | N/A | Fail RIM | Industrial | Equipment | Pump Equipment Upgrade | Lumber/Furniture/Pulp/Paper | New | 0.55115 | 1.2771 | 2.3172 | 0.40831 | 1.152 | 3.0192
| Industrial | Equipment | Pump Equipment Upgrade | Lumber/Furniture/Pulp/Paper | Turnover | 0.55115 | 1.2771 | 2.3172 | N/A | N/A | N/A | Fail RIM | Industrial | Equipment | Pump Equipment Upgrade | Lumber/Furniture/Pulp/Paper | Turnover | 0.55115 | 1.2771 | 2.3172 | 0.40831 | 1.152 | 3.0192
| Industrial | Nonequipment | Pump Improved Controls | Lumber/Furniture/Pulp/Paper | Existing | 0.55115 | 6.3265 | 11.4787 | N/A | N/A | N/A | Fail RIM | Industrial | Nonequipment | Pump Improved Controls | Lumber/Furniture/Pulp/Paper | Existing | 0.55115 | 6.3265 | 11.4787 | N/A | N/A | N/A | Fail 2-year Threshold
| Industrial | Nonequipment | Pump Improved Controls | Lumber/Furniture/Pulp/Paper | New | 0.55115 | 6.3265 | 11.4787 | N/A | N/A | N/A | Fail RIM | Industrial | Nonequipment | Pump Improved Controls | Lumber/Furniture/Pulp/Paper | New | 0.55115 | 6.3265 | 11.4787 | N/A | N/A | N/A | Fail 2-year Threshold
| Industrial | Nonequipment | Pump System Optimization | Lumber/Furniture/Pulp/Paper | Existing | 0.55788 | 1.246 | 2.2334 | N/A | N/A | N/A | Fail RIM | Industrial | Nonequipment | Pump System Optimization | Lumber/Furniture/Pulp/Paper | Existing | 0.55788 | 1.246 | 2.2334 | 0.41576 | 1.0972 | 2.8613
| Industrial | Nonequipment | Pump System Optimization | Lumber/Furniture/Pulp/Paper | New | 0.55788 | 1.246 | 2.2334 | N/A | N/A | N/A | Fail RIM | Industrial | Nonequipment | Pump System Optimization | Lumber/Furniture/Pulp/Paper | New | 0.55788 | 1.246 | 2.2334 | 0.41576 | 1.0972 | 2.8613
| Industrial | Nonequipment | Process Refrig Controls | Lumber/Furniture/Pulp/Paper | Existing | 0.54822 | 0.4599 | 0.83889 | N/A | N/A | N/A | Fail RIM | Industrial | Nonequipment | Process Refrig Controls | Lumber/Furniture/Pulp/Paper | Existing | 0.54822 | 0.4599 | 0.83889 | N/A | N/A | N/A | Fail TRC
| Industrial | Nonequipment | Process Refrig Controls | Lumber/Furniture/Pulp/Paper | New | 0.54822 | 0.4599 | 0.83889 | N/A | N/A | N/A | Fail RIM | Industrial | Nonequipment | Process Refrig Controls | Lumber/Furniture/Pulp/Paper | New | 0.54822 | 0.4599 | 0.83889 | N/A | N/A | N/A | Fail TRC
| Industrial | Equipment | Process Refrig Equipment Upgrade | Lumber/Furniture/Pulp/Paper | New | 0.55494 | 1.3206 | 2.3798 | N/A | N/A | N/A | Fail RIM | Industrial | Equipment | Process Refrig Equipment Upgrade | Lumber/Furniture/Pulp/Paper | New | 0.55494 | 1.3206 | 2.3798 | 0.42197 | 1.155 | 2.9863
| Industrial | Equipment | Process Refrig Equipment Upgrade | Lumber/Furniture/Pulp/Paper | Turnover | 0.55494 | 1.3206 | 2.3798 | N/A | N/A | N/A | Fail RIM | Industrial | Equipment | Process Refrig Equipment Upgrade | Lumber/Furniture/Pulp/Paper | Turnover | 0.55494 | 1.3206 | 2.3798 | 0.42197 | 1.155 | 2.9863
| Industrial | Nonequipment | Process Heat Improved Controls | Lumber/Furniture/Pulp/Paper | Existing | 0.54822 | 0.45097 | 0.82259 | N/A | N/A | N/A | Fail RIM | Industrial | Nonequipment | Process Heat Improved Controls | Lumber/Furniture/Pulp/Paper | Existing | 0.54822 | 0.45097 | 0.82259 | N/A | N/A | N/A | Fail TRC
| Industrial | Nonequipment | Process Heat Improved Controls | Lumber/Furniture/Pulp/Paper | New | 0.54822 | 0.45097 | 0.82259 | N/A | N/A | N/A | Fail RIM | Industrial | Nonequipment | Process Heat Improved Controls | Lumber/Furniture/Pulp/Paper | New | 0.54822 | 0.45097 | 0.82259 | N/A | N/A | N/A | Fail TRC
| Industrial | Nonequipment | Process Heat System Optimization | Lumber/Furniture/Pulp/Paper | Existing | 0.559 | 0.28802 | 0.51525 | N/A | N/A | N/A | Fail RIM | Industrial | Nonequipment | Process Heat System Optimization | Lumber/Furniture/Pulp/Paper | Existing | 0.559 | 0.28802 | 0.51525 | N/A | N/A | N/A | Fail TRC
| Industrial | Nonequipment | Process Heat System Optimization | Lumber/Furniture/Pulp/Paper | New | 0.559 | 0.28802 | 0.51525 | N/A | N/A | N/A | Fail RIM | Industrial | Nonequipment | Process Heat System Optimization | Lumber/Furniture/Pulp/Paper | New | 0.559 | 0.28802 | 0.51525 | N/A | N/A | N/A | Fail TRC
| Industrial | Equipment | Process Other Equipment Upgrades | Lumber/Furniture/Pulp/Paper | New | 0.55494 | 3.6137 | 6.512 | N/A | N/A | N/A | Fail RIM | Industrial | Equipment | Process Other Equipment Upgrades | Lumber/Furniture/Pulp/Paper | New | 0.55494 | 3.6137 | 6.512 | N/A | N/A | N/A | Fail 2-year Threshold
| Industrial | Equipment | Process Other Equipment Upgrades | Lumber/Furniture/Pulp/Paper | Turnover | 0.55494 | 3.6137 | 6.512 | N/A | N/A | N/A | Fail RIM | Industrial | Equipment | Process Other Equipment Upgrades | Lumber/Furniture/Pulp/Paper | Turnover | 0.55494 | 3.6137 | 6.512 | N/A | N/A | N/A | Fail 2-year Threshold
| Industrial | Nonequipment | Process Other Systems Optimization | Lumber/Furniture/Pulp/Paper | Existing | 0.55667 | 1.654 | 2.9712 | N/A | N/A | N/A | Fail RIM | Industrial | Nonequipment | Process Other Systems Optimization | Lumber/Furniture/Pulp/Paper | Existing | 0.55667 | 1.654 | 2.9712 | 0.47755 | 1.2811 | 3.1724
| Industrial | Nonequipment | Process Other Systems Optimization | Lumber/Furniture/Pulp/Paper | New | 0.55667 | 1.654 | 2.9712 | N/A | N/A | N/A | Fail RIM | Industrial | Nonequipment | Process Other Systems Optimization | Lumber/Furniture/Pulp/Paper | New | 0.55667 | 1.654 | 2.9712 | 0.47755 | 1.2811 | 3.1724
| Industrial | Nonequipment | Compressed Air Controls | Metal Products and Machinery | Existing | 0.55521 | 7.226 | 13.0149 | N/A | N/A | N/A | Fail RIM | Industrial | Nonequipment | Compressed Air Controls | Metal Products and Machinery | Existing | 0.55521 | 7.226 | 13.0149 | N/A | N/A | N/A | Fail 2-year Threshold
| Industrial | Nonequipment | Compressed Air Controls | Metal Products and Machinery | New | 0.55521 | 7.226 | 13.0149 | N/A | N/A | N/A | Fail RIM | Industrial | Nonequipment | Compressed Air Controls | Metal Products and Machinery | New | 0.55521 | 7.226 | 13.0149 | N/A | N/A | N/A | Fail 2-year Threshold
| Industrial | Equipment | Compressed Air Equipment | Metal Products and Machinery | New | 0.55115 | 4.0905 | 7.4218 | N/A | N/A | N/A | Fail RIM | Industrial | Equipment | Compressed Air Equipment | Metal Products and Machinery | New | 0.55115 | 4.0905 | 7.4218 | 0.52341 | 3.0351 | 7.4674
| Industrial | Equipment | Compressed Air Equipment | Metal Products and Machinery | Turnover | 0.55115 | 4.0905 | 7.4218 | N/A | N/A | N/A | Fail RIM | Industrial | Equipment | Compressed Air Equipment | Metal Products and Machinery | Turnover | 0.55115 | 4.0905 | 7.4218 | 0.52341 | 3.0351 | 7.4674
| Industrial | Nonequipment | Compressed Air System Optimization | Metal Products and Machinery | Existing | 0.55788 | 6.6201 | 11.8667 | N/A | N/A | N/A | Fail RIM | Industrial | Nonequipment | Compressed Air System Optimization | Metal Products and Machinery | Existing | 0.55788 | 6.6201 | 11.8667 | N/A | N/A | N/A | Fail 2-year Threshold
| Industrial | Nonequipment | Compressed Air System Optimization | Metal Products and Machinery | New | 0.55788 | 6.6201 | 11.8667 | N/A | N/A | N/A | Fail RIM | Industrial | Nonequipment | Compressed Air System Optimization | Metal Products and Machinery | New | 0.55788 | 6.6201 | 11.8667 | N/A | N/A | N/A | Fail 2-year Threshold
| Industrial | Nonequipment | Plant Energy Management | Metal Products and Machinery | Existing | 0.55491 | 2.9451 | 5.3075 | N/A | N/A | N/A | Fail RIM | Industrial | Nonequipment | Plant Energy Management | Metal Products and Machinery | Existing | 0.55491 | 2.9451 | 5.3075 | 0.51065 | 2.2489 | 5.4578
| Industrial | Nonequipment | Plant Energy Management | Metal Products and Machinery | New | 0.55491 | 2.9451 | 5.3075 | N/A | N/A | N/A | Fail RIM | Industrial | Nonequipment | Plant Energy Management | Metal Products and Machinery | New | 0.55491 | 2.9451 | 5.3075 | 0.51065 | 2.2489 | 5.4578
| Industrial | Equipment | Efficient Lighting - Exterior | Metal Products and Machinery | New | 0.75161 | 2.9212 | 3.8866 | N/A | N/A | N/A | Fail RIM | Industrial | Equipment | Efficient Lighting - Exterior | Metal Products and Machinery | New | 0.75161 | 2.9212 | 3.8866 | 0.68608 | 2.4456 | 4.0633
| Industrial | Equipment | Efficient Lighting - Exterior | Metal Products and Machinery | Turnover | 0.75161 | 2.9212 | 3.8866 | N/A | N/A | N/A | Fail RIM | Industrial | Equipment | Efficient Lighting - Exterior | Metal Products and Machinery | Turnover | 0.75161 | 2.9212 | 3.8866 | 0.68608 | 2.4456 | 4.0633
| Industrial | Nonequipment | Lighting Controls - Exterior | Metal Products and Machinery | Existing | 0.75616 | 1.7292 | 2.2869 | N/A | N/A | N/A | Fail RIM | Industrial | Nonequipment | Lighting Controls - Exterior | Metal Products and Machinery | Existing | 0.75616 | 1.7292 | 2.2869 | 0.60998 | 1.5172 | 2.6952
| Industrial | Nonequipment | Lighting Controls - Exterior | Metal Products and Machinery | New | 0.75616 | 1.7292 | 2.2869 | N/A | N/A | N/A | Fail RIM | Industrial | Nonequipment | Lighting Controls - Exterior | Metal Products and Machinery | New | 0.75616 | 1.7292 | 2.2869 | 0.60998 | 1.5172 | 2.6952
| Industrial | Nonequipment | Building Envelope Improvements | Metal Products and Machinery | Existing | 0.54413 | 3.1545 | 5.7974 | N/A | N/A | N/A | Fail RIM | Industrial | Nonequipment | Building Envelope Improvements | Metal Products and Machinery | Existing | 0.54413 | 3.1545 | 5.7974 | 0.49222 | 2.351 | 6.0669
| Industrial | Nonequipment | Building Envelope Improvements | Metal Products and Machinery | New | 0.54413 | 3.1545 | 5.7974 | N/A | N/A | N/A | Fail RIM | Industrial | Nonequipment | Building Envelope Improvements | Metal Products and Machinery | New | 0.54413 | 3.1545 | 5.7974 | 0.49222 | 2.351 | 6.0669
| Industrial | Equipment | HVAC Equipment Upgrades | Metal Products and Machinery | New | 0.54009 | 2.9992 | 5.5531 | N/A | N/A | N/A | Fail RIM | Industrial | Equipment | HVAC Equipment Upgrades | Metal Products and Machinery | New | 0.54009 | 2.9992 | 5.5531 | 0.4825 | 2.3132 | 5.9194
| Industrial | Equipment | HVAC Equipment Upgrades | Metal Products and Machinery | Turnover | 0.54009 | 2.9992 | 5.5531 | N/A | N/A | N/A | Fail RIM | Industrial | Equipment | HVAC Equipment Upgrades | Metal Products and Machinery | Turnover | 0.54009 | 2.9992 | 5.5531 | 0.4825 | 2.3132 | 5.9194
| Industrial | Nonequipment | HVAC Improved Controls | Metal Products and Machinery | Existing | 0.54413 | 6.9405 | 12.7553 | N/A | N/A | N/A | Fail RIM | Industrial | Nonequipment | HVAC Improved Controls | Metal Products and Machinery | Existing | 0.54413 | 6.9405 | 12.7553 | N/A | N/A | N/A | Fail 2-year Threshold
| Industrial | Nonequipment | HVAC Improved Controls | Metal Products and Machinery | New | 0.54413 | 6.9405 | 12.7553 | N/A | N/A | N/A | Fail RIM | Industrial | Nonequipment | HVAC Improved Controls | Metal Products and Machinery | New | 0.54413 | 6.9405 | 12.7553 | N/A | N/A | N/A | Fail 2-year Threshold
| Industrial | Nonequipment | HVAC Recommissioning | Metal Products and Machinery | Existing | 0.55082 | 0.27279 | 0.49525 | N/A | N/A | N/A | Fail RIM | Industrial | Nonequipment | HVAC Recommissioning | Metal Products and Machinery | Existing | 0.55082 | 0.27279 | 0.49525 | N/A | N/A | N/A | Fail TRC
| Industrial | Nonequipment | HVAC Recommissioning | Metal Products and Machinery | New | 0.55082 | 0.27279 | 0.49525 | N/A | N/A | N/A | Fail RIM | Industrial | Nonequipment | HVAC Recommissioning | Metal Products and Machinery | New | 0.55082 | 0.27279 | 0.49525 | N/A | N/A | N/A | Fail TRC
| Industrial | Equipment | Efficient Lighting - High Bay | Metal Products and Machinery | New | 0.54633 | 1.7898 | 3.2759 | N/A | N/A | N/A | Fail RIM | Industrial | Equipment | Efficient Lighting - High Bay | Metal Products and Machinery | New | 0.54633 | 1.7898 | 3.2759 | 0.45394 | 1.6225 | 3.8396
| Industrial | Equipment | Efficient Lighting - High Bay | Metal Products and Machinery | Turnover | 0.54633 | 1.7898 | 3.2759 | N/A | N/A | N/A | Fail RIM | Industrial | Equipment | Efficient Lighting - High Bay | Metal Products and Machinery | Turnover | 0.54633 | 1.7898 | 3.2759 | 0.45394 | 1.6225 | 3.8396
| Industrial | Equipment | Efficient Lighting - Other Interior Lighting | Metal Products and Machinery | New | 0.54497 | 1.0011 | 1.837 | N/A | N/A | N/A | Fail RIM | Industrial | Equipment | Efficient Lighting - Other Interior Lighting | Metal Products and Machinery | New | 0.54497 | 1.0011 | 1.837 | 0.37686 | 0.94814 | 2.6005 | Fail TRC
| Industrial | Equipment | Efficient Lighting - Other Interior Lighting | Metal Products and Machinery | Turnover | 0.54497 | 1.0011 | 1.837 | N/A | N/A | N/A | Fail RIM | Industrial | Equipment | Efficient Lighting - Other Interior Lighting | Metal Products and Machinery | Turnover | 0.54497 | 1.0011 | 1.837 | 0.37686 | 0.94814 | 2.6005 | Fail TRC
| Industrial | Nonequipment | Lighting Controls | Metal Products and Machinery | Existing | 0.55058 | 1.9967 | 3.6266 | N/A | N/A | N/A | Fail RIM | Industrial | Nonequipment | Lighting Controls | Metal Products and Machinery | Existing | 0.55058 | 1.9967 | 3.6266 | 0.4783 | 1.7519 | 4.0348
| Industrial | Nonequipment | Lighting Controls | Metal Products and Machinery | New | 0.55058 | 1.9967 | 3.6266 | N/A | N/A | N/A | Fail RIM | Industrial | Nonequipment | Lighting Controls | Metal Products and Machinery | New | 0.55058 | 1.9967 | 3.6266 | 0.4783 | 1.7519 | 4.0348
| Industrial | Equipment | Fan Equipment Upgrades | Metal Products and Machinery | New | 0.55115 | 2.7476 | 4.9851 | N/A | N/A | N/A | Fail RIM | Industrial | Equipment | Fan Equipment Upgrades | Metal Products and Machinery | New | 0.55115 | 2.7476 | 4.9851 | 0.4926 | 2.2273 | 5.3441
| Industrial | Equipment | Fan Equipment Upgrades | Metal Products and Machinery | Turnover | 0.55115 | 2.7476 | 4.9851 | N/A | N/A | N/A | Fail RIM | Industrial | Equipment | Fan Equipment Upgrades | Metal Products and Machinery | Turnover | 0.55115 | 2.7476 | 4.9851 | 0.4926 | 2.2273 | 5.3441
| Industrial | Nonequipment | Fan Improved Controls | Metal Products and Machinery | Existing | 0.55115 | 16.4072 | 29.7689 | N/A | N/A | N/A | Fail RIM | Industrial | Nonequipment | Fan Improved Controls | Metal Products and Machinery | Existing | 0.55115 | 16.4072 | 29.7689 | N/A | N/A | N/A | Fail 2-year Threshold
| Industrial | Nonequipment | Fan Improved Controls | Metal Products and Machinery | New | 0.55115 | 16.4072 | 29.7689 | N/A | N/A | N/A | Fail RIM | Industrial | Nonequipment | Fan Improved Controls | Metal Products and Machinery | New | 0.55115 | 16.4072 | 29.7689 | N/A | N/A | N/A | Fail 2-year Threshold
| Industrial | Nonequipment | Fan System Optimization | Metal Products and Machinery | Existing | 0.55788 | 15.2958 | 27.4179 | N/A | N/A | N/A | Fail RIM | Industrial | Nonequipment | Fan System Optimization | Metal Products and Machinery | Existing | 0.55788 | 15.2958 | 27.4179 | N/A | N/A | N/A | Fail 2-year Threshold
| Industrial | Nonequipment | Fan System Optimization | Metal Products and Machinery | New | 0.55788 | 15.2958 | 27.4179 | N/A | N/A | N/A | Fail RIM | Industrial | Nonequipment | Fan System Optimization | Metal Products and Machinery | New | 0.55788 | 15.2958 | 27.4179 | N/A | N/A | N/A | Fail 2-year Threshold
| Industrial | Equipment | Motor Equipment Upgrades | Metal Products and Machinery | New | 0.55788 | 1.7214 | 3.0855 | N/A | N/A | N/A | Fail RIM | Industrial | Equipment | Motor Equipment Upgrades | Metal Products and Machinery | New | 0.55788 | 1.7214 | 3.0855 | 0.45796 | 1.4497 | 3.5714
| Industrial | Equipment | Motor Equipment Upgrades | Metal Products and Machinery | Turnover | 0.55788 | 1.7214 | 3.0855 | N/A | N/A | N/A | Fail RIM | Industrial | Equipment | Motor Equipment Upgrades | Metal Products and Machinery | Turnover | 0.55788 | 1.7214 | 3.0855 | 0.45796 | 1.4497 | 3.5714
| Industrial | Nonequipment | Motor Improved Controls | Metal Products and Machinery | Existing | 0.55115 | 8.9035 | 16.1545 | N/A | N/A | N/A | Fail RIM | Industrial | Nonequipment | Motor Improved Controls | Metal Products and Machinery | Existing | 0.55115 | 8.9035 | 16.1545 | N/A | N/A | N/A | Fail 2-year Threshold
| Industrial | Nonequipment | Motor Improved Controls | Metal Products and Machinery | New | 0.55115 | 8.9035 | 16.1545 | N/A | N/A | N/A | Fail RIM | Industrial | Nonequipment | Motor Improved Controls | Metal Products and Machinery | New | 0.55115 | 8.9035 | 16.1545 | N/A | N/A | N/A | Fail 2-year Threshold
| Industrial | Nonequipment | Motor Optimization | Metal Products and Machinery | Existing | 0.55788 | 3.8886 | 6.9704 | N/A | N/A | N/A | Fail RIM | Industrial | Nonequipment | Motor Optimization | Metal Products and Machinery | Existing | 0.55788 | 3.8886 | 6.9704 | N/A | N/A | N/A | Fail 2-year Threshold
| Industrial | Nonequipment | Motor Optimization | Metal Products and Machinery | New | 0.55788 | 3.8886 | 6.9704 | N/A | N/A | N/A | Fail RIM | Industrial | Nonequipment | Motor Optimization | Metal Products and Machinery | New | 0.55788 | 3.8886 | 6.9704 | N/A | N/A | N/A | Fail 2-year Threshold
| Industrial | Equipment | Pump Equipment Upgrade | Metal Products and Machinery | New | 0.55115 | 2.7476 | 4.9851 | N/A | N/A | N/A | Fail RIM | Industrial | Equipment | Pump Equipment Upgrade | Metal Products and Machinery | New | 0.55115 | 2.7476 | 4.9851 | 0.4926 | 2.2273 | 5.3441
| Industrial | Equipment | Pump Equipment Upgrade | Metal Products and Machinery | Turnover | 0.55115 | 2.7476 | 4.9851 | N/A | N/A | N/A | Fail RIM | Industrial | Equipment | Pump Equipment Upgrade | Metal Products and Machinery | Turnover | 0.55115 | 2.7476 | 4.9851 | 0.4926 | 2.2273 | 5.3441
| Industrial | Nonequipment | Pump Improved Controls | Metal Products and Machinery | Existing | 0.55115 | 6.3265 | 11.4787 | N/A | N/A | N/A | Fail RIM | Industrial | Nonequipment | Pump Improved Controls | Metal Products and Machinery | Existing | 0.55115 | 6.3265 | 11.4787 | N/A | N/A | N/A | Fail 2-year Threshold
| Industrial | Nonequipment | Pump Improved Controls | Metal Products and Machinery | New | 0.55115 | 6.3265 | 11.4787 | N/A | N/A | N/A | Fail RIM | Industrial | Nonequipment | Pump Improved Controls | Metal Products and Machinery | New | 0.55115 | 6.3265 | 11.4787 | N/A | N/A | N/A | Fail 2-year Threshold
| Industrial | Nonequipment | Pump System Optimization | Metal Products and Machinery | Existing | 0.55788 | 10.7956 | 19.3513 | N/A | N/A | N/A | Fail RIM | Industrial | Nonequipment | Pump System Optimization | Metal Products and Machinery | Existing | 0.55788 | 10.7956 | 19.3513 | N/A | N/A | N/A | Fail 2-year Threshold
| Industrial | Nonequipment | Pump System Optimization | Metal Products and Machinery | New | 0.55788 | 10.7956 | 19.3513 | N/A | N/A | N/A | Fail RIM | Industrial | Nonequipment | Pump System Optimization | Metal Products and Machinery | New | 0.55788 | 10.7956 | 19.3513 | N/A | N/A | N/A | Fail 2-year Threshold
| Industrial | Nonequipment | Process Refrig Controls | Metal Products and Machinery | Existing | 0.54822 | 0.68015 | 1.2406 | N/A | N/A | N/A | Fail RIM | Industrial | Nonequipment | Process Refrig Controls | Metal Products and Machinery | Existing | 0.54822 | 0.68015 | 1.2406 | N/A | N/A | N/A | Fail TRC
| Industrial | Nonequipment | Process Refrig Controls | Metal Products and Machinery | New | 0.54822 | 0.68015 | 1.2406 | N/A | N/A | N/A | Fail RIM | Industrial | Nonequipment | Process Refrig Controls | Metal Products and Machinery | New | 0.54822 | 0.68015 | 1.2406 | N/A | N/A | N/A | Fail TRC
| Industrial | Equipment | Process Refrig Equipment Upgrade | Metal Products and Machinery | New | 0.55494 | 1.6165 | 2.9129 | N/A | N/A | N/A | Fail RIM | Industrial | Equipment | Process Refrig Equipment Upgrade | Metal Products and Machinery | New | 0.55494 | 1.6165 | 2.9129 | 0.44818 | 1.3752 | 3.4313
| Industrial | Equipment | Process Refrig Equipment Upgrade | Metal Products and Machinery | Turnover | 0.55494 | 1.6165 | 2.9129 | N/A | N/A | N/A | Fail RIM | Industrial | Equipment | Process Refrig Equipment Upgrade | Metal Products and Machinery | Turnover | 0.55494 | 1.6165 | 2.9129 | 0.44818 | 1.3752 | 3.4313
| Industrial | Nonequipment | Process Refrig System Optimization | Metal Products and Machinery | Existing | 0.55742 | 31.2964 | 56.145 | N/A | N/A | N/A | Fail RIM | Industrial | Nonequipment | Process Refrig System Optimization | Metal Products and Machinery | Existing | 0.55742 | 31.2964 | 56.145 | N/A | N/A | N/A | Fail 2-year Threshold
| Industrial | Nonequipment | Process Refrig System Optimization | Metal Products and Machinery | New | 0.55742 | 31.2964 | 56.145 | N/A | N/A | N/A | Fail RIM | Industrial | Nonequipment | Process Refrig System Optimization | Metal Products and Machinery | New | 0.55742 | 31.2964 | 56.145 | N/A | N/A | N/A | Fail 2-year Threshold
| Industrial | Equipment | Process Heat Equipment Upgrade | Metal Products and Machinery | New | 0.55494 | 3.0918 | 5.5714 | N/A | N/A | N/A | Fail RIM | Industrial | Equipment | Process Heat Equipment Upgrade | Metal Products and Machinery | New | 0.55494 | 3.0918 | 5.5714 | 0.51651 | 2.3148 | 5.6503
| Industrial | Equipment | Process Heat Equipment Upgrade | Metal Products and Machinery | Turnover | 0.55494 | 3.0918 | 5.5714 | N/A | N/A | N/A | Fail RIM | Industrial | Equipment | Process Heat Equipment Upgrade | Metal Products and Machinery | Turnover | 0.55494 | 3.0918 | 5.5714 | 0.51651 | 2.3148 | 5.6503
| Industrial | Nonequipment | Process Heat Improved Controls | Metal Products and Machinery | Existing | 0.54822 | 0.44986 | 0.82058 | N/A | N/A | N/A | Fail RIM | Industrial | Nonequipment | Process Heat Improved Controls | Metal Products and Machinery | Existing | 0.54822 | 0.44986 | 0.82058 | N/A | N/A | N/A | Fail TRC
| Industrial | Nonequipment | Process Heat Improved Controls | Metal Products and Machinery | New | 0.54822 | 0.44986 | 0.82058 | N/A | N/A | N/A | Fail RIM | Industrial | Nonequipment | Process Heat Improved Controls | Metal Products and Machinery | New | 0.54822 | 0.44986 | 0.82058 | N/A | N/A | N/A | Fail TRC
| Industrial | Nonequipment | Process Heat System Optimization | Metal Products and Machinery | Existing | 0.559 | 0.42592 | 0.76194 | N/A | N/A | N/A | Fail RIM | Industrial | Nonequipment | Process Heat System Optimization | Metal Products and Machinery | Existing | 0.559 | 0.42592 | 0.76194 | N/A | N/A | N/A | Fail TRC
| Industrial | Nonequipment | Process Heat System Optimization | Metal Products and Machinery | New | 0.559 | 0.42592 | 0.76194 | N/A | N/A | N/A | Fail RIM | Industrial | Nonequipment | Process Heat System Optimization | Metal Products and Machinery | New | 0.559 | 0.42592 | 0.76194 | N/A | N/A | N/A | Fail TRC
| Industrial | Nonequipment | Process Other Systems Optimization | Metal Products and Machinery | Existing | 0.55667 | 1.0992 | 1.9747 | N/A | N/A | N/A | Fail RIM | Industrial | Nonequipment | Process Other Systems Optimization | Metal Products and Machinery | Existing | 0.55667 | 1.0992 | 1.9747 | 0.41682 | 0.92105 | 2.4438 | Fail TRC
| Industrial | Nonequipment | Process Other Systems Optimization | Metal Products and Machinery | New | 0.55667 | 1.0992 | 1.9747 | N/A | N/A | N/A | Fail RIM | Industrial | Nonequipment | Process Other Systems Optimization | Metal Products and Machinery | New | 0.55667 | 1.0992 | 1.9747 | 0.41682 | 0.92105 | 2.4438 | Fail TRC
| Industrial | Nonequipment | Compressed Air Controls | Miscellaneous Manufacturing | Existing | 0.55521 | 55.9668 | 100.8024 | N/A | N/A | N/A | Fail RIM | Industrial | Nonequipment | Compressed Air Controls | Miscellaneous Manufacturing | Existing | 0.55521 | 55.9668 | 100.8024 | N/A | N/A | N/A | Fail 2-year Threshold
| Industrial | Nonequipment | Compressed Air Controls | Miscellaneous Manufacturing | New | 0.55521 | 55.9668 | 100.8024 | N/A | N/A | N/A | Fail RIM | Industrial | Nonequipment | Compressed Air Controls | Miscellaneous Manufacturing | New | 0.55521 | 55.9668 | 100.8024 | N/A | N/A | N/A | Fail 2-year Threshold
| Industrial | Equipment | Compressed Air Equipment | Miscellaneous Manufacturing | New | 0.55115 | 28.0023 | 50.807 | N/A | N/A | N/A | Fail RIM | Industrial | Equipment | Compressed Air Equipment | Miscellaneous Manufacturing | New | 0.55115 | 28.0023 | 50.807 | N/A | N/A | N/A | Fail 2-year Threshold
| Industrial | Equipment | Compressed Air Equipment | Miscellaneous Manufacturing | Turnover | 0.55115 | 28.0023 | 50.807 | N/A | N/A | N/A | Fail RIM | Industrial | Equipment | Compressed Air Equipment | Miscellaneous Manufacturing | Turnover | 0.55115 | 28.0023 | 50.807 | N/A | N/A | N/A | Fail 2-year Threshold
| Industrial | Nonequipment | Compressed Air System Optimization | Miscellaneous Manufacturing | Existing | 0.55788 | 4.2649 | 7.645 | N/A | N/A | N/A | Fail RIM | Industrial | Nonequipment | Compressed Air System Optimization | Miscellaneous Manufacturing | Existing | 0.55788 | 4.2649 | 7.645 | N/A | N/A | N/A | Fail 2-year Threshold
| Industrial | Nonequipment | Compressed Air System Optimization | Miscellaneous Manufacturing | New | 0.55788 | 4.2649 | 7.645 | N/A | N/A | N/A | Fail RIM | Industrial | Nonequipment | Compressed Air System Optimization | Miscellaneous Manufacturing | New | 0.55788 | 4.2649 | 7.645 | N/A | N/A | N/A | Fail 2-year Threshold
| Industrial | Nonequipment | Plant Energy Management | Miscellaneous Manufacturing | Existing | 0.55491 | 14.0848 | 25.3822 | N/A | N/A | N/A | Fail RIM | Industrial | Nonequipment | Plant Energy Management | Miscellaneous Manufacturing | Existing | 0.55491 | 14.0848 | 25.3822 | N/A | N/A | N/A | Fail 2-year Threshold
| Industrial | Nonequipment | Plant Energy Management | Miscellaneous Manufacturing | New | 0.55491 | 14.0848 | 25.3822 | N/A | N/A | N/A | Fail RIM | Industrial | Nonequipment | Plant Energy Management | Miscellaneous Manufacturing | New | 0.55491 | 14.0848 | 25.3822 | N/A | N/A | N/A | Fail 2-year Threshold
| Industrial | Equipment | Efficient Lighting - Exterior | Miscellaneous Manufacturing | New | 0.75161 | 2.9212 | 3.8866 | N/A | N/A | N/A | Fail RIM | Industrial | Equipment | Efficient Lighting - Exterior | Miscellaneous Manufacturing | New | 0.75161 | 2.9212 | 3.8866 | 0.68608 | 2.4456 | 4.0633
| Industrial | Equipment | Efficient Lighting - Exterior | Miscellaneous Manufacturing | Turnover | 0.75161 | 2.9212 | 3.8866 | N/A | N/A | N/A | Fail RIM | Industrial | Equipment | Efficient Lighting - Exterior | Miscellaneous Manufacturing | Turnover | 0.75161 | 2.9212 | 3.8866 | 0.68608 | 2.4456 | 4.0633
| Industrial | Nonequipment | Lighting Controls - Exterior | Miscellaneous Manufacturing | Existing | 0.75616 | 2.4381 | 3.2244 | N/A | N/A | N/A | Fail RIM | Industrial | Nonequipment | Lighting Controls - Exterior | Miscellaneous Manufacturing | Existing | 0.75616 | 2.4381 | 3.2244 | 0.67969 | 2.0368 | 3.3901
| Industrial | Nonequipment | Lighting Controls - Exterior | Miscellaneous Manufacturing | New | 0.75616 | 2.4381 | 3.2244 | N/A | N/A | N/A | Fail RIM | Industrial | Nonequipment | Lighting Controls - Exterior | Miscellaneous Manufacturing | New | 0.75616 | 2.4381 | 3.2244 | 0.67969 | 2.0368 | 3.3901
| Industrial | Nonequipment | Building Envelope Improvements | Miscellaneous Manufacturing | Existing | 0.54413 | 4.0741 | 7.4874 | N/A | N/A | N/A | Fail RIM | Industrial | Nonequipment | Building Envelope Improvements | Miscellaneous Manufacturing | Existing | 0.54413 | 4.0741 | 7.4874 | 0.51019 | 2.8264 | 7.544
| Industrial | Nonequipment | Building Envelope Improvements | Miscellaneous Manufacturing | New | 0.54413 | 4.0741 | 7.4874 | N/A | N/A | N/A | Fail RIM | Industrial | Nonequipment | Building Envelope Improvements | Miscellaneous Manufacturing | New | 0.54413 | 4.0741 | 7.4874 | 0.51019 | 2.8264 | 7.544
| Industrial | Equipment | HVAC Equipment Upgrades | Miscellaneous Manufacturing | New | 0.54009 | 1.3717 | 2.5397 | N/A | N/A | N/A | Fail RIM | Industrial | Equipment | HVAC Equipment Upgrades | Miscellaneous Manufacturing | New | 0.54009 | 1.3717 | 2.5397 | 0.40516 | 1.2079 | 3.2499
| Industrial | Equipment | HVAC Equipment Upgrades | Miscellaneous Manufacturing | Turnover | 0.54009 | 1.3717 | 2.5397 | N/A | N/A | N/A | Fail RIM | Industrial | Equipment | HVAC Equipment Upgrades | Miscellaneous Manufacturing | Turnover | 0.54009 | 1.3717 | 2.5397 | 0.40516 | 1.2079 | 3.2499
| Industrial | Nonequipment | HVAC Improved Controls | Miscellaneous Manufacturing | Existing | 0.54413 | 65.1925 | 119.8108 | N/A | N/A | N/A | Fail RIM | Industrial | Nonequipment | HVAC Improved Controls | Miscellaneous Manufacturing | Existing | 0.54413 | 65.1925 | 119.8108 | N/A | N/A | N/A | Fail 2-year Threshold
| Industrial | Nonequipment | HVAC Improved Controls | Miscellaneous Manufacturing | New | 0.54413 | 65.1925 | 119.8108 | N/A | N/A | N/A | Fail RIM | Industrial | Nonequipment | HVAC Improved Controls | Miscellaneous Manufacturing | New | 0.54413 | 65.1925 | 119.8108 | N/A | N/A | N/A | Fail 2-year Threshold
| Industrial | Equipment | Efficient Lighting - High Bay | Miscellaneous Manufacturing | New | 0.54633 | 1.7898 | 3.2759 | N/A | N/A | N/A | Fail RIM | Industrial | Equipment | Efficient Lighting - High Bay | Miscellaneous Manufacturing | New | 0.54633 | 1.7898 | 3.2759 | 0.45394 | 1.6225 | 3.8396
| Industrial | Equipment | Efficient Lighting - High Bay | Miscellaneous Manufacturing | Turnover | 0.54633 | 1.7898 | 3.2759 | N/A | N/A | N/A | Fail RIM | Industrial | Equipment | Efficient Lighting - High Bay | Miscellaneous Manufacturing | Turnover | 0.54633 | 1.7898 | 3.2759 | 0.45394 | 1.6225 | 3.8396
| Industrial | Equipment | Efficient Lighting - Other Interior Lighting | Miscellaneous Manufacturing | New | 0.54497 | 1.0011 | 1.837 | N/A | N/A | N/A | Fail RIM | Industrial | Equipment | Efficient Lighting - Other Interior Lighting | Miscellaneous Manufacturing | New | 0.54497 | 1.0011 | 1.837 | 0.37686 | 0.94814 | 2.6005 | Fail TRC
| Industrial | Equipment | Efficient Lighting - Other Interior Lighting | Miscellaneous Manufacturing | Turnover | 0.54497 | 1.0011 | 1.837 | N/A | N/A | N/A | Fail RIM | Industrial | Equipment | Efficient Lighting - Other Interior Lighting | Miscellaneous Manufacturing | Turnover | 0.54497 | 1.0011 | 1.837 | 0.37686 | 0.94814 | 2.6005 | Fail TRC
| Industrial | Nonequipment | Lighting Controls | Miscellaneous Manufacturing | Existing | 0.55058 | 2.8153 | 5.1133 | N/A | N/A | N/A | Fail RIM | Industrial | Nonequipment | Lighting Controls | Miscellaneous Manufacturing | Existing | 0.55058 | 2.8153 | 5.1133 | 0.51411 | 2.3519 | 5.279
| Industrial | Nonequipment | Lighting Controls | Miscellaneous Manufacturing | New | 0.55058 | 2.8153 | 5.1133 | N/A | N/A | N/A | Fail RIM | Industrial | Nonequipment | Lighting Controls | Miscellaneous Manufacturing | New | 0.55058 | 2.8153 | 5.1133 | 0.51411 | 2.3519 | 5.279
| Industrial | Equipment | Fan Equipment Upgrades | Miscellaneous Manufacturing | New | 0.55115 | 2.2131 | 4.0154 | N/A | N/A | N/A | Fail RIM | Industrial | Equipment | Fan Equipment Upgrades | Miscellaneous Manufacturing | New | 0.55115 | 2.2131 | 4.0154 | 0.47216 | 1.8626 | 4.499
| Industrial | Equipment | Fan Equipment Upgrades | Miscellaneous Manufacturing | Turnover | 0.55115 | 2.2131 | 4.0154 | N/A | N/A | N/A | Fail RIM | Industrial | Equipment | Fan Equipment Upgrades | Miscellaneous Manufacturing | Turnover | 0.55115 | 2.2131 | 4.0154 | 0.47216 | 1.8626 | 4.499
| Industrial | Nonequipment | Fan Improved Controls | Miscellaneous Manufacturing | Existing | 0.55115 | 16.4072 | 29.7689 | N/A | N/A | N/A | Fail RIM | Industrial | Nonequipment | Fan Improved Controls | Miscellaneous Manufacturing | Existing | 0.55115 | 16.4072 | 29.7689 | N/A | N/A | N/A | Fail 2-year Threshold
| Industrial | Nonequipment | Fan Improved Controls | Miscellaneous Manufacturing | New | 0.55115 | 16.4072 | 29.7689 | N/A | N/A | N/A | Fail RIM | Industrial | Nonequipment | Fan Improved Controls | Miscellaneous Manufacturing | New | 0.55115 | 16.4072 | 29.7689 | N/A | N/A | N/A | Fail 2-year Threshold
| Industrial | Equipment | Motor Equipment Upgrades | Miscellaneous Manufacturing | New | 0.55788 | 1.4489 | 2.5971 | N/A | N/A | N/A | Fail RIM | Industrial | Equipment | Motor Equipment Upgrades | Miscellaneous Manufacturing | New | 0.55788 | 1.4489 | 2.5971 | 0.43614 | 1.2515 | 3.1643
| Industrial | Equipment | Motor Equipment Upgrades | Miscellaneous Manufacturing | Turnover | 0.55788 | 1.4489 | 2.5971 | N/A | N/A | N/A | Fail RIM | Industrial | Equipment | Motor Equipment Upgrades | Miscellaneous Manufacturing | Turnover | 0.55788 | 1.4489 | 2.5971 | 0.43614 | 1.2515 | 3.1643
| Industrial | Nonequipment | Motor Improved Controls | Miscellaneous Manufacturing | Existing | 0.55115 | 6.3265 | 11.4787 | N/A | N/A | N/A | Fail RIM | Industrial | Nonequipment | Motor Improved Controls | Miscellaneous Manufacturing | Existing | 0.55115 | 6.3265 | 11.4787 | N/A | N/A | N/A | Fail 2-year Threshold
| Industrial | Nonequipment | Motor Improved Controls | Miscellaneous Manufacturing | New | 0.55115 | 6.3265 | 11.4787 | N/A | N/A | N/A | Fail RIM | Industrial | Nonequipment | Motor Improved Controls | Miscellaneous Manufacturing | New | 0.55115 | 6.3265 | 11.4787 | N/A | N/A | N/A | Fail 2-year Threshold
| Industrial | Nonequipment | Motor Optimization | Miscellaneous Manufacturing | Existing | 0.55788 | 0.50896 | 0.91232 | N/A | N/A | N/A | Fail RIM | Industrial | Nonequipment | Motor Optimization | Miscellaneous Manufacturing | Existing | 0.55788 | 0.50896 | 0.91232 | N/A | N/A | N/A | Fail TRC
| Industrial | Nonequipment | Motor Optimization | Miscellaneous Manufacturing | New | 0.55788 | 0.50896 | 0.91232 | N/A | N/A | N/A | Fail RIM | Industrial | Nonequipment | Motor Optimization | Miscellaneous Manufacturing | New | 0.55788 | 0.50896 | 0.91232 | N/A | N/A | N/A | Fail TRC
| Industrial | Equipment | Pump Equipment Upgrade | Miscellaneous Manufacturing | New | 0.55115 | 3.0315 | 5.5003 | N/A | N/A | N/A | Fail RIM | Industrial | Equipment | Pump Equipment Upgrade | Miscellaneous Manufacturing | New | 0.55115 | 3.0315 | 5.5003 | 0.50101 | 2.4103 | 5.793
| Industrial | Equipment | Pump Equipment Upgrade | Miscellaneous Manufacturing | Turnover | 0.55115 | 3.0315 | 5.5003 | N/A | N/A | N/A | Fail RIM | Industrial | Equipment | Pump Equipment Upgrade | Miscellaneous Manufacturing | Turnover | 0.55115 | 3.0315 | 5.5003 | 0.50101 | 2.4103 | 5.793
| Industrial | Nonequipment | Pump Improved Controls | Miscellaneous Manufacturing | Existing | 0.55115 | 6.3265 | 11.4787 | N/A | N/A | N/A | Fail RIM | Industrial | Nonequipment | Pump Improved Controls | Miscellaneous Manufacturing | Existing | 0.55115 | 6.3265 | 11.4787 | N/A | N/A | N/A | Fail 2-year Threshold
| Industrial | Nonequipment | Pump Improved Controls | Miscellaneous Manufacturing | New | 0.55115 | 6.3265 | 11.4787 | N/A | N/A | N/A | Fail RIM | Industrial | Nonequipment | Pump Improved Controls | Miscellaneous Manufacturing | New | 0.55115 | 6.3265 | 11.4787 | N/A | N/A | N/A | Fail 2-year Threshold
| Industrial | Nonequipment | Pump System Optimization | Miscellaneous Manufacturing | Existing | 0.55788 | 2.2418 | 4.0184 | N/A | N/A | N/A | Fail RIM | Industrial | Nonequipment | Pump System Optimization | Miscellaneous Manufacturing | Existing | 0.55788 | 2.2418 | 4.0184 | 0.48811 | 1.8021 | 4.3487
| Industrial | Nonequipment | Pump System Optimization | Miscellaneous Manufacturing | New | 0.55788 | 2.2418 | 4.0184 | N/A | N/A | N/A | Fail RIM | Industrial | Nonequipment | Pump System Optimization | Miscellaneous Manufacturing | New | 0.55788 | 2.2418 | 4.0184 | 0.48811 | 1.8021 | 4.3487
| Industrial | Nonequipment | Process Refrig Controls | Miscellaneous Manufacturing | Existing | 0.54822 | 0.4599 | 0.83889 | N/A | N/A | N/A | Fail RIM | Industrial | Nonequipment | Process Refrig Controls | Miscellaneous Manufacturing | Existing | 0.54822 | 0.4599 | 0.83889 | N/A | N/A | N/A | Fail TRC
| Industrial | Nonequipment | Process Refrig Controls | Miscellaneous Manufacturing | New | 0.54822 | 0.4599 | 0.83889 | N/A | N/A | N/A | Fail RIM | Industrial | Nonequipment | Process Refrig Controls | Miscellaneous Manufacturing | New | 0.54822 | 0.4599 | 0.83889 | N/A | N/A | N/A | Fail TRC
| Industrial | Equipment | Process Refrig Equipment Upgrade | Miscellaneous Manufacturing | New | 0.55494 | 1.3344 | 2.4045 | N/A | N/A | N/A | Fail RIM | Industrial | Equipment | Process Refrig Equipment Upgrade | Miscellaneous Manufacturing | New | 0.55494 | 1.3344 | 2.4045 | 0.42336 | 1.1655 | 3.007
| Industrial | Equipment | Process Refrig Equipment Upgrade | Miscellaneous Manufacturing | Turnover | 0.55494 | 1.3344 | 2.4045 | N/A | N/A | N/A | Fail RIM | Industrial | Equipment | Process Refrig Equipment Upgrade | Miscellaneous Manufacturing | Turnover | 0.55494 | 1.3344 | 2.4045 | 0.42336 | 1.1655 | 3.007
| Industrial | Nonequipment | Process Refrig System Optimization | Miscellaneous Manufacturing | Existing | 0.55742 | 0.54679 | 0.98093 | N/A | N/A | N/A | Fail RIM | Industrial | Nonequipment | Process Refrig System Optimization | Miscellaneous Manufacturing | Existing | 0.55742 | 0.54679 | 0.98093 | N/A | N/A | N/A | Fail TRC
| Industrial | Nonequipment | Process Refrig System Optimization | Miscellaneous Manufacturing | New | 0.55742 | 0.54679 | 0.98093 | N/A | N/A | N/A | Fail RIM | Industrial | Nonequipment | Process Refrig System Optimization | Miscellaneous Manufacturing | New | 0.55742 | 0.54679 | 0.98093 | N/A | N/A | N/A | Fail TRC
| Industrial | Nonequipment | Process Heat Improved Controls | Miscellaneous Manufacturing | Existing | 0.54822 | 0.45097 | 0.82259 | N/A | N/A | N/A | Fail RIM | Industrial | Nonequipment | Process Heat Improved Controls | Miscellaneous Manufacturing | Existing | 0.54822 | 0.45097 | 0.82259 | N/A | N/A | N/A | Fail TRC
| Industrial | Nonequipment | Process Heat Improved Controls | Miscellaneous Manufacturing | New | 0.54822 | 0.45097 | 0.82259 | N/A | N/A | N/A | Fail RIM | Industrial | Nonequipment | Process Heat Improved Controls | Miscellaneous Manufacturing | New | 0.54822 | 0.45097 | 0.82259 | N/A | N/A | N/A | Fail TRC
| Industrial | Nonequipment | Process Heat System Optimization | Miscellaneous Manufacturing | Existing | 0.559 | 0.53025 | 0.94857 | N/A | N/A | N/A | Fail RIM | Industrial | Nonequipment | Process Heat System Optimization | Miscellaneous Manufacturing | Existing | 0.559 | 0.53025 | 0.94857 | N/A | N/A | N/A | Fail TRC
| Industrial | Nonequipment | Process Heat System Optimization | Miscellaneous Manufacturing | New | 0.559 | 0.53025 | 0.94857 | N/A | N/A | N/A | Fail RIM | Industrial | Nonequipment | Process Heat System Optimization | Miscellaneous Manufacturing | New | 0.559 | 0.53025 | 0.94857 | N/A | N/A | N/A | Fail TRC
| Industrial | Nonequipment | Process Other Systems Optimization | Miscellaneous Manufacturing | Existing | 0.55667 | 8.4127 | 15.1126 | N/A | N/A | N/A | Fail RIM | Industrial | Nonequipment | Process Other Systems Optimization | Miscellaneous Manufacturing | Existing | 0.55667 | 8.4127 | 15.1126 | N/A | N/A | N/A | Fail 2-year Threshold
| Industrial | Nonequipment | Process Other Systems Optimization | Miscellaneous Manufacturing | New | 0.55667 | 8.4127 | 15.1126 | N/A | N/A | N/A | Fail RIM | Industrial | Nonequipment | Process Other Systems Optimization | Miscellaneous Manufacturing | New | 0.55667 | 8.4127 | 15.1126 | N/A | N/A | N/A | Fail 2-year Threshold
| Industrial | Nonequipment | Compressed Air Controls | Primary Resources Industries | Existing | 0.55521 | 7.9873 | 14.3861 | N/A | N/A | N/A | Fail RIM | Industrial | Nonequipment | Compressed Air Controls | Primary Resources Industries | Existing | 0.55521 | 7.9873 | 14.3861 | N/A | N/A | N/A | Fail 2-year Threshold
| Industrial | Nonequipment | Compressed Air Controls | Primary Resources Industries | New | 0.55521 | 7.9873 | 14.3861 | N/A | N/A | N/A | Fail RIM | Industrial | Nonequipment | Compressed Air Controls | Primary Resources Industries | New | 0.55521 | 7.9873 | 14.3861 | N/A | N/A | N/A | Fail 2-year Threshold
| Industrial | Equipment | Compressed Air Equipment | Primary Resources Industries | New | 0.55115 | 3.3396 | 6.0593 | N/A | N/A | N/A | Fail RIM | Industrial | Equipment | Compressed Air Equipment | Primary Resources Industries | New | 0.55115 | 3.3396 | 6.0593 | 0.50877 | 2.6011 | 6.2801
| Industrial | Equipment | Compressed Air Equipment | Primary Resources Industries | Turnover | 0.55115 | 3.3396 | 6.0593 | N/A | N/A | N/A | Fail RIM | Industrial | Equipment | Compressed Air Equipment | Primary Resources Industries | Turnover | 0.55115 | 3.3396 | 6.0593 | 0.50877 | 2.6011 | 6.2801
| Industrial | Nonequipment | Compressed Air System Optimization | Primary Resources Industries | Existing | 0.55788 | 6.8922 | 12.3543 | N/A | N/A | N/A | Fail RIM | Industrial | Nonequipment | Compressed Air System Optimization | Primary Resources Industries | Existing | 0.55788 | 6.8922 | 12.3543 | N/A | N/A | N/A | Fail 2-year Threshold
| Industrial | Nonequipment | Compressed Air System Optimization | Primary Resources Industries | New | 0.55788 | 6.8922 | 12.3543 | N/A | N/A | N/A | Fail RIM | Industrial | Nonequipment | Compressed Air System Optimization | Primary Resources Industries | New | 0.55788 | 6.8922 | 12.3543 | N/A | N/A | N/A | Fail 2-year Threshold
| Industrial | Nonequipment | Plant Energy Management | Primary Resources Industries | Existing | 0.55491 | 14.0848 | 25.3822 | N/A | N/A | N/A | Fail RIM | Industrial | Nonequipment | Plant Energy Management | Primary Resources Industries | Existing | 0.55491 | 14.0848 | 25.3822 | N/A | N/A | N/A | Fail 2-year Threshold
| Industrial | Nonequipment | Plant Energy Management | Primary Resources Industries | New | 0.55491 | 14.0848 | 25.3822 | N/A | N/A | N/A | Fail RIM | Industrial | Nonequipment | Plant Energy Management | Primary Resources Industries | New | 0.55491 | 14.0848 | 25.3822 | N/A | N/A | N/A | Fail 2-year Threshold
| Industrial | Equipment | Efficient Lighting - Exterior | Primary Resources Industries | New | 0.75161 | 2.9212 | 3.8866 | N/A | N/A | N/A | Fail RIM | Industrial | Equipment | Efficient Lighting - Exterior | Primary Resources Industries | New | 0.75161 | 2.9212 | 3.8866 | 0.68608 | 2.4456 | 4.0633
| Industrial | Equipment | Efficient Lighting - Exterior | Primary Resources Industries | Turnover | 0.75161 | 2.9212 | 3.8866 | N/A | N/A | N/A | Fail RIM | Industrial | Equipment | Efficient Lighting - Exterior | Primary Resources Industries | Turnover | 0.75161 | 2.9212 | 3.8866 | 0.68608 | 2.4456 | 4.0633
| Industrial | Nonequipment | Lighting Controls - Exterior | Primary Resources Industries | Existing | 0.75616 | 1.8725 | 2.4763 | N/A | N/A | N/A | Fail RIM | Industrial | Nonequipment | Lighting Controls - Exterior | Primary Resources Industries | Existing | 0.75616 | 1.8725 | 2.4763 | 0.62689 | 1.6263 | 2.8356
| Industrial | Nonequipment | Lighting Controls - Exterior | Primary Resources Industries | New | 0.75616 | 1.8725 | 2.4763 | N/A | N/A | N/A | Fail RIM | Industrial | Nonequipment | Lighting Controls - Exterior | Primary Resources Industries | New | 0.75616 | 1.8725 | 2.4763 | 0.62689 | 1.6263 | 2.8356
| Industrial | Nonequipment | Building Envelope Improvements | Primary Resources Industries | Existing | 0.54413 | 3.1301 | 5.7525 | N/A | N/A | N/A | Fail RIM | Industrial | Nonequipment | Building Envelope Improvements | Primary Resources Industries | Existing | 0.54413 | 3.1301 | 5.7525 | 0.49162 | 2.3374 | 6.0277
| Industrial | Nonequipment | Building Envelope Improvements | Primary Resources Industries | New | 0.54413 | 3.1301 | 5.7525 | N/A | N/A | N/A | Fail RIM | Industrial | Nonequipment | Building Envelope Improvements | Primary Resources Industries | New | 0.54413 | 3.1301 | 5.7525 | 0.49162 | 2.3374 | 6.0277
| Industrial | Equipment | HVAC Equipment Upgrades | Primary Resources Industries | New | 0.54009 | 1.8605 | 3.4447 | N/A | N/A | N/A | Fail RIM | Industrial | Equipment | HVAC Equipment Upgrades | Primary Resources Industries | New | 0.54009 | 1.8605 | 3.4447 | 0.43925 | 1.5714 | 4.0516
| Industrial | Equipment | HVAC Equipment Upgrades | Primary Resources Industries | Turnover | 0.54009 | 1.8605 | 3.4447 | N/A | N/A | N/A | Fail RIM | Industrial | Equipment | HVAC Equipment Upgrades | Primary Resources Industries | Turnover | 0.54009 | 1.8605 | 3.4447 | 0.43925 | 1.5714 | 4.0516
| Industrial | Nonequipment | HVAC Improved Controls | Primary Resources Industries | Existing | 0.54413 | 13.0531 | 23.9891 | N/A | N/A | N/A | Fail RIM | Industrial | Nonequipment | HVAC Improved Controls | Primary Resources Industries | Existing | 0.54413 | 13.0531 | 23.9891 | N/A | N/A | N/A | Fail 2-year Threshold
| Industrial | Nonequipment | HVAC Improved Controls | Primary Resources Industries | New | 0.54413 | 13.0531 | 23.9891 | N/A | N/A | N/A | Fail RIM | Industrial | Nonequipment | HVAC Improved Controls | Primary Resources Industries | New | 0.54413 | 13.0531 | 23.9891 | N/A | N/A | N/A | Fail 2-year Threshold
| Industrial | Equipment | Efficient Lighting - High Bay | Primary Resources Industries | New | 0.54633 | 1.7898 | 3.2759 | N/A | N/A | N/A | Fail RIM | Industrial | Equipment | Efficient Lighting - High Bay | Primary Resources Industries | New | 0.54633 | 1.7898 | 3.2759 | 0.45394 | 1.6225 | 3.8396
| Industrial | Equipment | Efficient Lighting - High Bay | Primary Resources Industries | Turnover | 0.54633 | 1.7898 | 3.2759 | N/A | N/A | N/A | Fail RIM | Industrial | Equipment | Efficient Lighting - High Bay | Primary Resources Industries | Turnover | 0.54633 | 1.7898 | 3.2759 | 0.45394 | 1.6225 | 3.8396
| Industrial | Equipment | Efficient Lighting - Other Interior Lighting | Primary Resources Industries | New | 0.54497 | 1.0011 | 1.837 | N/A | N/A | N/A | Fail RIM | Industrial | Equipment | Efficient Lighting - Other Interior Lighting | Primary Resources Industries | New | 0.54497 | 1.0011 | 1.837 | 0.37686 | 0.94814 | 2.6005 | Fail TRC
| Industrial | Equipment | Efficient Lighting - Other Interior Lighting | Primary Resources Industries | Turnover | 0.54497 | 1.0011 | 1.837 | N/A | N/A | N/A | Fail RIM | Industrial | Equipment | Efficient Lighting - Other Interior Lighting | Primary Resources Industries | Turnover | 0.54497 | 1.0011 | 1.837 | 0.37686 | 0.94814 | 2.6005 | Fail TRC
| Industrial | Nonequipment | Lighting Controls | Primary Resources Industries | Existing | 0.55058 | 2.1621 | 3.927 | N/A | N/A | N/A | Fail RIM | Industrial | Nonequipment | Lighting Controls | Primary Resources Industries | Existing | 0.55058 | 2.1621 | 3.927 | 0.48723 | 1.8779 | 4.2862
| Industrial | Nonequipment | Lighting Controls | Primary Resources Industries | New | 0.55058 | 2.1621 | 3.927 | N/A | N/A | N/A | Fail RIM | Industrial | Nonequipment | Lighting Controls | Primary Resources Industries | New | 0.55058 | 2.1621 | 3.927 | 0.48723 | 1.8779 | 4.2862
| Industrial | Equipment | Fan Equipment Upgrades | Primary Resources Industries | New | 0.55115 | 3.6287 | 6.5838 | N/A | N/A | N/A | Fail RIM | Industrial | Equipment | Fan Equipment Upgrades | Primary Resources Industries | New | 0.55115 | 3.6287 | 6.5838 | 0.51502 | 2.7732 | 6.7372
| Industrial | Equipment | Fan Equipment Upgrades | Primary Resources Industries | Turnover | 0.55115 | 3.6287 | 6.5838 | N/A | N/A | N/A | Fail RIM | Industrial | Equipment | Fan Equipment Upgrades | Primary Resources Industries | Turnover | 0.55115 | 3.6287 | 6.5838 | 0.51502 | 2.7732 | 6.7372
| Industrial | Nonequipment | Fan Improved Controls | Primary Resources Industries | Existing | 0.55115 | 16.4072 | 29.7689 | N/A | N/A | N/A | Fail RIM | Industrial | Nonequipment | Fan Improved Controls | Primary Resources Industries | Existing | 0.55115 | 16.4072 | 29.7689 | N/A | N/A | N/A | Fail 2-year Threshold
| Industrial | Nonequipment | Fan Improved Controls | Primary Resources Industries | New | 0.55115 | 16.4072 | 29.7689 | N/A | N/A | N/A | Fail RIM | Industrial | Nonequipment | Fan Improved Controls | Primary Resources Industries | New | 0.55115 | 16.4072 | 29.7689 | N/A | N/A | N/A | Fail 2-year Threshold
| Industrial | Nonequipment | Fan System Optimization | Primary Resources Industries | Existing | 0.55788 | 96.8566 | 173.6167 | N/A | N/A | N/A | Fail RIM | Industrial | Nonequipment | Fan System Optimization | Primary Resources Industries | Existing | 0.55788 | 96.8566 | 173.6167 | N/A | N/A | N/A | Fail 2-year Threshold
| Industrial | Nonequipment | Fan System Optimization | Primary Resources Industries | New | 0.55788 | 96.8566 | 173.6167 | N/A | N/A | N/A | Fail RIM | Industrial | Nonequipment | Fan System Optimization | Primary Resources Industries | New | 0.55788 | 96.8566 | 173.6167 | N/A | N/A | N/A | Fail 2-year Threshold
| Industrial | Equipment | Motor Equipment Upgrades | Primary Resources Industries | New | 0.55788 | 1.825 | 3.2713 | N/A | N/A | N/A | Fail RIM | Industrial | Equipment | Motor Equipment Upgrades | Primary Resources Industries | New | 0.55788 | 1.825 | 3.2713 | 0.46499 | 1.5226 | 3.7262
| Industrial | Equipment | Motor Equipment Upgrades | Primary Resources Industries | Turnover | 0.55788 | 1.825 | 3.2713 | N/A | N/A | N/A | Fail RIM | Industrial | Equipment | Motor Equipment Upgrades | Primary Resources Industries | Turnover | 0.55788 | 1.825 | 3.2713 | 0.46499 | 1.5226 | 3.7262
| Industrial | Nonequipment | Motor Improved Controls | Primary Resources Industries | Existing | 0.55115 | 6.3265 | 11.4787 | N/A | N/A | N/A | Fail RIM | Industrial | Nonequipment | Motor Improved Controls | Primary Resources Industries | Existing | 0.55115 | 6.3265 | 11.4787 | N/A | N/A | N/A | Fail 2-year Threshold
| Industrial | Nonequipment | Motor Improved Controls | Primary Resources Industries | New | 0.55115 | 6.3265 | 11.4787 | N/A | N/A | N/A | Fail RIM | Industrial | Nonequipment | Motor Improved Controls | Primary Resources Industries | New | 0.55115 | 6.3265 | 11.4787 | N/A | N/A | N/A | Fail 2-year Threshold
| Industrial | Nonequipment | Motor Optimization | Primary Resources Industries | Existing | 0.55788 | 5.1261 | 9.1886 | N/A | N/A | N/A | Fail RIM | Industrial | Nonequipment | Motor Optimization | Primary Resources Industries | Existing | 0.55788 | 5.1261 | 9.1886 | N/A | N/A | N/A | Fail 2-year Threshold
| Industrial | Nonequipment | Motor Optimization | Primary Resources Industries | New | 0.55788 | 5.1261 | 9.1886 | N/A | N/A | N/A | Fail RIM | Industrial | Nonequipment | Motor Optimization | Primary Resources Industries | New | 0.55788 | 5.1261 | 9.1886 | N/A | N/A | N/A | Fail 2-year Threshold
| Industrial | Equipment | Pump Equipment Upgrade | Primary Resources Industries | New | 0.55115 | 3.6287 | 6.5838 | N/A | N/A | N/A | Fail RIM | Industrial | Equipment | Pump Equipment Upgrade | Primary Resources Industries | New | 0.55115 | 3.6287 | 6.5838 | 0.51502 | 2.7732 | 6.7372
| Industrial | Equipment | Pump Equipment Upgrade | Primary Resources Industries | Turnover | 0.55115 | 3.6287 | 6.5838 | N/A | N/A | N/A | Fail RIM | Industrial | Equipment | Pump Equipment Upgrade | Primary Resources Industries | Turnover | 0.55115 | 3.6287 | 6.5838 | 0.51502 | 2.7732 | 6.7372
| Industrial | Nonequipment | Pump Improved Controls | Primary Resources Industries | Existing | 0.55115 | 6.3265 | 11.4787 | N/A | N/A | N/A | Fail RIM | Industrial | Nonequipment | Pump Improved Controls | Primary Resources Industries | Existing | 0.55115 | 6.3265 | 11.4787 | N/A | N/A | N/A | Fail 2-year Threshold
| Industrial | Nonequipment | Pump Improved Controls | Primary Resources Industries | New | 0.55115 | 6.3265 | 11.4787 | N/A | N/A | N/A | Fail RIM | Industrial | Nonequipment | Pump Improved Controls | Primary Resources Industries | New | 0.55115 | 6.3265 | 11.4787 | N/A | N/A | N/A | Fail 2-year Threshold
| Industrial | Nonequipment | Pump System Optimization | Primary Resources Industries | Existing | 0.55788 | 37.6376 | 67.4659 | N/A | N/A | N/A | Fail RIM | Industrial | Nonequipment | Pump System Optimization | Primary Resources Industries | Existing | 0.55788 | 37.6376 | 67.4659 | N/A | N/A | N/A | Fail 2-year Threshold
| Industrial | Nonequipment | Pump System Optimization | Primary Resources Industries | New | 0.55788 | 37.6376 | 67.4659 | N/A | N/A | N/A | Fail RIM | Industrial | Nonequipment | Pump System Optimization | Primary Resources Industries | New | 0.55788 | 37.6376 | 67.4659 | N/A | N/A | N/A | Fail 2-year Threshold
| Industrial | Nonequipment | Process Refrig Controls | Primary Resources Industries | Existing | 0.54822 | 0.4599 | 0.83889 | N/A | N/A | N/A | Fail RIM | Industrial | Nonequipment | Process Refrig Controls | Primary Resources Industries | Existing | 0.54822 | 0.4599 | 0.83889 | N/A | N/A | N/A | Fail TRC
| Industrial | Nonequipment | Process Refrig Controls | Primary Resources Industries | New | 0.54822 | 0.4599 | 0.83889 | N/A | N/A | N/A | Fail RIM | Industrial | Nonequipment | Process Refrig Controls | Primary Resources Industries | New | 0.54822 | 0.4599 | 0.83889 | N/A | N/A | N/A | Fail TRC
| Industrial | Equipment | Process Refrig Equipment Upgrade | Primary Resources Industries | New | 0.55494 | 2.1503 | 3.8748 | N/A | N/A | N/A | Fail RIM | Industrial | Equipment | Process Refrig Equipment Upgrade | Primary Resources Industries | New | 0.55494 | 2.1503 | 3.8748 | 0.4813 | 1.7433 | 4.2342
| Industrial | Equipment | Process Refrig Equipment Upgrade | Primary Resources Industries | Turnover | 0.55494 | 2.1503 | 3.8748 | N/A | N/A | N/A | Fail RIM | Industrial | Equipment | Process Refrig Equipment Upgrade | Primary Resources Industries | Turnover | 0.55494 | 2.1503 | 3.8748 | 0.4813 | 1.7433 | 4.2342
| Industrial | Nonequipment | Process Refrig System Optimization | Primary Resources Industries | Existing | 0.55742 | 31.2964 | 56.145 | N/A | N/A | N/A | Fail RIM | Industrial | Nonequipment | Process Refrig System Optimization | Primary Resources Industries | Existing | 0.55742 | 31.2964 | 56.145 | N/A | N/A | N/A | Fail 2-year Threshold
| Industrial | Nonequipment | Process Refrig System Optimization | Primary Resources Industries | New | 0.55742 | 31.2964 | 56.145 | N/A | N/A | N/A | Fail RIM | Industrial | Nonequipment | Process Refrig System Optimization | Primary Resources Industries | New | 0.55742 | 31.2964 | 56.145 | N/A | N/A | N/A | Fail 2-year Threshold
| Industrial | Nonequipment | Process Heat Improved Controls | Primary Resources Industries | Existing | 0.54822 | 0.45097 | 0.82259 | N/A | N/A | N/A | Fail RIM | Industrial | Nonequipment | Process Heat Improved Controls | Primary Resources Industries | Existing | 0.54822 | 0.45097 | 0.82259 | N/A | N/A | N/A | Fail TRC
| Industrial | Nonequipment | Process Heat Improved Controls | Primary Resources Industries | New | 0.54822 | 0.45097 | 0.82259 | N/A | N/A | N/A | Fail RIM | Industrial | Nonequipment | Process Heat Improved Controls | Primary Resources Industries | New | 0.54822 | 0.45097 | 0.82259 | N/A | N/A | N/A | Fail TRC
| Industrial | Nonequipment | Process Heat System Optimization | Primary Resources Industries | Existing | 0.559 | 0.47332 | 0.84672 | N/A | N/A | N/A | Fail RIM | Industrial | Nonequipment | Process Heat System Optimization | Primary Resources Industries | Existing | 0.559 | 0.47332 | 0.84672 | N/A | N/A | N/A | Fail TRC
| Industrial | Nonequipment | Process Heat System Optimization | Primary Resources Industries | New | 0.559 | 0.47332 | 0.84672 | N/A | N/A | N/A | Fail RIM | Industrial | Nonequipment | Process Heat System Optimization | Primary Resources Industries | New | 0.559 | 0.47332 | 0.84672 | N/A | N/A | N/A | Fail TRC
| Industrial | Nonequipment | Process Other Systems Optimization | Primary Resources Industries | Existing | 0.55667 | 1.0115 | 1.817 | N/A | N/A | N/A | Fail RIM | Industrial | Nonequipment | Process Other Systems Optimization | Primary Resources Industries | Existing | 0.55667 | 1.0115 | 1.817 | 0.40354 | 0.85861 | 2.3285 | Fail TRC
| Industrial | Nonequipment | Process Other Systems Optimization | Primary Resources Industries | New | 0.55667 | 1.0115 | 1.817 | N/A | N/A | N/A | Fail RIM | Industrial | Nonequipment | Process Other Systems Optimization | Primary Resources Industries | New | 0.55667 | 1.0115 | 1.817 | 0.40354 | 0.85861 | 2.3285 | Fail TRC
| Industrial | Nonequipment | Compressed Air Controls | Stone/Clay/Glass/Concrete | Existing | 0.55521 | 6.8087 | 12.2632 | N/A | N/A | N/A | Fail RIM | Industrial | Nonequipment | Compressed Air Controls | Stone/Clay/Glass/Concrete | Existing | 0.55521 | 6.8087 | 12.2632 | N/A | N/A | N/A | Fail 2-year Threshold
| Industrial | Nonequipment | Compressed Air Controls | Stone/Clay/Glass/Concrete | New | 0.55521 | 6.8087 | 12.2632 | N/A | N/A | N/A | Fail RIM | Industrial | Nonequipment | Compressed Air Controls | Stone/Clay/Glass/Concrete | New | 0.55521 | 6.8087 | 12.2632 | N/A | N/A | N/A | Fail 2-year Threshold
| Industrial | Equipment | Compressed Air Equipment | Stone/Clay/Glass/Concrete | New | 0.55115 | 1.8234 | 3.3083 | N/A | N/A | N/A | Fail RIM | Industrial | Equipment | Compressed Air Equipment | Stone/Clay/Glass/Concrete | New | 0.55115 | 1.8234 | 3.3083 | 0.45157 | 1.5787 | 3.8829
| Industrial | Equipment | Compressed Air Equipment | Stone/Clay/Glass/Concrete | Turnover | 0.55115 | 1.8234 | 3.3083 | N/A | N/A | N/A | Fail RIM | Industrial | Equipment | Compressed Air Equipment | Stone/Clay/Glass/Concrete | Turnover | 0.55115 | 1.8234 | 3.3083 | 0.45157 | 1.5787 | 3.8829
| Industrial | Nonequipment | Compressed Air System Optimization | Stone/Clay/Glass/Concrete | Existing | 0.55788 | 5.1204 | 9.1783 | N/A | N/A | N/A | Fail RIM | Industrial | Nonequipment | Compressed Air System Optimization | Stone/Clay/Glass/Concrete | Existing | 0.55788 | 5.1204 | 9.1783 | N/A | N/A | N/A | Fail 2-year Threshold
| Industrial | Nonequipment | Compressed Air System Optimization | Stone/Clay/Glass/Concrete | New | 0.55788 | 5.1204 | 9.1783 | N/A | N/A | N/A | Fail RIM | Industrial | Nonequipment | Compressed Air System Optimization | Stone/Clay/Glass/Concrete | New | 0.55788 | 5.1204 | 9.1783 | N/A | N/A | N/A | Fail 2-year Threshold
| Industrial | Nonequipment | Plant Energy Management | Stone/Clay/Glass/Concrete | Existing | 0.55491 | 14.0848 | 25.3822 | N/A | N/A | N/A | Fail RIM | Industrial | Nonequipment | Plant Energy Management | Stone/Clay/Glass/Concrete | Existing | 0.55491 | 14.0848 | 25.3822 | N/A | N/A | N/A | Fail 2-year Threshold
| Industrial | Nonequipment | Plant Energy Management | Stone/Clay/Glass/Concrete | New | 0.55491 | 14.0848 | 25.3822 | N/A | N/A | N/A | Fail RIM | Industrial | Nonequipment | Plant Energy Management | Stone/Clay/Glass/Concrete | New | 0.55491 | 14.0848 | 25.3822 | N/A | N/A | N/A | Fail 2-year Threshold
| Industrial | Equipment | Efficient Lighting - Exterior | Stone/Clay/Glass/Concrete | New | 0.75161 | 2.9212 | 3.8866 | N/A | N/A | N/A | Fail RIM | Industrial | Equipment | Efficient Lighting - Exterior | Stone/Clay/Glass/Concrete | New | 0.75161 | 2.9212 | 3.8866 | 0.68608 | 2.4456 | 4.0633
| Industrial | Equipment | Efficient Lighting - Exterior | Stone/Clay/Glass/Concrete | Turnover | 0.75161 | 2.9212 | 3.8866 | N/A | N/A | N/A | Fail RIM | Industrial | Equipment | Efficient Lighting - Exterior | Stone/Clay/Glass/Concrete | Turnover | 0.75161 | 2.9212 | 3.8866 | 0.68608 | 2.4456 | 4.0633
| Industrial | Nonequipment | Lighting Controls - Exterior | Stone/Clay/Glass/Concrete | Existing | 0.75616 | 1.8363 | 2.4284 | N/A | N/A | N/A | Fail RIM | Industrial | Nonequipment | Lighting Controls - Exterior | Stone/Clay/Glass/Concrete | Existing | 0.75616 | 1.8363 | 2.4284 | 0.62278 | 1.599 | 2.8001
| Industrial | Nonequipment | Lighting Controls - Exterior | Stone/Clay/Glass/Concrete | New | 0.75616 | 1.8363 | 2.4284 | N/A | N/A | N/A | Fail RIM | Industrial | Nonequipment | Lighting Controls - Exterior | Stone/Clay/Glass/Concrete | New | 0.75616 | 1.8363 | 2.4284 | 0.62278 | 1.599 | 2.8001
| Industrial | Nonequipment | Building Envelope Improvements | Stone/Clay/Glass/Concrete | Existing | 0.54413 | 2.6266 | 4.8272 | N/A | N/A | N/A | Fail RIM | Industrial | Nonequipment | Building Envelope Improvements | Stone/Clay/Glass/Concrete | Existing | 0.54413 | 2.6266 | 4.8272 | 0.47726 | 2.0447 | 5.219
| Industrial | Nonequipment | Building Envelope Improvements | Stone/Clay/Glass/Concrete | New | 0.54413 | 2.6266 | 4.8272 | N/A | N/A | N/A | Fail RIM | Industrial | Nonequipment | Building Envelope Improvements | Stone/Clay/Glass/Concrete | New | 0.54413 | 2.6266 | 4.8272 | 0.47726 | 2.0447 | 5.219
| Industrial | Equipment | HVAC Equipment Upgrades | Stone/Clay/Glass/Concrete | New | 0.54009 | 3.58 | 6.6284 | N/A | N/A | N/A | Fail RIM | Industrial | Equipment | HVAC Equipment Upgrades | Stone/Clay/Glass/Concrete | New | 0.54009 | 3.58 | 6.6284 | 0.49543 | 2.6441 | 6.872
| Industrial | Equipment | HVAC Equipment Upgrades | Stone/Clay/Glass/Concrete | Turnover | 0.54009 | 3.58 | 6.6284 | N/A | N/A | N/A | Fail RIM | Industrial | Equipment | HVAC Equipment Upgrades | Stone/Clay/Glass/Concrete | Turnover | 0.54009 | 3.58 | 6.6284 | 0.49543 | 2.6441 | 6.872
| Industrial | Nonequipment | HVAC Improved Controls | Stone/Clay/Glass/Concrete | Existing | 0.54413 | 9.9878 | 18.3555 | N/A | N/A | N/A | Fail RIM | Industrial | Nonequipment | HVAC Improved Controls | Stone/Clay/Glass/Concrete | Existing | 0.54413 | 9.9878 | 18.3555 | N/A | N/A | N/A | Fail 2-year Threshold
| Industrial | Nonequipment | HVAC Improved Controls | Stone/Clay/Glass/Concrete | New | 0.54413 | 9.9878 | 18.3555 | N/A | N/A | N/A | Fail RIM | Industrial | Nonequipment | HVAC Improved Controls | Stone/Clay/Glass/Concrete | New | 0.54413 | 9.9878 | 18.3555 | N/A | N/A | N/A | Fail 2-year Threshold
| Industrial | Equipment | Efficient Lighting - High Bay | Stone/Clay/Glass/Concrete | New | 0.54633 | 1.7898 | 3.2759 | N/A | N/A | N/A | Fail RIM | Industrial | Equipment | Efficient Lighting - High Bay | Stone/Clay/Glass/Concrete | New | 0.54633 | 1.7898 | 3.2759 | 0.45394 | 1.6225 | 3.8396
| Industrial | Equipment | Efficient Lighting - High Bay | Stone/Clay/Glass/Concrete | Turnover | 0.54633 | 1.7898 | 3.2759 | N/A | N/A | N/A | Fail RIM | Industrial | Equipment | Efficient Lighting - High Bay | Stone/Clay/Glass/Concrete | Turnover | 0.54633 | 1.7898 | 3.2759 | 0.45394 | 1.6225 | 3.8396
| Industrial | Equipment | Efficient Lighting - Other Interior Lighting | Stone/Clay/Glass/Concrete | New | 0.54497 | 1.0011 | 1.837 | N/A | N/A | N/A | Fail RIM | Industrial | Equipment | Efficient Lighting - Other Interior Lighting | Stone/Clay/Glass/Concrete | New | 0.54497 | 1.0011 | 1.837 | 0.37686 | 0.94814 | 2.6005 | Fail TRC
| Industrial | Equipment | Efficient Lighting - Other Interior Lighting | Stone/Clay/Glass/Concrete | Turnover | 0.54497 | 1.0011 | 1.837 | N/A | N/A | N/A | Fail RIM | Industrial | Equipment | Efficient Lighting - Other Interior Lighting | Stone/Clay/Glass/Concrete | Turnover | 0.54497 | 1.0011 | 1.837 | 0.37686 | 0.94814 | 2.6005 | Fail TRC
| Industrial | Nonequipment | Lighting Controls | Stone/Clay/Glass/Concrete | Existing | 0.55058 | 2.1203 | 3.851 | N/A | N/A | N/A | Fail RIM | Industrial | Nonequipment | Lighting Controls | Stone/Clay/Glass/Concrete | Existing | 0.55058 | 2.1203 | 3.851 | 0.48508 | 1.8463 | 4.2227
| Industrial | Nonequipment | Lighting Controls | Stone/Clay/Glass/Concrete | New | 0.55058 | 2.1203 | 3.851 | N/A | N/A | N/A | Fail RIM | Industrial | Nonequipment | Lighting Controls | Stone/Clay/Glass/Concrete | New | 0.55058 | 2.1203 | 3.851 | 0.48508 | 1.8463 | 4.2227
| Industrial | Equipment | Fan Equipment Upgrades | Stone/Clay/Glass/Concrete | New | 0.55115 | 2.2131 | 4.0154 | N/A | N/A | N/A | Fail RIM | Industrial | Equipment | Fan Equipment Upgrades | Stone/Clay/Glass/Concrete | New | 0.55115 | 2.2131 | 4.0154 | 0.47216 | 1.8626 | 4.499
| Industrial | Equipment | Fan Equipment Upgrades | Stone/Clay/Glass/Concrete | Turnover | 0.55115 | 2.2131 | 4.0154 | N/A | N/A | N/A | Fail RIM | Industrial | Equipment | Fan Equipment Upgrades | Stone/Clay/Glass/Concrete | Turnover | 0.55115 | 2.2131 | 4.0154 | 0.47216 | 1.8626 | 4.499
| Industrial | Nonequipment | Fan Improved Controls | Stone/Clay/Glass/Concrete | Existing | 0.55115 | 16.4072 | 29.7689 | N/A | N/A | N/A | Fail RIM | Industrial | Nonequipment | Fan Improved Controls | Stone/Clay/Glass/Concrete | Existing | 0.55115 | 16.4072 | 29.7689 | N/A | N/A | N/A | Fail 2-year Threshold
| Industrial | Nonequipment | Fan Improved Controls | Stone/Clay/Glass/Concrete | New | 0.55115 | 16.4072 | 29.7689 | N/A | N/A | N/A | Fail RIM | Industrial | Nonequipment | Fan Improved Controls | Stone/Clay/Glass/Concrete | New | 0.55115 | 16.4072 | 29.7689 | N/A | N/A | N/A | Fail 2-year Threshold
| Industrial | Equipment | Motor Equipment Upgrades | Stone/Clay/Glass/Concrete | New | 0.55788 | 5.1504 | 9.2321 | N/A | N/A | N/A | Fail RIM | Industrial | Equipment | Motor Equipment Upgrades | Stone/Clay/Glass/Concrete | New | 0.55788 | 5.1504 | 9.2321 | N/A | N/A | N/A | Fail 2-year Threshold
| Industrial | Equipment | Motor Equipment Upgrades | Stone/Clay/Glass/Concrete | Turnover | 0.55788 | 5.1504 | 9.2321 | N/A | N/A | N/A | Fail RIM | Industrial | Equipment | Motor Equipment Upgrades | Stone/Clay/Glass/Concrete | Turnover | 0.55788 | 5.1504 | 9.2321 | N/A | N/A | N/A | Fail 2-year Threshold
| Industrial | Nonequipment | Motor Improved Controls | Stone/Clay/Glass/Concrete | Existing | 0.55115 | 6.3265 | 11.4787 | N/A | N/A | N/A | Fail RIM | Industrial | Nonequipment | Motor Improved Controls | Stone/Clay/Glass/Concrete | Existing | 0.55115 | 6.3265 | 11.4787 | N/A | N/A | N/A | Fail 2-year Threshold
| Industrial | Nonequipment | Motor Improved Controls | Stone/Clay/Glass/Concrete | New | 0.55115 | 6.3265 | 11.4787 | N/A | N/A | N/A | Fail RIM | Industrial | Nonequipment | Motor Improved Controls | Stone/Clay/Glass/Concrete | New | 0.55115 | 6.3265 | 11.4787 | N/A | N/A | N/A | Fail 2-year Threshold
| Industrial | Nonequipment | Motor Optimization | Stone/Clay/Glass/Concrete | Existing | 0.55788 | 4.8272 | 8.6529 | N/A | N/A | N/A | Fail RIM | Industrial | Nonequipment | Motor Optimization | Stone/Clay/Glass/Concrete | Existing | 0.55788 | 4.8272 | 8.6529 | N/A | N/A | N/A | Fail 2-year Threshold
| Industrial | Nonequipment | Motor Optimization | Stone/Clay/Glass/Concrete | New | 0.55788 | 4.8272 | 8.6529 | N/A | N/A | N/A | Fail RIM | Industrial | Nonequipment | Motor Optimization | Stone/Clay/Glass/Concrete | New | 0.55788 | 4.8272 | 8.6529 | N/A | N/A | N/A | Fail 2-year Threshold
| Industrial | Equipment | Pump Equipment Upgrade | Stone/Clay/Glass/Concrete | New | 0.55115 | 2.2131 | 4.0154 | N/A | N/A | N/A | Fail RIM | Industrial | Equipment | Pump Equipment Upgrade | Stone/Clay/Glass/Concrete | New | 0.55115 | 2.2131 | 4.0154 | 0.47216 | 1.8626 | 4.499
| Industrial | Equipment | Pump Equipment Upgrade | Stone/Clay/Glass/Concrete | Turnover | 0.55115 | 2.2131 | 4.0154 | N/A | N/A | N/A | Fail RIM | Industrial | Equipment | Pump Equipment Upgrade | Stone/Clay/Glass/Concrete | Turnover | 0.55115 | 2.2131 | 4.0154 | 0.47216 | 1.8626 | 4.499
| Industrial | Nonequipment | Pump Improved Controls | Stone/Clay/Glass/Concrete | Existing | 0.55115 | 6.3265 | 11.4787 | N/A | N/A | N/A | Fail RIM | Industrial | Nonequipment | Pump Improved Controls | Stone/Clay/Glass/Concrete | Existing | 0.55115 | 6.3265 | 11.4787 | N/A | N/A | N/A | Fail 2-year Threshold
| Industrial | Nonequipment | Pump Improved Controls | Stone/Clay/Glass/Concrete | New | 0.55115 | 6.3265 | 11.4787 | N/A | N/A | N/A | Fail RIM | Industrial | Nonequipment | Pump Improved Controls | Stone/Clay/Glass/Concrete | New | 0.55115 | 6.3265 | 11.4787 | N/A | N/A | N/A | Fail 2-year Threshold
| Industrial | Nonequipment | Pump System Optimization | Stone/Clay/Glass/Concrete | Existing | 0.55788 | 34.7342 | 62.2615 | N/A | N/A | N/A | Fail RIM | Industrial | Nonequipment | Pump System Optimization | Stone/Clay/Glass/Concrete | Existing | 0.55788 | 34.7342 | 62.2615 | N/A | N/A | N/A | Fail 2-year Threshold
| Industrial | Nonequipment | Pump System Optimization | Stone/Clay/Glass/Concrete | New | 0.55788 | 34.7342 | 62.2615 | N/A | N/A | N/A | Fail RIM | Industrial | Nonequipment | Pump System Optimization | Stone/Clay/Glass/Concrete | New | 0.55788 | 34.7342 | 62.2615 | N/A | N/A | N/A | Fail 2-year Threshold
| Industrial | Nonequipment | Process Refrig Controls | Stone/Clay/Glass/Concrete | Existing | 0.54822 | 0.4599 | 0.83889 | N/A | N/A | N/A | Fail RIM | Industrial | Nonequipment | Process Refrig Controls | Stone/Clay/Glass/Concrete | Existing | 0.54822 | 0.4599 | 0.83889 | N/A | N/A | N/A | Fail TRC
| Industrial | Nonequipment | Process Refrig Controls | Stone/Clay/Glass/Concrete | New | 0.54822 | 0.4599 | 0.83889 | N/A | N/A | N/A | Fail RIM | Industrial | Nonequipment | Process Refrig Controls | Stone/Clay/Glass/Concrete | New | 0.54822 | 0.4599 | 0.83889 | N/A | N/A | N/A | Fail TRC
| Industrial | Equipment | Process Refrig Equipment Upgrade | Stone/Clay/Glass/Concrete | New | 0.55494 | 1.2271 | 2.2113 | N/A | N/A | N/A | Fail RIM | Industrial | Equipment | Process Refrig Equipment Upgrade | Stone/Clay/Glass/Concrete | New | 0.55494 | 1.2271 | 2.2113 | 0.41194 | 1.0829 | 2.8457
| Industrial | Equipment | Process Refrig Equipment Upgrade | Stone/Clay/Glass/Concrete | Turnover | 0.55494 | 1.2271 | 2.2113 | N/A | N/A | N/A | Fail RIM | Industrial | Equipment | Process Refrig Equipment Upgrade | Stone/Clay/Glass/Concrete | Turnover | 0.55494 | 1.2271 | 2.2113 | 0.41194 | 1.0829 | 2.8457
| Industrial | Equipment | Process Heat Equipment Upgrade | Stone/Clay/Glass/Concrete | New | 0.55494 | 1.3626 | 2.4554 | N/A | N/A | N/A | Fail RIM | Industrial | Equipment | Process Heat Equipment Upgrade | Stone/Clay/Glass/Concrete | New | 0.55494 | 1.3626 | 2.4554 | 0.42616 | 1.187 | 3.0495
| Industrial | Equipment | Process Heat Equipment Upgrade | Stone/Clay/Glass/Concrete | Turnover | 0.55494 | 1.3626 | 2.4554 | N/A | N/A | N/A | Fail RIM | Industrial | Equipment | Process Heat Equipment Upgrade | Stone/Clay/Glass/Concrete | Turnover | 0.55494 | 1.3626 | 2.4554 | 0.42616 | 1.187 | 3.0495
| Industrial | Nonequipment | Process Heat Improved Controls | Stone/Clay/Glass/Concrete | Existing | 0.54822 | 0.45097 | 0.82259 | N/A | N/A | N/A | Fail RIM | Industrial | Nonequipment | Process Heat Improved Controls | Stone/Clay/Glass/Concrete | Existing | 0.54822 | 0.45097 | 0.82259 | N/A | N/A | N/A | Fail TRC
| Industrial | Nonequipment | Process Heat Improved Controls | Stone/Clay/Glass/Concrete | New | 0.54822 | 0.45097 | 0.82259 | N/A | N/A | N/A | Fail RIM | Industrial | Nonequipment | Process Heat Improved Controls | Stone/Clay/Glass/Concrete | New | 0.54822 | 0.45097 | 0.82259 | N/A | N/A | N/A | Fail TRC
| Industrial | Nonequipment | Process Heat System Optimization | Stone/Clay/Glass/Concrete | Existing | 0.559 | 0.25201 | 0.45082 | N/A | N/A | N/A | Fail RIM | Industrial | Nonequipment | Process Heat System Optimization | Stone/Clay/Glass/Concrete | Existing | 0.559 | 0.25201 | 0.45082 | N/A | N/A | N/A | Fail TRC
| Industrial | Nonequipment | Process Heat System Optimization | Stone/Clay/Glass/Concrete | New | 0.559 | 0.25201 | 0.45082 | N/A | N/A | N/A | Fail RIM | Industrial | Nonequipment | Process Heat System Optimization | Stone/Clay/Glass/Concrete | New | 0.559 | 0.25201 | 0.45082 | N/A | N/A | N/A | Fail TRC
| Industrial | Nonequipment | Process Other Systems Optimization | Stone/Clay/Glass/Concrete | Existing | 0.55667 | 8.4127 | 15.1126 | N/A | N/A | N/A | Fail RIM | Industrial | Nonequipment | Process Other Systems Optimization | Stone/Clay/Glass/Concrete | Existing | 0.55667 | 8.4127 | 15.1126 | N/A | N/A | N/A | Fail 2-year Threshold
| Industrial | Nonequipment | Process Other Systems Optimization | Stone/Clay/Glass/Concrete | New | 0.55667 | 8.4127 | 15.1126 | N/A | N/A | N/A | Fail RIM | Industrial | Nonequipment | Process Other Systems Optimization | Stone/Clay/Glass/Concrete | New | 0.55667 | 8.4127 | 15.1126 | N/A | N/A | N/A | Fail 2-year Threshold
| Industrial | Nonequipment | Compressed Air Controls | Textiles and Leather | Existing | 0.55521 | 6.626 | 11.9342 | N/A | N/A | N/A | Fail RIM | Industrial | Nonequipment | Compressed Air Controls | Textiles and Leather | Existing | 0.55521 | 6.626 | 11.9342 | N/A | N/A | N/A | Fail 2-year Threshold
| Industrial | Nonequipment | Compressed Air Controls | Textiles and Leather | New | 0.55521 | 6.626 | 11.9342 | N/A | N/A | N/A | Fail RIM | Industrial | Nonequipment | Compressed Air Controls | Textiles and Leather | New | 0.55521 | 6.626 | 11.9342 | N/A | N/A | N/A | Fail 2-year Threshold
| Industrial | Equipment | Compressed Air Equipment | Textiles and Leather | New | 0.55115 | 3.206 | 5.817 | N/A | N/A | N/A | Fail RIM | Industrial | Equipment | Compressed Air Equipment | Textiles and Leather | New | 0.55115 | 3.206 | 5.817 | 0.50556 | 2.5193 | 6.0689
| Industrial | Equipment | Compressed Air Equipment | Textiles and Leather | Turnover | 0.55115 | 3.206 | 5.817 | N/A | N/A | N/A | Fail RIM | Industrial | Equipment | Compressed Air Equipment | Textiles and Leather | Turnover | 0.55115 | 3.206 | 5.817 | 0.50556 | 2.5193 | 6.0689
| Industrial | Nonequipment | Compressed Air System Optimization | Textiles and Leather | Existing | 0.55788 | 6.3086 | 11.3083 | N/A | N/A | N/A | Fail RIM | Industrial | Nonequipment | Compressed Air System Optimization | Textiles and Leather | Existing | 0.55788 | 6.3086 | 11.3083 | N/A | N/A | N/A | Fail 2-year Threshold
| Industrial | Nonequipment | Compressed Air System Optimization | Textiles and Leather | New | 0.55788 | 6.3086 | 11.3083 | N/A | N/A | N/A | Fail RIM | Industrial | Nonequipment | Compressed Air System Optimization | Textiles and Leather | New | 0.55788 | 6.3086 | 11.3083 | N/A | N/A | N/A | Fail 2-year Threshold
| Industrial | Equipment | Efficient Lighting - Exterior | Textiles and Leather | New | 0.75161 | 2.9212 | 3.8866 | N/A | N/A | N/A | Fail RIM | Industrial | Equipment | Efficient Lighting - Exterior | Textiles and Leather | New | 0.75161 | 2.9212 | 3.8866 | 0.68608 | 2.4456 | 4.0633
| Industrial | Equipment | Efficient Lighting - Exterior | Textiles and Leather | Turnover | 0.75161 | 2.9212 | 3.8866 | N/A | N/A | N/A | Fail RIM | Industrial | Equipment | Efficient Lighting - Exterior | Textiles and Leather | Turnover | 0.75161 | 2.9212 | 3.8866 | 0.68608 | 2.4456 | 4.0633
| Industrial | Nonequipment | Lighting Controls - Exterior | Textiles and Leather | Existing | 0.75616 | 2.1436 | 2.8348 | N/A | N/A | N/A | Fail RIM | Industrial | Nonequipment | Lighting Controls - Exterior | Textiles and Leather | Existing | 0.75616 | 2.1436 | 2.8348 | 0.65461 | 1.827 | 3.1013
| Industrial | Nonequipment | Lighting Controls - Exterior | Textiles and Leather | New | 0.75616 | 2.1436 | 2.8348 | N/A | N/A | N/A | Fail RIM | Industrial | Nonequipment | Lighting Controls - Exterior | Textiles and Leather | New | 0.75616 | 2.1436 | 2.8348 | 0.65461 | 1.827 | 3.1013
| Industrial | Nonequipment | Building Envelope Improvements | Textiles and Leather | Existing | 0.54413 | 1.4441 | 2.6539 | N/A | N/A | N/A | Fail RIM | Industrial | Nonequipment | Building Envelope Improvements | Textiles and Leather | Existing | 0.54413 | 1.4441 | 2.6539 | 0.41544 | 1.2487 | 3.3195
| Industrial | Nonequipment | Building Envelope Improvements | Textiles and Leather | New | 0.54413 | 1.4441 | 2.6539 | N/A | N/A | N/A | Fail RIM | Industrial | Nonequipment | Building Envelope Improvements | Textiles and Leather | New | 0.54413 | 1.4441 | 2.6539 | 0.41544 | 1.2487 | 3.3195
| Industrial | Equipment | HVAC Equipment Upgrades | Textiles and Leather | New | 0.54009 | 3.4918 | 6.4651 | N/A | N/A | N/A | Fail RIM | Industrial | Equipment | HVAC Equipment Upgrades | Textiles and Leather | New | 0.54009 | 3.4918 | 6.4651 | 0.49371 | 2.5956 | 6.7273
| Industrial | Equipment | HVAC Equipment Upgrades | Textiles and Leather | Turnover | 0.54009 | 3.4918 | 6.4651 | N/A | N/A | N/A | Fail RIM | Industrial | Equipment | HVAC Equipment Upgrades | Textiles and Leather | Turnover | 0.54009 | 3.4918 | 6.4651 | 0.49371 | 2.5956 | 6.7273
| Industrial | Nonequipment | HVAC Improved Controls | Textiles and Leather | Existing | 0.54413 | 124.2064 | 228.2667 | N/A | N/A | N/A | Fail RIM | Industrial | Nonequipment | HVAC Improved Controls | Textiles and Leather | Existing | 0.54413 | 124.2064 | 228.2667 | N/A | N/A | N/A | Fail 2-year Threshold
| Industrial | Nonequipment | HVAC Improved Controls | Textiles and Leather | New | 0.54413 | 124.2064 | 228.2667 | N/A | N/A | N/A | Fail RIM | Industrial | Nonequipment | HVAC Improved Controls | Textiles and Leather | New | 0.54413 | 124.2064 | 228.2667 | N/A | N/A | N/A | Fail 2-year Threshold
| Industrial | Nonequipment | HVAC Recommissioning | Textiles and Leather | Existing | 0.55082 | 5.3526 | 9.7175 | N/A | N/A | N/A | Fail RIM | Industrial | Nonequipment | HVAC Recommissioning | Textiles and Leather | Existing | 0.55082 | 5.3526 | 9.7175 | N/A | N/A | N/A | Fail 2-year Threshold
| Industrial | Nonequipment | HVAC Recommissioning | Textiles and Leather | New | 0.55082 | 5.3526 | 9.7175 | N/A | N/A | N/A | Fail RIM | Industrial | Nonequipment | HVAC Recommissioning | Textiles and Leather | New | 0.55082 | 5.3526 | 9.7175 | N/A | N/A | N/A | Fail 2-year Threshold
| Industrial | Equipment | Efficient Lighting - High Bay | Textiles and Leather | New | 0.54633 | 1.7898 | 3.2759 | N/A | N/A | N/A | Fail RIM | Industrial | Equipment | Efficient Lighting - High Bay | Textiles and Leather | New | 0.54633 | 1.7898 | 3.2759 | 0.45394 | 1.6225 | 3.8396
| Industrial | Equipment | Efficient Lighting - High Bay | Textiles and Leather | Turnover | 0.54633 | 1.7898 | 3.2759 | N/A | N/A | N/A | Fail RIM | Industrial | Equipment | Efficient Lighting - High Bay | Textiles and Leather | Turnover | 0.54633 | 1.7898 | 3.2759 | 0.45394 | 1.6225 | 3.8396
| Industrial | Equipment | Efficient Lighting - Other Interior Lighting | Textiles and Leather | New | 0.54497 | 1.0011 | 1.837 | N/A | N/A | N/A | Fail RIM | Industrial | Equipment | Efficient Lighting - Other Interior Lighting | Textiles and Leather | New | 0.54497 | 1.0011 | 1.837 | 0.37686 | 0.94814 | 2.6005 | Fail TRC
| Industrial | Equipment | Efficient Lighting - Other Interior Lighting | Textiles and Leather | Turnover | 0.54497 | 1.0011 | 1.837 | N/A | N/A | N/A | Fail RIM | Industrial | Equipment | Efficient Lighting - Other Interior Lighting | Textiles and Leather | Turnover | 0.54497 | 1.0011 | 1.837 | 0.37686 | 0.94814 | 2.6005 | Fail TRC
| Industrial | Nonequipment | Lighting Controls | Textiles and Leather | Existing | 0.55058 | 2.4752 | 4.4956 | N/A | N/A | N/A | Fail RIM | Industrial | Nonequipment | Lighting Controls | Textiles and Leather | Existing | 0.55058 | 2.4752 | 4.4956 | 0.50153 | 2.1097 | 4.7621
| Industrial | Nonequipment | Lighting Controls | Textiles and Leather | New | 0.55058 | 2.4752 | 4.4956 | N/A | N/A | N/A | Fail RIM | Industrial | Nonequipment | Lighting Controls | Textiles and Leather | New | 0.55058 | 2.4752 | 4.4956 | 0.50153 | 2.1097 | 4.7621
| Industrial | Equipment | Fan Equipment Upgrades | Textiles and Leather | New | 0.55115 | 3.1565 | 5.7271 | N/A | N/A | N/A | Fail RIM | Industrial | Equipment | Fan Equipment Upgrades | Textiles and Leather | New | 0.55115 | 3.1565 | 5.7271 | 0.50431 | 2.4886 | 5.9906
| Industrial | Equipment | Fan Equipment Upgrades | Textiles and Leather | Turnover | 0.55115 | 3.1565 | 5.7271 | N/A | N/A | N/A | Fail RIM | Industrial | Equipment | Fan Equipment Upgrades | Textiles and Leather | Turnover | 0.55115 | 3.1565 | 5.7271 | 0.50431 | 2.4886 | 5.9906
| Industrial | Nonequipment | Fan Improved Controls | Textiles and Leather | Existing | 0.55115 | 16.4072 | 29.7689 | N/A | N/A | N/A | Fail RIM | Industrial | Nonequipment | Fan Improved Controls | Textiles and Leather | Existing | 0.55115 | 16.4072 | 29.7689 | N/A | N/A | N/A | Fail 2-year Threshold
| Industrial | Nonequipment | Fan Improved Controls | Textiles and Leather | New | 0.55115 | 16.4072 | 29.7689 | N/A | N/A | N/A | Fail RIM | Industrial | Nonequipment | Fan Improved Controls | Textiles and Leather | New | 0.55115 | 16.4072 | 29.7689 | N/A | N/A | N/A | Fail 2-year Threshold
| Industrial | Equipment | Motor Equipment Upgrades | Textiles and Leather | New | 0.55788 | 2.2411 | 4.0173 | N/A | N/A | N/A | Fail RIM | Industrial | Equipment | Motor Equipment Upgrades | Textiles and Leather | New | 0.55788 | 2.2411 | 4.0173 | 0.48808 | 1.8017 | 4.3478
| Industrial | Equipment | Motor Equipment Upgrades | Textiles and Leather | Turnover | 0.55788 | 2.2411 | 4.0173 | N/A | N/A | N/A | Fail RIM | Industrial | Equipment | Motor Equipment Upgrades | Textiles and Leather | Turnover | 0.55788 | 2.2411 | 4.0173 | 0.48808 | 1.8017 | 4.3478
| Industrial | Nonequipment | Motor Improved Controls | Textiles and Leather | Existing | 0.55115 | 6.3265 | 11.4787 | N/A | N/A | N/A | Fail RIM | Industrial | Nonequipment | Motor Improved Controls | Textiles and Leather | Existing | 0.55115 | 6.3265 | 11.4787 | N/A | N/A | N/A | Fail 2-year Threshold
| Industrial | Nonequipment | Motor Improved Controls | Textiles and Leather | New | 0.55115 | 6.3265 | 11.4787 | N/A | N/A | N/A | Fail RIM | Industrial | Nonequipment | Motor Improved Controls | Textiles and Leather | New | 0.55115 | 6.3265 | 11.4787 | N/A | N/A | N/A | Fail 2-year Threshold
| Industrial | Nonequipment | Motor Optimization | Textiles and Leather | Existing | 0.55788 | 1.0295 | 1.8454 | N/A | N/A | N/A | Fail RIM | Industrial | Nonequipment | Motor Optimization | Textiles and Leather | Existing | 0.55788 | 1.0295 | 1.8454 | 0.3885 | 0.92578 | 2.5379 | Fail TRC
| Industrial | Nonequipment | Motor Optimization | Textiles and Leather | New | 0.55788 | 1.0295 | 1.8454 | N/A | N/A | N/A | Fail RIM | Industrial | Nonequipment | Motor Optimization | Textiles and Leather | New | 0.55788 | 1.0295 | 1.8454 | 0.3885 | 0.92578 | 2.5379 | Fail TRC
| Industrial | Equipment | Pump Equipment Upgrade | Textiles and Leather | New | 0.55115 | 3.1565 | 5.7271 | N/A | N/A | N/A | Fail RIM | Industrial | Equipment | Pump Equipment Upgrade | Textiles and Leather | New | 0.55115 | 3.1565 | 5.7271 | 0.50431 | 2.4886 | 5.9906
| Industrial | Equipment | Pump Equipment Upgrade | Textiles and Leather | Turnover | 0.55115 | 3.1565 | 5.7271 | N/A | N/A | N/A | Fail RIM | Industrial | Equipment | Pump Equipment Upgrade | Textiles and Leather | Turnover | 0.55115 | 3.1565 | 5.7271 | 0.50431 | 2.4886 | 5.9906
| Industrial | Nonequipment | Pump Improved Controls | Textiles and Leather | Existing | 0.55115 | 6.3265 | 11.4787 | N/A | N/A | N/A | Fail RIM | Industrial | Nonequipment | Pump Improved Controls | Textiles and Leather | Existing | 0.55115 | 6.3265 | 11.4787 | N/A | N/A | N/A | Fail 2-year Threshold
| Industrial | Nonequipment | Pump Improved Controls | Textiles and Leather | New | 0.55115 | 6.3265 | 11.4787 | N/A | N/A | N/A | Fail RIM | Industrial | Nonequipment | Pump Improved Controls | Textiles and Leather | New | 0.55115 | 6.3265 | 11.4787 | N/A | N/A | N/A | Fail 2-year Threshold
| Industrial | Nonequipment | Process Refrig Controls | Textiles and Leather | Existing | 0.54822 | 0.4599 | 0.83889 | N/A | N/A | N/A | Fail RIM | Industrial | Nonequipment | Process Refrig Controls | Textiles and Leather | Existing | 0.54822 | 0.4599 | 0.83889 | N/A | N/A | N/A | Fail TRC
| Industrial | Nonequipment | Process Refrig Controls | Textiles and Leather | New | 0.54822 | 0.4599 | 0.83889 | N/A | N/A | N/A | Fail RIM | Industrial | Nonequipment | Process Refrig Controls | Textiles and Leather | New | 0.54822 | 0.4599 | 0.83889 | N/A | N/A | N/A | Fail TRC
| Industrial | Equipment | Process Refrig Equipment Upgrade | Textiles and Leather | New | 0.55494 | 1.9202 | 3.4603 | N/A | N/A | N/A | Fail RIM | Industrial | Equipment | Process Refrig Equipment Upgrade | Textiles and Leather | New | 0.55494 | 1.9202 | 3.4603 | 0.46873 | 1.589 | 3.8882
| Industrial | Equipment | Process Refrig Equipment Upgrade | Textiles and Leather | Turnover | 0.55494 | 1.9202 | 3.4603 | N/A | N/A | N/A | Fail RIM | Industrial | Equipment | Process Refrig Equipment Upgrade | Textiles and Leather | Turnover | 0.55494 | 1.9202 | 3.4603 | 0.46873 | 1.589 | 3.8882
| Industrial | Equipment | Process Heat Equipment Upgrade | Textiles and Leather | New | 0.55494 | 8.4623 | 15.249 | N/A | N/A | N/A | Fail RIM | Industrial | Equipment | Process Heat Equipment Upgrade | Textiles and Leather | New | 0.55494 | 8.4623 | 15.249 | N/A | N/A | N/A | Fail 2-year Threshold
| Industrial | Equipment | Process Heat Equipment Upgrade | Textiles and Leather | Turnover | 0.55494 | 8.4623 | 15.249 | N/A | N/A | N/A | Fail RIM | Industrial | Equipment | Process Heat Equipment Upgrade | Textiles and Leather | Turnover | 0.55494 | 8.4623 | 15.249 | N/A | N/A | N/A | Fail 2-year Threshold
| Industrial | Nonequipment | Process Heat System Optimization | Textiles and Leather | Existing | 0.559 | 0.077554 | 0.13874 | N/A | N/A | N/A | Fail RIM | Industrial | Nonequipment | Process Heat System Optimization | Textiles and Leather | Existing | 0.559 | 0.077554 | 0.13874 | N/A | N/A | N/A | Fail TRC
| Industrial | Nonequipment | Process Heat System Optimization | Textiles and Leather | New | 0.559 | 0.077554 | 0.13874 | N/A | N/A | N/A | Fail RIM | Industrial | Nonequipment | Process Heat System Optimization | Textiles and Leather | New | 0.559 | 0.077554 | 0.13874 | N/A | N/A | N/A | Fail TRC
| Industrial | Nonequipment | Process Other Systems Optimization | Textiles and Leather | Existing | 0.55667 | 3.5693 | 6.412 | N/A | N/A | N/A | Fail RIM | Industrial | Nonequipment | Process Other Systems Optimization | Textiles and Leather | Existing | 0.55667 | 3.5693 | 6.412 | N/A | N/A | N/A | Fail 2-year Threshold
| Industrial | Nonequipment | Process Other Systems Optimization | Textiles and Leather | New | 0.55667 | 3.5693 | 6.412 | N/A | N/A | N/A | Fail RIM | Industrial | Nonequipment | Process Other Systems Optimization | Textiles and Leather | New | 0.55667 | 3.5693 | 6.412 | N/A | N/A | N/A | Fail 2-year Threshold
| Industrial | Nonequipment | Compressed Air Controls | Transportation Equipment | Existing | 0.55521 | 5.3423 | 9.6222 | N/A | N/A | N/A | Fail RIM | Industrial | Nonequipment | Compressed Air Controls | Transportation Equipment | Existing | 0.55521 | 5.3423 | 9.6222 | N/A | N/A | N/A | Fail 2-year Threshold
| Industrial | Nonequipment | Compressed Air Controls | Transportation Equipment | New | 0.55521 | 5.3423 | 9.6222 | N/A | N/A | N/A | Fail RIM | Industrial | Nonequipment | Compressed Air Controls | Transportation Equipment | New | 0.55521 | 5.3423 | 9.6222 | N/A | N/A | N/A | Fail 2-year Threshold
| Industrial | Equipment | Compressed Air Equipment | Transportation Equipment | New | 0.55115 | 4.6578 | 8.451 | N/A | N/A | N/A | Fail RIM | Industrial | Equipment | Compressed Air Equipment | Transportation Equipment | New | 0.55115 | 4.6578 | 8.451 | N/A | N/A | N/A | Fail 2-year Threshold
| Industrial | Equipment | Compressed Air Equipment | Transportation Equipment | Turnover | 0.55115 | 4.6578 | 8.451 | N/A | N/A | N/A | Fail RIM | Industrial | Equipment | Compressed Air Equipment | Transportation Equipment | Turnover | 0.55115 | 4.6578 | 8.451 | N/A | N/A | N/A | Fail 2-year Threshold
| Industrial | Nonequipment | Compressed Air System Optimization | Transportation Equipment | Existing | 0.55788 | 5.1626 | 9.254 | N/A | N/A | N/A | Fail RIM | Industrial | Nonequipment | Compressed Air System Optimization | Transportation Equipment | Existing | 0.55788 | 5.1626 | 9.254 | N/A | N/A | N/A | Fail 2-year Threshold
| Industrial | Nonequipment | Compressed Air System Optimization | Transportation Equipment | New | 0.55788 | 5.1626 | 9.254 | N/A | N/A | N/A | Fail RIM | Industrial | Nonequipment | Compressed Air System Optimization | Transportation Equipment | New | 0.55788 | 5.1626 | 9.254 | N/A | N/A | N/A | Fail 2-year Threshold
| Industrial | Nonequipment | Plant Energy Management | Transportation Equipment | Existing | 0.55491 | 14.0848 | 25.3822 | N/A | N/A | N/A | Fail RIM | Industrial | Nonequipment | Plant Energy Management | Transportation Equipment | Existing | 0.55491 | 14.0848 | 25.3822 | N/A | N/A | N/A | Fail 2-year Threshold
| Industrial | Nonequipment | Plant Energy Management | Transportation Equipment | New | 0.55491 | 14.0848 | 25.3822 | N/A | N/A | N/A | Fail RIM | Industrial | Nonequipment | Plant Energy Management | Transportation Equipment | New | 0.55491 | 14.0848 | 25.3822 | N/A | N/A | N/A | Fail 2-year Threshold
| Industrial | Equipment | Efficient Lighting - Exterior | Transportation Equipment | New | 0.75161 | 2.9212 | 3.8866 | N/A | N/A | N/A | Fail RIM | Industrial | Equipment | Efficient Lighting - Exterior | Transportation Equipment | New | 0.75161 | 2.9212 | 3.8866 | 0.68608 | 2.4456 | 4.0633
| Industrial | Equipment | Efficient Lighting - Exterior | Transportation Equipment | Turnover | 0.75161 | 2.9212 | 3.8866 | N/A | N/A | N/A | Fail RIM | Industrial | Equipment | Efficient Lighting - Exterior | Transportation Equipment | Turnover | 0.75161 | 2.9212 | 3.8866 | 0.68608 | 2.4456 | 4.0633
| Industrial | Nonequipment | Lighting Controls - Exterior | Transportation Equipment | Existing | 0.75616 | 2.0939 | 2.7691 | N/A | N/A | N/A | Fail RIM | Industrial | Nonequipment | Lighting Controls - Exterior | Transportation Equipment | Existing | 0.75616 | 2.0939 | 2.7691 | 0.6499 | 1.7908 | 3.0526
| Industrial | Nonequipment | Lighting Controls - Exterior | Transportation Equipment | New | 0.75616 | 2.0939 | 2.7691 | N/A | N/A | N/A | Fail RIM | Industrial | Nonequipment | Lighting Controls - Exterior | Transportation Equipment | New | 0.75616 | 2.0939 | 2.7691 | 0.6499 | 1.7908 | 3.0526
| Industrial | Nonequipment | Building Envelope Improvements | Transportation Equipment | Existing | 0.54413 | 3.002 | 5.5171 | N/A | N/A | N/A | Fail RIM | Industrial | Nonequipment | Building Envelope Improvements | Transportation Equipment | Existing | 0.54413 | 3.002 | 5.5171 | 0.48835 | 2.2652 | 5.8219
| Industrial | Nonequipment | Building Envelope Improvements | Transportation Equipment | New | 0.54413 | 3.002 | 5.5171 | N/A | N/A | N/A | Fail RIM | Industrial | Nonequipment | Building Envelope Improvements | Transportation Equipment | New | 0.54413 | 3.002 | 5.5171 | 0.48835 | 2.2652 | 5.8219
| Industrial | Equipment | HVAC Equipment Upgrades | Transportation Equipment | New | 0.54009 | 3.58 | 6.6284 | N/A | N/A | N/A | Fail RIM | Industrial | Equipment | HVAC Equipment Upgrades | Transportation Equipment | New | 0.54009 | 3.58 | 6.6284 | 0.49543 | 2.6441 | 6.872
| Industrial | Equipment | HVAC Equipment Upgrades | Transportation Equipment | Turnover | 0.54009 | 3.58 | 6.6284 | N/A | N/A | N/A | Fail RIM | Industrial | Equipment | HVAC Equipment Upgrades | Transportation Equipment | Turnover | 0.54009 | 3.58 | 6.6284 | 0.49543 | 2.6441 | 6.872
| Industrial | Nonequipment | HVAC Improved Controls | Transportation Equipment | Existing | 0.54413 | 27.0145 | 49.6472 | N/A | N/A | N/A | Fail RIM | Industrial | Nonequipment | HVAC Improved Controls | Transportation Equipment | Existing | 0.54413 | 27.0145 | 49.6472 | N/A | N/A | N/A | Fail 2-year Threshold
| Industrial | Nonequipment | HVAC Improved Controls | Transportation Equipment | New | 0.54413 | 27.0145 | 49.6472 | N/A | N/A | N/A | Fail RIM | Industrial | Nonequipment | HVAC Improved Controls | Transportation Equipment | New | 0.54413 | 27.0145 | 49.6472 | N/A | N/A | N/A | Fail 2-year Threshold
| Industrial | Nonequipment | HVAC Recommissioning | Transportation Equipment | Existing | 0.55082 | 1.3646 | 2.4773 | N/A | N/A | N/A | Fail RIM | Industrial | Nonequipment | HVAC Recommissioning | Transportation Equipment | Existing | 0.55082 | 1.3646 | 2.4773 | 0.41831 | 1.1474 | 3.0728
| Industrial | Nonequipment | HVAC Recommissioning | Transportation Equipment | New | 0.55082 | 1.3646 | 2.4773 | N/A | N/A | N/A | Fail RIM | Industrial | Nonequipment | HVAC Recommissioning | Transportation Equipment | New | 0.55082 | 1.3646 | 2.4773 | 0.41831 | 1.1474 | 3.0728
| Industrial | Equipment | Efficient Lighting - High Bay | Transportation Equipment | New | 0.54633 | 1.7898 | 3.2759 | N/A | N/A | N/A | Fail RIM | Industrial | Equipment | Efficient Lighting - High Bay | Transportation Equipment | New | 0.54633 | 1.7898 | 3.2759 | 0.45394 | 1.6225 | 3.8396
| Industrial | Equipment | Efficient Lighting - High Bay | Transportation Equipment | Turnover | 0.54633 | 1.7898 | 3.2759 | N/A | N/A | N/A | Fail RIM | Industrial | Equipment | Efficient Lighting - High Bay | Transportation Equipment | Turnover | 0.54633 | 1.7898 | 3.2759 | 0.45394 | 1.6225 | 3.8396
| Industrial | Equipment | Efficient Lighting - Other Interior Lighting | Transportation Equipment | New | 0.54497 | 1.0011 | 1.837 | N/A | N/A | N/A | Fail RIM | Industrial | Equipment | Efficient Lighting - Other Interior Lighting | Transportation Equipment | New | 0.54497 | 1.0011 | 1.837 | 0.37686 | 0.94814 | 2.6005 | Fail TRC
| Industrial | Equipment | Efficient Lighting - Other Interior Lighting | Transportation Equipment | Turnover | 0.54497 | 1.0011 | 1.837 | N/A | N/A | N/A | Fail RIM | Industrial | Equipment | Efficient Lighting - Other Interior Lighting | Transportation Equipment | Turnover | 0.54497 | 1.0011 | 1.837 | 0.37686 | 0.94814 | 2.6005 | Fail TRC
| Industrial | Nonequipment | Lighting Controls | Transportation Equipment | Existing | 0.55058 | 2.4178 | 4.3913 | N/A | N/A | N/A | Fail RIM | Industrial | Nonequipment | Lighting Controls | Transportation Equipment | Existing | 0.55058 | 2.4178 | 4.3913 | 0.49912 | 2.0678 | 4.6748
| Industrial | Nonequipment | Lighting Controls | Transportation Equipment | New | 0.55058 | 2.4178 | 4.3913 | N/A | N/A | N/A | Fail RIM | Industrial | Nonequipment | Lighting Controls | Transportation Equipment | New | 0.55058 | 2.4178 | 4.3913 | 0.49912 | 2.0678 | 4.6748
| Industrial | Equipment | Fan Equipment Upgrades | Transportation Equipment | New | 0.55115 | 1.5906 | 2.8859 | N/A | N/A | N/A | Fail RIM | Industrial | Equipment | Fan Equipment Upgrades | Transportation Equipment | New | 0.55115 | 1.5906 | 2.8859 | 0.43577 | 1.4011 | 3.5148
| Industrial | Equipment | Fan Equipment Upgrades | Transportation Equipment | Turnover | 0.55115 | 1.5906 | 2.8859 | N/A | N/A | N/A | Fail RIM | Industrial | Equipment | Fan Equipment Upgrades | Transportation Equipment | Turnover | 0.55115 | 1.5906 | 2.8859 | 0.43577 | 1.4011 | 3.5148
| Industrial | Nonequipment | Fan Improved Controls | Transportation Equipment | Existing | 0.55115 | 40.9457 | 74.2914 | N/A | N/A | N/A | Fail RIM | Industrial | Nonequipment | Fan Improved Controls | Transportation Equipment | Existing | 0.55115 | 40.9457 | 74.2914 | N/A | N/A | N/A | Fail 2-year Threshold
| Industrial | Nonequipment | Fan Improved Controls | Transportation Equipment | New | 0.55115 | 40.9457 | 74.2914 | N/A | N/A | N/A | Fail RIM | Industrial | Nonequipment | Fan Improved Controls | Transportation Equipment | New | 0.55115 | 40.9457 | 74.2914 | N/A | N/A | N/A | Fail 2-year Threshold
| Industrial | Nonequipment | Fan System Optimization | Transportation Equipment | Existing | 0.55788 | 8.9929 | 16.1198 | N/A | N/A | N/A | Fail RIM | Industrial | Nonequipment | Fan System Optimization | Transportation Equipment | Existing | 0.55788 | 8.9929 | 16.1198 | N/A | N/A | N/A | Fail 2-year Threshold
| Industrial | Nonequipment | Fan System Optimization | Transportation Equipment | New | 0.55788 | 8.9929 | 16.1198 | N/A | N/A | N/A | Fail RIM | Industrial | Nonequipment | Fan System Optimization | Transportation Equipment | New | 0.55788 | 8.9929 | 16.1198 | N/A | N/A | N/A | Fail 2-year Threshold
| Industrial | Equipment | Motor Equipment Upgrades | Transportation Equipment | New | 0.55788 | 10.0236 | 17.9674 | N/A | N/A | N/A | Fail RIM | Industrial | Equipment | Motor Equipment Upgrades | Transportation Equipment | New | 0.55788 | 10.0236 | 17.9674 | N/A | N/A | N/A | Fail 2-year Threshold
| Industrial | Equipment | Motor Equipment Upgrades | Transportation Equipment | Turnover | 0.55788 | 10.0236 | 17.9674 | N/A | N/A | N/A | Fail RIM | Industrial | Equipment | Motor Equipment Upgrades | Transportation Equipment | Turnover | 0.55788 | 10.0236 | 17.9674 | N/A | N/A | N/A | Fail 2-year Threshold
| Industrial | Nonequipment | Motor Improved Controls | Transportation Equipment | Existing | 0.55115 | 6.3265 | 11.4787 | N/A | N/A | N/A | Fail RIM | Industrial | Nonequipment | Motor Improved Controls | Transportation Equipment | Existing | 0.55115 | 6.3265 | 11.4787 | N/A | N/A | N/A | Fail 2-year Threshold
| Industrial | Nonequipment | Motor Improved Controls | Transportation Equipment | New | 0.55115 | 6.3265 | 11.4787 | N/A | N/A | N/A | Fail RIM | Industrial | Nonequipment | Motor Improved Controls | Transportation Equipment | New | 0.55115 | 6.3265 | 11.4787 | N/A | N/A | N/A | Fail 2-year Threshold
| Industrial | Nonequipment | Motor Optimization | Transportation Equipment | Existing | 0.55788 | 3.7637 | 6.7465 | N/A | N/A | N/A | Fail RIM | Industrial | Nonequipment | Motor Optimization | Transportation Equipment | Existing | 0.55788 | 3.7637 | 6.7465 | N/A | N/A | N/A | Fail 2-year Threshold
| Industrial | Nonequipment | Motor Optimization | Transportation Equipment | New | 0.55788 | 3.7637 | 6.7465 | N/A | N/A | N/A | Fail RIM | Industrial | Nonequipment | Motor Optimization | Transportation Equipment | New | 0.55788 | 3.7637 | 6.7465 | N/A | N/A | N/A | Fail 2-year Threshold
| Industrial | Equipment | Pump Equipment Upgrade | Transportation Equipment | New | 0.55115 | 1.5906 | 2.8859 | N/A | N/A | N/A | Fail RIM | Industrial | Equipment | Pump Equipment Upgrade | Transportation Equipment | New | 0.55115 | 1.5906 | 2.8859 | 0.43577 | 1.4011 | 3.5148
| Industrial | Equipment | Pump Equipment Upgrade | Transportation Equipment | Turnover | 0.55115 | 1.5906 | 2.8859 | N/A | N/A | N/A | Fail RIM | Industrial | Equipment | Pump Equipment Upgrade | Transportation Equipment | Turnover | 0.55115 | 1.5906 | 2.8859 | 0.43577 | 1.4011 | 3.5148
| Industrial | Nonequipment | Pump Improved Controls | Transportation Equipment | Existing | 0.55115 | 6.3265 | 11.4787 | N/A | N/A | N/A | Fail RIM | Industrial | Nonequipment | Pump Improved Controls | Transportation Equipment | Existing | 0.55115 | 6.3265 | 11.4787 | N/A | N/A | N/A | Fail 2-year Threshold
| Industrial | Nonequipment | Pump Improved Controls | Transportation Equipment | New | 0.55115 | 6.3265 | 11.4787 | N/A | N/A | N/A | Fail RIM | Industrial | Nonequipment | Pump Improved Controls | Transportation Equipment | New | 0.55115 | 6.3265 | 11.4787 | N/A | N/A | N/A | Fail 2-year Threshold
| Industrial | Nonequipment | Pump System Optimization | Transportation Equipment | Existing | 0.55788 | 4.0253 | 7.2153 | N/A | N/A | N/A | Fail RIM | Industrial | Nonequipment | Pump System Optimization | Transportation Equipment | Existing | 0.55788 | 4.0253 | 7.2153 | N/A | N/A | N/A | Fail 2-year Threshold
| Industrial | Nonequipment | Pump System Optimization | Transportation Equipment | New | 0.55788 | 4.0253 | 7.2153 | N/A | N/A | N/A | Fail RIM | Industrial | Nonequipment | Pump System Optimization | Transportation Equipment | New | 0.55788 | 4.0253 | 7.2153 | N/A | N/A | N/A | Fail 2-year Threshold
| Industrial | Nonequipment | Process Refrig Controls | Transportation Equipment | Existing | 0.54822 | 0.4599 | 0.83889 | N/A | N/A | N/A | Fail RIM | Industrial | Nonequipment | Process Refrig Controls | Transportation Equipment | Existing | 0.54822 | 0.4599 | 0.83889 | N/A | N/A | N/A | Fail TRC
| Industrial | Nonequipment | Process Refrig Controls | Transportation Equipment | New | 0.54822 | 0.4599 | 0.83889 | N/A | N/A | N/A | Fail RIM | Industrial | Nonequipment | Process Refrig Controls | Transportation Equipment | New | 0.54822 | 0.4599 | 0.83889 | N/A | N/A | N/A | Fail TRC
| Industrial | Equipment | Process Refrig Equipment Upgrade | Transportation Equipment | New | 0.55494 | 2.5835 | 4.6554 | N/A | N/A | N/A | Fail RIM | Industrial | Equipment | Process Refrig Equipment Upgrade | Transportation Equipment | New | 0.55494 | 2.5835 | 4.6554 | 0.50007 | 2.0176 | 4.8857
| Industrial | Equipment | Process Refrig Equipment Upgrade | Transportation Equipment | Turnover | 0.55494 | 2.5835 | 4.6554 | N/A | N/A | N/A | Fail RIM | Industrial | Equipment | Process Refrig Equipment Upgrade | Transportation Equipment | Turnover | 0.55494 | 2.5835 | 4.6554 | 0.50007 | 2.0176 | 4.8857
| Industrial | Nonequipment | Process Heat Improved Controls | Transportation Equipment | Existing | 0.54822 | 0.45097 | 0.82259 | N/A | N/A | N/A | Fail RIM | Industrial | Nonequipment | Process Heat Improved Controls | Transportation Equipment | Existing | 0.54822 | 0.45097 | 0.82259 | N/A | N/A | N/A | Fail TRC
| Industrial | Nonequipment | Process Heat Improved Controls | Transportation Equipment | New | 0.54822 | 0.45097 | 0.82259 | N/A | N/A | N/A | Fail RIM | Industrial | Nonequipment | Process Heat Improved Controls | Transportation Equipment | New | 0.54822 | 0.45097 | 0.82259 | N/A | N/A | N/A | Fail TRC
| Industrial | Nonequipment | Process Heat System Optimization | Transportation Equipment | Existing | 0.559 | 0.88524 | 1.5836 | N/A | N/A | N/A | Fail RIM | Industrial | Nonequipment | Process Heat System Optimization | Transportation Equipment | Existing | 0.559 | 0.88524 | 1.5836 | N/A | N/A | N/A | Fail TRC
| Industrial | Nonequipment | Process Heat System Optimization | Transportation Equipment | New | 0.559 | 0.88524 | 1.5836 | N/A | N/A | N/A | Fail RIM | Industrial | Nonequipment | Process Heat System Optimization | Transportation Equipment | New | 0.559 | 0.88524 | 1.5836 | N/A | N/A | N/A | Fail TRC
| Industrial | Nonequipment | Process Other Systems Optimization | Transportation Equipment | Existing | 0.55667 | 8.4127 | 15.1126 | N/A | N/A | N/A | Fail RIM | Industrial | Nonequipment | Process Other Systems Optimization | Transportation Equipment | Existing | 0.55667 | 8.4127 | 15.1126 | N/A | N/A | N/A | Fail 2-year Threshold
| Industrial | Nonequipment | Process Other Systems Optimization | Transportation Equipment | New | 0.55667 | 8.4127 | 15.1126 | N/A | N/A | N/A | Fail RIM | Industrial | Nonequipment | Process Other Systems Optimization | Transportation Equipment | New | 0.55667 | 8.4127 | 15.1126 | N/A | N/A | N/A | Fail 2-year Threshold
| Industrial | Nonequipment | Compressed Air Controls | Water and Wastewater | Existing | 0.55521 | 6.5765 | 11.8451 | N/A | N/A | N/A | Fail RIM | Industrial | Nonequipment | Compressed Air Controls | Water and Wastewater | Existing | 0.55521 | 6.5765 | 11.8451 | N/A | N/A | N/A | Fail 2-year Threshold
| Industrial | Nonequipment | Compressed Air Controls | Water and Wastewater | New | 0.55521 | 6.5765 | 11.8451 | N/A | N/A | N/A | Fail RIM | Industrial | Nonequipment | Compressed Air Controls | Water and Wastewater | New | 0.55521 | 6.5765 | 11.8451 | N/A | N/A | N/A | Fail 2-year Threshold
| Industrial | Equipment | Compressed Air Equipment | Water and Wastewater | New | 0.55115 | 3.8984 | 7.0733 | N/A | N/A | N/A | Fail RIM | Industrial | Equipment | Compressed Air Equipment | Water and Wastewater | New | 0.55115 | 3.8984 | 7.0733 | 0.52013 | 2.928 | 7.1637
| Industrial | Equipment | Compressed Air Equipment | Water and Wastewater | Turnover | 0.55115 | 3.8984 | 7.0733 | N/A | N/A | N/A | Fail RIM | Industrial | Equipment | Compressed Air Equipment | Water and Wastewater | Turnover | 0.55115 | 3.8984 | 7.0733 | 0.52013 | 2.928 | 7.1637
| Industrial | Nonequipment | Compressed Air System Optimization | Water and Wastewater | Existing | 0.55788 | 5.8419 | 10.4717 | N/A | N/A | N/A | Fail RIM | Industrial | Nonequipment | Compressed Air System Optimization | Water and Wastewater | Existing | 0.55788 | 5.8419 | 10.4717 | N/A | N/A | N/A | Fail 2-year Threshold
| Industrial | Nonequipment | Compressed Air System Optimization | Water and Wastewater | New | 0.55788 | 5.8419 | 10.4717 | N/A | N/A | N/A | Fail RIM | Industrial | Nonequipment | Compressed Air System Optimization | Water and Wastewater | New | 0.55788 | 5.8419 | 10.4717 | N/A | N/A | N/A | Fail 2-year Threshold
| Industrial | Nonequipment | Plant Energy Management | Water and Wastewater | Existing | 0.55491 | 14.0848 | 25.3822 | N/A | N/A | N/A | Fail RIM | Industrial | Nonequipment | Plant Energy Management | Water and Wastewater | Existing | 0.55491 | 14.0848 | 25.3822 | N/A | N/A | N/A | Fail 2-year Threshold
| Industrial | Nonequipment | Plant Energy Management | Water and Wastewater | New | 0.55491 | 14.0848 | 25.3822 | N/A | N/A | N/A | Fail RIM | Industrial | Nonequipment | Plant Energy Management | Water and Wastewater | New | 0.55491 | 14.0848 | 25.3822 | N/A | N/A | N/A | Fail 2-year Threshold
| Industrial | Equipment | Efficient Lighting - Exterior | Water and Wastewater | New | 0.75161 | 2.9212 | 3.8866 | N/A | N/A | N/A | Fail RIM | Industrial | Equipment | Efficient Lighting - Exterior | Water and Wastewater | New | 0.75161 | 2.9212 | 3.8866 | 0.68608 | 2.4456 | 4.0633
| Industrial | Equipment | Efficient Lighting - Exterior | Water and Wastewater | Turnover | 0.75161 | 2.9212 | 3.8866 | N/A | N/A | N/A | Fail RIM | Industrial | Equipment | Efficient Lighting - Exterior | Water and Wastewater | Turnover | 0.75161 | 2.9212 | 3.8866 | 0.68608 | 2.4456 | 4.0633
| Industrial | Nonequipment | Lighting Controls - Exterior | Water and Wastewater | Existing | 0.75616 | 1.9671 | 2.6015 | N/A | N/A | N/A | Fail RIM | Industrial | Nonequipment | Lighting Controls - Exterior | Water and Wastewater | Existing | 0.75616 | 1.9671 | 2.6015 | 0.63715 | 1.6973 | 2.9283
| Industrial | Nonequipment | Lighting Controls - Exterior | Water and Wastewater | New | 0.75616 | 1.9671 | 2.6015 | N/A | N/A | N/A | Fail RIM | Industrial | Nonequipment | Lighting Controls - Exterior | Water and Wastewater | New | 0.75616 | 1.9671 | 2.6015 | 0.63715 | 1.6973 | 2.9283
| Industrial | Nonequipment | Building Envelope Improvements | Water and Wastewater | Existing | 0.54413 | 2.8167 | 5.1765 | N/A | N/A | N/A | Fail RIM | Industrial | Nonequipment | Building Envelope Improvements | Water and Wastewater | Existing | 0.54413 | 2.8167 | 5.1765 | 0.48318 | 2.1581 | 5.5243
| Industrial | Nonequipment | Building Envelope Improvements | Water and Wastewater | New | 0.54413 | 2.8167 | 5.1765 | N/A | N/A | N/A | Fail RIM | Industrial | Nonequipment | Building Envelope Improvements | Water and Wastewater | New | 0.54413 | 2.8167 | 5.1765 | 0.48318 | 2.1581 | 5.5243
| Industrial | Equipment | HVAC Equipment Upgrades | Water and Wastewater | New | 0.54009 | 3.246 | 6.0101 | N/A | N/A | N/A | Fail RIM | Industrial | Equipment | HVAC Equipment Upgrades | Water and Wastewater | New | 0.54009 | 3.246 | 6.0101 | 0.48848 | 2.4573 | 6.3242
| Industrial | Equipment | HVAC Equipment Upgrades | Water and Wastewater | Turnover | 0.54009 | 3.246 | 6.0101 | N/A | N/A | N/A | Fail RIM | Industrial | Equipment | HVAC Equipment Upgrades | Water and Wastewater | Turnover | 0.54009 | 3.246 | 6.0101 | 0.48848 | 2.4573 | 6.3242
| Industrial | Nonequipment | HVAC Improved Controls | Water and Wastewater | Existing | 0.54413 | 8.0557 | 14.8048 | N/A | N/A | N/A | Fail RIM | Industrial | Nonequipment | HVAC Improved Controls | Water and Wastewater | Existing | 0.54413 | 8.0557 | 14.8048 | N/A | N/A | N/A | Fail 2-year Threshold
| Industrial | Nonequipment | HVAC Improved Controls | Water and Wastewater | New | 0.54413 | 8.0557 | 14.8048 | N/A | N/A | N/A | Fail RIM | Industrial | Nonequipment | HVAC Improved Controls | Water and Wastewater | New | 0.54413 | 8.0557 | 14.8048 | N/A | N/A | N/A | Fail 2-year Threshold
| Industrial | Nonequipment | HVAC Recommissioning | Water and Wastewater | Existing | 0.55082 | 1.3752 | 2.4966 | N/A | N/A | N/A | Fail RIM | Industrial | Nonequipment | HVAC Recommissioning | Water and Wastewater | Existing | 0.55082 | 1.3752 | 2.4966 | 0.4193 | 1.1549 | 3.089
| Industrial | Nonequipment | HVAC Recommissioning | Water and Wastewater | New | 0.55082 | 1.3752 | 2.4966 | N/A | N/A | N/A | Fail RIM | Industrial | Nonequipment | HVAC Recommissioning | Water and Wastewater | New | 0.55082 | 1.3752 | 2.4966 | 0.4193 | 1.1549 | 3.089
| Industrial | Equipment | Efficient Lighting - High Bay | Water and Wastewater | New | 0.54633 | 1.7898 | 3.2759 | N/A | N/A | N/A | Fail RIM | Industrial | Equipment | Efficient Lighting - High Bay | Water and Wastewater | New | 0.54633 | 1.7898 | 3.2759 | 0.45394 | 1.6225 | 3.8396
| Industrial | Equipment | Efficient Lighting - High Bay | Water and Wastewater | Turnover | 0.54633 | 1.7898 | 3.2759 | N/A | N/A | N/A | Fail RIM | Industrial | Equipment | Efficient Lighting - High Bay | Water and Wastewater | Turnover | 0.54633 | 1.7898 | 3.2759 | 0.45394 | 1.6225 | 3.8396
| Industrial | Equipment | Efficient Lighting - Other Interior Lighting | Water and Wastewater | New | 0.54497 | 1.0011 | 1.837 | N/A | N/A | N/A | Fail RIM | Industrial | Equipment | Efficient Lighting - Other Interior Lighting | Water and Wastewater | New | 0.54497 | 1.0011 | 1.837 | 0.37686 | 0.94814 | 2.6005 | Fail TRC
| Industrial | Equipment | Efficient Lighting - Other Interior Lighting | Water and Wastewater | Turnover | 0.54497 | 1.0011 | 1.837 | N/A | N/A | N/A | Fail RIM | Industrial | Equipment | Efficient Lighting - Other Interior Lighting | Water and Wastewater | Turnover | 0.54497 | 1.0011 | 1.837 | 0.37686 | 0.94814 | 2.6005 | Fail TRC
| Industrial | Nonequipment | Lighting Controls | Water and Wastewater | Existing | 0.55058 | 2.2714 | 4.1254 | N/A | N/A | N/A | Fail RIM | Industrial | Nonequipment | Lighting Controls | Water and Wastewater | Existing | 0.55058 | 2.2714 | 4.1254 | 0.49257 | 1.9598 | 4.4523
| Industrial | Nonequipment | Lighting Controls | Water and Wastewater | New | 0.55058 | 2.2714 | 4.1254 | N/A | N/A | N/A | Fail RIM | Industrial | Nonequipment | Lighting Controls | Water and Wastewater | New | 0.55058 | 2.2714 | 4.1254 | 0.49257 | 1.9598 | 4.4523
| Industrial | Equipment | Fan Equipment Upgrades | Water and Wastewater | New | 0.55115 | 2.2131 | 4.0154 | N/A | N/A | N/A | Fail RIM | Industrial | Equipment | Fan Equipment Upgrades | Water and Wastewater | New | 0.55115 | 2.2131 | 4.0154 | 0.47216 | 1.8626 | 4.499
| Industrial | Equipment | Fan Equipment Upgrades | Water and Wastewater | Turnover | 0.55115 | 2.2131 | 4.0154 | N/A | N/A | N/A | Fail RIM | Industrial | Equipment | Fan Equipment Upgrades | Water and Wastewater | Turnover | 0.55115 | 2.2131 | 4.0154 | 0.47216 | 1.8626 | 4.499
| Industrial | Nonequipment | Fan Improved Controls | Water and Wastewater | Existing | 0.55115 | 12.1111 | 21.9743 | N/A | N/A | N/A | Fail RIM | Industrial | Nonequipment | Fan Improved Controls | Water and Wastewater | Existing | 0.55115 | 12.1111 | 21.9743 | N/A | N/A | N/A | Fail 2-year Threshold
| Industrial | Nonequipment | Fan Improved Controls | Water and Wastewater | New | 0.55115 | 12.1111 | 21.9743 | N/A | N/A | N/A | Fail RIM | Industrial | Nonequipment | Fan Improved Controls | Water and Wastewater | New | 0.55115 | 12.1111 | 21.9743 | N/A | N/A | N/A | Fail 2-year Threshold
| Industrial | Nonequipment | Fan System Optimization | Water and Wastewater | Existing | 0.55788 | 8.9274 | 16.0024 | N/A | N/A | N/A | Fail RIM | Industrial | Nonequipment | Fan System Optimization | Water and Wastewater | Existing | 0.55788 | 8.9274 | 16.0024 | N/A | N/A | N/A | Fail 2-year Threshold
| Industrial | Nonequipment | Fan System Optimization | Water and Wastewater | New | 0.55788 | 8.9274 | 16.0024 | N/A | N/A | N/A | Fail RIM | Industrial | Nonequipment | Fan System Optimization | Water and Wastewater | New | 0.55788 | 8.9274 | 16.0024 | N/A | N/A | N/A | Fail 2-year Threshold
| Industrial | Equipment | Motor Equipment Upgrades | Water and Wastewater | New | 0.55788 | 1.8913 | 3.3902 | N/A | N/A | N/A | Fail RIM | Industrial | Equipment | Motor Equipment Upgrades | Water and Wastewater | New | 0.55788 | 1.8913 | 3.3902 | 0.46918 | 1.5684 | 3.8252
| Industrial | Equipment | Motor Equipment Upgrades | Water and Wastewater | Turnover | 0.55788 | 1.8913 | 3.3902 | N/A | N/A | N/A | Fail RIM | Industrial | Equipment | Motor Equipment Upgrades | Water and Wastewater | Turnover | 0.55788 | 1.8913 | 3.3902 | 0.46918 | 1.5684 | 3.8252
| Industrial | Nonequipment | Motor Improved Controls | Water and Wastewater | Existing | 0.55115 | 3.8923 | 7.0621 | N/A | N/A | N/A | Fail RIM | Industrial | Nonequipment | Motor Improved Controls | Water and Wastewater | Existing | 0.55115 | 3.8923 | 7.0621 | 0.52002 | 2.9245 | 7.154
| Industrial | Nonequipment | Motor Improved Controls | Water and Wastewater | New | 0.55115 | 3.8923 | 7.0621 | N/A | N/A | N/A | Fail RIM | Industrial | Nonequipment | Motor Improved Controls | Water and Wastewater | New | 0.55115 | 3.8923 | 7.0621 | 0.52002 | 2.9245 | 7.154
| Industrial | Nonequipment | Motor Optimization | Water and Wastewater | Existing | 0.55788 | 0.69131 | 1.2392 | N/A | N/A | N/A | Fail RIM | Industrial | Nonequipment | Motor Optimization | Water and Wastewater | Existing | 0.55788 | 0.69131 | 1.2392 | N/A | N/A | N/A | Fail TRC
| Industrial | Nonequipment | Motor Optimization | Water and Wastewater | New | 0.55788 | 0.69131 | 1.2392 | N/A | N/A | N/A | Fail RIM | Industrial | Nonequipment | Motor Optimization | Water and Wastewater | New | 0.55788 | 0.69131 | 1.2392 | N/A | N/A | N/A | Fail TRC
| Industrial | Equipment | Pump Equipment Upgrade | Water and Wastewater | New | 0.55115 | 3.0315 | 5.5003 | N/A | N/A | N/A | Fail RIM | Industrial | Equipment | Pump Equipment Upgrade | Water and Wastewater | New | 0.55115 | 3.0315 | 5.5003 | 0.50101 | 2.4103 | 5.793
| Industrial | Equipment | Pump Equipment Upgrade | Water and Wastewater | Turnover | 0.55115 | 3.0315 | 5.5003 | N/A | N/A | N/A | Fail RIM | Industrial | Equipment | Pump Equipment Upgrade | Water and Wastewater | Turnover | 0.55115 | 3.0315 | 5.5003 | 0.50101 | 2.4103 | 5.793
| Industrial | Nonequipment | Pump Improved Controls | Water and Wastewater | Existing | 0.55115 | 6.3265 | 11.4787 | N/A | N/A | N/A | Fail RIM | Industrial | Nonequipment | Pump Improved Controls | Water and Wastewater | Existing | 0.55115 | 6.3265 | 11.4787 | N/A | N/A | N/A | Fail 2-year Threshold
| Industrial | Nonequipment | Pump Improved Controls | Water and Wastewater | New | 0.55115 | 6.3265 | 11.4787 | N/A | N/A | N/A | Fail RIM | Industrial | Nonequipment | Pump Improved Controls | Water and Wastewater | New | 0.55115 | 6.3265 | 11.4787 | N/A | N/A | N/A | Fail 2-year Threshold
| Industrial | Nonequipment | Pump System Optimization | Water and Wastewater | Existing | 0.55788 | 4.7513 | 8.5167 | N/A | N/A | N/A | Fail RIM | Industrial | Nonequipment | Pump System Optimization | Water and Wastewater | Existing | 0.55788 | 4.7513 | 8.5167 | N/A | N/A | N/A | Fail 2-year Threshold
| Industrial | Nonequipment | Pump System Optimization | Water and Wastewater | New | 0.55788 | 4.7513 | 8.5167 | N/A | N/A | N/A | Fail RIM | Industrial | Nonequipment | Pump System Optimization | Water and Wastewater | New | 0.55788 | 4.7513 | 8.5167 | N/A | N/A | N/A | Fail 2-year Threshold
| Industrial | Nonequipment | Process Refrig Controls | Water and Wastewater | Existing | 0.54822 | 6.1015 | 11.1296 | N/A | N/A | N/A | Fail RIM | Industrial | Nonequipment | Process Refrig Controls | Water and Wastewater | Existing | 0.54822 | 6.1015 | 11.1296 | N/A | N/A | N/A | Fail 2-year Threshold
| Industrial | Nonequipment | Process Refrig Controls | Water and Wastewater | New | 0.54822 | 6.1015 | 11.1296 | N/A | N/A | N/A | Fail RIM | Industrial | Nonequipment | Process Refrig Controls | Water and Wastewater | New | 0.54822 | 6.1015 | 11.1296 | N/A | N/A | N/A | Fail 2-year Threshold
| Industrial | Equipment | Process Refrig Equipment Upgrade | Water and Wastewater | New | 0.55494 | 1.5293 | 2.7558 | N/A | N/A | N/A | Fail RIM | Industrial | Equipment | Process Refrig Equipment Upgrade | Water and Wastewater | New | 0.55494 | 1.5293 | 2.7558 | 0.4412 | 1.3116 | 3.3002
| Industrial | Equipment | Process Refrig Equipment Upgrade | Water and Wastewater | Turnover | 0.55494 | 1.5293 | 2.7558 | N/A | N/A | N/A | Fail RIM | Industrial | Equipment | Process Refrig Equipment Upgrade | Water and Wastewater | Turnover | 0.55494 | 1.5293 | 2.7558 | 0.4412 | 1.3116 | 3.3002
| Industrial | Nonequipment | Process Refrig System Optimization | Water and Wastewater | Existing | 0.55742 | 1.5412 | 2.7649 | N/A | N/A | N/A | Fail RIM | Industrial | Nonequipment | Process Refrig System Optimization | Water and Wastewater | Existing | 0.55742 | 1.5412 | 2.7649 | 0.4764 | 1.1822 | 2.9313
| Industrial | Nonequipment | Process Refrig System Optimization | Water and Wastewater | New | 0.55742 | 1.5412 | 2.7649 | N/A | N/A | N/A | Fail RIM | Industrial | Nonequipment | Process Refrig System Optimization | Water and Wastewater | New | 0.55742 | 1.5412 | 2.7649 | 0.4764 | 1.1822 | 2.9313
| Industrial | Nonequipment | Process Heat Improved Controls | Water and Wastewater | Existing | 0.54822 | 0.42024 | 0.76655 | N/A | N/A | N/A | Fail RIM | Industrial | Nonequipment | Process Heat Improved Controls | Water and Wastewater | Existing | 0.54822 | 0.42024 | 0.76655 | N/A | N/A | N/A | Fail TRC
| Industrial | Nonequipment | Process Heat Improved Controls | Water and Wastewater | New | 0.54822 | 0.42024 | 0.76655 | N/A | N/A | N/A | Fail RIM | Industrial | Nonequipment | Process Heat Improved Controls | Water and Wastewater | New | 0.54822 | 0.42024 | 0.76655 | N/A | N/A | N/A | Fail TRC
| Industrial | Nonequipment | Process Heat System Optimization | Water and Wastewater | Existing | 0.559 | 0.26497 | 0.47401 | N/A | N/A | N/A | Fail RIM | Industrial | Nonequipment | Process Heat System Optimization | Water and Wastewater | Existing | 0.559 | 0.26497 | 0.47401 | N/A | N/A | N/A | Fail TRC
| Industrial | Nonequipment | Process Heat System Optimization | Water and Wastewater | New | 0.559 | 0.26497 | 0.47401 | N/A | N/A | N/A | Fail RIM | Industrial | Nonequipment | Process Heat System Optimization | Water and Wastewater | New | 0.559 | 0.26497 | 0.47401 | N/A | N/A | N/A | Fail TRC
| Industrial | Nonequipment | Process Other Systems Optimization | Water and Wastewater | Existing | 0.55667 | 5.96 | 10.7066 | N/A | N/A | N/A | Fail RIM | Industrial | Nonequipment | Process Other Systems Optimization | Water and Wastewater | Existing | 0.55667 | 5.96 | 10.7066 | N/A | N/A | N/A | Fail 2-year Threshold
| Industrial | Nonequipment | Process Other Systems Optimization | Water and Wastewater | New | 0.55667 | 5.96 | 10.7066 | N/A | N/A | N/A | Fail RIM | Industrial | Nonequipment | Process Other Systems Optimization | Water and Wastewater | New | 0.55667 | 5.96 | 10.7066 | N/A | N/A | N/A | Fail 2-year Threshold
| Residential | Direct Load Control | HVAC - Load Shed | Single Family | New | 0.027546 | 0.027546 | N/A | N/A | N/A | N/A | Fail RIM | Residential | Direct Load Control | HVAC - Load Shed | Single Family | New | 0.027546 | 0.027546 | N/A | N/A | N/A | N/A | Fail TRC
| Residential | Direct Load Control | HVAC - Load Shed | Multi Family | New | 0.01127 | 0.01127 | N/A | N/A | N/A | N/A | Fail RIM | Residential | Direct Load Control | HVAC - Load Shed | Multi Family | New | 0.01127 | 0.01127 | N/A | N/A | N/A | N/A | Fail TRC
| Residential | Direct Load Control | HVAC - Load Shed | Mobile Home/Other | New | 0.0077619 | 0.0077619 | N/A | N/A | N/A | N/A | Fail RIM | Residential | Direct Load Control | HVAC - Load Shed | Mobile Home/Other | New | 0.0077619 | 0.0077619 | N/A | N/A | N/A | N/A | Fail TRC
| Residential | Direct Load Control | HVAC - 50% cycling | Single Family | New | 0.013811 | 0.013811 | N/A | N/A | N/A | N/A | Fail RIM | Residential | Direct Load Control | HVAC - 50% cycling | Single Family | New | 0.013811 | 0.013811 | N/A | N/A | N/A | N/A | Fail TRC
| Residential | Direct Load Control | HVAC - 50% cycling | Multi Family | New | 0.0056611 | 0.0056611 | N/A | N/A | N/A | N/A | Fail RIM | Residential | Direct Load Control | HVAC - 50% cycling | Multi Family | New | 0.0056611 | 0.0056611 | N/A | N/A | N/A | N/A | Fail TRC
| Residential | Direct Load Control | HVAC - 50% cycling | Mobile Home/Other | New | 0.0038714 | 0.0038714 | N/A | N/A | N/A | N/A | Fail RIM | Residential | Direct Load Control | HVAC - 50% cycling | Mobile Home/Other | New | 0.0038714 | 0.0038714 | N/A | N/A | N/A | N/A | Fail TRC
| Residential | Direct Load Control | Water heater switches | Single Family | New | 0.0029219 | 0.0029219 | N/A | N/A | N/A | N/A | Fail RIM | Residential | Direct Load Control | Water heater switches | Single Family | New | 0.0029219 | 0.0029219 | N/A | N/A | N/A | N/A | Fail TRC
| Residential | Direct Load Control | Water heater switches | Multi Family | New | 0.002339 | 0.002339 | N/A | N/A | N/A | N/A | Fail RIM | Residential | Direct Load Control | Water heater switches | Multi Family | New | 0.002339 | 0.002339 | N/A | N/A | N/A | N/A | Fail TRC
| Residential | Direct Load Control | Water heater switches | Mobile Home/Other | New | 0.00083518 | 0.00083518 | N/A | N/A | N/A | N/A | Fail RIM | Residential | Direct Load Control | Water heater switches | Mobile Home/Other | New | 0.00083518 | 0.00083518 | N/A | N/A | N/A | N/A | Fail TRC
| Residential | Direct Load Control | Pool pump switches | Single Family | New | 0.0051609 | 0.0051609 | N/A | N/A | N/A | N/A | Fail RIM | Residential | Direct Load Control | Pool pump switches | Single Family | New | 0.0051609 | 0.0051609 | N/A | N/A | N/A | N/A | Fail TRC
| Residential | Direct Load Control | Pool pump switches | Multi Family | New | 0.0019845 | 0.0019845 | N/A | N/A | N/A | N/A | Fail RIM | Residential | Direct Load Control | Pool pump switches | Multi Family | New | 0.0019845 | 0.0019845 | N/A | N/A | N/A | N/A | Fail TRC
| Residential | Direct Load Control | Pool pump switches | Mobile Home/Other | New | 0.00044251 | 0.00044251 | N/A | N/A | N/A | N/A | Fail RIM | Residential | Direct Load Control | Pool pump switches | Mobile Home/Other | New | 0.00044251 | 0.00044251 | N/A | N/A | N/A | N/A | Fail TRC
| Residential | Direct Load Control | Room AC control | Single Family | New | 0.00041839 | 0.00041839 | N/A | N/A | N/A | N/A | Fail RIM | Residential | Direct Load Control | Room AC control | Single Family | New | 0.00041839 | 0.00041839 | N/A | N/A | N/A | N/A | Fail TRC
| Residential | Direct Load Control | Room AC control | Multi Family | New | 0.00013574 | 0.00013574 | N/A | N/A | N/A | N/A | Fail RIM | Residential | Direct Load Control | Room AC control | Multi Family | New | 0.00013574 | 0.00013574 | N/A | N/A | N/A | N/A | Fail TRC
| Residential | Direct Load Control | Room AC control | Mobile Home/Other | New | 0.0064625 | 0.0064625 | N/A | N/A | N/A | N/A | Fail RIM | Residential | Direct Load Control | Room AC control | Mobile Home/Other | New | 0.0064625 | 0.0064625 | N/A | N/A | N/A | N/A | Fail TRC
| Residential | Direct Load Control | Smart thermostats - Utility Installation | Single Family | New | 0.00043683 | 0.00043683 | N/A | N/A | N/A | N/A | Fail RIM | Residential | Direct Load Control | Smart thermostats - Utility Installation | Single Family | New | 0.00043683 | 0.00043683 | N/A | N/A | N/A | N/A | Fail TRC
| Residential | Direct Load Control | Smart thermostats - Utility Installation | Multi Family | New | 0.00040506 | 0.00040506 | N/A | N/A | N/A | N/A | Fail RIM | Residential | Direct Load Control | Smart thermostats - Utility Installation | Multi Family | New | 0.00040506 | 0.00040506 | N/A | N/A | N/A | N/A | Fail TRC
| Residential | Direct Load Control | Smart thermostats - Utility Installation | Mobile Home/Other | New | 0.00038314 | 0.00038314 | N/A | N/A | N/A | N/A | Fail RIM | Residential | Direct Load Control | Smart thermostats - Utility Installation | Mobile Home/Other | New | 0.00038314 | 0.00038314 | N/A | N/A | N/A | N/A | Fail TRC
| Residential | Direct Load Control | Smart thermostats - BYOT | Single Family | New | 0.0015601 | 0.0015601 | N/A | N/A | N/A | N/A | Fail RIM | Residential | Direct Load Control | Smart thermostats - BYOT | Single Family | New | 0.0015601 | 0.0015601 | N/A | N/A | N/A | N/A | Fail TRC
| Residential | Direct Load Control | Smart thermostats - BYOT | Multi Family | New | 0.00049739 | 0.00049739 | N/A | N/A | N/A | N/A | Fail RIM | Residential | Direct Load Control | Smart thermostats - BYOT | Multi Family | New | 0.00049739 | 0.00049739 | N/A | N/A | N/A | N/A | Fail TRC
| Residential | Direct Load Control | Smart thermostats - BYOT | Mobile Home/Other | New | 0.00021237 | 0.00021237 | N/A | N/A | N/A | N/A | Fail RIM | Residential | Direct Load Control | Smart thermostats - BYOT | Mobile Home/Other | New | 0.00021237 | 0.00021237 | N/A | N/A | N/A | N/A | Fail TRC
| Residential | Pricing | CPP + Tech | Single Family | New | 0.00075879 | 0.00075879 | N/A | N/A | N/A | N/A | Fail RIM | Residential | Pricing | CPP + Tech | Single Family | New | 0.00075879 | 0.00075879 | N/A | N/A | N/A | N/A | Fail TRC
| Residential | Pricing | CPP + Tech | Multi Family | New | 0.00081189 | 0.00081189 | N/A | N/A | N/A | N/A | Fail RIM | Residential | Pricing | CPP + Tech | Multi Family | New | 0.00081189 | 0.00081189 | N/A | N/A | N/A | N/A | Fail TRC
| Residential | Pricing | CPP + Tech | Mobile Home/Other | New | 0.00069347 | 0.00069347 | N/A | N/A | N/A | N/A | Fail RIM | Residential | Pricing | CPP + Tech | Mobile Home/Other | New | 0.00069347 | 0.00069347 | N/A | N/A | N/A | N/A | Fail TRC
| Residential | Direct Load Control | Central Heating - Load Shed | Single Family | New | 0.016452 | 0.016452 | N/A | N/A | N/A | N/A | Fail RIM | Residential | Direct Load Control | Central Heating - Load Shed | Single Family | New | 0.016452 | 0.016452 | N/A | N/A | N/A | N/A | Fail TRC
| Residential | Direct Load Control | Central Heating - Load Shed | Multi Family | New | 0.005817 | 0.005817 | N/A | N/A | N/A | N/A | Fail RIM | Residential | Direct Load Control | Central Heating - Load Shed | Multi Family | New | 0.005817 | 0.005817 | N/A | N/A | N/A | N/A | Fail TRC
| Residential | Direct Load Control | Central Heating - Load Shed | Mobile Home/Other | New | 0.0055963 | 0.0055963 | N/A | N/A | N/A | N/A | Fail RIM | Residential | Direct Load Control | Central Heating - Load Shed | Mobile Home/Other | New | 0.0055963 | 0.0055963 | N/A | N/A | N/A | N/A | Fail TRC
| Residential | Direct Load Control | Central Heating - 50% cycling | Single Family | New | 0.0082261 | 0.0082261 | N/A | N/A | N/A | N/A | Fail RIM | Residential | Direct Load Control | Central Heating - 50% cycling | Single Family | New | 0.0082261 | 0.0082261 | N/A | N/A | N/A | N/A | Fail TRC
| Residential | Direct Load Control | Central Heating - 50% cycling | Multi Family | New | 0.0029085 | 0.0029085 | N/A | N/A | N/A | N/A | Fail RIM | Residential | Direct Load Control | Central Heating - 50% cycling | Multi Family | New | 0.0029085 | 0.0029085 | N/A | N/A | N/A | N/A | Fail TRC
| Residential | Direct Load Control | Central Heating - 50% cycling | Mobile Home/Other | New | 0.0027981 | 0.0027981 | N/A | N/A | N/A | N/A | Fail RIM | Residential | Direct Load Control | Central Heating - 50% cycling | Mobile Home/Other | New | 0.0027981 | 0.0027981 | N/A | N/A | N/A | N/A | Fail TRC
| Residential | Direct Load Control | Central air conditioner - Load Shed | Single Family | New | 0.012994 | 0.012994 | N/A | N/A | N/A | N/A | Fail RIM | Residential | Direct Load Control | Central air conditioner - Load Shed | Single Family | New | 0.012994 | 0.012994 | N/A | N/A | N/A | N/A | Fail TRC
| Residential | Direct Load Control | Central air conditioner - Load Shed | Multi Family | New | 0.0060751 | 0.0060751 | N/A | N/A | N/A | N/A | Fail RIM | Residential | Direct Load Control | Central air conditioner - Load Shed | Multi Family | New | 0.0060751 | 0.0060751 | N/A | N/A | N/A | N/A | Fail TRC
| Residential | Direct Load Control | Central air conditioner - Load Shed | Mobile Home/Other | New | 0.0023691 | 0.0023691 | N/A | N/A | N/A | N/A | Fail RIM | Residential | Direct Load Control | Central air conditioner - Load Shed | Mobile Home/Other | New | 0.0023691 | 0.0023691 | N/A | N/A | N/A | N/A | Fail TRC
| Residential | Direct Load Control | Central air conditioner - 50% cycling | Single Family | New | 0.0063767 | 0.0063767 | N/A | N/A | N/A | N/A | Fail RIM | Residential | Direct Load Control | Central air conditioner - 50% cycling | Single Family | New | 0.0063767 | 0.0063767 | N/A | N/A | N/A | N/A | Fail TRC
| Residential | Direct Load Control | Central air conditioner - 50% cycling | Multi Family | New | 0.0030665 | 0.0030665 | N/A | N/A | N/A | N/A | Fail RIM | Residential | Direct Load Control | Central air conditioner - 50% cycling | Multi Family | New | 0.0030665 | 0.0030665 | N/A | N/A | N/A | N/A | Fail TRC
| Residential | Direct Load Control | Central air conditioner - 50% cycling | Mobile Home/Other | New | 0.0011741 | 0.0011741 | N/A | N/A | N/A | N/A | Fail RIM | Residential | Direct Load Control | Central air conditioner - 50% cycling | Mobile Home/Other | New | 0.0011741 | 0.0011741 | N/A | N/A | N/A | N/A | Fail TRC
| Small C&I | Direct Load Control | HVAC - Load Shed | 0-15,000 kWh | New | 0.001807 | 0.001807 | N/A | N/A | N/A | N/A | Fail RIM | Small Medium Business | Direct Load Control | HVAC - Load Shed | 0-15,000 kWh | New | 0.001807 | 0.001807 | N/A | N/A | N/A | N/A | Fail TRC
| Small C&I | Direct Load Control | HVAC - Load Shed | 15,001-25,000 kWh | New | 0.00078705 | 0.00078705 | N/A | N/A | N/A | N/A | Fail RIM | Small Medium Business | Direct Load Control | HVAC - Load Shed | 15,001-25,000 kWh | New | 0.00078705 | 0.00078705 | N/A | N/A | N/A | N/A | Fail TRC
| Small C&I | Direct Load Control | HVAC - Load Shed | 25,001-50,000 kWh | New | 0.0011024 | 0.0011024 | N/A | N/A | N/A | N/A | Fail RIM | Small Medium Business | Direct Load Control | HVAC - Load Shed | 25,001-50,000 kWh | New | 0.0011024 | 0.0011024 | N/A | N/A | N/A | N/A | Fail TRC
| Small C&I | Direct Load Control | HVAC - Load Shed | 50,001 kWh + | New | 0.0014517 | 0.0014517 | N/A | N/A | N/A | N/A | Fail RIM | Small Medium Business | Direct Load Control | HVAC - Load Shed | 50,001 kWh + | New | 0.0014517 | 0.0014517 | N/A | N/A | N/A | N/A | Fail TRC
| Small C&I | Direct Load Control | HVAC - 50% cycling | 0-15,000 kWh | New | 0.0009035 | 0.0009035 | N/A | N/A | N/A | N/A | Fail RIM | Small Medium Business | Direct Load Control | HVAC - 50% cycling | 0-15,000 kWh | New | 0.0009035 | 0.0009035 | N/A | N/A | N/A | N/A | Fail TRC
| Small C&I | Direct Load Control | HVAC - 50% cycling | 15,001-25,000 kWh | New | 0.00039353 | 0.00039353 | N/A | N/A | N/A | N/A | Fail RIM | Small Medium Business | Direct Load Control | HVAC - 50% cycling | 15,001-25,000 kWh | New | 0.00039353 | 0.00039353 | N/A | N/A | N/A | N/A | Fail TRC
| Small C&I | Direct Load Control | HVAC - 50% cycling | 25,001-50,000 kWh | New | 0.00055122 | 0.00055122 | N/A | N/A | N/A | N/A | Fail RIM | Small Medium Business | Direct Load Control | HVAC - 50% cycling | 25,001-50,000 kWh | New | 0.00055122 | 0.00055122 | N/A | N/A | N/A | N/A | Fail TRC
| Small C&I | Direct Load Control | HVAC - 50% cycling | 50,001 kWh + | New | 0.00072585 | 0.00072585 | N/A | N/A | N/A | N/A | Fail RIM | Small Medium Business | Direct Load Control | HVAC - 50% cycling | 50,001 kWh + | New | 0.00072585 | 0.00072585 | N/A | N/A | N/A | N/A | Fail TRC
| Small C&I | Direct Load Control | Smart thermostats - Utility Installation | 0-15,000 kWh | New | 0.00044889 | 0.00044889 | N/A | N/A | N/A | N/A | Fail RIM | Small Medium Business | Direct Load Control | Smart thermostats - Utility Installation | 0-15,000 kWh | New | 0.00044889 | 0.00044889 | N/A | N/A | N/A | N/A | Fail TRC
| Small C&I | Direct Load Control | Smart thermostats - Utility Installation | 15,001-25,000 kWh | New | 0.00020194 | 0.00020194 | N/A | N/A | N/A | N/A | Fail RIM | Small Medium Business | Direct Load Control | Smart thermostats - Utility Installation | 15,001-25,000 kWh | New | 0.00020194 | 0.00020194 | N/A | N/A | N/A | N/A | Fail TRC
| Small C&I | Direct Load Control | Smart thermostats - Utility Installation | 25,001-50,000 kWh | New | 0.00025392 | 0.00025392 | N/A | N/A | N/A | N/A | Fail RIM | Small Medium Business | Direct Load Control | Smart thermostats - Utility Installation | 25,001-50,000 kWh | New | 0.00025392 | 0.00025392 | N/A | N/A | N/A | N/A | Fail TRC
| Small C&I | Direct Load Control | Smart thermostats - Utility Installation | 50,001 kWh + | New | 0.00034274 | 0.00034274 | N/A | N/A | N/A | N/A | Fail RIM | Small Medium Business | Direct Load Control | Smart thermostats - Utility Installation | 50,001 kWh + | New | 0.00034274 | 0.00034274 | N/A | N/A | N/A | N/A | Fail TRC
| Small C&I | Direct Load Control | Smart thermostats - BYOT | 0-15,000 kWh | New | 0 | 0 | N/A | N/A | N/A | N/A | Fail RIM | Small Medium Business | Direct Load Control | Smart thermostats - BYOT | 0-15,000 kWh | New | 0 | 0 | N/A | N/A | N/A | N/A | Fail TRC
| Small C&I | Direct Load Control | Smart thermostats - BYOT | 15,001-25,000 kWh | New | 0 | 0 | N/A | N/A | N/A | N/A | Fail RIM | Small Medium Business | Direct Load Control | Smart thermostats - BYOT | 15,001-25,000 kWh | New | 0 | 0 | N/A | N/A | N/A | N/A | Fail TRC
| Small C&I | Direct Load Control | Smart thermostats - BYOT | 25,001-50,000 kWh | New | 0 | 0 | N/A | N/A | N/A | N/A | Fail RIM | Small Medium Business | Direct Load Control | Smart thermostats - BYOT | 25,001-50,000 kWh | New | 0 | 0 | N/A | N/A | N/A | N/A | Fail TRC
| Small C&I | Direct Load Control | Smart thermostats - BYOT | 50,001 kWh + | New | 0 | 0 | N/A | N/A | N/A | N/A | Fail RIM | Small Medium Business | Direct Load Control | Smart thermostats - BYOT | 50,001 kWh + | New | 0 | 0 | N/A | N/A | N/A | N/A | Fail TRC
| Small C&I | Pricing | CPP + Tech | 0-15,000 kWh | New | 0.00052887 | 0.00052887 | N/A | N/A | N/A | N/A | Fail RIM | Small Medium Business | Pricing | CPP + Tech | 0-15,000 kWh | New | 0.00052887 | 0.00052887 | N/A | N/A | N/A | N/A | Fail TRC
| Small C&I | Pricing | CPP + Tech | 15,001-25,000 kWh | New | 0.00024908 | 0.00024908 | N/A | N/A | N/A | N/A | Fail RIM | Small Medium Business | Pricing | CPP + Tech | 15,001-25,000 kWh | New | 0.00024908 | 0.00024908 | N/A | N/A | N/A | N/A | Fail TRC
| Small C&I | Pricing | CPP + Tech | 25,001-50,000 kWh | New | 0.00031562 | 0.00031562 | N/A | N/A | N/A | N/A | Fail RIM | Small Medium Business | Pricing | CPP + Tech | 25,001-50,000 kWh | New | 0.00031562 | 0.00031562 | N/A | N/A | N/A | N/A | Fail TRC
| Small C&I | Pricing | CPP + Tech | 50,001 kWh + | New | 0.0003975 | 0.0003975 | N/A | N/A | N/A | N/A | Fail RIM | Small Medium Business | Pricing | CPP + Tech | 50,001 kWh + | New | 0.0003975 | 0.0003975 | N/A | N/A | N/A | N/A | Fail TRC
| Small C&I | Direct Load Control | Central air conditioner - Load Shed | 0-15,000 kWh | New | 0.00081354 | 0.00081354 | N/A | N/A | N/A | N/A | Fail RIM | Small Medium Business | Direct Load Control | Central air conditioner - Load Shed | 0-15,000 kWh | New | 0.00081354 | 0.00081354 | N/A | N/A | N/A | N/A | Fail TRC
| Small C&I | Direct Load Control | Central air conditioner - Load Shed | 15,001-25,000 kWh | New | 0.00034211 | 0.00034211 | N/A | N/A | N/A | N/A | Fail RIM | Small Medium Business | Direct Load Control | Central air conditioner - Load Shed | 15,001-25,000 kWh | New | 0.00034211 | 0.00034211 | N/A | N/A | N/A | N/A | Fail TRC
| Small C&I | Direct Load Control | Central air conditioner - Load Shed | 25,001-50,000 kWh | New | 0.0004387 | 0.0004387 | N/A | N/A | N/A | N/A | Fail RIM | Small Medium Business | Direct Load Control | Central air conditioner - Load Shed | 25,001-50,000 kWh | New | 0.0004387 | 0.0004387 | N/A | N/A | N/A | N/A | Fail TRC
| Small C&I | Direct Load Control | Central air conditioner - Load Shed | 50,001 kWh + | New | 0.00089865 | 0.00089865 | N/A | N/A | N/A | N/A | Fail RIM | Small Medium Business | Direct Load Control | Central air conditioner - Load Shed | 50,001 kWh + | New | 0.00089865 | 0.00089865 | N/A | N/A | N/A | N/A | Fail TRC
| Small C&I | Direct Load Control | Central Heating - Load Shed | 0-15,000 kWh | New | 0.00058415 | 0.00058415 | N/A | N/A | N/A | N/A | Fail RIM | Small Medium Business | Direct Load Control | Central Heating - Load Shed | 0-15,000 kWh | New | 0.00058415 | 0.00058415 | N/A | N/A | N/A | N/A | Fail TRC
| Small C&I | Direct Load Control | Central Heating - Load Shed | 15,001-25,000 kWh | New | 0.00027866 | 0.00027866 | N/A | N/A | N/A | N/A | Fail RIM | Small Medium Business | Direct Load Control | Central Heating - Load Shed | 15,001-25,000 kWh | New | 0.00027866 | 0.00027866 | N/A | N/A | N/A | N/A | Fail TRC
| Small C&I | Direct Load Control | Central Heating - Load Shed | 25,001-50,000 kWh | New | 0.00039906 | 0.00039906 | N/A | N/A | N/A | N/A | Fail RIM | Small Medium Business | Direct Load Control | Central Heating - Load Shed | 25,001-50,000 kWh | New | 0.00039906 | 0.00039906 | N/A | N/A | N/A | N/A | Fail TRC
| Small C&I | Direct Load Control | Central Heating - Load Shed | 50,001 kWh + | New | 0.0004029 | 0.0004029 | N/A | N/A | N/A | N/A | Fail RIM | Small Medium Business | Direct Load Control | Central Heating - Load Shed | 50,001 kWh + | New | 0.0004029 | 0.0004029 | N/A | N/A | N/A | N/A | Fail TRC
| Small C&I | Direct Load Control | Central air conditioner - 50% cycling | 0-15,000 kWh | New | 0.00045067 | 0.00045067 | N/A | N/A | N/A | N/A | Fail RIM | Small Medium Business | Direct Load Control | Central air conditioner - 50% cycling | 0-15,000 kWh | New | 0.00045067 | 0.00045067 | N/A | N/A | N/A | N/A | Fail TRC
| Small C&I | Direct Load Control | Central air conditioner - 50% cycling | 15,001-25,000 kWh | New | 0.00017448 | 0.00017448 | N/A | N/A | N/A | N/A | Fail RIM | Small Medium Business | Direct Load Control | Central air conditioner - 50% cycling | 15,001-25,000 kWh | New | 0.00017448 | 0.00017448 | N/A | N/A | N/A | N/A | Fail TRC
| Small C&I | Direct Load Control | Central air conditioner - 50% cycling | 25,001-50,000 kWh | New | 0.00022365 | 0.00022365 | N/A | N/A | N/A | N/A | Fail RIM | Small Medium Business | Direct Load Control | Central air conditioner - 50% cycling | 25,001-50,000 kWh | New | 0.00022365 | 0.00022365 | N/A | N/A | N/A | N/A | Fail TRC
| Small C&I | Direct Load Control | Central air conditioner - 50% cycling | 50,001 kWh + | New | 0.00045601 | 0.00045601 | N/A | N/A | N/A | N/A | Fail RIM | Small Medium Business | Direct Load Control | Central air conditioner - 50% cycling | 50,001 kWh + | New | 0.00045601 | 0.00045601 | N/A | N/A | N/A | N/A | Fail TRC
| Small C&I | Direct Load Control | Central Heating - 50% cycling | 0-15,000 kWh | New | 0.00045117 | 0.00045117 | N/A | N/A | N/A | N/A | Fail RIM | Small Medium Business | Direct Load Control | Central Heating - 50% cycling | 0-15,000 kWh | New | 0.00045117 | 0.00045117 | N/A | N/A | N/A | N/A | Fail TRC
| Small C&I | Direct Load Control | Central Heating - 50% cycling | 15,001-25,000 kWh | New | 0.00021028 | 0.00021028 | N/A | N/A | N/A | N/A | Fail RIM | Small Medium Business | Direct Load Control | Central Heating - 50% cycling | 15,001-25,000 kWh | New | 0.00021028 | 0.00021028 | N/A | N/A | N/A | N/A | Fail TRC
| Small C&I | Direct Load Control | Central Heating - 50% cycling | 25,001-50,000 kWh | New | 0.000397 | 0.000397 | N/A | N/A | N/A | N/A | Fail RIM | Small Medium Business | Direct Load Control | Central Heating - 50% cycling | 25,001-50,000 kWh | New | 0.000397 | 0.000397 | N/A | N/A | N/A | N/A | Fail TRC
| Small C&I | Direct Load Control | Central Heating - 50% cycling | 50,001 kWh + | New | 0.0004063 | 0.0004063 | N/A | N/A | N/A | N/A | Fail RIM | Small Medium Business | Direct Load Control | Central Heating - 50% cycling | 50,001 kWh + | New | 0.0004063 | 0.0004063 | N/A | N/A | N/A | N/A | Fail TRC
| Large C&I | Utility-Controlled Loads | Auto DR | 0-50 kW | New | 0.093729 | 0.093729 | N/A | N/A | N/A | N/A | Fail RIM | Large C&I | Utility-Controlled Loads | Auto DR | 0-50 kW | New | 0.093729 | 0.093729 | N/A | N/A | N/A | N/A | Fail TRC
| Large C&I | Utility-Controlled Loads | Auto DR | 51-300 kW | New | 0.38716 | 0.38716 | N/A | N/A | N/A | N/A | Fail RIM | Large C&I | Utility-Controlled Loads | Auto DR | 51-300 kW | New | 0.38716 | 0.38716 | N/A | N/A | N/A | N/A | Fail TRC
| Large C&I | Utility-Controlled Loads | Auto DR | 301-500 kW | New | 0.22795 | 0.22795 | N/A | N/A | N/A | N/A | Fail RIM | Large C&I | Utility-Controlled Loads | Auto DR | 301-500 kW | New | 0.22795 | 0.22795 | N/A | N/A | N/A | N/A | Fail TRC
| Large C&I | Utility-Controlled Loads | Auto DR | 501 kW + | New | 0.37433 | 0.37433 | N/A | N/A | N/A | N/A | Fail RIM | Large C&I | Utility-Controlled Loads | Auto DR | 501 kW + | New | 0.37433 | 0.37433 | N/A | N/A | N/A | N/A | Fail TRC
| Large C&I | Pricing | CPP | 0-50 kW | New | 0.040008 | 0.040008 | N/A | N/A | N/A | N/A | Fail RIM | Large C&I | Pricing | CPP | 0-50 kW | New | 0.040008 | 0.040008 | N/A | N/A | N/A | N/A | Fail TRC
| Large C&I | Pricing | CPP | 51-300 kW | New | 0.20351 | 0.20351 | N/A | N/A | N/A | N/A | Fail RIM | Large C&I | Pricing | CPP | 51-300 kW | New | 0.20351 | 0.20351 | N/A | N/A | N/A | N/A | Fail TRC
| Large C&I | Pricing | CPP | 301-500 kW | New | 0.10957 | 0.10957 | N/A | N/A | N/A | N/A | Fail RIM | Large C&I | Pricing | CPP | 301-500 kW | New | 0.10957 | 0.10957 | N/A | N/A | N/A | N/A | Fail TRC
| Large C&I | Pricing | CPP | 501 kW + | New | 0.20411 | 0.20411 | N/A | N/A | N/A | N/A | Fail RIM | Large C&I | Pricing | CPP | 501 kW + | New | 0.20411 | 0.20411 | N/A | N/A | N/A | N/A | Fail TRC
| Large C&I | Contractual | Firm Service Level | 0-50 kW | New | 0.093729 | 0.093729 | N/A | N/A | N/A | N/A | Fail RIM | Large C&I | Contractual | Firm Service Level | 0-50 kW | New | 0.093729 | 0.093729 | N/A | N/A | N/A | N/A | Fail TRC
| Large C&I | Contractual | Firm Service Level | 51-300 kW | New | 0.38716 | 0.38716 | N/A | N/A | N/A | N/A | Fail RIM | Large C&I | Contractual | Firm Service Level | 51-300 kW | New | 0.38716 | 0.38716 | N/A | N/A | N/A | N/A | Fail TRC
| Large C&I | Contractual | Firm Service Level | 301-500 kW | New | 0.22795 | 0.22795 | N/A | N/A | N/A | N/A | Fail RIM | Large C&I | Contractual | Firm Service Level | 301-500 kW | New | 0.22795 | 0.22795 | N/A | N/A | N/A | N/A | Fail TRC
| Large C&I | Contractual | Firm Service Level | 501 kW + | New | 0.37433 | 0.37433 | N/A | N/A | N/A | N/A | Fail RIM | Large C&I | Contractual | Firm Service Level | 501 kW + | New | 0.37433 | 0.37433 | N/A | N/A | N/A | N/A | Fail TRC
| Large C&I | Contractual | Guaranteed Load Drop | 0-50 kW | New | 0.093729 | 0.093729 | N/A | N/A | N/A | N/A | Fail RIM | Large C&I | Contractual | Guaranteed Load Drop | 0-50 kW | New | 0.093729 | 0.093729 | N/A | N/A | N/A | N/A | Fail TRC
| Large C&I | Contractual | Guaranteed Load Drop | 51-300 kW | New | 0.38716 | 0.38716 | N/A | N/A | N/A | N/A | Fail RIM | Large C&I | Contractual | Guaranteed Load Drop | 51-300 kW | New | 0.38716 | 0.38716 | N/A | N/A | N/A | N/A | Fail TRC
| Large C&I | Contractual | Guaranteed Load Drop | 301-500 kW | New | 0.22795 | 0.22795 | N/A | N/A | N/A | N/A | Fail RIM | Large C&I | Contractual | Guaranteed Load Drop | 301-500 kW | New | 0.22795 | 0.22795 | N/A | N/A | N/A | N/A | Fail TRC
| Large C&I | Contractual | Guaranteed Load Drop | 501 kW + | New | 0.37433 | 0.37433 | N/A | N/A | N/A | N/A | Fail RIM | Large C&I | Contractual | Guaranteed Load Drop | 501 kW + | New | 0.37433 | 0.37433 | N/A | N/A | N/A | N/A | Fail TRC
| Residential | PV | PV System | Single Family | New | 0.34325 | 0.25699 | 0.74869 | N/A | N/A | N/A | Fail RIM | Residential | PV | PV System | Single Family | New | 0.34325 | 0.25699 | 0.74869 | N/A | N/A | N/A | Fail TRC
| Residential | PV | PV System | Multi-Family | New | 0.34325 | 0.25699 | 0.74869 | N/A | N/A | N/A | Fail RIM | Residential | PV | PV System | Multi-Family | New | 0.34325 | 0.25699 | 0.74869 | N/A | N/A | N/A | Fail TRC
| Residential | Storage | Battery Storage from PV System | Single Family | New | 999 | 0.0018264 | 0.000397 | N/A | N/A | N/A | Fail PCT | Residential | Storage | Battery Storage from PV System | Single Family | New | 999 | 0.0018264 | 0.000397 | N/A | N/A | N/A | Fail TRC
| Residential | Storage | Battery Storage from PV System | Multi-Family | New | 999 | 0.0050642 | 0.0004063 | N/A | N/A | N/A | Fail PCT | Residential | Storage | Battery Storage from PV System | Multi-Family | New | 999 | 0.0050642 | 0.0004063 | N/A | N/A | N/A | Fail TRC
| Commercial | PV | Solar Voltaic (17.1w/sf2) | Assembly | New | 0.35729 | 0.37974 | 1.0628 | N/A | N/A | N/A | Fail RIM | Commercial | PV | Solar Voltaic (17.1w/sf2) | Assembly | New | 0.35729 | 0.37974 | 1.0628 | N/A | N/A | N/A | Fail TRC
| Commercial | PV | Solar Voltaic (17.1w/sf2) | College and University | New | 0.35729 | 0.37974 | 1.0628 | N/A | N/A | N/A | Fail RIM | Commercial | PV | Solar Voltaic (17.1w/sf2) | College and University | New | 0.35729 | 0.37974 | 1.0628 | N/A | N/A | N/A | Fail TRC
| Commercial | PV | Solar Voltaic (17.1w/sf2) | Grocery | New | 0.35729 | 0.37974 | 1.0628 | N/A | N/A | N/A | Fail RIM | Commercial | PV | Solar Voltaic (17.1w/sf2) | Grocery | New | 0.35729 | 0.37974 | 1.0628 | N/A | N/A | N/A | Fail TRC
| Commercial | PV | Solar Voltaic (17.1w/sf2) | Healthcare | New | 0.35729 | 0.37974 | 1.0628 | N/A | N/A | N/A | Fail RIM | Commercial | PV | Solar Voltaic (17.1w/sf2) | Healthcare | New | 0.35729 | 0.37974 | 1.0628 | N/A | N/A | N/A | Fail TRC
| Commercial | PV | Solar Voltaic (17.1w/sf2) | Hospitals | New | 0.35729 | 0.37974 | 1.0628 | N/A | N/A | N/A | Fail RIM | Commercial | PV | Solar Voltaic (17.1w/sf2) | Hospitals | New | 0.35729 | 0.37974 | 1.0628 | N/A | N/A | N/A | Fail TRC
| Commercial | PV | Solar Voltaic (17.1w/sf2) | Institutional | New | 0.35729 | 0.37974 | 1.0628 | N/A | N/A | N/A | Fail RIM | Commercial | PV | Solar Voltaic (17.1w/sf2) | Institutional | New | 0.35729 | 0.37974 | 1.0628 | N/A | N/A | N/A | Fail TRC
| Commercial | PV | Solar Voltaic (17.1w/sf2) | Lodging/Hospitality | New | 0.35729 | 0.37974 | 1.0628 | N/A | N/A | N/A | Fail RIM | Commercial | PV | Solar Voltaic (17.1w/sf2) | Lodging/Hospitality | New | 0.35729 | 0.37974 | 1.0628 | N/A | N/A | N/A | Fail TRC
| Commercial | PV | Solar Voltaic (17.1w/sf2) | Miscellaneous | New | 0.35729 | 0.37974 | 1.0628 | N/A | N/A | N/A | Fail RIM | Commercial | PV | Solar Voltaic (17.1w/sf2) | Miscellaneous | New | 0.35729 | 0.37974 | 1.0628 | N/A | N/A | N/A | Fail TRC
| Commercial | PV | Solar Voltaic (17.1w/sf2) | Offices | New | 0.35729 | 0.37974 | 1.0628 | N/A | N/A | N/A | Fail RIM | Commercial | PV | Solar Voltaic (17.1w/sf2) | Offices | New | 0.35729 | 0.37974 | 1.0628 | N/A | N/A | N/A | Fail TRC
| Commercial | PV | Solar Voltaic (17.1w/sf2) | Restaurants | New | 0.35729 | 0.37974 | 1.0628 | N/A | N/A | N/A | Fail RIM | Commercial | PV | Solar Voltaic (17.1w/sf2) | Restaurants | New | 0.35729 | 0.37974 | 1.0628 | N/A | N/A | N/A | Fail TRC
| Commercial | PV | Solar Voltaic (17.1w/sf2) | Retail | New | 0.35729 | 0.37974 | 1.0628 | N/A | N/A | N/A | Fail RIM | Commercial | PV | Solar Voltaic (17.1w/sf2) | Retail | New | 0.35729 | 0.37974 | 1.0628 | N/A | N/A | N/A | Fail TRC
| Commercial | PV | Solar Voltaic (17.1w/sf2) | Schools K-12 | New | 0.35729 | 0.37974 | 1.0628 | N/A | N/A | N/A | Fail RIM | Commercial | PV | Solar Voltaic (17.1w/sf2) | Schools K-12 | New | 0.35729 | 0.37974 | 1.0628 | N/A | N/A | N/A | Fail TRC
| Commercial | PV | Solar Voltaic (17.1w/sf2) | Warehouse | New | 0.35729 | 0.37974 | 1.0628 | N/A | N/A | N/A | Fail RIM | Commercial | PV | Solar Voltaic (17.1w/sf2) | Warehouse | New | 0.35729 | 0.37974 | 1.0628 | N/A | N/A | N/A | Fail TRC
| Commercial | Storage | Storage with other DSM (EE and DR) - Seg 1 - 15 MWh | All | New | 5.1266 | 0.0034144 | 0.00066602 | N/A | N/A | N/A | Fail PCT | Commercial | Storage | Storage with other DSM (EE and DR) - Seg 1 - 15 MWh | All | New | 5.1266 | 0.0034144 | 0.00066602 | N/A | N/A | N/A | Fail TRC
| Commercial | Storage | Storage with other DSM (EE and DR) - Seg 2 - 25 MWh | All | New | 5.1266 | 0.0013589 | 0.00026507 | N/A | N/A | N/A | Fail PCT | Commercial | Storage | Storage with other DSM (EE and DR) - Seg 2 - 25 MWh | All | New | 5.1266 | 0.0013589 | 0.00026507 | N/A | N/A | N/A | Fail TRC
| Commercial | Storage | Storage with other DSM (EE and DR) - Seg 3 - 50 MWh | All | New | 5.1266 | 0.0012648 | 0.00024671 | N/A | N/A | N/A | Fail PCT | Commercial | Storage | Storage with other DSM (EE and DR) - Seg 3 - 50 MWh | All | New | 5.1266 | 0.0012648 | 0.00024671 | N/A | N/A | N/A | Fail TRC
| Commercial | Storage | Storage with other DSM (EE and DR) - Seg 4 51+ MWh | All | New | 5.1266 | 0.0026276 | 0.00051255 | N/A | N/A | N/A | Fail PCT | Commercial | Storage | Storage with other DSM (EE and DR) - Seg 4 51+ MWh | All | New | 5.1266 | 0.0026276 | 0.00051255 | N/A | N/A | N/A | Fail TRC
| Commercial | CHP | 3500 kW Gas Turbine | All | New | 0.34083 | 0.1851 | 0.54309 | N/A | N/A | N/A | Fail RIM | Commercial | CHP | 3500 kW Gas Turbine | All | New | 0.34083 | 0.1851 | 0.54309 | N/A | N/A | N/A | Fail TRC
| Commercial | CHP | 3000 kW Gas Turbine | All | New | 0.34083 | 0.18174 | 0.53321 | N/A | N/A | N/A | Fail RIM | Commercial | CHP | 3000 kW Gas Turbine | All | New | 0.34083 | 0.18174 | 0.53321 | N/A | N/A | N/A | Fail TRC
| Commercial | CHP | 2500 kW Gas Turbine | All | New | 0.34083 | 0.17831 | 0.52316 | N/A | N/A | N/A | Fail RIM | Commercial | CHP | 2500 kW Gas Turbine | All | New | 0.34083 | 0.17831 | 0.52316 | N/A | N/A | N/A | Fail TRC
| Commercial | CHP | 4500 kW Reciprocating Engine | All | New | 0.37327 | 0.2473 | 0.66253 | N/A | N/A | N/A | Fail RIM | Commercial | CHP | 4500 kW Reciprocating Engine | All | New | 0.37327 | 0.2473 | 0.66253 | N/A | N/A | N/A | Fail TRC
| Commercial | CHP | 3000 kW Reciprocating Engine | All | New | 0.37327 | 0.24531 | 0.65719 | N/A | N/A | N/A | Fail RIM | Commercial | CHP | 3000 kW Reciprocating Engine | All | New | 0.37327 | 0.24531 | 0.65719 | N/A | N/A | N/A | Fail TRC
| Commercial | CHP | 1125 kW Fuel Cell | All | New | 0.35372 | 0.25224 | 0.71311 | N/A | N/A | N/A | Fail RIM | Commercial | CHP | 1125 kW Fuel Cell | All | New | 0.35372 | 0.25224 | 0.71311 | N/A | N/A | N/A | Fail TRC
| Commercial | CHP | 1250 kW Reciprocating Engine | All | New | 0.37327 | 0.21735 | 0.58228 | N/A | N/A | N/A | Fail RIM | Commercial | CHP | 1250 kW Reciprocating Engine | All | New | 0.37327 | 0.21735 | 0.58228 | N/A | N/A | N/A | Fail TRC
| Commercial | CHP | 500 kW Fuel Cell | All | New | 0.35372 | 0.1953 | 0.55214 | N/A | N/A | N/A | Fail RIM | Commercial | CHP | 500 kW Fuel Cell | All | New | 0.35372 | 0.1953 | 0.55214 | N/A | N/A | N/A | Fail TRC
| Commercial | CHP | 350 kW Reciprocating Engine | All | New | 0.37327 | 0.18883 | 0.50588 | N/A | N/A | N/A | Fail RIM | Commercial | CHP | 350 kW Reciprocating Engine | All | New | 0.37327 | 0.18883 | 0.50588 | N/A | N/A | N/A | Fail TRC
| Commercial | CHP | 175 kW Fuel Cell | All | New | 0.35372 | 0.11131 | 0.31469 | N/A | N/A | N/A | Fail RIM | Commercial | CHP | 175 kW Fuel Cell | All | New | 0.35372 | 0.11131 | 0.31469 | N/A | N/A | N/A | Fail TRC
| Commercial | CHP | 200 kW Micro Turbine | All | New | 0.37081 | 0.13087 | 0.35294 | N/A | N/A | N/A | Fail RIM | Commercial | CHP | 200 kW Micro Turbine | All | New | 0.37081 | 0.13087 | 0.35294 | N/A | N/A | N/A | Fail TRC
| Commercial | CHP | 150 kW Reciprocating Engine | All | New | 0.37327 | 0.1801 | 0.48251 | N/A | N/A | N/A | Fail RIM | Commercial | CHP | 150 kW Reciprocating Engine | All | New | 0.37327 | 0.1801 | 0.48251 | N/A | N/A | N/A | Fail TRC
| Commercial | CHP | 100 kW Micro Turbine | All | New | 0.37081 | 0.12774 | 0.3445 | N/A | N/A | N/A | Fail RIM | Commercial | CHP | 100 kW Micro Turbine | All | New | 0.37081 | 0.12774 | 0.3445 | N/A | N/A | N/A | Fail TRC
| Commercial | CHP | 50 kW Micro Turbine | All | New | 0.37081 | 0.12361 | 0.33335 | N/A | N/A | N/A | Fail RIM | Commercial | CHP | 50 kW Micro Turbine | All | New | 0.37081 | 0.12361 | 0.33335 | N/A | N/A | N/A | Fail TRC
| Industrial | CHP | 5500 kW Steam Turbine-Biomass | All | New | 0.51467 | 0.22491 | 0.43699 | N/A | N/A | N/A | Fail RIM | Industrial | CHP | 5500 kW Steam Turbine-Biomass | All | New | 0.51467 | 0.22491 | 0.43699 | N/A | N/A | N/A | Fail TRC
| Industrial | CHP | 3500 kW Steam Turbine-Biomass | All | New | 0.51467 | 0.21113 | 0.41023 | N/A | N/A | N/A | Fail RIM | Industrial | CHP | 3500 kW Steam Turbine-Biomass | All | New | 0.51467 | 0.21113 | 0.41023 | N/A | N/A | N/A | Fail TRC
| Industrial | CHP | 3500 kW Gas Turbine | All | New | 0.53946 | 0.1851 | 0.34313 | N/A | N/A | N/A | Fail RIM | Industrial | CHP | 3500 kW Gas Turbine | All | New | 0.53946 | 0.1851 | 0.34313 | N/A | N/A | N/A | Fail TRC
| Industrial | CHP | 3000 kW Gas Turbine | All | New | 0.53946 | 0.18174 | 0.33688 | N/A | N/A | N/A | Fail RIM | Industrial | CHP | 3000 kW Gas Turbine | All | New | 0.53946 | 0.18174 | 0.33688 | N/A | N/A | N/A | Fail TRC
| Industrial | CHP | 2500 kW Gas Turbine | All | New | 0.53946 | 0.17831 | 0.33053 | N/A | N/A | N/A | Fail RIM | Industrial | CHP | 2500 kW Gas Turbine | All | New | 0.53946 | 0.17831 | 0.33053 | N/A | N/A | N/A | Fail TRC
| Industrial | CHP | 4500 kW Reciprocating Engine | All | New | 0.43257 | 0.2473 | 0.57169 | N/A | N/A | N/A | Fail RIM | Industrial | CHP | 4500 kW Reciprocating Engine | All | New | 0.43257 | 0.2473 | 0.57169 | N/A | N/A | N/A | Fail TRC
| Industrial | CHP | 1500 kW Steam Turbine-Biomass | All | New | 0.51467 | 0.22819 | 0.44338 | N/A | N/A | N/A | Fail RIM | Industrial | CHP | 1500 kW Steam Turbine-Biomass | All | New | 0.51467 | 0.22819 | 0.44338 | N/A | N/A | N/A | Fail TRC
| Industrial | CHP | 3000 kW Reciprocating Engine | All | New | 0.43257 | 0.24531 | 0.56709 | N/A | N/A | N/A | Fail RIM | Industrial | CHP | 3000 kW Reciprocating Engine | All | New | 0.43257 | 0.24531 | 0.56709 | N/A | N/A | N/A | Fail TRC
| Industrial | CHP | 1125 kW Fuel Cell | All | New | 0.53291 | 0.25224 | 0.47332 | N/A | N/A | N/A | Fail RIM | Industrial | CHP | 1125 kW Fuel Cell | All | New | 0.53291 | 0.25224 | 0.47332 | N/A | N/A | N/A | Fail TRC
| Industrial | CHP | 800 kW Fuel Cell-Biogas | All | New | 0.53291 | 0.22521 | 0.4226 | N/A | N/A | N/A | Fail RIM | Industrial | CHP | 800 kW Fuel Cell-Biogas | All | New | 0.53291 | 0.22521 | 0.4226 | N/A | N/A | N/A | Fail TRC
| Industrial | CHP | 1250 kW Reciprocating Engine | All | New | 0.43257 | 0.21735 | 0.50245 | N/A | N/A | N/A | Fail RIM | Industrial | CHP | 1250 kW Reciprocating Engine | All | New | 0.43257 | 0.21735 | 0.50245 | N/A | N/A | N/A | Fail TRC
| Industrial | CHP | 1250 kW Reciprocating Engine-Biogas | All | New | 0.43257 | 0.21141 | 0.48872 | N/A | N/A | N/A | Fail RIM | Industrial | CHP | 1250 kW Reciprocating Engine-Biogas | All | New | 0.43257 | 0.21141 | 0.48872 | N/A | N/A | N/A | Fail TRC
| Industrial | CHP | 500 kW Fuel Cell | All | New | 0.53291 | 0.1953 | 0.36648 | N/A | N/A | N/A | Fail RIM | Industrial | CHP | 500 kW Fuel Cell | All | New | 0.53291 | 0.1953 | 0.36648 | N/A | N/A | N/A | Fail TRC
| Industrial | CHP | 350 kW Reciprocating Engine | All | New | 0.43257 | 0.18883 | 0.43652 | N/A | N/A | N/A | Fail RIM | Industrial | CHP | 350 kW Reciprocating Engine | All | New | 0.43257 | 0.18883 | 0.43652 | N/A | N/A | N/A | Fail TRC
| Industrial | CHP | 175 kW Fuel Cell | All | New | 0.53291 | 0.11131 | 0.20887 | N/A | N/A | N/A | Fail RIM | Industrial | CHP | 175 kW Fuel Cell | All | New | 0.53291 | 0.11131 | 0.20887 | N/A | N/A | N/A | Fail TRC
| Industrial | CHP | 200 kW Micro Turbine | All | New | 0.47575 | 0.13087 | 0.27509 | N/A | N/A | N/A | Fail RIM | Industrial | CHP | 200 kW Micro Turbine | All | New | 0.47575 | 0.13087 | 0.27509 | N/A | N/A | N/A | Fail TRC
| Industrial | CHP | 150 kW Reciprocating Engine | All | New | 0.43257 | 0.1801 | 0.41635 | N/A | N/A | N/A | Fail RIM | Industrial | CHP | 150 kW Reciprocating Engine | All | New | 0.43257 | 0.1801 | 0.41635 | N/A | N/A | N/A | Fail TRC
| Industrial | CHP | 100 kW Micro Turbine | All | New | 0.47575 | 0.12774 | 0.26851 | N/A | N/A | N/A | Fail RIM | Industrial | CHP | 100 kW Micro Turbine | All | New | 0.47575 | 0.12774 | 0.26851 | N/A | N/A | N/A | Fail TRC
| Industrial | CHP | 100 kW Micro Turbine- Biogas | All | New | 0.47575 | 0.12405 | 0.26074 | N/A | N/A | N/A | Fail RIM | Industrial | CHP | 100 kW Micro Turbine- Biogas | All | New | 0.47575 | 0.12405 | 0.26074 | N/A | N/A | N/A | Fail TRC
| Industrial | CHP | 50 kW Micro Turbine | All | New | 0.47575 | 0.12361 | 0.25982 | N/A | N/A | N/A | Fail RIM | Industrial | CHP | 50 kW Micro Turbine | All | New | 0.47575 | 0.12361 | 0.25982 | N/A | N/A | N/A | Fail TRC

## Staff ROG34_EP
PRIVILEGED AND CONFIDENTIAL
Attorney-Client Communication/Attorney Work Product
Prepared at the Direction of the Legal Counsel
| Economic Potential - RIM | [10 empty] | Economic Potential - RIM | [11 empty] | Economic Potential - TRC | [10 empty] | Economic Potential - TRC
| Passing Measures Results | [10 empty] | Falling Measures Results | [11 empty] | Passing Measures Results | [10 empty] | Falling Measures Results
| [Economic Potential or Achievable Potential] – [TRC or RIM] | [10 empty] | [Economic Potential or Achievable Potential] – [TRC or RIM] | [11 empty] | [Economic Potential or Achievable Potential] – [TRC or RIM] | [10 empty] | [Economic Potential or Achievable Potential] – [TRC or RIM]
| Customer | Measure | Included | Segment | Vintage | TRC | RIM | PCT | Summer | Winter | Energy | Customer | Measure | Included | Segment | Vintage | TRC | RIM | PCT | Summer | Winter | Energy | Reason For | Customer | Measure | Included | Segment | Vintage | TRC | RIM | PCT | Summer | Winter | Energy | Customer | Measure | Included | Segment | Vintage | TRC | RIM | PCT | Summer | Winter | Energy | Reason For
| Class | Name | (Y/N) | [5 empty] | (MW) | (MW) | (GWh) | Class | Name | (Y/N) | [5 empty] | (MW) | (MW) | (GWh) | Failure | Class | Name | (Y/N) | [5 empty] | (MW) | (MW) | (GWh) | Class | Name | (Y/N) | [5 empty] | (MW) | (MW) | (GWh) | Failure
| N/A | [10 empty] | Residential | Energy Star Clothes Dryer | N | Single Family | Turnover | 0.20503 | 0.34682 | 0.59116 | 0 | 0 | 0 | Fail RIM | Residential | CFL-13W | N | Single Family | Turnover | 1.0048 | 0.31903 | 3.1497 | 0.045631 | 0.047909 | 0.51876 | Residential | Energy Star Clothes Dryer | N | Single Family | Turnover | 0.20503 | 0.34682 | 0.59116 | 0 | 0 | 0 | Fail TRC
| * No measure passing for EP RIM | [10 empty] | Residential | Energy Star Clothes Dryer | N | Multi-Family | Turnover | 0.20503 | 0.34682 | 0.59116 | 0 | 0 | 0 | Fail RIM | Residential | CFL-13W | N | Multi-Family | Turnover | 1.0048 | 0.31903 | 3.1497 | 0.0088214 | 0.0092619 | 0.10029 | Residential | Energy Star Clothes Dryer | N | Multi-Family | Turnover | 0.20503 | 0.34682 | 0.59116 | 0 | 0 | 0 | Fail TRC
[12 empty] | Residential | Energy Star Clothes Dryer | N | Manufactured Home | Turnover | 0.20503 | 0.34682 | 0.59116 | 0 | 0 | 0 | Fail RIM | Residential | CFL-13W | N | Manufactured Home | Turnover | 1.0048 | 0.31903 | 3.1497 | 0.0032173 | 0.003378 | 0.036576 | Residential | Energy Star Clothes Dryer | N | Manufactured Home | Turnover | 0.20503 | 0.34682 | 0.59116 | 0 | 0 | 0 | Fail TRC
[12 empty] | Residential | Energy Star Clothes Dryer | N | Single Family | New | 0.20503 | 0.34682 | 0.59116 | 0 | 0 | 0 | Fail RIM | Residential | CFL-13W | N | Single Family | New | 1.0048 | 0.31903 | 3.1497 | 0.00048887 | 0.00051328 | 0.0055577 | Residential | Energy Star Clothes Dryer | N | Single Family | New | 0.20503 | 0.34682 | 0.59116 | 0 | 0 | 0 | Fail TRC
[12 empty] | Residential | Energy Star Clothes Dryer | N | Multi-Family | New | 0.20503 | 0.34682 | 0.59116 | 0 | 0 | 0 | Fail RIM | Residential | CFL-13W | N | Multi-Family | New | 1.0048 | 0.31903 | 3.1497 | 9.4508e-05 | 9.9228e-05 | 0.0010744 | Residential | Energy Star Clothes Dryer | N | Multi-Family | New | 0.20503 | 0.34682 | 0.59116 | 0 | 0 | 0 | Fail TRC
[12 empty] | Residential | Energy Star Clothes Dryer | N | Manufactured Home | New | 0.20503 | 0.34682 | 0.59116 | 0 | 0 | 0 | Fail RIM | Residential | CFL-13W | N | Manufactured Home | New | 1.0048 | 0.31903 | 3.1497 | 3.4469e-05 | 3.619e-05 | 0.00039186 | Residential | Energy Star Clothes Dryer | N | Manufactured Home | New | 0.20503 | 0.34682 | 0.59116 | 0 | 0 | 0 | Fail TRC
[12 empty] | Residential | Energy Star Clothes Washer | N | Single Family | Turnover | 3.2649 | 0.34682 | 9.4136 | 0 | 0 | 0 | Fail RIM | Residential | LED - 9W Flood | N | Single Family | Turnover | 1.0616 | 0.31764 | 3.3423 | 0.12104 | 0.12709 | 1.3761 | Residential | Energy Star Clothes Washer | N | Single Family | Turnover | 3.2649 | 0.34682 | 9.4136 | 0 | 0 | 0 | Fail 2-year Threshold
[12 empty] | Residential | Energy Star Clothes Washer | N | Multi-Family | Turnover | 3.2649 | 0.34682 | 9.4136 | 0 | 0 | 0 | Fail RIM | Residential | LED - 9W Flood | N | Multi-Family | Turnover | 1.0616 | 0.31764 | 3.3423 | 0.0234 | 0.024568 | 0.26602 | Residential | Energy Star Clothes Washer | N | Multi-Family | Turnover | 3.2649 | 0.34682 | 9.4136 | 0 | 0 | 0 | Fail 2-year Threshold
[12 empty] | Residential | Energy Star Clothes Washer | N | Manufactured Home | Turnover | 3.2649 | 0.34682 | 9.4136 | 0 | 0 | 0 | Fail RIM | Residential | LED - 9W Flood | N | Manufactured Home | Turnover | 1.0616 | 0.31764 | 3.3423 | 0.0085343 | 0.0089605 | 0.097024 | Residential | Energy Star Clothes Washer | N | Manufactured Home | Turnover | 3.2649 | 0.34682 | 9.4136 | 0 | 0 | 0 | Fail 2-year Threshold
[12 empty] | Residential | Energy Star Clothes Washer | N | Single Family | New | 3.2649 | 0.34682 | 9.4136 | 0 | 0 | 0 | Fail RIM | Residential | LED - 9W Flood | N | Single Family | New | 1.0616 | 0.31764 | 3.3423 | 0.0012968 | 0.0013615 | 0.014743 | Residential | Energy Star Clothes Washer | N | Single Family | New | 3.2649 | 0.34682 | 9.4136 | 0 | 0 | 0 | Fail 2-year Threshold
[12 empty] | Residential | Energy Star Clothes Washer | N | Multi-Family | New | 3.2649 | 0.34682 | 9.4136 | 0 | 0 | 0 | Fail RIM | Residential | LED - 9W Flood | N | Multi-Family | New | 1.0616 | 0.31764 | 3.3423 | 0.0002507 | 0.00026321 | 0.0028501 | Residential | Energy Star Clothes Washer | N | Multi-Family | New | 3.2649 | 0.34682 | 9.4136 | 0 | 0 | 0 | Fail 2-year Threshold
[12 empty] | Residential | Energy Star Clothes Washer | N | Manufactured Home | New | 3.2649 | 0.34682 | 9.4136 | 0 | 0 | 0 | Fail RIM | Residential | LED - 9W Flood | N | Manufactured Home | New | 1.0616 | 0.31764 | 3.3423 | 9.1433e-05 | 9.5999e-05 | 0.0010395 | Residential | Energy Star Clothes Washer | N | Manufactured Home | New | 3.2649 | 0.34682 | 9.4136 | 0 | 0 | 0 | Fail 2-year Threshold
[12 empty] | Residential | Energy Star Dishwasher | N | Single Family | Turnover | 999 | 0.33042 | 999 | 0 | 0 | 0 | Fail RIM | Residential | LED Specialty Lamps-5W Chandelier | N | Single Family | Turnover | 1.1281 | 0.31764 | 3.5515 | 0.005439 | 0.0057106 | 0.061834 | Residential | Energy Star Dishwasher | N | Single Family | Turnover | 999 | 0.33042 | 999 | 0 | 0 | 0 | Fail 2-year Threshold
[12 empty] | Residential | Energy Star Dishwasher | N | Multi-Family | Turnover | 999 | 0.33042 | 999 | 0 | 0 | 0 | Fail RIM | Residential | LED Specialty Lamps-5W Chandelier | N | Multi-Family | Turnover | 1.1281 | 0.31764 | 3.5515 | 0.0010652 | 0.0011184 | 0.01211 | Residential | Energy Star Dishwasher | N | Multi-Family | Turnover | 999 | 0.33042 | 999 | 0 | 0 | 0 | Fail 2-year Threshold
[12 empty] | Residential | Energy Star Dishwasher | N | Manufactured Home | Turnover | 999 | 0.33042 | 999 | 0 | 0 | 0 | Fail RIM | Residential | LED Specialty Lamps-5W Chandelier | N | Manufactured Home | Turnover | 1.1281 | 0.31764 | 3.5515 | 0.00038508 | 0.00040431 | 0.0043779 | Residential | Energy Star Dishwasher | N | Manufactured Home | Turnover | 999 | 0.33042 | 999 | 0 | 0 | 0 | Fail 2-year Threshold
[12 empty] | Residential | Energy Star Dishwasher | N | Single Family | New | 999 | 0.33042 | 999 | 0 | 0 | 0 | Fail RIM | Residential | LED Specialty Lamps-5W Chandelier | N | Single Family | New | 1.1281 | 0.31764 | 3.5515 | 5.8271e-05 | 6.1181e-05 | 0.00066246 | Residential | Energy Star Dishwasher | N | Single Family | New | 999 | 0.33042 | 999 | 0 | 0 | 0 | Fail 2-year Threshold
[12 empty] | Residential | Energy Star Dishwasher | N | Multi-Family | New | 999 | 0.33042 | 999 | 0 | 0 | 0 | Fail RIM | Residential | LED Specialty Lamps-5W Chandelier | N | Multi-Family | New | 1.1281 | 0.31764 | 3.5515 | 1.1412e-05 | 1.1982e-05 | 0.00012974 | Residential | Energy Star Dishwasher | N | Multi-Family | New | 999 | 0.33042 | 999 | 0 | 0 | 0 | Fail 2-year Threshold
[12 empty] | Residential | Energy Star Dishwasher | N | Manufactured Home | New | 999 | 0.33042 | 999 | 0 | 0 | 0 | Fail RIM | Residential | LED Specialty Lamps-5W Chandelier | N | Manufactured Home | New | 1.1281 | 0.31764 | 3.5515 | 4.1256e-06 | 4.3316e-06 | 4.6903e-05 | Residential | Energy Star Dishwasher | N | Manufactured Home | New | 999 | 0.33042 | 999 | 0 | 0 | 0 | Fail 2-year Threshold
[12 empty] | Residential | Energy Star Freezer | N | Single Family | Turnover | 0.24565 | 0.33417 | 0.73512 | 0 | 0 | 0 | Fail RIM | Residential | Solar Pool Heater | N | Single Family | Turnover | 1.0054 | 0.28185 | 3.5673 | 0 | 0 | 0.52924 | Residential | Energy Star Freezer | N | Single Family | Turnover | 0.24565 | 0.33417 | 0.73512 | 0 | 0 | 0 | Fail TRC
[12 empty] | Residential | Energy Star Freezer | N | Multi-Family | Turnover | 0.24565 | 0.33417 | 0.73512 | 0 | 0 | 0 | Fail RIM | Residential | Solar Pool Heater | N | Multi-Family | Turnover | 1.0054 | 0.28185 | 3.5673 | 0 | 0 | 0 | Residential | Energy Star Freezer | N | Multi-Family | Turnover | 0.24565 | 0.33417 | 0.73512 | 0 | 0 | 0 | Fail TRC
[12 empty] | Residential | Energy Star Freezer | N | Manufactured Home | Turnover | 0.24565 | 0.33417 | 0.73512 | 0 | 0 | 0 | Fail RIM | Residential | Solar Pool Heater | N | Manufactured Home | Turnover | 1.0054 | 0.28185 | 3.5673 | 0 | 0 | 0 | Residential | Energy Star Freezer | N | Manufactured Home | Turnover | 0.24565 | 0.33417 | 0.73512 | 0 | 0 | 0 | Fail TRC
[12 empty] | Residential | Energy Star Freezer | N | Single Family | New | 0.24565 | 0.33417 | 0.73512 | 0 | 0 | 0 | Fail RIM | Residential | Solar Pool Heater | N | Single Family | New | 1.0054 | 0.28185 | 3.5673 | 0 | 0 | 0.0056701 | Residential | Energy Star Freezer | N | Single Family | New | 0.24565 | 0.33417 | 0.73512 | 0 | 0 | 0 | Fail TRC
[12 empty] | Residential | Energy Star Freezer | N | Multi-Family | New | 0.24565 | 0.33417 | 0.73512 | 0 | 0 | 0 | Fail RIM | Residential | Solar Pool Heater | N | Multi-Family | New | 1.0054 | 0.28185 | 3.5673 | 0 | 0 | 0 | Residential | Energy Star Freezer | N | Multi-Family | New | 0.24565 | 0.33417 | 0.73512 | 0 | 0 | 0 | Fail TRC
[12 empty] | Residential | Energy Star Freezer | N | Manufactured Home | New | 0.24565 | 0.33417 | 0.73512 | 0 | 0 | 0 | Fail RIM | Residential | Solar Pool Heater | N | Manufactured Home | New | 1.0054 | 0.28185 | 3.5673 | 0 | 0 | 0 | Residential | Energy Star Freezer | N | Manufactured Home | New | 0.24565 | 0.33417 | 0.73512 | 0 | 0 | 0 | Fail TRC
[12 empty] | Residential | Energy Star Refrigerator | N | Single Family | Turnover | 0.4022 | 0.31261 | 1.2866 | 0 | 0 | 0 | Fail RIM | Residential | Ceiling Insulation(R2 to R38) | N | Single Family | Existing | 1.6364 | 0.36029 | 4.5419 | 1.1875 | 1.2906 | 3.8222 | Residential | Energy Star Refrigerator | N | Single Family | Turnover | 0.4022 | 0.31261 | 1.2866 | 0 | 0 | 0 | Fail TRC
[12 empty] | Residential | Energy Star Refrigerator | N | Multi-Family | Turnover | 0.4022 | 0.31261 | 1.2866 | 0 | 0 | 0 | Fail RIM | Residential | Ceiling Insulation(R2 to R38) | N | Multi-Family | Existing | 1.1866 | 0.36029 | 3.2934 | 0.26863 | 0.36957 | 0.95061 | Residential | Energy Star Refrigerator | N | Multi-Family | Turnover | 0.4022 | 0.31261 | 1.2866 | 0 | 0 | 0 | Fail TRC
[12 empty] | Residential | Energy Star Refrigerator | N | Manufactured Home | Turnover | 0.4022 | 0.31261 | 1.2866 | 0 | 0 | 0 | Fail RIM | Residential | Ceiling Insulation(R2 to R38) | N | Manufactured Home | Existing | 1.1586 | 0.36029 | 3.2157 | 0.071927 | 0.12748 | 0.28208 | Residential | Energy Star Refrigerator | N | Manufactured Home | Turnover | 0.4022 | 0.31261 | 1.2866 | 0 | 0 | 0 | Fail TRC
[12 empty] | Residential | Energy Star Refrigerator | N | Single Family | New | 0.4022 | 0.31261 | 1.2866 | 0 | 0 | 0 | Fail RIM | Residential | Ceiling Insulation(R2 to R38) | N | Single Family | New | 1.6364 | 0.36029 | 4.5419 | 0 | 0 | 0 | Residential | Energy Star Refrigerator | N | Single Family | New | 0.4022 | 0.31261 | 1.2866 | 0 | 0 | 0 | Fail TRC
[12 empty] | Residential | Energy Star Refrigerator | N | Multi-Family | New | 0.4022 | 0.31261 | 1.2866 | 0 | 0 | 0 | Fail RIM | Residential | Ceiling Insulation(R2 to R38) | N | Multi-Family | New | 1.1866 | 0.36029 | 3.2934 | 0 | 0 | 0 | Residential | Energy Star Refrigerator | N | Multi-Family | New | 0.4022 | 0.31261 | 1.2866 | 0 | 0 | 0 | Fail TRC
[12 empty] | Residential | Energy Star Refrigerator | N | Manufactured Home | New | 0.4022 | 0.31261 | 1.2866 | 0 | 0 | 0 | Fail RIM | Residential | Ceiling Insulation(R2 to R38) | N | Manufactured Home | New | 1.1586 | 0.36029 | 3.2157 | 0 | 0 | 0 | Residential | Energy Star Refrigerator | N | Manufactured Home | New | 0.4022 | 0.31261 | 1.2866 | 0 | 0 | 0 | Fail TRC
[12 empty] | Residential | Heat Pump Clothes Dryer | N | Single Family | Turnover | 0.093944 | 0.346 | 0.27151 | 0 | 0 | 0 | Fail RIM | Residential | Duct Repair | N | Single Family | Existing | 1.105 | 0.37943 | 2.9122 | 0.51674 | 0.33566 | 1.214 | Residential | Heat Pump Clothes Dryer | N | Single Family | Turnover | 0.093944 | 0.346 | 0.27151 | 0 | 0 | 0 | Fail TRC
[12 empty] | Residential | Heat Pump Clothes Dryer | N | Multi-Family | Turnover | 0.093944 | 0.346 | 0.27151 | 0 | 0 | 0 | Fail RIM | Residential | Duct Repair | N | Manufactured Home | Existing | 1.0032 | 0.35215 | 2.8487 | 0.16946 | 0.10663 | 0.39423 | Residential | Heat Pump Clothes Dryer | N | Multi-Family | Turnover | 0.093944 | 0.346 | 0.27151 | 0 | 0 | 0 | Fail TRC
[12 empty] | Residential | Heat Pump Clothes Dryer | N | Manufactured Home | Turnover | 0.093944 | 0.346 | 0.27151 | 0 | 0 | 0 | Fail RIM | Residential | Programmable Thermostat | N | Single Family | New | 1.7221 | 0.49508 | 3.4784 | 0.0037392 | 0 | 0.0034156 | Residential | Heat Pump Clothes Dryer | N | Manufactured Home | Turnover | 0.093944 | 0.346 | 0.27151 | 0 | 0 | 0 | Fail TRC
[12 empty] | Residential | Heat Pump Clothes Dryer | N | Single Family | New | 0.093944 | 0.346 | 0.27151 | 0 | 0 | 0 | Fail RIM | Residential | Programmable Thermostat | N | Multi-Family | New | 1.1199 | 0.49508 | 2.2619 | 0.003648 | 0 | 0.0024822 | Residential | Heat Pump Clothes Dryer | N | Single Family | New | 0.093944 | 0.346 | 0.27151 | 0 | 0 | 0 | Fail TRC
[12 empty] | Residential | Heat Pump Clothes Dryer | N | Multi-Family | New | 0.093944 | 0.346 | 0.27151 | 0 | 0 | 0 | Fail RIM | Residential | Programmable Thermostat | N | Manufactured Home | New | 1.6846 | 0.49508 | 3.4026 | 0.0014561 | 0 | 0.00090468 | Residential | Heat Pump Clothes Dryer | N | Multi-Family | New | 0.093944 | 0.346 | 0.27151 | 0 | 0 | 0 | Fail TRC
[12 empty] | Residential | Heat Pump Clothes Dryer | N | Manufactured Home | New | 0.093944 | 0.346 | 0.27151 | 0 | 0 | 0 | Fail RIM | Residential | Smart Thermostat | N | Single Family | New | 1.0012 | 0.49508 | 2.0222 | 0 | 0 | 0 | Residential | Heat Pump Clothes Dryer | N | Manufactured Home | New | 0.093944 | 0.346 | 0.27151 | 0 | 0 | 0 | Fail TRC
[12 empty] | Residential | High Efficiency Convection Oven | N | Single Family | Turnover | 0.050994 | 0.36953 | 0.138 | 0 | 0 | 0 | Fail RIM | Commercial | Efficient Exhaust Hood | N | Assembly | Turnover | 1.7995 | 0.37488 | 4.8001 | 0 | 0 | 0 | Residential | High Efficiency Convection Oven | N | Single Family | Turnover | 0.050994 | 0.36953 | 0.138 | 0 | 0 | 0 | Fail TRC
[12 empty] | Residential | High Efficiency Convection Oven | N | Multi-Family | Turnover | 0.050994 | 0.36953 | 0.138 | 0 | 0 | 0 | Fail RIM | Commercial | Efficient Exhaust Hood | N | College and University | Turnover | 1.7995 | 0.37488 | 4.8001 | 0.00011609 | 4.5566e-05 | 0.00053103 | Residential | High Efficiency Convection Oven | N | Multi-Family | Turnover | 0.050994 | 0.36953 | 0.138 | 0 | 0 | 0 | Fail TRC
[12 empty] | Residential | High Efficiency Convection Oven | N | Manufactured Home | Turnover | 0.050994 | 0.36953 | 0.138 | 0 | 0 | 0 | Fail RIM | Commercial | Efficient Exhaust Hood | N | Grocery | Turnover | 1.7995 | 0.37488 | 4.8001 | 0 | 0 | 0 | Residential | High Efficiency Convection Oven | N | Manufactured Home | Turnover | 0.050994 | 0.36953 | 0.138 | 0 | 0 | 0 | Fail TRC
[12 empty] | Residential | High Efficiency Convection Oven | N | Single Family | New | 0.050994 | 0.36953 | 0.138 | 0 | 0 | 0 | Fail RIM | Commercial | Efficient Exhaust Hood | N | Healthcare | Turnover | 1.7995 | 0.37488 | 4.8001 | 0.00084046 | 0.00032988 | 0.0038444 | Residential | High Efficiency Convection Oven | N | Single Family | New | 0.050994 | 0.36953 | 0.138 | 0 | 0 | 0 | Fail TRC
[12 empty] | Residential | High Efficiency Convection Oven | N | Multi-Family | New | 0.050994 | 0.36953 | 0.138 | 0 | 0 | 0 | Fail RIM | Commercial | Efficient Exhaust Hood | N | Hospitals | Turnover | 1.7995 | 0.37488 | 4.8001 | 0.0028005 | 0.0010992 | 0.01281 | Residential | High Efficiency Convection Oven | N | Multi-Family | New | 0.050994 | 0.36953 | 0.138 | 0 | 0 | 0 | Fail TRC
[12 empty] | Residential | High Efficiency Convection Oven | N | Manufactured Home | New | 0.050994 | 0.36953 | 0.138 | 0 | 0 | 0 | Fail RIM | Commercial | Efficient Exhaust Hood | N | Institutional | Turnover | 1.7995 | 0.37488 | 4.8001 | 0 | 0 | 0 | Residential | High Efficiency Convection Oven | N | Manufactured Home | New | 0.050994 | 0.36953 | 0.138 | 0 | 0 | 0 | Fail TRC
[12 empty] | Residential | High Efficiency Induction Cooktop | N | Single Family | Turnover | 0.82757 | 0.37157 | 2.2272 | 0 | 0 | 0 | Fail RIM | Commercial | Efficient Exhaust Hood | N | Lodging/Hospitality | Turnover | 1.7995 | 0.37488 | 4.8001 | 0.0063711 | 0.0025006 | 0.029142 | Residential | High Efficiency Induction Cooktop | N | Single Family | Turnover | 0.82757 | 0.37157 | 2.2272 | 0 | 0 | 0 | Fail TRC
[12 empty] | Residential | High Efficiency Induction Cooktop | N | Multi-Family | Turnover | 0.82757 | 0.37157 | 2.2272 | 0 | 0 | 0 | Fail RIM | Commercial | Efficient Exhaust Hood | N | Miscellaneous | Turnover | 1.7995 | 0.37488 | 4.8001 | 0 | 0 | 0 | Residential | High Efficiency Induction Cooktop | N | Multi-Family | Turnover | 0.82757 | 0.37157 | 2.2272 | 0 | 0 | 0 | Fail TRC
[12 empty] | Residential | High Efficiency Induction Cooktop | N | Manufactured Home | Turnover | 0.82757 | 0.37157 | 2.2272 | 0 | 0 | 0 | Fail RIM | Commercial | Efficient Exhaust Hood | N | Offices | Turnover | 1.7995 | 0.37488 | 4.8001 | 0 | 0 | 0 | Residential | High Efficiency Induction Cooktop | N | Manufactured Home | Turnover | 0.82757 | 0.37157 | 2.2272 | 0 | 0 | 0 | Fail TRC
[12 empty] | Residential | High Efficiency Induction Cooktop | N | Single Family | New | 0.82757 | 0.37157 | 2.2272 | 0 | 0 | 0 | Fail RIM | Commercial | Efficient Exhaust Hood | N | Restaurants | Turnover | 1.7995 | 0.37488 | 4.8001 | 0.038915 | 0.015274 | 0.178 | Residential | High Efficiency Induction Cooktop | N | Single Family | New | 0.82757 | 0.37157 | 2.2272 | 0 | 0 | 0 | Fail TRC
[12 empty] | Residential | High Efficiency Induction Cooktop | N | Multi-Family | New | 0.82757 | 0.37157 | 2.2272 | 0 | 0 | 0 | Fail RIM | Commercial | Efficient Exhaust Hood | N | Retail | Turnover | 1.7995 | 0.37488 | 4.8001 | 0 | 0 | 0 | Residential | High Efficiency Induction Cooktop | N | Multi-Family | New | 0.82757 | 0.37157 | 2.2272 | 0 | 0 | 0 | Fail TRC
[12 empty] | Residential | High Efficiency Induction Cooktop | N | Manufactured Home | New | 0.82757 | 0.37157 | 2.2272 | 0 | 0 | 0 | Fail RIM | Commercial | Efficient Exhaust Hood | N | Schools K-12 | Turnover | 1.7995 | 0.37488 | 4.8001 | 0.0020395 | 0.00080051 | 0.0093291 | Residential | High Efficiency Induction Cooktop | N | Manufactured Home | New | 0.82757 | 0.37157 | 2.2272 | 0 | 0 | 0 | Fail TRC
[12 empty] | Residential | Heat Pump Water Heater | N | Single Family | Turnover | 0.47383 | 0.32344 | 1.465 | 0 | 0 | 0 | Fail RIM | Commercial | Efficient Exhaust Hood | N | Warehouse | Turnover | 1.7995 | 0.37488 | 4.8001 | 0 | 0 | 0 | Residential | Heat Pump Water Heater | N | Single Family | Turnover | 0.47383 | 0.32344 | 1.465 | 0 | 0 | 0 | Fail TRC
[12 empty] | Residential | Heat Pump Water Heater | N | Multi-Family | Turnover | 0.37246 | 0.32344 | 1.1516 | 0 | 0 | 0 | Fail RIM | Commercial | Efficient Exhaust Hood | N | Assembly | New | 1.7995 | 0.37488 | 4.8001 | 0 | 0 | 0 | Residential | Heat Pump Water Heater | N | Multi-Family | Turnover | 0.37246 | 0.32344 | 1.1516 | 0 | 0 | 0 | Fail TRC
[12 empty] | Residential | Heat Pump Water Heater | N | Manufactured Home | Turnover | 0.3695 | 0.32344 | 1.1424 | 0 | 0 | 0 | Fail RIM | Commercial | Efficient Exhaust Hood | N | College and University | New | 1.7995 | 0.37488 | 4.8001 | 8.655e-07 | 3.3971e-07 | 3.9589e-06 | Residential | Heat Pump Water Heater | N | Manufactured Home | Turnover | 0.3695 | 0.32344 | 1.1424 | 0 | 0 | 0 | Fail TRC
[12 empty] | Residential | Heat Pump Water Heater | N | Single Family | New | 0.47383 | 0.32344 | 1.465 | 0 | 0 | 0 | Fail RIM | Commercial | Efficient Exhaust Hood | N | Grocery | New | 1.7995 | 0.37488 | 4.8001 | 0 | 0 | 0 | Residential | Heat Pump Water Heater | N | Single Family | New | 0.47383 | 0.32344 | 1.465 | 0 | 0 | 0 | Fail TRC
[12 empty] | Residential | Heat Pump Water Heater | N | Multi-Family | New | 0.37246 | 0.32344 | 1.1516 | 0 | 0 | 0 | Fail RIM | Commercial | Efficient Exhaust Hood | N | Healthcare | New | 1.7995 | 0.37488 | 4.8001 | 7.5472e-06 | 2.9623e-06 | 3.4522e-05 | Residential | Heat Pump Water Heater | N | Multi-Family | New | 0.37246 | 0.32344 | 1.1516 | 0 | 0 | 0 | Fail TRC
[12 empty] | Residential | Heat Pump Water Heater | N | Manufactured Home | New | 0.3695 | 0.32344 | 1.1424 | 0 | 0 | 0 | Fail RIM | Commercial | Efficient Exhaust Hood | N | Hospitals | New | 1.7995 | 0.37488 | 4.8001 | 2.5148e-05 | 9.8705e-06 | 0.00011503 | Residential | Heat Pump Water Heater | N | Manufactured Home | New | 0.3695 | 0.32344 | 1.1424 | 0 | 0 | 0 | Fail TRC
[12 empty] | Residential | Instantaneous Hot Water System | N | Single Family | Turnover | 0.026419 | 0.29468 | 0.089654 | 0 | 0 | 0 | Fail RIM | Commercial | Efficient Exhaust Hood | N | Institutional | New | 1.7995 | 0.37488 | 4.8001 | 0 | 0 | 0 | Residential | Instantaneous Hot Water System | N | Single Family | Turnover | 0.026419 | 0.29468 | 0.089654 | 0 | 0 | 0 | Fail TRC
[12 empty] | Residential | Instantaneous Hot Water System | N | Multi-Family | Turnover | 0.020767 | 0.29468 | 0.070474 | 0 | 0 | 0 | Fail RIM | Commercial | Efficient Exhaust Hood | N | Lodging/Hospitality | New | 1.7995 | 0.37488 | 4.8001 | 0.00015266 | 5.9917e-05 | 0.00069827 | Residential | Instantaneous Hot Water System | N | Multi-Family | Turnover | 0.020767 | 0.29468 | 0.070474 | 0 | 0 | 0 | Fail TRC
[12 empty] | Residential | Instantaneous Hot Water System | N | Manufactured Home | Turnover | 0.020602 | 0.29468 | 0.069912 | 0 | 0 | 0 | Fail RIM | Commercial | Efficient Exhaust Hood | N | Miscellaneous | New | 1.7995 | 0.37488 | 4.8001 | 0 | 0 | 0 | Residential | Instantaneous Hot Water System | N | Manufactured Home | Turnover | 0.020602 | 0.29468 | 0.069912 | 0 | 0 | 0 | Fail TRC
[12 empty] | Residential | Instantaneous Hot Water System | N | Single Family | New | 0.026419 | 0.29468 | 0.089654 | 0 | 0 | 0 | Fail RIM | Commercial | Efficient Exhaust Hood | N | Offices | New | 1.7995 | 0.37488 | 4.8001 | 0 | 0 | 0 | Residential | Instantaneous Hot Water System | N | Single Family | New | 0.026419 | 0.29468 | 0.089654 | 0 | 0 | 0 | Fail TRC
[12 empty] | Residential | Instantaneous Hot Water System | N | Multi-Family | New | 0.020767 | 0.29468 | 0.070474 | 0 | 0 | 0 | Fail RIM | Commercial | Efficient Exhaust Hood | N | Restaurants | New | 1.7995 | 0.37488 | 4.8001 | 0.00048861 | 0.00019178 | 0.002235 | Residential | Instantaneous Hot Water System | N | Multi-Family | New | 0.020767 | 0.29468 | 0.070474 | 0 | 0 | 0 | Fail TRC
[12 empty] | Residential | Instantaneous Hot Water System | N | Manufactured Home | New | 0.020602 | 0.29468 | 0.069912 | 0 | 0 | 0 | Fail RIM | Commercial | Efficient Exhaust Hood | N | Retail | New | 1.7995 | 0.37488 | 4.8001 | 0 | 0 | 0 | Residential | Instantaneous Hot Water System | N | Manufactured Home | New | 0.020602 | 0.29468 | 0.069912 | 0 | 0 | 0 | Fail TRC
[12 empty] | Residential | Solar Water Heater | N | Single Family | Turnover | 0.11335 | 0.32747 | 0.34615 | 0 | 0 | 0 | Fail RIM | Commercial | Efficient Exhaust Hood | N | Schools K-12 | New | 1.7995 | 0.37488 | 4.8001 | 1.5205e-05 | 5.9679e-06 | 6.955e-05 | Residential | Solar Water Heater | N | Single Family | Turnover | 0.11335 | 0.32747 | 0.34615 | 0 | 0 | 0 | Fail TRC
[12 empty] | Residential | Solar Water Heater | N | Multi-Family | Turnover | 0.089101 | 0.32747 | 0.27209 | 0 | 0 | 0 | Fail RIM | Commercial | Efficient Exhaust Hood | N | Warehouse | New | 1.7995 | 0.37488 | 4.8001 | 0 | 0 | 0 | Residential | Solar Water Heater | N | Multi-Family | Turnover | 0.089101 | 0.32747 | 0.27209 | 0 | 0 | 0 | Fail TRC
[12 empty] | Residential | Solar Water Heater | N | Manufactured Home | Turnover | 0.088391 | 0.32747 | 0.26992 | 0 | 0 | 0 | Fail RIM | Commercial | High Efficiency Chiller (Air Cooled, 50 tons) | Y | College and University | Turnover | 1.0762 | 0.3684 | 2.9212 | 0.0042695 | 0.00098483 | 0.018411 | Residential | Solar Water Heater | N | Manufactured Home | Turnover | 0.088391 | 0.32747 | 0.26992 | 0 | 0 | 0 | Fail TRC
[12 empty] | Residential | Solar Water Heater | N | Single Family | New | 0.11335 | 0.32747 | 0.34615 | 0 | 0 | 0 | Fail RIM | Commercial | High Efficiency Chiller (Air Cooled, 50 tons) | Y | Healthcare | Turnover | 2.1108 | 0.3684 | 5.7297 | 0 | 0 | 0 | Residential | Solar Water Heater | N | Single Family | New | 0.11335 | 0.32747 | 0.34615 | 0 | 0 | 0 | Fail TRC
[12 empty] | Residential | Solar Water Heater | N | Multi-Family | New | 0.089101 | 0.32747 | 0.27209 | 0 | 0 | 0 | Fail RIM | Commercial | High Efficiency Chiller (Air Cooled, 50 tons) | Y | Hospitals | Turnover | 1.9995 | 0.3684 | 5.4275 | 0.021058 | 0.0048574 | 0.090806 | Residential | Solar Water Heater | N | Multi-Family | New | 0.089101 | 0.32747 | 0.27209 | 0 | 0 | 0 | Fail TRC
[12 empty] | Residential | Solar Water Heater | N | Manufactured Home | New | 0.088391 | 0.32747 | 0.26992 | 0 | 0 | 0 | Fail RIM | Commercial | High Efficiency Chiller (Air Cooled, 50 tons) | Y | Lodging/Hospitality | Turnover | 1.6024 | 0.3684 | 4.3496 | 0.0021958 | 0.00050648 | 0.0094684 | Residential | Solar Water Heater | N | Manufactured Home | New | 0.088391 | 0.32747 | 0.26992 | 0 | 0 | 0 | Fail TRC
[12 empty] | Residential | Energy Star Air Purifier | N | Single Family | Turnover | 999 | 0.32923 | 999 | 0 | 0 | 0 | Fail RIM | Commercial | High Efficiency Chiller (Air Cooled, 50 tons) | Y | Offices | Turnover | 1.0918 | 0.3684 | 2.9635 | 0.018477 | 0.004262 | 0.079674 | Residential | Energy Star Air Purifier | N | Single Family | Turnover | 999 | 0.32923 | 999 | 0 | 0 | 0 | Fail 2-year Threshold
[12 empty] | Residential | Energy Star Air Purifier | N | Multi-Family | Turnover | 999 | 0.32923 | 999 | 0 | 0 | 0 | Fail RIM | Commercial | High Efficiency Chiller (Air Cooled, 50 tons) | Y | Restaurants | Turnover | 1.572 | 0.3684 | 4.267 | 0.00073065 | 0.00016854 | 0.0031507 | Residential | Energy Star Air Purifier | N | Multi-Family | Turnover | 999 | 0.32923 | 999 | 0 | 0 | 0 | Fail 2-year Threshold
[12 empty] | Residential | Energy Star Air Purifier | N | Manufactured Home | Turnover | 999 | 0.32923 | 999 | 0 | 0 | 0 | Fail RIM | Commercial | High Efficiency Chiller (Air Cooled, 50 tons) | Y | Retail | Turnover | 1.232 | 0.3684 | 3.3443 | 0 | 0 | 0 | Residential | Energy Star Air Purifier | N | Manufactured Home | Turnover | 999 | 0.32923 | 999 | 0 | 0 | 0 | Fail 2-year Threshold
[12 empty] | Residential | Energy Star Air Purifier | N | Single Family | New | 999 | 0.32923 | 999 | 0 | 0 | 0 | Fail RIM | Commercial | High Efficiency Chiller (Air Cooled, 50 tons) | Y | Schools K-12 | Turnover | 1.071 | 0.3684 | 2.9071 | 0.033333 | 0.0076887 | 0.14374 | Residential | Energy Star Air Purifier | N | Single Family | New | 999 | 0.32923 | 999 | 0 | 0 | 0 | Fail 2-year Threshold
[12 empty] | Residential | Energy Star Air Purifier | N | Multi-Family | New | 999 | 0.32923 | 999 | 0 | 0 | 0 | Fail RIM | Commercial | High Efficiency Chiller (Air Cooled, 50 tons) | Y | College and University | New | 1.0762 | 0.3684 | 2.9212 | 3.183e-05 | 7.3421e-06 | 0.00013726 | Residential | Energy Star Air Purifier | N | Multi-Family | New | 999 | 0.32923 | 999 | 0 | 0 | 0 | Fail 2-year Threshold
[12 empty] | Residential | Energy Star Air Purifier | N | Manufactured Home | New | 999 | 0.32923 | 999 | 0 | 0 | 0 | Fail RIM | Commercial | High Efficiency Chiller (Air Cooled, 50 tons) | Y | Healthcare | New | 2.1108 | 0.3684 | 5.7297 | 0 | 0 | 0 | Residential | Energy Star Air Purifier | N | Manufactured Home | New | 999 | 0.32923 | 999 | 0 | 0 | 0 | Fail 2-year Threshold
[12 empty] | Residential | Energy Star Audio-Video Equipment | N | Single Family | Turnover | 0.10091 | 0.307 | 0.32868 | 0 | 0 | 0 | Fail RIM | Commercial | High Efficiency Chiller (Air Cooled, 50 tons) | Y | Hospitals | New | 1.9995 | 0.3684 | 5.4275 | 0.0001891 | 4.3619e-05 | 0.00081543 | Residential | Energy Star Audio-Video Equipment | N | Single Family | Turnover | 0.10091 | 0.307 | 0.32868 | 0 | 0 | 0 | Fail TRC
[12 empty] | Residential | Energy Star Audio-Video Equipment | N | Multi-Family | Turnover | 0.10091 | 0.307 | 0.32868 | 0 | 0 | 0 | Fail RIM | Commercial | High Efficiency Chiller (Air Cooled, 50 tons) | Y | Lodging/Hospitality | New | 1.6024 | 0.3684 | 4.3496 | 5.2612e-05 | 1.2136e-05 | 0.00022687 | Residential | Energy Star Audio-Video Equipment | N | Multi-Family | Turnover | 0.10091 | 0.307 | 0.32868 | 0 | 0 | 0 | Fail TRC
[12 empty] | Residential | Energy Star Audio-Video Equipment | N | Manufactured Home | Turnover | 0.10091 | 0.307 | 0.32868 | 0 | 0 | 0 | Fail RIM | Commercial | High Efficiency Chiller (Air Cooled, 50 tons) | Y | Offices | New | 1.0918 | 0.3684 | 2.9635 | 0.00035381 | 8.1612e-05 | 0.0015257 | Residential | Energy Star Audio-Video Equipment | N | Manufactured Home | Turnover | 0.10091 | 0.307 | 0.32868 | 0 | 0 | 0 | Fail TRC
[12 empty] | Residential | Energy Star Audio-Video Equipment | N | Single Family | New | 0.10091 | 0.307 | 0.32868 | 0 | 0 | 0 | Fail RIM | Commercial | High Efficiency Chiller (Air Cooled, 50 tons) | Y | Restaurants | New | 1.572 | 0.3684 | 4.267 | 9.1738e-06 | 2.1161e-06 | 3.9559e-05 | Residential | Energy Star Audio-Video Equipment | N | Single Family | New | 0.10091 | 0.307 | 0.32868 | 0 | 0 | 0 | Fail TRC
[12 empty] | Residential | Energy Star Audio-Video Equipment | N | Multi-Family | New | 0.10091 | 0.307 | 0.32868 | 0 | 0 | 0 | Fail RIM | Commercial | High Efficiency Chiller (Air Cooled, 50 tons) | Y | Retail | New | 1.232 | 0.3684 | 3.3443 | 0 | 0 | 0 | Residential | Energy Star Audio-Video Equipment | N | Multi-Family | New | 0.10091 | 0.307 | 0.32868 | 0 | 0 | 0 | Fail TRC
[12 empty] | Residential | Energy Star Audio-Video Equipment | N | Manufactured Home | New | 0.10091 | 0.307 | 0.32868 | 0 | 0 | 0 | Fail RIM | Commercial | High Efficiency Chiller (Air Cooled, 50 tons) | Y | Schools K-12 | New | 1.071 | 0.3684 | 2.9071 | 0.0002485 | 5.7321e-05 | 0.0010716 | Residential | Energy Star Audio-Video Equipment | N | Manufactured Home | New | 0.10091 | 0.307 | 0.32868 | 0 | 0 | 0 | Fail TRC
[12 empty] | Residential | Energy Star Imaging Equipment | N | Single Family | Turnover | 999 | 0.31208 | 999 | 0 | 0 | 0 | Fail RIM | Commercial | High Efficiency Chiller (Water cooled-centrifugal, 200 tons) | Y | Healthcare | Turnover | 1.9611 | 0.3859 | 5.082 | 0 | 0 | 0 | Residential | Energy Star Imaging Equipment | N | Single Family | Turnover | 999 | 0.31208 | 999 | 0 | 0 | 0 | Fail 2-year Threshold
[12 empty] | Residential | Energy Star Imaging Equipment | N | Multi-Family | Turnover | 999 | 0.31208 | 999 | 0 | 0 | 0 | Fail RIM | Commercial | High Efficiency Chiller (Water cooled-centrifugal, 200 tons) | Y | Hospitals | Turnover | 1.8577 | 0.3859 | 4.8139 | 0.014102 | 0.00013884 | 0.043961 | Residential | Energy Star Imaging Equipment | N | Multi-Family | Turnover | 999 | 0.31208 | 999 | 0 | 0 | 0 | Fail 2-year Threshold
[12 empty] | Residential | Energy Star Imaging Equipment | N | Manufactured Home | Turnover | 999 | 0.31208 | 999 | 0 | 0 | 0 | Fail RIM | Commercial | High Efficiency Chiller (Water cooled-centrifugal, 200 tons) | Y | Lodging/Hospitality | Turnover | 1.4888 | 0.3859 | 3.8579 | 0.0014752 | 1.4523e-05 | 0.0045985 | Residential | Energy Star Imaging Equipment | N | Manufactured Home | Turnover | 999 | 0.31208 | 999 | 0 | 0 | 0 | Fail 2-year Threshold
[12 empty] | Residential | Energy Star Imaging Equipment | N | Single Family | New | 999 | 0.31208 | 999 | 0 | 0 | 0 | Fail RIM | Commercial | High Efficiency Chiller (Water cooled-centrifugal, 200 tons) | Y | Offices | Turnover | 1.0144 | 0.3859 | 2.6285 | 0.012374 | 0.00012182 | 0.038572 | Residential | Energy Star Imaging Equipment | N | Single Family | New | 999 | 0.31208 | 999 | 0 | 0 | 0 | Fail 2-year Threshold
[12 empty] | Residential | Energy Star Imaging Equipment | N | Multi-Family | New | 999 | 0.31208 | 999 | 0 | 0 | 0 | Fail RIM | Commercial | High Efficiency Chiller (Water cooled-centrifugal, 200 tons) | Y | Restaurants | Turnover | 1.4605 | 0.3859 | 3.7847 | 0.00049087 | 4.8326e-06 | 0.0015302 | Residential | Energy Star Imaging Equipment | N | Multi-Family | New | 999 | 0.31208 | 999 | 0 | 0 | 0 | Fail 2-year Threshold
[12 empty] | Residential | Energy Star Imaging Equipment | N | Manufactured Home | New | 999 | 0.31208 | 999 | 0 | 0 | 0 | Fail RIM | Commercial | High Efficiency Chiller (Water cooled-centrifugal, 200 tons) | Y | Retail | Turnover | 1.1447 | 0.3859 | 2.9663 | 0 | 0 | 0 | Residential | Energy Star Imaging Equipment | N | Manufactured Home | New | 999 | 0.31208 | 999 | 0 | 0 | 0 | Fail 2-year Threshold
[12 empty] | Residential | Energy Star Personal Computer | N | Single Family | Turnover | 0.60677 | 0.33109 | 1.8326 | 0 | 0 | 0 | Fail RIM | Commercial | High Efficiency Chiller (Water cooled-centrifugal, 200 tons) | Y | Healthcare | New | 1.9611 | 0.3859 | 5.082 | 0 | 0 | 0 | Residential | Energy Star Personal Computer | N | Single Family | Turnover | 0.60677 | 0.33109 | 1.8326 | 0 | 0 | 0 | Fail TRC
[12 empty] | Residential | Energy Star Personal Computer | N | Multi-Family | Turnover | 0.60677 | 0.33109 | 1.8326 | 0 | 0 | 0 | Fail RIM | Commercial | High Efficiency Chiller (Water cooled-centrifugal, 200 tons) | Y | Hospitals | New | 1.8577 | 0.3859 | 4.8139 | 0.00012664 | 1.2468e-06 | 0.00039477 | Residential | Energy Star Personal Computer | N | Multi-Family | Turnover | 0.60677 | 0.33109 | 1.8326 | 0 | 0 | 0 | Fail TRC
[12 empty] | Residential | Energy Star Personal Computer | N | Manufactured Home | Turnover | 0.60677 | 0.33109 | 1.8326 | 0 | 0 | 0 | Fail RIM | Commercial | High Efficiency Chiller (Water cooled-centrifugal, 200 tons) | Y | Lodging/Hospitality | New | 1.4888 | 0.3859 | 3.8579 | 3.5346e-05 | 3.4798e-07 | 0.00011018 | Residential | Energy Star Personal Computer | N | Manufactured Home | Turnover | 0.60677 | 0.33109 | 1.8326 | 0 | 0 | 0 | Fail TRC
[12 empty] | Residential | Energy Star Personal Computer | N | Single Family | New | 0.60677 | 0.33109 | 1.8326 | 0 | 0 | 0 | Fail RIM | Commercial | High Efficiency Chiller (Water cooled-centrifugal, 200 tons) | Y | Offices | New | 1.0144 | 0.3859 | 2.6285 | 0.00023694 | 2.3327e-06 | 0.00073861 | Residential | Energy Star Personal Computer | N | Single Family | New | 0.60677 | 0.33109 | 1.8326 | 0 | 0 | 0 | Fail TRC
[12 empty] | Residential | Energy Star Personal Computer | N | Multi-Family | New | 0.60677 | 0.33109 | 1.8326 | 0 | 0 | 0 | Fail RIM | Commercial | High Efficiency Chiller (Water cooled-centrifugal, 200 tons) | Y | Restaurants | New | 1.4605 | 0.3859 | 3.7847 | 6.1632e-06 | 6.0677e-08 | 1.9212e-05 | Residential | Energy Star Personal Computer | N | Multi-Family | New | 0.60677 | 0.33109 | 1.8326 | 0 | 0 | 0 | Fail TRC
[12 empty] | Residential | Energy Star Personal Computer | N | Manufactured Home | New | 0.60677 | 0.33109 | 1.8326 | 0 | 0 | 0 | Fail RIM | Commercial | High Efficiency Chiller (Water cooled-centrifugal, 200 tons) | Y | Retail | New | 1.1447 | 0.3859 | 2.9663 | 0 | 0 | 0 | Residential | Energy Star Personal Computer | N | Manufactured Home | New | 0.60677 | 0.33109 | 1.8326 | 0 | 0 | 0 | Fail TRC
[12 empty] | Residential | Energy Star TV | N | Single Family | Turnover | 0.093074 | 0.3533 | 0.26344 | 0 | 0 | 0 | Fail RIM | Commercial | High Efficiency Chiller (Water cooled-positive displacement, 100 tons) | Y | Healthcare | Turnover | 1.1409 | 0.3859 | 2.9563 | 0 | 0 | 0 | Residential | Energy Star TV | N | Single Family | Turnover | 0.093074 | 0.3533 | 0.26344 | 0 | 0 | 0 | Fail TRC
[12 empty] | Residential | Energy Star TV | N | Multi-Family | Turnover | 0.093074 | 0.3533 | 0.26344 | 0 | 0 | 0 | Fail RIM | Commercial | High Efficiency Chiller (Water cooled-positive displacement, 100 tons) | Y | Hospitals | Turnover | 1.0807 | 0.3859 | 2.8004 | 0.0085524 | 8.4198e-05 | 0.02666 | Residential | Energy Star TV | N | Multi-Family | Turnover | 0.093074 | 0.3533 | 0.26344 | 0 | 0 | 0 | Fail TRC
[12 empty] | Residential | Energy Star TV | N | Manufactured Home | Turnover | 0.093074 | 0.3533 | 0.26344 | 0 | 0 | 0 | Fail RIM | Commercial | High Efficiency Chiller (Water cooled-positive displacement, 100 tons) | Y | Healthcare | New | 1.1409 | 0.3859 | 2.9563 | 0 | 0 | 0 | Residential | Energy Star TV | N | Manufactured Home | Turnover | 0.093074 | 0.3533 | 0.26344 | 0 | 0 | 0 | Fail TRC
[12 empty] | Residential | Energy Star TV | N | Single Family | New | 0.093074 | 0.3533 | 0.26344 | 0 | 0 | 0 | Fail RIM | Commercial | High Efficiency Chiller (Water cooled-positive displacement, 100 tons) | Y | Hospitals | New | 1.0807 | 0.3859 | 2.8004 | 7.68e-05 | 7.561e-07 | 0.00023941 | Residential | Energy Star TV | N | Single Family | New | 0.093074 | 0.3533 | 0.26344 | 0 | 0 | 0 | Fail TRC
[12 empty] | Residential | Energy Star TV | N | Multi-Family | New | 0.093074 | 0.3533 | 0.26344 | 0 | 0 | 0 | Fail RIM | Commercial | High Efficiency PTAC | Y | Grocery | Turnover | 1.6558 | 0.40283 | 4.1103 | 0 | 0 | 0 | Residential | Energy Star TV | N | Multi-Family | New | 0.093074 | 0.3533 | 0.26344 | 0 | 0 | 0 | Fail TRC
[12 empty] | Residential | Energy Star TV | N | Manufactured Home | New | 0.093074 | 0.3533 | 0.26344 | 0 | 0 | 0 | Fail RIM | Commercial | High Efficiency PTAC | Y | Institutional | Turnover | 1.6191 | 0.40283 | 4.0192 | 0 | 0 | 0 | Residential | Energy Star TV | N | Manufactured Home | New | 0.093074 | 0.3533 | 0.26344 | 0 | 0 | 0 | Fail TRC
[12 empty] | Residential | 14 SEER ASHP from base electric resistance heating | N | Single Family | Turnover | 4.3723 | 0.30569 | 14.3033 | 0 | 0 | 0 | Fail RIM | Commercial | High Efficiency PTAC | Y | Miscellaneous | Turnover | 1.6269 | 0.39309 | 4.1388 | 0 | 0 | 0 | Residential | 14 SEER ASHP from base electric resistance heating | N | Single Family | Turnover | 4.3723 | 0.30569 | 14.3033 | 0 | 0 | 0 | Fail 2-year Threshold
[12 empty] | Residential | 14 SEER ASHP from base electric resistance heating | N | Multi-Family | Turnover | 4.3723 | 0.30569 | 14.3033 | 0 | 0 | 0 | Fail RIM | Commercial | High Efficiency PTAC | Y | Grocery | New | 1.6558 | 0.40283 | 4.1103 | 0 | 0 | 0 | Residential | 14 SEER ASHP from base electric resistance heating | N | Multi-Family | Turnover | 4.3723 | 0.30569 | 14.3033 | 0 | 0 | 0 | Fail 2-year Threshold
[12 empty] | Residential | 14 SEER ASHP from base electric resistance heating | N | Manufactured Home | Turnover | 4.3723 | 0.30569 | 14.3033 | 0 | 0 | 0 | Fail RIM | Commercial | High Efficiency PTAC | Y | Institutional | New | 1.6191 | 0.40283 | 4.0192 | 0 | 0 | 0 | Residential | 14 SEER ASHP from base electric resistance heating | N | Manufactured Home | Turnover | 4.3723 | 0.30569 | 14.3033 | 0 | 0 | 0 | Fail 2-year Threshold
[12 empty] | Residential | 14 SEER ASHP from base electric resistance heating | N | Single Family | New | 4.3723 | 0.30569 | 14.3033 | 0 | 0 | 0 | Fail RIM | Commercial | High Efficiency PTAC | Y | Miscellaneous | New | 1.6269 | 0.39309 | 4.1388 | 0 | 0 | 0 | Residential | 14 SEER ASHP from base electric resistance heating | N | Single Family | New | 4.3723 | 0.30569 | 14.3033 | 0 | 0 | 0 | Fail 2-year Threshold
[12 empty] | Residential | 14 SEER ASHP from base electric resistance heating | N | Multi-Family | New | 4.3723 | 0.30569 | 14.3033 | 0 | 0 | 0 | Fail RIM | Commercial | High Efficiency PTHP | Y | Grocery | Turnover | 1.7135 | 0.40281 | 4.2539 | 0 | 4.3509e-07 | 0.0023892 | Residential | 14 SEER ASHP from base electric resistance heating | N | Multi-Family | New | 4.3723 | 0.30569 | 14.3033 | 0 | 0 | 0 | Fail 2-year Threshold
[12 empty] | Residential | 14 SEER ASHP from base electric resistance heating | N | Manufactured Home | New | 4.3723 | 0.30569 | 14.3033 | 0 | 0 | 0 | Fail RIM | Commercial | High Efficiency PTHP | Y | Institutional | Turnover | 1.6483 | 0.40281 | 4.092 | 0.0015456 | 2.0138e-06 | 0.014166 | Residential | 14 SEER ASHP from base electric resistance heating | N | Manufactured Home | New | 4.3723 | 0.30569 | 14.3033 | 0 | 0 | 0 | Fail 2-year Threshold
[12 empty] | Residential | 15 SEER Air Source Heat Pump | Y | Single Family | Turnover | 0.37514 | 0.36894 | 1.0168 | 0 | 0 | 0 | Fail RIM | Commercial | High Efficiency PTHP | Y | Miscellaneous | Turnover | 1.6926 | 0.40281 | 4.2019 | 0.0021413 | 0 | 0.0043052 | Residential | 15 SEER Air Source Heat Pump | Y | Single Family | Turnover | 0.37514 | 0.36894 | 1.0168 | 0 | 0 | 0 | Fail TRC
[12 empty] | Residential | 15 SEER Air Source Heat Pump | Y | Multi-Family | Turnover | 0.2652 | 0.36894 | 0.71882 | 0 | 0 | 0 | Fail RIM | Commercial | High Efficiency PTHP | Y | Grocery | New | 1.7135 | 0.40281 | 4.2539 | 0 | 5.4628e-09 | 2.9998e-05 | Residential | 15 SEER Air Source Heat Pump | Y | Multi-Family | Turnover | 0.2652 | 0.36894 | 0.71882 | 0 | 0 | 0 | Fail TRC
[12 empty] | Residential | 15 SEER Air Source Heat Pump | Y | Manufactured Home | Turnover | 0.37514 | 0.36894 | 1.0168 | 0 | 0 | 0 | Fail RIM | Commercial | High Efficiency PTHP | Y | Institutional | New | 1.6483 | 0.40281 | 4.092 | 1.3722e-05 | 1.7879e-08 | 0.00012577 | Residential | 15 SEER Air Source Heat Pump | Y | Manufactured Home | Turnover | 0.37514 | 0.36894 | 1.0168 | 0 | 0 | 0 | Fail TRC
[12 empty] | Residential | 15 SEER Air Source Heat Pump | Y | Single Family | New | 0.37514 | 0.36894 | 1.0168 | 0 | 0 | 0 | Fail RIM | Commercial | High Efficiency PTHP | Y | Miscellaneous | New | 1.6926 | 0.40281 | 4.2019 | 0 | 0 | 0 | Residential | 15 SEER Air Source Heat Pump | Y | Single Family | New | 0.37514 | 0.36894 | 1.0168 | 0 | 0 | 0 | Fail TRC
[12 empty] | Residential | 15 SEER Air Source Heat Pump | Y | Multi-Family | New | 0.2652 | 0.36894 | 0.71882 | 0 | 0 | 0 | Fail RIM | Commercial | High Bay LED | N | Assembly | Turnover | 1.6608 | 0.36008 | 4.6124 | 0.026249 | 0.025753 | 0.14194 | Residential | 15 SEER Air Source Heat Pump | Y | Multi-Family | New | 0.2652 | 0.36894 | 0.71882 | 0 | 0 | 0 | Fail TRC
[12 empty] | Residential | 15 SEER Air Source Heat Pump | Y | Manufactured Home | New | 0.37514 | 0.36894 | 1.0168 | 0 | 0 | 0 | Fail RIM | Commercial | High Bay LED | N | Schools K-12 | Turnover | 1.3738 | 0.36008 | 3.8153 | 0 | 0 | 0 | Residential | 15 SEER Air Source Heat Pump | Y | Manufactured Home | New | 0.37514 | 0.36894 | 1.0168 | 0 | 0 | 0 | Fail TRC
[12 empty] | Residential | 15 SEER Central AC | Y | Single Family | Turnover | 0.36211 | 0.42879 | 0.84451 | 0 | 0 | 0 | Fail RIM | Commercial | High Bay LED | N | Assembly | New | 1.6608 | 0.36008 | 4.6124 | 0 | 0 | 0 | Residential | 15 SEER Central AC | Y | Single Family | Turnover | 0.36211 | 0.42879 | 0.84451 | 0 | 0 | 0 | Fail TRC
[12 empty] | Residential | 15 SEER Central AC | Y | Multi-Family | Turnover | 0.26977 | 0.42879 | 0.62914 | 0 | 0 | 0 | Fail RIM | Commercial | High Bay LED | N | Schools K-12 | New | 1.3738 | 0.36008 | 3.8153 | 0 | 0 | 0 | Residential | 15 SEER Central AC | Y | Multi-Family | Turnover | 0.26977 | 0.42879 | 0.62914 | 0 | 0 | 0 | Fail TRC
[12 empty] | Residential | 15 SEER Central AC | Y | Manufactured Home | Turnover | 0.36211 | 0.42879 | 0.84451 | 0 | 0 | 0 | Fail RIM | Commercial | Solar Pool Heater | N | Assembly | Turnover | 1.2415 | 0.36413 | 3.4094 | 0 | 1.075e-06 | 2.9428e-05 | Residential | 15 SEER Central AC | Y | Manufactured Home | Turnover | 0.36211 | 0.42879 | 0.84451 | 0 | 0 | 0 | Fail TRC
[12 empty] | Residential | 15 SEER Central AC | Y | Single Family | New | 0.36211 | 0.42879 | 0.84451 | 0 | 0 | 0 | Fail RIM | Commercial | Solar Pool Heater | N | College and University | Turnover | 1.2415 | 0.36413 | 3.4094 | 0 | 0 | 0 | Residential | 15 SEER Central AC | Y | Single Family | New | 0.36211 | 0.42879 | 0.84451 | 0 | 0 | 0 | Fail TRC
[12 empty] | Residential | 15 SEER Central AC | Y | Multi-Family | New | 0.26977 | 0.42879 | 0.62914 | 0 | 0 | 0 | Fail RIM | Commercial | Solar Pool Heater | N | Grocery | Turnover | 1.2415 | 0.36413 | 3.4094 | 0 | 0 | 0 | Residential | 15 SEER Central AC | Y | Multi-Family | New | 0.26977 | 0.42879 | 0.62914 | 0 | 0 | 0 | Fail TRC
[12 empty] | Residential | 15 SEER Central AC | Y | Manufactured Home | New | 0.36211 | 0.42879 | 0.84451 | 0 | 0 | 0 | Fail RIM | Commercial | Solar Pool Heater | N | Healthcare | Turnover | 1.2415 | 0.36413 | 3.4094 | 0 | 0 | 0 | Residential | 15 SEER Central AC | Y | Manufactured Home | New | 0.36211 | 0.42879 | 0.84451 | 0 | 0 | 0 | Fail TRC
[12 empty] | Residential | 16 SEER Air Source Heat Pump | Y | Single Family | Turnover | 0.26964 | 0.36894 | 0.73085 | 0 | 0 | 0 | Fail RIM | Commercial | Solar Pool Heater | N | Hospitals | Turnover | 1.2415 | 0.36413 | 3.4094 | 0 | 0 | 0 | Residential | 16 SEER Air Source Heat Pump | Y | Single Family | Turnover | 0.26964 | 0.36894 | 0.73085 | 0 | 0 | 0 | Fail TRC
[12 empty] | Residential | 16 SEER Air Source Heat Pump | Y | Multi-Family | Turnover | 0.21687 | 0.36894 | 0.58782 | 0 | 0 | 0 | Fail RIM | Commercial | Solar Pool Heater | N | Institutional | Turnover | 1.2415 | 0.36413 | 3.4094 | 0 | 0 | 0 | Residential | 16 SEER Air Source Heat Pump | Y | Multi-Family | Turnover | 0.21687 | 0.36894 | 0.58782 | 0 | 0 | 0 | Fail TRC
[12 empty] | Residential | 16 SEER Air Source Heat Pump | Y | Manufactured Home | Turnover | 0.26964 | 0.36894 | 0.73085 | 0 | 0 | 0 | Fail RIM | Commercial | Solar Pool Heater | N | Lodging/Hospitality | Turnover | 1.2415 | 0.36413 | 3.4094 | 0 | 3.4123e-05 | 0.00093412 | Residential | 16 SEER Air Source Heat Pump | Y | Manufactured Home | Turnover | 0.26964 | 0.36894 | 0.73085 | 0 | 0 | 0 | Fail TRC
[12 empty] | Residential | 16 SEER Air Source Heat Pump | Y | Single Family | New | 0.26964 | 0.36894 | 0.73085 | 0 | 0 | 0 | Fail RIM | Commercial | Solar Pool Heater | N | Miscellaneous | Turnover | 1.2415 | 0.36413 | 3.4094 | 0 | 0 | 0 | Residential | 16 SEER Air Source Heat Pump | Y | Single Family | New | 0.26964 | 0.36894 | 0.73085 | 0 | 0 | 0 | Fail TRC
[12 empty] | Residential | 16 SEER Air Source Heat Pump | Y | Multi-Family | New | 0.21687 | 0.36894 | 0.58782 | 0 | 0 | 0 | Fail RIM | Commercial | Solar Pool Heater | N | Offices | Turnover | 1.2415 | 0.36413 | 3.4094 | 0 | 0 | 0 | Residential | 16 SEER Air Source Heat Pump | Y | Multi-Family | New | 0.21687 | 0.36894 | 0.58782 | 0 | 0 | 0 | Fail TRC
[12 empty] | Residential | 16 SEER Air Source Heat Pump | Y | Manufactured Home | New | 0.26964 | 0.36894 | 0.73085 | 0 | 0 | 0 | Fail RIM | Commercial | Solar Pool Heater | N | Restaurants | Turnover | 1.2415 | 0.36413 | 3.4094 | 0 | 0 | 0 | Residential | 16 SEER Air Source Heat Pump | Y | Manufactured Home | New | 0.26964 | 0.36894 | 0.73085 | 0 | 0 | 0 | Fail TRC
[12 empty] | Residential | 16 SEER Central AC | Y | Single Family | Turnover | 0.34696 | 0.42879 | 0.80918 | 0 | 0 | 0 | Fail RIM | Commercial | Solar Pool Heater | N | Retail | Turnover | 1.2415 | 0.36413 | 3.4094 | 0 | 0 | 0 | Residential | 16 SEER Central AC | Y | Single Family | Turnover | 0.34696 | 0.42879 | 0.80918 | 0 | 0 | 0 | Fail TRC
[12 empty] | Residential | 16 SEER Central AC | Y | Multi-Family | Turnover | 0.25875 | 0.42879 | 0.60345 | 0 | 0 | 0 | Fail RIM | Commercial | Solar Pool Heater | N | Schools K-12 | Turnover | 1.2415 | 0.36413 | 3.4094 | 0 | 0 | 0 | Residential | 16 SEER Central AC | Y | Multi-Family | Turnover | 0.25875 | 0.42879 | 0.60345 | 0 | 0 | 0 | Fail TRC
[12 empty] | Residential | 16 SEER Central AC | Y | Manufactured Home | Turnover | 0.34696 | 0.42879 | 0.80918 | 0 | 0 | 0 | Fail RIM | Commercial | Solar Pool Heater | N | Warehouse | Turnover | 1.2415 | 0.36413 | 3.4094 | 0 | 0 | 0 | Residential | 16 SEER Central AC | Y | Manufactured Home | Turnover | 0.34696 | 0.42879 | 0.80918 | 0 | 0 | 0 | Fail TRC
[12 empty] | Residential | 16 SEER Central AC | Y | Single Family | New | 0.34696 | 0.42879 | 0.80918 | 0 | 0 | 0 | Fail RIM | Commercial | Solar Pool Heater | N | Assembly | New | 1.2415 | 0.36413 | 3.4094 | 0 | 8.9972e-09 | 2.463e-07 | Residential | 16 SEER Central AC | Y | Single Family | New | 0.34696 | 0.42879 | 0.80918 | 0 | 0 | 0 | Fail TRC
[12 empty] | Residential | 16 SEER Central AC | Y | Multi-Family | New | 0.25875 | 0.42879 | 0.60345 | 0 | 0 | 0 | Fail RIM | Commercial | Solar Pool Heater | N | College and University | New | 1.2415 | 0.36413 | 3.4094 | 0 | 0 | 0 | Residential | 16 SEER Central AC | Y | Multi-Family | New | 0.25875 | 0.42879 | 0.60345 | 0 | 0 | 0 | Fail TRC
[12 empty] | Residential | 16 SEER Central AC | Y | Manufactured Home | New | 0.34696 | 0.42879 | 0.80918 | 0 | 0 | 0 | Fail RIM | Commercial | Solar Pool Heater | N | Grocery | New | 1.2415 | 0.36413 | 3.4094 | 0 | 0 | 0 | Residential | 16 SEER Central AC | Y | Manufactured Home | New | 0.34696 | 0.42879 | 0.80918 | 0 | 0 | 0 | Fail TRC
[12 empty] | Residential | 17 SEER Air Source Heat Pump | Y | Single Family | Turnover | 0.24321 | 0.36894 | 0.65923 | 0 | 0 | 0 | Fail RIM | Commercial | Solar Pool Heater | N | Healthcare | New | 1.2415 | 0.36413 | 3.4094 | 0 | 0 | 0 | Residential | 17 SEER Air Source Heat Pump | Y | Single Family | Turnover | 0.24321 | 0.36894 | 0.65923 | 0 | 0 | 0 | Fail TRC
[12 empty] | Residential | 17 SEER Air Source Heat Pump | Y | Multi-Family | Turnover | 0.1986 | 0.36894 | 0.53829 | 0 | 0 | 0 | Fail RIM | Commercial | Solar Pool Heater | N | Hospitals | New | 1.2415 | 0.36413 | 3.4094 | 0 | 0 | 0 | Residential | 17 SEER Air Source Heat Pump | Y | Multi-Family | Turnover | 0.1986 | 0.36894 | 0.53829 | 0 | 0 | 0 | Fail TRC
[12 empty] | Residential | 17 SEER Air Source Heat Pump | Y | Manufactured Home | Turnover | 0.24321 | 0.36894 | 0.65923 | 0 | 0 | 0 | Fail RIM | Commercial | Solar Pool Heater | N | Institutional | New | 1.2415 | 0.36413 | 3.4094 | 0 | 0 | 0 | Residential | 17 SEER Air Source Heat Pump | Y | Manufactured Home | Turnover | 0.24321 | 0.36894 | 0.65923 | 0 | 0 | 0 | Fail TRC
[12 empty] | Residential | 17 SEER Air Source Heat Pump | Y | Single Family | New | 0.24321 | 0.36894 | 0.65923 | 0 | 0 | 0 | Fail RIM | Commercial | Solar Pool Heater | N | Lodging/Hospitality | New | 1.2415 | 0.36413 | 3.4094 | 0 | 8.1761e-07 | 2.2382e-05 | Residential | 17 SEER Air Source Heat Pump | Y | Single Family | New | 0.24321 | 0.36894 | 0.65923 | 0 | 0 | 0 | Fail TRC
[12 empty] | Residential | 17 SEER Air Source Heat Pump | Y | Multi-Family | New | 0.1986 | 0.36894 | 0.53829 | 0 | 0 | 0 | Fail RIM | Commercial | Solar Pool Heater | N | Miscellaneous | New | 1.2415 | 0.36413 | 3.4094 | 0 | 0 | 0 | Residential | 17 SEER Air Source Heat Pump | Y | Multi-Family | New | 0.1986 | 0.36894 | 0.53829 | 0 | 0 | 0 | Fail TRC
[12 empty] | Residential | 17 SEER Air Source Heat Pump | Y | Manufactured Home | New | 0.24321 | 0.36894 | 0.65923 | 0 | 0 | 0 | Fail RIM | Commercial | Solar Pool Heater | N | Offices | New | 1.2415 | 0.36413 | 3.4094 | 0 | 0 | 0 | Residential | 17 SEER Air Source Heat Pump | Y | Manufactured Home | New | 0.24321 | 0.36894 | 0.65923 | 0 | 0 | 0 | Fail TRC
[12 empty] | Residential | 17 SEER Central AC | Y | Single Family | Turnover | 0.15133 | 0.42879 | 0.35292 | 0 | 0 | 0 | Fail RIM | Commercial | Solar Pool Heater | N | Restaurants | New | 1.2415 | 0.36413 | 3.4094 | 0 | 0 | 0 | Residential | 17 SEER Central AC | Y | Single Family | Turnover | 0.15133 | 0.42879 | 0.35292 | 0 | 0 | 0 | Fail TRC
[12 empty] | Residential | 17 SEER Central AC | Y | Multi-Family | Turnover | 0.15149 | 0.42879 | 0.35329 | 0 | 0 | 0 | Fail RIM | Commercial | Solar Pool Heater | N | Retail | New | 1.2415 | 0.36413 | 3.4094 | 0 | 0 | 0 | Residential | 17 SEER Central AC | Y | Multi-Family | Turnover | 0.15149 | 0.42879 | 0.35329 | 0 | 0 | 0 | Fail TRC
[12 empty] | Residential | 17 SEER Central AC | Y | Manufactured Home | Turnover | 0.15133 | 0.42879 | 0.35292 | 0 | 0 | 0 | Fail RIM | Commercial | Solar Pool Heater | N | Schools K-12 | New | 1.2415 | 0.36413 | 3.4094 | 0 | 0 | 0 | Residential | 17 SEER Central AC | Y | Manufactured Home | Turnover | 0.15133 | 0.42879 | 0.35292 | 0 | 0 | 0 | Fail TRC
[12 empty] | Residential | 17 SEER Central AC | Y | Single Family | New | 0.15133 | 0.42879 | 0.35292 | 0 | 0 | 0 | Fail RIM | Commercial | Solar Pool Heater | N | Warehouse | New | 1.2415 | 0.36413 | 3.4094 | 0 | 0 | 0 | Residential | 17 SEER Central AC | Y | Single Family | New | 0.15133 | 0.42879 | 0.35292 | 0 | 0 | 0 | Fail TRC
[12 empty] | Residential | 17 SEER Central AC | Y | Multi-Family | New | 0.15149 | 0.42879 | 0.35329 | 0 | 0 | 0 | Fail RIM | Commercial | Energy Star Uninterruptable Power Supply | N | Assembly | Turnover | 1.0714 | 0.34107 | 3.1412 | 0 | 0 | 0 | Residential | 17 SEER Central AC | Y | Multi-Family | New | 0.15149 | 0.42879 | 0.35329 | 0 | 0 | 0 | Fail TRC
[12 empty] | Residential | 17 SEER Central AC | Y | Manufactured Home | New | 0.15133 | 0.42879 | 0.35292 | 0 | 0 | 0 | Fail RIM | Commercial | Energy Star Uninterruptable Power Supply | N | College and University | Turnover | 1.0714 | 0.34107 | 3.1412 | 0.00046107 | 0.00046107 | 0.004039 | Residential | 17 SEER Central AC | Y | Manufactured Home | New | 0.15133 | 0.42879 | 0.35292 | 0 | 0 | 0 | Fail TRC
[12 empty] | Residential | 18 SEER Air Source Heat Pump | Y | Single Family | Turnover | 0.20795 | 0.36894 | 0.56365 | 0 | 0 | 0 | Fail RIM | Commercial | Energy Star Uninterruptable Power Supply | N | Grocery | Turnover | 1.0714 | 0.34107 | 3.1412 | 0 | 0 | 0 | Residential | 18 SEER Air Source Heat Pump | Y | Single Family | Turnover | 0.20795 | 0.36894 | 0.56365 | 0 | 0 | 0 | Fail TRC
[12 empty] | Residential | 18 SEER Air Source Heat Pump | Y | Multi-Family | Turnover | 0.15284 | 0.36894 | 0.41427 | 0 | 0 | 0 | Fail RIM | Commercial | Energy Star Uninterruptable Power Supply | N | Healthcare | Turnover | 1.0714 | 0.34107 | 3.1412 | 0.00019794 | 0.00019794 | 0.001734 | Residential | 18 SEER Air Source Heat Pump | Y | Multi-Family | Turnover | 0.15284 | 0.36894 | 0.41427 | 0 | 0 | 0 | Fail TRC
[12 empty] | Residential | 18 SEER Air Source Heat Pump | Y | Manufactured Home | Turnover | 0.20795 | 0.36894 | 0.56365 | 0 | 0 | 0 | Fail RIM | Commercial | Energy Star Uninterruptable Power Supply | N | Hospitals | Turnover | 1.0714 | 0.34107 | 3.1412 | 0.00023137 | 0.00023137 | 0.0020268 | Residential | 18 SEER Air Source Heat Pump | Y | Manufactured Home | Turnover | 0.20795 | 0.36894 | 0.56365 | 0 | 0 | 0 | Fail TRC
[12 empty] | Residential | 18 SEER Air Source Heat Pump | Y | Single Family | New | 0.20795 | 0.36894 | 0.56365 | 0 | 0 | 0 | Fail RIM | Commercial | Energy Star Uninterruptable Power Supply | N | Institutional | Turnover | 1.0714 | 0.34107 | 3.1412 | 0.0004604 | 0.0004604 | 0.0040331 | Residential | 18 SEER Air Source Heat Pump | Y | Single Family | New | 0.20795 | 0.36894 | 0.56365 | 0 | 0 | 0 | Fail TRC
[12 empty] | Residential | 18 SEER Air Source Heat Pump | Y | Multi-Family | New | 0.15284 | 0.36894 | 0.41427 | 0 | 0 | 0 | Fail RIM | Commercial | Energy Star Uninterruptable Power Supply | N | Lodging/Hospitality | Turnover | 1.0714 | 0.34107 | 3.1412 | 0.0009301 | 0.0009301 | 0.0081477 | Residential | 18 SEER Air Source Heat Pump | Y | Multi-Family | New | 0.15284 | 0.36894 | 0.41427 | 0 | 0 | 0 | Fail TRC
[12 empty] | Residential | 18 SEER Air Source Heat Pump | Y | Manufactured Home | New | 0.20795 | 0.36894 | 0.56365 | 0 | 0 | 0 | Fail RIM | Commercial | Energy Star Uninterruptable Power Supply | N | Miscellaneous | Turnover | 1.0714 | 0.34107 | 3.1412 | 8.6526e-05 | 8.6526e-05 | 0.00075797 | Residential | 18 SEER Air Source Heat Pump | Y | Manufactured Home | New | 0.20795 | 0.36894 | 0.56365 | 0 | 0 | 0 | Fail TRC
[12 empty] | Residential | 18 SEER Central AC | Y | Single Family | Turnover | 0.13436 | 0.42879 | 0.31334 | 0 | 0 | 0 | Fail RIM | Commercial | Energy Star Uninterruptable Power Supply | N | Offices | Turnover | 1.0714 | 0.34107 | 3.1412 | 0.0012579 | 0.0012579 | 0.011019 | Residential | 18 SEER Central AC | Y | Single Family | Turnover | 0.13436 | 0.42879 | 0.31334 | 0 | 0 | 0 | Fail TRC
[12 empty] | Residential | 18 SEER Central AC | Y | Multi-Family | Turnover | 0.12306 | 0.42879 | 0.287 | 0 | 0 | 0 | Fail RIM | Commercial | Energy Star Uninterruptable Power Supply | N | Restaurants | Turnover | 1.0714 | 0.34107 | 3.1412 | 0 | 0 | 0 | Residential | 18 SEER Central AC | Y | Multi-Family | Turnover | 0.12306 | 0.42879 | 0.287 | 0 | 0 | 0 | Fail TRC
[12 empty] | Residential | 18 SEER Central AC | Y | Manufactured Home | Turnover | 0.13436 | 0.42879 | 0.31334 | 0 | 0 | 0 | Fail RIM | Commercial | Energy Star Uninterruptable Power Supply | N | Retail | Turnover | 1.0714 | 0.34107 | 3.1412 | 0 | 0 | 0 | Residential | 18 SEER Central AC | Y | Manufactured Home | Turnover | 0.13436 | 0.42879 | 0.31334 | 0 | 0 | 0 | Fail TRC
[12 empty] | Residential | 18 SEER Central AC | Y | Single Family | New | 0.13436 | 0.42879 | 0.31334 | 0 | 0 | 0 | Fail RIM | Commercial | Energy Star Uninterruptable Power Supply | N | Schools K-12 | Turnover | 1.0714 | 0.34107 | 3.1412 | 0.00049854 | 0.00049854 | 0.0043672 | Residential | 18 SEER Central AC | Y | Single Family | New | 0.13436 | 0.42879 | 0.31334 | 0 | 0 | 0 | Fail TRC
[12 empty] | Residential | 18 SEER Central AC | Y | Multi-Family | New | 0.12306 | 0.42879 | 0.287 | 0 | 0 | 0 | Fail RIM | Commercial | Energy Star Uninterruptable Power Supply | N | Warehouse | Turnover | 1.0714 | 0.34107 | 3.1412 | 0 | 0 | 0 | Residential | 18 SEER Central AC | Y | Multi-Family | New | 0.12306 | 0.42879 | 0.287 | 0 | 0 | 0 | Fail TRC
[12 empty] | Residential | 18 SEER Central AC | Y | Manufactured Home | New | 0.13436 | 0.42879 | 0.31334 | 0 | 0 | 0 | Fail RIM | Commercial | Energy Star Uninterruptable Power Supply | N | Assembly | New | 1.0714 | 0.34107 | 3.1412 | 0 | 0 | 0 | Residential | 18 SEER Central AC | Y | Manufactured Home | New | 0.13436 | 0.42879 | 0.31334 | 0 | 0 | 0 | Fail TRC
[12 empty] | Residential | 21 SEER Air Source Heat Pump | Y | Single Family | Turnover | 0.18969 | 0.37051 | 0.51196 | 0 | 0 | 0 | Fail RIM | Commercial | Energy Star Uninterruptable Power Supply | N | College and University | New | 1.0714 | 0.34107 | 3.1412 | 3.4374e-06 | 3.4374e-06 | 3.0111e-05 | Residential | 21 SEER Air Source Heat Pump | Y | Single Family | Turnover | 0.18969 | 0.37051 | 0.51196 | 0 | 0 | 0 | Fail TRC
[12 empty] | Residential | 21 SEER Air Source Heat Pump | Y | Multi-Family | Turnover | 0.13206 | 0.37051 | 0.35642 | 0 | 0 | 0 | Fail RIM | Commercial | Energy Star Uninterruptable Power Supply | N | Grocery | New | 1.0714 | 0.34107 | 3.1412 | 0 | 0 | 0 | Residential | 21 SEER Air Source Heat Pump | Y | Multi-Family | Turnover | 0.13206 | 0.37051 | 0.35642 | 0 | 0 | 0 | Fail TRC
[12 empty] | Residential | 21 SEER Air Source Heat Pump | Y | Manufactured Home | Turnover | 0.18969 | 0.37051 | 0.51196 | 0 | 0 | 0 | Fail RIM | Commercial | Energy Star Uninterruptable Power Supply | N | Healthcare | New | 1.0714 | 0.34107 | 3.1412 | 1.7775e-06 | 1.7775e-06 | 1.5571e-05 | Residential | 21 SEER Air Source Heat Pump | Y | Manufactured Home | Turnover | 0.18969 | 0.37051 | 0.51196 | 0 | 0 | 0 | Fail TRC
[12 empty] | Residential | 21 SEER Air Source Heat Pump | Y | Single Family | New | 0.18969 | 0.37051 | 0.51196 | 0 | 0 | 0 | Fail RIM | Commercial | Energy Star Uninterruptable Power Supply | N | Hospitals | New | 1.0714 | 0.34107 | 3.1412 | 2.0777e-06 | 2.0777e-06 | 1.8201e-05 | Residential | 21 SEER Air Source Heat Pump | Y | Single Family | New | 0.18969 | 0.37051 | 0.51196 | 0 | 0 | 0 | Fail TRC
[12 empty] | Residential | 21 SEER Air Source Heat Pump | Y | Multi-Family | New | 0.13206 | 0.37051 | 0.35642 | 0 | 0 | 0 | Fail RIM | Commercial | Energy Star Uninterruptable Power Supply | N | Institutional | New | 1.0714 | 0.34107 | 3.1412 | 4.0874e-06 | 4.0874e-06 | 3.5806e-05 | Residential | 21 SEER Air Source Heat Pump | Y | Multi-Family | New | 0.13206 | 0.37051 | 0.35642 | 0 | 0 | 0 | Fail TRC
[12 empty] | Residential | 21 SEER Air Source Heat Pump | Y | Manufactured Home | New | 0.18969 | 0.37051 | 0.51196 | 0 | 0 | 0 | Fail RIM | Commercial | Energy Star Uninterruptable Power Supply | N | Lodging/Hospitality | New | 1.0714 | 0.34107 | 3.1412 | 2.2286e-05 | 2.2286e-05 | 0.00019522 | Residential | 21 SEER Air Source Heat Pump | Y | Manufactured Home | New | 0.18969 | 0.37051 | 0.51196 | 0 | 0 | 0 | Fail TRC
[12 empty] | Residential | 21 SEER ASHP from base electric resistance heating | Y | Single Family | Turnover | 0.56552 | 0.32235 | 1.7544 | 0 | 0 | 0 | Fail RIM | Commercial | Energy Star Uninterruptable Power Supply | N | Miscellaneous | New | 1.0714 | 0.34107 | 3.1412 | 0 | 0 | 0 | Residential | 21 SEER ASHP from base electric resistance heating | Y | Single Family | Turnover | 0.56552 | 0.32235 | 1.7544 | 0 | 0 | 0 | Fail TRC
[12 empty] | Residential | 21 SEER ASHP from base electric resistance heating | Y | Multi-Family | Turnover | 0.40479 | 0.32235 | 1.2557 | 0 | 0 | 0 | Fail RIM | Commercial | Energy Star Uninterruptable Power Supply | N | Offices | New | 1.0714 | 0.34107 | 3.1412 | 2.384e-05 | 2.384e-05 | 0.00020883 | Residential | 21 SEER ASHP from base electric resistance heating | Y | Multi-Family | Turnover | 0.40479 | 0.32235 | 1.2557 | 0 | 0 | 0 | Fail TRC
[12 empty] | Residential | 21 SEER ASHP from base electric resistance heating | Y | Manufactured Home | Turnover | 0.56552 | 0.32235 | 1.7544 | 0 | 0 | 0 | Fail RIM | Commercial | Energy Star Uninterruptable Power Supply | N | Restaurants | New | 1.0714 | 0.34107 | 3.1412 | 0 | 0 | 0 | Residential | 21 SEER ASHP from base electric resistance heating | Y | Manufactured Home | Turnover | 0.56552 | 0.32235 | 1.7544 | 0 | 0 | 0 | Fail TRC
[12 empty] | Residential | 21 SEER ASHP from base electric resistance heating | Y | Single Family | New | 0.56552 | 0.32235 | 1.7544 | 0 | 0 | 0 | Fail RIM | Commercial | Energy Star Uninterruptable Power Supply | N | Retail | New | 1.0714 | 0.34107 | 3.1412 | 0 | 0 | 0 | Residential | 21 SEER ASHP from base electric resistance heating | Y | Single Family | New | 0.56552 | 0.32235 | 1.7544 | 0 | 0 | 0 | Fail TRC
[12 empty] | Residential | 21 SEER ASHP from base electric resistance heating | Y | Multi-Family | New | 0.40479 | 0.32235 | 1.2557 | 0 | 0 | 0 | Fail RIM | Commercial | Energy Star Uninterruptable Power Supply | N | Schools K-12 | New | 1.0714 | 0.34107 | 3.1412 | 3.7167e-06 | 3.7167e-06 | 3.2558e-05 | Residential | 21 SEER ASHP from base electric resistance heating | Y | Multi-Family | New | 0.40479 | 0.32235 | 1.2557 | 0 | 0 | 0 | Fail TRC
[12 empty] | Residential | 21 SEER ASHP from base electric resistance heating | Y | Manufactured Home | New | 0.21286 | 0.32235 | 0.66034 | 0 | 0 | 0 | Fail RIM | Commercial | Energy Star Uninterruptable Power Supply | N | Warehouse | New | 1.0714 | 0.34107 | 3.1412 | 0 | 0 | 0 | Residential | 21 SEER ASHP from base electric resistance heating | Y | Manufactured Home | New | 0.21286 | 0.32235 | 0.66034 | 0 | 0 | 0 | Fail TRC
[12 empty] | Residential | 21 SEER Central AC | Y | Single Family | Turnover | 0.12933 | 0.42879 | 0.30161 | 0 | 0 | 0 | Fail RIM | Commercial | Ceiling Insulation(R2 to R38) | N | Assembly | Existing | 1.245 | 0.32445 | 3.8374 | 0 | 0 | 0 | Residential | 21 SEER Central AC | Y | Single Family | Turnover | 0.12933 | 0.42879 | 0.30161 | 0 | 0 | 0 | Fail TRC
[12 empty] | Residential | 21 SEER Central AC | Y | Multi-Family | Turnover | 0.10619 | 0.42879 | 0.24766 | 0 | 0 | 0 | Fail RIM | Commercial | Ceiling Insulation(R2 to R38) | N | College and University | Existing | 1.5638 | 0.39962 | 3.9131 | 0 | 0 | 0 | Residential | 21 SEER Central AC | Y | Multi-Family | Turnover | 0.10619 | 0.42879 | 0.24766 | 0 | 0 | 0 | Fail TRC
[12 empty] | Residential | 21 SEER Central AC | Y | Manufactured Home | Turnover | 0.12933 | 0.42879 | 0.30161 | 0 | 0 | 0 | Fail RIM | Commercial | Ceiling Insulation(R2 to R38) | N | Grocery | Existing | 1.3816 | 0.35675 | 3.8728 | 0 | 0 | 0 | Residential | 21 SEER Central AC | Y | Manufactured Home | Turnover | 0.12933 | 0.42879 | 0.30161 | 0 | 0 | 0 | Fail TRC
[12 empty] | Residential | 21 SEER Central AC | Y | Single Family | New | 0.12933 | 0.42879 | 0.30161 | 0 | 0 | 0 | Fail RIM | Commercial | Ceiling Insulation(R2 to R38) | N | Healthcare | Existing | 1.245 | 0.32445 | 3.8374 | 0.0025562 | 0.018938 | 0.16973 | Residential | 21 SEER Central AC | Y | Single Family | New | 0.12933 | 0.42879 | 0.30161 | 0 | 0 | 0 | Fail TRC
[12 empty] | Residential | 21 SEER Central AC | Y | Multi-Family | New | 0.10619 | 0.42879 | 0.24766 | 0 | 0 | 0 | Fail RIM | Commercial | Ceiling Insulation(R2 to R38) | N | Hospitals | Existing | 1.5638 | 0.39962 | 3.9131 | 0 | 0 | 0 | Residential | 21 SEER Central AC | Y | Multi-Family | New | 0.10619 | 0.42879 | 0.24766 | 0 | 0 | 0 | Fail TRC
[12 empty] | Residential | 21 SEER Central AC | Y | Manufactured Home | New | 0.12933 | 0.42879 | 0.30161 | 0 | 0 | 0 | Fail RIM | Commercial | Ceiling Insulation(R2 to R38) | N | Institutional | Existing | 1.245 | 0.32445 | 3.8374 | 0 | 0 | 0 | Residential | 21 SEER Central AC | Y | Manufactured Home | New | 0.12933 | 0.42879 | 0.30161 | 0 | 0 | 0 | Fail TRC
[12 empty] | Residential | Energy Star Room AC | N | Single Family | Turnover | 3.0986 | 0.43811 | 7.0725 | 0 | 0 | 0 | Fail RIM | Commercial | Ceiling Insulation(R2 to R38) | N | Lodging/Hospitality | Existing | 1.5638 | 0.39962 | 3.9131 | 0 | 0 | 0 | Residential | Energy Star Room AC | N | Single Family | Turnover | 3.0986 | 0.43811 | 7.0725 | 0 | 0 | 0 | Fail 2-year Threshold
[12 empty] | Residential | Energy Star Room AC | N | Multi-Family | Turnover | 3.0986 | 0.43811 | 7.0725 | 0 | 0 | 0 | Fail RIM | Commercial | Ceiling Insulation(R2 to R38) | N | Miscellaneous | Existing | 1.245 | 0.32445 | 3.8374 | 0 | 0 | 0 | Residential | Energy Star Room AC | N | Multi-Family | Turnover | 3.0986 | 0.43811 | 7.0725 | 0 | 0 | 0 | Fail 2-year Threshold
[12 empty] | Residential | Energy Star Room AC | N | Manufactured Home | Turnover | 3.0986 | 0.43811 | 7.0725 | 0 | 0 | 0 | Fail RIM | Commercial | Ceiling Insulation(R2 to R38) | N | Offices | Existing | 1.245 | 0.32445 | 3.8374 | 0.0018989 | 0.064704 | 0.23834 | Residential | Energy Star Room AC | N | Manufactured Home | Turnover | 3.0986 | 0.43811 | 7.0725 | 0 | 0 | 0 | Fail 2-year Threshold
[12 empty] | Residential | Energy Star Room AC | N | Single Family | New | 3.0986 | 0.43811 | 7.0725 | 0 | 0 | 0 | Fail RIM | Commercial | Ceiling Insulation(R2 to R38) | N | Restaurants | Existing | 1.3816 | 0.35675 | 3.8728 | 0 | 0 | 0 | Residential | Energy Star Room AC | N | Single Family | New | 3.0986 | 0.43811 | 7.0725 | 0 | 0 | 0 | Fail 2-year Threshold
[12 empty] | Residential | Energy Star Room AC | N | Multi-Family | New | 3.0986 | 0.43811 | 7.0725 | 0 | 0 | 0 | Fail RIM | Commercial | Ceiling Insulation(R2 to R38) | N | Retail | Existing | 1.3816 | 0.35675 | 3.8728 | 0 | 0 | 0 | Residential | Energy Star Room AC | N | Multi-Family | New | 3.0986 | 0.43811 | 7.0725 | 0 | 0 | 0 | Fail 2-year Threshold
[12 empty] | Residential | Energy Star Room AC | N | Manufactured Home | New | 3.0986 | 0.43811 | 7.0725 | 0 | 0 | 0 | Fail RIM | Commercial | Ceiling Insulation(R2 to R38) | N | Schools K-12 | Existing | 1.245 | 0.32445 | 3.8374 | 0 | 0 | 0 | Residential | Energy Star Room AC | N | Manufactured Home | New | 3.0986 | 0.43811 | 7.0725 | 0 | 0 | 0 | Fail 2-year Threshold
[12 empty] | Residential | Ground Source Heat Pump | N | Single Family | Turnover | 0.072017 | 0.34311 | 0.2099 | 0 | 0 | 0 | Fail RIM | Commercial | Ceiling Insulation(R2 to R38) | N | Assembly | New | 1.2259 | 0.32445 | 3.7785 | 0 | 0 | 0 | Residential | Ground Source Heat Pump | N | Single Family | Turnover | 0.072017 | 0.34311 | 0.2099 | 0 | 0 | 0 | Fail TRC
[12 empty] | Residential | Ground Source Heat Pump | N | Multi-Family | Turnover | 0.076178 | 0.34311 | 0.22202 | 0 | 0 | 0 | Fail RIM | Commercial | Ceiling Insulation(R2 to R38) | N | College and University | New | 1.5398 | 0.39962 | 3.853 | 0 | 0 | 0 | Residential | Ground Source Heat Pump | N | Multi-Family | Turnover | 0.076178 | 0.34311 | 0.22202 | 0 | 0 | 0 | Fail TRC
[12 empty] | Residential | Ground Source Heat Pump | N | Manufactured Home | Turnover | 0.072017 | 0.34311 | 0.2099 | 0 | 0 | 0 | Fail RIM | Commercial | Ceiling Insulation(R2 to R38) | N | Grocery | New | 1.3604 | 0.35675 | 3.8134 | 0 | 0 | 0 | Residential | Ground Source Heat Pump | N | Manufactured Home | Turnover | 0.072017 | 0.34311 | 0.2099 | 0 | 0 | 0 | Fail TRC
[12 empty] | Residential | Ground Source Heat Pump | N | Single Family | New | 0.072017 | 0.34311 | 0.2099 | 0 | 0 | 0 | Fail RIM | Commercial | Ceiling Insulation(R2 to R38) | N | Healthcare | New | 1.2259 | 0.32445 | 3.7785 | 0 | 0 | 0 | Residential | Ground Source Heat Pump | N | Single Family | New | 0.072017 | 0.34311 | 0.2099 | 0 | 0 | 0 | Fail TRC
[12 empty] | Residential | Ground Source Heat Pump | N | Multi-Family | New | 0.076178 | 0.34311 | 0.22202 | 0 | 0 | 0 | Fail RIM | Commercial | Ceiling Insulation(R2 to R38) | N | Hospitals | New | 1.5398 | 0.39962 | 3.853 | 0 | 0 | 0 | Residential | Ground Source Heat Pump | N | Multi-Family | New | 0.076178 | 0.34311 | 0.22202 | 0 | 0 | 0 | Fail TRC
[12 empty] | Residential | Ground Source Heat Pump | N | Manufactured Home | New | 0.072017 | 0.34311 | 0.2099 | 0 | 0 | 0 | Fail RIM | Commercial | Ceiling Insulation(R2 to R38) | N | Institutional | New | 1.2259 | 0.32445 | 3.7785 | 0 | 0 | 0 | Residential | Ground Source Heat Pump | N | Manufactured Home | New | 0.072017 | 0.34311 | 0.2099 | 0 | 0 | 0 | Fail TRC
[12 empty] | Residential | Variable Refrigerant Flow (VRF) HVAC Systems | N | Single Family | Turnover | 0.18885 | 0.31546 | 0.59864 | 0 | 0 | 0 | Fail RIM | Commercial | Ceiling Insulation(R2 to R38) | N | Lodging/Hospitality | New | 1.5398 | 0.39962 | 3.853 | 0 | 0 | 0 | Residential | Variable Refrigerant Flow (VRF) HVAC Systems | N | Single Family | Turnover | 0.18885 | 0.31546 | 0.59864 | 0 | 0 | 0 | Fail TRC
[12 empty] | Residential | Variable Refrigerant Flow (VRF) HVAC Systems | N | Multi-Family | Turnover | 0.15262 | 0.31546 | 0.48379 | 0 | 0 | 0 | Fail RIM | Commercial | Ceiling Insulation(R2 to R38) | N | Miscellaneous | New | 1.2259 | 0.32445 | 3.7785 | 0 | 0 | 0 | Residential | Variable Refrigerant Flow (VRF) HVAC Systems | N | Multi-Family | Turnover | 0.15262 | 0.31546 | 0.48379 | 0 | 0 | 0 | Fail TRC
[12 empty] | Residential | Variable Refrigerant Flow (VRF) HVAC Systems | N | Manufactured Home | Turnover | 0.18885 | 0.31546 | 0.59864 | 0 | 0 | 0 | Fail RIM | Commercial | Ceiling Insulation(R2 to R38) | N | Offices | New | 1.2259 | 0.32445 | 3.7785 | 0 | 0 | 0 | Residential | Variable Refrigerant Flow (VRF) HVAC Systems | N | Manufactured Home | Turnover | 0.18885 | 0.31546 | 0.59864 | 0 | 0 | 0 | Fail TRC
[12 empty] | Residential | Variable Refrigerant Flow (VRF) HVAC Systems | N | Single Family | New | 0.23972 | 0.31546 | 0.7599 | 0 | 0 | 0 | Fail RIM | Commercial | Ceiling Insulation(R2 to R38) | N | Restaurants | New | 1.3604 | 0.35675 | 3.8134 | 0 | 0 | 0 | Residential | Variable Refrigerant Flow (VRF) HVAC Systems | N | Single Family | New | 0.23972 | 0.31546 | 0.7599 | 0 | 0 | 0 | Fail TRC
[12 empty] | Residential | Variable Refrigerant Flow (VRF) HVAC Systems | N | Multi-Family | New | 0.20547 | 0.31546 | 0.65134 | 0 | 0 | 0 | Fail RIM | Commercial | Ceiling Insulation(R2 to R38) | N | Retail | New | 1.3604 | 0.35675 | 3.8134 | 0 | 0 | 0 | Residential | Variable Refrigerant Flow (VRF) HVAC Systems | N | Multi-Family | New | 0.20547 | 0.31546 | 0.65134 | 0 | 0 | 0 | Fail TRC
[12 empty] | Residential | Variable Refrigerant Flow (VRF) HVAC Systems | N | Manufactured Home | New | 0.23972 | 0.31546 | 0.7599 | 0 | 0 | 0 | Fail RIM | Commercial | Ceiling Insulation(R2 to R38) | N | Schools K-12 | New | 1.2259 | 0.32445 | 3.7785 | 0 | 0 | 0 | Residential | Variable Refrigerant Flow (VRF) HVAC Systems | N | Manufactured Home | New | 0.23972 | 0.31546 | 0.7599 | 0 | 0 | 0 | Fail TRC
[12 empty] | Residential | CFL - 15W Flood (Exterior) | N | Single Family | Turnover | 2.7816 | 0.29236 | 9.5142 | 0 | 0 | 0 | Fail RIM | Commercial | Duct Sealing Repair | N | Assembly | Existing | 1.1278 | 0.35058 | 3.2169 | 0 | 0 | 0 | Residential | CFL - 15W Flood (Exterior) | N | Single Family | Turnover | 2.7816 | 0.29236 | 9.5142 | 0 | 0 | 0 | Fail 2-year Threshold
[12 empty] | Residential | CFL - 15W Flood (Exterior) | N | Multi-Family | Turnover | 2.7816 | 0.29236 | 9.5142 | 0 | 0 | 0 | Fail RIM | Commercial | Duct Sealing Repair | N | College and University | Existing | 1.7091 | 0.35058 | 4.8751 | 0 | 0 | 0 | Residential | CFL - 15W Flood (Exterior) | N | Multi-Family | Turnover | 2.7816 | 0.29236 | 9.5142 | 0 | 0 | 0 | Fail 2-year Threshold
[12 empty] | Residential | CFL - 15W Flood (Exterior) | N | Manufactured Home | Turnover | 2.7816 | 0.29236 | 9.5142 | 0 | 0 | 0 | Fail RIM | Commercial | Duct Sealing Repair | N | Schools K-12 | Existing | 1.7091 | 0.35058 | 4.8751 | 0 | 0 | 0 | Residential | CFL - 15W Flood (Exterior) | N | Manufactured Home | Turnover | 2.7816 | 0.29236 | 9.5142 | 0 | 0 | 0 | Fail 2-year Threshold
[12 empty] | Residential | CFL - 15W Flood (Exterior) | N | Single Family | New | 2.7816 | 0.29236 | 9.5142 | 0 | 0 | 0 | Fail RIM | Commercial | Duct Sealing Repair | N | Assembly | New | 1.1278 | 0.35058 | 3.2169 | 0 | 0 | 0 | Residential | CFL - 15W Flood (Exterior) | N | Single Family | New | 2.7816 | 0.29236 | 9.5142 | 0 | 0 | 0 | Fail 2-year Threshold
[12 empty] | Residential | CFL - 15W Flood (Exterior) | N | Multi-Family | New | 2.7816 | 0.29236 | 9.5142 | 0 | 0 | 0 | Fail RIM | Commercial | Duct Sealing Repair | N | College and University | New | 1.7091 | 0.35058 | 4.8751 | 0 | 0 | 0 | Residential | CFL - 15W Flood (Exterior) | N | Multi-Family | New | 2.7816 | 0.29236 | 9.5142 | 0 | 0 | 0 | Fail 2-year Threshold
[12 empty] | Residential | CFL - 15W Flood (Exterior) | N | Manufactured Home | New | 2.7816 | 0.29236 | 9.5142 | 0 | 0 | 0 | Fail RIM | Commercial | Duct Sealing Repair | N | Schools K-12 | New | 1.7091 | 0.35058 | 4.8751 | 0 | 0 | 0 | Residential | CFL - 15W Flood (Exterior) | N | Manufactured Home | New | 2.7816 | 0.29236 | 9.5142 | 0 | 0 | 0 | Fail 2-year Threshold
[12 empty] | Residential | CFL - 15W Flood | N | Single Family | Turnover | 0.30453 | 0.31903 | 0.95456 | 0 | 0 | 0 | Fail RIM | Commercial | ECM Motors on Furnaces | N | Grocery | Existing | 1.0083 | 0.31053 | 3.2469 | 0 | 3.3613e-06 | 2.9445e-05 | Residential | CFL - 15W Flood | N | Single Family | Turnover | 0.30453 | 0.31903 | 0.95456 | 0 | 0 | 0 | Fail TRC
[12 empty] | Residential | CFL - 15W Flood | N | Multi-Family | Turnover | 0.30453 | 0.31903 | 0.95456 | 0 | 0 | 0 | Fail RIM | Commercial | ECM Motors on Furnaces | N | Hospitals | Existing | 1.0632 | 0.31569 | 3.3677 | 0 | 2.4618e-06 | 1.6133e-05 | Residential | CFL - 15W Flood | N | Multi-Family | Turnover | 0.30453 | 0.31903 | 0.95456 | 0 | 0 | 0 | Fail TRC
[12 empty] | Residential | CFL - 15W Flood | N | Manufactured Home | Turnover | 0.30453 | 0.31903 | 0.95456 | 0 | 0 | 0 | Fail RIM | Commercial | ECM Motors on Furnaces | N | Retail | Existing | 1.3553 | 0.31053 | 4.3644 | 0 | 9.1219e-06 | 7.9908e-05 | Residential | CFL - 15W Flood | N | Manufactured Home | Turnover | 0.30453 | 0.31903 | 0.95456 | 0 | 0 | 0 | Fail TRC
[12 empty] | Residential | CFL - 15W Flood | N | Single Family | New | 0.30453 | 0.31903 | 0.95456 | 0 | 0 | 0 | Fail RIM | Commercial | ECM Motors on Furnaces | N | Schools K-12 | Existing | 1.2052 | 0.30001 | 4.0171 | 0 | 0 | 0 | Residential | CFL - 15W Flood | N | Single Family | New | 0.30453 | 0.31903 | 0.95456 | 0 | 0 | 0 | Fail TRC
[12 empty] | Residential | CFL - 15W Flood | N | Multi-Family | New | 0.30453 | 0.31903 | 0.95456 | 0 | 0 | 0 | Fail RIM | Commercial | ECM Motors on Furnaces | N | Grocery | New | 1.0083 | 0.31053 | 3.2469 | 0 | 4.2203e-08 | 3.697e-07 | Residential | CFL - 15W Flood | N | Multi-Family | New | 0.30453 | 0.31903 | 0.95456 | 0 | 0 | 0 | Fail TRC
[12 empty] | Residential | CFL - 15W Flood | N | Manufactured Home | New | 0.30453 | 0.31903 | 0.95456 | 0 | 0 | 0 | Fail RIM | Commercial | ECM Motors on Furnaces | N | Hospitals | New | 1.0632 | 0.31569 | 3.3677 | 0 | 2.2106e-08 | 1.4487e-07 | Residential | CFL - 15W Flood | N | Manufactured Home | New | 0.30453 | 0.31903 | 0.95456 | 0 | 0 | 0 | Fail TRC
[12 empty] | Residential | CFL-13W | N | Single Family | Turnover | 1.0048 | 0.31903 | 3.1497 | 0 | 0 | 0 | Fail RIM | Commercial | ECM Motors on Furnaces | N | Retail | New | 1.3553 | 0.31053 | 4.3644 | 0 | 8.8419e-08 | 7.7455e-07 | Residential | CFL-23W | N | Single Family | Turnover | 2.1846 | 0.31903 | 6.8478 | 0 | 0 | 0 | Fail 2-year Threshold
[12 empty] | Residential | CFL-13W | N | Multi-Family | Turnover | 1.0048 | 0.31903 | 3.1497 | 0 | 0 | 0 | Fail RIM | Commercial | ECM Motors on Furnaces | N | Schools K-12 | New | 1.2052 | 0.30001 | 4.0171 | 0 | 0 | 0 | Residential | CFL-23W | N | Multi-Family | Turnover | 2.1846 | 0.31903 | 6.8478 | 0 | 0 | 0 | Fail 2-year Threshold
[12 empty] | Residential | CFL-13W | N | Manufactured Home | Turnover | 1.0048 | 0.31903 | 3.1497 | 0 | 0 | 0 | Fail RIM | Commercial | Facility Energy Management System | N | Lodging/Hospitality | Existing | 1.2793 | 0.37315 | 3.4283 | 0.0016935 | 0.00042657 | 0.0073782 | Residential | CFL-23W | N | Manufactured Home | Turnover | 2.1846 | 0.31903 | 6.8478 | 0 | 0 | 0 | Fail 2-year Threshold
[12 empty] | Residential | CFL-13W | N | Single Family | New | 1.0048 | 0.31903 | 3.1497 | 0 | 0 | 0 | Fail RIM | Commercial | Facility Energy Management System | N | Miscellaneous | Existing | 1.6918 | 0.36353 | 4.6537 | 0.0437 | 0.0033086 | 0.22658 | Residential | CFL-23W | N | Single Family | New | 2.1846 | 0.31903 | 6.8478 | 0 | 0 | 0 | Fail 2-year Threshold
[12 empty] | Residential | CFL-13W | N | Multi-Family | New | 1.0048 | 0.31903 | 3.1497 | 0 | 0 | 0 | Fail RIM | Commercial | Facility Energy Management System | N | Retail | Existing | 1.0391 | 0.37315 | 2.7845 | 0.063515 | 0.01953 | 0.25541 | Residential | CFL-23W | N | Multi-Family | New | 2.1846 | 0.31903 | 6.8478 | 0 | 0 | 0 | Fail 2-year Threshold
[12 empty] | Residential | CFL-13W | N | Manufactured Home | New | 1.0048 | 0.31903 | 3.1497 | 0 | 0 | 0 | Fail RIM | Commercial | Facility Energy Management System | N | Lodging/Hospitality | New | 1.2793 | 0.37315 | 3.4283 | 0.00024209 | 6.0981e-05 | 0.0010548 | Residential | CFL-23W | N | Manufactured Home | New | 2.1846 | 0.31903 | 6.8478 | 0 | 0 | 0 | Fail 2-year Threshold
[12 empty] | Residential | CFL-23W | N | Single Family | Turnover | 2.1846 | 0.31903 | 6.8478 | 0 | 0 | 0 | Fail RIM | Commercial | Facility Energy Management System | N | Miscellaneous | New | 1.6918 | 0.36353 | 4.6537 | 0 | 0 | 0 | Residential | LED - 14W | N | Single Family | Turnover | 2.7019 | 0.31764 | 8.5064 | 0 | 0 | 0 | Fail 2-year Threshold
[12 empty] | Residential | CFL-23W | N | Multi-Family | Turnover | 2.1846 | 0.31903 | 6.8478 | 0 | 0 | 0 | Fail RIM | Commercial | Facility Energy Management System | N | Retail | New | 1.0391 | 0.37315 | 2.7845 | 0.0006122 | 0.00018824 | 0.0024618 | Residential | LED - 14W | N | Multi-Family | Turnover | 2.7019 | 0.31764 | 8.5064 | 0 | 0 | 0 | Fail 2-year Threshold
[12 empty] | Residential | CFL-23W | N | Manufactured Home | Turnover | 2.1846 | 0.31903 | 6.8478 | 0 | 0 | 0 | Fail RIM | Commercial | Smart Thermostat | N | Miscellaneous | Existing | 1.0599 | 0.31235 | 3.3932 | 0.00082458 | -0.0047982 | 0.098647 | Residential | LED - 14W | N | Manufactured Home | Turnover | 2.7019 | 0.31764 | 8.5064 | 0 | 0 | 0 | Fail 2-year Threshold
[12 empty] | Residential | CFL-23W | N | Single Family | New | 2.1846 | 0.31903 | 6.8478 | 0 | 0 | 0 | Fail RIM | Commercial | Smart Thermostat | N | Miscellaneous | New | 1.0599 | 0.31235 | 3.3932 | 0 | 0 | 0 | Residential | LED - 14W | N | Single Family | New | 2.7019 | 0.31764 | 8.5064 | 0 | 0 | 0 | Fail 2-year Threshold
[12 empty] | Residential | CFL-23W | N | Multi-Family | New | 2.1846 | 0.31903 | 6.8478 | 0 | 0 | 0 | Fail RIM | Commercial | Wall Insulation | N | College and University | Existing | 1.1211 | 0.39962 | 2.8053 | 0 | 0 | 0 | Residential | LED - 14W | N | Multi-Family | New | 2.7019 | 0.31764 | 8.5064 | 0 | 0 | 0 | Fail 2-year Threshold
[12 empty] | Residential | CFL-23W | N | Manufactured Home | New | 2.1846 | 0.31903 | 6.8478 | 0 | 0 | 0 | Fail RIM | Commercial | Wall Insulation | N | Grocery | Existing | 1.005 | 0.35675 | 2.817 | 0 | 0 | 0 | Residential | LED - 14W | N | Manufactured Home | New | 2.7019 | 0.31764 | 8.5064 | 0 | 0 | 0 | Fail 2-year Threshold
[12 empty] | Residential | LED - 14W | N | Single Family | Turnover | 2.7019 | 0.31764 | 8.5064 | 0 | 0 | 0 | Fail RIM | Commercial | Wall Insulation | N | Hospitals | Existing | 1.1375 | 0.39962 | 2.8463 | 0 | 0 | 0 | Residential | LED - 9W Flood (Exterior) | N | Single Family | Turnover | 4.6582 | 0.29132 | 15.9902 | 0 | 0 | 0 | Fail 2-year Threshold
[12 empty] | Residential | LED - 14W | N | Multi-Family | Turnover | 2.7019 | 0.31764 | 8.5064 | 0 | 0 | 0 | Fail RIM | Commercial | Wall Insulation | N | Lodging/Hospitality | Existing | 1.1211 | 0.39962 | 2.8053 | 0 | 0 | 0 | Residential | LED - 9W Flood (Exterior) | N | Multi-Family | Turnover | 4.6582 | 0.29132 | 15.9902 | 0 | 0 | 0 | Fail 2-year Threshold
[12 empty] | Residential | LED - 14W | N | Manufactured Home | Turnover | 2.7019 | 0.31764 | 8.5064 | 0 | 0 | 0 | Fail RIM | Commercial | Wall Insulation | N | Restaurants | Existing | 1.0198 | 0.35675 | 2.8586 | 0 | 0 | 0 | Residential | LED - 9W Flood (Exterior) | N | Manufactured Home | Turnover | 4.6582 | 0.29132 | 15.9902 | 0 | 0 | 0 | Fail 2-year Threshold
[12 empty] | Residential | LED - 14W | N | Single Family | New | 2.7019 | 0.31764 | 8.5064 | 0 | 0 | 0 | Fail RIM | Commercial | Wall Insulation | N | Retail | Existing | 1.005 | 0.35675 | 2.817 | 0.042427 | 0.0072803 | 0.2235 | Residential | LED - 9W Flood (Exterior) | N | Single Family | New | 4.6582 | 0.29132 | 15.9902 | 0 | 0 | 0 | Fail 2-year Threshold
[12 empty] | Residential | LED - 14W | N | Multi-Family | New | 2.7019 | 0.31764 | 8.5064 | 0 | 0 | 0 | Fail RIM | Commercial | Interior Lighting Controls | N | College and University | Existing | 1.0006 | 0.3302 | 3.0304 | 0 | 0 | 0.084517 | Residential | LED - 9W Flood (Exterior) | N | Multi-Family | New | 4.6582 | 0.29132 | 15.9902 | 0 | 0 | 0 | Fail 2-year Threshold
[12 empty] | Residential | LED - 14W | N | Manufactured Home | New | 2.7019 | 0.31764 | 8.5064 | 0 | 0 | 0 | Fail RIM | Commercial | Interior Lighting Controls | N | Miscellaneous | Existing | 1.0006 | 0.3302 | 3.0304 | 0 | 0 | 0.18002 | Residential | LED - 9W Flood (Exterior) | N | Manufactured Home | New | 4.6582 | 0.29132 | 15.9902 | 0 | 0 | 0 | Fail 2-year Threshold
[12 empty] | Residential | LED - 9W Flood (Exterior) | N | Single Family | Turnover | 4.6582 | 0.29132 | 15.9902 | 0 | 0 | 0 | Fail RIM | Commercial | Interior Lighting Controls | N | College and University | New | 1.0006 | 0.3302 | 3.0304 | 0 | 0 | 0.00063009 | Residential | LED - 9W | N | Single Family | Turnover | 2.3811 | 0.31764 | 7.4962 | 0 | 0 | 0 | Fail 2-year Threshold
[12 empty] | Residential | LED - 9W Flood (Exterior) | N | Multi-Family | Turnover | 4.6582 | 0.29132 | 15.9902 | 0 | 0 | 0 | Fail RIM | Commercial | Interior Lighting Controls | N | Miscellaneous | New | 1.0006 | 0.3302 | 3.0304 | 0 | 0 | 0 | Residential | LED - 9W | N | Multi-Family | Turnover | 2.3811 | 0.31764 | 7.4962 | 0 | 0 | 0 | Fail 2-year Threshold
[12 empty] | Residential | LED - 9W Flood (Exterior) | N | Manufactured Home | Turnover | 4.6582 | 0.29132 | 15.9902 | 0 | 0 | 0 | Fail RIM | Commercial | VSD Controlled Compressor | N | Assembly | Existing | 1.3266 | 0.3408 | 3.8926 | 0.0004557 | 0.00021328 | 0.0030222 | Residential | LED - 9W | N | Manufactured Home | Turnover | 2.3811 | 0.31764 | 7.4962 | 0 | 0 | 0 | Fail 2-year Threshold
[12 empty] | Residential | LED - 9W Flood (Exterior) | N | Single Family | New | 4.6582 | 0.29132 | 15.9902 | 0 | 0 | 0 | Fail RIM | Commercial | VSD Controlled Compressor | N | College and University | Existing | 1.3352 | 0.34337 | 3.8885 | 0.0012686 | 0.0010626 | 0.0097841 | Residential | LED - 9W | N | Single Family | New | 2.3811 | 0.31764 | 7.4962 | 0 | 0 | 0 | Fail 2-year Threshold
[12 empty] | Residential | LED - 9W Flood (Exterior) | N | Multi-Family | New | 4.6582 | 0.29132 | 15.9902 | 0 | 0 | 0 | Fail RIM | Commercial | VSD Controlled Compressor | N | Grocery | Existing | 1.3266 | 0.3408 | 3.8926 | 0.0023079 | 0.0010802 | 0.015306 | Residential | LED - 9W | N | Multi-Family | New | 2.3811 | 0.31764 | 7.4962 | 0 | 0 | 0 | Fail 2-year Threshold
[12 empty] | Residential | LED - 9W Flood (Exterior) | N | Manufactured Home | New | 4.6582 | 0.29132 | 15.9902 | 0 | 0 | 0 | Fail RIM | Commercial | VSD Controlled Compressor | N | Healthcare | Existing | 1.3352 | 0.34337 | 3.8885 | 0.00098599 | 0.00082589 | 0.0076047 | Residential | LED - 9W | N | Manufactured Home | New | 2.3811 | 0.31764 | 7.4962 | 0 | 0 | 0 | Fail 2-year Threshold
[12 empty] | Residential | LED - 9W Flood | N | Single Family | Turnover | 1.0616 | 0.31764 | 3.3423 | 0 | 0 | 0 | Fail RIM | Commercial | VSD Controlled Compressor | N | Hospitals | Existing | 1.3352 | 0.34337 | 3.8885 | 0.00092594 | 0.00077559 | 0.0071415 | Residential | Linear LED | N | Single Family | Turnover | 2.5614 | 0.30369 | 8.4342 | 0 | 0 | 0 | Fail 2-year Threshold
[12 empty] | Residential | LED - 9W Flood | N | Multi-Family | Turnover | 1.0616 | 0.31764 | 3.3423 | 0 | 0 | 0 | Fail RIM | Commercial | VSD Controlled Compressor | N | Institutional | Existing | 1.3266 | 0.3408 | 3.8926 | 0.0030745 | 0.001439 | 0.02039 | Residential | Linear LED | N | Multi-Family | Turnover | 2.5614 | 0.30369 | 8.4342 | 0 | 0 | 0 | Fail 2-year Threshold
[12 empty] | Residential | LED - 9W Flood | N | Manufactured Home | Turnover | 1.0616 | 0.31764 | 3.3423 | 0 | 0 | 0 | Fail RIM | Commercial | VSD Controlled Compressor | N | Lodging/Hospitality | Existing | 1.3352 | 0.34337 | 3.8885 | 0.0013679 | 0.0011457 | 0.01055 | Residential | Linear LED | N | Manufactured Home | Turnover | 2.5614 | 0.30369 | 8.4342 | 0 | 0 | 0 | Fail 2-year Threshold
[12 empty] | Residential | LED - 9W Flood | N | Single Family | New | 1.0616 | 0.31764 | 3.3423 | 0 | 0 | 0 | Fail RIM | Commercial | VSD Controlled Compressor | N | Miscellaneous | Existing | 1.3266 | 0.3408 | 3.8926 | 0.034543 | 0.016168 | 0.22909 | Residential | Linear LED | N | Single Family | New | 2.5614 | 0.30369 | 8.4342 | 0 | 0 | 0 | Fail 2-year Threshold
[12 empty] | Residential | LED - 9W Flood | N | Multi-Family | New | 1.0616 | 0.31764 | 3.3423 | 0 | 0 | 0 | Fail RIM | Commercial | VSD Controlled Compressor | N | Offices | Existing | 1.3266 | 0.3408 | 3.8926 | 0.0061291 | 0.0028687 | 0.040648 | Residential | Linear LED | N | Multi-Family | New | 2.5614 | 0.30369 | 8.4342 | 0 | 0 | 0 | Fail 2-year Threshold
[12 empty] | Residential | LED - 9W Flood | N | Manufactured Home | New | 1.0616 | 0.31764 | 3.3423 | 0 | 0 | 0 | Fail RIM | Commercial | VSD Controlled Compressor | N | Restaurants | Existing | 1.3352 | 0.34337 | 3.8885 | 0.0009815 | 0.00082213 | 0.0075701 | Residential | Linear LED | N | Manufactured Home | New | 2.5614 | 0.30369 | 8.4342 | 0 | 0 | 0 | Fail 2-year Threshold
[12 empty] | Residential | LED - 9W | N | Single Family | Turnover | 2.3811 | 0.31764 | 7.4962 | 0 | 0 | 0 | Fail RIM | Commercial | VSD Controlled Compressor | N | Retail | Existing | 1.3266 | 0.3408 | 3.8926 | 0.0044935 | 0.0021032 | 0.029801 | Residential | Low Wattage T8 Fixture | N | Single Family | Turnover | 5.3641 | 0.3037 | 17.6626 | 0 | 0 | 0 | Fail 2-year Threshold
[12 empty] | Residential | LED - 9W | N | Multi-Family | Turnover | 2.3811 | 0.31764 | 7.4962 | 0 | 0 | 0 | Fail RIM | Commercial | VSD Controlled Compressor | N | Schools K-12 | Existing | 1.3352 | 0.34337 | 3.8885 | 0.0023203 | 0.0019436 | 0.017896 | Residential | Low Wattage T8 Fixture | N | Multi-Family | Turnover | 5.3641 | 0.3037 | 17.6626 | 0 | 0 | 0 | Fail 2-year Threshold
[12 empty] | Residential | LED - 9W | N | Manufactured Home | Turnover | 2.3811 | 0.31764 | 7.4962 | 0 | 0 | 0 | Fail RIM | Commercial | VSD Controlled Compressor | N | Warehouse | Existing | 1.3266 | 0.3408 | 3.8926 | 0.00080966 | 0.00037895 | 0.0053697 | Residential | Low Wattage T8 Fixture | N | Manufactured Home | Turnover | 5.3641 | 0.3037 | 17.6626 | 0 | 0 | 0 | Fail 2-year Threshold
[12 empty] | Residential | LED - 9W | N | Single Family | New | 2.3811 | 0.31764 | 7.4962 | 0 | 0 | 0 | Fail RIM | Commercial | VSD Controlled Compressor | N | Assembly | New | 1.3266 | 0.3408 | 3.8926 | 1.907e-05 | 8.9254e-06 | 0.00012647 | Residential | Low Wattage T8 Fixture | N | Single Family | New | 5.3641 | 0.3037 | 17.6626 | 0 | 0 | 0 | Fail 2-year Threshold
[12 empty] | Residential | LED - 9W | N | Multi-Family | New | 2.3811 | 0.31764 | 7.4962 | 0 | 0 | 0 | Fail RIM | Commercial | VSD Controlled Compressor | N | College and University | New | 1.3352 | 0.34337 | 3.8885 | 4.7287e-05 | 3.9609e-05 | 0.00036471 | Residential | Low Wattage T8 Fixture | N | Multi-Family | New | 5.3641 | 0.3037 | 17.6626 | 0 | 0 | 0 | Fail 2-year Threshold
[12 empty] | Residential | LED - 9W | N | Manufactured Home | New | 2.3811 | 0.31764 | 7.4962 | 0 | 0 | 0 | Fail RIM | Commercial | VSD Controlled Compressor | N | Grocery | New | 1.3266 | 0.3408 | 3.8926 | 2.8977e-05 | 1.3563e-05 | 0.00019218 | Residential | Low Wattage T8 Fixture | N | Manufactured Home | New | 5.3641 | 0.3037 | 17.6626 | 0 | 0 | 0 | Fail 2-year Threshold
[12 empty] | Residential | LED Specialty Lamps-5W Chandelier | N | Single Family | Turnover | 1.1281 | 0.31764 | 3.5515 | 0 | 0 | 0 | Fail RIM | Commercial | VSD Controlled Compressor | N | Healthcare | New | 1.3352 | 0.34337 | 3.8885 | 4.4271e-05 | 3.7082e-05 | 0.00034145 | Residential | Energy Star Bathroom Ventilating Fan | N | Single Family | Turnover | 0.14371 | 0.31162 | 0.46117 | 0 | 0 | 0 | Fail TRC
[12 empty] | Residential | LED Specialty Lamps-5W Chandelier | N | Multi-Family | Turnover | 1.1281 | 0.31764 | 3.5515 | 0 | 0 | 0 | Fail RIM | Commercial | VSD Controlled Compressor | N | Hospitals | New | 1.3352 | 0.34337 | 3.8885 | 4.1574e-05 | 3.4824e-05 | 0.00032065 | Residential | Energy Star Bathroom Ventilating Fan | N | Multi-Family | Turnover | 0.14371 | 0.31162 | 0.46117 | 0 | 0 | 0 | Fail TRC
[12 empty] | Residential | LED Specialty Lamps-5W Chandelier | N | Manufactured Home | Turnover | 1.1281 | 0.31764 | 3.5515 | 0 | 0 | 0 | Fail RIM | Commercial | VSD Controlled Compressor | N | Institutional | New | 1.3266 | 0.3408 | 3.8926 | 0.00013648 | 6.3878e-05 | 0.00090512 | Residential | Energy Star Bathroom Ventilating Fan | N | Manufactured Home | Turnover | 0.14371 | 0.31162 | 0.46117 | 0 | 0 | 0 | Fail TRC
[12 empty] | Residential | LED Specialty Lamps-5W Chandelier | N | Single Family | New | 1.1281 | 0.31764 | 3.5515 | 0 | 0 | 0 | Fail RIM | Commercial | VSD Controlled Compressor | N | Lodging/Hospitality | New | 1.3352 | 0.34337 | 3.8885 | 0.00016387 | 0.00013726 | 0.0012639 | Residential | Energy Star Bathroom Ventilating Fan | N | Single Family | New | 0.14371 | 0.31162 | 0.46117 | 0 | 0 | 0 | Fail TRC
[12 empty] | Residential | LED Specialty Lamps-5W Chandelier | N | Multi-Family | New | 1.1281 | 0.31764 | 3.5515 | 0 | 0 | 0 | Fail RIM | Commercial | VSD Controlled Compressor | N | Miscellaneous | New | 1.3266 | 0.3408 | 3.8926 | 0 | 0 | 0 | Residential | Energy Star Bathroom Ventilating Fan | N | Multi-Family | New | 0.14371 | 0.31162 | 0.46117 | 0 | 0 | 0 | Fail TRC
[12 empty] | Residential | LED Specialty Lamps-5W Chandelier | N | Manufactured Home | New | 1.1281 | 0.31764 | 3.5515 | 0 | 0 | 0 | Fail RIM | Commercial | VSD Controlled Compressor | N | Offices | New | 1.3266 | 0.3408 | 3.8926 | 0.00058081 | 0.00027184 | 0.0038519 | Residential | Energy Star Bathroom Ventilating Fan | N | Manufactured Home | New | 0.14371 | 0.31162 | 0.46117 | 0 | 0 | 0 | Fail TRC
[12 empty] | Residential | Linear LED | N | Single Family | Turnover | 2.5614 | 0.30369 | 8.4342 | 0 | 0 | 0 | Fail RIM | Commercial | VSD Controlled Compressor | N | Restaurants | New | 1.3352 | 0.34337 | 3.8885 | 6.1617e-05 | 5.1612e-05 | 0.00047524 | Residential | Energy Star Ceiling Fan | N | Single Family | Turnover | 0.20157 | 0.29667 | 0.67945 | 0 | 0 | 0 | Fail TRC
[12 empty] | Residential | Linear LED | N | Multi-Family | Turnover | 2.5614 | 0.30369 | 8.4342 | 0 | 0 | 0 | Fail RIM | Commercial | VSD Controlled Compressor | N | Retail | New | 1.3266 | 0.3408 | 3.8926 | 0.00021778 | 0.00010193 | 0.0014443 | Residential | Energy Star Ceiling Fan | N | Multi-Family | Turnover | 0.20157 | 0.29667 | 0.67945 | 0 | 0 | 0 | Fail TRC
[12 empty] | Residential | Linear LED | N | Manufactured Home | Turnover | 2.5614 | 0.30369 | 8.4342 | 0 | 0 | 0 | Fail RIM | Commercial | VSD Controlled Compressor | N | Schools K-12 | New | 1.3352 | 0.34337 | 3.8885 | 8.6493e-05 | 7.2448e-05 | 0.0006671 | Residential | Energy Star Ceiling Fan | N | Manufactured Home | Turnover | 0.20157 | 0.29667 | 0.67945 | 0 | 0 | 0 | Fail TRC
[12 empty] | Residential | Linear LED | N | Single Family | New | 2.5614 | 0.30369 | 8.4342 | 0 | 0 | 0 | Fail RIM | Commercial | VSD Controlled Compressor | N | Warehouse | New | 1.3266 | 0.3408 | 3.8926 | 2.3617e-05 | 1.1054e-05 | 0.00015663 | Residential | Energy Star Ceiling Fan | N | Single Family | New | 0.20267 | 0.29828 | 0.67945 | 0 | 0 | 0 | Fail TRC
[12 empty] | Residential | Linear LED | N | Multi-Family | New | 2.5614 | 0.30369 | 8.4342 | 0 | 0 | 0 | Fail RIM | Commercial | PSC to ECM Evaporator Fan Motor (Reach-In) | N | Assembly | Existing | 1.1216 | 0.33434 | 3.3548 | 1.5022e-05 | 1.3762e-06 | 0.00010793 | Residential | Energy Star Ceiling Fan | N | Multi-Family | New | 0.20267 | 0.29828 | 0.67945 | 0 | 0 | 0 | Fail TRC
[12 empty] | Residential | Linear LED | N | Manufactured Home | New | 2.5614 | 0.30369 | 8.4342 | 0 | 0 | 0 | Fail RIM | Commercial | PSC to ECM Evaporator Fan Motor (Reach-In) | N | College and University | Existing | 1.1514 | 0.34337 | 3.3532 | 1.1775e-05 | 9.8627e-06 | 9.0815e-05 | Residential | Energy Star Ceiling Fan | N | Manufactured Home | New | 0.20267 | 0.29828 | 0.67945 | 0 | 0 | 0 | Fail TRC
[12 empty] | Residential | Low Wattage T8 Fixture | N | Single Family | Turnover | 5.3641 | 0.3037 | 17.6626 | 0 | 0 | 0 | Fail RIM | Commercial | PSC to ECM Evaporator Fan Motor (Reach-In) | N | Grocery | Existing | 1.1216 | 0.33434 | 3.3548 | 0.019764 | 0.0018105 | 0.142 | Residential | Energy Star Dehumidifier | N | Single Family | Turnover | 3.7605 | 0.32838 | 11.4517 | 0 | 0 | 0 | Fail 2-year Threshold
[12 empty] | Residential | Low Wattage T8 Fixture | N | Multi-Family | Turnover | 5.3641 | 0.3037 | 17.6626 | 0 | 0 | 0 | Fail RIM | Commercial | PSC to ECM Evaporator Fan Motor (Reach-In) | N | Healthcare | Existing | 1.1514 | 0.34337 | 3.3532 | 1.699e-05 | 1.4231e-05 | 0.00013104 | Residential | Energy Star Dehumidifier | N | Multi-Family | Turnover | 3.7605 | 0.32838 | 11.4517 | 0 | 0 | 0 | Fail 2-year Threshold
[12 empty] | Residential | Low Wattage T8 Fixture | N | Manufactured Home | Turnover | 5.3641 | 0.3037 | 17.6626 | 0 | 0 | 0 | Fail RIM | Commercial | PSC to ECM Evaporator Fan Motor (Reach-In) | N | Hospitals | Existing | 1.1514 | 0.34337 | 3.3532 | 0.00016967 | 0.00014212 | 0.0013086 | Residential | Energy Star Dehumidifier | N | Manufactured Home | Turnover | 3.7605 | 0.32838 | 11.4517 | 0 | 0 | 0 | Fail 2-year Threshold
[12 empty] | Residential | Low Wattage T8 Fixture | N | Single Family | New | 5.3641 | 0.3037 | 17.6626 | 0 | 0 | 0 | Fail RIM | Commercial | PSC to ECM Evaporator Fan Motor (Reach-In) | N | Institutional | Existing | 1.1216 | 0.33434 | 3.3548 | 0 | 0 | 0 | Residential | Energy Star Dehumidifier | N | Single Family | New | 3.7605 | 0.32838 | 11.4517 | 0 | 0 | 0 | Fail 2-year Threshold
[12 empty] | Residential | Low Wattage T8 Fixture | N | Multi-Family | New | 5.3641 | 0.3037 | 17.6626 | 0 | 0 | 0 | Fail RIM | Commercial | PSC to ECM Evaporator Fan Motor (Reach-In) | N | Lodging/Hospitality | Existing | 1.1514 | 0.34337 | 3.3532 | 0.00046439 | 0.00038899 | 0.0035818 | Residential | Energy Star Dehumidifier | N | Multi-Family | New | 3.7605 | 0.32838 | 11.4517 | 0 | 0 | 0 | Fail 2-year Threshold
[12 empty] | Residential | Low Wattage T8 Fixture | N | Manufactured Home | New | 5.3641 | 0.3037 | 17.6626 | 0 | 0 | 0 | Fail RIM | Commercial | PSC to ECM Evaporator Fan Motor (Reach-In) | N | Miscellaneous | Existing | 1.1216 | 0.33434 | 3.3548 | 0 | 0 | 0 | Residential | Energy Star Dehumidifier | N | Manufactured Home | New | 3.7605 | 0.32838 | 11.4517 | 0 | 0 | 0 | Fail 2-year Threshold
[12 empty] | Residential | Energy Star Bathroom Ventilating Fan | N | Single Family | Turnover | 0.14371 | 0.31162 | 0.46117 | 0 | 0 | 0 | Fail RIM | Commercial | PSC to ECM Evaporator Fan Motor (Reach-In) | N | Offices | Existing | 1.1216 | 0.33434 | 3.3548 | 0 | 0 | 0 | Residential | Heat Pump Pool Heater | N | Single Family | Turnover | 3.581 | 0.28185 | 12.7055 | 0 | 0 | 0 | Fail 2-year Threshold
[12 empty] | Residential | Energy Star Bathroom Ventilating Fan | N | Multi-Family | Turnover | 0.14371 | 0.31162 | 0.46117 | 0 | 0 | 0 | Fail RIM | Commercial | PSC to ECM Evaporator Fan Motor (Reach-In) | N | Restaurants | Existing | 1.1514 | 0.34337 | 3.3532 | 0.006064 | 0.0050794 | 0.04677 | Residential | Heat Pump Pool Heater | N | Multi-Family | Turnover | 3.581 | 0.28185 | 12.7055 | 0 | 0 | 0 | Fail 2-year Threshold
[12 empty] | Residential | Energy Star Bathroom Ventilating Fan | N | Manufactured Home | Turnover | 0.14371 | 0.31162 | 0.46117 | 0 | 0 | 0 | Fail RIM | Commercial | PSC to ECM Evaporator Fan Motor (Reach-In) | N | Retail | Existing | 1.1216 | 0.33434 | 3.3548 | 0.0016459 | 0.00015078 | 0.011825 | Residential | Heat Pump Pool Heater | N | Manufactured Home | Turnover | 3.581 | 0.28185 | 12.7055 | 0 | 0 | 0 | Fail 2-year Threshold
[12 empty] | Residential | Energy Star Bathroom Ventilating Fan | N | Single Family | New | 0.14371 | 0.31162 | 0.46117 | 0 | 0 | 0 | Fail RIM | Commercial | PSC to ECM Evaporator Fan Motor (Reach-In) | N | Schools K-12 | Existing | 1.1514 | 0.34337 | 3.3532 | 0.0002383 | 0.0001996 | 0.0018379 | Residential | Heat Pump Pool Heater | N | Single Family | New | 3.581 | 0.28185 | 12.7055 | 0 | 0 | 0 | Fail 2-year Threshold
[12 empty] | Residential | Energy Star Bathroom Ventilating Fan | N | Multi-Family | New | 0.14371 | 0.31162 | 0.46117 | 0 | 0 | 0 | Fail RIM | Commercial | PSC to ECM Evaporator Fan Motor (Reach-In) | N | Warehouse | Existing | 1.1216 | 0.33434 | 3.3548 | 0 | 0 | 0 | Residential | Heat Pump Pool Heater | N | Multi-Family | New | 3.581 | 0.28185 | 12.7055 | 0 | 0 | 0 | Fail 2-year Threshold
[12 empty] | Residential | Energy Star Bathroom Ventilating Fan | N | Manufactured Home | New | 0.14371 | 0.31162 | 0.46117 | 0 | 0 | 0 | Fail RIM | Commercial | PSC to ECM Evaporator Fan Motor (Reach-In) | N | Assembly | New | 1.1216 | 0.33434 | 3.3548 | 5.0292e-07 | 4.6071e-08 | 3.6133e-06 | Residential | Heat Pump Pool Heater | N | Manufactured Home | New | 3.581 | 0.28185 | 12.7055 | 0 | 0 | 0 | Fail 2-year Threshold
[12 empty] | Residential | Energy Star Ceiling Fan | N | Single Family | Turnover | 0.20157 | 0.29667 | 0.67945 | 0 | 0 | 0 | Fail RIM | Commercial | PSC to ECM Evaporator Fan Motor (Reach-In) | N | College and University | New | 1.1514 | 0.34337 | 3.3532 | 3.5113e-07 | 2.9411e-07 | 2.7082e-06 | Residential | Solar Powered Pool Pumps | N | Single Family | Turnover | 0.41547 | 0.41915 | 0.99122 | 0 | 0 | 0 | Fail TRC
[12 empty] | Residential | Energy Star Ceiling Fan | N | Multi-Family | Turnover | 0.20157 | 0.29667 | 0.67945 | 0 | 0 | 0 | Fail RIM | Commercial | PSC to ECM Evaporator Fan Motor (Reach-In) | N | Grocery | New | 1.1216 | 0.33434 | 3.3548 | 0.00099261 | 9.093e-05 | 0.0071317 | Residential | Solar Powered Pool Pumps | N | Multi-Family | Turnover | 0.41547 | 0.41915 | 0.99122 | 0 | 0 | 0 | Fail TRC
[12 empty] | Residential | Energy Star Ceiling Fan | N | Manufactured Home | Turnover | 0.20157 | 0.29667 | 0.67945 | 0 | 0 | 0 | Fail RIM | Commercial | PSC to ECM Evaporator Fan Motor (Reach-In) | N | Healthcare | New | 1.1514 | 0.34337 | 3.3532 | 6.1028e-07 | 5.1118e-07 | 4.7069e-06 | Residential | Solar Powered Pool Pumps | N | Manufactured Home | Turnover | 0.41547 | 0.41915 | 0.99122 | 0 | 0 | 0 | Fail TRC
[12 empty] | Residential | Energy Star Ceiling Fan | N | Single Family | New | 0.20267 | 0.29828 | 0.67945 | 0 | 0 | 0 | Fail RIM | Commercial | PSC to ECM Evaporator Fan Motor (Reach-In) | N | Hospitals | New | 1.1514 | 0.34337 | 3.3532 | 6.0945e-06 | 5.1049e-06 | 4.7006e-05 | Residential | Solar Powered Pool Pumps | N | Single Family | New | 0.41547 | 0.41915 | 0.99122 | 0 | 0 | 0 | Fail TRC
[12 empty] | Residential | Energy Star Ceiling Fan | N | Multi-Family | New | 0.20267 | 0.29828 | 0.67945 | 0 | 0 | 0 | Fail RIM | Commercial | PSC to ECM Evaporator Fan Motor (Reach-In) | N | Institutional | New | 1.1216 | 0.33434 | 3.3548 | 0 | 0 | 0 | Residential | Solar Powered Pool Pumps | N | Multi-Family | New | 0.41547 | 0.41915 | 0.99122 | 0 | 0 | 0 | Fail TRC
[12 empty] | Residential | Energy Star Ceiling Fan | N | Manufactured Home | New | 0.20267 | 0.29828 | 0.67945 | 0 | 0 | 0 | Fail RIM | Commercial | PSC to ECM Evaporator Fan Motor (Reach-In) | N | Lodging/Hospitality | New | 1.1514 | 0.34337 | 3.3532 | 4.4509e-05 | 3.7282e-05 | 0.00034328 | Residential | Solar Powered Pool Pumps | N | Manufactured Home | New | 0.41547 | 0.41915 | 0.99122 | 0 | 0 | 0 | Fail TRC
[12 empty] | Residential | Energy Star Dehumidifier | N | Single Family | Turnover | 3.7605 | 0.32838 | 11.4517 | 0 | 0 | 0 | Fail RIM | Commercial | PSC to ECM Evaporator Fan Motor (Reach-In) | N | Miscellaneous | New | 1.1216 | 0.33434 | 3.3548 | 0 | 0 | 0 | Residential | Two Speed Pool Pump | N | Single Family | Turnover | 1.9941 | 0.41915 | 4.7575 | 0 | 0 | 0 | Fail 2-year Threshold
[12 empty] | Residential | Energy Star Dehumidifier | N | Multi-Family | Turnover | 3.7605 | 0.32838 | 11.4517 | 0 | 0 | 0 | Fail RIM | Commercial | PSC to ECM Evaporator Fan Motor (Reach-In) | N | Offices | New | 1.1216 | 0.33434 | 3.3548 | 0 | 0 | 0 | Residential | Two Speed Pool Pump | N | Multi-Family | Turnover | 1.9941 | 0.41915 | 4.7575 | 0 | 0 | 0 | Fail 2-year Threshold
[12 empty] | Residential | Energy Star Dehumidifier | N | Manufactured Home | Turnover | 3.7605 | 0.32838 | 11.4517 | 0 | 0 | 0 | Fail RIM | Commercial | PSC to ECM Evaporator Fan Motor (Reach-In) | N | Restaurants | New | 1.1514 | 0.34337 | 3.3532 | 0.00030455 | 0.0002551 | 0.0023489 | Residential | Two Speed Pool Pump | N | Manufactured Home | Turnover | 1.9941 | 0.41915 | 4.7575 | 0 | 0 | 0 | Fail 2-year Threshold
[12 empty] | Residential | Energy Star Dehumidifier | N | Single Family | New | 3.7605 | 0.32838 | 11.4517 | 0 | 0 | 0 | Fail RIM | Commercial | PSC to ECM Evaporator Fan Motor (Reach-In) | N | Retail | New | 1.1216 | 0.33434 | 3.3548 | 6.3815e-05 | 5.846e-06 | 0.0004585 | Residential | Two Speed Pool Pump | N | Single Family | New | 1.9941 | 0.41915 | 4.7575 | 0 | 0 | 0 | Fail 2-year Threshold
[12 empty] | Residential | Energy Star Dehumidifier | N | Multi-Family | New | 3.7605 | 0.32838 | 11.4517 | 0 | 0 | 0 | Fail RIM | Commercial | PSC to ECM Evaporator Fan Motor (Reach-In) | N | Schools K-12 | New | 1.1514 | 0.34337 | 3.3532 | 7.1062e-06 | 5.9523e-06 | 5.4808e-05 | Residential | Two Speed Pool Pump | N | Multi-Family | New | 1.9941 | 0.41915 | 4.7575 | 0 | 0 | 0 | Fail 2-year Threshold
[12 empty] | Residential | Energy Star Dehumidifier | N | Manufactured Home | New | 3.7605 | 0.32838 | 11.4517 | 0 | 0 | 0 | Fail RIM | Commercial | PSC to ECM Evaporator Fan Motor (Reach-In) | N | Warehouse | New | 1.1216 | 0.33434 | 3.3548 | 0 | 0 | 0 | Residential | Two Speed Pool Pump | N | Manufactured Home | New | 1.9941 | 0.41915 | 4.7575 | 0 | 0 | 0 | Fail 2-year Threshold
[12 empty] | Residential | Heat Pump Pool Heater | N | Single Family | Turnover | 3.581 | 0.28185 | 12.7055 | 0 | 0 | 0 | Fail RIM | Commercial | Demand Controlled Ventilation | N | Retail | Existing | 1.0932 | 0.35239 | 3.1022 | 0.024904 | 0.14021 | 0.2392 | Residential | Variable Speed Pool Pump | N | Single Family | Turnover | 0.68735 | 0.41915 | 1.6399 | 0 | 0 | 0 | Fail TRC
[12 empty] | Residential | Heat Pump Pool Heater | N | Multi-Family | Turnover | 3.581 | 0.28185 | 12.7055 | 0 | 0 | 0 | Fail RIM | Commercial | Demand Controlled Ventilation | N | Retail | New | 1.0932 | 0.35239 | 3.1022 | 0.0002414 | 0.0013591 | 0.0023186 | Residential | Variable Speed Pool Pump | N | Multi-Family | Turnover | 0.68735 | 0.41915 | 1.6399 | 0 | 0 | 0 | Fail TRC
[12 empty] | Residential | Heat Pump Pool Heater | N | Manufactured Home | Turnover | 3.581 | 0.28185 | 12.7055 | 0 | 0 | 0 | Fail RIM | Industrial | Compressed Air Controls | N | Agriculture and Assembly | Existing | 1.4832 | 0.55521 | 2.6714 | 0.0042839 | 0.0041707 | 0.031812 | Residential | Variable Speed Pool Pump | N | Manufactured Home | Turnover | 0.68735 | 0.41915 | 1.6399 | 0 | 0 | 0 | Fail TRC
[12 empty] | Residential | Heat Pump Pool Heater | N | Single Family | New | 3.581 | 0.28185 | 12.7055 | 0 | 0 | 0 | Fail RIM | Industrial | Compressed Air Controls | N | Agriculture and Assembly | New | 1.4832 | 0.55521 | 2.6714 | 0 | 0 | 0 | Residential | Variable Speed Pool Pump | N | Single Family | New | 0.68735 | 0.41915 | 1.6399 | 0 | 0 | 0 | Fail TRC
[12 empty] | Residential | Heat Pump Pool Heater | N | Multi-Family | New | 3.581 | 0.28185 | 12.7055 | 0 | 0 | 0 | Fail RIM | Industrial | Compressed Air Equipment | N | Agriculture and Assembly | New | 1.7517 | 0.55115 | 3.1783 | 0 | 0 | 0 | Residential | Variable Speed Pool Pump | N | Multi-Family | New | 0.68735 | 0.41915 | 1.6399 | 0 | 0 | 0 | Fail TRC
[12 empty] | Residential | Heat Pump Pool Heater | N | Manufactured Home | New | 3.581 | 0.28185 | 12.7055 | 0 | 0 | 0 | Fail RIM | Industrial | Compressed Air Equipment | N | Agriculture and Assembly | Turnover | 1.7517 | 0.55115 | 3.1783 | 0.0070411 | 0.0068551 | 0.052287 | Residential | Variable Speed Pool Pump | N | Manufactured Home | New | 0.68735 | 0.41915 | 1.6399 | 0 | 0 | 0 | Fail TRC
[12 empty] | Residential | Solar Pool Heater | N | Single Family | Turnover | 1.0054 | 0.28185 | 3.5673 | 0 | 0 | 0 | Fail RIM | Industrial | Plant Energy Management | N | Agriculture and Assembly | Existing | 2.7038 | 0.55491 | 4.8725 | 0.051281 | 0.050185 | 0.37497 | Residential | Removal of 2nd Refrigerator-Freezer | N | Single Family | Existing | 3.6627 | 0.31522 | 11.6195 | 0 | 0 | 0 | Fail 2-year Threshold
[12 empty] | Residential | Solar Pool Heater | N | Multi-Family | Turnover | 1.0054 | 0.28185 | 3.5673 | 0 | 0 | 0 | Fail RIM | Industrial | Plant Energy Management | N | Agriculture and Assembly | New | 2.7038 | 0.55491 | 4.8725 | 0 | 0 | 0 | Residential | Removal of 2nd Refrigerator-Freezer | N | Multi-Family | Existing | 3.6627 | 0.31522 | 11.6195 | 0 | 0 | 0 | Fail 2-year Threshold
[12 empty] | Residential | Solar Pool Heater | N | Manufactured Home | Turnover | 1.0054 | 0.28185 | 3.5673 | 0 | 0 | 0 | Fail RIM | Industrial | Efficient Lighting - Exterior | N | Agriculture and Assembly | New | 2.9212 | 0.75161 | 3.8866 | 0 | 0 | 0 | Residential | Removal of 2nd Refrigerator-Freezer | N | Manufactured Home | Existing | 3.6627 | 0.31522 | 11.6195 | 0 | 0 | 0 | Fail 2-year Threshold
[12 empty] | Residential | Solar Pool Heater | N | Single Family | New | 1.0054 | 0.28185 | 3.5673 | 0 | 0 | 0 | Fail RIM | Industrial | Efficient Lighting - Exterior | N | Agriculture and Assembly | Turnover | 2.9212 | 0.75161 | 3.8866 | 0 | 0 | 0.0052355 | Residential | Removal of 2nd Refrigerator-Freezer | N | Single Family | New | 3.6627 | 0.31522 | 11.6195 | 0 | 0 | 0 | Fail 2-year Threshold
[12 empty] | Residential | Solar Pool Heater | N | Multi-Family | New | 1.0054 | 0.28185 | 3.5673 | 0 | 0 | 0 | Fail RIM | Industrial | Lighting Controls - Exterior | N | Agriculture and Assembly | Existing | 2.1768 | 0.75616 | 2.8787 | 0 | 0 | 0.0018209 | Residential | Removal of 2nd Refrigerator-Freezer | N | Multi-Family | New | 3.6627 | 0.31522 | 11.6195 | 0 | 0 | 0 | Fail 2-year Threshold
[12 empty] | Residential | Solar Pool Heater | N | Manufactured Home | New | 1.0054 | 0.28185 | 3.5673 | 0 | 0 | 0 | Fail RIM | Industrial | Lighting Controls - Exterior | N | Agriculture and Assembly | New | 2.1768 | 0.75616 | 2.8787 | 0 | 0 | 0 | Residential | Removal of 2nd Refrigerator-Freezer | N | Manufactured Home | New | 3.6627 | 0.31522 | 11.6195 | 0 | 0 | 0 | Fail 2-year Threshold
[12 empty] | Residential | Solar Powered Pool Pumps | N | Single Family | Turnover | 0.41547 | 0.41915 | 0.99122 | 0 | 0 | 0 | Fail RIM | Industrial | Building Envelope Improvements | N | Agriculture and Assembly | Existing | 2.5215 | 0.54413 | 4.634 | 0.0063713 | 0.0062167 | 0.044725 | Residential | Drain Water Heat Recovery | N | Single Family | Existing | 0.092035 | 0.3244 | 0.28371 | 0 | 0 | 0 | Fail TRC
[12 empty] | Residential | Solar Powered Pool Pumps | N | Multi-Family | Turnover | 0.41547 | 0.41915 | 0.99122 | 0 | 0 | 0 | Fail RIM | Industrial | Building Envelope Improvements | N | Agriculture and Assembly | New | 2.5215 | 0.54413 | 4.634 | 0 | 0 | 0 | Residential | Drain Water Heat Recovery | N | Multi-Family | Existing | 0.078833 | 0.3244 | 0.24301 | 0 | 0 | 0 | Fail TRC
[12 empty] | Residential | Solar Powered Pool Pumps | N | Manufactured Home | Turnover | 0.41547 | 0.41915 | 0.99122 | 0 | 0 | 0 | Fail RIM | Industrial | HVAC Equipment Upgrades | Y | Agriculture and Assembly | New | 3.58 | 0.54009 | 6.6284 | 0 | 0 | 0 | Residential | Drain Water Heat Recovery | N | Manufactured Home | Existing | 0.11672 | 0.3244 | 0.35981 | 0 | 0 | 0 | Fail TRC
[12 empty] | Residential | Solar Powered Pool Pumps | N | Single Family | New | 0.41547 | 0.41915 | 0.99122 | 0 | 0 | 0 | Fail RIM | Industrial | HVAC Equipment Upgrades | Y | Agriculture and Assembly | Turnover | 3.58 | 0.54009 | 6.6284 | 0.0050845 | 0.0049611 | 0.035692 | Residential | Drain Water Heat Recovery | N | Single Family | New | 0.11575 | 0.3244 | 0.35681 | 0 | 0 | 0 | Fail TRC
[12 empty] | Residential | Solar Powered Pool Pumps | N | Multi-Family | New | 0.41547 | 0.41915 | 0.99122 | 0 | 0 | 0 | Fail RIM | Industrial | Efficient Lighting - High Bay | N | Agriculture and Assembly | New | 1.7898 | 0.54633 | 3.2759 | 0 | 0 | 0 | Residential | Drain Water Heat Recovery | N | Multi-Family | New | 0.099145 | 0.3244 | 0.30562 | 0 | 0 | 0 | Fail TRC
[12 empty] | Residential | Solar Powered Pool Pumps | N | Manufactured Home | New | 0.41547 | 0.41915 | 0.99122 | 0 | 0 | 0 | Fail RIM | Industrial | Efficient Lighting - High Bay | N | Agriculture and Assembly | Turnover | 1.7898 | 0.54633 | 3.2759 | 0.022156 | 0.021536 | 0.15522 | Residential | Drain Water Heat Recovery | N | Manufactured Home | New | 0.1468 | 0.3244 | 0.45252 | 0 | 0 | 0 | Fail TRC
[12 empty] | Residential | Two Speed Pool Pump | N | Single Family | Turnover | 1.9941 | 0.41915 | 4.7575 | 0 | 0 | 0 | Fail RIM | Industrial | Efficient Lighting - Other Interior Lighting | N | Agriculture and Assembly | New | 1.0011 | 0.54497 | 1.837 | 0 | 0 | 0 | Residential | Faucet Aerator | N | Single Family | Existing | 7.1923 | 0.3281 | 21.9213 | 0 | 0 | 0 | Fail 2-year Threshold
[12 empty] | Residential | Two Speed Pool Pump | N | Multi-Family | Turnover | 1.9941 | 0.41915 | 4.7575 | 0 | 0 | 0 | Fail RIM | Industrial | Efficient Lighting - Other Interior Lighting | N | Agriculture and Assembly | Turnover | 1.0011 | 0.54497 | 1.837 | 0.010195 | 0.0099097 | 0.071424 | Residential | Faucet Aerator | N | Multi-Family | Existing | 5.6537 | 0.3281 | 17.2316 | 0 | 0 | 0 | Fail 2-year Threshold
[12 empty] | Residential | Two Speed Pool Pump | N | Manufactured Home | Turnover | 1.9941 | 0.41915 | 4.7575 | 0 | 0 | 0 | Fail RIM | Industrial | Lighting Controls | N | Agriculture and Assembly | Existing | 2.5135 | 0.55058 | 4.5652 | 0.0028758 | 0.0027954 | 0.020147 | Residential | Faucet Aerator | N | Manufactured Home | Existing | 5.6086 | 0.3281 | 17.0942 | 0 | 0 | 0 | Fail 2-year Threshold
[12 empty] | Residential | Two Speed Pool Pump | N | Single Family | New | 1.9941 | 0.41915 | 4.7575 | 0 | 0 | 0 | Fail RIM | Industrial | Lighting Controls | N | Agriculture and Assembly | New | 2.5135 | 0.55058 | 4.5652 | 0 | 0 | 0 | Residential | Faucet Aerator | N | Single Family | New | 2.9968 | 0.3281 | 9.1339 | 0 | 0 | 0 | Fail 2-year Threshold
[12 empty] | Residential | Two Speed Pool Pump | N | Multi-Family | New | 1.9941 | 0.41915 | 4.7575 | 0 | 0 | 0 | Fail RIM | Industrial | Fan Equipment Upgrades | N | Agriculture and Assembly | New | 1.8675 | 0.55115 | 3.3884 | 0 | 0 | 0 | Residential | Faucet Aerator | N | Multi-Family | New | 2.3557 | 0.3281 | 7.1798 | 0 | 0 | 0 | Fail 2-year Threshold
[12 empty] | Residential | Two Speed Pool Pump | N | Manufactured Home | New | 1.9941 | 0.41915 | 4.7575 | 0 | 0 | 0 | Fail RIM | Industrial | Fan Equipment Upgrades | N | Agriculture and Assembly | Turnover | 1.8675 | 0.55115 | 3.3884 | 0.0027771 | 0.0027037 | 0.020623 | Residential | Faucet Aerator | N | Manufactured Home | New | 2.3369 | 0.3281 | 7.1226 | 0 | 0 | 0 | Fail 2-year Threshold
[12 empty] | Residential | Variable Speed Pool Pump | N | Single Family | Turnover | 0.68735 | 0.41915 | 1.6399 | 0 | 0 | 0 | Fail RIM | Industrial | Motor Equipment Upgrades | N | Agriculture and Assembly | New | 1.9911 | 0.55788 | 3.5691 | 0 | 0 | 0 | Residential | Heat Trap | N | Single Family | Existing | 0.35107 | 0.3281 | 1.07 | 0 | 0 | 0 | Fail TRC
[12 empty] | Residential | Variable Speed Pool Pump | N | Multi-Family | Turnover | 0.68735 | 0.41915 | 1.6399 | 0 | 0 | 0 | Fail RIM | Industrial | Motor Equipment Upgrades | N | Agriculture and Assembly | Turnover | 1.9911 | 0.55788 | 3.5691 | 0.0025985 | 0.0025299 | 0.019297 | Residential | Heat Trap | N | Multi-Family | Existing | 0.27596 | 0.3281 | 0.84109 | 0 | 0 | 0 | Fail TRC
[12 empty] | Residential | Variable Speed Pool Pump | N | Manufactured Home | Turnover | 0.68735 | 0.41915 | 1.6399 | 0 | 0 | 0 | Fail RIM | Industrial | Motor Optimization | N | Agriculture and Assembly | Existing | 2.4532 | 0.55788 | 4.3974 | 0.0061745 | 0.0060114 | 0.045852 | Residential | Heat Trap | N | Manufactured Home | Existing | 0.27376 | 0.3281 | 0.83439 | 0 | 0 | 0 | Fail TRC
[12 empty] | Residential | Variable Speed Pool Pump | N | Single Family | New | 0.68735 | 0.41915 | 1.6399 | 0 | 0 | 0 | Fail RIM | Industrial | Motor Optimization | N | Agriculture and Assembly | New | 2.4532 | 0.55788 | 4.3974 | 0 | 0 | 0 | Residential | Heat Trap | N | Single Family | New | 0.35107 | 0.3281 | 1.07 | 0 | 0 | 0 | Fail TRC
[12 empty] | Residential | Variable Speed Pool Pump | N | Multi-Family | New | 0.68735 | 0.41915 | 1.6399 | 0 | 0 | 0 | Fail RIM | Industrial | Pump Equipment Upgrade | N | Agriculture and Assembly | New | 1.359 | 0.55115 | 2.4657 | 0 | 0 | 0 | Residential | Heat Trap | N | Multi-Family | New | 0.27596 | 0.3281 | 0.84109 | 0 | 0 | 0 | Fail TRC
[12 empty] | Residential | Variable Speed Pool Pump | N | Manufactured Home | New | 0.68735 | 0.41915 | 1.6399 | 0 | 0 | 0 | Fail RIM | Industrial | Pump Equipment Upgrade | N | Agriculture and Assembly | Turnover | 1.359 | 0.55115 | 2.4657 | 0.0039294 | 0.0038257 | 0.02918 | Residential | Heat Trap | N | Manufactured Home | New | 0.27376 | 0.3281 | 0.83439 | 0 | 0 | 0 | Fail TRC
[12 empty] | Residential | Removal of 2nd Refrigerator-Freezer | N | Single Family | Existing | 3.6627 | 0.31522 | 11.6195 | 0 | 0 | 0 | Fail RIM | Industrial | Process Refrig Equipment Upgrade | N | Agriculture and Assembly | New | 1.7197 | 0.55494 | 3.0989 | 0 | 0 | 0 | Residential | Hot Water Pipe Insulation | N | Single Family | Existing | 3.0108 | 0.3261 | 9.2326 | 0 | 0 | 0 | Fail 2-year Threshold
[12 empty] | Residential | Removal of 2nd Refrigerator-Freezer | N | Multi-Family | Existing | 3.6627 | 0.31522 | 11.6195 | 0 | 0 | 0 | Fail RIM | Industrial | Process Refrig Equipment Upgrade | N | Agriculture and Assembly | Turnover | 1.7197 | 0.55494 | 3.0989 | 0.0010022 | 0.00097752 | 0.0072799 | Residential | Hot Water Pipe Insulation | N | Multi-Family | Existing | 2.5797 | 0.3261 | 7.9106 | 0 | 0 | 0 | Fail 2-year Threshold
[12 empty] | Residential | Removal of 2nd Refrigerator-Freezer | N | Manufactured Home | Existing | 3.6627 | 0.31522 | 11.6195 | 0 | 0 | 0 | Fail RIM | Industrial | Compressed Air Controls | N | Chemicals and Plastics | Existing | 1.9975 | 0.55521 | 3.5978 | 0.027843 | 0.027108 | 0.20677 | Residential | Hot Water Pipe Insulation | N | Manufactured Home | Existing | 3.8173 | 0.3261 | 11.7058 | 0 | 0 | 0 | Fail 2-year Threshold
[12 empty] | Residential | Removal of 2nd Refrigerator-Freezer | N | Single Family | New | 3.6627 | 0.31522 | 11.6195 | 0 | 0 | 0 | Fail RIM | Industrial | Compressed Air Controls | N | Chemicals and Plastics | New | 1.9975 | 0.55521 | 3.5978 | 0 | 0 | 0 | Residential | Hot Water Pipe Insulation | N | Single Family | New | 3.0108 | 0.3261 | 9.2326 | 0 | 0 | 0 | Fail 2-year Threshold
[12 empty] | Residential | Removal of 2nd Refrigerator-Freezer | N | Multi-Family | New | 3.6627 | 0.31522 | 11.6195 | 0 | 0 | 0 | Fail RIM | Industrial | Compressed Air Equipment | N | Chemicals and Plastics | New | 2.9915 | 0.55115 | 5.4277 | 0 | 0 | 0 | Residential | Hot Water Pipe Insulation | N | Multi-Family | New | 2.5797 | 0.3261 | 7.9106 | 0 | 0 | 0 | Fail 2-year Threshold
[12 empty] | Residential | Removal of 2nd Refrigerator-Freezer | N | Manufactured Home | New | 3.6627 | 0.31522 | 11.6195 | 0 | 0 | 0 | Fail RIM | Industrial | Compressed Air Equipment | N | Chemicals and Plastics | Turnover | 2.9915 | 0.55115 | 5.4277 | 0.044446 | 0.043272 | 0.33006 | Residential | Hot Water Pipe Insulation | N | Manufactured Home | New | 3.8173 | 0.3261 | 11.7058 | 0 | 0 | 0 | Fail 2-year Threshold
[12 empty] | Residential | Drain Water Heat Recovery | N | Single Family | Existing | 0.092035 | 0.3244 | 0.28371 | 0 | 0 | 0 | Fail RIM | Industrial | Efficient Lighting - Exterior | N | Chemicals and Plastics | New | 2.9212 | 0.75161 | 3.8866 | 0 | 0 | 0 | Residential | Low Flow Showerhead | N | Single Family | Existing | 12.1314 | 0.32841 | 36.9395 | 0 | 0 | 0 | Fail 2-year Threshold
[12 empty] | Residential | Drain Water Heat Recovery | N | Multi-Family | Existing | 0.078833 | 0.3244 | 0.24301 | 0 | 0 | 0 | Fail RIM | Industrial | Efficient Lighting - Exterior | N | Chemicals and Plastics | Turnover | 2.9212 | 0.75161 | 3.8866 | 0 | 0 | 0.012583 | Residential | Low Flow Showerhead | N | Multi-Family | Existing | 9.5361 | 0.32841 | 29.0369 | 0 | 0 | 0 | Fail 2-year Threshold
[12 empty] | Residential | Drain Water Heat Recovery | N | Manufactured Home | Existing | 0.11672 | 0.3244 | 0.35981 | 0 | 0 | 0 | Fail RIM | Industrial | Lighting Controls - Exterior | N | Chemicals and Plastics | Existing | 1.9436 | 0.75616 | 2.5704 | 0 | 0 | 0.0043762 | Residential | Low Flow Showerhead | N | Manufactured Home | Existing | 9.4601 | 0.32841 | 28.8054 | 0 | 0 | 0 | Fail 2-year Threshold
[12 empty] | Residential | Drain Water Heat Recovery | N | Single Family | New | 0.11575 | 0.3244 | 0.35681 | 0 | 0 | 0 | Fail RIM | Industrial | Lighting Controls - Exterior | N | Chemicals and Plastics | New | 1.9436 | 0.75616 | 2.5704 | 0 | 0 | 0 | Residential | Low Flow Showerhead | N | Single Family | New | 12.1314 | 0.32841 | 36.9395 | 0 | 0 | 0 | Fail 2-year Threshold
[12 empty] | Residential | Drain Water Heat Recovery | N | Multi-Family | New | 0.099145 | 0.3244 | 0.30562 | 0 | 0 | 0 | Fail RIM | Industrial | Building Envelope Improvements | N | Chemicals and Plastics | Existing | 3.6385 | 0.54413 | 6.6869 | 0.0029563 | 0.0028846 | 0.020753 | Residential | Low Flow Showerhead | N | Multi-Family | New | 9.5361 | 0.32841 | 29.0369 | 0 | 0 | 0 | Fail 2-year Threshold
[12 empty] | Residential | Drain Water Heat Recovery | N | Manufactured Home | New | 0.1468 | 0.3244 | 0.45252 | 0 | 0 | 0 | Fail RIM | Industrial | Building Envelope Improvements | N | Chemicals and Plastics | New | 3.6385 | 0.54413 | 6.6869 | 0 | 0 | 0 | Residential | Low Flow Showerhead | N | Manufactured Home | New | 9.4601 | 0.32841 | 28.8054 | 0 | 0 | 0 | Fail 2-year Threshold
[12 empty] | Residential | Faucet Aerator | N | Single Family | Existing | 7.1923 | 0.3281 | 21.9213 | 0 | 0 | 0 | Fail RIM | Industrial | HVAC Equipment Upgrades | Y | Chemicals and Plastics | New | 4.6848 | 0.54009 | 8.674 | 0 | 0 | 0 | Residential | Thermostatic Shower Restriction Valve | N | Single Family | Existing | 0.95883 | 0.3281 | 2.9224 | 0 | 0 | 0 | Fail TRC
[12 empty] | Residential | Faucet Aerator | N | Multi-Family | Existing | 5.6537 | 0.3281 | 17.2316 | 0 | 0 | 0 | Fail RIM | Industrial | HVAC Equipment Upgrades | Y | Chemicals and Plastics | Turnover | 4.6848 | 0.54009 | 8.674 | 0.0081049 | 0.0079083 | 0.056895 | Residential | Thermostatic Shower Restriction Valve | N | Multi-Family | Existing | 0.7537 | 0.3281 | 2.2972 | 0 | 0 | 0 | Fail TRC
[12 empty] | Residential | Faucet Aerator | N | Manufactured Home | Existing | 5.6086 | 0.3281 | 17.0942 | 0 | 0 | 0 | Fail RIM | Industrial | Efficient Lighting - High Bay | N | Chemicals and Plastics | New | 1.7898 | 0.54633 | 3.2759 | 0 | 0 | 0 | Residential | Thermostatic Shower Restriction Valve | N | Manufactured Home | Existing | 0.7477 | 0.3281 | 2.2789 | 0 | 0 | 0 | Fail TRC
[12 empty] | Residential | Faucet Aerator | N | Single Family | New | 2.9968 | 0.3281 | 9.1339 | 0 | 0 | 0 | Fail RIM | Industrial | Efficient Lighting - High Bay | N | Chemicals and Plastics | Turnover | 1.7898 | 0.54633 | 3.2759 | 0.011975 | 0.01164 | 0.083898 | Residential | Thermostatic Shower Restriction Valve | N | Single Family | New | 0.95883 | 0.3281 | 2.9224 | 0 | 0 | 0 | Fail TRC
[12 empty] | Residential | Faucet Aerator | N | Multi-Family | New | 2.3557 | 0.3281 | 7.1798 | 0 | 0 | 0 | Fail RIM | Industrial | Efficient Lighting - Other Interior Lighting | N | Chemicals and Plastics | New | 1.0011 | 0.54497 | 1.837 | 0 | 0 | 0 | Residential | Thermostatic Shower Restriction Valve | N | Multi-Family | New | 0.7537 | 0.3281 | 2.2972 | 0 | 0 | 0 | Fail TRC
[12 empty] | Residential | Faucet Aerator | N | Manufactured Home | New | 2.3369 | 0.3281 | 7.1226 | 0 | 0 | 0 | Fail RIM | Industrial | Efficient Lighting - Other Interior Lighting | N | Chemicals and Plastics | Turnover | 1.0011 | 0.54497 | 1.837 | 0.03134 | 0.030463 | 0.21956 | Residential | Thermostatic Shower Restriction Valve | N | Manufactured Home | New | 0.7477 | 0.3281 | 2.2789 | 0 | 0 | 0 | Fail TRC
[12 empty] | Residential | Heat Trap | N | Single Family | Existing | 0.35107 | 0.3281 | 1.07 | 0 | 0 | 0 | Fail RIM | Industrial | Lighting Controls | N | Chemicals and Plastics | Existing | 2.2443 | 0.55058 | 4.0761 | 0.0074117 | 0.0072044 | 0.051925 | Residential | Water Heater Blanket | N | Single Family | Existing | 0.37474 | 0.32872 | 1.14 | 0 | 0 | 0 | Fail TRC
[12 empty] | Residential | Heat Trap | N | Multi-Family | Existing | 0.27596 | 0.3281 | 0.84109 | 0 | 0 | 0 | Fail RIM | Industrial | Lighting Controls | N | Chemicals and Plastics | New | 2.2443 | 0.55058 | 4.0761 | 0 | 0 | 0 | Residential | Water Heater Blanket | N | Multi-Family | Existing | 0.37474 | 0.32872 | 1.14 | 0 | 0 | 0 | Fail TRC
[12 empty] | Residential | Heat Trap | N | Manufactured Home | Existing | 0.27376 | 0.3281 | 0.83439 | 0 | 0 | 0 | Fail RIM | Industrial | Fan Equipment Upgrades | N | Chemicals and Plastics | New | 1.7775 | 0.55115 | 3.2251 | 0 | 0 | 0 | Residential | Water Heater Blanket | N | Manufactured Home | Existing | 0.37474 | 0.32872 | 1.14 | 0 | 0 | 0 | Fail TRC
[12 empty] | Residential | Heat Trap | N | Single Family | New | 0.35107 | 0.3281 | 1.07 | 0 | 0 | 0 | Fail RIM | Industrial | Fan Equipment Upgrades | N | Chemicals and Plastics | Turnover | 1.7775 | 0.55115 | 3.2251 | 0.0032381 | 0.0031526 | 0.024046 | Residential | Water Heater Blanket | N | Single Family | New | 0.35848 | 0.32872 | 1.0905 | 0 | 0 | 0 | Fail TRC
[12 empty] | Residential | Heat Trap | N | Multi-Family | New | 0.27596 | 0.3281 | 0.84109 | 0 | 0 | 0 | Fail RIM | Industrial | Motor Equipment Upgrades | N | Chemicals and Plastics | New | 1.4703 | 0.55788 | 2.6356 | 0 | 0 | 0 | Residential | Water Heater Blanket | N | Multi-Family | New | 0.35848 | 0.32872 | 1.0905 | 0 | 0 | 0 | Fail TRC
[12 empty] | Residential | Heat Trap | N | Manufactured Home | New | 0.27376 | 0.3281 | 0.83439 | 0 | 0 | 0 | Fail RIM | Industrial | Motor Equipment Upgrades | N | Chemicals and Plastics | Turnover | 1.4703 | 0.55788 | 2.6356 | 0.0093094 | 0.0090635 | 0.069132 | Residential | Water Heater Blanket | N | Manufactured Home | New | 0.35848 | 0.32872 | 1.0905 | 0 | 0 | 0 | Fail TRC
[12 empty] | Residential | Hot Water Pipe Insulation | N | Single Family | Existing | 3.0108 | 0.3261 | 9.2326 | 0 | 0 | 0 | Fail RIM | Industrial | Motor Improved Controls | N | Chemicals and Plastics | Existing | 3.8087 | 0.55115 | 6.9104 | 0.0037483 | 0.0036493 | 0.027835 | Residential | Water Heater Thermostat Setback | N | Single Family | Existing | 3.3102 | 0.32738 | 10.1112 | 0 | 0 | 0 | Fail 2-year Threshold
[12 empty] | Residential | Hot Water Pipe Insulation | N | Multi-Family | Existing | 2.5797 | 0.3261 | 7.9106 | 0 | 0 | 0 | Fail RIM | Industrial | Motor Improved Controls | N | Chemicals and Plastics | New | 3.8087 | 0.55115 | 6.9104 | 0 | 0 | 0 | Residential | Water Heater Thermostat Setback | N | Multi-Family | Existing | 3.3102 | 0.32738 | 10.1112 | 0 | 0 | 0 | Fail 2-year Threshold
[12 empty] | Residential | Hot Water Pipe Insulation | N | Manufactured Home | Existing | 3.8173 | 0.3261 | 11.7058 | 0 | 0 | 0 | Fail RIM | Industrial | Pump Equipment Upgrade | N | Chemicals and Plastics | New | 1.7799 | 0.55115 | 3.2295 | 0 | 0 | 0 | Residential | Water Heater Thermostat Setback | N | Manufactured Home | Existing | 3.3102 | 0.32738 | 10.1112 | 0 | 0 | 0 | Fail 2-year Threshold
[12 empty] | Residential | Hot Water Pipe Insulation | N | Single Family | New | 3.0108 | 0.3261 | 9.2326 | 0 | 0 | 0 | Fail RIM | Industrial | Pump Equipment Upgrade | N | Chemicals and Plastics | Turnover | 1.7799 | 0.55115 | 3.2295 | 0.023068 | 0.022459 | 0.1713 | Residential | Water Heater Thermostat Setback | N | Single Family | New | 3.3102 | 0.32738 | 10.1112 | 0 | 0 | 0 | Fail 2-year Threshold
[12 empty] | Residential | Hot Water Pipe Insulation | N | Multi-Family | New | 2.5797 | 0.3261 | 7.9106 | 0 | 0 | 0 | Fail RIM | Industrial | Pump System Optimization | N | Chemicals and Plastics | Existing | 3.2614 | 0.55788 | 5.8461 | 0.029609 | 0.028827 | 0.21988 | Residential | Water Heater Thermostat Setback | N | Multi-Family | New | 3.3102 | 0.32738 | 10.1112 | 0 | 0 | 0 | Fail 2-year Threshold
[12 empty] | Residential | Hot Water Pipe Insulation | N | Manufactured Home | New | 3.8173 | 0.3261 | 11.7058 | 0 | 0 | 0 | Fail RIM | Industrial | Pump System Optimization | N | Chemicals and Plastics | New | 3.2614 | 0.55788 | 5.8461 | 0 | 0 | 0 | Residential | Water Heater Thermostat Setback | N | Manufactured Home | New | 3.3102 | 0.32738 | 10.1112 | 0 | 0 | 0 | Fail 2-year Threshold
[12 empty] | Residential | Low Flow Showerhead | N | Single Family | Existing | 12.1314 | 0.32841 | 36.9395 | 0 | 0 | 0 | Fail RIM | Industrial | Process Refrig Controls | N | Chemicals and Plastics | Existing | 1.2718 | 0.54822 | 2.3199 | 0.0020119 | 0.0019622 | 0.014613 | Residential | Water Heater Timeclock | N | Single Family | Existing | 0.15908 | 0.32561 | 0.48855 | 0 | 0 | 0 | Fail TRC
[12 empty] | Residential | Low Flow Showerhead | N | Multi-Family | Existing | 9.5361 | 0.32841 | 29.0369 | 0 | 0 | 0 | Fail RIM | Industrial | Process Refrig Controls | N | Chemicals and Plastics | New | 1.2718 | 0.54822 | 2.3199 | 0 | 0 | 0 | Residential | Water Heater Timeclock | N | Multi-Family | Existing | 0.13626 | 0.32561 | 0.41847 | 0 | 0 | 0 | Fail TRC
[12 empty] | Residential | Low Flow Showerhead | N | Manufactured Home | Existing | 9.4601 | 0.32841 | 28.8054 | 0 | 0 | 0 | Fail RIM | Industrial | Process Refrig Equipment Upgrade | N | Chemicals and Plastics | New | 1.8973 | 0.55494 | 3.4189 | 0 | 0 | 0 | Residential | Water Heater Timeclock | N | Manufactured Home | Existing | 0.20175 | 0.32561 | 0.61961 | 0 | 0 | 0 | Fail TRC
[12 empty] | Residential | Low Flow Showerhead | N | Single Family | New | 12.1314 | 0.32841 | 36.9395 | 0 | 0 | 0 | Fail RIM | Industrial | Process Refrig Equipment Upgrade | N | Chemicals and Plastics | Turnover | 1.8973 | 0.55494 | 3.4189 | 0.009203 | 0.0089761 | 0.066847 | Residential | Water Heater Timeclock | N | Single Family | New | 0.15908 | 0.32561 | 0.48855 | 0 | 0 | 0 | Fail TRC
[12 empty] | Residential | Low Flow Showerhead | N | Multi-Family | New | 9.5361 | 0.32841 | 29.0369 | 0 | 0 | 0 | Fail RIM | Industrial | Process Heat Equipment Upgrade | N | Chemicals and Plastics | New | 1.3626 | 0.55494 | 2.4554 | 0 | 0 | 0 | Residential | Water Heater Timeclock | N | Multi-Family | New | 0.13626 | 0.32561 | 0.41847 | 0 | 0 | 0 | Fail TRC
[12 empty] | Residential | Low Flow Showerhead | N | Manufactured Home | New | 9.4601 | 0.32841 | 28.8054 | 0 | 0 | 0 | Fail RIM | Industrial | Process Heat Equipment Upgrade | N | Chemicals and Plastics | Turnover | 1.3626 | 0.55494 | 2.4554 | 0.010166 | 0.009915 | 0.07384 | Residential | Water Heater Timeclock | N | Manufactured Home | New | 0.20175 | 0.32561 | 0.61961 | 0 | 0 | 0 | Fail TRC
[12 empty] | Residential | Thermostatic Shower Restriction Valve | N | Single Family | Existing | 0.95883 | 0.3281 | 2.9224 | 0 | 0 | 0 | Fail RIM | Industrial | Compressed Air Equipment | N | Construction | New | 3.8984 | 0.55115 | 7.0733 | 0 | 0 | 0 | Residential | Smart Power Strip | N | Single Family | Existing | 0.96262 | 0.32416 | 2.9696 | 0 | 0 | 0 | Fail TRC
[12 empty] | Residential | Thermostatic Shower Restriction Valve | N | Multi-Family | Existing | 0.7537 | 0.3281 | 2.2972 | 0 | 0 | 0 | Fail RIM | Industrial | Compressed Air Equipment | N | Construction | Turnover | 3.8984 | 0.55115 | 7.0733 | 0.0012899 | 0.0012558 | 0.009579 | Residential | Smart Power Strip | N | Multi-Family | Existing | 0.96262 | 0.32416 | 2.9696 | 0 | 0 | 0 | Fail TRC
[12 empty] | Residential | Thermostatic Shower Restriction Valve | N | Manufactured Home | Existing | 0.7477 | 0.3281 | 2.2789 | 0 | 0 | 0 | Fail RIM | Industrial | Efficient Lighting - Exterior | N | Construction | New | 2.9212 | 0.75161 | 3.8866 | 0 | 0 | 0 | Residential | Smart Power Strip | N | Manufactured Home | Existing | 0.96262 | 0.32416 | 2.9696 | 0 | 0 | 0 | Fail TRC
[12 empty] | Residential | Thermostatic Shower Restriction Valve | N | Single Family | New | 0.95883 | 0.3281 | 2.9224 | 0 | 0 | 0 | Fail RIM | Industrial | Efficient Lighting - Exterior | N | Construction | Turnover | 2.9212 | 0.75161 | 3.8866 | 0 | 0 | 0.0021014 | Residential | Smart Power Strip | N | Single Family | New | 0.96262 | 0.32416 | 2.9696 | 0 | 0 | 0 | Fail TRC
[12 empty] | Residential | Thermostatic Shower Restriction Valve | N | Multi-Family | New | 0.7537 | 0.3281 | 2.2972 | 0 | 0 | 0 | Fail RIM | Industrial | Lighting Controls - Exterior | N | Construction | Existing | 1.9671 | 0.75616 | 2.6015 | 0 | 0 | 0.00073087 | Residential | Smart Power Strip | N | Multi-Family | New | 0.96262 | 0.32416 | 2.9696 | 0 | 0 | 0 | Fail TRC
[12 empty] | Residential | Thermostatic Shower Restriction Valve | N | Manufactured Home | New | 0.7477 | 0.3281 | 2.2789 | 0 | 0 | 0 | Fail RIM | Industrial | Lighting Controls - Exterior | N | Construction | New | 1.9671 | 0.75616 | 2.6015 | 0 | 0 | 0 | Residential | Smart Power Strip | N | Manufactured Home | New | 0.96262 | 0.32416 | 2.9696 | 0 | 0 | 0 | Fail TRC
[12 empty] | Residential | Water Heater Blanket | N | Single Family | Existing | 0.37474 | 0.32872 | 1.14 | 0 | 0 | 0 | Fail RIM | Industrial | Building Envelope Improvements | N | Construction | Existing | 2.8167 | 0.54413 | 5.1765 | 0.0015957 | 0.001557 | 0.011202 | Residential | Air Sealing-Infiltration Control | N | Single Family | Existing | 0.38378 | 0.36963 | 1.0383 | 0 | 0 | 0 | Fail TRC
[12 empty] | Residential | Water Heater Blanket | N | Multi-Family | Existing | 0.37474 | 0.32872 | 1.14 | 0 | 0 | 0 | Fail RIM | Industrial | Building Envelope Improvements | N | Construction | New | 2.8167 | 0.54413 | 5.1765 | 0 | 0 | 0 | Residential | Air Sealing-Infiltration Control | N | Multi-Family | Existing | 0.39588 | 0.34788 | 1.138 | 0 | 0 | 0 | Fail TRC
[12 empty] | Residential | Water Heater Blanket | N | Manufactured Home | Existing | 0.37474 | 0.32872 | 1.14 | 0 | 0 | 0 | Fail RIM | Industrial | HVAC Equipment Upgrades | Y | Construction | New | 3.246 | 0.54009 | 6.0101 | 0 | 0 | 0 | Residential | Air Sealing-Infiltration Control | N | Manufactured Home | Existing | 0.55554 | 0.34236 | 1.6227 | 0 | 0 | 0 | Fail TRC
[12 empty] | Residential | Water Heater Blanket | N | Single Family | New | 0.35848 | 0.32872 | 1.0905 | 0 | 0 | 0 | Fail RIM | Industrial | HVAC Equipment Upgrades | Y | Construction | Turnover | 3.246 | 0.54009 | 6.0101 | 0.0014352 | 0.0014004 | 0.010075 | Residential | Air Sealing-Infiltration Control | N | Single Family | New | 0 | 0 | 0 | 0 | 0 | 0 | Fail TRC
[12 empty] | Residential | Water Heater Blanket | N | Multi-Family | New | 0.35848 | 0.32872 | 1.0905 | 0 | 0 | 0 | Fail RIM | Industrial | HVAC Recommissioning | N | Construction | Existing | 1.3752 | 0.55082 | 2.4966 | 0.0021773 | 0.0021245 | 0.015284 | Residential | Air Sealing-Infiltration Control | N | Multi-Family | New | 0 | 0 | 0 | 0 | 0 | 0 | Fail TRC
[12 empty] | Residential | Water Heater Blanket | N | Manufactured Home | New | 0.35848 | 0.32872 | 1.0905 | 0 | 0 | 0 | Fail RIM | Industrial | HVAC Recommissioning | N | Construction | New | 1.3752 | 0.55082 | 2.4966 | 0 | 0 | 0 | Residential | Air Sealing-Infiltration Control | N | Manufactured Home | New | 0 | 0 | 0 | 0 | 0 | 0 | Fail TRC
[12 empty] | Residential | Water Heater Thermostat Setback | N | Single Family | Existing | 3.3102 | 0.32738 | 10.1112 | 0 | 0 | 0 | Fail RIM | Industrial | Efficient Lighting - High Bay | N | Construction | New | 1.7898 | 0.54633 | 3.2759 | 0 | 0 | 0 | Residential | Ceiling Insulation(R12 to R38) | N | Single Family | Existing | 0.54024 | 0.37912 | 1.425 | 0 | 0 | 0 | Fail TRC
[12 empty] | Residential | Water Heater Thermostat Setback | N | Multi-Family | Existing | 3.3102 | 0.32738 | 10.1112 | 0 | 0 | 0 | Fail RIM | Industrial | Efficient Lighting - High Bay | N | Construction | Turnover | 1.7898 | 0.54633 | 3.2759 | 0.0030804 | 0.0029942 | 0.021581 | Residential | Ceiling Insulation(R12 to R38) | N | Multi-Family | Existing | 0.40275 | 0.37912 | 1.0623 | 0 | 0 | 0 | Fail TRC
[12 empty] | Residential | Water Heater Thermostat Setback | N | Manufactured Home | Existing | 3.3102 | 0.32738 | 10.1112 | 0 | 0 | 0 | Fail RIM | Industrial | Efficient Lighting - Other Interior Lighting | N | Construction | New | 1.0011 | 0.54497 | 1.837 | 0 | 0 | 0 | Residential | Ceiling Insulation(R12 to R38) | N | Manufactured Home | Existing | 0.37825 | 0.37912 | 0.99772 | 0 | 0 | 0 | Fail TRC
[12 empty] | Residential | Water Heater Thermostat Setback | N | Single Family | New | 3.3102 | 0.32738 | 10.1112 | 0 | 0 | 0 | Fail RIM | Industrial | Efficient Lighting - Other Interior Lighting | N | Construction | Turnover | 1.0011 | 0.54497 | 1.837 | 0.0042605 | 0.0041413 | 0.029848 | Residential | Ceiling Insulation(R12 to R38) | N | Single Family | New | 0.54024 | 0.37912 | 1.425 | 0 | 0 | 0 | Fail TRC
[12 empty] | Residential | Water Heater Thermostat Setback | N | Multi-Family | New | 3.3102 | 0.32738 | 10.1112 | 0 | 0 | 0 | Fail RIM | Industrial | Lighting Controls | N | Construction | Existing | 2.2714 | 0.55058 | 4.1254 | 0.0012382 | 0.0012035 | 0.0086745 | Residential | Ceiling Insulation(R12 to R38) | N | Multi-Family | New | 0.40275 | 0.37912 | 1.0623 | 0 | 0 | 0 | Fail TRC
[12 empty] | Residential | Water Heater Thermostat Setback | N | Manufactured Home | New | 3.3102 | 0.32738 | 10.1112 | 0 | 0 | 0 | Fail RIM | Industrial | Lighting Controls | N | Construction | New | 2.2714 | 0.55058 | 4.1254 | 0 | 0 | 0 | Residential | Ceiling Insulation(R12 to R38) | N | Manufactured Home | New | 0.37825 | 0.37912 | 0.99772 | 0 | 0 | 0 | Fail TRC
[12 empty] | Residential | Water Heater Timeclock | N | Single Family | Existing | 0.15908 | 0.32561 | 0.48855 | 0 | 0 | 0 | Fail RIM | Industrial | Fan Equipment Upgrades | N | Construction | New | 2.2131 | 0.55115 | 4.0154 | 0 | 0 | 0 | Residential | Ceiling Insulation(R19 to R38) | N | Single Family | Existing | 0.31943 | 0.38012 | 0.84032 | 0 | 0 | 0 | Fail TRC
[12 empty] | Residential | Water Heater Timeclock | N | Multi-Family | Existing | 0.13626 | 0.32561 | 0.41847 | 0 | 0 | 0 | Fail RIM | Industrial | Fan Equipment Upgrades | N | Construction | Turnover | 2.2131 | 0.55115 | 4.0154 | 0.00098338 | 0.00095741 | 0.0073026 | Residential | Ceiling Insulation(R19 to R38) | N | Multi-Family | Existing | 0.23922 | 0.38012 | 0.62933 | 0 | 0 | 0 | Fail TRC
[12 empty] | Residential | Water Heater Timeclock | N | Manufactured Home | Existing | 0.20175 | 0.32561 | 0.61961 | 0 | 0 | 0 | Fail RIM | Industrial | Motor Equipment Upgrades | N | Construction | New | 1.8913 | 0.55788 | 3.3902 | 0 | 0 | 0 | Residential | Ceiling Insulation(R19 to R38) | N | Manufactured Home | Existing | 0.2177 | 0.38012 | 0.57271 | 0 | 0 | 0 | Fail TRC
[12 empty] | Residential | Water Heater Timeclock | N | Single Family | New | 0.15908 | 0.32561 | 0.48855 | 0 | 0 | 0 | Fail RIM | Industrial | Motor Equipment Upgrades | N | Construction | Turnover | 1.8913 | 0.55788 | 3.3902 | 0.00083844 | 0.0008163 | 0.0062263 | Residential | Ceiling Insulation(R19 to R38) | N | Single Family | New | 0.31943 | 0.38012 | 0.84032 | 0 | 0 | 0 | Fail TRC
[12 empty] | Residential | Water Heater Timeclock | N | Multi-Family | New | 0.13626 | 0.32561 | 0.41847 | 0 | 0 | 0 | Fail RIM | Industrial | Motor Improved Controls | N | Construction | Existing | 3.8923 | 0.55115 | 7.0621 | 0.00013507 | 0.0001315 | 0.001003 | Residential | Ceiling Insulation(R19 to R38) | N | Multi-Family | New | 0.23922 | 0.38012 | 0.62933 | 0 | 0 | 0 | Fail TRC
[12 empty] | Residential | Water Heater Timeclock | N | Manufactured Home | New | 0.20175 | 0.32561 | 0.61961 | 0 | 0 | 0 | Fail RIM | Industrial | Motor Improved Controls | N | Construction | New | 3.8923 | 0.55115 | 7.0621 | 0 | 0 | 0 | Residential | Ceiling Insulation(R19 to R38) | N | Manufactured Home | New | 0.2177 | 0.38012 | 0.57271 | 0 | 0 | 0 | Fail TRC
[12 empty] | Residential | Smart Power Strip | N | Single Family | Existing | 0.96262 | 0.32416 | 2.9696 | 0 | 0 | 0 | Fail RIM | Industrial | Pump Equipment Upgrade | N | Construction | New | 3.0315 | 0.55115 | 5.5003 | 0 | 0 | 0 | Residential | Ceiling Insulation(R30 to R38) | N | Single Family | Existing | 0.12487 | 0.37966 | 0.32891 | 0 | 0 | 0 | Fail TRC
[12 empty] | Residential | Smart Power Strip | N | Multi-Family | Existing | 0.96262 | 0.32416 | 2.9696 | 0 | 0 | 0 | Fail RIM | Industrial | Pump Equipment Upgrade | N | Construction | Turnover | 3.0315 | 0.55115 | 5.5003 | 0.0069348 | 0.0067516 | 0.051498 | Residential | Ceiling Insulation(R30 to R38) | N | Multi-Family | Existing | 0.09167 | 0.37966 | 0.24145 | 0 | 0 | 0 | Fail TRC
[12 empty] | Residential | Smart Power Strip | N | Manufactured Home | Existing | 0.96262 | 0.32416 | 2.9696 | 0 | 0 | 0 | Fail RIM | Industrial | Process Refrig Equipment Upgrade | N | Construction | New | 1.5293 | 0.55494 | 2.7558 | 0 | 0 | 0 | Residential | Ceiling Insulation(R30 to R38) | N | Manufactured Home | Existing | 0.083071 | 0.37966 | 0.2188 | 0 | 0 | 0 | Fail TRC
[12 empty] | Residential | Smart Power Strip | N | Single Family | New | 0.96262 | 0.32416 | 2.9696 | 0 | 0 | 0 | Fail RIM | Industrial | Process Refrig Equipment Upgrade | N | Construction | Turnover | 1.5293 | 0.55494 | 2.7558 | 0.001702 | 0.0016601 | 0.012363 | Residential | Ceiling Insulation(R30 to R38) | N | Single Family | New | 0.12487 | 0.37966 | 0.32891 | 0 | 0 | 0 | Fail TRC
[12 empty] | Residential | Smart Power Strip | N | Multi-Family | New | 0.96262 | 0.32416 | 2.9696 | 0 | 0 | 0 | Fail RIM | Industrial | Process Refrig System Optimization | N | Construction | Existing | 1.5412 | 0.55742 | 2.7649 | 0.0016331 | 0.0015928 | 0.011862 | Residential | Ceiling Insulation(R30 to R38) | N | Multi-Family | New | 0.09167 | 0.37966 | 0.24145 | 0 | 0 | 0 | Fail TRC
[12 empty] | Residential | Smart Power Strip | N | Manufactured Home | New | 0.96262 | 0.32416 | 2.9696 | 0 | 0 | 0 | Fail RIM | Industrial | Process Refrig System Optimization | N | Construction | New | 1.5412 | 0.55742 | 2.7649 | 0 | 0 | 0 | Residential | Ceiling Insulation(R30 to R38) | N | Manufactured Home | New | 0.083071 | 0.37966 | 0.2188 | 0 | 0 | 0 | Fail TRC
[12 empty] | Residential | Air Sealing-Infiltration Control | N | Single Family | Existing | 0.38378 | 0.36963 | 1.0383 | 0 | 0 | 0 | Fail RIM | Industrial | Efficient Lighting - Exterior | N | Electrical and Electronic Equip. | New | 2.9212 | 0.75161 | 3.8866 | 0 | 0 | 0 | Residential | Central AC Tune Up | N | Single Family | Existing | 0.11707 | 0.44905 | 0.2607 | 0 | 0 | 0 | Fail TRC
[12 empty] | Residential | Air Sealing-Infiltration Control | N | Multi-Family | Existing | 0.39588 | 0.34788 | 1.138 | 0 | 0 | 0 | Fail RIM | Industrial | Efficient Lighting - Exterior | N | Electrical and Electronic Equip. | Turnover | 2.9212 | 0.75161 | 3.8866 | 0 | 0 | 0.0041572 | Residential | Central AC Tune Up | N | Multi-Family | Existing | 0.056705 | 0.44905 | 0.12628 | 0 | 0 | 0 | Fail TRC
[12 empty] | Residential | Air Sealing-Infiltration Control | N | Manufactured Home | Existing | 0.55554 | 0.34236 | 1.6227 | 0 | 0 | 0 | Fail RIM | Industrial | Lighting Controls - Exterior | N | Electrical and Electronic Equip. | Existing | 1.9049 | 0.75616 | 2.5192 | 0 | 0 | 0.0014459 | Residential | Central AC Tune Up | N | Manufactured Home | Existing | 0.077887 | 0.44905 | 0.17345 | 0 | 0 | 0 | Fail TRC
[12 empty] | Residential | Air Sealing-Infiltration Control | N | Single Family | New | 0 | 0 | 0 | 0 | 0 | 0 | Fail RIM | Industrial | Lighting Controls - Exterior | N | Electrical and Electronic Equip. | New | 1.9049 | 0.75616 | 2.5192 | 0 | 0 | 0 | Residential | Central AC Tune Up | N | Single Family | New | 0 | 0 | 0 | 0 | 0 | 0 | Fail TRC
[12 empty] | Residential | Air Sealing-Infiltration Control | N | Multi-Family | New | 0 | 0 | 0 | 0 | 0 | 0 | Fail RIM | Industrial | Building Envelope Improvements | N | Electrical and Electronic Equip. | Existing | 2.3386 | 0.54413 | 4.298 | 0.003393 | 0.0033106 | 0.023818 | Residential | Central AC Tune Up | N | Multi-Family | New | 0 | 0 | 0 | 0 | 0 | 0 | Fail TRC
[12 empty] | Residential | Air Sealing-Infiltration Control | N | Manufactured Home | New | 0 | 0 | 0 | 0 | 0 | 0 | Fail RIM | Industrial | Building Envelope Improvements | N | Electrical and Electronic Equip. | New | 2.3386 | 0.54413 | 4.298 | 0 | 0 | 0 | Residential | Central AC Tune Up | N | Manufactured Home | New | 0 | 0 | 0 | 0 | 0 | 0 | Fail TRC
[12 empty] | Residential | Ceiling Insulation(R12 to R38) | N | Single Family | Existing | 0.54024 | 0.37912 | 1.425 | 0 | 0 | 0 | Fail RIM | Industrial | HVAC Equipment Upgrades | Y | Electrical and Electronic Equip. | New | 3.58 | 0.54009 | 6.6284 | 0 | 0 | 0 | Residential | Duct Insulation | N | Single Family | Existing | 0.040958 | 0.37472 | 0.1093 | 0 | 0 | 0 | Fail TRC
[12 empty] | Residential | Ceiling Insulation(R12 to R38) | N | Multi-Family | Existing | 0.40275 | 0.37912 | 1.0623 | 0 | 0 | 0 | Fail RIM | Industrial | HVAC Equipment Upgrades | Y | Electrical and Electronic Equip. | Turnover | 3.58 | 0.54009 | 6.6284 | 0.0031624 | 0.0030856 | 0.022199 | Residential | Duct Insulation | N | Multi-Family | Existing | 0.030246 | 0.35347 | 0.085569 | 0 | 0 | 0 | Fail TRC
[12 empty] | Residential | Ceiling Insulation(R12 to R38) | N | Manufactured Home | Existing | 0.37825 | 0.37912 | 0.99772 | 0 | 0 | 0 | Fail RIM | Industrial | HVAC Improved Controls | N | Electrical and Electronic Equip. | Existing | 2.9907 | 0.54413 | 5.4963 | 0.0013647 | 0.0013315 | 0.0095796 | Residential | Duct Insulation | N | Manufactured Home | Existing | 0.042471 | 0.34808 | 0.12201 | 0 | 0 | 0 | Fail TRC
[12 empty] | Residential | Ceiling Insulation(R12 to R38) | N | Single Family | New | 0.54024 | 0.37912 | 1.425 | 0 | 0 | 0 | Fail RIM | Industrial | HVAC Improved Controls | N | Electrical and Electronic Equip. | New | 2.9907 | 0.54413 | 5.4963 | 0 | 0 | 0 | Residential | Duct Insulation | N | Single Family | New | 0 | 0 | 0 | 0 | 0 | 0 | Fail TRC
[12 empty] | Residential | Ceiling Insulation(R12 to R38) | N | Multi-Family | New | 0.40275 | 0.37912 | 1.0623 | 0 | 0 | 0 | Fail RIM | Industrial | Efficient Lighting - High Bay | N | Electrical and Electronic Equip. | New | 1.7898 | 0.54633 | 3.2759 | 0 | 0 | 0 | Residential | Duct Insulation | N | Multi-Family | New | 0 | 0 | 0 | 0 | 0 | 0 | Fail TRC
[12 empty] | Residential | Ceiling Insulation(R12 to R38) | N | Manufactured Home | New | 0.37825 | 0.37912 | 0.99772 | 0 | 0 | 0 | Fail RIM | Industrial | Efficient Lighting - High Bay | N | Electrical and Electronic Equip. | Turnover | 1.7898 | 0.54633 | 3.2759 | 0.0040028 | 0.0038908 | 0.028043 | Residential | Duct Insulation | N | Manufactured Home | New | 0 | 0 | 0 | 0 | 0 | 0 | Fail TRC
[12 empty] | Residential | Ceiling Insulation(R19 to R38) | N | Single Family | Existing | 0.31943 | 0.38012 | 0.84032 | 0 | 0 | 0 | Fail RIM | Industrial | Efficient Lighting - Other Interior Lighting | N | Electrical and Electronic Equip. | New | 1.0011 | 0.54497 | 1.837 | 0 | 0 | 0 | Residential | Duct Repair | N | Multi-Family | Existing | 0.67733 | 0.35767 | 1.8937 | 0 | 0 | 0 | Fail TRC
[12 empty] | Residential | Ceiling Insulation(R19 to R38) | N | Multi-Family | Existing | 0.23922 | 0.38012 | 0.62933 | 0 | 0 | 0 | Fail RIM | Industrial | Efficient Lighting - Other Interior Lighting | N | Electrical and Electronic Equip. | Turnover | 1.0011 | 0.54497 | 1.837 | 0.010075 | 0.0097933 | 0.070585 | Residential | Duct Repair | N | Single Family | New | 0 | 0 | 0 | 0 | 0 | 0 | Fail TRC
[12 empty] | Residential | Ceiling Insulation(R19 to R38) | N | Manufactured Home | Existing | 0.2177 | 0.38012 | 0.57271 | 0 | 0 | 0 | Fail RIM | Industrial | Lighting Controls | N | Electrical and Electronic Equip. | Existing | 2.1996 | 0.55058 | 3.995 | 0.0019711 | 0.001916 | 0.01381 | Residential | Duct Repair | N | Multi-Family | New | 0 | 0 | 0 | 0 | 0 | 0 | Fail TRC
[12 empty] | Residential | Ceiling Insulation(R19 to R38) | N | Single Family | New | 0.31943 | 0.38012 | 0.84032 | 0 | 0 | 0 | Fail RIM | Industrial | Lighting Controls | N | Electrical and Electronic Equip. | New | 2.1996 | 0.55058 | 3.995 | 0 | 0 | 0 | Residential | Duct Repair | N | Manufactured Home | New | 0 | 0 | 0 | 0 | 0 | 0 | Fail TRC
[12 empty] | Residential | Ceiling Insulation(R19 to R38) | N | Multi-Family | New | 0.23922 | 0.38012 | 0.62933 | 0 | 0 | 0 | Fail RIM | Industrial | Motor Equipment Upgrades | N | Electrical and Electronic Equip. | New | 1.9177 | 0.55788 | 3.4376 | 0 | 0 | 0 | Residential | Energy Star Certified Roof Products | N | Single Family | Existing | 999 | 0.37002 | 999 | 0 | 0 | 0 | Fail 2-year Threshold
[12 empty] | Residential | Ceiling Insulation(R19 to R38) | N | Manufactured Home | New | 0.2177 | 0.38012 | 0.57271 | 0 | 0 | 0 | Fail RIM | Industrial | Motor Equipment Upgrades | N | Electrical and Electronic Equip. | Turnover | 1.9177 | 0.55788 | 3.4376 | 0.00059909 | 0.00058326 | 0.0044488 | Residential | Energy Star Certified Roof Products | N | Multi-Family | Existing | 999 | 0.34915 | 999 | 0 | 0 | 0 | Fail 2-year Threshold
[12 empty] | Residential | Ceiling Insulation(R2 to R38) | N | Single Family | Existing | 1.6364 | 0.36029 | 4.5419 | 0 | 0 | 0 | Fail RIM | Industrial | Process Other Systems Optimization | N | Electrical and Electronic Equip. | Existing | 1.6272 | 0.55667 | 2.9232 | 0.00037422 | 0.000365 | 0.0027182 | Residential | Energy Star Certified Roof Products | N | Manufactured Home | Existing | 999 | 0.34385 | 999 | 0 | 0 | 0 | Fail 2-year Threshold
[12 empty] | Residential | Ceiling Insulation(R2 to R38) | N | Multi-Family | Existing | 1.1866 | 0.36029 | 3.2934 | 0 | 0 | 0 | Fail RIM | Industrial | Process Other Systems Optimization | N | Electrical and Electronic Equip. | New | 1.6272 | 0.55667 | 2.9232 | 0 | 0 | 0 | Residential | Energy Star Certified Roof Products | N | Single Family | New | 999 | 0.37002 | 999 | 0 | 0 | 0 | Fail 2-year Threshold
[12 empty] | Residential | Ceiling Insulation(R2 to R38) | N | Manufactured Home | Existing | 1.1586 | 0.36029 | 3.2157 | 0 | 0 | 0 | Fail RIM | Industrial | Compressed Air Equipment | N | Lumber/Furniture/Pulp/Paper | New | 2.7732 | 0.55115 | 5.0317 | 0 | 0 | 0 | Residential | Energy Star Certified Roof Products | N | Multi-Family | New | 999 | 0.34915 | 999 | 0 | 0 | 0 | Fail 2-year Threshold
[12 empty] | Residential | Ceiling Insulation(R2 to R38) | N | Single Family | New | 1.6364 | 0.36029 | 4.5419 | 0 | 0 | 0 | Fail RIM | Industrial | Compressed Air Equipment | N | Lumber/Furniture/Pulp/Paper | Turnover | 2.7732 | 0.55115 | 5.0317 | 0.025014 | 0.024354 | 0.18576 | Residential | Energy Star Certified Roof Products | N | Manufactured Home | New | 999 | 0.34385 | 999 | 0 | 0 | 0 | Fail 2-year Threshold
[12 empty] | Residential | Ceiling Insulation(R2 to R38) | N | Multi-Family | New | 1.1866 | 0.36029 | 3.2934 | 0 | 0 | 0 | Fail RIM | Industrial | Plant Energy Management | N | Lumber/Furniture/Pulp/Paper | Existing | 2.7038 | 0.55491 | 4.8725 | 0.06832 | 0.066697 | 0.50404 | Residential | Energy Star Door | N | Single Family | Existing | 0.31368 | 0.34764 | 0.90231 | 0 | 0 | 0 | Fail TRC
[12 empty] | Residential | Ceiling Insulation(R2 to R38) | N | Manufactured Home | New | 1.1586 | 0.36029 | 3.2157 | 0 | 0 | 0 | Fail RIM | Industrial | Plant Energy Management | N | Lumber/Furniture/Pulp/Paper | New | 2.7038 | 0.55491 | 4.8725 | 0 | 0 | 0 | Residential | Energy Star Door | N | Multi-Family | Existing | 0.31368 | 0.34764 | 0.90231 | 0 | 0 | 0 | Fail TRC
[12 empty] | Residential | Ceiling Insulation(R30 to R38) | N | Single Family | Existing | 0.12487 | 0.37966 | 0.32891 | 0 | 0 | 0 | Fail RIM | Industrial | Efficient Lighting - Exterior | N | Lumber/Furniture/Pulp/Paper | New | 2.9212 | 0.75161 | 3.8866 | 0 | 0 | 0 | Residential | Energy Star Door | N | Manufactured Home | Existing | 0.31368 | 0.34764 | 0.90231 | 0 | 0 | 0 | Fail TRC
[12 empty] | Residential | Ceiling Insulation(R30 to R38) | N | Multi-Family | Existing | 0.09167 | 0.37966 | 0.24145 | 0 | 0 | 0 | Fail RIM | Industrial | Efficient Lighting - Exterior | N | Lumber/Furniture/Pulp/Paper | Turnover | 2.9212 | 0.75161 | 3.8866 | 0 | 0 | 0.0051651 | Residential | Energy Star Door | N | Single Family | New | 0.22261 | 0.34764 | 0.64035 | 0 | 0 | 0 | Fail TRC
[12 empty] | Residential | Ceiling Insulation(R30 to R38) | N | Manufactured Home | Existing | 0.083071 | 0.37966 | 0.2188 | 0 | 0 | 0 | Fail RIM | Industrial | Lighting Controls - Exterior | N | Lumber/Furniture/Pulp/Paper | Existing | 1.5771 | 0.75616 | 2.0857 | 0 | 0 | 0.0017964 | Residential | Energy Star Door | N | Multi-Family | New | 0.22261 | 0.34764 | 0.64035 | 0 | 0 | 0 | Fail TRC
[12 empty] | Residential | Ceiling Insulation(R30 to R38) | N | Single Family | New | 0.12487 | 0.37966 | 0.32891 | 0 | 0 | 0 | Fail RIM | Industrial | Lighting Controls - Exterior | N | Lumber/Furniture/Pulp/Paper | New | 1.5771 | 0.75616 | 2.0857 | 0 | 0 | 0 | Residential | Energy Star Door | N | Manufactured Home | New | 0.22261 | 0.34764 | 0.64035 | 0 | 0 | 0 | Fail TRC
[12 empty] | Residential | Ceiling Insulation(R30 to R38) | N | Multi-Family | New | 0.09167 | 0.37966 | 0.24145 | 0 | 0 | 0 | Fail RIM | Industrial | HVAC Equipment Upgrades | Y | Lumber/Furniture/Pulp/Paper | New | 3.58 | 0.54009 | 6.6284 | 0 | 0 | 0 | Residential | Energy Star Windows | N | Single Family | Existing | 0.73249 | 0.32466 | 2.2562 | 0 | 0 | 0 | Fail TRC
[12 empty] | Residential | Ceiling Insulation(R30 to R38) | N | Manufactured Home | New | 0.083071 | 0.37966 | 0.2188 | 0 | 0 | 0 | Fail RIM | Industrial | HVAC Equipment Upgrades | Y | Lumber/Furniture/Pulp/Paper | Turnover | 3.58 | 0.54009 | 6.6284 | 0.0005165 | 0.00050397 | 0.0036258 | Residential | Energy Star Windows | N | Multi-Family | Existing | 0.73249 | 0.32466 | 2.2562 | 0 | 0 | 0 | Fail TRC
[12 empty] | Residential | Central AC Tune Up | N | Single Family | Existing | 0.11707 | 0.44905 | 0.2607 | 0 | 0 | 0 | Fail RIM | Industrial | Efficient Lighting - High Bay | N | Lumber/Furniture/Pulp/Paper | New | 1.7898 | 0.54633 | 3.2759 | 0 | 0 | 0 | Residential | Energy Star Windows | N | Manufactured Home | Existing | 0.73249 | 0.32466 | 2.2562 | 0 | 0 | 0 | Fail TRC
[12 empty] | Residential | Central AC Tune Up | N | Multi-Family | Existing | 0.056705 | 0.44905 | 0.12628 | 0 | 0 | 0 | Fail RIM | Industrial | Efficient Lighting - High Bay | N | Lumber/Furniture/Pulp/Paper | Turnover | 1.7898 | 0.54633 | 3.2759 | 0.004899 | 0.0047619 | 0.034322 | Residential | Energy Star Windows | N | Single Family | New | 0.2494 | 0.32312 | 0.77184 | 0 | 0 | 0 | Fail TRC
[12 empty] | Residential | Central AC Tune Up | N | Manufactured Home | Existing | 0.077887 | 0.44905 | 0.17345 | 0 | 0 | 0 | Fail RIM | Industrial | Efficient Lighting - Other Interior Lighting | N | Lumber/Furniture/Pulp/Paper | New | 1.0011 | 0.54497 | 1.837 | 0 | 0 | 0 | Residential | Energy Star Windows | N | Multi-Family | New | 0.2494 | 0.32312 | 0.77184 | 0 | 0 | 0 | Fail TRC
[12 empty] | Residential | Central AC Tune Up | N | Single Family | New | 0 | 0 | 0 | 0 | 0 | 0 | Fail RIM | Industrial | Efficient Lighting - Other Interior Lighting | N | Lumber/Furniture/Pulp/Paper | Turnover | 1.0011 | 0.54497 | 1.837 | 0.0072109 | 0.0070091 | 0.050518 | Residential | Energy Star Windows | N | Manufactured Home | New | 0.2494 | 0.32312 | 0.77184 | 0 | 0 | 0 | Fail TRC
[12 empty] | Residential | Central AC Tune Up | N | Multi-Family | New | 0 | 0 | 0 | 0 | 0 | 0 | Fail RIM | Industrial | Lighting Controls | N | Lumber/Furniture/Pulp/Paper | Existing | 1.8211 | 0.55058 | 3.3076 | 0.0032167 | 0.0031267 | 0.022536 | Residential | Floor Insulation | N | Single Family | Existing | 0.015005 | 0.3179 | 0.047199 | 0 | 0 | 0 | Fail TRC
[12 empty] | Residential | Central AC Tune Up | N | Manufactured Home | New | 0 | 0 | 0 | 0 | 0 | 0 | Fail RIM | Industrial | Lighting Controls | N | Lumber/Furniture/Pulp/Paper | New | 1.8211 | 0.55058 | 3.3076 | 0 | 0 | 0 | Residential | Floor Insulation | N | Multi-Family | Existing | 0.0074237 | 0.3179 | 0.023352 | 0 | 0 | 0 | Fail TRC
[12 empty] | Residential | Duct Insulation | N | Single Family | Existing | 0.040958 | 0.37472 | 0.1093 | 0 | 0 | 0 | Fail RIM | Industrial | Fan Equipment Upgrades | N | Lumber/Furniture/Pulp/Paper | New | 1.7435 | 0.55115 | 3.1635 | 0 | 0 | 0 | Residential | Floor Insulation | N | Manufactured Home | Existing | 0.013839 | 0.3179 | 0.043533 | 0 | 0 | 0 | Fail TRC
[12 empty] | Residential | Duct Insulation | N | Multi-Family | Existing | 0.030246 | 0.35347 | 0.085569 | 0 | 0 | 0 | Fail RIM | Industrial | Fan Equipment Upgrades | N | Lumber/Furniture/Pulp/Paper | Turnover | 1.7435 | 0.55115 | 3.1635 | 0.013475 | 0.013119 | 0.10007 | Residential | Floor Insulation | N | Single Family | New | 0 | 0 | 0 | 0 | 0 | 0 | Fail TRC
[12 empty] | Residential | Duct Insulation | N | Manufactured Home | Existing | 0.042471 | 0.34808 | 0.12201 | 0 | 0 | 0 | Fail RIM | Industrial | Pump Equipment Upgrade | N | Lumber/Furniture/Pulp/Paper | New | 1.2771 | 0.55115 | 2.3172 | 0 | 0 | 0 | Residential | Floor Insulation | N | Multi-Family | New | 0 | 0 | 0 | 0 | 0 | 0 | Fail TRC
[12 empty] | Residential | Duct Insulation | N | Single Family | New | 0 | 0 | 0 | 0 | 0 | 0 | Fail RIM | Industrial | Pump Equipment Upgrade | N | Lumber/Furniture/Pulp/Paper | Turnover | 1.2771 | 0.55115 | 2.3172 | 0.015652 | 0.015239 | 0.11624 | Residential | Floor Insulation | N | Manufactured Home | New | 0 | 0 | 0 | 0 | 0 | 0 | Fail TRC
[12 empty] | Residential | Duct Insulation | N | Multi-Family | New | 0 | 0 | 0 | 0 | 0 | 0 | Fail RIM | Industrial | Pump System Optimization | N | Lumber/Furniture/Pulp/Paper | Existing | 1.246 | 0.55788 | 2.2334 | 0.018663 | 0.018171 | 0.1386 | Residential | Green Roof | N | Single Family | Existing | 0.019587 | 0.37002 | 0.052935 | 0 | 0 | 0 | Fail TRC
[12 empty] | Residential | Duct Insulation | N | Manufactured Home | New | 0 | 0 | 0 | 0 | 0 | 0 | Fail RIM | Industrial | Pump System Optimization | N | Lumber/Furniture/Pulp/Paper | New | 1.246 | 0.55788 | 2.2334 | 0 | 0 | 0 | Residential | Green Roof | N | Multi-Family | Existing | 0.014469 | 0.34915 | 0.041442 | 0 | 0 | 0 | Fail TRC
[12 empty] | Residential | Duct Repair | N | Single Family | Existing | 1.105 | 0.37943 | 2.9122 | 0 | 0 | 0 | Fail RIM | Industrial | Process Refrig Equipment Upgrade | N | Lumber/Furniture/Pulp/Paper | New | 1.3206 | 0.55494 | 2.3798 | 0 | 0 | 0 | Residential | Green Roof | N | Manufactured Home | Existing | 0.020319 | 0.34385 | 0.059093 | 0 | 0 | 0 | Fail TRC
[12 empty] | Residential | Duct Repair | N | Multi-Family | Existing | 0.67733 | 0.35767 | 1.8937 | 0 | 0 | 0 | Fail RIM | Industrial | Process Refrig Equipment Upgrade | N | Lumber/Furniture/Pulp/Paper | Turnover | 1.3206 | 0.55494 | 2.3798 | 0.0001434 | 0.00013986 | 0.0010416 | Residential | Green Roof | N | Single Family | New | 0.019587 | 0.37002 | 0.052935 | 0 | 0 | 0 | Fail TRC
[12 empty] | Residential | Duct Repair | N | Manufactured Home | Existing | 1.0032 | 0.35215 | 2.8487 | 0 | 0 | 0 | Fail RIM | Industrial | Process Other Systems Optimization | N | Lumber/Furniture/Pulp/Paper | Existing | 1.654 | 0.55667 | 2.9712 | 0.00011536 | 0.00011251 | 0.00083793 | Residential | Green Roof | N | Multi-Family | New | 0.014469 | 0.34915 | 0.041442 | 0 | 0 | 0 | Fail TRC
[12 empty] | Residential | Duct Repair | N | Single Family | New | 0 | 0 | 0 | 0 | 0 | 0 | Fail RIM | Industrial | Process Other Systems Optimization | N | Lumber/Furniture/Pulp/Paper | New | 1.654 | 0.55667 | 2.9712 | 0 | 0 | 0 | Residential | Green Roof | N | Manufactured Home | New | 0.020319 | 0.34385 | 0.059093 | 0 | 0 | 0 | Fail TRC
[12 empty] | Residential | Duct Repair | N | Multi-Family | New | 0 | 0 | 0 | 0 | 0 | 0 | Fail RIM | Industrial | Compressed Air Equipment | N | Metal Products and Machinery | New | 4.0905 | 0.55115 | 7.4218 | 0 | 0 | 0 | Residential | Heat Pump Tune Up | N | Single Family | Existing | 0.17859 | 0.38791 | 0.46039 | 0 | 0 | 0 | Fail TRC
[12 empty] | Residential | Duct Repair | N | Manufactured Home | New | 0 | 0 | 0 | 0 | 0 | 0 | Fail RIM | Industrial | Compressed Air Equipment | N | Metal Products and Machinery | Turnover | 4.0905 | 0.55115 | 7.4218 | 0.0069602 | 0.0067764 | 0.051687 | Residential | Heat Pump Tune Up | N | Multi-Family | Existing | 0.10906 | 0.36427 | 0.29938 | 0 | 0 | 0 | Fail TRC
[12 empty] | Residential | Energy Star Certified Roof Products | N | Single Family | Existing | 999 | 0.37002 | 999 | 0 | 0 | 0 | Fail RIM | Industrial | Plant Energy Management | N | Metal Products and Machinery | Existing | 2.9451 | 0.55491 | 5.3075 | 0.093661 | 0.091516 | 0.68563 | Residential | Heat Pump Tune Up | N | Manufactured Home | Existing | 0.16135 | 0.35827 | 0.45036 | 0 | 0 | 0 | Fail TRC
[12 empty] | Residential | Energy Star Certified Roof Products | N | Multi-Family | Existing | 999 | 0.34915 | 999 | 0 | 0 | 0 | Fail RIM | Industrial | Plant Energy Management | N | Metal Products and Machinery | New | 2.9451 | 0.55491 | 5.3075 | 0 | 0 | 0 | Residential | Heat Pump Tune Up | N | Single Family | New | 0 | 0 | 0 | 0 | 0 | 0 | Fail TRC
[12 empty] | Residential | Energy Star Certified Roof Products | N | Manufactured Home | Existing | 999 | 0.34385 | 999 | 0 | 0 | 0 | Fail RIM | Industrial | Efficient Lighting - Exterior | N | Metal Products and Machinery | New | 2.9212 | 0.75161 | 3.8866 | 0 | 0 | 0 | Residential | Heat Pump Tune Up | N | Multi-Family | New | 0 | 0 | 0 | 0 | 0 | 0 | Fail TRC
[12 empty] | Residential | Energy Star Certified Roof Products | N | Single Family | New | 999 | 0.37002 | 999 | 0 | 0 | 0 | Fail RIM | Industrial | Efficient Lighting - Exterior | N | Metal Products and Machinery | Turnover | 2.9212 | 0.75161 | 3.8866 | 0 | 0 | 0.011163 | Residential | Heat Pump Tune Up | N | Manufactured Home | New | 0 | 0 | 0 | 0 | 0 | 0 | Fail TRC
[12 empty] | Residential | Energy Star Certified Roof Products | N | Multi-Family | New | 999 | 0.34915 | 999 | 0 | 0 | 0 | Fail RIM | Industrial | Lighting Controls - Exterior | N | Metal Products and Machinery | Existing | 1.7292 | 0.75616 | 2.2869 | 0 | 0 | 0.0038825 | Residential | Home Energy Management System | N | Single Family | Existing | 0.48945 | 0.33494 | 1.4613 | 0 | 0 | 0 | Fail TRC
[12 empty] | Residential | Energy Star Certified Roof Products | N | Manufactured Home | New | 999 | 0.34385 | 999 | 0 | 0 | 0 | Fail RIM | Industrial | Lighting Controls - Exterior | N | Metal Products and Machinery | New | 1.7292 | 0.75616 | 2.2869 | 0 | 0 | 0 | Residential | Home Energy Management System | N | Multi-Family | Existing | 0.35266 | 0.33494 | 1.0529 | 0 | 0 | 0 | Fail TRC
[12 empty] | Residential | Energy Star Door | N | Single Family | Existing | 0.31368 | 0.34764 | 0.90231 | 0 | 0 | 0 | Fail RIM | Industrial | Building Envelope Improvements | N | Metal Products and Machinery | Existing | 3.1545 | 0.54413 | 5.7974 | 0.009742 | 0.0095056 | 0.068387 | Residential | Home Energy Management System | N | Manufactured Home | Existing | 0.54363 | 0.33494 | 1.6231 | 0 | 0 | 0 | Fail TRC
[12 empty] | Residential | Energy Star Door | N | Multi-Family | Existing | 0.31368 | 0.34764 | 0.90231 | 0 | 0 | 0 | Fail RIM | Industrial | Building Envelope Improvements | N | Metal Products and Machinery | New | 3.1545 | 0.54413 | 5.7974 | 0 | 0 | 0 | Residential | Home Energy Management System | N | Single Family | New | 0.49041 | 0.33559 | 1.4613 | 0 | 0 | 0 | Fail TRC
[12 empty] | Residential | Energy Star Door | N | Manufactured Home | Existing | 0.31368 | 0.34764 | 0.90231 | 0 | 0 | 0 | Fail RIM | Industrial | HVAC Equipment Upgrades | Y | Metal Products and Machinery | New | 2.9992 | 0.54009 | 5.5531 | 0 | 0 | 0 | Residential | Home Energy Management System | N | Multi-Family | New | 0.35335 | 0.33559 | 1.0529 | 0 | 0 | 0 | Fail TRC
[12 empty] | Residential | Energy Star Door | N | Single Family | New | 0.22261 | 0.34764 | 0.64035 | 0 | 0 | 0 | Fail RIM | Industrial | HVAC Equipment Upgrades | Y | Metal Products and Machinery | Turnover | 2.9992 | 0.54009 | 5.5531 | 0.009772 | 0.009535 | 0.068598 | Residential | Home Energy Management System | N | Manufactured Home | New | 0.54469 | 0.33559 | 1.6231 | 0 | 0 | 0 | Fail TRC
[12 empty] | Residential | Energy Star Door | N | Multi-Family | New | 0.22261 | 0.34764 | 0.64035 | 0 | 0 | 0 | Fail RIM | Industrial | Efficient Lighting - High Bay | N | Metal Products and Machinery | New | 1.7898 | 0.54633 | 3.2759 | 0 | 0 | 0 | Residential | HVAC ECM Motor | N | Single Family | Existing | 0.072355 | 0.35322 | 0.20485 | 0 | 0 | 0 | Fail TRC
[12 empty] | Residential | Energy Star Door | N | Manufactured Home | New | 0.22261 | 0.34764 | 0.64035 | 0 | 0 | 0 | Fail RIM | Industrial | Efficient Lighting - High Bay | N | Metal Products and Machinery | Turnover | 1.7898 | 0.54633 | 3.2759 | 0.022708 | 0.022073 | 0.15909 | Residential | HVAC ECM Motor | N | Multi-Family | Existing | 0.072355 | 0.35322 | 0.20485 | 0 | 0 | 0 | Fail TRC
[12 empty] | Residential | Energy Star Windows | N | Single Family | Existing | 0.73249 | 0.32466 | 2.2562 | 0 | 0 | 0 | Fail RIM | Industrial | Efficient Lighting - Other Interior Lighting | N | Metal Products and Machinery | New | 1.0011 | 0.54497 | 1.837 | 0 | 0 | 0 | Residential | HVAC ECM Motor | N | Manufactured Home | Existing | 0.072355 | 0.35322 | 0.20485 | 0 | 0 | 0 | Fail TRC
[12 empty] | Residential | Energy Star Windows | N | Multi-Family | Existing | 0.73249 | 0.32466 | 2.2562 | 0 | 0 | 0 | Fail RIM | Industrial | Efficient Lighting - Other Interior Lighting | N | Metal Products and Machinery | Turnover | 1.0011 | 0.54497 | 1.837 | 0.019156 | 0.01862 | 0.13421 | Residential | HVAC ECM Motor | N | Single Family | New | 0.072355 | 0.35322 | 0.20485 | 0 | 0 | 0 | Fail TRC
[12 empty] | Residential | Energy Star Windows | N | Manufactured Home | Existing | 0.73249 | 0.32466 | 2.2562 | 0 | 0 | 0 | Fail RIM | Industrial | Lighting Controls | N | Metal Products and Machinery | Existing | 1.9967 | 0.55058 | 3.6266 | 0.0068016 | 0.0066113 | 0.047651 | Residential | HVAC ECM Motor | N | Multi-Family | New | 0.072355 | 0.35322 | 0.20485 | 0 | 0 | 0 | Fail TRC
[12 empty] | Residential | Energy Star Windows | N | Single Family | New | 0.2494 | 0.32312 | 0.77184 | 0 | 0 | 0 | Fail RIM | Industrial | Lighting Controls | N | Metal Products and Machinery | New | 1.9967 | 0.55058 | 3.6266 | 0 | 0 | 0 | Residential | HVAC ECM Motor | N | Manufactured Home | New | 0.072355 | 0.35322 | 0.20485 | 0 | 0 | 0 | Fail TRC
[12 empty] | Residential | Energy Star Windows | N | Multi-Family | New | 0.2494 | 0.32312 | 0.77184 | 0 | 0 | 0 | Fail RIM | Industrial | Fan Equipment Upgrades | N | Metal Products and Machinery | New | 2.7476 | 0.55115 | 4.9851 | 0 | 0 | 0 | Residential | Programmable Thermostat | N | Single Family | Existing | 0.30068 | 0.45838 | 0.65597 | 0 | 0 | 0 | Fail TRC
[12 empty] | Residential | Energy Star Windows | N | Manufactured Home | New | 0.2494 | 0.32312 | 0.77184 | 0 | 0 | 0 | Fail RIM | Industrial | Fan Equipment Upgrades | N | Metal Products and Machinery | Turnover | 2.7476 | 0.55115 | 4.9851 | 0.0048181 | 0.0046909 | 0.03578 | Residential | Programmable Thermostat | N | Multi-Family | Existing | 0.19553 | 0.45838 | 0.42656 | 0 | 0 | 0 | Fail TRC
[12 empty] | Residential | Floor Insulation | N | Single Family | Existing | 0.015005 | 0.3179 | 0.047199 | 0 | 0 | 0 | Fail RIM | Industrial | Motor Equipment Upgrades | N | Metal Products and Machinery | New | 1.7214 | 0.55788 | 3.0855 | 0 | 0 | 0 | Residential | Programmable Thermostat | N | Manufactured Home | Existing | 0.29413 | 0.45838 | 0.64168 | 0 | 0 | 0 | Fail TRC
[12 empty] | Residential | Floor Insulation | N | Multi-Family | Existing | 0.0074237 | 0.3179 | 0.023352 | 0 | 0 | 0 | Fail RIM | Industrial | Motor Equipment Upgrades | N | Metal Products and Machinery | Turnover | 1.7214 | 0.55788 | 3.0855 | 0.0011951 | 0.0011636 | 0.0088752 | Residential | Radiant Barrier | N | Single Family | Existing | 0.25342 | 0.38034 | 0.66628 | 0 | 0 | 0 | Fail TRC
[12 empty] | Residential | Floor Insulation | N | Manufactured Home | Existing | 0.013839 | 0.3179 | 0.043533 | 0 | 0 | 0 | Fail RIM | Industrial | Pump Equipment Upgrade | N | Metal Products and Machinery | New | 2.7476 | 0.55115 | 4.9851 | 0 | 0 | 0 | Residential | Radiant Barrier | N | Multi-Family | Existing | 0.20168 | 0.38034 | 0.53026 | 0 | 0 | 0 | Fail TRC
[12 empty] | Residential | Floor Insulation | N | Single Family | New | 0 | 0 | 0 | 0 | 0 | 0 | Fail RIM | Industrial | Pump Equipment Upgrade | N | Metal Products and Machinery | Turnover | 2.7476 | 0.55115 | 4.9851 | 0.008328 | 0.0081081 | 0.061844 | Residential | Radiant Barrier | N | Manufactured Home | Existing | 0.29422 | 0.38034 | 0.77356 | 0 | 0 | 0 | Fail TRC
[12 empty] | Residential | Floor Insulation | N | Multi-Family | New | 0 | 0 | 0 | 0 | 0 | 0 | Fail RIM | Industrial | Process Refrig Equipment Upgrade | N | Metal Products and Machinery | New | 1.6165 | 0.55494 | 2.9129 | 0 | 0 | 0 | Residential | Radiant Barrier | N | Single Family | New | 0.25342 | 0.38034 | 0.66628 | 0 | 0 | 0 | Fail TRC
[12 empty] | Residential | Floor Insulation | N | Manufactured Home | New | 0 | 0 | 0 | 0 | 0 | 0 | Fail RIM | Industrial | Process Refrig Equipment Upgrade | N | Metal Products and Machinery | Turnover | 1.6165 | 0.55494 | 2.9129 | 0.0015206 | 0.0014832 | 0.011045 | Residential | Radiant Barrier | N | Multi-Family | New | 0.20168 | 0.38034 | 0.53026 | 0 | 0 | 0 | Fail TRC
[12 empty] | Residential | Green Roof | N | Single Family | Existing | 0.019587 | 0.37002 | 0.052935 | 0 | 0 | 0 | Fail RIM | Industrial | Process Heat Equipment Upgrade | N | Metal Products and Machinery | New | 3.0918 | 0.55494 | 5.5714 | 0 | 0 | 0 | Residential | Radiant Barrier | N | Manufactured Home | New | 0.29422 | 0.38034 | 0.77356 | 0 | 0 | 0 | Fail TRC
[12 empty] | Residential | Green Roof | N | Multi-Family | Existing | 0.014469 | 0.34915 | 0.041442 | 0 | 0 | 0 | Fail RIM | Industrial | Process Heat Equipment Upgrade | N | Metal Products and Machinery | Turnover | 3.0918 | 0.55494 | 5.5714 | 0.013836 | 0.013495 | 0.1005 | Residential | Sealed crawlspace | N | Single Family | Existing | 0.010384 | 0.34942 | 0.029717 | 0 | 0 | 0 | Fail TRC
[12 empty] | Residential | Green Roof | N | Manufactured Home | Existing | 0.020319 | 0.34385 | 0.059093 | 0 | 0 | 0 | Fail RIM | Industrial | Process Other Systems Optimization | N | Metal Products and Machinery | Existing | 1.0992 | 0.55667 | 1.9747 | 0.011896 | 0.011602 | 0.086405 | Residential | Sealed crawlspace | N | Multi-Family | Existing | 0.0051376 | 0.34942 | 0.014703 | 0 | 0 | 0 | Fail TRC
[12 empty] | Residential | Green Roof | N | Single Family | New | 0.019587 | 0.37002 | 0.052935 | 0 | 0 | 0 | Fail RIM | Industrial | Process Other Systems Optimization | N | Metal Products and Machinery | New | 1.0992 | 0.55667 | 1.9747 | 0 | 0 | 0 | Residential | Sealed crawlspace | N | Manufactured Home | Existing | 0.0095775 | 0.34942 | 0.027409 | 0 | 0 | 0 | Fail TRC
[12 empty] | Residential | Green Roof | N | Multi-Family | New | 0.014469 | 0.34915 | 0.041442 | 0 | 0 | 0 | Fail RIM | Industrial | Efficient Lighting - Exterior | N | Miscellaneous Manufacturing | New | 2.9212 | 0.75161 | 3.8866 | 0 | 0 | 0 | Residential | Sealed crawlspace | N | Single Family | New | 0 | 0 | 0 | 0 | 0 | 0 | Fail TRC
[12 empty] | Residential | Green Roof | N | Manufactured Home | New | 0.020319 | 0.34385 | 0.059093 | 0 | 0 | 0 | Fail RIM | Industrial | Efficient Lighting - Exterior | N | Miscellaneous Manufacturing | Turnover | 2.9212 | 0.75161 | 3.8866 | 0 | 0 | 0.00119 | Residential | Sealed crawlspace | N | Multi-Family | New | 0 | 0 | 0 | 0 | 0 | 0 | Fail TRC
[12 empty] | Residential | Heat Pump Tune Up | N | Single Family | Existing | 0.17859 | 0.38791 | 0.46039 | 0 | 0 | 0 | Fail RIM | Industrial | Lighting Controls - Exterior | N | Miscellaneous Manufacturing | Existing | 2.4381 | 0.75616 | 3.2244 | 0 | 0 | 0.00041387 | Residential | Sealed crawlspace | N | Manufactured Home | New | 0 | 0 | 0 | 0 | 0 | 0 | Fail TRC
[12 empty] | Residential | Heat Pump Tune Up | N | Multi-Family | Existing | 0.10906 | 0.36427 | 0.29938 | 0 | 0 | 0 | Fail RIM | Industrial | Lighting Controls - Exterior | N | Miscellaneous Manufacturing | New | 2.4381 | 0.75616 | 3.2244 | 0 | 0 | 0 | Residential | Smart Thermostat | N | Single Family | Existing | 0.44658 | 0.45838 | 0.97427 | 0 | 0 | 0 | Fail TRC
[12 empty] | Residential | Heat Pump Tune Up | N | Manufactured Home | Existing | 0.16135 | 0.35827 | 0.45036 | 0 | 0 | 0 | Fail RIM | Industrial | Building Envelope Improvements | N | Miscellaneous Manufacturing | Existing | 4.0741 | 0.54413 | 7.4874 | 0.0034983 | 0.0034134 | 0.024558 | Residential | Smart Thermostat | N | Multi-Family | Existing | 0.2904 | 0.45838 | 0.63354 | 0 | 0 | 0 | Fail TRC
[12 empty] | Residential | Heat Pump Tune Up | N | Single Family | New | 0 | 0 | 0 | 0 | 0 | 0 | Fail RIM | Industrial | Building Envelope Improvements | N | Miscellaneous Manufacturing | New | 4.0741 | 0.54413 | 7.4874 | 0 | 0 | 0 | Residential | Smart Thermostat | N | Manufactured Home | Existing | 0.43685 | 0.45838 | 0.95304 | 0 | 0 | 0 | Fail TRC
[12 empty] | Residential | Heat Pump Tune Up | N | Multi-Family | New | 0 | 0 | 0 | 0 | 0 | 0 | Fail RIM | Industrial | HVAC Equipment Upgrades | Y | Miscellaneous Manufacturing | New | 1.3717 | 0.54009 | 2.5397 | 0 | 0 | 0 | Residential | Smart Thermostat | N | Multi-Family | New | 0.65103 | 0.49508 | 1.315 | 0 | 0 | 0 | Fail TRC
[12 empty] | Residential | Heat Pump Tune Up | N | Manufactured Home | New | 0 | 0 | 0 | 0 | 0 | 0 | Fail RIM | Industrial | HVAC Equipment Upgrades | Y | Miscellaneous Manufacturing | Turnover | 1.3717 | 0.54009 | 2.5397 | 0.0040728 | 0.0039739 | 0.02859 | Residential | Smart Thermostat | N | Manufactured Home | New | 0.97934 | 0.49508 | 1.9781 | 0 | 0 | 0 | Fail TRC
[12 empty] | Residential | Home Energy Management System | N | Single Family | Existing | 0.48945 | 0.33494 | 1.4613 | 0 | 0 | 0 | Fail RIM | Industrial | Efficient Lighting - High Bay | N | Miscellaneous Manufacturing | New | 1.7898 | 0.54633 | 3.2759 | 0 | 0 | 0 | Residential | Spray Foam Insulation(Base R12) | N | Single Family | Existing | 0.12316 | 0.36029 | 0.34184 | 0 | 0 | 0 | Fail TRC
[12 empty] | Residential | Home Energy Management System | N | Multi-Family | Existing | 0.35266 | 0.33494 | 1.0529 | 0 | 0 | 0 | Fail RIM | Industrial | Efficient Lighting - High Bay | N | Miscellaneous Manufacturing | Turnover | 1.7898 | 0.54633 | 3.2759 | 0.0011175 | 0.0010862 | 0.0078289 | Residential | Spray Foam Insulation(Base R12) | N | Multi-Family | Existing | 0.098933 | 0.36029 | 0.27459 | 0 | 0 | 0 | Fail TRC
[12 empty] | Residential | Home Energy Management System | N | Manufactured Home | Existing | 0.54363 | 0.33494 | 1.6231 | 0 | 0 | 0 | Fail RIM | Industrial | Efficient Lighting - Other Interior Lighting | N | Miscellaneous Manufacturing | New | 1.0011 | 0.54497 | 1.837 | 0 | 0 | 0 | Residential | Spray Foam Insulation(Base R12) | N | Manufactured Home | Existing | 0.11644 | 0.36029 | 0.32318 | 0 | 0 | 0 | Fail TRC
[12 empty] | Residential | Home Energy Management System | N | Single Family | New | 0.49041 | 0.33559 | 1.4613 | 0 | 0 | 0 | Fail RIM | Industrial | Efficient Lighting - Other Interior Lighting | N | Miscellaneous Manufacturing | Turnover | 1.0011 | 0.54497 | 1.837 | 0.0010162 | 0.00098779 | 0.0071195 | Residential | Spray Foam Insulation(Base R12) | N | Single Family | New | 0.12316 | 0.36029 | 0.34184 | 0 | 0 | 0 | Fail TRC
[12 empty] | Residential | Home Energy Management System | N | Multi-Family | New | 0.35335 | 0.33559 | 1.0529 | 0 | 0 | 0 | Fail RIM | Industrial | Lighting Controls | N | Miscellaneous Manufacturing | Existing | 2.8153 | 0.55058 | 5.1133 | 0.00085677 | 0.0008328 | 0.0060024 | Residential | Spray Foam Insulation(Base R12) | N | Multi-Family | New | 0.098933 | 0.36029 | 0.27459 | 0 | 0 | 0 | Fail TRC
[12 empty] | Residential | Home Energy Management System | N | Manufactured Home | New | 0.54469 | 0.33559 | 1.6231 | 0 | 0 | 0 | Fail RIM | Industrial | Lighting Controls | N | Miscellaneous Manufacturing | New | 2.8153 | 0.55058 | 5.1133 | 0 | 0 | 0 | Residential | Spray Foam Insulation(Base R12) | N | Manufactured Home | New | 0.11644 | 0.36029 | 0.32318 | 0 | 0 | 0 | Fail TRC
[12 empty] | Residential | HVAC ECM Motor | N | Single Family | Existing | 0.072355 | 0.35322 | 0.20485 | 0 | 0 | 0 | Fail RIM | Industrial | Fan Equipment Upgrades | N | Miscellaneous Manufacturing | New | 2.2131 | 0.55115 | 4.0154 | 0 | 0 | 0 | Residential | Spray Foam Insulation(Base R19) | N | Single Family | Existing | 0.09148 | 0.38012 | 0.24066 | 0 | 0 | 0 | Fail TRC
[12 empty] | Residential | HVAC ECM Motor | N | Multi-Family | Existing | 0.072355 | 0.35322 | 0.20485 | 0 | 0 | 0 | Fail RIM | Industrial | Fan Equipment Upgrades | N | Miscellaneous Manufacturing | Turnover | 2.2131 | 0.55115 | 4.0154 | 0.00020255 | 0.0001972 | 0.0015041 | Residential | Spray Foam Insulation(Base R19) | N | Multi-Family | Existing | 0.075467 | 0.38012 | 0.19853 | 0 | 0 | 0 | Fail TRC
[12 empty] | Residential | HVAC ECM Motor | N | Manufactured Home | Existing | 0.072355 | 0.35322 | 0.20485 | 0 | 0 | 0 | Fail RIM | Industrial | Motor Equipment Upgrades | N | Miscellaneous Manufacturing | New | 1.4489 | 0.55788 | 2.5971 | 0 | 0 | 0 | Residential | Spray Foam Insulation(Base R19) | N | Manufactured Home | Existing | 0.094481 | 0.38012 | 0.24855 | 0 | 0 | 0 | Fail TRC
[12 empty] | Residential | HVAC ECM Motor | N | Single Family | New | 0.072355 | 0.35322 | 0.20485 | 0 | 0 | 0 | Fail RIM | Industrial | Motor Equipment Upgrades | N | Miscellaneous Manufacturing | Turnover | 1.4489 | 0.55788 | 2.5971 | 7.0873e-05 | 6.9001e-05 | 0.00052631 | Residential | Spray Foam Insulation(Base R19) | N | Single Family | New | 0.09148 | 0.38012 | 0.24066 | 0 | 0 | 0 | Fail TRC
[12 empty] | Residential | HVAC ECM Motor | N | Multi-Family | New | 0.072355 | 0.35322 | 0.20485 | 0 | 0 | 0 | Fail RIM | Industrial | Pump Equipment Upgrade | N | Miscellaneous Manufacturing | New | 3.0315 | 0.55115 | 5.5003 | 0 | 0 | 0 | Residential | Spray Foam Insulation(Base R19) | N | Multi-Family | New | 0.075467 | 0.38012 | 0.19853 | 0 | 0 | 0 | Fail TRC
[12 empty] | Residential | HVAC ECM Motor | N | Manufactured Home | New | 0.072355 | 0.35322 | 0.20485 | 0 | 0 | 0 | Fail RIM | Industrial | Pump Equipment Upgrade | N | Miscellaneous Manufacturing | Turnover | 3.0315 | 0.55115 | 5.5003 | 0.00091837 | 0.00089411 | 0.0068198 | Residential | Spray Foam Insulation(Base R19) | N | Manufactured Home | New | 0.094481 | 0.38012 | 0.24855 | 0 | 0 | 0 | Fail TRC
[12 empty] | Residential | Programmable Thermostat | N | Single Family | Existing | 0.30068 | 0.45838 | 0.65597 | 0 | 0 | 0 | Fail RIM | Industrial | Pump System Optimization | N | Miscellaneous Manufacturing | Existing | 2.2418 | 0.55788 | 4.0184 | 0.00084328 | 0.00082101 | 0.0062622 | Residential | Spray Foam Insulation(Base R2) | N | Single Family | Existing | 0.36132 | 0.37912 | 0.95306 | 0 | 0 | 0 | Fail TRC
[12 empty] | Residential | Programmable Thermostat | N | Multi-Family | Existing | 0.19553 | 0.45838 | 0.42656 | 0 | 0 | 0 | Fail RIM | Industrial | Pump System Optimization | N | Miscellaneous Manufacturing | New | 2.2418 | 0.55788 | 4.0184 | 0 | 0 | 0 | Residential | Spray Foam Insulation(Base R2) | N | Multi-Family | Existing | 0.26912 | 0.37912 | 0.70985 | 0 | 0 | 0 | Fail TRC
[12 empty] | Residential | Programmable Thermostat | N | Manufactured Home | Existing | 0.29413 | 0.45838 | 0.64168 | 0 | 0 | 0 | Fail RIM | Industrial | Process Refrig Equipment Upgrade | N | Miscellaneous Manufacturing | New | 1.3344 | 0.55494 | 2.4045 | 0 | 0 | 0 | Residential | Spray Foam Insulation(Base R2) | N | Manufactured Home | Existing | 0.28919 | 0.37912 | 0.76278 | 0 | 0 | 0 | Fail TRC
[12 empty] | Residential | Programmable Thermostat | N | Single Family | New | 1.7221 | 0.49508 | 3.4784 | 0 | 0 | 0 | Fail RIM | Industrial | Process Refrig Equipment Upgrade | N | Miscellaneous Manufacturing | Turnover | 1.3344 | 0.55494 | 2.4045 | 2.8909e-05 | 2.8196e-05 | 0.00020998 | Residential | Spray Foam Insulation(Base R2) | N | Single Family | New | 0.36132 | 0.37912 | 0.95306 | 0 | 0 | 0 | Fail TRC
[12 empty] | Residential | Programmable Thermostat | N | Multi-Family | New | 1.1199 | 0.49508 | 2.2619 | 0 | 0 | 0 | Fail RIM | Industrial | Compressed Air Equipment | N | Primary Resources Industries | New | 3.3396 | 0.55115 | 6.0593 | 0 | 0 | 0 | Residential | Spray Foam Insulation(Base R2) | N | Multi-Family | New | 0.26912 | 0.37912 | 0.70985 | 0 | 0 | 0 | Fail TRC
[12 empty] | Residential | Programmable Thermostat | N | Manufactured Home | New | 1.6846 | 0.49508 | 3.4026 | 0 | 0 | 0 | Fail RIM | Industrial | Compressed Air Equipment | N | Primary Resources Industries | Turnover | 3.3396 | 0.55115 | 6.0593 | 0.010523 | 0.010245 | 0.078147 | Residential | Spray Foam Insulation(Base R2) | N | Manufactured Home | New | 0.28919 | 0.37912 | 0.76278 | 0 | 0 | 0 | Fail TRC
[12 empty] | Residential | Radiant Barrier | N | Single Family | Existing | 0.25342 | 0.38034 | 0.66628 | 0 | 0 | 0 | Fail RIM | Industrial | Efficient Lighting - Exterior | N | Primary Resources Industries | New | 2.9212 | 0.75161 | 3.8866 | 0 | 0 | 0 | Residential | Spray Foam Insulation(Base R30) | N | Single Family | Existing | 0.064165 | 0.37966 | 0.16901 | 0 | 0 | 0 | Fail TRC
[12 empty] | Residential | Radiant Barrier | N | Multi-Family | Existing | 0.20168 | 0.38034 | 0.53026 | 0 | 0 | 0 | Fail RIM | Industrial | Efficient Lighting - Exterior | N | Primary Resources Industries | Turnover | 2.9212 | 0.75161 | 3.8866 | 0 | 0 | 0.0077126 | Residential | Spray Foam Insulation(Base R30) | N | Multi-Family | Existing | 0.053625 | 0.37966 | 0.14125 | 0 | 0 | 0 | Fail TRC
[12 empty] | Residential | Radiant Barrier | N | Manufactured Home | Existing | 0.29422 | 0.38034 | 0.77356 | 0 | 0 | 0 | Fail RIM | Industrial | Lighting Controls - Exterior | N | Primary Resources Industries | Existing | 1.8725 | 0.75616 | 2.4763 | 0 | 0 | 0.0026824 | Residential | Spray Foam Insulation(Base R30) | N | Manufactured Home | Existing | 0.075289 | 0.37966 | 0.19831 | 0 | 0 | 0 | Fail TRC
[12 empty] | Residential | Radiant Barrier | N | Single Family | New | 0.25342 | 0.38034 | 0.66628 | 0 | 0 | 0 | Fail RIM | Industrial | Lighting Controls - Exterior | N | Primary Resources Industries | New | 1.8725 | 0.75616 | 2.4763 | 0 | 0 | 0 | Residential | Spray Foam Insulation(Base R30) | N | Single Family | New | 0.077777 | 0.37966 | 0.20486 | 0 | 0 | 0 | Fail TRC
[12 empty] | Residential | Radiant Barrier | N | Multi-Family | New | 0.20168 | 0.38034 | 0.53026 | 0 | 0 | 0 | Fail RIM | Industrial | Building Envelope Improvements | N | Primary Resources Industries | Existing | 3.1301 | 0.54413 | 5.7525 | 0.0010015 | 0.0009772 | 0.0070303 | Residential | Spray Foam Insulation(Base R30) | N | Multi-Family | New | 0.065001 | 0.37966 | 0.17121 | 0 | 0 | 0 | Fail TRC
[12 empty] | Residential | Radiant Barrier | N | Manufactured Home | New | 0.29422 | 0.38034 | 0.77356 | 0 | 0 | 0 | Fail RIM | Industrial | Building Envelope Improvements | N | Primary Resources Industries | New | 3.1301 | 0.54413 | 5.7525 | 0 | 0 | 0 | Residential | Spray Foam Insulation(Base R30) | N | Manufactured Home | New | 0.091261 | 0.37966 | 0.24038 | 0 | 0 | 0 | Fail TRC
[12 empty] | Residential | Sealed crawlspace | N | Single Family | Existing | 0.010384 | 0.34942 | 0.029717 | 0 | 0 | 0 | Fail RIM | Industrial | HVAC Equipment Upgrades | Y | Primary Resources Industries | New | 1.8605 | 0.54009 | 3.4447 | 0 | 0 | 0 | Residential | Storm Door | N | Single Family | Existing | 0.23037 | 0.35126 | 0.65583 | 0 | 0 | 0 | Fail TRC
[12 empty] | Residential | Sealed crawlspace | N | Multi-Family | Existing | 0.0051376 | 0.34942 | 0.014703 | 0 | 0 | 0 | Fail RIM | Industrial | HVAC Equipment Upgrades | Y | Primary Resources Industries | Turnover | 1.8605 | 0.54009 | 3.4447 | 0.0022431 | 0.0021887 | 0.015746 | Residential | Storm Door | N | Multi-Family | Existing | 0.23037 | 0.35126 | 0.65583 | 0 | 0 | 0 | Fail TRC
[12 empty] | Residential | Sealed crawlspace | N | Manufactured Home | Existing | 0.0095775 | 0.34942 | 0.027409 | 0 | 0 | 0 | Fail RIM | Industrial | Efficient Lighting - High Bay | N | Primary Resources Industries | New | 1.7898 | 0.54633 | 3.2759 | 0 | 0 | 0 | Residential | Storm Door | N | Manufactured Home | Existing | 0.23037 | 0.35126 | 0.65583 | 0 | 0 | 0 | Fail TRC
[12 empty] | Residential | Sealed crawlspace | N | Single Family | New | 0 | 0 | 0 | 0 | 0 | 0 | Fail RIM | Industrial | Efficient Lighting - High Bay | N | Primary Resources Industries | Turnover | 1.7898 | 0.54633 | 3.2759 | 0.014773 | 0.01436 | 0.1035 | Residential | Storm Door | N | Single Family | New | 0.15262 | 0.35126 | 0.43448 | 0 | 0 | 0 | Fail TRC
[12 empty] | Residential | Sealed crawlspace | N | Multi-Family | New | 0 | 0 | 0 | 0 | 0 | 0 | Fail RIM | Industrial | Efficient Lighting - Other Interior Lighting | N | Primary Resources Industries | New | 1.0011 | 0.54497 | 1.837 | 0 | 0 | 0 | Residential | Storm Door | N | Multi-Family | New | 0.15262 | 0.35126 | 0.43448 | 0 | 0 | 0 | Fail TRC
[12 empty] | Residential | Sealed crawlspace | N | Manufactured Home | New | 0 | 0 | 0 | 0 | 0 | 0 | Fail RIM | Industrial | Efficient Lighting - Other Interior Lighting | N | Primary Resources Industries | Turnover | 1.0011 | 0.54497 | 1.837 | 0.0095308 | 0.0092642 | 0.066772 | Residential | Storm Door | N | Manufactured Home | New | 0.15262 | 0.35126 | 0.43448 | 0 | 0 | 0 | Fail TRC
[12 empty] | Residential | Smart Thermostat | N | Single Family | Existing | 0.44658 | 0.45838 | 0.97427 | 0 | 0 | 0 | Fail RIM | Industrial | Lighting Controls | N | Primary Resources Industries | Existing | 2.1621 | 0.55058 | 3.927 | 0.0061506 | 0.0059786 | 0.043091 | Residential | Wall Insulation | N | Single Family | Existing | 0.26854 | 0.31975 | 0.83984 | 0 | 0 | 0 | Fail TRC
[12 empty] | Residential | Smart Thermostat | N | Multi-Family | Existing | 0.2904 | 0.45838 | 0.63354 | 0 | 0 | 0 | Fail RIM | Industrial | Lighting Controls | N | Primary Resources Industries | New | 2.1621 | 0.55058 | 3.927 | 0 | 0 | 0 | Residential | Wall Insulation | N | Multi-Family | Existing | 0.14 | 0.3089 | 0.45321 | 0 | 0 | 0 | Fail TRC
[12 empty] | Residential | Smart Thermostat | N | Manufactured Home | Existing | 0.43685 | 0.45838 | 0.95304 | 0 | 0 | 0 | Fail RIM | Industrial | Fan Equipment Upgrades | N | Primary Resources Industries | New | 3.6287 | 0.55115 | 6.5838 | 0 | 0 | 0 | Residential | Wall Insulation | N | Manufactured Home | Existing | 0.30597 | 0.31563 | 0.9694 | 0 | 0 | 0 | Fail TRC
[12 empty] | Residential | Smart Thermostat | N | Single Family | New | 1.0012 | 0.49508 | 2.0222 | 0 | 0 | 0 | Fail RIM | Industrial | Fan Equipment Upgrades | N | Primary Resources Industries | Turnover | 3.6287 | 0.55115 | 6.5838 | 0.0090999 | 0.0088595 | 0.067576 | Residential | Wall Insulation | N | Single Family | New | 0 | 0 | 0 | 0 | 0 | 0 | Fail TRC
[12 empty] | Residential | Smart Thermostat | N | Multi-Family | New | 0.65103 | 0.49508 | 1.315 | 0 | 0 | 0 | Fail RIM | Industrial | Motor Equipment Upgrades | N | Primary Resources Industries | New | 1.825 | 0.55788 | 3.2713 | 0 | 0 | 0 | Residential | Wall Insulation | N | Multi-Family | New | 0 | 0 | 0 | 0 | 0 | 0 | Fail TRC
[12 empty] | Residential | Smart Thermostat | N | Manufactured Home | New | 0.97934 | 0.49508 | 1.9781 | 0 | 0 | 0 | Fail RIM | Industrial | Motor Equipment Upgrades | N | Primary Resources Industries | Turnover | 1.825 | 0.55788 | 3.2713 | 0.00030683 | 0.00029873 | 0.0022785 | Residential | Wall Insulation | N | Manufactured Home | New | 0 | 0 | 0 | 0 | 0 | 0 | Fail TRC
[12 empty] | Residential | Spray Foam Insulation(Base R12) | N | Single Family | Existing | 0.12316 | 0.36029 | 0.34184 | 0 | 0 | 0 | Fail RIM | Industrial | Pump Equipment Upgrade | N | Primary Resources Industries | New | 3.6287 | 0.55115 | 6.5838 | 0 | 0 | 0 | Residential | Window Sun Protection | N | Single Family | Existing | 0.039469 | 0.50005 | 0.078929 | 0 | 0 | 0 | Fail TRC
[12 empty] | Residential | Spray Foam Insulation(Base R12) | N | Multi-Family | Existing | 0.098933 | 0.36029 | 0.27459 | 0 | 0 | 0 | Fail RIM | Industrial | Pump Equipment Upgrade | N | Primary Resources Industries | Turnover | 3.6287 | 0.55115 | 6.5838 | 0.015647 | 0.015234 | 0.11619 | Residential | Window Sun Protection | N | Multi-Family | Existing | 0.055437 | 0.50005 | 0.11086 | 0 | 0 | 0 | Fail TRC
[12 empty] | Residential | Spray Foam Insulation(Base R12) | N | Manufactured Home | Existing | 0.11644 | 0.36029 | 0.32318 | 0 | 0 | 0 | Fail RIM | Industrial | Process Refrig Equipment Upgrade | N | Primary Resources Industries | New | 2.1503 | 0.55494 | 3.8748 | 0 | 0 | 0 | Residential | Window Sun Protection | N | Manufactured Home | Existing | 0.042039 | 0.50005 | 0.084069 | 0 | 0 | 0 | Fail TRC
[12 empty] | Residential | Spray Foam Insulation(Base R12) | N | Single Family | New | 0.12316 | 0.36029 | 0.34184 | 0 | 0 | 0 | Fail RIM | Industrial | Process Refrig Equipment Upgrade | N | Primary Resources Industries | Turnover | 2.1503 | 0.55494 | 3.8748 | 0.0024275 | 0.0023677 | 0.017633 | Residential | Window Sun Protection | N | Single Family | New | 0.039469 | 0.50005 | 0.078929 | 0 | 0 | 0 | Fail TRC
[12 empty] | Residential | Spray Foam Insulation(Base R12) | N | Multi-Family | New | 0.098933 | 0.36029 | 0.27459 | 0 | 0 | 0 | Fail RIM | Industrial | Process Other Systems Optimization | N | Primary Resources Industries | Existing | 1.0115 | 0.55667 | 1.817 | 0.00018884 | 0.00018419 | 0.0013717 | Residential | Window Sun Protection | N | Multi-Family | New | 0.055437 | 0.50005 | 0.11086 | 0 | 0 | 0 | Fail TRC
[12 empty] | Residential | Spray Foam Insulation(Base R12) | N | Manufactured Home | New | 0.11644 | 0.36029 | 0.32318 | 0 | 0 | 0 | Fail RIM | Industrial | Process Other Systems Optimization | N | Primary Resources Industries | New | 1.0115 | 0.55667 | 1.817 | 0 | 0 | 0 | Residential | Window Sun Protection | N | Manufactured Home | New | 0.042039 | 0.50005 | 0.084069 | 0 | 0 | 0 | Fail TRC
[12 empty] | Residential | Spray Foam Insulation(Base R19) | N | Single Family | Existing | 0.09148 | 0.38012 | 0.24066 | 0 | 0 | 0 | Fail RIM | Industrial | Compressed Air Equipment | N | Stone/Clay/Glass/Concrete | New | 1.8234 | 0.55115 | 3.3083 | 0 | 0 | 0 | Residential | Exterior Lighting Controls | N | Single Family | Existing | 0.29936 | 0.29132 | 1.0276 | 0 | 0 | 0 | Fail TRC
[12 empty] | Residential | Spray Foam Insulation(Base R19) | N | Multi-Family | Existing | 0.075467 | 0.38012 | 0.19853 | 0 | 0 | 0 | Fail RIM | Industrial | Compressed Air Equipment | N | Stone/Clay/Glass/Concrete | Turnover | 1.8234 | 0.55115 | 3.3083 | 0.00086762 | 0.00084471 | 0.006443 | Residential | Exterior Lighting Controls | N | Multi-Family | Existing | 0.29936 | 0.29132 | 1.0276 | 0 | 0 | 0 | Fail TRC
[12 empty] | Residential | Spray Foam Insulation(Base R19) | N | Manufactured Home | Existing | 0.094481 | 0.38012 | 0.24855 | 0 | 0 | 0 | Fail RIM | Industrial | Efficient Lighting - Exterior | N | Stone/Clay/Glass/Concrete | New | 2.9212 | 0.75161 | 3.8866 | 0 | 0 | 0 | Residential | Exterior Lighting Controls | N | Manufactured Home | Existing | 0.29936 | 0.29132 | 1.0276 | 0 | 0 | 0 | Fail TRC
[12 empty] | Residential | Spray Foam Insulation(Base R19) | N | Single Family | New | 0.09148 | 0.38012 | 0.24066 | 0 | 0 | 0 | Fail RIM | Industrial | Efficient Lighting - Exterior | N | Stone/Clay/Glass/Concrete | Turnover | 2.9212 | 0.75161 | 3.8866 | 0 | 0 | 0.0018283 | Residential | Exterior Lighting Controls | N | Single Family | New | 0.29936 | 0.29132 | 1.0276 | 0 | 0 | 0 | Fail TRC
[12 empty] | Residential | Spray Foam Insulation(Base R19) | N | Multi-Family | New | 0.075467 | 0.38012 | 0.19853 | 0 | 0 | 0 | Fail RIM | Industrial | Lighting Controls - Exterior | N | Stone/Clay/Glass/Concrete | Existing | 1.8363 | 0.75616 | 2.4284 | 0 | 0 | 0.00063589 | Residential | Exterior Lighting Controls | N | Multi-Family | New | 0.29936 | 0.29132 | 1.0276 | 0 | 0 | 0 | Fail TRC
[12 empty] | Residential | Spray Foam Insulation(Base R19) | N | Manufactured Home | New | 0.094481 | 0.38012 | 0.24855 | 0 | 0 | 0 | Fail RIM | Industrial | Lighting Controls - Exterior | N | Stone/Clay/Glass/Concrete | New | 1.8363 | 0.75616 | 2.4284 | 0 | 0 | 0 | Residential | Exterior Lighting Controls | N | Manufactured Home | New | 0.29936 | 0.29132 | 1.0276 | 0 | 0 | 0 | Fail TRC
[12 empty] | Residential | Spray Foam Insulation(Base R2) | N | Single Family | Existing | 0.36132 | 0.37912 | 0.95306 | 0 | 0 | 0 | Fail RIM | Industrial | Building Envelope Improvements | N | Stone/Clay/Glass/Concrete | Existing | 2.6266 | 0.54413 | 4.8272 | 0.00019875 | 0.00019393 | 0.0013952 | Residential | Interior Lighting Controls | N | Single Family | Existing | 0.15413 | 0.33604 | 0.45866 | 0 | 0 | 0 | Fail TRC
[12 empty] | Residential | Spray Foam Insulation(Base R2) | N | Multi-Family | Existing | 0.26912 | 0.37912 | 0.70985 | 0 | 0 | 0 | Fail RIM | Industrial | Building Envelope Improvements | N | Stone/Clay/Glass/Concrete | New | 2.6266 | 0.54413 | 4.8272 | 0 | 0 | 0 | Residential | Interior Lighting Controls | N | Multi-Family | Existing | 0.15413 | 0.33604 | 0.45866 | 0 | 0 | 0 | Fail TRC
[12 empty] | Residential | Spray Foam Insulation(Base R2) | N | Manufactured Home | Existing | 0.28919 | 0.37912 | 0.76278 | 0 | 0 | 0 | Fail RIM | Industrial | HVAC Equipment Upgrades | Y | Stone/Clay/Glass/Concrete | New | 3.58 | 0.54009 | 6.6284 | 0 | 0 | 0 | Residential | Interior Lighting Controls | N | Manufactured Home | Existing | 0.15413 | 0.33604 | 0.45866 | 0 | 0 | 0 | Fail TRC
[12 empty] | Residential | Spray Foam Insulation(Base R2) | N | Single Family | New | 0.36132 | 0.37912 | 0.95306 | 0 | 0 | 0 | Fail RIM | Industrial | HVAC Equipment Upgrades | Y | Stone/Clay/Glass/Concrete | Turnover | 3.58 | 0.54009 | 6.6284 | 4.5556e-05 | 4.4451e-05 | 0.00031979 | Residential | Interior Lighting Controls | N | Single Family | New | 0.15413 | 0.33604 | 0.45866 | 0 | 0 | 0 | Fail TRC
[12 empty] | Residential | Spray Foam Insulation(Base R2) | N | Multi-Family | New | 0.26912 | 0.37912 | 0.70985 | 0 | 0 | 0 | Fail RIM | Industrial | Efficient Lighting - High Bay | N | Stone/Clay/Glass/Concrete | New | 1.7898 | 0.54633 | 3.2759 | 0 | 0 | 0 | Residential | Interior Lighting Controls | N | Multi-Family | New | 0.15413 | 0.33604 | 0.45866 | 0 | 0 | 0 | Fail TRC
[12 empty] | Residential | Spray Foam Insulation(Base R2) | N | Manufactured Home | New | 0.28919 | 0.37912 | 0.76278 | 0 | 0 | 0 | Fail RIM | Industrial | Efficient Lighting - High Bay | N | Stone/Clay/Glass/Concrete | Turnover | 1.7898 | 0.54633 | 3.2759 | 0.001748 | 0.0016991 | 0.012246 | Residential | Interior Lighting Controls | N | Manufactured Home | New | 0.15413 | 0.33604 | 0.45866 | 0 | 0 | 0 | Fail TRC
[12 empty] | Residential | Spray Foam Insulation(Base R30) | N | Single Family | Existing | 0.064165 | 0.37966 | 0.16901 | 0 | 0 | 0 | Fail RIM | Industrial | Efficient Lighting - Other Interior Lighting | N | Stone/Clay/Glass/Concrete | New | 1.0011 | 0.54497 | 1.837 | 0 | 0 | 0 | Residential | Solar Attic Fan | N | Single Family | Existing | 0.18445 | 0.38531 | 0.47871 | 0 | 0 | 0 | Fail TRC
[12 empty] | Residential | Spray Foam Insulation(Base R30) | N | Multi-Family | Existing | 0.053625 | 0.37966 | 0.14125 | 0 | 0 | 0 | Fail RIM | Industrial | Efficient Lighting - Other Interior Lighting | N | Stone/Clay/Glass/Concrete | Turnover | 1.0011 | 0.54497 | 1.837 | 0.0026473 | 0.0025732 | 0.018547 | Residential | Solar Attic Fan | N | Multi-Family | Existing | 0.089345 | 0.38531 | 0.23188 | 0 | 0 | 0 | Fail TRC
[12 empty] | Residential | Spray Foam Insulation(Base R30) | N | Manufactured Home | Existing | 0.075289 | 0.37966 | 0.19831 | 0 | 0 | 0 | Fail RIM | Industrial | Lighting Controls | N | Stone/Clay/Glass/Concrete | Existing | 2.1203 | 0.55058 | 3.851 | 0.00099592 | 0.00096806 | 0.0069773 | Residential | Solar Attic Fan | N | Manufactured Home | Existing | 0.12272 | 0.38531 | 0.3185 | 0 | 0 | 0 | Fail TRC
[12 empty] | Residential | Spray Foam Insulation(Base R30) | N | Single Family | New | 0.077777 | 0.37966 | 0.20486 | 0 | 0 | 0 | Fail RIM | Industrial | Lighting Controls | N | Stone/Clay/Glass/Concrete | New | 2.1203 | 0.55058 | 3.851 | 0 | 0 | 0 | Residential | Solar Attic Fan | N | Single Family | New | 0.18445 | 0.38531 | 0.47871 | 0 | 0 | 0 | Fail TRC
[12 empty] | Residential | Spray Foam Insulation(Base R30) | N | Multi-Family | New | 0.065001 | 0.37966 | 0.17121 | 0 | 0 | 0 | Fail RIM | Industrial | Fan Equipment Upgrades | N | Stone/Clay/Glass/Concrete | New | 2.2131 | 0.55115 | 4.0154 | 0 | 0 | 0 | Residential | Solar Attic Fan | N | Multi-Family | New | 0.089345 | 0.38531 | 0.23188 | 0 | 0 | 0 | Fail TRC
[12 empty] | Residential | Spray Foam Insulation(Base R30) | N | Manufactured Home | New | 0.091261 | 0.37966 | 0.24038 | 0 | 0 | 0 | Fail RIM | Industrial | Fan Equipment Upgrades | N | Stone/Clay/Glass/Concrete | Turnover | 2.2131 | 0.55115 | 4.0154 | 0.0014849 | 0.0014456 | 0.011027 | Residential | Solar Attic Fan | N | Manufactured Home | New | 0.12272 | 0.38531 | 0.3185 | 0 | 0 | 0 | Fail TRC
[12 empty] | Residential | Storm Door | N | Single Family | Existing | 0.23037 | 0.35126 | 0.65583 | 0 | 0 | 0 | Fail RIM | Industrial | Pump Equipment Upgrade | N | Stone/Clay/Glass/Concrete | New | 2.2131 | 0.55115 | 4.0154 | 0 | 0 | 0 | Commercial | Energy Star Commercial Oven | N | Assembly | Turnover | 1.9869 | 0.36108 | 5.5027 | 0 | 0 | 0 | Fail 2-year Threshold
[12 empty] | Residential | Storm Door | N | Multi-Family | Existing | 0.23037 | 0.35126 | 0.65583 | 0 | 0 | 0 | Fail RIM | Industrial | Pump Equipment Upgrade | N | Stone/Clay/Glass/Concrete | Turnover | 2.2131 | 0.55115 | 4.0154 | 0.0025701 | 0.0025022 | 0.019086 | Commercial | Energy Star Commercial Oven | N | College and University | Turnover | 1.9869 | 0.36108 | 5.5027 | 0 | 0 | 0 | Fail 2-year Threshold
[12 empty] | Residential | Storm Door | N | Manufactured Home | Existing | 0.23037 | 0.35126 | 0.65583 | 0 | 0 | 0 | Fail RIM | Industrial | Process Refrig Equipment Upgrade | N | Stone/Clay/Glass/Concrete | New | 1.2271 | 0.55494 | 2.2113 | 0 | 0 | 0 | Commercial | Energy Star Commercial Oven | N | Grocery | Turnover | 1.9869 | 0.36108 | 5.5027 | 0 | 0 | 0 | Fail 2-year Threshold
[12 empty] | Residential | Storm Door | N | Single Family | New | 0.15262 | 0.35126 | 0.43448 | 0 | 0 | 0 | Fail RIM | Industrial | Process Refrig Equipment Upgrade | N | Stone/Clay/Glass/Concrete | Turnover | 1.2271 | 0.55494 | 2.2113 | 0.00034043 | 0.00033203 | 0.0024727 | Commercial | Energy Star Commercial Oven | N | Healthcare | Turnover | 1.9869 | 0.36108 | 5.5027 | 0 | 0 | 0 | Fail 2-year Threshold
[12 empty] | Residential | Storm Door | N | Multi-Family | New | 0.15262 | 0.35126 | 0.43448 | 0 | 0 | 0 | Fail RIM | Industrial | Process Heat Equipment Upgrade | N | Stone/Clay/Glass/Concrete | New | 1.3626 | 0.55494 | 2.4554 | 0 | 0 | 0 | Commercial | Energy Star Commercial Oven | N | Hospitals | Turnover | 1.9869 | 0.36108 | 5.5027 | 0 | 0 | 0 | Fail 2-year Threshold
[12 empty] | Residential | Storm Door | N | Manufactured Home | New | 0.15262 | 0.35126 | 0.43448 | 0 | 0 | 0 | Fail RIM | Industrial | Process Heat Equipment Upgrade | N | Stone/Clay/Glass/Concrete | Turnover | 1.3626 | 0.55494 | 2.4554 | 0.019662 | 0.019177 | 0.14282 | Commercial | Energy Star Commercial Oven | N | Institutional | Turnover | 1.9869 | 0.36108 | 5.5027 | 0 | 0 | 0 | Fail 2-year Threshold
[12 empty] | Residential | Wall Insulation | N | Single Family | Existing | 0.26854 | 0.31975 | 0.83984 | 0 | 0 | 0 | Fail RIM | Industrial | Compressed Air Equipment | N | Textiles and Leather | New | 3.206 | 0.55115 | 5.817 | 0 | 0 | 0 | Commercial | Energy Star Commercial Oven | N | Lodging/Hospitality | Turnover | 1.9869 | 0.36108 | 5.5027 | 0 | 0 | 0 | Fail 2-year Threshold
[12 empty] | Residential | Wall Insulation | N | Multi-Family | Existing | 0.14 | 0.3089 | 0.45321 | 0 | 0 | 0 | Fail RIM | Industrial | Compressed Air Equipment | N | Textiles and Leather | Turnover | 3.206 | 0.55115 | 5.817 | 0.00078878 | 0.00076795 | 0.0058575 | Commercial | Energy Star Commercial Oven | N | Miscellaneous | Turnover | 1.9869 | 0.36108 | 5.5027 | 0 | 0 | 0 | Fail 2-year Threshold
[12 empty] | Residential | Wall Insulation | N | Manufactured Home | Existing | 0.30597 | 0.31563 | 0.9694 | 0 | 0 | 0 | Fail RIM | Industrial | Efficient Lighting - Exterior | N | Textiles and Leather | New | 2.9212 | 0.75161 | 3.8866 | 0 | 0 | 0 | Commercial | Energy Star Commercial Oven | N | Offices | Turnover | 1.9869 | 0.36108 | 5.5027 | 0 | 0 | 0 | Fail 2-year Threshold
[12 empty] | Residential | Wall Insulation | N | Single Family | New | 0 | 0 | 0 | 0 | 0 | 0 | Fail RIM | Industrial | Efficient Lighting - Exterior | N | Textiles and Leather | Turnover | 2.9212 | 0.75161 | 3.8866 | 0 | 0 | 0.0013602 | Commercial | Energy Star Commercial Oven | N | Restaurants | Turnover | 1.9869 | 0.36108 | 5.5027 | 0 | 0 | 0 | Fail 2-year Threshold
[12 empty] | Residential | Wall Insulation | N | Multi-Family | New | 0 | 0 | 0 | 0 | 0 | 0 | Fail RIM | Industrial | Lighting Controls - Exterior | N | Textiles and Leather | Existing | 2.1436 | 0.75616 | 2.8348 | 0 | 0 | 0.00047309 | Commercial | Energy Star Commercial Oven | N | Retail | Turnover | 1.9869 | 0.36108 | 5.5027 | 0 | 0 | 0 | Fail 2-year Threshold
[12 empty] | Residential | Wall Insulation | N | Manufactured Home | New | 0 | 0 | 0 | 0 | 0 | 0 | Fail RIM | Industrial | Lighting Controls - Exterior | N | Textiles and Leather | New | 2.1436 | 0.75616 | 2.8348 | 0 | 0 | 0 | Commercial | Energy Star Commercial Oven | N | Schools K-12 | Turnover | 1.9869 | 0.36108 | 5.5027 | 0 | 0 | 0 | Fail 2-year Threshold
[12 empty] | Residential | Window Sun Protection | N | Single Family | Existing | 0.039469 | 0.50005 | 0.078929 | 0 | 0 | 0 | Fail RIM | Industrial | Building Envelope Improvements | N | Textiles and Leather | Existing | 1.4441 | 0.54413 | 2.6539 | 0.00037345 | 0.00036439 | 0.0026216 | Commercial | Energy Star Commercial Oven | N | Warehouse | Turnover | 1.9869 | 0.36108 | 5.5027 | 0 | 0 | 0 | Fail 2-year Threshold
[12 empty] | Residential | Window Sun Protection | N | Multi-Family | Existing | 0.055437 | 0.50005 | 0.11086 | 0 | 0 | 0 | Fail RIM | Industrial | Building Envelope Improvements | N | Textiles and Leather | New | 1.4441 | 0.54413 | 2.6539 | 0 | 0 | 0 | Commercial | Energy Star Commercial Oven | N | Assembly | New | 1.9869 | 0.36108 | 5.5027 | 0 | 0 | 0 | Fail 2-year Threshold
[12 empty] | Residential | Window Sun Protection | N | Manufactured Home | Existing | 0.042039 | 0.50005 | 0.084069 | 0 | 0 | 0 | Fail RIM | Industrial | HVAC Equipment Upgrades | Y | Textiles and Leather | New | 3.4918 | 0.54009 | 6.4651 | 0 | 0 | 0 | Commercial | Energy Star Commercial Oven | N | College and University | New | 1.9869 | 0.36108 | 5.5027 | 0 | 0 | 0 | Fail 2-year Threshold
[12 empty] | Residential | Window Sun Protection | N | Single Family | New | 0.039469 | 0.50005 | 0.078929 | 0 | 0 | 0 | Fail RIM | Industrial | HVAC Equipment Upgrades | Y | Textiles and Leather | Turnover | 3.4918 | 0.54009 | 6.4651 | 0.00082416 | 0.00080416 | 0.0057855 | Commercial | Energy Star Commercial Oven | N | Grocery | New | 1.9869 | 0.36108 | 5.5027 | 0 | 0 | 0 | Fail 2-year Threshold
[12 empty] | Residential | Window Sun Protection | N | Multi-Family | New | 0.055437 | 0.50005 | 0.11086 | 0 | 0 | 0 | Fail RIM | Industrial | Efficient Lighting - High Bay | N | Textiles and Leather | New | 1.7898 | 0.54633 | 3.2759 | 0 | 0 | 0 | Commercial | Energy Star Commercial Oven | N | Healthcare | New | 1.9869 | 0.36108 | 5.5027 | 0 | 0 | 0 | Fail 2-year Threshold
[12 empty] | Residential | Window Sun Protection | N | Manufactured Home | New | 0.042039 | 0.50005 | 0.084069 | 0 | 0 | 0 | Fail RIM | Industrial | Efficient Lighting - High Bay | N | Textiles and Leather | Turnover | 1.7898 | 0.54633 | 3.2759 | 0.0013044 | 0.0012679 | 0.0091385 | Commercial | Energy Star Commercial Oven | N | Hospitals | New | 1.9869 | 0.36108 | 5.5027 | 0 | 0 | 0 | Fail 2-year Threshold
[12 empty] | Residential | Exterior Lighting Controls | N | Single Family | Existing | 0.29936 | 0.29132 | 1.0276 | 0 | 0 | 0 | Fail RIM | Industrial | Efficient Lighting - Other Interior Lighting | N | Textiles and Leather | New | 1.0011 | 0.54497 | 1.837 | 0 | 0 | 0 | Commercial | Energy Star Commercial Oven | N | Institutional | New | 1.9869 | 0.36108 | 5.5027 | 0 | 0 | 0 | Fail 2-year Threshold
[12 empty] | Residential | Exterior Lighting Controls | N | Multi-Family | Existing | 0.29936 | 0.29132 | 1.0276 | 0 | 0 | 0 | Fail RIM | Industrial | Efficient Lighting - Other Interior Lighting | N | Textiles and Leather | Turnover | 1.0011 | 0.54497 | 1.837 | 0.0036531 | 0.0035509 | 0.025593 | Commercial | Energy Star Commercial Oven | N | Lodging/Hospitality | New | 1.9869 | 0.36108 | 5.5027 | 0 | 0 | 0 | Fail 2-year Threshold
[12 empty] | Residential | Exterior Lighting Controls | N | Manufactured Home | Existing | 0.29936 | 0.29132 | 1.0276 | 0 | 0 | 0 | Fail RIM | Industrial | Lighting Controls | N | Textiles and Leather | Existing | 2.4752 | 0.55058 | 4.4956 | 0.00069999 | 0.00068041 | 0.004904 | Commercial | Energy Star Commercial Oven | N | Miscellaneous | New | 1.9869 | 0.36108 | 5.5027 | 0 | 0 | 0 | Fail 2-year Threshold
[12 empty] | Residential | Exterior Lighting Controls | N | Single Family | New | 0.29936 | 0.29132 | 1.0276 | 0 | 0 | 0 | Fail RIM | Industrial | Lighting Controls | N | Textiles and Leather | New | 2.4752 | 0.55058 | 4.4956 | 0 | 0 | 0 | Commercial | Energy Star Commercial Oven | N | Offices | New | 1.9869 | 0.36108 | 5.5027 | 0 | 0 | 0 | Fail 2-year Threshold
[12 empty] | Residential | Exterior Lighting Controls | N | Multi-Family | New | 0.29936 | 0.29132 | 1.0276 | 0 | 0 | 0 | Fail RIM | Industrial | Fan Equipment Upgrades | N | Textiles and Leather | New | 3.1565 | 0.55115 | 5.7271 | 0 | 0 | 0 | Commercial | Energy Star Commercial Oven | N | Restaurants | New | 1.9869 | 0.36108 | 5.5027 | 0 | 0 | 0 | Fail 2-year Threshold
[12 empty] | Residential | Exterior Lighting Controls | N | Manufactured Home | New | 0.29936 | 0.29132 | 1.0276 | 0 | 0 | 0 | Fail RIM | Industrial | Fan Equipment Upgrades | N | Textiles and Leather | Turnover | 3.1565 | 0.55115 | 5.7271 | 0.0010081 | 0.00098143 | 0.0074859 | Commercial | Energy Star Commercial Oven | N | Retail | New | 1.9869 | 0.36108 | 5.5027 | 0 | 0 | 0 | Fail 2-year Threshold
[12 empty] | Residential | Interior Lighting Controls | N | Single Family | Existing | 0.15413 | 0.33604 | 0.45866 | 0 | 0 | 0 | Fail RIM | Industrial | Motor Equipment Upgrades | N | Textiles and Leather | New | 2.2411 | 0.55788 | 4.0173 | 0 | 0 | 0 | Commercial | Energy Star Commercial Oven | N | Schools K-12 | New | 1.9869 | 0.36108 | 5.5027 | 0 | 0 | 0 | Fail 2-year Threshold
[12 empty] | Residential | Interior Lighting Controls | N | Multi-Family | Existing | 0.15413 | 0.33604 | 0.45866 | 0 | 0 | 0 | Fail RIM | Industrial | Motor Equipment Upgrades | N | Textiles and Leather | Turnover | 2.2411 | 0.55788 | 4.0173 | 0.00031332 | 0.00030504 | 0.0023267 | Commercial | Energy Star Commercial Oven | N | Warehouse | New | 1.9869 | 0.36108 | 5.5027 | 0 | 0 | 0 | Fail 2-year Threshold
[12 empty] | Residential | Interior Lighting Controls | N | Manufactured Home | Existing | 0.15413 | 0.33604 | 0.45866 | 0 | 0 | 0 | Fail RIM | Industrial | Motor Optimization | N | Textiles and Leather | Existing | 1.0295 | 0.55788 | 1.8454 | 0.0088671 | 0.0086329 | 0.065848 | Commercial | Energy Star Fryer | N | Assembly | Turnover | 0.15361 | 0.35918 | 0.42766 | 0 | 0 | 0 | Fail TRC
[12 empty] | Residential | Interior Lighting Controls | N | Single Family | New | 0.15413 | 0.33604 | 0.45866 | 0 | 0 | 0 | Fail RIM | Industrial | Motor Optimization | N | Textiles and Leather | New | 1.0295 | 0.55788 | 1.8454 | 0 | 0 | 0 | Commercial | Energy Star Fryer | N | College and University | Turnover | 0.15361 | 0.35918 | 0.42766 | 0 | 0 | 0 | Fail TRC
[12 empty] | Residential | Interior Lighting Controls | N | Multi-Family | New | 0.15413 | 0.33604 | 0.45866 | 0 | 0 | 0 | Fail RIM | Industrial | Pump Equipment Upgrade | N | Textiles and Leather | New | 3.1565 | 0.55115 | 5.7271 | 0 | 0 | 0 | Commercial | Energy Star Fryer | N | Grocery | Turnover | 0.15361 | 0.35918 | 0.42766 | 0 | 0 | 0 | Fail TRC
[12 empty] | Residential | Interior Lighting Controls | N | Manufactured Home | New | 0.15413 | 0.33604 | 0.45866 | 0 | 0 | 0 | Fail RIM | Industrial | Pump Equipment Upgrade | N | Textiles and Leather | Turnover | 3.1565 | 0.55115 | 5.7271 | 0.0017448 | 0.0016987 | 0.012957 | Commercial | Energy Star Fryer | N | Healthcare | Turnover | 0.15361 | 0.35918 | 0.42766 | 0 | 0 | 0 | Fail TRC
[12 empty] | Residential | Solar Attic Fan | N | Single Family | Existing | 0.18445 | 0.38531 | 0.47871 | 0 | 0 | 0 | Fail RIM | Industrial | Process Refrig Equipment Upgrade | N | Textiles and Leather | New | 1.9202 | 0.55494 | 3.4603 | 0 | 0 | 0 | Commercial | Energy Star Fryer | N | Hospitals | Turnover | 0.15361 | 0.35918 | 0.42766 | 0 | 0 | 0 | Fail TRC
[12 empty] | Residential | Solar Attic Fan | N | Multi-Family | Existing | 0.089345 | 0.38531 | 0.23188 | 0 | 0 | 0 | Fail RIM | Industrial | Process Refrig Equipment Upgrade | N | Textiles and Leather | Turnover | 1.9202 | 0.55494 | 3.4603 | 0.00022698 | 0.00022139 | 0.0016487 | Commercial | Energy Star Fryer | N | Institutional | Turnover | 0.15361 | 0.35918 | 0.42766 | 0 | 0 | 0 | Fail TRC
[12 empty] | Residential | Solar Attic Fan | N | Manufactured Home | Existing | 0.12272 | 0.38531 | 0.3185 | 0 | 0 | 0 | Fail RIM | Industrial | Efficient Lighting - Exterior | N | Transportation Equipment | New | 2.9212 | 0.75161 | 3.8866 | 0 | 0 | 0 | Commercial | Energy Star Fryer | N | Lodging/Hospitality | Turnover | 0.15361 | 0.35918 | 0.42766 | 0 | 0 | 0 | Fail TRC
[12 empty] | Residential | Solar Attic Fan | N | Single Family | New | 0.18445 | 0.38531 | 0.47871 | 0 | 0 | 0 | Fail RIM | Industrial | Efficient Lighting - Exterior | N | Transportation Equipment | Turnover | 2.9212 | 0.75161 | 3.8866 | 0 | 0 | 0.0055484 | Commercial | Energy Star Fryer | N | Miscellaneous | Turnover | 0.15361 | 0.35918 | 0.42766 | 0 | 0 | 0 | Fail TRC
[12 empty] | Residential | Solar Attic Fan | N | Multi-Family | New | 0.089345 | 0.38531 | 0.23188 | 0 | 0 | 0 | Fail RIM | Industrial | Lighting Controls - Exterior | N | Transportation Equipment | Existing | 2.0939 | 0.75616 | 2.7691 | 0 | 0 | 0.0019297 | Commercial | Energy Star Fryer | N | Offices | Turnover | 0.15361 | 0.35918 | 0.42766 | 0 | 0 | 0 | Fail TRC
[12 empty] | Residential | Solar Attic Fan | N | Manufactured Home | New | 0.12272 | 0.38531 | 0.3185 | 0 | 0 | 0 | Fail RIM | Industrial | Lighting Controls - Exterior | N | Transportation Equipment | New | 2.0939 | 0.75616 | 2.7691 | 0 | 0 | 0 | Commercial | Energy Star Fryer | N | Restaurants | Turnover | 0.15361 | 0.35918 | 0.42766 | 0 | 0 | 0 | Fail TRC
[12 empty] | Commercial | Efficient Exhaust Hood | N | Assembly | Turnover | 1.7995 | 0.37488 | 4.8001 | 0 | 0 | 0 | Fail RIM | Industrial | Building Envelope Improvements | N | Transportation Equipment | Existing | 3.002 | 0.54413 | 5.5171 | 0.0052537 | 0.0051263 | 0.03688 | Commercial | Energy Star Fryer | N | Retail | Turnover | 0.15361 | 0.35918 | 0.42766 | 0 | 0 | 0 | Fail TRC
[12 empty] | Commercial | Efficient Exhaust Hood | N | College and University | Turnover | 1.7995 | 0.37488 | 4.8001 | 0 | 0 | 0 | Fail RIM | Industrial | Building Envelope Improvements | N | Transportation Equipment | New | 3.002 | 0.54413 | 5.5171 | 0 | 0 | 0 | Commercial | Energy Star Fryer | N | Schools K-12 | Turnover | 0.15361 | 0.35918 | 0.42766 | 0 | 0 | 0 | Fail TRC
[12 empty] | Commercial | Efficient Exhaust Hood | N | Grocery | Turnover | 1.7995 | 0.37488 | 4.8001 | 0 | 0 | 0 | Fail RIM | Industrial | HVAC Equipment Upgrades | Y | Transportation Equipment | New | 3.58 | 0.54009 | 6.6284 | 0 | 0 | 0 | Commercial | Energy Star Fryer | N | Warehouse | Turnover | 0.15361 | 0.35918 | 0.42766 | 0 | 0 | 0 | Fail TRC
[12 empty] | Commercial | Efficient Exhaust Hood | N | Healthcare | Turnover | 1.7995 | 0.37488 | 4.8001 | 0 | 0 | 0 | Fail RIM | Industrial | HVAC Equipment Upgrades | Y | Transportation Equipment | Turnover | 3.58 | 0.54009 | 6.6284 | 0.0058765 | 0.0057339 | 0.041252 | Commercial | Energy Star Fryer | N | Assembly | New | 0.15361 | 0.35918 | 0.42766 | 0 | 0 | 0 | Fail TRC
[12 empty] | Commercial | Efficient Exhaust Hood | N | Hospitals | Turnover | 1.7995 | 0.37488 | 4.8001 | 0 | 0 | 0 | Fail RIM | Industrial | HVAC Recommissioning | N | Transportation Equipment | Existing | 1.3646 | 0.55082 | 2.4773 | 0.0051923 | 0.0050663 | 0.036449 | Commercial | Energy Star Fryer | N | College and University | New | 0.15361 | 0.35918 | 0.42766 | 0 | 0 | 0 | Fail TRC
[12 empty] | Commercial | Efficient Exhaust Hood | N | Institutional | Turnover | 1.7995 | 0.37488 | 4.8001 | 0 | 0 | 0 | Fail RIM | Industrial | HVAC Recommissioning | N | Transportation Equipment | New | 1.3646 | 0.55082 | 2.4773 | 0 | 0 | 0 | Commercial | Energy Star Fryer | N | Grocery | New | 0.15361 | 0.35918 | 0.42766 | 0 | 0 | 0 | Fail TRC
[12 empty] | Commercial | Efficient Exhaust Hood | N | Lodging/Hospitality | Turnover | 1.7995 | 0.37488 | 4.8001 | 0 | 0 | 0 | Fail RIM | Industrial | Efficient Lighting - High Bay | N | Transportation Equipment | New | 1.7898 | 0.54633 | 3.2759 | 0 | 0 | 0 | Commercial | Energy Star Fryer | N | Healthcare | New | 0.15361 | 0.35918 | 0.42766 | 0 | 0 | 0 | Fail TRC
[12 empty] | Commercial | Efficient Exhaust Hood | N | Miscellaneous | Turnover | 1.7995 | 0.37488 | 4.8001 | 0 | 0 | 0 | Fail RIM | Industrial | Efficient Lighting - High Bay | N | Transportation Equipment | Turnover | 1.7898 | 0.54633 | 3.2759 | 0.0049012 | 0.0047641 | 0.034337 | Commercial | Energy Star Fryer | N | Hospitals | New | 0.15361 | 0.35918 | 0.42766 | 0 | 0 | 0 | Fail TRC
[12 empty] | Commercial | Efficient Exhaust Hood | N | Offices | Turnover | 1.7995 | 0.37488 | 4.8001 | 0 | 0 | 0 | Fail RIM | Industrial | Efficient Lighting - Other Interior Lighting | N | Transportation Equipment | New | 1.0011 | 0.54497 | 1.837 | 0 | 0 | 0 | Commercial | Energy Star Fryer | N | Institutional | New | 0.15361 | 0.35918 | 0.42766 | 0 | 0 | 0 | Fail TRC
[12 empty] | Commercial | Efficient Exhaust Hood | N | Restaurants | Turnover | 1.7995 | 0.37488 | 4.8001 | 0 | 0 | 0 | Fail RIM | Industrial | Efficient Lighting - Other Interior Lighting | N | Transportation Equipment | Turnover | 1.0011 | 0.54497 | 1.837 | 0.013904 | 0.013515 | 0.097411 | Commercial | Energy Star Fryer | N | Lodging/Hospitality | New | 0.15361 | 0.35918 | 0.42766 | 0 | 0 | 0 | Fail TRC
[12 empty] | Commercial | Efficient Exhaust Hood | N | Retail | Turnover | 1.7995 | 0.37488 | 4.8001 | 0 | 0 | 0 | Fail RIM | Industrial | Lighting Controls | N | Transportation Equipment | Existing | 2.4178 | 0.55058 | 4.3913 | 0.0071874 | 0.0069863 | 0.050354 | Commercial | Energy Star Fryer | N | Miscellaneous | New | 0.15361 | 0.35918 | 0.42766 | 0 | 0 | 0 | Fail TRC
[12 empty] | Commercial | Efficient Exhaust Hood | N | Schools K-12 | Turnover | 1.7995 | 0.37488 | 4.8001 | 0 | 0 | 0 | Fail RIM | Industrial | Lighting Controls | N | Transportation Equipment | New | 2.4178 | 0.55058 | 4.3913 | 0 | 0 | 0 | Commercial | Energy Star Fryer | N | Offices | New | 0.15361 | 0.35918 | 0.42766 | 0 | 0 | 0 | Fail TRC
[12 empty] | Commercial | Efficient Exhaust Hood | N | Warehouse | Turnover | 1.7995 | 0.37488 | 4.8001 | 0 | 0 | 0 | Fail RIM | Industrial | Fan Equipment Upgrades | N | Transportation Equipment | New | 1.5906 | 0.55115 | 2.8859 | 0 | 0 | 0 | Commercial | Energy Star Fryer | N | Restaurants | New | 0.15361 | 0.35918 | 0.42766 | 0 | 0 | 0 | Fail TRC
[12 empty] | Commercial | Efficient Exhaust Hood | N | Assembly | New | 1.7995 | 0.37488 | 4.8001 | 0 | 0 | 0 | Fail RIM | Industrial | Fan Equipment Upgrades | N | Transportation Equipment | Turnover | 1.5906 | 0.55115 | 2.8859 | 0.0010563 | 0.0010284 | 0.0078441 | Commercial | Energy Star Fryer | N | Retail | New | 0.15361 | 0.35918 | 0.42766 | 0 | 0 | 0 | Fail TRC
[12 empty] | Commercial | Efficient Exhaust Hood | N | College and University | New | 1.7995 | 0.37488 | 4.8001 | 0 | 0 | 0 | Fail RIM | Industrial | Pump Equipment Upgrade | N | Transportation Equipment | New | 1.5906 | 0.55115 | 2.8859 | 0 | 0 | 0 | Commercial | Energy Star Fryer | N | Schools K-12 | New | 0.15361 | 0.35918 | 0.42766 | 0 | 0 | 0 | Fail TRC
[12 empty] | Commercial | Efficient Exhaust Hood | N | Grocery | New | 1.7995 | 0.37488 | 4.8001 | 0 | 0 | 0 | Fail RIM | Industrial | Pump Equipment Upgrade | N | Transportation Equipment | Turnover | 1.5906 | 0.55115 | 2.8859 | 0.0018283 | 0.00178 | 0.013577 | Commercial | Energy Star Fryer | N | Warehouse | New | 0.15361 | 0.35918 | 0.42766 | 0 | 0 | 0 | Fail TRC
[12 empty] | Commercial | Efficient Exhaust Hood | N | Healthcare | New | 1.7995 | 0.37488 | 4.8001 | 0 | 0 | 0 | Fail RIM | Industrial | Process Refrig Equipment Upgrade | N | Transportation Equipment | New | 2.5835 | 0.55494 | 4.6554 | 0 | 0 | 0 | Commercial | Energy Star Griddle | N | Assembly | Turnover | 999 | 0.36074 | 999 | 0 | 0 | 0 | Fail 2-year Threshold
[12 empty] | Commercial | Efficient Exhaust Hood | N | Hospitals | New | 1.7995 | 0.37488 | 4.8001 | 0 | 0 | 0 | Fail RIM | Industrial | Process Refrig Equipment Upgrade | N | Transportation Equipment | Turnover | 2.5835 | 0.55494 | 4.6554 | 0.00014109 | 0.00013762 | 0.0010249 | Commercial | Energy Star Griddle | N | College and University | Turnover | 999 | 0.36074 | 999 | 0 | 0 | 0 | Fail 2-year Threshold
[12 empty] | Commercial | Efficient Exhaust Hood | N | Institutional | New | 1.7995 | 0.37488 | 4.8001 | 0 | 0 | 0 | Fail RIM | Industrial | Compressed Air Equipment | N | Water and Wastewater | New | 3.8984 | 0.55115 | 7.0733 | 0 | 0 | 0 | Commercial | Energy Star Griddle | N | Grocery | Turnover | 999 | 0.36074 | 999 | 0 | 0 | 0 | Fail 2-year Threshold
[12 empty] | Commercial | Efficient Exhaust Hood | N | Lodging/Hospitality | New | 1.7995 | 0.37488 | 4.8001 | 0 | 0 | 0 | Fail RIM | Industrial | Compressed Air Equipment | N | Water and Wastewater | Turnover | 3.8984 | 0.55115 | 7.0733 | 1.6182e-05 | 1.5755e-05 | 0.00012017 | Commercial | Energy Star Griddle | N | Healthcare | Turnover | 999 | 0.36074 | 999 | 0 | 0 | 0 | Fail 2-year Threshold
[12 empty] | Commercial | Efficient Exhaust Hood | N | Miscellaneous | New | 1.7995 | 0.37488 | 4.8001 | 0 | 0 | 0 | Fail RIM | Industrial | Efficient Lighting - Exterior | N | Water and Wastewater | New | 2.9212 | 0.75161 | 3.8866 | 0 | 0 | 0 | Commercial | Energy Star Griddle | N | Hospitals | Turnover | 999 | 0.36074 | 999 | 0 | 0 | 0 | Fail 2-year Threshold
[12 empty] | Commercial | Efficient Exhaust Hood | N | Offices | New | 1.7995 | 0.37488 | 4.8001 | 0 | 0 | 0 | Fail RIM | Industrial | Efficient Lighting - Exterior | N | Water and Wastewater | Turnover | 2.9212 | 0.75161 | 3.8866 | 0 | 0 | 2.6363e-05 | Commercial | Energy Star Griddle | N | Institutional | Turnover | 999 | 0.36074 | 999 | 0 | 0 | 0 | Fail 2-year Threshold
[12 empty] | Commercial | Efficient Exhaust Hood | N | Restaurants | New | 1.7995 | 0.37488 | 4.8001 | 0 | 0 | 0 | Fail RIM | Industrial | Lighting Controls - Exterior | N | Water and Wastewater | Existing | 1.9671 | 0.75616 | 2.6015 | 0 | 0 | 9.169e-06 | Commercial | Energy Star Griddle | N | Lodging/Hospitality | Turnover | 999 | 0.36074 | 999 | 0 | 0 | 0 | Fail 2-year Threshold
[12 empty] | Commercial | Efficient Exhaust Hood | N | Retail | New | 1.7995 | 0.37488 | 4.8001 | 0 | 0 | 0 | Fail RIM | Industrial | Lighting Controls - Exterior | N | Water and Wastewater | New | 1.9671 | 0.75616 | 2.6015 | 0 | 0 | 0 | Commercial | Energy Star Griddle | N | Miscellaneous | Turnover | 999 | 0.36074 | 999 | 0 | 0 | 0 | Fail 2-year Threshold
[12 empty] | Commercial | Efficient Exhaust Hood | N | Schools K-12 | New | 1.7995 | 0.37488 | 4.8001 | 0 | 0 | 0 | Fail RIM | Industrial | Building Envelope Improvements | N | Water and Wastewater | Existing | 2.8167 | 0.54413 | 5.1765 | 2.0019e-05 | 1.9533e-05 | 0.00014053 | Commercial | Energy Star Griddle | N | Offices | Turnover | 999 | 0.36074 | 999 | 0 | 0 | 0 | Fail 2-year Threshold
[12 empty] | Commercial | Efficient Exhaust Hood | N | Warehouse | New | 1.7995 | 0.37488 | 4.8001 | 0 | 0 | 0 | Fail RIM | Industrial | Building Envelope Improvements | N | Water and Wastewater | New | 2.8167 | 0.54413 | 5.1765 | 0 | 0 | 0 | Commercial | Energy Star Griddle | N | Restaurants | Turnover | 999 | 0.36074 | 999 | 0 | 0 | 0 | Fail 2-year Threshold
[12 empty] | Commercial | Energy Star Commercial Oven | N | Assembly | Turnover | 1.9869 | 0.36108 | 5.5027 | 0 | 0 | 0 | Fail RIM | Industrial | HVAC Equipment Upgrades | Y | Water and Wastewater | New | 3.246 | 0.54009 | 6.0101 | 0 | 0 | 0 | Commercial | Energy Star Griddle | N | Retail | Turnover | 999 | 0.36074 | 999 | 0 | 0 | 0 | Fail 2-year Threshold
[12 empty] | Commercial | Energy Star Commercial Oven | N | College and University | Turnover | 1.9869 | 0.36108 | 5.5027 | 0 | 0 | 0 | Fail RIM | Industrial | HVAC Equipment Upgrades | Y | Water and Wastewater | Turnover | 3.246 | 0.54009 | 6.0101 | 1.8006e-05 | 1.7569e-05 | 0.0001264 | Commercial | Energy Star Griddle | N | Schools K-12 | Turnover | 999 | 0.36074 | 999 | 0 | 0 | 0 | Fail 2-year Threshold
[12 empty] | Commercial | Energy Star Commercial Oven | N | Grocery | Turnover | 1.9869 | 0.36108 | 5.5027 | 0 | 0 | 0 | Fail RIM | Industrial | HVAC Recommissioning | N | Water and Wastewater | Existing | 1.3752 | 0.55082 | 2.4966 | 2.7315e-05 | 2.6652e-05 | 0.00019175 | Commercial | Energy Star Griddle | N | Warehouse | Turnover | 999 | 0.36074 | 999 | 0 | 0 | 0 | Fail 2-year Threshold
[12 empty] | Commercial | Energy Star Commercial Oven | N | Healthcare | Turnover | 1.9869 | 0.36108 | 5.5027 | 0 | 0 | 0 | Fail RIM | Industrial | HVAC Recommissioning | N | Water and Wastewater | New | 1.3752 | 0.55082 | 2.4966 | 0 | 0 | 0 | Commercial | Energy Star Griddle | N | Assembly | New | 999 | 0.36074 | 999 | 0 | 0 | 0 | Fail 2-year Threshold
[12 empty] | Commercial | Energy Star Commercial Oven | N | Hospitals | Turnover | 1.9869 | 0.36108 | 5.5027 | 0 | 0 | 0 | Fail RIM | Industrial | Efficient Lighting - High Bay | N | Water and Wastewater | New | 1.7898 | 0.54633 | 3.2759 | 0 | 0 | 0 | Commercial | Energy Star Griddle | N | College and University | New | 999 | 0.36074 | 999 | 0 | 0 | 0 | Fail 2-year Threshold
[12 empty] | Commercial | Energy Star Commercial Oven | N | Institutional | Turnover | 1.9869 | 0.36108 | 5.5027 | 0 | 0 | 0 | Fail RIM | Industrial | Efficient Lighting - High Bay | N | Water and Wastewater | Turnover | 1.7898 | 0.54633 | 3.2759 | 3.8644e-05 | 3.7563e-05 | 0.00027074 | Commercial | Energy Star Griddle | N | Grocery | New | 999 | 0.36074 | 999 | 0 | 0 | 0 | Fail 2-year Threshold
[12 empty] | Commercial | Energy Star Commercial Oven | N | Lodging/Hospitality | Turnover | 1.9869 | 0.36108 | 5.5027 | 0 | 0 | 0 | Fail RIM | Industrial | Efficient Lighting - Other Interior Lighting | N | Water and Wastewater | New | 1.0011 | 0.54497 | 1.837 | 0 | 0 | 0 | Commercial | Energy Star Griddle | N | Healthcare | New | 999 | 0.36074 | 999 | 0 | 0 | 0 | Fail 2-year Threshold
[12 empty] | Commercial | Energy Star Commercial Oven | N | Miscellaneous | Turnover | 1.9869 | 0.36108 | 5.5027 | 0 | 0 | 0 | Fail RIM | Industrial | Efficient Lighting - Other Interior Lighting | N | Water and Wastewater | Turnover | 1.0011 | 0.54497 | 1.837 | 5.3449e-05 | 5.1954e-05 | 0.00037446 | Commercial | Energy Star Griddle | N | Hospitals | New | 999 | 0.36074 | 999 | 0 | 0 | 0 | Fail 2-year Threshold
[12 empty] | Commercial | Energy Star Commercial Oven | N | Offices | Turnover | 1.9869 | 0.36108 | 5.5027 | 0 | 0 | 0 | Fail RIM | Industrial | Lighting Controls | N | Water and Wastewater | Existing | 2.2714 | 0.55058 | 4.1254 | 1.5533e-05 | 1.5099e-05 | 0.00010882 | Commercial | Energy Star Griddle | N | Institutional | New | 999 | 0.36074 | 999 | 0 | 0 | 0 | Fail 2-year Threshold
[12 empty] | Commercial | Energy Star Commercial Oven | N | Restaurants | Turnover | 1.9869 | 0.36108 | 5.5027 | 0 | 0 | 0 | Fail RIM | Industrial | Lighting Controls | N | Water and Wastewater | New | 2.2714 | 0.55058 | 4.1254 | 0 | 0 | 0 | Commercial | Energy Star Griddle | N | Lodging/Hospitality | New | 999 | 0.36074 | 999 | 0 | 0 | 0 | Fail 2-year Threshold
[12 empty] | Commercial | Energy Star Commercial Oven | N | Retail | Turnover | 1.9869 | 0.36108 | 5.5027 | 0 | 0 | 0 | Fail RIM | Industrial | Fan Equipment Upgrades | N | Water and Wastewater | New | 2.2131 | 0.55115 | 4.0154 | 0 | 0 | 0 | Commercial | Energy Star Griddle | N | Miscellaneous | New | 999 | 0.36074 | 999 | 0 | 0 | 0 | Fail 2-year Threshold
[12 empty] | Commercial | Energy Star Commercial Oven | N | Schools K-12 | Turnover | 1.9869 | 0.36108 | 5.5027 | 0 | 0 | 0 | Fail RIM | Industrial | Fan Equipment Upgrades | N | Water and Wastewater | Turnover | 2.2131 | 0.55115 | 4.0154 | 1.2337e-05 | 1.2011e-05 | 9.1614e-05 | Commercial | Energy Star Griddle | N | Offices | New | 999 | 0.36074 | 999 | 0 | 0 | 0 | Fail 2-year Threshold
[12 empty] | Commercial | Energy Star Commercial Oven | N | Warehouse | Turnover | 1.9869 | 0.36108 | 5.5027 | 0 | 0 | 0 | Fail RIM | Industrial | Motor Equipment Upgrades | N | Water and Wastewater | New | 1.8913 | 0.55788 | 3.3902 | 0 | 0 | 0 | Commercial | Energy Star Griddle | N | Restaurants | New | 999 | 0.36074 | 999 | 0 | 0 | 0 | Fail 2-year Threshold
[12 empty] | Commercial | Energy Star Commercial Oven | N | Assembly | New | 1.9869 | 0.36108 | 5.5027 | 0 | 0 | 0 | Fail RIM | Industrial | Motor Equipment Upgrades | N | Water and Wastewater | Turnover | 1.8913 | 0.55788 | 3.3902 | 1.0519e-05 | 1.0241e-05 | 7.8111e-05 | Commercial | Energy Star Griddle | N | Retail | New | 999 | 0.36074 | 999 | 0 | 0 | 0 | Fail 2-year Threshold
[12 empty] | Commercial | Energy Star Commercial Oven | N | College and University | New | 1.9869 | 0.36108 | 5.5027 | 0 | 0 | 0 | Fail RIM | Industrial | Motor Improved Controls | N | Water and Wastewater | Existing | 3.8923 | 0.55115 | 7.0621 | 1.6945e-06 | 1.6497e-06 | 1.2583e-05 | Commercial | Energy Star Griddle | N | Schools K-12 | New | 999 | 0.36074 | 999 | 0 | 0 | 0 | Fail 2-year Threshold
[12 empty] | Commercial | Energy Star Commercial Oven | N | Grocery | New | 1.9869 | 0.36108 | 5.5027 | 0 | 0 | 0 | Fail RIM | Industrial | Motor Improved Controls | N | Water and Wastewater | New | 3.8923 | 0.55115 | 7.0621 | 0 | 0 | 0 | Commercial | Energy Star Griddle | N | Warehouse | New | 999 | 0.36074 | 999 | 0 | 0 | 0 | Fail 2-year Threshold
[12 empty] | Commercial | Energy Star Commercial Oven | N | Healthcare | New | 1.9869 | 0.36108 | 5.5027 | 0 | 0 | 0 | Fail RIM | Industrial | Pump Equipment Upgrade | N | Water and Wastewater | New | 3.0315 | 0.55115 | 5.5003 | 0 | 0 | 0 | Commercial | Energy Star Hot Food Holding Cabinet | N | Assembly | Turnover | 0.80614 | 0.36678 | 2.1979 | 0 | 0 | 0 | Fail TRC
[12 empty] | Commercial | Energy Star Commercial Oven | N | Hospitals | New | 1.9869 | 0.36108 | 5.5027 | 0 | 0 | 0 | Fail RIM | Industrial | Pump Equipment Upgrade | N | Water and Wastewater | Turnover | 3.0315 | 0.55115 | 5.5003 | 8.6999e-05 | 8.4701e-05 | 0.00064606 | Commercial | Energy Star Hot Food Holding Cabinet | N | College and University | Turnover | 0.80614 | 0.36678 | 2.1979 | 0 | 0 | 0 | Fail TRC
[12 empty] | Commercial | Energy Star Commercial Oven | N | Institutional | New | 1.9869 | 0.36108 | 5.5027 | 0 | 0 | 0 | Fail RIM | Industrial | Process Refrig Equipment Upgrade | N | Water and Wastewater | New | 1.5293 | 0.55494 | 2.7558 | 0 | 0 | 0 | Commercial | Energy Star Hot Food Holding Cabinet | N | Grocery | Turnover | 0.80614 | 0.36678 | 2.1979 | 0 | 0 | 0 | Fail TRC
[12 empty] | Commercial | Energy Star Commercial Oven | N | Lodging/Hospitality | New | 1.9869 | 0.36108 | 5.5027 | 0 | 0 | 0 | Fail RIM | Industrial | Process Refrig Equipment Upgrade | N | Water and Wastewater | Turnover | 1.5293 | 0.55494 | 2.7558 | 2.1352e-05 | 2.0826e-05 | 0.0001551 | Commercial | Energy Star Hot Food Holding Cabinet | N | Healthcare | Turnover | 0.80614 | 0.36678 | 2.1979 | 0 | 0 | 0 | Fail TRC
[12 empty] | Commercial | Energy Star Commercial Oven | N | Miscellaneous | New | 1.9869 | 0.36108 | 5.5027 | 0 | 0 | 0 | Fail RIM | Industrial | Process Refrig System Optimization | N | Water and Wastewater | Existing | 1.5412 | 0.55742 | 2.7649 | 2.0487e-05 | 1.9982e-05 | 0.00014881 | Commercial | Energy Star Hot Food Holding Cabinet | N | Hospitals | Turnover | 0.80614 | 0.36678 | 2.1979 | 0 | 0 | 0 | Fail TRC
[12 empty] | Commercial | Energy Star Commercial Oven | N | Offices | New | 1.9869 | 0.36108 | 5.5027 | 0 | 0 | 0 | Fail RIM | Industrial | Process Refrig System Optimization | N | Water and Wastewater | New | 1.5412 | 0.55742 | 2.7649 | 0 | 0 | 0 | Commercial | Energy Star Hot Food Holding Cabinet | N | Institutional | Turnover | 0.80614 | 0.36678 | 2.1979 | 0 | 0 | 0 | Fail TRC
[12 empty] | Commercial | Energy Star Commercial Oven | N | Restaurants | New | 1.9869 | 0.36108 | 5.5027 | 0 | 0 | 0 | Fail RIM | [11 empty] | Commercial | Energy Star Hot Food Holding Cabinet | N | Lodging/Hospitality | Turnover | 0.80614 | 0.36678 | 2.1979 | 0 | 0 | 0 | Fail TRC
[12 empty] | Commercial | Energy Star Commercial Oven | N | Retail | New | 1.9869 | 0.36108 | 5.5027 | 0 | 0 | 0 | Fail RIM | [11 empty] | Commercial | Energy Star Hot Food Holding Cabinet | N | Miscellaneous | Turnover | 0.80614 | 0.36678 | 2.1979 | 0 | 0 | 0 | Fail TRC
[12 empty] | Commercial | Energy Star Commercial Oven | N | Schools K-12 | New | 1.9869 | 0.36108 | 5.5027 | 0 | 0 | 0 | Fail RIM | [11 empty] | Commercial | Energy Star Hot Food Holding Cabinet | N | Offices | Turnover | 0.80614 | 0.36678 | 2.1979 | 0 | 0 | 0 | Fail TRC
[12 empty] | Commercial | Energy Star Commercial Oven | N | Warehouse | New | 1.9869 | 0.36108 | 5.5027 | 0 | 0 | 0 | Fail RIM | [11 empty] | Commercial | Energy Star Hot Food Holding Cabinet | N | Restaurants | Turnover | 0.80614 | 0.36678 | 2.1979 | 0 | 0 | 0 | Fail TRC
[12 empty] | Commercial | Energy Star Fryer | N | Assembly | Turnover | 0.15361 | 0.35918 | 0.42766 | 0 | 0 | 0 | Fail RIM | [11 empty] | Commercial | Energy Star Hot Food Holding Cabinet | N | Retail | Turnover | 0.80614 | 0.36678 | 2.1979 | 0 | 0 | 0 | Fail TRC
[12 empty] | Commercial | Energy Star Fryer | N | College and University | Turnover | 0.15361 | 0.35918 | 0.42766 | 0 | 0 | 0 | Fail RIM | [11 empty] | Commercial | Energy Star Hot Food Holding Cabinet | N | Schools K-12 | Turnover | 0.80614 | 0.36678 | 2.1979 | 0 | 0 | 0 | Fail TRC
[12 empty] | Commercial | Energy Star Fryer | N | Grocery | Turnover | 0.15361 | 0.35918 | 0.42766 | 0 | 0 | 0 | Fail RIM | [11 empty] | Commercial | Energy Star Hot Food Holding Cabinet | N | Warehouse | Turnover | 0.80614 | 0.36678 | 2.1979 | 0 | 0 | 0 | Fail TRC
[12 empty] | Commercial | Energy Star Fryer | N | Healthcare | Turnover | 0.15361 | 0.35918 | 0.42766 | 0 | 0 | 0 | Fail RIM | [11 empty] | Commercial | Energy Star Hot Food Holding Cabinet | N | Assembly | New | 0.80614 | 0.36678 | 2.1979 | 0 | 0 | 0 | Fail TRC
[12 empty] | Commercial | Energy Star Fryer | N | Hospitals | Turnover | 0.15361 | 0.35918 | 0.42766 | 0 | 0 | 0 | Fail RIM | [11 empty] | Commercial | Energy Star Hot Food Holding Cabinet | N | College and University | New | 0.80614 | 0.36678 | 2.1979 | 0 | 0 | 0 | Fail TRC
[12 empty] | Commercial | Energy Star Fryer | N | Institutional | Turnover | 0.15361 | 0.35918 | 0.42766 | 0 | 0 | 0 | Fail RIM | [11 empty] | Commercial | Energy Star Hot Food Holding Cabinet | N | Grocery | New | 0.80614 | 0.36678 | 2.1979 | 0 | 0 | 0 | Fail TRC
[12 empty] | Commercial | Energy Star Fryer | N | Lodging/Hospitality | Turnover | 0.15361 | 0.35918 | 0.42766 | 0 | 0 | 0 | Fail RIM | [11 empty] | Commercial | Energy Star Hot Food Holding Cabinet | N | Healthcare | New | 0.80614 | 0.36678 | 2.1979 | 0 | 0 | 0 | Fail TRC
[12 empty] | Commercial | Energy Star Fryer | N | Miscellaneous | Turnover | 0.15361 | 0.35918 | 0.42766 | 0 | 0 | 0 | Fail RIM | [11 empty] | Commercial | Energy Star Hot Food Holding Cabinet | N | Hospitals | New | 0.80614 | 0.36678 | 2.1979 | 0 | 0 | 0 | Fail TRC
[12 empty] | Commercial | Energy Star Fryer | N | Offices | Turnover | 0.15361 | 0.35918 | 0.42766 | 0 | 0 | 0 | Fail RIM | [11 empty] | Commercial | Energy Star Hot Food Holding Cabinet | N | Institutional | New | 0.80614 | 0.36678 | 2.1979 | 0 | 0 | 0 | Fail TRC
[12 empty] | Commercial | Energy Star Fryer | N | Restaurants | Turnover | 0.15361 | 0.35918 | 0.42766 | 0 | 0 | 0 | Fail RIM | [11 empty] | Commercial | Energy Star Hot Food Holding Cabinet | N | Lodging/Hospitality | New | 0.80614 | 0.36678 | 2.1979 | 0 | 0 | 0 | Fail TRC
[12 empty] | Commercial | Energy Star Fryer | N | Retail | Turnover | 0.15361 | 0.35918 | 0.42766 | 0 | 0 | 0 | Fail RIM | [11 empty] | Commercial | Energy Star Hot Food Holding Cabinet | N | Miscellaneous | New | 0.80614 | 0.36678 | 2.1979 | 0 | 0 | 0 | Fail TRC
[12 empty] | Commercial | Energy Star Fryer | N | Schools K-12 | Turnover | 0.15361 | 0.35918 | 0.42766 | 0 | 0 | 0 | Fail RIM | [11 empty] | Commercial | Energy Star Hot Food Holding Cabinet | N | Offices | New | 0.80614 | 0.36678 | 2.1979 | 0 | 0 | 0 | Fail TRC
[12 empty] | Commercial | Energy Star Fryer | N | Warehouse | Turnover | 0.15361 | 0.35918 | 0.42766 | 0 | 0 | 0 | Fail RIM | [11 empty] | Commercial | Energy Star Hot Food Holding Cabinet | N | Restaurants | New | 0.80614 | 0.36678 | 2.1979 | 0 | 0 | 0 | Fail TRC
[12 empty] | Commercial | Energy Star Fryer | N | Assembly | New | 0.15361 | 0.35918 | 0.42766 | 0 | 0 | 0 | Fail RIM | [11 empty] | Commercial | Energy Star Hot Food Holding Cabinet | N | Retail | New | 0.80614 | 0.36678 | 2.1979 | 0 | 0 | 0 | Fail TRC
[12 empty] | Commercial | Energy Star Fryer | N | College and University | New | 0.15361 | 0.35918 | 0.42766 | 0 | 0 | 0 | Fail RIM | [11 empty] | Commercial | Energy Star Hot Food Holding Cabinet | N | Schools K-12 | New | 0.80614 | 0.36678 | 2.1979 | 0 | 0 | 0 | Fail TRC
[12 empty] | Commercial | Energy Star Fryer | N | Grocery | New | 0.15361 | 0.35918 | 0.42766 | 0 | 0 | 0 | Fail RIM | [11 empty] | Commercial | Energy Star Hot Food Holding Cabinet | N | Warehouse | New | 0.80614 | 0.36678 | 2.1979 | 0 | 0 | 0 | Fail TRC
[12 empty] | Commercial | Energy Star Fryer | N | Healthcare | New | 0.15361 | 0.35918 | 0.42766 | 0 | 0 | 0 | Fail RIM | [11 empty] | Commercial | Energy Star Steamer | N | Assembly | Turnover | 4.4493 | 0.35843 | 12.4131 | 0 | 0 | 0 | Fail 2-year Threshold
[12 empty] | Commercial | Energy Star Fryer | N | Hospitals | New | 0.15361 | 0.35918 | 0.42766 | 0 | 0 | 0 | Fail RIM | [11 empty] | Commercial | Energy Star Steamer | N | College and University | Turnover | 4.4493 | 0.35843 | 12.4131 | 0 | 0 | 0 | Fail 2-year Threshold
[12 empty] | Commercial | Energy Star Fryer | N | Institutional | New | 0.15361 | 0.35918 | 0.42766 | 0 | 0 | 0 | Fail RIM | [11 empty] | Commercial | Energy Star Steamer | N | Grocery | Turnover | 4.4493 | 0.35843 | 12.4131 | 0 | 0 | 0 | Fail 2-year Threshold
[12 empty] | Commercial | Energy Star Fryer | N | Lodging/Hospitality | New | 0.15361 | 0.35918 | 0.42766 | 0 | 0 | 0 | Fail RIM | [11 empty] | Commercial | Energy Star Steamer | N | Healthcare | Turnover | 4.4493 | 0.35843 | 12.4131 | 0 | 0 | 0 | Fail 2-year Threshold
[12 empty] | Commercial | Energy Star Fryer | N | Miscellaneous | New | 0.15361 | 0.35918 | 0.42766 | 0 | 0 | 0 | Fail RIM | [11 empty] | Commercial | Energy Star Steamer | N | Hospitals | Turnover | 4.4493 | 0.35843 | 12.4131 | 0 | 0 | 0 | Fail 2-year Threshold
[12 empty] | Commercial | Energy Star Fryer | N | Offices | New | 0.15361 | 0.35918 | 0.42766 | 0 | 0 | 0 | Fail RIM | [11 empty] | Commercial | Energy Star Steamer | N | Institutional | Turnover | 4.4493 | 0.35843 | 12.4131 | 0 | 0 | 0 | Fail 2-year Threshold
[12 empty] | Commercial | Energy Star Fryer | N | Restaurants | New | 0.15361 | 0.35918 | 0.42766 | 0 | 0 | 0 | Fail RIM | [11 empty] | Commercial | Energy Star Steamer | N | Lodging/Hospitality | Turnover | 4.4493 | 0.35843 | 12.4131 | 0 | 0 | 0 | Fail 2-year Threshold
[12 empty] | Commercial | Energy Star Fryer | N | Retail | New | 0.15361 | 0.35918 | 0.42766 | 0 | 0 | 0 | Fail RIM | [11 empty] | Commercial | Energy Star Steamer | N | Miscellaneous | Turnover | 4.4493 | 0.35843 | 12.4131 | 0 | 0 | 0 | Fail 2-year Threshold
[12 empty] | Commercial | Energy Star Fryer | N | Schools K-12 | New | 0.15361 | 0.35918 | 0.42766 | 0 | 0 | 0 | Fail RIM | [11 empty] | Commercial | Energy Star Steamer | N | Offices | Turnover | 4.4493 | 0.35843 | 12.4131 | 0 | 0 | 0 | Fail 2-year Threshold
[12 empty] | Commercial | Energy Star Fryer | N | Warehouse | New | 0.15361 | 0.35918 | 0.42766 | 0 | 0 | 0 | Fail RIM | [11 empty] | Commercial | Energy Star Steamer | N | Restaurants | Turnover | 4.4493 | 0.35843 | 12.4131 | 0 | 0 | 0 | Fail 2-year Threshold
[12 empty] | Commercial | Energy Star Griddle | N | Assembly | Turnover | 999 | 0.36074 | 999 | 0 | 0 | 0 | Fail RIM | [11 empty] | Commercial | Energy Star Steamer | N | Retail | Turnover | 4.4493 | 0.35843 | 12.4131 | 0 | 0 | 0 | Fail 2-year Threshold
[12 empty] | Commercial | Energy Star Griddle | N | College and University | Turnover | 999 | 0.36074 | 999 | 0 | 0 | 0 | Fail RIM | [11 empty] | Commercial | Energy Star Steamer | N | Schools K-12 | Turnover | 4.4493 | 0.35843 | 12.4131 | 0 | 0 | 0 | Fail 2-year Threshold
[12 empty] | Commercial | Energy Star Griddle | N | Grocery | Turnover | 999 | 0.36074 | 999 | 0 | 0 | 0 | Fail RIM | [11 empty] | Commercial | Energy Star Steamer | N | Warehouse | Turnover | 4.4493 | 0.35843 | 12.4131 | 0 | 0 | 0 | Fail 2-year Threshold
[12 empty] | Commercial | Energy Star Griddle | N | Healthcare | Turnover | 999 | 0.36074 | 999 | 0 | 0 | 0 | Fail RIM | [11 empty] | Commercial | Energy Star Steamer | N | Assembly | New | 4.4493 | 0.35843 | 12.4131 | 0 | 0 | 0 | Fail 2-year Threshold
[12 empty] | Commercial | Energy Star Griddle | N | Hospitals | Turnover | 999 | 0.36074 | 999 | 0 | 0 | 0 | Fail RIM | [11 empty] | Commercial | Energy Star Steamer | N | College and University | New | 4.4493 | 0.35843 | 12.4131 | 0 | 0 | 0 | Fail 2-year Threshold
[12 empty] | Commercial | Energy Star Griddle | N | Institutional | Turnover | 999 | 0.36074 | 999 | 0 | 0 | 0 | Fail RIM | [11 empty] | Commercial | Energy Star Steamer | N | Grocery | New | 4.4493 | 0.35843 | 12.4131 | 0 | 0 | 0 | Fail 2-year Threshold
[12 empty] | Commercial | Energy Star Griddle | N | Lodging/Hospitality | Turnover | 999 | 0.36074 | 999 | 0 | 0 | 0 | Fail RIM | [11 empty] | Commercial | Energy Star Steamer | N | Healthcare | New | 4.4493 | 0.35843 | 12.4131 | 0 | 0 | 0 | Fail 2-year Threshold
[12 empty] | Commercial | Energy Star Griddle | N | Miscellaneous | Turnover | 999 | 0.36074 | 999 | 0 | 0 | 0 | Fail RIM | [11 empty] | Commercial | Energy Star Steamer | N | Hospitals | New | 4.4493 | 0.35843 | 12.4131 | 0 | 0 | 0 | Fail 2-year Threshold
[12 empty] | Commercial | Energy Star Griddle | N | Offices | Turnover | 999 | 0.36074 | 999 | 0 | 0 | 0 | Fail RIM | [11 empty] | Commercial | Energy Star Steamer | N | Institutional | New | 4.4493 | 0.35843 | 12.4131 | 0 | 0 | 0 | Fail 2-year Threshold
[12 empty] | Commercial | Energy Star Griddle | N | Restaurants | Turnover | 999 | 0.36074 | 999 | 0 | 0 | 0 | Fail RIM | [11 empty] | Commercial | Energy Star Steamer | N | Lodging/Hospitality | New | 4.4493 | 0.35843 | 12.4131 | 0 | 0 | 0 | Fail 2-year Threshold
[12 empty] | Commercial | Energy Star Griddle | N | Retail | Turnover | 999 | 0.36074 | 999 | 0 | 0 | 0 | Fail RIM | [11 empty] | Commercial | Energy Star Steamer | N | Miscellaneous | New | 4.4493 | 0.35843 | 12.4131 | 0 | 0 | 0 | Fail 2-year Threshold
[12 empty] | Commercial | Energy Star Griddle | N | Schools K-12 | Turnover | 999 | 0.36074 | 999 | 0 | 0 | 0 | Fail RIM | [11 empty] | Commercial | Energy Star Steamer | N | Offices | New | 4.4493 | 0.35843 | 12.4131 | 0 | 0 | 0 | Fail 2-year Threshold
[12 empty] | Commercial | Energy Star Griddle | N | Warehouse | Turnover | 999 | 0.36074 | 999 | 0 | 0 | 0 | Fail RIM | [11 empty] | Commercial | Energy Star Steamer | N | Restaurants | New | 4.4493 | 0.35843 | 12.4131 | 0 | 0 | 0 | Fail 2-year Threshold
[12 empty] | Commercial | Energy Star Griddle | N | Assembly | New | 999 | 0.36074 | 999 | 0 | 0 | 0 | Fail RIM | [11 empty] | Commercial | Energy Star Steamer | N | Retail | New | 4.4493 | 0.35843 | 12.4131 | 0 | 0 | 0 | Fail 2-year Threshold
[12 empty] | Commercial | Energy Star Griddle | N | College and University | New | 999 | 0.36074 | 999 | 0 | 0 | 0 | Fail RIM | [11 empty] | Commercial | Energy Star Steamer | N | Schools K-12 | New | 4.4493 | 0.35843 | 12.4131 | 0 | 0 | 0 | Fail 2-year Threshold
[12 empty] | Commercial | Energy Star Griddle | N | Grocery | New | 999 | 0.36074 | 999 | 0 | 0 | 0 | Fail RIM | [11 empty] | Commercial | Energy Star Steamer | N | Warehouse | New | 4.4493 | 0.35843 | 12.4131 | 0 | 0 | 0 | Fail 2-year Threshold
[12 empty] | Commercial | Energy Star Griddle | N | Healthcare | New | 999 | 0.36074 | 999 | 0 | 0 | 0 | Fail RIM | [11 empty] | Commercial | Induction Cooktops | N | Assembly | Turnover | 0.25026 | 0.37409 | 0.66896 | 0 | 0 | 0 | Fail TRC
[12 empty] | Commercial | Energy Star Griddle | N | Hospitals | New | 999 | 0.36074 | 999 | 0 | 0 | 0 | Fail RIM | [11 empty] | Commercial | Induction Cooktops | N | College and University | Turnover | 0.25026 | 0.37409 | 0.66896 | 0 | 0 | 0 | Fail TRC
[12 empty] | Commercial | Energy Star Griddle | N | Institutional | New | 999 | 0.36074 | 999 | 0 | 0 | 0 | Fail RIM | [11 empty] | Commercial | Induction Cooktops | N | Grocery | Turnover | 0.25026 | 0.37409 | 0.66896 | 0 | 0 | 0 | Fail TRC
[12 empty] | Commercial | Energy Star Griddle | N | Lodging/Hospitality | New | 999 | 0.36074 | 999 | 0 | 0 | 0 | Fail RIM | [11 empty] | Commercial | Induction Cooktops | N | Healthcare | Turnover | 0.25026 | 0.37409 | 0.66896 | 0 | 0 | 0 | Fail TRC
[12 empty] | Commercial | Energy Star Griddle | N | Miscellaneous | New | 999 | 0.36074 | 999 | 0 | 0 | 0 | Fail RIM | [11 empty] | Commercial | Induction Cooktops | N | Hospitals | Turnover | 0.25026 | 0.37409 | 0.66896 | 0 | 0 | 0 | Fail TRC
[12 empty] | Commercial | Energy Star Griddle | N | Offices | New | 999 | 0.36074 | 999 | 0 | 0 | 0 | Fail RIM | [11 empty] | Commercial | Induction Cooktops | N | Institutional | Turnover | 0.25026 | 0.37409 | 0.66896 | 0 | 0 | 0 | Fail TRC
[12 empty] | Commercial | Energy Star Griddle | N | Restaurants | New | 999 | 0.36074 | 999 | 0 | 0 | 0 | Fail RIM | [11 empty] | Commercial | Induction Cooktops | N | Lodging/Hospitality | Turnover | 0.25026 | 0.37409 | 0.66896 | 0 | 0 | 0 | Fail TRC
[12 empty] | Commercial | Energy Star Griddle | N | Retail | New | 999 | 0.36074 | 999 | 0 | 0 | 0 | Fail RIM | [11 empty] | Commercial | Induction Cooktops | N | Miscellaneous | Turnover | 0.25026 | 0.37409 | 0.66896 | 0 | 0 | 0 | Fail TRC
[12 empty] | Commercial | Energy Star Griddle | N | Schools K-12 | New | 999 | 0.36074 | 999 | 0 | 0 | 0 | Fail RIM | [11 empty] | Commercial | Induction Cooktops | N | Offices | Turnover | 0.25026 | 0.37409 | 0.66896 | 0 | 0 | 0 | Fail TRC
[12 empty] | Commercial | Energy Star Griddle | N | Warehouse | New | 999 | 0.36074 | 999 | 0 | 0 | 0 | Fail RIM | [11 empty] | Commercial | Induction Cooktops | N | Restaurants | Turnover | 0.25026 | 0.37409 | 0.66896 | 0 | 0 | 0 | Fail TRC
[12 empty] | Commercial | Energy Star Hot Food Holding Cabinet | N | Assembly | Turnover | 0.80614 | 0.36678 | 2.1979 | 0 | 0 | 0 | Fail RIM | [11 empty] | Commercial | Induction Cooktops | N | Retail | Turnover | 0.25026 | 0.37409 | 0.66896 | 0 | 0 | 0 | Fail TRC
[12 empty] | Commercial | Energy Star Hot Food Holding Cabinet | N | College and University | Turnover | 0.80614 | 0.36678 | 2.1979 | 0 | 0 | 0 | Fail RIM | [11 empty] | Commercial | Induction Cooktops | N | Schools K-12 | Turnover | 0.25026 | 0.37409 | 0.66896 | 0 | 0 | 0 | Fail TRC
[12 empty] | Commercial | Energy Star Hot Food Holding Cabinet | N | Grocery | Turnover | 0.80614 | 0.36678 | 2.1979 | 0 | 0 | 0 | Fail RIM | [11 empty] | Commercial | Induction Cooktops | N | Warehouse | Turnover | 0.25026 | 0.37409 | 0.66896 | 0 | 0 | 0 | Fail TRC
[12 empty] | Commercial | Energy Star Hot Food Holding Cabinet | N | Healthcare | Turnover | 0.80614 | 0.36678 | 2.1979 | 0 | 0 | 0 | Fail RIM | [11 empty] | Commercial | Induction Cooktops | N | Assembly | New | 0.25026 | 0.37409 | 0.66896 | 0 | 0 | 0 | Fail TRC
[12 empty] | Commercial | Energy Star Hot Food Holding Cabinet | N | Hospitals | Turnover | 0.80614 | 0.36678 | 2.1979 | 0 | 0 | 0 | Fail RIM | [11 empty] | Commercial | Induction Cooktops | N | College and University | New | 0.25026 | 0.37409 | 0.66896 | 0 | 0 | 0 | Fail TRC
[12 empty] | Commercial | Energy Star Hot Food Holding Cabinet | N | Institutional | Turnover | 0.80614 | 0.36678 | 2.1979 | 0 | 0 | 0 | Fail RIM | [11 empty] | Commercial | Induction Cooktops | N | Grocery | New | 0.25026 | 0.37409 | 0.66896 | 0 | 0 | 0 | Fail TRC
[12 empty] | Commercial | Energy Star Hot Food Holding Cabinet | N | Lodging/Hospitality | Turnover | 0.80614 | 0.36678 | 2.1979 | 0 | 0 | 0 | Fail RIM | [11 empty] | Commercial | Induction Cooktops | N | Healthcare | New | 0.25026 | 0.37409 | 0.66896 | 0 | 0 | 0 | Fail TRC
[12 empty] | Commercial | Energy Star Hot Food Holding Cabinet | N | Miscellaneous | Turnover | 0.80614 | 0.36678 | 2.1979 | 0 | 0 | 0 | Fail RIM | [11 empty] | Commercial | Induction Cooktops | N | Hospitals | New | 0.25026 | 0.37409 | 0.66896 | 0 | 0 | 0 | Fail TRC
[12 empty] | Commercial | Energy Star Hot Food Holding Cabinet | N | Offices | Turnover | 0.80614 | 0.36678 | 2.1979 | 0 | 0 | 0 | Fail RIM | [11 empty] | Commercial | Induction Cooktops | N | Institutional | New | 0.25026 | 0.37409 | 0.66896 | 0 | 0 | 0 | Fail TRC
[12 empty] | Commercial | Energy Star Hot Food Holding Cabinet | N | Restaurants | Turnover | 0.80614 | 0.36678 | 2.1979 | 0 | 0 | 0 | Fail RIM | [11 empty] | Commercial | Induction Cooktops | N | Lodging/Hospitality | New | 0.25026 | 0.37409 | 0.66896 | 0 | 0 | 0 | Fail TRC
[12 empty] | Commercial | Energy Star Hot Food Holding Cabinet | N | Retail | Turnover | 0.80614 | 0.36678 | 2.1979 | 0 | 0 | 0 | Fail RIM | [11 empty] | Commercial | Induction Cooktops | N | Miscellaneous | New | 0.25026 | 0.37409 | 0.66896 | 0 | 0 | 0 | Fail TRC
[12 empty] | Commercial | Energy Star Hot Food Holding Cabinet | N | Schools K-12 | Turnover | 0.80614 | 0.36678 | 2.1979 | 0 | 0 | 0 | Fail RIM | [11 empty] | Commercial | Induction Cooktops | N | Offices | New | 0.25026 | 0.37409 | 0.66896 | 0 | 0 | 0 | Fail TRC
[12 empty] | Commercial | Energy Star Hot Food Holding Cabinet | N | Warehouse | Turnover | 0.80614 | 0.36678 | 2.1979 | 0 | 0 | 0 | Fail RIM | [11 empty] | Commercial | Induction Cooktops | N | Restaurants | New | 0.25026 | 0.37409 | 0.66896 | 0 | 0 | 0 | Fail TRC
[12 empty] | Commercial | Energy Star Hot Food Holding Cabinet | N | Assembly | New | 0.80614 | 0.36678 | 2.1979 | 0 | 0 | 0 | Fail RIM | [11 empty] | Commercial | Induction Cooktops | N | Retail | New | 0.25026 | 0.37409 | 0.66896 | 0 | 0 | 0 | Fail TRC
[12 empty] | Commercial | Energy Star Hot Food Holding Cabinet | N | College and University | New | 0.80614 | 0.36678 | 2.1979 | 0 | 0 | 0 | Fail RIM | [11 empty] | Commercial | Induction Cooktops | N | Schools K-12 | New | 0.25026 | 0.37409 | 0.66896 | 0 | 0 | 0 | Fail TRC
[12 empty] | Commercial | Energy Star Hot Food Holding Cabinet | N | Grocery | New | 0.80614 | 0.36678 | 2.1979 | 0 | 0 | 0 | Fail RIM | [11 empty] | Commercial | Induction Cooktops | N | Warehouse | New | 0.25026 | 0.37409 | 0.66896 | 0 | 0 | 0 | Fail TRC
[12 empty] | Commercial | Energy Star Hot Food Holding Cabinet | N | Healthcare | New | 0.80614 | 0.36678 | 2.1979 | 0 | 0 | 0 | Fail RIM | [11 empty] | Commercial | Energy Star Commercial Dishwasher | N | Assembly | Turnover | 10.148 | 0.34055 | 29.7992 | 0 | 0 | 0 | Fail 2-year Threshold
[12 empty] | Commercial | Energy Star Hot Food Holding Cabinet | N | Hospitals | New | 0.80614 | 0.36678 | 2.1979 | 0 | 0 | 0 | Fail RIM | [11 empty] | Commercial | Energy Star Commercial Dishwasher | N | College and University | Turnover | 10.148 | 0.34055 | 29.7992 | 0 | 0 | 0 | Fail 2-year Threshold
[12 empty] | Commercial | Energy Star Hot Food Holding Cabinet | N | Institutional | New | 0.80614 | 0.36678 | 2.1979 | 0 | 0 | 0 | Fail RIM | [11 empty] | Commercial | Energy Star Commercial Dishwasher | N | Grocery | Turnover | 10.148 | 0.34055 | 29.7992 | 0 | 0 | 0 | Fail 2-year Threshold
[12 empty] | Commercial | Energy Star Hot Food Holding Cabinet | N | Lodging/Hospitality | New | 0.80614 | 0.36678 | 2.1979 | 0 | 0 | 0 | Fail RIM | [11 empty] | Commercial | Energy Star Commercial Dishwasher | N | Healthcare | Turnover | 10.148 | 0.34055 | 29.7992 | 0 | 0 | 0 | Fail 2-year Threshold
[12 empty] | Commercial | Energy Star Hot Food Holding Cabinet | N | Miscellaneous | New | 0.80614 | 0.36678 | 2.1979 | 0 | 0 | 0 | Fail RIM | [11 empty] | Commercial | Energy Star Commercial Dishwasher | N | Hospitals | Turnover | 10.148 | 0.34055 | 29.7992 | 0 | 0 | 0 | Fail 2-year Threshold
[12 empty] | Commercial | Energy Star Hot Food Holding Cabinet | N | Offices | New | 0.80614 | 0.36678 | 2.1979 | 0 | 0 | 0 | Fail RIM | [11 empty] | Commercial | Energy Star Commercial Dishwasher | N | Institutional | Turnover | 10.148 | 0.34055 | 29.7992 | 0 | 0 | 0 | Fail 2-year Threshold
[12 empty] | Commercial | Energy Star Hot Food Holding Cabinet | N | Restaurants | New | 0.80614 | 0.36678 | 2.1979 | 0 | 0 | 0 | Fail RIM | [11 empty] | Commercial | Energy Star Commercial Dishwasher | N | Lodging/Hospitality | Turnover | 10.148 | 0.34055 | 29.7992 | 0 | 0 | 0 | Fail 2-year Threshold
[12 empty] | Commercial | Energy Star Hot Food Holding Cabinet | N | Retail | New | 0.80614 | 0.36678 | 2.1979 | 0 | 0 | 0 | Fail RIM | [11 empty] | Commercial | Energy Star Commercial Dishwasher | N | Miscellaneous | Turnover | 10.148 | 0.34055 | 29.7992 | 0 | 0 | 0 | Fail 2-year Threshold
[12 empty] | Commercial | Energy Star Hot Food Holding Cabinet | N | Schools K-12 | New | 0.80614 | 0.36678 | 2.1979 | 0 | 0 | 0 | Fail RIM | [11 empty] | Commercial | Energy Star Commercial Dishwasher | N | Offices | Turnover | 10.148 | 0.34055 | 29.7992 | 0 | 0 | 0 | Fail 2-year Threshold
[12 empty] | Commercial | Energy Star Hot Food Holding Cabinet | N | Warehouse | New | 0.80614 | 0.36678 | 2.1979 | 0 | 0 | 0 | Fail RIM | [11 empty] | Commercial | Energy Star Commercial Dishwasher | N | Restaurants | Turnover | 10.148 | 0.34055 | 29.7992 | 0 | 0 | 0 | Fail 2-year Threshold
[12 empty] | Commercial | Energy Star Steamer | N | Assembly | Turnover | 4.4493 | 0.35843 | 12.4131 | 0 | 0 | 0 | Fail RIM | [11 empty] | Commercial | Energy Star Commercial Dishwasher | N | Retail | Turnover | 10.148 | 0.34055 | 29.7992 | 0 | 0 | 0 | Fail 2-year Threshold
[12 empty] | Commercial | Energy Star Steamer | N | College and University | Turnover | 4.4493 | 0.35843 | 12.4131 | 0 | 0 | 0 | Fail RIM | [11 empty] | Commercial | Energy Star Commercial Dishwasher | N | Schools K-12 | Turnover | 10.148 | 0.34055 | 29.7992 | 0 | 0 | 0 | Fail 2-year Threshold
[12 empty] | Commercial | Energy Star Steamer | N | Grocery | Turnover | 4.4493 | 0.35843 | 12.4131 | 0 | 0 | 0 | Fail RIM | [11 empty] | Commercial | Energy Star Commercial Dishwasher | N | Warehouse | Turnover | 10.148 | 0.34055 | 29.7992 | 0 | 0 | 0 | Fail 2-year Threshold
[12 empty] | Commercial | Energy Star Steamer | N | Healthcare | Turnover | 4.4493 | 0.35843 | 12.4131 | 0 | 0 | 0 | Fail RIM | [11 empty] | Commercial | Energy Star Commercial Dishwasher | N | Assembly | New | 10.148 | 0.34055 | 29.7992 | 0 | 0 | 0 | Fail 2-year Threshold
[12 empty] | Commercial | Energy Star Steamer | N | Hospitals | Turnover | 4.4493 | 0.35843 | 12.4131 | 0 | 0 | 0 | Fail RIM | [11 empty] | Commercial | Energy Star Commercial Dishwasher | N | College and University | New | 10.148 | 0.34055 | 29.7992 | 0 | 0 | 0 | Fail 2-year Threshold
[12 empty] | Commercial | Energy Star Steamer | N | Institutional | Turnover | 4.4493 | 0.35843 | 12.4131 | 0 | 0 | 0 | Fail RIM | [11 empty] | Commercial | Energy Star Commercial Dishwasher | N | Grocery | New | 10.148 | 0.34055 | 29.7992 | 0 | 0 | 0 | Fail 2-year Threshold
[12 empty] | Commercial | Energy Star Steamer | N | Lodging/Hospitality | Turnover | 4.4493 | 0.35843 | 12.4131 | 0 | 0 | 0 | Fail RIM | [11 empty] | Commercial | Energy Star Commercial Dishwasher | N | Healthcare | New | 10.148 | 0.34055 | 29.7992 | 0 | 0 | 0 | Fail 2-year Threshold
[12 empty] | Commercial | Energy Star Steamer | N | Miscellaneous | Turnover | 4.4493 | 0.35843 | 12.4131 | 0 | 0 | 0 | Fail RIM | [11 empty] | Commercial | Energy Star Commercial Dishwasher | N | Hospitals | New | 10.148 | 0.34055 | 29.7992 | 0 | 0 | 0 | Fail 2-year Threshold
[12 empty] | Commercial | Energy Star Steamer | N | Offices | Turnover | 4.4493 | 0.35843 | 12.4131 | 0 | 0 | 0 | Fail RIM | [11 empty] | Commercial | Energy Star Commercial Dishwasher | N | Institutional | New | 10.148 | 0.34055 | 29.7992 | 0 | 0 | 0 | Fail 2-year Threshold
[12 empty] | Commercial | Energy Star Steamer | N | Restaurants | Turnover | 4.4493 | 0.35843 | 12.4131 | 0 | 0 | 0 | Fail RIM | [11 empty] | Commercial | Energy Star Commercial Dishwasher | N | Lodging/Hospitality | New | 10.148 | 0.34055 | 29.7992 | 0 | 0 | 0 | Fail 2-year Threshold
[12 empty] | Commercial | Energy Star Steamer | N | Retail | Turnover | 4.4493 | 0.35843 | 12.4131 | 0 | 0 | 0 | Fail RIM | [11 empty] | Commercial | Energy Star Commercial Dishwasher | N | Miscellaneous | New | 10.148 | 0.34055 | 29.7992 | 0 | 0 | 0 | Fail 2-year Threshold
[12 empty] | Commercial | Energy Star Steamer | N | Schools K-12 | Turnover | 4.4493 | 0.35843 | 12.4131 | 0 | 0 | 0 | Fail RIM | [11 empty] | Commercial | Energy Star Commercial Dishwasher | N | Offices | New | 10.148 | 0.34055 | 29.7992 | 0 | 0 | 0 | Fail 2-year Threshold
[12 empty] | Commercial | Energy Star Steamer | N | Warehouse | Turnover | 4.4493 | 0.35843 | 12.4131 | 0 | 0 | 0 | Fail RIM | [11 empty] | Commercial | Energy Star Commercial Dishwasher | N | Restaurants | New | 10.148 | 0.34055 | 29.7992 | 0 | 0 | 0 | Fail 2-year Threshold
[12 empty] | Commercial | Energy Star Steamer | N | Assembly | New | 4.4493 | 0.35843 | 12.4131 | 0 | 0 | 0 | Fail RIM | [11 empty] | Commercial | Energy Star Commercial Dishwasher | N | Retail | New | 10.148 | 0.34055 | 29.7992 | 0 | 0 | 0 | Fail 2-year Threshold
[12 empty] | Commercial | Energy Star Steamer | N | College and University | New | 4.4493 | 0.35843 | 12.4131 | 0 | 0 | 0 | Fail RIM | [11 empty] | Commercial | Energy Star Commercial Dishwasher | N | Schools K-12 | New | 10.148 | 0.34055 | 29.7992 | 0 | 0 | 0 | Fail 2-year Threshold
[12 empty] | Commercial | Energy Star Steamer | N | Grocery | New | 4.4493 | 0.35843 | 12.4131 | 0 | 0 | 0 | Fail RIM | [11 empty] | Commercial | Energy Star Commercial Dishwasher | N | Warehouse | New | 10.148 | 0.34055 | 29.7992 | 0 | 0 | 0 | Fail 2-year Threshold
[12 empty] | Commercial | Energy Star Steamer | N | Healthcare | New | 4.4493 | 0.35843 | 12.4131 | 0 | 0 | 0 | Fail RIM | [11 empty] | Commercial | Heat Pump Water Heater | N | Assembly | Turnover | 1.4556 | 0.36588 | 3.9785 | 0 | 0 | 0 | Fail 2-year Threshold
[12 empty] | Commercial | Energy Star Steamer | N | Hospitals | New | 4.4493 | 0.35843 | 12.4131 | 0 | 0 | 0 | Fail RIM | [11 empty] | Commercial | Heat Pump Water Heater | N | College and University | Turnover | 3.0299 | 0.33304 | 9.0977 | 0 | 0 | 0 | Fail 2-year Threshold
[12 empty] | Commercial | Energy Star Steamer | N | Institutional | New | 4.4493 | 0.35843 | 12.4131 | 0 | 0 | 0 | Fail RIM | [11 empty] | Commercial | Heat Pump Water Heater | N | Grocery | Turnover | 2.6493 | 0.3346 | 7.9178 | 0 | 0 | 0 | Fail 2-year Threshold
[12 empty] | Commercial | Energy Star Steamer | N | Lodging/Hospitality | New | 4.4493 | 0.35843 | 12.4131 | 0 | 0 | 0 | Fail RIM | [11 empty] | Commercial | Heat Pump Water Heater | N | Healthcare | Turnover | 1.9408 | 0.36588 | 5.3046 | 0 | 0 | 0 | Fail 2-year Threshold
[12 empty] | Commercial | Energy Star Steamer | N | Miscellaneous | New | 4.4493 | 0.35843 | 12.4131 | 0 | 0 | 0 | Fail RIM | [11 empty] | Commercial | Heat Pump Water Heater | N | Hospitals | Turnover | 3.5422 | 0.33304 | 10.636 | 0 | 0 | 0 | Fail 2-year Threshold
[12 empty] | Commercial | Energy Star Steamer | N | Offices | New | 4.4493 | 0.35843 | 12.4131 | 0 | 0 | 0 | Fail RIM | [11 empty] | Commercial | Heat Pump Water Heater | N | Institutional | Turnover | 4.658 | 0.36588 | 12.731 | 0 | 0 | 0 | Fail 2-year Threshold
[12 empty] | Commercial | Energy Star Steamer | N | Restaurants | New | 4.4493 | 0.35843 | 12.4131 | 0 | 0 | 0 | Fail RIM | [11 empty] | Commercial | Heat Pump Water Heater | N | Lodging/Hospitality | Turnover | 4.2389 | 0.3346 | 12.6684 | 0 | 0 | 0 | Fail 2-year Threshold
[12 empty] | Commercial | Energy Star Steamer | N | Retail | New | 4.4493 | 0.35843 | 12.4131 | 0 | 0 | 0 | Fail RIM | [11 empty] | Commercial | Heat Pump Water Heater | N | Miscellaneous | Turnover | 4.3669 | 0.36588 | 11.9354 | 0 | 0 | 0 | Fail 2-year Threshold
[12 empty] | Commercial | Energy Star Steamer | N | Schools K-12 | New | 4.4493 | 0.35843 | 12.4131 | 0 | 0 | 0 | Fail RIM | [11 empty] | Commercial | Heat Pump Water Heater | N | Offices | Turnover | 4.0434 | 0.36588 | 11.0513 | 0 | 0 | 0 | Fail 2-year Threshold
[12 empty] | Commercial | Energy Star Steamer | N | Warehouse | New | 4.4493 | 0.35843 | 12.4131 | 0 | 0 | 0 | Fail RIM | [11 empty] | Commercial | Heat Pump Water Heater | N | Restaurants | Turnover | 2.2078 | 0.3346 | 6.5981 | 0 | 0 | 0 | Fail 2-year Threshold
[12 empty] | Commercial | Induction Cooktops | N | Assembly | Turnover | 0.25026 | 0.37409 | 0.66896 | 0 | 0 | 0 | Fail RIM | [11 empty] | Commercial | Heat Pump Water Heater | N | Retail | Turnover | 2.6228 | 0.3346 | 7.8386 | 0 | 0 | 0 | Fail 2-year Threshold
[12 empty] | Commercial | Induction Cooktops | N | College and University | Turnover | 0.25026 | 0.37409 | 0.66896 | 0 | 0 | 0 | Fail RIM | [11 empty] | Commercial | Heat Pump Water Heater | N | Schools K-12 | Turnover | 0.60652 | 0.36588 | 1.6577 | 0 | 0 | 0 | Fail TRC
[12 empty] | Commercial | Induction Cooktops | N | Grocery | Turnover | 0.25026 | 0.37409 | 0.66896 | 0 | 0 | 0 | Fail RIM | [11 empty] | Commercial | Heat Pump Water Heater | N | Warehouse | Turnover | 2.9112 | 0.36588 | 7.9569 | 0 | 0 | 0 | Fail 2-year Threshold
[12 empty] | Commercial | Induction Cooktops | N | Healthcare | Turnover | 0.25026 | 0.37409 | 0.66896 | 0 | 0 | 0 | Fail RIM | [11 empty] | Commercial | Heat Pump Water Heater | N | Assembly | New | 1.4556 | 0.36588 | 3.9785 | 0 | 0 | 0 | Fail 2-year Threshold
[12 empty] | Commercial | Induction Cooktops | N | Hospitals | Turnover | 0.25026 | 0.37409 | 0.66896 | 0 | 0 | 0 | Fail RIM | [11 empty] | Commercial | Heat Pump Water Heater | N | College and University | New | 3.0299 | 0.33304 | 9.0977 | 0 | 0 | 0 | Fail 2-year Threshold
[12 empty] | Commercial | Induction Cooktops | N | Institutional | Turnover | 0.25026 | 0.37409 | 0.66896 | 0 | 0 | 0 | Fail RIM | [11 empty] | Commercial | Heat Pump Water Heater | N | Grocery | New | 2.6493 | 0.3346 | 7.9178 | 0 | 0 | 0 | Fail 2-year Threshold
[12 empty] | Commercial | Induction Cooktops | N | Lodging/Hospitality | Turnover | 0.25026 | 0.37409 | 0.66896 | 0 | 0 | 0 | Fail RIM | [11 empty] | Commercial | Heat Pump Water Heater | N | Healthcare | New | 1.9408 | 0.36588 | 5.3046 | 0 | 0 | 0 | Fail 2-year Threshold
[12 empty] | Commercial | Induction Cooktops | N | Miscellaneous | Turnover | 0.25026 | 0.37409 | 0.66896 | 0 | 0 | 0 | Fail RIM | [11 empty] | Commercial | Heat Pump Water Heater | N | Hospitals | New | 3.5422 | 0.33304 | 10.636 | 0 | 0 | 0 | Fail 2-year Threshold
[12 empty] | Commercial | Induction Cooktops | N | Offices | Turnover | 0.25026 | 0.37409 | 0.66896 | 0 | 0 | 0 | Fail RIM | [11 empty] | Commercial | Heat Pump Water Heater | N | Institutional | New | 4.658 | 0.36588 | 12.731 | 0 | 0 | 0 | Fail 2-year Threshold
[12 empty] | Commercial | Induction Cooktops | N | Restaurants | Turnover | 0.25026 | 0.37409 | 0.66896 | 0 | 0 | 0 | Fail RIM | [11 empty] | Commercial | Heat Pump Water Heater | N | Lodging/Hospitality | New | 4.2389 | 0.3346 | 12.6684 | 0 | 0 | 0 | Fail 2-year Threshold
[12 empty] | Commercial | Induction Cooktops | N | Retail | Turnover | 0.25026 | 0.37409 | 0.66896 | 0 | 0 | 0 | Fail RIM | [11 empty] | Commercial | Heat Pump Water Heater | N | Miscellaneous | New | 4.3669 | 0.36588 | 11.9354 | 0 | 0 | 0 | Fail 2-year Threshold
[12 empty] | Commercial | Induction Cooktops | N | Schools K-12 | Turnover | 0.25026 | 0.37409 | 0.66896 | 0 | 0 | 0 | Fail RIM | [11 empty] | Commercial | Heat Pump Water Heater | N | Offices | New | 4.0434 | 0.36588 | 11.0513 | 0 | 0 | 0 | Fail 2-year Threshold
[12 empty] | Commercial | Induction Cooktops | N | Warehouse | Turnover | 0.25026 | 0.37409 | 0.66896 | 0 | 0 | 0 | Fail RIM | [11 empty] | Commercial | Heat Pump Water Heater | N | Restaurants | New | 2.2078 | 0.3346 | 6.5981 | 0 | 0 | 0 | Fail 2-year Threshold
[12 empty] | Commercial | Induction Cooktops | N | Assembly | New | 0.25026 | 0.37409 | 0.66896 | 0 | 0 | 0 | Fail RIM | [11 empty] | Commercial | Heat Pump Water Heater | N | Retail | New | 2.6228 | 0.3346 | 7.8386 | 0 | 0 | 0 | Fail 2-year Threshold
[12 empty] | Commercial | Induction Cooktops | N | College and University | New | 0.25026 | 0.37409 | 0.66896 | 0 | 0 | 0 | Fail RIM | [11 empty] | Commercial | Heat Pump Water Heater | N | Schools K-12 | New | 0.60652 | 0.36588 | 1.6577 | 0 | 0 | 0 | Fail TRC
[12 empty] | Commercial | Induction Cooktops | N | Grocery | New | 0.25026 | 0.37409 | 0.66896 | 0 | 0 | 0 | Fail RIM | [11 empty] | Commercial | Heat Pump Water Heater | N | Warehouse | New | 2.9112 | 0.36588 | 7.9569 | 0 | 0 | 0 | Fail 2-year Threshold
[12 empty] | Commercial | Induction Cooktops | N | Healthcare | New | 0.25026 | 0.37409 | 0.66896 | 0 | 0 | 0 | Fail RIM | [11 empty] | Commercial | Instantaneous Hot Water System | N | Assembly | Turnover | 0.053998 | 0.33264 | 0.16233 | 0 | 0 | 0 | Fail TRC
[12 empty] | Commercial | Induction Cooktops | N | Hospitals | New | 0.25026 | 0.37409 | 0.66896 | 0 | 0 | 0 | Fail RIM | [11 empty] | Commercial | Instantaneous Hot Water System | N | College and University | Turnover | 0.12495 | 0.33493 | 0.37306 | 0 | 0 | 0 | Fail TRC
[12 empty] | Commercial | Induction Cooktops | N | Institutional | New | 0.25026 | 0.37409 | 0.66896 | 0 | 0 | 0 | Fail RIM | [11 empty] | Commercial | Instantaneous Hot Water System | N | Grocery | Turnover | 0.10815 | 0.33311 | 0.32467 | 0 | 0 | 0 | Fail TRC
[12 empty] | Commercial | Induction Cooktops | N | Lodging/Hospitality | New | 0.25026 | 0.37409 | 0.66896 | 0 | 0 | 0 | Fail RIM | [11 empty] | Commercial | Instantaneous Hot Water System | N | Healthcare | Turnover | 0.071998 | 0.33264 | 0.21644 | 0 | 0 | 0 | Fail TRC
[12 empty] | Commercial | Induction Cooktops | N | Miscellaneous | New | 0.25026 | 0.37409 | 0.66896 | 0 | 0 | 0 | Fail RIM | [11 empty] | Commercial | Instantaneous Hot Water System | N | Hospitals | Turnover | 0.14608 | 0.33493 | 0.43613 | 0 | 0 | 0 | Fail TRC
[12 empty] | Commercial | Induction Cooktops | N | Offices | New | 0.25026 | 0.37409 | 0.66896 | 0 | 0 | 0 | Fail RIM | [11 empty] | Commercial | Instantaneous Hot Water System | N | Institutional | Turnover | 0.17279 | 0.33264 | 0.51946 | 0 | 0 | 0 | Fail TRC
[12 empty] | Commercial | Induction Cooktops | N | Restaurants | New | 0.25026 | 0.37409 | 0.66896 | 0 | 0 | 0 | Fail RIM | [11 empty] | Commercial | Instantaneous Hot Water System | N | Lodging/Hospitality | Turnover | 0.17304 | 0.33311 | 0.51947 | 0 | 0 | 0 | Fail TRC
[12 empty] | Commercial | Induction Cooktops | N | Retail | New | 0.25026 | 0.37409 | 0.66896 | 0 | 0 | 0 | Fail RIM | [11 empty] | Commercial | Instantaneous Hot Water System | N | Miscellaneous | Turnover | 0.16199 | 0.33264 | 0.48699 | 0 | 0 | 0 | Fail TRC
[12 empty] | Commercial | Induction Cooktops | N | Schools K-12 | New | 0.25026 | 0.37409 | 0.66896 | 0 | 0 | 0 | Fail RIM | [11 empty] | Commercial | Instantaneous Hot Water System | N | Offices | Turnover | 0.14999 | 0.33264 | 0.45092 | 0 | 0 | 0 | Fail TRC
[12 empty] | Commercial | Induction Cooktops | N | Warehouse | New | 0.25026 | 0.37409 | 0.66896 | 0 | 0 | 0 | Fail RIM | [11 empty] | Commercial | Instantaneous Hot Water System | N | Restaurants | Turnover | 0.090125 | 0.33311 | 0.27056 | 0 | 0 | 0 | Fail TRC
[12 empty] | Commercial | Energy Star Commercial Dishwasher | N | Assembly | Turnover | 10.148 | 0.34055 | 29.7992 | 0 | 0 | 0 | Fail RIM | [11 empty] | Commercial | Instantaneous Hot Water System | N | Retail | Turnover | 0.10707 | 0.33311 | 0.32142 | 0 | 0 | 0 | Fail TRC
[12 empty] | Commercial | Energy Star Commercial Dishwasher | N | College and University | Turnover | 10.148 | 0.34055 | 29.7992 | 0 | 0 | 0 | Fail RIM | [11 empty] | Commercial | Instantaneous Hot Water System | N | Schools K-12 | Turnover | 0.0225 | 0.33264 | 0.067639 | 0 | 0 | 0 | Fail TRC
[12 empty] | Commercial | Energy Star Commercial Dishwasher | N | Grocery | Turnover | 10.148 | 0.34055 | 29.7992 | 0 | 0 | 0 | Fail RIM | [11 empty] | Commercial | Instantaneous Hot Water System | N | Warehouse | Turnover | 0.108 | 0.33264 | 0.32466 | 0 | 0 | 0 | Fail TRC
[12 empty] | Commercial | Energy Star Commercial Dishwasher | N | Healthcare | Turnover | 10.148 | 0.34055 | 29.7992 | 0 | 0 | 0 | Fail RIM | [11 empty] | Commercial | Instantaneous Hot Water System | N | Assembly | New | 0.053998 | 0.33264 | 0.16233 | 0 | 0 | 0 | Fail TRC
[12 empty] | Commercial | Energy Star Commercial Dishwasher | N | Hospitals | Turnover | 10.148 | 0.34055 | 29.7992 | 0 | 0 | 0 | Fail RIM | [11 empty] | Commercial | Instantaneous Hot Water System | N | College and University | New | 0.12495 | 0.33493 | 0.37306 | 0 | 0 | 0 | Fail TRC
[12 empty] | Commercial | Energy Star Commercial Dishwasher | N | Institutional | Turnover | 10.148 | 0.34055 | 29.7992 | 0 | 0 | 0 | Fail RIM | [11 empty] | Commercial | Instantaneous Hot Water System | N | Grocery | New | 0.10815 | 0.33311 | 0.32467 | 0 | 0 | 0 | Fail TRC
[12 empty] | Commercial | Energy Star Commercial Dishwasher | N | Lodging/Hospitality | Turnover | 10.148 | 0.34055 | 29.7992 | 0 | 0 | 0 | Fail RIM | [11 empty] | Commercial | Instantaneous Hot Water System | N | Healthcare | New | 0.071998 | 0.33264 | 0.21644 | 0 | 0 | 0 | Fail TRC
[12 empty] | Commercial | Energy Star Commercial Dishwasher | N | Miscellaneous | Turnover | 10.148 | 0.34055 | 29.7992 | 0 | 0 | 0 | Fail RIM | [11 empty] | Commercial | Instantaneous Hot Water System | N | Hospitals | New | 0.14608 | 0.33493 | 0.43613 | 0 | 0 | 0 | Fail TRC
[12 empty] | Commercial | Energy Star Commercial Dishwasher | N | Offices | Turnover | 10.148 | 0.34055 | 29.7992 | 0 | 0 | 0 | Fail RIM | [11 empty] | Commercial | Instantaneous Hot Water System | N | Institutional | New | 0.17279 | 0.33264 | 0.51946 | 0 | 0 | 0 | Fail TRC
[12 empty] | Commercial | Energy Star Commercial Dishwasher | N | Restaurants | Turnover | 10.148 | 0.34055 | 29.7992 | 0 | 0 | 0 | Fail RIM | [11 empty] | Commercial | Instantaneous Hot Water System | N | Lodging/Hospitality | New | 0.17304 | 0.33311 | 0.51947 | 0 | 0 | 0 | Fail TRC
[12 empty] | Commercial | Energy Star Commercial Dishwasher | N | Retail | Turnover | 10.148 | 0.34055 | 29.7992 | 0 | 0 | 0 | Fail RIM | [11 empty] | Commercial | Instantaneous Hot Water System | N | Miscellaneous | New | 0.16199 | 0.33264 | 0.48699 | 0 | 0 | 0 | Fail TRC
[12 empty] | Commercial | Energy Star Commercial Dishwasher | N | Schools K-12 | Turnover | 10.148 | 0.34055 | 29.7992 | 0 | 0 | 0 | Fail RIM | [11 empty] | Commercial | Instantaneous Hot Water System | N | Offices | New | 0.14999 | 0.33264 | 0.45092 | 0 | 0 | 0 | Fail TRC
[12 empty] | Commercial | Energy Star Commercial Dishwasher | N | Warehouse | Turnover | 10.148 | 0.34055 | 29.7992 | 0 | 0 | 0 | Fail RIM | [11 empty] | Commercial | Instantaneous Hot Water System | N | Restaurants | New | 0.090125 | 0.33311 | 0.27056 | 0 | 0 | 0 | Fail TRC
[12 empty] | Commercial | Energy Star Commercial Dishwasher | N | Assembly | New | 10.148 | 0.34055 | 29.7992 | 0 | 0 | 0 | Fail RIM | [11 empty] | Commercial | Instantaneous Hot Water System | N | Retail | New | 0.10707 | 0.33311 | 0.32142 | 0 | 0 | 0 | Fail TRC
[12 empty] | Commercial | Energy Star Commercial Dishwasher | N | College and University | New | 10.148 | 0.34055 | 29.7992 | 0 | 0 | 0 | Fail RIM | [11 empty] | Commercial | Instantaneous Hot Water System | N | Schools K-12 | New | 0.0225 | 0.33264 | 0.067639 | 0 | 0 | 0 | Fail TRC
[12 empty] | Commercial | Energy Star Commercial Dishwasher | N | Grocery | New | 10.148 | 0.34055 | 29.7992 | 0 | 0 | 0 | Fail RIM | [11 empty] | Commercial | Instantaneous Hot Water System | N | Warehouse | New | 0.108 | 0.33264 | 0.32466 | 0 | 0 | 0 | Fail TRC
[12 empty] | Commercial | Energy Star Commercial Dishwasher | N | Healthcare | New | 10.148 | 0.34055 | 29.7992 | 0 | 0 | 0 | Fail RIM | [11 empty] | Commercial | Solar Water Heater | N | Assembly | Turnover | 0.30563 | 0.34135 | 0.89537 | 0 | 0 | 0 | Fail TRC
[12 empty] | Commercial | Energy Star Commercial Dishwasher | N | Hospitals | New | 10.148 | 0.34055 | 29.7992 | 0 | 0 | 0 | Fail RIM | [11 empty] | Commercial | Solar Water Heater | N | College and University | Turnover | 0.70296 | 0.34135 | 2.0593 | 0 | 0 | 0 | Fail TRC
[12 empty] | Commercial | Energy Star Commercial Dishwasher | N | Institutional | New | 10.148 | 0.34055 | 29.7992 | 0 | 0 | 0 | Fail RIM | [11 empty] | Commercial | Solar Water Heater | N | Grocery | Turnover | 0.61127 | 0.34135 | 1.7907 | 0 | 0 | 0 | Fail TRC
[12 empty] | Commercial | Energy Star Commercial Dishwasher | N | Lodging/Hospitality | New | 10.148 | 0.34055 | 29.7992 | 0 | 0 | 0 | Fail RIM | [11 empty] | Commercial | Solar Water Heater | N | Healthcare | Turnover | 0.40751 | 0.34135 | 1.1938 | 0 | 0 | 0 | Fail TRC
[12 empty] | Commercial | Energy Star Commercial Dishwasher | N | Miscellaneous | New | 10.148 | 0.34055 | 29.7992 | 0 | 0 | 0 | Fail RIM | [11 empty] | Commercial | Solar Water Heater | N | Hospitals | Turnover | 0.82182 | 0.34135 | 2.4075 | 0 | 0 | 0 | Fail TRC
[12 empty] | Commercial | Energy Star Commercial Dishwasher | N | Offices | New | 10.148 | 0.34055 | 29.7992 | 0 | 0 | 0 | Fail RIM | [11 empty] | Commercial | Solar Water Heater | N | Institutional | Turnover | 0.97803 | 0.34135 | 2.8652 | 0 | 0 | 0 | Fail TRC
[12 empty] | Commercial | Energy Star Commercial Dishwasher | N | Restaurants | New | 10.148 | 0.34055 | 29.7992 | 0 | 0 | 0 | Fail RIM | [11 empty] | Commercial | Solar Water Heater | N | Lodging/Hospitality | Turnover | 0.97803 | 0.34135 | 2.8652 | 0 | 0 | 0 | Fail TRC
[12 empty] | Commercial | Energy Star Commercial Dishwasher | N | Retail | New | 10.148 | 0.34055 | 29.7992 | 0 | 0 | 0 | Fail RIM | [11 empty] | Commercial | Solar Water Heater | N | Miscellaneous | Turnover | 0.9169 | 0.34135 | 2.6861 | 0 | 0 | 0 | Fail TRC
[12 empty] | Commercial | Energy Star Commercial Dishwasher | N | Schools K-12 | New | 10.148 | 0.34055 | 29.7992 | 0 | 0 | 0 | Fail RIM | [11 empty] | Commercial | Solar Water Heater | N | Offices | Turnover | 0.84898 | 0.34135 | 2.4871 | 0 | 0 | 0 | Fail TRC
[12 empty] | Commercial | Energy Star Commercial Dishwasher | N | Warehouse | New | 10.148 | 0.34055 | 29.7992 | 0 | 0 | 0 | Fail RIM | [11 empty] | Commercial | Solar Water Heater | N | Restaurants | Turnover | 0.50939 | 0.34135 | 1.4923 | 0 | 0 | 0 | Fail TRC
[12 empty] | Commercial | Heat Pump Water Heater | N | Assembly | Turnover | 1.4556 | 0.36588 | 3.9785 | 0 | 0 | 0 | Fail RIM | [11 empty] | Commercial | Solar Water Heater | N | Retail | Turnover | 0.60516 | 0.34135 | 1.7728 | 0 | 0 | 0 | Fail TRC
[12 empty] | Commercial | Heat Pump Water Heater | N | College and University | Turnover | 3.0299 | 0.33304 | 9.0977 | 0 | 0 | 0 | Fail RIM | [11 empty] | Commercial | Solar Water Heater | N | Schools K-12 | Turnover | 0.12735 | 0.34135 | 0.37308 | 0 | 0 | 0 | Fail TRC
[12 empty] | Commercial | Heat Pump Water Heater | N | Grocery | Turnover | 2.6493 | 0.3346 | 7.9178 | 0 | 0 | 0 | Fail RIM | [11 empty] | Commercial | Solar Water Heater | N | Warehouse | Turnover | 0.61127 | 0.34135 | 1.7907 | 0 | 0 | 0 | Fail TRC
[12 empty] | Commercial | Heat Pump Water Heater | N | Healthcare | Turnover | 1.9408 | 0.36588 | 5.3046 | 0 | 0 | 0 | Fail RIM | [11 empty] | Commercial | Solar Water Heater | N | Assembly | New | 0.30563 | 0.34135 | 0.89537 | 0 | 0 | 0 | Fail TRC
[12 empty] | Commercial | Heat Pump Water Heater | N | Hospitals | Turnover | 3.5422 | 0.33304 | 10.636 | 0 | 0 | 0 | Fail RIM | [11 empty] | Commercial | Solar Water Heater | N | College and University | New | 0.70296 | 0.34135 | 2.0593 | 0 | 0 | 0 | Fail TRC
[12 empty] | Commercial | Heat Pump Water Heater | N | Institutional | Turnover | 4.658 | 0.36588 | 12.731 | 0 | 0 | 0 | Fail RIM | [11 empty] | Commercial | Solar Water Heater | N | Grocery | New | 0.61127 | 0.34135 | 1.7907 | 0 | 0 | 0 | Fail TRC
[12 empty] | Commercial | Heat Pump Water Heater | N | Lodging/Hospitality | Turnover | 4.2389 | 0.3346 | 12.6684 | 0 | 0 | 0 | Fail RIM | [11 empty] | Commercial | Solar Water Heater | N | Healthcare | New | 0.40751 | 0.34135 | 1.1938 | 0 | 0 | 0 | Fail TRC
[12 empty] | Commercial | Heat Pump Water Heater | N | Miscellaneous | Turnover | 4.3669 | 0.36588 | 11.9354 | 0 | 0 | 0 | Fail RIM | [11 empty] | Commercial | Solar Water Heater | N | Hospitals | New | 0.82182 | 0.34135 | 2.4075 | 0 | 0 | 0 | Fail TRC
[12 empty] | Commercial | Heat Pump Water Heater | N | Offices | Turnover | 4.0434 | 0.36588 | 11.0513 | 0 | 0 | 0 | Fail RIM | [11 empty] | Commercial | Solar Water Heater | N | Institutional | New | 0.97803 | 0.34135 | 2.8652 | 0 | 0 | 0 | Fail TRC
[12 empty] | Commercial | Heat Pump Water Heater | N | Restaurants | Turnover | 2.2078 | 0.3346 | 6.5981 | 0 | 0 | 0 | Fail RIM | [11 empty] | Commercial | Solar Water Heater | N | Lodging/Hospitality | New | 0.97803 | 0.34135 | 2.8652 | 0 | 0 | 0 | Fail TRC
[12 empty] | Commercial | Heat Pump Water Heater | N | Retail | Turnover | 2.6228 | 0.3346 | 7.8386 | 0 | 0 | 0 | Fail RIM | [11 empty] | Commercial | Solar Water Heater | N | Miscellaneous | New | 0.9169 | 0.34135 | 2.6861 | 0 | 0 | 0 | Fail TRC
[12 empty] | Commercial | Heat Pump Water Heater | N | Schools K-12 | Turnover | 0.60652 | 0.36588 | 1.6577 | 0 | 0 | 0 | Fail RIM | [11 empty] | Commercial | Solar Water Heater | N | Offices | New | 0.84898 | 0.34135 | 2.4871 | 0 | 0 | 0 | Fail TRC
[12 empty] | Commercial | Heat Pump Water Heater | N | Warehouse | Turnover | 2.9112 | 0.36588 | 7.9569 | 0 | 0 | 0 | Fail RIM | [11 empty] | Commercial | Solar Water Heater | N | Restaurants | New | 0.50939 | 0.34135 | 1.4923 | 0 | 0 | 0 | Fail TRC
[12 empty] | Commercial | Heat Pump Water Heater | N | Assembly | New | 1.4556 | 0.36588 | 3.9785 | 0 | 0 | 0 | Fail RIM | [11 empty] | Commercial | Solar Water Heater | N | Retail | New | 0.60516 | 0.34135 | 1.7728 | 0 | 0 | 0 | Fail TRC
[12 empty] | Commercial | Heat Pump Water Heater | N | College and University | New | 3.0299 | 0.33304 | 9.0977 | 0 | 0 | 0 | Fail RIM | [11 empty] | Commercial | Solar Water Heater | N | Schools K-12 | New | 0.12735 | 0.34135 | 0.37308 | 0 | 0 | 0 | Fail TRC
[12 empty] | Commercial | Heat Pump Water Heater | N | Grocery | New | 2.6493 | 0.3346 | 7.9178 | 0 | 0 | 0 | Fail RIM | [11 empty] | Commercial | Solar Water Heater | N | Warehouse | New | 0.61127 | 0.34135 | 1.7907 | 0 | 0 | 0 | Fail TRC
[12 empty] | Commercial | Heat Pump Water Heater | N | Healthcare | New | 1.9408 | 0.36588 | 5.3046 | 0 | 0 | 0 | Fail RIM | [11 empty] | Commercial | CFL - 15W Flood | N | Assembly | Turnover | 11.7416 | 0.30498 | 38.4996 | 0 | 0 | 0 | Fail 2-year Threshold
[12 empty] | Commercial | Heat Pump Water Heater | N | Hospitals | New | 3.5422 | 0.33304 | 10.636 | 0 | 0 | 0 | Fail RIM | [11 empty] | Commercial | CFL - 15W Flood | N | College and University | Turnover | 11.7416 | 0.30498 | 38.4996 | 0 | 0 | 0 | Fail 2-year Threshold
[12 empty] | Commercial | Heat Pump Water Heater | N | Institutional | New | 4.658 | 0.36588 | 12.731 | 0 | 0 | 0 | Fail RIM | [11 empty] | Commercial | CFL - 15W Flood | N | Grocery | Turnover | 11.7416 | 0.30498 | 38.4996 | 0 | 0 | 0 | Fail 2-year Threshold
[12 empty] | Commercial | Heat Pump Water Heater | N | Lodging/Hospitality | New | 4.2389 | 0.3346 | 12.6684 | 0 | 0 | 0 | Fail RIM | [11 empty] | Commercial | CFL - 15W Flood | N | Healthcare | Turnover | 11.7416 | 0.30498 | 38.4996 | 0 | 0 | 0 | Fail 2-year Threshold
[12 empty] | Commercial | Heat Pump Water Heater | N | Miscellaneous | New | 4.3669 | 0.36588 | 11.9354 | 0 | 0 | 0 | Fail RIM | [11 empty] | Commercial | CFL - 15W Flood | N | Hospitals | Turnover | 11.7416 | 0.30498 | 38.4996 | 0 | 0 | 0 | Fail 2-year Threshold
[12 empty] | Commercial | Heat Pump Water Heater | N | Offices | New | 4.0434 | 0.36588 | 11.0513 | 0 | 0 | 0 | Fail RIM | [11 empty] | Commercial | CFL - 15W Flood | N | Institutional | Turnover | 11.7416 | 0.30498 | 38.4996 | 0 | 0 | 0 | Fail 2-year Threshold
[12 empty] | Commercial | Heat Pump Water Heater | N | Restaurants | New | 2.2078 | 0.3346 | 6.5981 | 0 | 0 | 0 | Fail RIM | [11 empty] | Commercial | CFL - 15W Flood | N | Lodging/Hospitality | Turnover | 11.7416 | 0.30498 | 38.4996 | 0 | 0 | 0 | Fail 2-year Threshold
[12 empty] | Commercial | Heat Pump Water Heater | N | Retail | New | 2.6228 | 0.3346 | 7.8386 | 0 | 0 | 0 | Fail RIM | [11 empty] | Commercial | CFL - 15W Flood | N | Miscellaneous | Turnover | 11.7416 | 0.30498 | 38.4996 | 0 | 0 | 0 | Fail 2-year Threshold
[12 empty] | Commercial | Heat Pump Water Heater | N | Schools K-12 | New | 0.60652 | 0.36588 | 1.6577 | 0 | 0 | 0 | Fail RIM | [11 empty] | Commercial | CFL - 15W Flood | N | Offices | Turnover | 11.7416 | 0.30498 | 38.4996 | 0 | 0 | 0 | Fail 2-year Threshold
[12 empty] | Commercial | Heat Pump Water Heater | N | Warehouse | New | 2.9112 | 0.36588 | 7.9569 | 0 | 0 | 0 | Fail RIM | [11 empty] | Commercial | CFL - 15W Flood | N | Restaurants | Turnover | 11.7416 | 0.30498 | 38.4996 | 0 | 0 | 0 | Fail 2-year Threshold
[12 empty] | Commercial | Instantaneous Hot Water System | N | Assembly | Turnover | 0.053998 | 0.33264 | 0.16233 | 0 | 0 | 0 | Fail RIM | [11 empty] | Commercial | CFL - 15W Flood | N | Retail | Turnover | 11.7416 | 0.30498 | 38.4996 | 0 | 0 | 0 | Fail 2-year Threshold
[12 empty] | Commercial | Instantaneous Hot Water System | N | College and University | Turnover | 0.12495 | 0.33493 | 0.37306 | 0 | 0 | 0 | Fail RIM | [11 empty] | Commercial | CFL - 15W Flood | N | Schools K-12 | Turnover | 11.7416 | 0.30498 | 38.4996 | 0 | 0 | 0 | Fail 2-year Threshold
[12 empty] | Commercial | Instantaneous Hot Water System | N | Grocery | Turnover | 0.10815 | 0.33311 | 0.32467 | 0 | 0 | 0 | Fail RIM | [11 empty] | Commercial | CFL - 15W Flood | N | Warehouse | Turnover | 11.7416 | 0.30498 | 38.4996 | 0 | 0 | 0 | Fail 2-year Threshold
[12 empty] | Commercial | Instantaneous Hot Water System | N | Healthcare | Turnover | 0.071998 | 0.33264 | 0.21644 | 0 | 0 | 0 | Fail RIM | [11 empty] | Commercial | CFL - 15W Flood | N | Assembly | New | 11.7416 | 0.30498 | 38.4996 | 0 | 0 | 0 | Fail 2-year Threshold
[12 empty] | Commercial | Instantaneous Hot Water System | N | Hospitals | Turnover | 0.14608 | 0.33493 | 0.43613 | 0 | 0 | 0 | Fail RIM | [11 empty] | Commercial | CFL - 15W Flood | N | College and University | New | 11.7416 | 0.30498 | 38.4996 | 0 | 0 | 0 | Fail 2-year Threshold
[12 empty] | Commercial | Instantaneous Hot Water System | N | Institutional | Turnover | 0.17279 | 0.33264 | 0.51946 | 0 | 0 | 0 | Fail RIM | [11 empty] | Commercial | CFL - 15W Flood | N | Grocery | New | 11.7416 | 0.30498 | 38.4996 | 0 | 0 | 0 | Fail 2-year Threshold
[12 empty] | Commercial | Instantaneous Hot Water System | N | Lodging/Hospitality | Turnover | 0.17304 | 0.33311 | 0.51947 | 0 | 0 | 0 | Fail RIM | [11 empty] | Commercial | CFL - 15W Flood | N | Healthcare | New | 11.7416 | 0.30498 | 38.4996 | 0 | 0 | 0 | Fail 2-year Threshold
[12 empty] | Commercial | Instantaneous Hot Water System | N | Miscellaneous | Turnover | 0.16199 | 0.33264 | 0.48699 | 0 | 0 | 0 | Fail RIM | [11 empty] | Commercial | CFL - 15W Flood | N | Hospitals | New | 11.7416 | 0.30498 | 38.4996 | 0 | 0 | 0 | Fail 2-year Threshold
[12 empty] | Commercial | Instantaneous Hot Water System | N | Offices | Turnover | 0.14999 | 0.33264 | 0.45092 | 0 | 0 | 0 | Fail RIM | [11 empty] | Commercial | CFL - 15W Flood | N | Institutional | New | 11.7416 | 0.30498 | 38.4996 | 0 | 0 | 0 | Fail 2-year Threshold
[12 empty] | Commercial | Instantaneous Hot Water System | N | Restaurants | Turnover | 0.090125 | 0.33311 | 0.27056 | 0 | 0 | 0 | Fail RIM | [11 empty] | Commercial | CFL - 15W Flood | N | Lodging/Hospitality | New | 11.7416 | 0.30498 | 38.4996 | 0 | 0 | 0 | Fail 2-year Threshold
[12 empty] | Commercial | Instantaneous Hot Water System | N | Retail | Turnover | 0.10707 | 0.33311 | 0.32142 | 0 | 0 | 0 | Fail RIM | [11 empty] | Commercial | CFL - 15W Flood | N | Miscellaneous | New | 11.7416 | 0.30498 | 38.4996 | 0 | 0 | 0 | Fail 2-year Threshold
[12 empty] | Commercial | Instantaneous Hot Water System | N | Schools K-12 | Turnover | 0.0225 | 0.33264 | 0.067639 | 0 | 0 | 0 | Fail RIM | [11 empty] | Commercial | CFL - 15W Flood | N | Offices | New | 11.7416 | 0.30498 | 38.4996 | 0 | 0 | 0 | Fail 2-year Threshold
[12 empty] | Commercial | Instantaneous Hot Water System | N | Warehouse | Turnover | 0.108 | 0.33264 | 0.32466 | 0 | 0 | 0 | Fail RIM | [11 empty] | Commercial | CFL - 15W Flood | N | Restaurants | New | 11.7416 | 0.30498 | 38.4996 | 0 | 0 | 0 | Fail 2-year Threshold
[12 empty] | Commercial | Instantaneous Hot Water System | N | Assembly | New | 0.053998 | 0.33264 | 0.16233 | 0 | 0 | 0 | Fail RIM | [11 empty] | Commercial | CFL - 15W Flood | N | Retail | New | 11.7416 | 0.30498 | 38.4996 | 0 | 0 | 0 | Fail 2-year Threshold
[12 empty] | Commercial | Instantaneous Hot Water System | N | College and University | New | 0.12495 | 0.33493 | 0.37306 | 0 | 0 | 0 | Fail RIM | [11 empty] | Commercial | CFL - 15W Flood | N | Schools K-12 | New | 11.7416 | 0.30498 | 38.4996 | 0 | 0 | 0 | Fail 2-year Threshold
[12 empty] | Commercial | Instantaneous Hot Water System | N | Grocery | New | 0.10815 | 0.33311 | 0.32467 | 0 | 0 | 0 | Fail RIM | [11 empty] | Commercial | CFL - 15W Flood | N | Warehouse | New | 11.7416 | 0.30498 | 38.4996 | 0 | 0 | 0 | Fail 2-year Threshold
[12 empty] | Commercial | Instantaneous Hot Water System | N | Healthcare | New | 0.071998 | 0.33264 | 0.21644 | 0 | 0 | 0 | Fail RIM | [11 empty] | Commercial | High Efficiency HID Lighting | N | Assembly | Turnover | 0.81273 | 0.30233 | 2.6882 | 0 | 0 | 0 | Fail TRC
[12 empty] | Commercial | Instantaneous Hot Water System | N | Hospitals | New | 0.14608 | 0.33493 | 0.43613 | 0 | 0 | 0 | Fail RIM | [11 empty] | Commercial | High Efficiency HID Lighting | N | College and University | Turnover | 0.81273 | 0.30233 | 2.6882 | 0 | 0 | 0 | Fail TRC
[12 empty] | Commercial | Instantaneous Hot Water System | N | Institutional | New | 0.17279 | 0.33264 | 0.51946 | 0 | 0 | 0 | Fail RIM | [11 empty] | Commercial | High Efficiency HID Lighting | N | Grocery | Turnover | 0.81273 | 0.30233 | 2.6882 | 0 | 0 | 0 | Fail TRC
[12 empty] | Commercial | Instantaneous Hot Water System | N | Lodging/Hospitality | New | 0.17304 | 0.33311 | 0.51947 | 0 | 0 | 0 | Fail RIM | [11 empty] | Commercial | High Efficiency HID Lighting | N | Healthcare | Turnover | 0.81273 | 0.30233 | 2.6882 | 0 | 0 | 0 | Fail TRC
[12 empty] | Commercial | Instantaneous Hot Water System | N | Miscellaneous | New | 0.16199 | 0.33264 | 0.48699 | 0 | 0 | 0 | Fail RIM | [11 empty] | Commercial | High Efficiency HID Lighting | N | Hospitals | Turnover | 0.81273 | 0.30233 | 2.6882 | 0 | 0 | 0 | Fail TRC
[12 empty] | Commercial | Instantaneous Hot Water System | N | Offices | New | 0.14999 | 0.33264 | 0.45092 | 0 | 0 | 0 | Fail RIM | [11 empty] | Commercial | High Efficiency HID Lighting | N | Institutional | Turnover | 0.81273 | 0.30233 | 2.6882 | 0 | 0 | 0 | Fail TRC
[12 empty] | Commercial | Instantaneous Hot Water System | N | Restaurants | New | 0.090125 | 0.33311 | 0.27056 | 0 | 0 | 0 | Fail RIM | [11 empty] | Commercial | High Efficiency HID Lighting | N | Lodging/Hospitality | Turnover | 0.81273 | 0.30233 | 2.6882 | 0 | 0 | 0 | Fail TRC
[12 empty] | Commercial | Instantaneous Hot Water System | N | Retail | New | 0.10707 | 0.33311 | 0.32142 | 0 | 0 | 0 | Fail RIM | [11 empty] | Commercial | High Efficiency HID Lighting | N | Miscellaneous | Turnover | 0.81273 | 0.30233 | 2.6882 | 0 | 0 | 0 | Fail TRC
[12 empty] | Commercial | Instantaneous Hot Water System | N | Schools K-12 | New | 0.0225 | 0.33264 | 0.067639 | 0 | 0 | 0 | Fail RIM | [11 empty] | Commercial | High Efficiency HID Lighting | N | Offices | Turnover | 0.81273 | 0.30233 | 2.6882 | 0 | 0 | 0 | Fail TRC
[12 empty] | Commercial | Instantaneous Hot Water System | N | Warehouse | New | 0.108 | 0.33264 | 0.32466 | 0 | 0 | 0 | Fail RIM | [11 empty] | Commercial | High Efficiency HID Lighting | N | Restaurants | Turnover | 0.81273 | 0.30233 | 2.6882 | 0 | 0 | 0 | Fail TRC
[12 empty] | Commercial | Solar Water Heater | N | Assembly | Turnover | 0.30563 | 0.34135 | 0.89537 | 0 | 0 | 0 | Fail RIM | [11 empty] | Commercial | High Efficiency HID Lighting | N | Retail | Turnover | 0.81273 | 0.30233 | 2.6882 | 0 | 0 | 0 | Fail TRC
[12 empty] | Commercial | Solar Water Heater | N | College and University | Turnover | 0.70296 | 0.34135 | 2.0593 | 0 | 0 | 0 | Fail RIM | [11 empty] | Commercial | High Efficiency HID Lighting | N | Schools K-12 | Turnover | 0.81273 | 0.30233 | 2.6882 | 0 | 0 | 0 | Fail TRC
[12 empty] | Commercial | Solar Water Heater | N | Grocery | Turnover | 0.61127 | 0.34135 | 1.7907 | 0 | 0 | 0 | Fail RIM | [11 empty] | Commercial | High Efficiency HID Lighting | N | Warehouse | Turnover | 0.81273 | 0.30233 | 2.6882 | 0 | 0 | 0 | Fail TRC
[12 empty] | Commercial | Solar Water Heater | N | Healthcare | Turnover | 0.40751 | 0.34135 | 1.1938 | 0 | 0 | 0 | Fail RIM | [11 empty] | Commercial | High Efficiency HID Lighting | N | Assembly | New | 0.81273 | 0.30233 | 2.6882 | 0 | 0 | 0 | Fail TRC
[12 empty] | Commercial | Solar Water Heater | N | Hospitals | Turnover | 0.82182 | 0.34135 | 2.4075 | 0 | 0 | 0 | Fail RIM | [11 empty] | Commercial | High Efficiency HID Lighting | N | College and University | New | 0.81273 | 0.30233 | 2.6882 | 0 | 0 | 0 | Fail TRC
[12 empty] | Commercial | Solar Water Heater | N | Institutional | Turnover | 0.97803 | 0.34135 | 2.8652 | 0 | 0 | 0 | Fail RIM | [11 empty] | Commercial | High Efficiency HID Lighting | N | Grocery | New | 0.81273 | 0.30233 | 2.6882 | 0 | 0 | 0 | Fail TRC
[12 empty] | Commercial | Solar Water Heater | N | Lodging/Hospitality | Turnover | 0.97803 | 0.34135 | 2.8652 | 0 | 0 | 0 | Fail RIM | [11 empty] | Commercial | High Efficiency HID Lighting | N | Healthcare | New | 0.81273 | 0.30233 | 2.6882 | 0 | 0 | 0 | Fail TRC
[12 empty] | Commercial | Solar Water Heater | N | Miscellaneous | Turnover | 0.9169 | 0.34135 | 2.6861 | 0 | 0 | 0 | Fail RIM | [11 empty] | Commercial | High Efficiency HID Lighting | N | Hospitals | New | 0.81273 | 0.30233 | 2.6882 | 0 | 0 | 0 | Fail TRC
[12 empty] | Commercial | Solar Water Heater | N | Offices | Turnover | 0.84898 | 0.34135 | 2.4871 | 0 | 0 | 0 | Fail RIM | [11 empty] | Commercial | High Efficiency HID Lighting | N | Institutional | New | 0.81273 | 0.30233 | 2.6882 | 0 | 0 | 0 | Fail TRC
[12 empty] | Commercial | Solar Water Heater | N | Restaurants | Turnover | 0.50939 | 0.34135 | 1.4923 | 0 | 0 | 0 | Fail RIM | [11 empty] | Commercial | High Efficiency HID Lighting | N | Lodging/Hospitality | New | 0.81273 | 0.30233 | 2.6882 | 0 | 0 | 0 | Fail TRC
[12 empty] | Commercial | Solar Water Heater | N | Retail | Turnover | 0.60516 | 0.34135 | 1.7728 | 0 | 0 | 0 | Fail RIM | [11 empty] | Commercial | High Efficiency HID Lighting | N | Miscellaneous | New | 0.81273 | 0.30233 | 2.6882 | 0 | 0 | 0 | Fail TRC
[12 empty] | Commercial | Solar Water Heater | N | Schools K-12 | Turnover | 0.12735 | 0.34135 | 0.37308 | 0 | 0 | 0 | Fail RIM | [11 empty] | Commercial | High Efficiency HID Lighting | N | Offices | New | 0.81273 | 0.30233 | 2.6882 | 0 | 0 | 0 | Fail TRC
[12 empty] | Commercial | Solar Water Heater | N | Warehouse | Turnover | 0.61127 | 0.34135 | 1.7907 | 0 | 0 | 0 | Fail RIM | [11 empty] | Commercial | High Efficiency HID Lighting | N | Restaurants | New | 0.81273 | 0.30233 | 2.6882 | 0 | 0 | 0 | Fail TRC
[12 empty] | Commercial | Solar Water Heater | N | Assembly | New | 0.30563 | 0.34135 | 0.89537 | 0 | 0 | 0 | Fail RIM | [11 empty] | Commercial | High Efficiency HID Lighting | N | Retail | New | 0.81273 | 0.30233 | 2.6882 | 0 | 0 | 0 | Fail TRC
[12 empty] | Commercial | Solar Water Heater | N | College and University | New | 0.70296 | 0.34135 | 2.0593 | 0 | 0 | 0 | Fail RIM | [11 empty] | Commercial | High Efficiency HID Lighting | N | Schools K-12 | New | 0.81273 | 0.30233 | 2.6882 | 0 | 0 | 0 | Fail TRC
[12 empty] | Commercial | Solar Water Heater | N | Grocery | New | 0.61127 | 0.34135 | 1.7907 | 0 | 0 | 0 | Fail RIM | [11 empty] | Commercial | High Efficiency HID Lighting | N | Warehouse | New | 0.81273 | 0.30233 | 2.6882 | 0 | 0 | 0 | Fail TRC
[12 empty] | Commercial | Solar Water Heater | N | Healthcare | New | 0.40751 | 0.34135 | 1.1938 | 0 | 0 | 0 | Fail RIM | [11 empty] | Commercial | LED - 9W Flood | N | Assembly | Turnover | 25.2256 | 0.30084 | 83.8518 | 0 | 0 | 0 | Fail 2-year Threshold
[12 empty] | Commercial | Solar Water Heater | N | Hospitals | New | 0.82182 | 0.34135 | 2.4075 | 0 | 0 | 0 | Fail RIM | [11 empty] | Commercial | LED - 9W Flood | N | College and University | Turnover | 25.2256 | 0.30084 | 83.8518 | 0 | 0 | 0 | Fail 2-year Threshold
[12 empty] | Commercial | Solar Water Heater | N | Institutional | New | 0.97803 | 0.34135 | 2.8652 | 0 | 0 | 0 | Fail RIM | [11 empty] | Commercial | LED - 9W Flood | N | Grocery | Turnover | 25.2256 | 0.30084 | 83.8518 | 0 | 0 | 0 | Fail 2-year Threshold
[12 empty] | Commercial | Solar Water Heater | N | Lodging/Hospitality | New | 0.97803 | 0.34135 | 2.8652 | 0 | 0 | 0 | Fail RIM | [11 empty] | Commercial | LED - 9W Flood | N | Healthcare | Turnover | 25.2256 | 0.30084 | 83.8518 | 0 | 0 | 0 | Fail 2-year Threshold
[12 empty] | Commercial | Solar Water Heater | N | Miscellaneous | New | 0.9169 | 0.34135 | 2.6861 | 0 | 0 | 0 | Fail RIM | [11 empty] | Commercial | LED - 9W Flood | N | Hospitals | Turnover | 25.2256 | 0.30084 | 83.8518 | 0 | 0 | 0 | Fail 2-year Threshold
[12 empty] | Commercial | Solar Water Heater | N | Offices | New | 0.84898 | 0.34135 | 2.4871 | 0 | 0 | 0 | Fail RIM | [11 empty] | Commercial | LED - 9W Flood | N | Institutional | Turnover | 25.2256 | 0.30084 | 83.8518 | 0 | 0 | 0 | Fail 2-year Threshold
[12 empty] | Commercial | Solar Water Heater | N | Restaurants | New | 0.50939 | 0.34135 | 1.4923 | 0 | 0 | 0 | Fail RIM | [11 empty] | Commercial | LED - 9W Flood | N | Lodging/Hospitality | Turnover | 25.2256 | 0.30084 | 83.8518 | 0 | 0 | 0 | Fail 2-year Threshold
[12 empty] | Commercial | Solar Water Heater | N | Retail | New | 0.60516 | 0.34135 | 1.7728 | 0 | 0 | 0 | Fail RIM | [11 empty] | Commercial | LED - 9W Flood | N | Miscellaneous | Turnover | 25.2256 | 0.30084 | 83.8518 | 0 | 0 | 0 | Fail 2-year Threshold
[12 empty] | Commercial | Solar Water Heater | N | Schools K-12 | New | 0.12735 | 0.34135 | 0.37308 | 0 | 0 | 0 | Fail RIM | [11 empty] | Commercial | LED - 9W Flood | N | Offices | Turnover | 25.2256 | 0.30084 | 83.8518 | 0 | 0 | 0 | Fail 2-year Threshold
[12 empty] | Commercial | Solar Water Heater | N | Warehouse | New | 0.61127 | 0.34135 | 1.7907 | 0 | 0 | 0 | Fail RIM | [11 empty] | Commercial | LED - 9W Flood | N | Restaurants | Turnover | 25.2256 | 0.30084 | 83.8518 | 0 | 0 | 0 | Fail 2-year Threshold
[12 empty] | Commercial | CFL - 15W Flood | N | Assembly | Turnover | 11.7416 | 0.30498 | 38.4996 | 0 | 0 | 0 | Fail RIM | [11 empty] | Commercial | LED - 9W Flood | N | Retail | Turnover | 25.2256 | 0.30084 | 83.8518 | 0 | 0 | 0 | Fail 2-year Threshold
[12 empty] | Commercial | CFL - 15W Flood | N | College and University | Turnover | 11.7416 | 0.30498 | 38.4996 | 0 | 0 | 0 | Fail RIM | [11 empty] | Commercial | LED - 9W Flood | N | Schools K-12 | Turnover | 25.2256 | 0.30084 | 83.8518 | 0 | 0 | 0 | Fail 2-year Threshold
[12 empty] | Commercial | CFL - 15W Flood | N | Grocery | Turnover | 11.7416 | 0.30498 | 38.4996 | 0 | 0 | 0 | Fail RIM | [11 empty] | Commercial | LED - 9W Flood | N | Warehouse | Turnover | 25.2256 | 0.30084 | 83.8518 | 0 | 0 | 0 | Fail 2-year Threshold
[12 empty] | Commercial | CFL - 15W Flood | N | Healthcare | Turnover | 11.7416 | 0.30498 | 38.4996 | 0 | 0 | 0 | Fail RIM | [11 empty] | Commercial | LED - 9W Flood | N | Assembly | New | 25.2256 | 0.30084 | 83.8518 | 0 | 0 | 0 | Fail 2-year Threshold
[12 empty] | Commercial | CFL - 15W Flood | N | Hospitals | Turnover | 11.7416 | 0.30498 | 38.4996 | 0 | 0 | 0 | Fail RIM | [11 empty] | Commercial | LED - 9W Flood | N | College and University | New | 25.2256 | 0.30084 | 83.8518 | 0 | 0 | 0 | Fail 2-year Threshold
[12 empty] | Commercial | CFL - 15W Flood | N | Institutional | Turnover | 11.7416 | 0.30498 | 38.4996 | 0 | 0 | 0 | Fail RIM | [11 empty] | Commercial | LED - 9W Flood | N | Grocery | New | 25.2256 | 0.30084 | 83.8518 | 0 | 0 | 0 | Fail 2-year Threshold
[12 empty] | Commercial | CFL - 15W Flood | N | Lodging/Hospitality | Turnover | 11.7416 | 0.30498 | 38.4996 | 0 | 0 | 0 | Fail RIM | [11 empty] | Commercial | LED - 9W Flood | N | Healthcare | New | 25.2256 | 0.30084 | 83.8518 | 0 | 0 | 0 | Fail 2-year Threshold
[12 empty] | Commercial | CFL - 15W Flood | N | Miscellaneous | Turnover | 11.7416 | 0.30498 | 38.4996 | 0 | 0 | 0 | Fail RIM | [11 empty] | Commercial | LED - 9W Flood | N | Hospitals | New | 25.2256 | 0.30084 | 83.8518 | 0 | 0 | 0 | Fail 2-year Threshold
[12 empty] | Commercial | CFL - 15W Flood | N | Offices | Turnover | 11.7416 | 0.30498 | 38.4996 | 0 | 0 | 0 | Fail RIM | [11 empty] | Commercial | LED - 9W Flood | N | Institutional | New | 25.2256 | 0.30084 | 83.8518 | 0 | 0 | 0 | Fail 2-year Threshold
[12 empty] | Commercial | CFL - 15W Flood | N | Restaurants | Turnover | 11.7416 | 0.30498 | 38.4996 | 0 | 0 | 0 | Fail RIM | [11 empty] | Commercial | LED - 9W Flood | N | Lodging/Hospitality | New | 25.2256 | 0.30084 | 83.8518 | 0 | 0 | 0 | Fail 2-year Threshold
[12 empty] | Commercial | CFL - 15W Flood | N | Retail | Turnover | 11.7416 | 0.30498 | 38.4996 | 0 | 0 | 0 | Fail RIM | [11 empty] | Commercial | LED - 9W Flood | N | Miscellaneous | New | 25.2256 | 0.30084 | 83.8518 | 0 | 0 | 0 | Fail 2-year Threshold
[12 empty] | Commercial | CFL - 15W Flood | N | Schools K-12 | Turnover | 11.7416 | 0.30498 | 38.4996 | 0 | 0 | 0 | Fail RIM | [11 empty] | Commercial | LED - 9W Flood | N | Offices | New | 25.2256 | 0.30084 | 83.8518 | 0 | 0 | 0 | Fail 2-year Threshold
[12 empty] | Commercial | CFL - 15W Flood | N | Warehouse | Turnover | 11.7416 | 0.30498 | 38.4996 | 0 | 0 | 0 | Fail RIM | [11 empty] | Commercial | LED - 9W Flood | N | Restaurants | New | 25.2256 | 0.30084 | 83.8518 | 0 | 0 | 0 | Fail 2-year Threshold
[12 empty] | Commercial | CFL - 15W Flood | N | Assembly | New | 11.7416 | 0.30498 | 38.4996 | 0 | 0 | 0 | Fail RIM | [11 empty] | Commercial | LED - 9W Flood | N | Retail | New | 25.2256 | 0.30084 | 83.8518 | 0 | 0 | 0 | Fail 2-year Threshold
[12 empty] | Commercial | CFL - 15W Flood | N | College and University | New | 11.7416 | 0.30498 | 38.4996 | 0 | 0 | 0 | Fail RIM | [11 empty] | Commercial | LED - 9W Flood | N | Schools K-12 | New | 25.2256 | 0.30084 | 83.8518 | 0 | 0 | 0 | Fail 2-year Threshold
[12 empty] | Commercial | CFL - 15W Flood | N | Grocery | New | 11.7416 | 0.30498 | 38.4996 | 0 | 0 | 0 | Fail RIM | [11 empty] | Commercial | LED - 9W Flood | N | Warehouse | New | 25.2256 | 0.30084 | 83.8518 | 0 | 0 | 0 | Fail 2-year Threshold
[12 empty] | Commercial | CFL - 15W Flood | N | Healthcare | New | 11.7416 | 0.30498 | 38.4996 | 0 | 0 | 0 | Fail RIM | [11 empty] | Commercial | LED Display Lighting (Exterior) | N | Assembly | Turnover | 3.7988 | 0.30084 | 12.6274 | 0 | 0 | 0 | Fail 2-year Threshold
[12 empty] | Commercial | CFL - 15W Flood | N | Hospitals | New | 11.7416 | 0.30498 | 38.4996 | 0 | 0 | 0 | Fail RIM | [11 empty] | Commercial | LED Display Lighting (Exterior) | N | College and University | Turnover | 3.7988 | 0.30084 | 12.6274 | 0 | 0 | 0 | Fail 2-year Threshold
[12 empty] | Commercial | CFL - 15W Flood | N | Institutional | New | 11.7416 | 0.30498 | 38.4996 | 0 | 0 | 0 | Fail RIM | [11 empty] | Commercial | LED Display Lighting (Exterior) | N | Grocery | Turnover | 3.7988 | 0.30084 | 12.6274 | 0 | 0 | 0 | Fail 2-year Threshold
[12 empty] | Commercial | CFL - 15W Flood | N | Lodging/Hospitality | New | 11.7416 | 0.30498 | 38.4996 | 0 | 0 | 0 | Fail RIM | [11 empty] | Commercial | LED Display Lighting (Exterior) | N | Healthcare | Turnover | 3.7988 | 0.30084 | 12.6274 | 0 | 0 | 0 | Fail 2-year Threshold
[12 empty] | Commercial | CFL - 15W Flood | N | Miscellaneous | New | 11.7416 | 0.30498 | 38.4996 | 0 | 0 | 0 | Fail RIM | [11 empty] | Commercial | LED Display Lighting (Exterior) | N | Hospitals | Turnover | 3.7988 | 0.30084 | 12.6274 | 0 | 0 | 0 | Fail 2-year Threshold
[12 empty] | Commercial | CFL - 15W Flood | N | Offices | New | 11.7416 | 0.30498 | 38.4996 | 0 | 0 | 0 | Fail RIM | [11 empty] | Commercial | LED Display Lighting (Exterior) | N | Institutional | Turnover | 3.7988 | 0.30084 | 12.6274 | 0 | 0 | 0 | Fail 2-year Threshold
[12 empty] | Commercial | CFL - 15W Flood | N | Restaurants | New | 11.7416 | 0.30498 | 38.4996 | 0 | 0 | 0 | Fail RIM | [11 empty] | Commercial | LED Display Lighting (Exterior) | N | Lodging/Hospitality | Turnover | 3.7988 | 0.30084 | 12.6274 | 0 | 0 | 0 | Fail 2-year Threshold
[12 empty] | Commercial | CFL - 15W Flood | N | Retail | New | 11.7416 | 0.30498 | 38.4996 | 0 | 0 | 0 | Fail RIM | [11 empty] | Commercial | LED Display Lighting (Exterior) | N | Miscellaneous | Turnover | 3.7988 | 0.30084 | 12.6274 | 0 | 0 | 0 | Fail 2-year Threshold
[12 empty] | Commercial | CFL - 15W Flood | N | Schools K-12 | New | 11.7416 | 0.30498 | 38.4996 | 0 | 0 | 0 | Fail RIM | [11 empty] | Commercial | LED Display Lighting (Exterior) | N | Offices | Turnover | 3.7988 | 0.30084 | 12.6274 | 0 | 0 | 0 | Fail 2-year Threshold
[12 empty] | Commercial | CFL - 15W Flood | N | Warehouse | New | 11.7416 | 0.30498 | 38.4996 | 0 | 0 | 0 | Fail RIM | [11 empty] | Commercial | LED Display Lighting (Exterior) | N | Restaurants | Turnover | 3.7988 | 0.30084 | 12.6274 | 0 | 0 | 0 | Fail 2-year Threshold
[12 empty] | Commercial | High Efficiency HID Lighting | N | Assembly | Turnover | 0.81273 | 0.30233 | 2.6882 | 0 | 0 | 0 | Fail RIM | [11 empty] | Commercial | LED Display Lighting (Exterior) | N | Retail | Turnover | 3.7988 | 0.30084 | 12.6274 | 0 | 0 | 0 | Fail 2-year Threshold
[12 empty] | Commercial | High Efficiency HID Lighting | N | College and University | Turnover | 0.81273 | 0.30233 | 2.6882 | 0 | 0 | 0 | Fail RIM | [11 empty] | Commercial | LED Display Lighting (Exterior) | N | Schools K-12 | Turnover | 3.7988 | 0.30084 | 12.6274 | 0 | 0 | 0 | Fail 2-year Threshold
[12 empty] | Commercial | High Efficiency HID Lighting | N | Grocery | Turnover | 0.81273 | 0.30233 | 2.6882 | 0 | 0 | 0 | Fail RIM | [11 empty] | Commercial | LED Display Lighting (Exterior) | N | Warehouse | Turnover | 3.7988 | 0.30084 | 12.6274 | 0 | 0 | 0 | Fail 2-year Threshold
[12 empty] | Commercial | High Efficiency HID Lighting | N | Healthcare | Turnover | 0.81273 | 0.30233 | 2.6882 | 0 | 0 | 0 | Fail RIM | [11 empty] | Commercial | LED Display Lighting (Exterior) | N | Assembly | New | 3.7988 | 0.30084 | 12.6274 | 0 | 0 | 0 | Fail 2-year Threshold
[12 empty] | Commercial | High Efficiency HID Lighting | N | Hospitals | Turnover | 0.81273 | 0.30233 | 2.6882 | 0 | 0 | 0 | Fail RIM | [11 empty] | Commercial | LED Display Lighting (Exterior) | N | College and University | New | 3.7988 | 0.30084 | 12.6274 | 0 | 0 | 0 | Fail 2-year Threshold
[12 empty] | Commercial | High Efficiency HID Lighting | N | Institutional | Turnover | 0.81273 | 0.30233 | 2.6882 | 0 | 0 | 0 | Fail RIM | [11 empty] | Commercial | LED Display Lighting (Exterior) | N | Grocery | New | 3.7988 | 0.30084 | 12.6274 | 0 | 0 | 0 | Fail 2-year Threshold
[12 empty] | Commercial | High Efficiency HID Lighting | N | Lodging/Hospitality | Turnover | 0.81273 | 0.30233 | 2.6882 | 0 | 0 | 0 | Fail RIM | [11 empty] | Commercial | LED Display Lighting (Exterior) | N | Healthcare | New | 3.7988 | 0.30084 | 12.6274 | 0 | 0 | 0 | Fail 2-year Threshold
[12 empty] | Commercial | High Efficiency HID Lighting | N | Miscellaneous | Turnover | 0.81273 | 0.30233 | 2.6882 | 0 | 0 | 0 | Fail RIM | [11 empty] | Commercial | LED Display Lighting (Exterior) | N | Hospitals | New | 3.7988 | 0.30084 | 12.6274 | 0 | 0 | 0 | Fail 2-year Threshold
[12 empty] | Commercial | High Efficiency HID Lighting | N | Offices | Turnover | 0.81273 | 0.30233 | 2.6882 | 0 | 0 | 0 | Fail RIM | [11 empty] | Commercial | LED Display Lighting (Exterior) | N | Institutional | New | 3.7988 | 0.30084 | 12.6274 | 0 | 0 | 0 | Fail 2-year Threshold
[12 empty] | Commercial | High Efficiency HID Lighting | N | Restaurants | Turnover | 0.81273 | 0.30233 | 2.6882 | 0 | 0 | 0 | Fail RIM | [11 empty] | Commercial | LED Display Lighting (Exterior) | N | Lodging/Hospitality | New | 3.7988 | 0.30084 | 12.6274 | 0 | 0 | 0 | Fail 2-year Threshold
[12 empty] | Commercial | High Efficiency HID Lighting | N | Retail | Turnover | 0.81273 | 0.30233 | 2.6882 | 0 | 0 | 0 | Fail RIM | [11 empty] | Commercial | LED Display Lighting (Exterior) | N | Miscellaneous | New | 3.7988 | 0.30084 | 12.6274 | 0 | 0 | 0 | Fail 2-year Threshold
[12 empty] | Commercial | High Efficiency HID Lighting | N | Schools K-12 | Turnover | 0.81273 | 0.30233 | 2.6882 | 0 | 0 | 0 | Fail RIM | [11 empty] | Commercial | LED Display Lighting (Exterior) | N | Offices | New | 3.7988 | 0.30084 | 12.6274 | 0 | 0 | 0 | Fail 2-year Threshold
[12 empty] | Commercial | High Efficiency HID Lighting | N | Warehouse | Turnover | 0.81273 | 0.30233 | 2.6882 | 0 | 0 | 0 | Fail RIM | [11 empty] | Commercial | LED Display Lighting (Exterior) | N | Restaurants | New | 3.7988 | 0.30084 | 12.6274 | 0 | 0 | 0 | Fail 2-year Threshold
[12 empty] | Commercial | High Efficiency HID Lighting | N | Assembly | New | 0.81273 | 0.30233 | 2.6882 | 0 | 0 | 0 | Fail RIM | [11 empty] | Commercial | LED Display Lighting (Exterior) | N | Retail | New | 3.7988 | 0.30084 | 12.6274 | 0 | 0 | 0 | Fail 2-year Threshold
[12 empty] | Commercial | High Efficiency HID Lighting | N | College and University | New | 0.81273 | 0.30233 | 2.6882 | 0 | 0 | 0 | Fail RIM | [11 empty] | Commercial | LED Display Lighting (Exterior) | N | Schools K-12 | New | 3.7988 | 0.30084 | 12.6274 | 0 | 0 | 0 | Fail 2-year Threshold
[12 empty] | Commercial | High Efficiency HID Lighting | N | Grocery | New | 0.81273 | 0.30233 | 2.6882 | 0 | 0 | 0 | Fail RIM | [11 empty] | Commercial | LED Display Lighting (Exterior) | N | Warehouse | New | 3.7988 | 0.30084 | 12.6274 | 0 | 0 | 0 | Fail 2-year Threshold
[12 empty] | Commercial | High Efficiency HID Lighting | N | Healthcare | New | 0.81273 | 0.30233 | 2.6882 | 0 | 0 | 0 | Fail RIM | [11 empty] | Commercial | LED Exterior Lighting | N | Assembly | Turnover | 0.86373 | 0.30233 | 2.8569 | 0 | 0 | 0 | Fail TRC
[12 empty] | Commercial | High Efficiency HID Lighting | N | Hospitals | New | 0.81273 | 0.30233 | 2.6882 | 0 | 0 | 0 | Fail RIM | [11 empty] | Commercial | LED Exterior Lighting | N | College and University | Turnover | 0.86373 | 0.30233 | 2.8569 | 0 | 0 | 0 | Fail TRC
[12 empty] | Commercial | High Efficiency HID Lighting | N | Institutional | New | 0.81273 | 0.30233 | 2.6882 | 0 | 0 | 0 | Fail RIM | [11 empty] | Commercial | LED Exterior Lighting | N | Grocery | Turnover | 0.86373 | 0.30233 | 2.8569 | 0 | 0 | 0 | Fail TRC
[12 empty] | Commercial | High Efficiency HID Lighting | N | Lodging/Hospitality | New | 0.81273 | 0.30233 | 2.6882 | 0 | 0 | 0 | Fail RIM | [11 empty] | Commercial | LED Exterior Lighting | N | Healthcare | Turnover | 0.86373 | 0.30233 | 2.8569 | 0 | 0 | 0 | Fail TRC
[12 empty] | Commercial | High Efficiency HID Lighting | N | Miscellaneous | New | 0.81273 | 0.30233 | 2.6882 | 0 | 0 | 0 | Fail RIM | [11 empty] | Commercial | LED Exterior Lighting | N | Hospitals | Turnover | 0.86373 | 0.30233 | 2.8569 | 0 | 0 | 0 | Fail TRC
[12 empty] | Commercial | High Efficiency HID Lighting | N | Offices | New | 0.81273 | 0.30233 | 2.6882 | 0 | 0 | 0 | Fail RIM | [11 empty] | Commercial | LED Exterior Lighting | N | Institutional | Turnover | 0.86373 | 0.30233 | 2.8569 | 0 | 0 | 0 | Fail TRC
[12 empty] | Commercial | High Efficiency HID Lighting | N | Restaurants | New | 0.81273 | 0.30233 | 2.6882 | 0 | 0 | 0 | Fail RIM | [11 empty] | Commercial | LED Exterior Lighting | N | Lodging/Hospitality | Turnover | 0.86373 | 0.30233 | 2.8569 | 0 | 0 | 0 | Fail TRC
[12 empty] | Commercial | High Efficiency HID Lighting | N | Retail | New | 0.81273 | 0.30233 | 2.6882 | 0 | 0 | 0 | Fail RIM | [11 empty] | Commercial | LED Exterior Lighting | N | Miscellaneous | Turnover | 0.86373 | 0.30233 | 2.8569 | 0 | 0 | 0 | Fail TRC
[12 empty] | Commercial | High Efficiency HID Lighting | N | Schools K-12 | New | 0.81273 | 0.30233 | 2.6882 | 0 | 0 | 0 | Fail RIM | [11 empty] | Commercial | LED Exterior Lighting | N | Offices | Turnover | 0.86373 | 0.30233 | 2.8569 | 0 | 0 | 0 | Fail TRC
[12 empty] | Commercial | High Efficiency HID Lighting | N | Warehouse | New | 0.81273 | 0.30233 | 2.6882 | 0 | 0 | 0 | Fail RIM | [11 empty] | Commercial | LED Exterior Lighting | N | Restaurants | Turnover | 0.86373 | 0.30233 | 2.8569 | 0 | 0 | 0 | Fail TRC
[12 empty] | Commercial | LED - 9W Flood | N | Assembly | Turnover | 25.2256 | 0.30084 | 83.8518 | 0 | 0 | 0 | Fail RIM | [11 empty] | Commercial | LED Exterior Lighting | N | Retail | Turnover | 0.86373 | 0.30233 | 2.8569 | 0 | 0 | 0 | Fail TRC
[12 empty] | Commercial | LED - 9W Flood | N | College and University | Turnover | 25.2256 | 0.30084 | 83.8518 | 0 | 0 | 0 | Fail RIM | [11 empty] | Commercial | LED Exterior Lighting | N | Schools K-12 | Turnover | 0.86373 | 0.30233 | 2.8569 | 0 | 0 | 0 | Fail TRC
[12 empty] | Commercial | LED - 9W Flood | N | Grocery | Turnover | 25.2256 | 0.30084 | 83.8518 | 0 | 0 | 0 | Fail RIM | [11 empty] | Commercial | LED Exterior Lighting | N | Warehouse | Turnover | 0.86373 | 0.30233 | 2.8569 | 0 | 0 | 0 | Fail TRC
[12 empty] | Commercial | LED - 9W Flood | N | Healthcare | Turnover | 25.2256 | 0.30084 | 83.8518 | 0 | 0 | 0 | Fail RIM | [11 empty] | Commercial | LED Exterior Lighting | N | Assembly | New | 0.86373 | 0.30233 | 2.8569 | 0 | 0 | 0 | Fail TRC
[12 empty] | Commercial | LED - 9W Flood | N | Hospitals | Turnover | 25.2256 | 0.30084 | 83.8518 | 0 | 0 | 0 | Fail RIM | [11 empty] | Commercial | LED Exterior Lighting | N | College and University | New | 0.86373 | 0.30233 | 2.8569 | 0 | 0 | 0 | Fail TRC
[12 empty] | Commercial | LED - 9W Flood | N | Institutional | Turnover | 25.2256 | 0.30084 | 83.8518 | 0 | 0 | 0 | Fail RIM | [11 empty] | Commercial | LED Exterior Lighting | N | Grocery | New | 0.86373 | 0.30233 | 2.8569 | 0 | 0 | 0 | Fail TRC
[12 empty] | Commercial | LED - 9W Flood | N | Lodging/Hospitality | Turnover | 25.2256 | 0.30084 | 83.8518 | 0 | 0 | 0 | Fail RIM | [11 empty] | Commercial | LED Exterior Lighting | N | Healthcare | New | 0.86373 | 0.30233 | 2.8569 | 0 | 0 | 0 | Fail TRC
[12 empty] | Commercial | LED - 9W Flood | N | Miscellaneous | Turnover | 25.2256 | 0.30084 | 83.8518 | 0 | 0 | 0 | Fail RIM | [11 empty] | Commercial | LED Exterior Lighting | N | Hospitals | New | 0.86373 | 0.30233 | 2.8569 | 0 | 0 | 0 | Fail TRC
[12 empty] | Commercial | LED - 9W Flood | N | Offices | Turnover | 25.2256 | 0.30084 | 83.8518 | 0 | 0 | 0 | Fail RIM | [11 empty] | Commercial | LED Exterior Lighting | N | Institutional | New | 0.86373 | 0.30233 | 2.8569 | 0 | 0 | 0 | Fail TRC
[12 empty] | Commercial | LED - 9W Flood | N | Restaurants | Turnover | 25.2256 | 0.30084 | 83.8518 | 0 | 0 | 0 | Fail RIM | [11 empty] | Commercial | LED Exterior Lighting | N | Lodging/Hospitality | New | 0.86373 | 0.30233 | 2.8569 | 0 | 0 | 0 | Fail TRC
[12 empty] | Commercial | LED - 9W Flood | N | Retail | Turnover | 25.2256 | 0.30084 | 83.8518 | 0 | 0 | 0 | Fail RIM | [11 empty] | Commercial | LED Exterior Lighting | N | Miscellaneous | New | 0.86373 | 0.30233 | 2.8569 | 0 | 0 | 0 | Fail TRC
[12 empty] | Commercial | LED - 9W Flood | N | Schools K-12 | Turnover | 25.2256 | 0.30084 | 83.8518 | 0 | 0 | 0 | Fail RIM | [11 empty] | Commercial | LED Exterior Lighting | N | Offices | New | 0.86373 | 0.30233 | 2.8569 | 0 | 0 | 0 | Fail TRC
[12 empty] | Commercial | LED - 9W Flood | N | Warehouse | Turnover | 25.2256 | 0.30084 | 83.8518 | 0 | 0 | 0 | Fail RIM | [11 empty] | Commercial | LED Exterior Lighting | N | Restaurants | New | 0.86373 | 0.30233 | 2.8569 | 0 | 0 | 0 | Fail TRC
[12 empty] | Commercial | LED - 9W Flood | N | Assembly | New | 25.2256 | 0.30084 | 83.8518 | 0 | 0 | 0 | Fail RIM | [11 empty] | Commercial | LED Exterior Lighting | N | Retail | New | 0.86373 | 0.30233 | 2.8569 | 0 | 0 | 0 | Fail TRC
[12 empty] | Commercial | LED - 9W Flood | N | College and University | New | 25.2256 | 0.30084 | 83.8518 | 0 | 0 | 0 | Fail RIM | [11 empty] | Commercial | LED Exterior Lighting | N | Schools K-12 | New | 0.86373 | 0.30233 | 2.8569 | 0 | 0 | 0 | Fail TRC
[12 empty] | Commercial | LED - 9W Flood | N | Grocery | New | 25.2256 | 0.30084 | 83.8518 | 0 | 0 | 0 | Fail RIM | [11 empty] | Commercial | LED Exterior Lighting | N | Warehouse | New | 0.86373 | 0.30233 | 2.8569 | 0 | 0 | 0 | Fail TRC
[12 empty] | Commercial | LED - 9W Flood | N | Healthcare | New | 25.2256 | 0.30084 | 83.8518 | 0 | 0 | 0 | Fail RIM | [11 empty] | Commercial | LED Parking Lighting | N | Assembly | Turnover | 8.0482 | 0.29874 | 26.9407 | 0 | 0 | 0 | Fail 2-year Threshold
[12 empty] | Commercial | LED - 9W Flood | N | Hospitals | New | 25.2256 | 0.30084 | 83.8518 | 0 | 0 | 0 | Fail RIM | [11 empty] | Commercial | LED Parking Lighting | N | College and University | Turnover | 8.0482 | 0.29874 | 26.9407 | 0 | 0 | 0 | Fail 2-year Threshold
[12 empty] | Commercial | LED - 9W Flood | N | Institutional | New | 25.2256 | 0.30084 | 83.8518 | 0 | 0 | 0 | Fail RIM | [11 empty] | Commercial | LED Parking Lighting | N | Grocery | Turnover | 8.0482 | 0.29874 | 26.9407 | 0 | 0 | 0 | Fail 2-year Threshold
[12 empty] | Commercial | LED - 9W Flood | N | Lodging/Hospitality | New | 25.2256 | 0.30084 | 83.8518 | 0 | 0 | 0 | Fail RIM | [11 empty] | Commercial | LED Parking Lighting | N | Healthcare | Turnover | 8.0482 | 0.29874 | 26.9407 | 0 | 0 | 0 | Fail 2-year Threshold
[12 empty] | Commercial | LED - 9W Flood | N | Miscellaneous | New | 25.2256 | 0.30084 | 83.8518 | 0 | 0 | 0 | Fail RIM | [11 empty] | Commercial | LED Parking Lighting | N | Hospitals | Turnover | 8.0482 | 0.29874 | 26.9407 | 0 | 0 | 0 | Fail 2-year Threshold
[12 empty] | Commercial | LED - 9W Flood | N | Offices | New | 25.2256 | 0.30084 | 83.8518 | 0 | 0 | 0 | Fail RIM | [11 empty] | Commercial | LED Parking Lighting | N | Institutional | Turnover | 8.0482 | 0.29874 | 26.9407 | 0 | 0 | 0 | Fail 2-year Threshold
[12 empty] | Commercial | LED - 9W Flood | N | Restaurants | New | 25.2256 | 0.30084 | 83.8518 | 0 | 0 | 0 | Fail RIM | [11 empty] | Commercial | LED Parking Lighting | N | Lodging/Hospitality | Turnover | 8.0482 | 0.29874 | 26.9407 | 0 | 0 | 0 | Fail 2-year Threshold
[12 empty] | Commercial | LED - 9W Flood | N | Retail | New | 25.2256 | 0.30084 | 83.8518 | 0 | 0 | 0 | Fail RIM | [11 empty] | Commercial | LED Parking Lighting | N | Miscellaneous | Turnover | 8.0482 | 0.29874 | 26.9407 | 0 | 0 | 0 | Fail 2-year Threshold
[12 empty] | Commercial | LED - 9W Flood | N | Schools K-12 | New | 25.2256 | 0.30084 | 83.8518 | 0 | 0 | 0 | Fail RIM | [11 empty] | Commercial | LED Parking Lighting | N | Offices | Turnover | 8.0482 | 0.29874 | 26.9407 | 0 | 0 | 0 | Fail 2-year Threshold
[12 empty] | Commercial | LED - 9W Flood | N | Warehouse | New | 25.2256 | 0.30084 | 83.8518 | 0 | 0 | 0 | Fail RIM | [11 empty] | Commercial | LED Parking Lighting | N | Restaurants | Turnover | 8.0482 | 0.29874 | 26.9407 | 0 | 0 | 0 | Fail 2-year Threshold
[12 empty] | Commercial | LED Display Lighting (Exterior) | N | Assembly | Turnover | 3.7988 | 0.30084 | 12.6274 | 0 | 0 | 0 | Fail RIM | [11 empty] | Commercial | LED Parking Lighting | N | Retail | Turnover | 8.0482 | 0.29874 | 26.9407 | 0 | 0 | 0 | Fail 2-year Threshold
[12 empty] | Commercial | LED Display Lighting (Exterior) | N | College and University | Turnover | 3.7988 | 0.30084 | 12.6274 | 0 | 0 | 0 | Fail RIM | [11 empty] | Commercial | LED Parking Lighting | N | Schools K-12 | Turnover | 8.0482 | 0.29874 | 26.9407 | 0 | 0 | 0 | Fail 2-year Threshold
[12 empty] | Commercial | LED Display Lighting (Exterior) | N | Grocery | Turnover | 3.7988 | 0.30084 | 12.6274 | 0 | 0 | 0 | Fail RIM | [11 empty] | Commercial | LED Parking Lighting | N | Warehouse | Turnover | 8.0482 | 0.29874 | 26.9407 | 0 | 0 | 0 | Fail 2-year Threshold
[12 empty] | Commercial | LED Display Lighting (Exterior) | N | Healthcare | Turnover | 3.7988 | 0.30084 | 12.6274 | 0 | 0 | 0 | Fail RIM | [11 empty] | Commercial | LED Parking Lighting | N | Assembly | New | 8.0482 | 0.29874 | 26.9407 | 0 | 0 | 0 | Fail 2-year Threshold
[12 empty] | Commercial | LED Display Lighting (Exterior) | N | Hospitals | Turnover | 3.7988 | 0.30084 | 12.6274 | 0 | 0 | 0 | Fail RIM | [11 empty] | Commercial | LED Parking Lighting | N | College and University | New | 8.0482 | 0.29874 | 26.9407 | 0 | 0 | 0 | Fail 2-year Threshold
[12 empty] | Commercial | LED Display Lighting (Exterior) | N | Institutional | Turnover | 3.7988 | 0.30084 | 12.6274 | 0 | 0 | 0 | Fail RIM | [11 empty] | Commercial | LED Parking Lighting | N | Grocery | New | 8.0482 | 0.29874 | 26.9407 | 0 | 0 | 0 | Fail 2-year Threshold
[12 empty] | Commercial | LED Display Lighting (Exterior) | N | Lodging/Hospitality | Turnover | 3.7988 | 0.30084 | 12.6274 | 0 | 0 | 0 | Fail RIM | [11 empty] | Commercial | LED Parking Lighting | N | Healthcare | New | 8.0482 | 0.29874 | 26.9407 | 0 | 0 | 0 | Fail 2-year Threshold
[12 empty] | Commercial | LED Display Lighting (Exterior) | N | Miscellaneous | Turnover | 3.7988 | 0.30084 | 12.6274 | 0 | 0 | 0 | Fail RIM | [11 empty] | Commercial | LED Parking Lighting | N | Hospitals | New | 8.0482 | 0.29874 | 26.9407 | 0 | 0 | 0 | Fail 2-year Threshold
[12 empty] | Commercial | LED Display Lighting (Exterior) | N | Offices | Turnover | 3.7988 | 0.30084 | 12.6274 | 0 | 0 | 0 | Fail RIM | [11 empty] | Commercial | LED Parking Lighting | N | Institutional | New | 8.0482 | 0.29874 | 26.9407 | 0 | 0 | 0 | Fail 2-year Threshold
[12 empty] | Commercial | LED Display Lighting (Exterior) | N | Restaurants | Turnover | 3.7988 | 0.30084 | 12.6274 | 0 | 0 | 0 | Fail RIM | [11 empty] | Commercial | LED Parking Lighting | N | Lodging/Hospitality | New | 8.0482 | 0.29874 | 26.9407 | 0 | 0 | 0 | Fail 2-year Threshold
[12 empty] | Commercial | LED Display Lighting (Exterior) | N | Retail | Turnover | 3.7988 | 0.30084 | 12.6274 | 0 | 0 | 0 | Fail RIM | [11 empty] | Commercial | LED Parking Lighting | N | Miscellaneous | New | 8.0482 | 0.29874 | 26.9407 | 0 | 0 | 0 | Fail 2-year Threshold
[12 empty] | Commercial | LED Display Lighting (Exterior) | N | Schools K-12 | Turnover | 3.7988 | 0.30084 | 12.6274 | 0 | 0 | 0 | Fail RIM | [11 empty] | Commercial | LED Parking Lighting | N | Offices | New | 8.0482 | 0.29874 | 26.9407 | 0 | 0 | 0 | Fail 2-year Threshold
[12 empty] | Commercial | LED Display Lighting (Exterior) | N | Warehouse | Turnover | 3.7988 | 0.30084 | 12.6274 | 0 | 0 | 0 | Fail RIM | [11 empty] | Commercial | LED Parking Lighting | N | Restaurants | New | 8.0482 | 0.29874 | 26.9407 | 0 | 0 | 0 | Fail 2-year Threshold
[12 empty] | Commercial | LED Display Lighting (Exterior) | N | Assembly | New | 3.7988 | 0.30084 | 12.6274 | 0 | 0 | 0 | Fail RIM | [11 empty] | Commercial | LED Parking Lighting | N | Retail | New | 8.0482 | 0.29874 | 26.9407 | 0 | 0 | 0 | Fail 2-year Threshold
[12 empty] | Commercial | LED Display Lighting (Exterior) | N | College and University | New | 3.7988 | 0.30084 | 12.6274 | 0 | 0 | 0 | Fail RIM | [11 empty] | Commercial | LED Parking Lighting | N | Schools K-12 | New | 8.0482 | 0.29874 | 26.9407 | 0 | 0 | 0 | Fail 2-year Threshold
[12 empty] | Commercial | LED Display Lighting (Exterior) | N | Grocery | New | 3.7988 | 0.30084 | 12.6274 | 0 | 0 | 0 | Fail RIM | [11 empty] | Commercial | LED Parking Lighting | N | Warehouse | New | 8.0482 | 0.29874 | 26.9407 | 0 | 0 | 0 | Fail 2-year Threshold
[12 empty] | Commercial | LED Display Lighting (Exterior) | N | Healthcare | New | 3.7988 | 0.30084 | 12.6274 | 0 | 0 | 0 | Fail RIM | [11 empty] | Commercial | LED Street Lights | N | Assembly | Turnover | 2.7358 | 0.29874 | 9.1578 | 0 | 0 | 0 | Fail 2-year Threshold
[12 empty] | Commercial | LED Display Lighting (Exterior) | N | Hospitals | New | 3.7988 | 0.30084 | 12.6274 | 0 | 0 | 0 | Fail RIM | [11 empty] | Commercial | LED Street Lights | N | College and University | Turnover | 2.7358 | 0.29874 | 9.1578 | 0 | 0 | 0 | Fail 2-year Threshold
[12 empty] | Commercial | LED Display Lighting (Exterior) | N | Institutional | New | 3.7988 | 0.30084 | 12.6274 | 0 | 0 | 0 | Fail RIM | [11 empty] | Commercial | LED Street Lights | N | Grocery | Turnover | 2.7358 | 0.29874 | 9.1578 | 0 | 0 | 0 | Fail 2-year Threshold
[12 empty] | Commercial | LED Display Lighting (Exterior) | N | Lodging/Hospitality | New | 3.7988 | 0.30084 | 12.6274 | 0 | 0 | 0 | Fail RIM | [11 empty] | Commercial | LED Street Lights | N | Healthcare | Turnover | 2.7358 | 0.29874 | 9.1578 | 0 | 0 | 0 | Fail 2-year Threshold
[12 empty] | Commercial | LED Display Lighting (Exterior) | N | Miscellaneous | New | 3.7988 | 0.30084 | 12.6274 | 0 | 0 | 0 | Fail RIM | [11 empty] | Commercial | LED Street Lights | N | Hospitals | Turnover | 2.7358 | 0.29874 | 9.1578 | 0 | 0 | 0 | Fail 2-year Threshold
[12 empty] | Commercial | LED Display Lighting (Exterior) | N | Offices | New | 3.7988 | 0.30084 | 12.6274 | 0 | 0 | 0 | Fail RIM | [11 empty] | Commercial | LED Street Lights | N | Institutional | Turnover | 2.7358 | 0.29874 | 9.1578 | 0 | 0 | 0 | Fail 2-year Threshold
[12 empty] | Commercial | LED Display Lighting (Exterior) | N | Restaurants | New | 3.7988 | 0.30084 | 12.6274 | 0 | 0 | 0 | Fail RIM | [11 empty] | Commercial | LED Street Lights | N | Lodging/Hospitality | Turnover | 2.7358 | 0.29874 | 9.1578 | 0 | 0 | 0 | Fail 2-year Threshold
[12 empty] | Commercial | LED Display Lighting (Exterior) | N | Retail | New | 3.7988 | 0.30084 | 12.6274 | 0 | 0 | 0 | Fail RIM | [11 empty] | Commercial | LED Street Lights | N | Miscellaneous | Turnover | 2.7358 | 0.29874 | 9.1578 | 0 | 0 | 0 | Fail 2-year Threshold
[12 empty] | Commercial | LED Display Lighting (Exterior) | N | Schools K-12 | New | 3.7988 | 0.30084 | 12.6274 | 0 | 0 | 0 | Fail RIM | [11 empty] | Commercial | LED Street Lights | N | Offices | Turnover | 2.7358 | 0.29874 | 9.1578 | 0 | 0 | 0 | Fail 2-year Threshold
[12 empty] | Commercial | LED Display Lighting (Exterior) | N | Warehouse | New | 3.7988 | 0.30084 | 12.6274 | 0 | 0 | 0 | Fail RIM | [11 empty] | Commercial | LED Street Lights | N | Restaurants | Turnover | 2.7358 | 0.29874 | 9.1578 | 0 | 0 | 0 | Fail 2-year Threshold
[12 empty] | Commercial | LED Exterior Lighting | N | Assembly | Turnover | 0.86373 | 0.30233 | 2.8569 | 0 | 0 | 0 | Fail RIM | [11 empty] | Commercial | LED Street Lights | N | Retail | Turnover | 2.7358 | 0.29874 | 9.1578 | 0 | 0 | 0 | Fail 2-year Threshold
[12 empty] | Commercial | LED Exterior Lighting | N | College and University | Turnover | 0.86373 | 0.30233 | 2.8569 | 0 | 0 | 0 | Fail RIM | [11 empty] | Commercial | LED Street Lights | N | Schools K-12 | Turnover | 2.7358 | 0.29874 | 9.1578 | 0 | 0 | 0 | Fail 2-year Threshold
[12 empty] | Commercial | LED Exterior Lighting | N | Grocery | Turnover | 0.86373 | 0.30233 | 2.8569 | 0 | 0 | 0 | Fail RIM | [11 empty] | Commercial | LED Street Lights | N | Warehouse | Turnover | 2.7358 | 0.29874 | 9.1578 | 0 | 0 | 0 | Fail 2-year Threshold
[12 empty] | Commercial | LED Exterior Lighting | N | Healthcare | Turnover | 0.86373 | 0.30233 | 2.8569 | 0 | 0 | 0 | Fail RIM | [11 empty] | Commercial | LED Street Lights | N | Assembly | New | 2.7358 | 0.29874 | 9.1578 | 0 | 0 | 0 | Fail 2-year Threshold
[12 empty] | Commercial | LED Exterior Lighting | N | Hospitals | Turnover | 0.86373 | 0.30233 | 2.8569 | 0 | 0 | 0 | Fail RIM | [11 empty] | Commercial | LED Street Lights | N | College and University | New | 2.7358 | 0.29874 | 9.1578 | 0 | 0 | 0 | Fail 2-year Threshold
[12 empty] | Commercial | LED Exterior Lighting | N | Institutional | Turnover | 0.86373 | 0.30233 | 2.8569 | 0 | 0 | 0 | Fail RIM | [11 empty] | Commercial | LED Street Lights | N | Grocery | New | 2.7358 | 0.29874 | 9.1578 | 0 | 0 | 0 | Fail 2-year Threshold
[12 empty] | Commercial | LED Exterior Lighting | N | Lodging/Hospitality | Turnover | 0.86373 | 0.30233 | 2.8569 | 0 | 0 | 0 | Fail RIM | [11 empty] | Commercial | LED Street Lights | N | Healthcare | New | 2.7358 | 0.29874 | 9.1578 | 0 | 0 | 0 | Fail 2-year Threshold
[12 empty] | Commercial | LED Exterior Lighting | N | Miscellaneous | Turnover | 0.86373 | 0.30233 | 2.8569 | 0 | 0 | 0 | Fail RIM | [11 empty] | Commercial | LED Street Lights | N | Hospitals | New | 2.7358 | 0.29874 | 9.1578 | 0 | 0 | 0 | Fail 2-year Threshold
[12 empty] | Commercial | LED Exterior Lighting | N | Offices | Turnover | 0.86373 | 0.30233 | 2.8569 | 0 | 0 | 0 | Fail RIM | [11 empty] | Commercial | LED Street Lights | N | Institutional | New | 2.7358 | 0.29874 | 9.1578 | 0 | 0 | 0 | Fail 2-year Threshold
[12 empty] | Commercial | LED Exterior Lighting | N | Restaurants | Turnover | 0.86373 | 0.30233 | 2.8569 | 0 | 0 | 0 | Fail RIM | [11 empty] | Commercial | LED Street Lights | N | Lodging/Hospitality | New | 2.7358 | 0.29874 | 9.1578 | 0 | 0 | 0 | Fail 2-year Threshold
[12 empty] | Commercial | LED Exterior Lighting | N | Retail | Turnover | 0.86373 | 0.30233 | 2.8569 | 0 | 0 | 0 | Fail RIM | [11 empty] | Commercial | LED Street Lights | N | Miscellaneous | New | 2.7358 | 0.29874 | 9.1578 | 0 | 0 | 0 | Fail 2-year Threshold
[12 empty] | Commercial | LED Exterior Lighting | N | Schools K-12 | Turnover | 0.86373 | 0.30233 | 2.8569 | 0 | 0 | 0 | Fail RIM | [11 empty] | Commercial | LED Street Lights | N | Offices | New | 2.7358 | 0.29874 | 9.1578 | 0 | 0 | 0 | Fail 2-year Threshold
[12 empty] | Commercial | LED Exterior Lighting | N | Warehouse | Turnover | 0.86373 | 0.30233 | 2.8569 | 0 | 0 | 0 | Fail RIM | [11 empty] | Commercial | LED Street Lights | N | Restaurants | New | 2.7358 | 0.29874 | 9.1578 | 0 | 0 | 0 | Fail 2-year Threshold
[12 empty] | Commercial | LED Exterior Lighting | N | Assembly | New | 0.86373 | 0.30233 | 2.8569 | 0 | 0 | 0 | Fail RIM | [11 empty] | Commercial | LED Street Lights | N | Retail | New | 2.7358 | 0.29874 | 9.1578 | 0 | 0 | 0 | Fail 2-year Threshold
[12 empty] | Commercial | LED Exterior Lighting | N | College and University | New | 0.86373 | 0.30233 | 2.8569 | 0 | 0 | 0 | Fail RIM | [11 empty] | Commercial | LED Street Lights | N | Schools K-12 | New | 2.7358 | 0.29874 | 9.1578 | 0 | 0 | 0 | Fail 2-year Threshold
[12 empty] | Commercial | LED Exterior Lighting | N | Grocery | New | 0.86373 | 0.30233 | 2.8569 | 0 | 0 | 0 | Fail RIM | [11 empty] | Commercial | LED Street Lights | N | Warehouse | New | 2.7358 | 0.29874 | 9.1578 | 0 | 0 | 0 | Fail 2-year Threshold
[12 empty] | Commercial | LED Exterior Lighting | N | Healthcare | New | 0.86373 | 0.30233 | 2.8569 | 0 | 0 | 0 | Fail RIM | [11 empty] | Commercial | LED Traffic and Crosswalk Lighting | N | Assembly | Turnover | 0.14671 | 0.3039 | 0.48277 | 0 | 0 | 0 | Fail TRC
[12 empty] | Commercial | LED Exterior Lighting | N | Hospitals | New | 0.86373 | 0.30233 | 2.8569 | 0 | 0 | 0 | Fail RIM | [11 empty] | Commercial | LED Traffic and Crosswalk Lighting | N | College and University | Turnover | 0.14671 | 0.3039 | 0.48277 | 0 | 0 | 0 | Fail TRC
[12 empty] | Commercial | LED Exterior Lighting | N | Institutional | New | 0.86373 | 0.30233 | 2.8569 | 0 | 0 | 0 | Fail RIM | [11 empty] | Commercial | LED Traffic and Crosswalk Lighting | N | Grocery | Turnover | 0.14671 | 0.3039 | 0.48277 | 0 | 0 | 0 | Fail TRC
[12 empty] | Commercial | LED Exterior Lighting | N | Lodging/Hospitality | New | 0.86373 | 0.30233 | 2.8569 | 0 | 0 | 0 | Fail RIM | [11 empty] | Commercial | LED Traffic and Crosswalk Lighting | N | Healthcare | Turnover | 0.14671 | 0.3039 | 0.48277 | 0 | 0 | 0 | Fail TRC
[12 empty] | Commercial | LED Exterior Lighting | N | Miscellaneous | New | 0.86373 | 0.30233 | 2.8569 | 0 | 0 | 0 | Fail RIM | [11 empty] | Commercial | LED Traffic and Crosswalk Lighting | N | Hospitals | Turnover | 0.14671 | 0.3039 | 0.48277 | 0 | 0 | 0 | Fail TRC
[12 empty] | Commercial | LED Exterior Lighting | N | Offices | New | 0.86373 | 0.30233 | 2.8569 | 0 | 0 | 0 | Fail RIM | [11 empty] | Commercial | LED Traffic and Crosswalk Lighting | N | Institutional | Turnover | 0.14671 | 0.3039 | 0.48277 | 0 | 0 | 0 | Fail TRC
[12 empty] | Commercial | LED Exterior Lighting | N | Restaurants | New | 0.86373 | 0.30233 | 2.8569 | 0 | 0 | 0 | Fail RIM | [11 empty] | Commercial | LED Traffic and Crosswalk Lighting | N | Lodging/Hospitality | Turnover | 0.14671 | 0.3039 | 0.48277 | 0 | 0 | 0 | Fail TRC
[12 empty] | Commercial | LED Exterior Lighting | N | Retail | New | 0.86373 | 0.30233 | 2.8569 | 0 | 0 | 0 | Fail RIM | [11 empty] | Commercial | LED Traffic and Crosswalk Lighting | N | Miscellaneous | Turnover | 0.14671 | 0.3039 | 0.48277 | 0 | 0 | 0 | Fail TRC
[12 empty] | Commercial | LED Exterior Lighting | N | Schools K-12 | New | 0.86373 | 0.30233 | 2.8569 | 0 | 0 | 0 | Fail RIM | [11 empty] | Commercial | LED Traffic and Crosswalk Lighting | N | Offices | Turnover | 0.14671 | 0.3039 | 0.48277 | 0 | 0 | 0 | Fail TRC
[12 empty] | Commercial | LED Exterior Lighting | N | Warehouse | New | 0.86373 | 0.30233 | 2.8569 | 0 | 0 | 0 | Fail RIM | [11 empty] | Commercial | LED Traffic and Crosswalk Lighting | N | Restaurants | Turnover | 0.14671 | 0.3039 | 0.48277 | 0 | 0 | 0 | Fail TRC
[12 empty] | Commercial | LED Parking Lighting | N | Assembly | Turnover | 8.0482 | 0.29874 | 26.9407 | 0 | 0 | 0 | Fail RIM | [11 empty] | Commercial | LED Traffic and Crosswalk Lighting | N | Retail | Turnover | 0.14671 | 0.3039 | 0.48277 | 0 | 0 | 0 | Fail TRC
[12 empty] | Commercial | LED Parking Lighting | N | College and University | Turnover | 8.0482 | 0.29874 | 26.9407 | 0 | 0 | 0 | Fail RIM | [11 empty] | Commercial | LED Traffic and Crosswalk Lighting | N | Schools K-12 | Turnover | 0.14671 | 0.3039 | 0.48277 | 0 | 0 | 0 | Fail TRC
[12 empty] | Commercial | LED Parking Lighting | N | Grocery | Turnover | 8.0482 | 0.29874 | 26.9407 | 0 | 0 | 0 | Fail RIM | [11 empty] | Commercial | LED Traffic and Crosswalk Lighting | N | Warehouse | Turnover | 0.14671 | 0.3039 | 0.48277 | 0 | 0 | 0 | Fail TRC
[12 empty] | Commercial | LED Parking Lighting | N | Healthcare | Turnover | 8.0482 | 0.29874 | 26.9407 | 0 | 0 | 0 | Fail RIM | [11 empty] | Commercial | LED Traffic and Crosswalk Lighting | N | Assembly | New | 0.14671 | 0.3039 | 0.48277 | 0 | 0 | 0 | Fail TRC
[12 empty] | Commercial | LED Parking Lighting | N | Hospitals | Turnover | 8.0482 | 0.29874 | 26.9407 | 0 | 0 | 0 | Fail RIM | [11 empty] | Commercial | LED Traffic and Crosswalk Lighting | N | College and University | New | 0.14671 | 0.3039 | 0.48277 | 0 | 0 | 0 | Fail TRC
[12 empty] | Commercial | LED Parking Lighting | N | Institutional | Turnover | 8.0482 | 0.29874 | 26.9407 | 0 | 0 | 0 | Fail RIM | [11 empty] | Commercial | LED Traffic and Crosswalk Lighting | N | Grocery | New | 0.14671 | 0.3039 | 0.48277 | 0 | 0 | 0 | Fail TRC
[12 empty] | Commercial | LED Parking Lighting | N | Lodging/Hospitality | Turnover | 8.0482 | 0.29874 | 26.9407 | 0 | 0 | 0 | Fail RIM | [11 empty] | Commercial | LED Traffic and Crosswalk Lighting | N | Healthcare | New | 0.14671 | 0.3039 | 0.48277 | 0 | 0 | 0 | Fail TRC
[12 empty] | Commercial | LED Parking Lighting | N | Miscellaneous | Turnover | 8.0482 | 0.29874 | 26.9407 | 0 | 0 | 0 | Fail RIM | [11 empty] | Commercial | LED Traffic and Crosswalk Lighting | N | Hospitals | New | 0.14671 | 0.3039 | 0.48277 | 0 | 0 | 0 | Fail TRC
[12 empty] | Commercial | LED Parking Lighting | N | Offices | Turnover | 8.0482 | 0.29874 | 26.9407 | 0 | 0 | 0 | Fail RIM | [11 empty] | Commercial | LED Traffic and Crosswalk Lighting | N | Institutional | New | 0.14671 | 0.3039 | 0.48277 | 0 | 0 | 0 | Fail TRC
[12 empty] | Commercial | LED Parking Lighting | N | Restaurants | Turnover | 8.0482 | 0.29874 | 26.9407 | 0 | 0 | 0 | Fail RIM | [11 empty] | Commercial | LED Traffic and Crosswalk Lighting | N | Lodging/Hospitality | New | 0.14671 | 0.3039 | 0.48277 | 0 | 0 | 0 | Fail TRC
[12 empty] | Commercial | LED Parking Lighting | N | Retail | Turnover | 8.0482 | 0.29874 | 26.9407 | 0 | 0 | 0 | Fail RIM | [11 empty] | Commercial | LED Traffic and Crosswalk Lighting | N | Miscellaneous | New | 0.14671 | 0.3039 | 0.48277 | 0 | 0 | 0 | Fail TRC
[12 empty] | Commercial | LED Parking Lighting | N | Schools K-12 | Turnover | 8.0482 | 0.29874 | 26.9407 | 0 | 0 | 0 | Fail RIM | [11 empty] | Commercial | LED Traffic and Crosswalk Lighting | N | Offices | New | 0.14671 | 0.3039 | 0.48277 | 0 | 0 | 0 | Fail TRC
[12 empty] | Commercial | LED Parking Lighting | N | Warehouse | Turnover | 8.0482 | 0.29874 | 26.9407 | 0 | 0 | 0 | Fail RIM | [11 empty] | Commercial | LED Traffic and Crosswalk Lighting | N | Restaurants | New | 0.14671 | 0.3039 | 0.48277 | 0 | 0 | 0 | Fail TRC
[12 empty] | Commercial | LED Parking Lighting | N | Assembly | New | 8.0482 | 0.29874 | 26.9407 | 0 | 0 | 0 | Fail RIM | [11 empty] | Commercial | LED Traffic and Crosswalk Lighting | N | Retail | New | 0.14671 | 0.3039 | 0.48277 | 0 | 0 | 0 | Fail TRC
[12 empty] | Commercial | LED Parking Lighting | N | College and University | New | 8.0482 | 0.29874 | 26.9407 | 0 | 0 | 0 | Fail RIM | [11 empty] | Commercial | LED Traffic and Crosswalk Lighting | N | Schools K-12 | New | 0.14671 | 0.3039 | 0.48277 | 0 | 0 | 0 | Fail TRC
[12 empty] | Commercial | LED Parking Lighting | N | Grocery | New | 8.0482 | 0.29874 | 26.9407 | 0 | 0 | 0 | Fail RIM | [11 empty] | Commercial | LED Traffic and Crosswalk Lighting | N | Warehouse | New | 0.14671 | 0.3039 | 0.48277 | 0 | 0 | 0 | Fail TRC
[12 empty] | Commercial | LED Parking Lighting | N | Healthcare | New | 8.0482 | 0.29874 | 26.9407 | 0 | 0 | 0 | Fail RIM | [11 empty] | Commercial | Geothermal Heat Pump | N | Assembly | Turnover | 0.029224 | 0.40538 | 0.072091 | 0 | 0 | 0 | Fail TRC
[12 empty] | Commercial | LED Parking Lighting | N | Hospitals | New | 8.0482 | 0.29874 | 26.9407 | 0 | 0 | 0 | Fail RIM | [11 empty] | Commercial | Geothermal Heat Pump | N | College and University | Turnover | 0.028338 | 0.359 | 0.078937 | 0 | 0 | 0 | Fail TRC
[12 empty] | Commercial | LED Parking Lighting | N | Institutional | New | 8.0482 | 0.29874 | 26.9407 | 0 | 0 | 0 | Fail RIM | [11 empty] | Commercial | Geothermal Heat Pump | N | Grocery | Turnover | 0.016331 | 0.40538 | 0.040285 | 0 | 0 | 0 | Fail TRC
[12 empty] | Commercial | LED Parking Lighting | N | Lodging/Hospitality | New | 8.0482 | 0.29874 | 26.9407 | 0 | 0 | 0 | Fail RIM | [11 empty] | Commercial | Geothermal Heat Pump | N | Healthcare | Turnover | 0.063494 | 0.40538 | 0.15663 | 0 | 0 | 0 | Fail TRC
[12 empty] | Commercial | LED Parking Lighting | N | Miscellaneous | New | 8.0482 | 0.29874 | 26.9407 | 0 | 0 | 0 | Fail RIM | [11 empty] | Commercial | Geothermal Heat Pump | N | Hospitals | Turnover | 0.05264 | 0.359 | 0.14663 | 0 | 0 | 0 | Fail TRC
[12 empty] | Commercial | LED Parking Lighting | N | Offices | New | 8.0482 | 0.29874 | 26.9407 | 0 | 0 | 0 | Fail RIM | [11 empty] | Commercial | Geothermal Heat Pump | N | Institutional | Turnover | 0.015839 | 0.40538 | 0.039072 | 0 | 0 | 0 | Fail TRC
[12 empty] | Commercial | LED Parking Lighting | N | Restaurants | New | 8.0482 | 0.29874 | 26.9407 | 0 | 0 | 0 | Fail RIM | [11 empty] | Commercial | Geothermal Heat Pump | N | Lodging/Hospitality | Turnover | 0.04818 | 0.40538 | 0.11885 | 0 | 0 | 0 | Fail TRC
[12 empty] | Commercial | LED Parking Lighting | N | Retail | New | 8.0482 | 0.29874 | 26.9407 | 0 | 0 | 0 | Fail RIM | [11 empty] | Commercial | Geothermal Heat Pump | N | Miscellaneous | Turnover | 0.016322 | 0.40538 | 0.040262 | 0 | 0 | 0 | Fail TRC
[12 empty] | Commercial | LED Parking Lighting | N | Schools K-12 | New | 8.0482 | 0.29874 | 26.9407 | 0 | 0 | 0 | Fail RIM | [11 empty] | Commercial | Geothermal Heat Pump | N | Offices | Turnover | 0.032805 | 0.40538 | 0.080923 | 0 | 0 | 0 | Fail TRC
[12 empty] | Commercial | LED Parking Lighting | N | Warehouse | New | 8.0482 | 0.29874 | 26.9407 | 0 | 0 | 0 | Fail RIM | [11 empty] | Commercial | Geothermal Heat Pump | N | Restaurants | Turnover | 0.047689 | 0.40538 | 0.11764 | 0 | 0 | 0 | Fail TRC
[12 empty] | Commercial | LED Street Lights | N | Assembly | Turnover | 2.7358 | 0.29874 | 9.1578 | 0 | 0 | 0 | Fail RIM | [11 empty] | Commercial | Geothermal Heat Pump | N | Retail | Turnover | 0.037284 | 0.40538 | 0.091973 | 0 | 0 | 0 | Fail TRC
[12 empty] | Commercial | LED Street Lights | N | College and University | Turnover | 2.7358 | 0.29874 | 9.1578 | 0 | 0 | 0 | Fail RIM | [11 empty] | Commercial | Geothermal Heat Pump | N | Schools K-12 | Turnover | 0.032429 | 0.40538 | 0.079997 | 0 | 0 | 0 | Fail TRC
[12 empty] | Commercial | LED Street Lights | N | Grocery | Turnover | 2.7358 | 0.29874 | 9.1578 | 0 | 0 | 0 | Fail RIM | [11 empty] | Commercial | Geothermal Heat Pump | N | Warehouse | Turnover | 0.0071376 | 0.40538 | 0.017607 | 0 | 0 | 0 | Fail TRC
[12 empty] | Commercial | LED Street Lights | N | Healthcare | Turnover | 2.7358 | 0.29874 | 9.1578 | 0 | 0 | 0 | Fail RIM | [11 empty] | Commercial | Geothermal Heat Pump | N | Assembly | New | 0.029224 | 0.40538 | 0.072091 | 0 | 0 | 0 | Fail TRC
[12 empty] | Commercial | LED Street Lights | N | Hospitals | Turnover | 2.7358 | 0.29874 | 9.1578 | 0 | 0 | 0 | Fail RIM | [11 empty] | Commercial | Geothermal Heat Pump | N | College and University | New | 0.028338 | 0.359 | 0.078937 | 0 | 0 | 0 | Fail TRC
[12 empty] | Commercial | LED Street Lights | N | Institutional | Turnover | 2.7358 | 0.29874 | 9.1578 | 0 | 0 | 0 | Fail RIM | [11 empty] | Commercial | Geothermal Heat Pump | N | Grocery | New | 0.016331 | 0.40538 | 0.040285 | 0 | 0 | 0 | Fail TRC
[12 empty] | Commercial | LED Street Lights | N | Lodging/Hospitality | Turnover | 2.7358 | 0.29874 | 9.1578 | 0 | 0 | 0 | Fail RIM | [11 empty] | Commercial | Geothermal Heat Pump | N | Healthcare | New | 0.063494 | 0.40538 | 0.15663 | 0 | 0 | 0 | Fail TRC
[12 empty] | Commercial | LED Street Lights | N | Miscellaneous | Turnover | 2.7358 | 0.29874 | 9.1578 | 0 | 0 | 0 | Fail RIM | [11 empty] | Commercial | Geothermal Heat Pump | N | Hospitals | New | 0.05264 | 0.359 | 0.14663 | 0 | 0 | 0 | Fail TRC
[12 empty] | Commercial | LED Street Lights | N | Offices | Turnover | 2.7358 | 0.29874 | 9.1578 | 0 | 0 | 0 | Fail RIM | [11 empty] | Commercial | Geothermal Heat Pump | N | Institutional | New | 0.015839 | 0.40538 | 0.039072 | 0 | 0 | 0 | Fail TRC
[12 empty] | Commercial | LED Street Lights | N | Restaurants | Turnover | 2.7358 | 0.29874 | 9.1578 | 0 | 0 | 0 | Fail RIM | [11 empty] | Commercial | Geothermal Heat Pump | N | Lodging/Hospitality | New | 0.04818 | 0.40538 | 0.11885 | 0 | 0 | 0 | Fail TRC
[12 empty] | Commercial | LED Street Lights | N | Retail | Turnover | 2.7358 | 0.29874 | 9.1578 | 0 | 0 | 0 | Fail RIM | [11 empty] | Commercial | Geothermal Heat Pump | N | Miscellaneous | New | 0.016322 | 0.40538 | 0.040262 | 0 | 0 | 0 | Fail TRC
[12 empty] | Commercial | LED Street Lights | N | Schools K-12 | Turnover | 2.7358 | 0.29874 | 9.1578 | 0 | 0 | 0 | Fail RIM | [11 empty] | Commercial | Geothermal Heat Pump | N | Offices | New | 0.032805 | 0.40538 | 0.080923 | 0 | 0 | 0 | Fail TRC
[12 empty] | Commercial | LED Street Lights | N | Warehouse | Turnover | 2.7358 | 0.29874 | 9.1578 | 0 | 0 | 0 | Fail RIM | [11 empty] | Commercial | Geothermal Heat Pump | N | Restaurants | New | 0.047689 | 0.40538 | 0.11764 | 0 | 0 | 0 | Fail TRC
[12 empty] | Commercial | LED Street Lights | N | Assembly | New | 2.7358 | 0.29874 | 9.1578 | 0 | 0 | 0 | Fail RIM | [11 empty] | Commercial | Geothermal Heat Pump | N | Retail | New | 0.037284 | 0.40538 | 0.091973 | 0 | 0 | 0 | Fail TRC
[12 empty] | Commercial | LED Street Lights | N | College and University | New | 2.7358 | 0.29874 | 9.1578 | 0 | 0 | 0 | Fail RIM | [11 empty] | Commercial | Geothermal Heat Pump | N | Schools K-12 | New | 0.032429 | 0.40538 | 0.079997 | 0 | 0 | 0 | Fail TRC
[12 empty] | Commercial | LED Street Lights | N | Grocery | New | 2.7358 | 0.29874 | 9.1578 | 0 | 0 | 0 | Fail RIM | [11 empty] | Commercial | Geothermal Heat Pump | N | Warehouse | New | 0.0071376 | 0.40538 | 0.017607 | 0 | 0 | 0 | Fail TRC
[12 empty] | Commercial | LED Street Lights | N | Healthcare | New | 2.7358 | 0.29874 | 9.1578 | 0 | 0 | 0 | Fail RIM | [11 empty] | Commercial | High Efficiency Chiller (Air Cooled, 50 tons) | Y | Assembly | Turnover | 0.97005 | 0.3684 | 2.6331 | 0 | 0 | 0 | Fail TRC
[12 empty] | Commercial | LED Street Lights | N | Hospitals | New | 2.7358 | 0.29874 | 9.1578 | 0 | 0 | 0 | Fail RIM | [11 empty] | Commercial | High Efficiency Chiller (Air Cooled, 50 tons) | Y | Grocery | Turnover | 0.53586 | 0.3684 | 1.4546 | 0 | 0 | 0 | Fail TRC
[12 empty] | Commercial | LED Street Lights | N | Institutional | New | 2.7358 | 0.29874 | 9.1578 | 0 | 0 | 0 | Fail RIM | [11 empty] | Commercial | High Efficiency Chiller (Air Cooled, 50 tons) | Y | Institutional | Turnover | 0.52399 | 0.3684 | 1.4223 | 0 | 0 | 0 | Fail TRC
[12 empty] | Commercial | LED Street Lights | N | Lodging/Hospitality | New | 2.7358 | 0.29874 | 9.1578 | 0 | 0 | 0 | Fail RIM | [11 empty] | Commercial | High Efficiency Chiller (Air Cooled, 50 tons) | Y | Miscellaneous | Turnover | 0.5418 | 0.3684 | 1.4707 | 0 | 0 | 0 | Fail TRC
[12 empty] | Commercial | LED Street Lights | N | Miscellaneous | New | 2.7358 | 0.29874 | 9.1578 | 0 | 0 | 0 | Fail RIM | [11 empty] | Commercial | High Efficiency Chiller (Air Cooled, 50 tons) | Y | Warehouse | Turnover | 0.23528 | 0.3684 | 0.63864 | 0 | 0 | 0 | Fail TRC
[12 empty] | Commercial | LED Street Lights | N | Offices | New | 2.7358 | 0.29874 | 9.1578 | 0 | 0 | 0 | Fail RIM | [11 empty] | Commercial | High Efficiency Chiller (Air Cooled, 50 tons) | Y | Assembly | New | 0.97005 | 0.3684 | 2.6331 | 0 | 0 | 0 | Fail TRC
[12 empty] | Commercial | LED Street Lights | N | Restaurants | New | 2.7358 | 0.29874 | 9.1578 | 0 | 0 | 0 | Fail RIM | [11 empty] | Commercial | High Efficiency Chiller (Air Cooled, 50 tons) | Y | Grocery | New | 0.53586 | 0.3684 | 1.4546 | 0 | 0 | 0 | Fail TRC
[12 empty] | Commercial | LED Street Lights | N | Retail | New | 2.7358 | 0.29874 | 9.1578 | 0 | 0 | 0 | Fail RIM | [11 empty] | Commercial | High Efficiency Chiller (Air Cooled, 50 tons) | Y | Institutional | New | 0.52399 | 0.3684 | 1.4223 | 0 | 0 | 0 | Fail TRC
[12 empty] | Commercial | LED Street Lights | N | Schools K-12 | New | 2.7358 | 0.29874 | 9.1578 | 0 | 0 | 0 | Fail RIM | [11 empty] | Commercial | High Efficiency Chiller (Air Cooled, 50 tons) | Y | Miscellaneous | New | 0.5418 | 0.3684 | 1.4707 | 0 | 0 | 0 | Fail TRC
[12 empty] | Commercial | LED Street Lights | N | Warehouse | New | 2.7358 | 0.29874 | 9.1578 | 0 | 0 | 0 | Fail RIM | [11 empty] | Commercial | High Efficiency Chiller (Air Cooled, 50 tons) | Y | Warehouse | New | 0.23528 | 0.3684 | 0.63864 | 0 | 0 | 0 | Fail TRC
[12 empty] | Commercial | LED Traffic and Crosswalk Lighting | N | Assembly | Turnover | 0.14671 | 0.3039 | 0.48277 | 0 | 0 | 0 | Fail RIM | [11 empty] | Commercial | High Efficiency Chiller (Water cooled-centrifugal, 200 tons) | Y | Assembly | Turnover | 0.90127 | 0.3859 | 2.3355 | 0 | 0 | 0 | Fail TRC
[12 empty] | Commercial | LED Traffic and Crosswalk Lighting | N | College and University | Turnover | 0.14671 | 0.3039 | 0.48277 | 0 | 0 | 0 | Fail RIM | [11 empty] | Commercial | High Efficiency Chiller (Water cooled-centrifugal, 200 tons) | Y | College and University | Turnover | 0.99988 | 0.3859 | 2.591 | 0 | 0 | 0 | Fail TRC
[12 empty] | Commercial | LED Traffic and Crosswalk Lighting | N | Grocery | Turnover | 0.14671 | 0.3039 | 0.48277 | 0 | 0 | 0 | Fail RIM | [11 empty] | Commercial | High Efficiency Chiller (Water cooled-centrifugal, 200 tons) | Y | Grocery | Turnover | 0.49787 | 0.3859 | 1.2902 | 0 | 0 | 0 | Fail TRC
[12 empty] | Commercial | LED Traffic and Crosswalk Lighting | N | Healthcare | Turnover | 0.14671 | 0.3039 | 0.48277 | 0 | 0 | 0 | Fail RIM | [11 empty] | Commercial | High Efficiency Chiller (Water cooled-centrifugal, 200 tons) | Y | Institutional | Turnover | 0.48684 | 0.3859 | 1.2616 | 0 | 0 | 0 | Fail TRC
[12 empty] | Commercial | LED Traffic and Crosswalk Lighting | N | Hospitals | Turnover | 0.14671 | 0.3039 | 0.48277 | 0 | 0 | 0 | Fail RIM | [11 empty] | Commercial | High Efficiency Chiller (Water cooled-centrifugal, 200 tons) | Y | Miscellaneous | Turnover | 0.50339 | 0.3859 | 1.3044 | 0 | 0 | 0 | Fail TRC
[12 empty] | Commercial | LED Traffic and Crosswalk Lighting | N | Institutional | Turnover | 0.14671 | 0.3039 | 0.48277 | 0 | 0 | 0 | Fail RIM | [11 empty] | Commercial | High Efficiency Chiller (Water cooled-centrifugal, 200 tons) | Y | Schools K-12 | Turnover | 0.99505 | 0.3859 | 2.5785 | 0 | 0 | 0 | Fail TRC
[12 empty] | Commercial | LED Traffic and Crosswalk Lighting | N | Lodging/Hospitality | Turnover | 0.14671 | 0.3039 | 0.48277 | 0 | 0 | 0 | Fail RIM | [11 empty] | Commercial | High Efficiency Chiller (Water cooled-centrifugal, 200 tons) | Y | Warehouse | Turnover | 0.21859 | 0.3859 | 0.56645 | 0 | 0 | 0 | Fail TRC
[12 empty] | Commercial | LED Traffic and Crosswalk Lighting | N | Miscellaneous | Turnover | 0.14671 | 0.3039 | 0.48277 | 0 | 0 | 0 | Fail RIM | [11 empty] | Commercial | High Efficiency Chiller (Water cooled-centrifugal, 200 tons) | Y | Assembly | New | 0.90127 | 0.3859 | 2.3355 | 0 | 0 | 0 | Fail TRC
[12 empty] | Commercial | LED Traffic and Crosswalk Lighting | N | Offices | Turnover | 0.14671 | 0.3039 | 0.48277 | 0 | 0 | 0 | Fail RIM | [11 empty] | Commercial | High Efficiency Chiller (Water cooled-centrifugal, 200 tons) | Y | College and University | New | 0.99988 | 0.3859 | 2.591 | 0 | 0 | 0 | Fail TRC
[12 empty] | Commercial | LED Traffic and Crosswalk Lighting | N | Restaurants | Turnover | 0.14671 | 0.3039 | 0.48277 | 0 | 0 | 0 | Fail RIM | [11 empty] | Commercial | High Efficiency Chiller (Water cooled-centrifugal, 200 tons) | Y | Grocery | New | 0.49787 | 0.3859 | 1.2902 | 0 | 0 | 0 | Fail TRC
[12 empty] | Commercial | LED Traffic and Crosswalk Lighting | N | Retail | Turnover | 0.14671 | 0.3039 | 0.48277 | 0 | 0 | 0 | Fail RIM | [11 empty] | Commercial | High Efficiency Chiller (Water cooled-centrifugal, 200 tons) | Y | Institutional | New | 0.48684 | 0.3859 | 1.2616 | 0 | 0 | 0 | Fail TRC
[12 empty] | Commercial | LED Traffic and Crosswalk Lighting | N | Schools K-12 | Turnover | 0.14671 | 0.3039 | 0.48277 | 0 | 0 | 0 | Fail RIM | [11 empty] | Commercial | High Efficiency Chiller (Water cooled-centrifugal, 200 tons) | Y | Miscellaneous | New | 0.50339 | 0.3859 | 1.3044 | 0 | 0 | 0 | Fail TRC
[12 empty] | Commercial | LED Traffic and Crosswalk Lighting | N | Warehouse | Turnover | 0.14671 | 0.3039 | 0.48277 | 0 | 0 | 0 | Fail RIM | [11 empty] | Commercial | High Efficiency Chiller (Water cooled-centrifugal, 200 tons) | Y | Schools K-12 | New | 0.99505 | 0.3859 | 2.5785 | 0 | 0 | 0 | Fail TRC
[12 empty] | Commercial | LED Traffic and Crosswalk Lighting | N | Assembly | New | 0.14671 | 0.3039 | 0.48277 | 0 | 0 | 0 | Fail RIM | [11 empty] | Commercial | High Efficiency Chiller (Water cooled-centrifugal, 200 tons) | Y | Warehouse | New | 0.21859 | 0.3859 | 0.56645 | 0 | 0 | 0 | Fail TRC
[12 empty] | Commercial | LED Traffic and Crosswalk Lighting | N | College and University | New | 0.14671 | 0.3039 | 0.48277 | 0 | 0 | 0 | Fail RIM | [11 empty] | Commercial | High Efficiency Chiller (Water cooled-positive displacement, 100 tons) | Y | Assembly | Turnover | 0.5243 | 0.3859 | 1.3586 | 0 | 0 | 0 | Fail TRC
[12 empty] | Commercial | LED Traffic and Crosswalk Lighting | N | Grocery | New | 0.14671 | 0.3039 | 0.48277 | 0 | 0 | 0 | Fail RIM | [11 empty] | Commercial | High Efficiency Chiller (Water cooled-positive displacement, 100 tons) | Y | College and University | Turnover | 0.58166 | 0.3859 | 1.5073 | 0 | 0 | 0 | Fail TRC
[12 empty] | Commercial | LED Traffic and Crosswalk Lighting | N | Healthcare | New | 0.14671 | 0.3039 | 0.48277 | 0 | 0 | 0 | Fail RIM | [11 empty] | Commercial | High Efficiency Chiller (Water cooled-positive displacement, 100 tons) | Y | Grocery | Turnover | 0.28963 | 0.3859 | 0.75052 | 0 | 0 | 0 | Fail TRC
[12 empty] | Commercial | LED Traffic and Crosswalk Lighting | N | Hospitals | New | 0.14671 | 0.3039 | 0.48277 | 0 | 0 | 0 | Fail RIM | [11 empty] | Commercial | High Efficiency Chiller (Water cooled-positive displacement, 100 tons) | Y | Institutional | Turnover | 0.28321 | 0.3859 | 0.73389 | 0 | 0 | 0 | Fail TRC
[12 empty] | Commercial | LED Traffic and Crosswalk Lighting | N | Institutional | New | 0.14671 | 0.3039 | 0.48277 | 0 | 0 | 0 | Fail RIM | [11 empty] | Commercial | High Efficiency Chiller (Water cooled-positive displacement, 100 tons) | Y | Lodging/Hospitality | Turnover | 0.86607 | 0.3859 | 2.2443 | 0 | 0 | 0 | Fail TRC
[12 empty] | Commercial | LED Traffic and Crosswalk Lighting | N | Lodging/Hospitality | New | 0.14671 | 0.3039 | 0.48277 | 0 | 0 | 0 | Fail RIM | [11 empty] | Commercial | High Efficiency Chiller (Water cooled-positive displacement, 100 tons) | Y | Miscellaneous | Turnover | 0.29284 | 0.3859 | 0.75884 | 0 | 0 | 0 | Fail TRC
[12 empty] | Commercial | LED Traffic and Crosswalk Lighting | N | Miscellaneous | New | 0.14671 | 0.3039 | 0.48277 | 0 | 0 | 0 | Fail RIM | [11 empty] | Commercial | High Efficiency Chiller (Water cooled-positive displacement, 100 tons) | Y | Offices | Turnover | 0.59009 | 0.3859 | 1.5291 | 0 | 0 | 0 | Fail TRC
[12 empty] | Commercial | LED Traffic and Crosswalk Lighting | N | Offices | New | 0.14671 | 0.3039 | 0.48277 | 0 | 0 | 0 | Fail RIM | [11 empty] | Commercial | High Efficiency Chiller (Water cooled-positive displacement, 100 tons) | Y | Restaurants | Turnover | 0.84963 | 0.3859 | 2.2017 | 0 | 0 | 0 | Fail TRC
[12 empty] | Commercial | LED Traffic and Crosswalk Lighting | N | Restaurants | New | 0.14671 | 0.3039 | 0.48277 | 0 | 0 | 0 | Fail RIM | [11 empty] | Commercial | High Efficiency Chiller (Water cooled-positive displacement, 100 tons) | Y | Retail | Turnover | 0.6659 | 0.3859 | 1.7256 | 0 | 0 | 0 | Fail TRC
[12 empty] | Commercial | LED Traffic and Crosswalk Lighting | N | Retail | New | 0.14671 | 0.3039 | 0.48277 | 0 | 0 | 0 | Fail RIM | [11 empty] | Commercial | High Efficiency Chiller (Water cooled-positive displacement, 100 tons) | Y | Schools K-12 | Turnover | 0.57885 | 0.3859 | 1.5 | 0 | 0 | 0 | Fail TRC
[12 empty] | Commercial | LED Traffic and Crosswalk Lighting | N | Schools K-12 | New | 0.14671 | 0.3039 | 0.48277 | 0 | 0 | 0 | Fail RIM | [11 empty] | Commercial | High Efficiency Chiller (Water cooled-positive displacement, 100 tons) | Y | Warehouse | Turnover | 0.12716 | 0.3859 | 0.32952 | 0 | 0 | 0 | Fail TRC
[12 empty] | Commercial | LED Traffic and Crosswalk Lighting | N | Warehouse | New | 0.14671 | 0.3039 | 0.48277 | 0 | 0 | 0 | Fail RIM | [11 empty] | Commercial | High Efficiency Chiller (Water cooled-positive displacement, 100 tons) | Y | Assembly | New | 0.5243 | 0.3859 | 1.3586 | 0 | 0 | 0 | Fail TRC
[12 empty] | Commercial | Geothermal Heat Pump | N | Assembly | Turnover | 0.029224 | 0.40538 | 0.072091 | 0 | 0 | 0 | Fail RIM | [11 empty] | Commercial | High Efficiency Chiller (Water cooled-positive displacement, 100 tons) | Y | College and University | New | 0.58166 | 0.3859 | 1.5073 | 0 | 0 | 0 | Fail TRC
[12 empty] | Commercial | Geothermal Heat Pump | N | College and University | Turnover | 0.028338 | 0.359 | 0.078937 | 0 | 0 | 0 | Fail RIM | [11 empty] | Commercial | High Efficiency Chiller (Water cooled-positive displacement, 100 tons) | Y | Grocery | New | 0.28963 | 0.3859 | 0.75052 | 0 | 0 | 0 | Fail TRC
[12 empty] | Commercial | Geothermal Heat Pump | N | Grocery | Turnover | 0.016331 | 0.40538 | 0.040285 | 0 | 0 | 0 | Fail RIM | [11 empty] | Commercial | High Efficiency Chiller (Water cooled-positive displacement, 100 tons) | Y | Institutional | New | 0.28321 | 0.3859 | 0.73389 | 0 | 0 | 0 | Fail TRC
[12 empty] | Commercial | Geothermal Heat Pump | N | Healthcare | Turnover | 0.063494 | 0.40538 | 0.15663 | 0 | 0 | 0 | Fail RIM | [11 empty] | Commercial | High Efficiency Chiller (Water cooled-positive displacement, 100 tons) | Y | Lodging/Hospitality | New | 0.86607 | 0.3859 | 2.2443 | 0 | 0 | 0 | Fail TRC
[12 empty] | Commercial | Geothermal Heat Pump | N | Hospitals | Turnover | 0.05264 | 0.359 | 0.14663 | 0 | 0 | 0 | Fail RIM | [11 empty] | Commercial | High Efficiency Chiller (Water cooled-positive displacement, 100 tons) | Y | Miscellaneous | New | 0.29284 | 0.3859 | 0.75884 | 0 | 0 | 0 | Fail TRC
[12 empty] | Commercial | Geothermal Heat Pump | N | Institutional | Turnover | 0.015839 | 0.40538 | 0.039072 | 0 | 0 | 0 | Fail RIM | [11 empty] | Commercial | High Efficiency Chiller (Water cooled-positive displacement, 100 tons) | Y | Offices | New | 0.59009 | 0.3859 | 1.5291 | 0 | 0 | 0 | Fail TRC
[12 empty] | Commercial | Geothermal Heat Pump | N | Lodging/Hospitality | Turnover | 0.04818 | 0.40538 | 0.11885 | 0 | 0 | 0 | Fail RIM | [11 empty] | Commercial | High Efficiency Chiller (Water cooled-positive displacement, 100 tons) | Y | Restaurants | New | 0.84963 | 0.3859 | 2.2017 | 0 | 0 | 0 | Fail TRC
[12 empty] | Commercial | Geothermal Heat Pump | N | Miscellaneous | Turnover | 0.016322 | 0.40538 | 0.040262 | 0 | 0 | 0 | Fail RIM | [11 empty] | Commercial | High Efficiency Chiller (Water cooled-positive displacement, 100 tons) | Y | Retail | New | 0.6659 | 0.3859 | 1.7256 | 0 | 0 | 0 | Fail TRC
[12 empty] | Commercial | Geothermal Heat Pump | N | Offices | Turnover | 0.032805 | 0.40538 | 0.080923 | 0 | 0 | 0 | Fail RIM | [11 empty] | Commercial | High Efficiency Chiller (Water cooled-positive displacement, 100 tons) | Y | Schools K-12 | New | 0.57885 | 0.3859 | 1.5 | 0 | 0 | 0 | Fail TRC
[12 empty] | Commercial | Geothermal Heat Pump | N | Restaurants | Turnover | 0.047689 | 0.40538 | 0.11764 | 0 | 0 | 0 | Fail RIM | [11 empty] | Commercial | High Efficiency Chiller (Water cooled-positive displacement, 100 tons) | Y | Warehouse | New | 0.12716 | 0.3859 | 0.32952 | 0 | 0 | 0 | Fail TRC
[12 empty] | Commercial | Geothermal Heat Pump | N | Retail | Turnover | 0.037284 | 0.40538 | 0.091973 | 0 | 0 | 0 | Fail RIM | [11 empty] | Commercial | High Efficiency Data Center Cooling | N | Assembly | Turnover | 0.30445 | 0.36309 | 0.83848 | 0 | 0 | 0 | Fail TRC
[12 empty] | Commercial | Geothermal Heat Pump | N | Schools K-12 | Turnover | 0.032429 | 0.40538 | 0.079997 | 0 | 0 | 0 | Fail RIM | [11 empty] | Commercial | High Efficiency Data Center Cooling | N | College and University | Turnover | 0.30445 | 0.36309 | 0.83848 | 0 | 0 | 0 | Fail TRC
[12 empty] | Commercial | Geothermal Heat Pump | N | Warehouse | Turnover | 0.0071376 | 0.40538 | 0.017607 | 0 | 0 | 0 | Fail RIM | [11 empty] | Commercial | High Efficiency Data Center Cooling | N | Grocery | Turnover | 0.30445 | 0.36309 | 0.83848 | 0 | 0 | 0 | Fail TRC
[12 empty] | Commercial | Geothermal Heat Pump | N | Assembly | New | 0.029224 | 0.40538 | 0.072091 | 0 | 0 | 0 | Fail RIM | [11 empty] | Commercial | High Efficiency Data Center Cooling | N | Healthcare | Turnover | 0.30445 | 0.36309 | 0.83848 | 0 | 0 | 0 | Fail TRC
[12 empty] | Commercial | Geothermal Heat Pump | N | College and University | New | 0.028338 | 0.359 | 0.078937 | 0 | 0 | 0 | Fail RIM | [11 empty] | Commercial | High Efficiency Data Center Cooling | N | Hospitals | Turnover | 0.30445 | 0.36309 | 0.83848 | 0 | 0 | 0 | Fail TRC
[12 empty] | Commercial | Geothermal Heat Pump | N | Grocery | New | 0.016331 | 0.40538 | 0.040285 | 0 | 0 | 0 | Fail RIM | [11 empty] | Commercial | High Efficiency Data Center Cooling | N | Institutional | Turnover | 0.30445 | 0.36309 | 0.83848 | 0 | 0 | 0 | Fail TRC
[12 empty] | Commercial | Geothermal Heat Pump | N | Healthcare | New | 0.063494 | 0.40538 | 0.15663 | 0 | 0 | 0 | Fail RIM | [11 empty] | Commercial | High Efficiency Data Center Cooling | N | Lodging/Hospitality | Turnover | 0.30445 | 0.36309 | 0.83848 | 0 | 0 | 0 | Fail TRC
[12 empty] | Commercial | Geothermal Heat Pump | N | Hospitals | New | 0.05264 | 0.359 | 0.14663 | 0 | 0 | 0 | Fail RIM | [11 empty] | Commercial | High Efficiency Data Center Cooling | N | Miscellaneous | Turnover | 0.30445 | 0.36309 | 0.83848 | 0 | 0 | 0 | Fail TRC
[12 empty] | Commercial | Geothermal Heat Pump | N | Institutional | New | 0.015839 | 0.40538 | 0.039072 | 0 | 0 | 0 | Fail RIM | [11 empty] | Commercial | High Efficiency Data Center Cooling | N | Offices | Turnover | 0.30445 | 0.36309 | 0.83848 | 0 | 0 | 0 | Fail TRC
[12 empty] | Commercial | Geothermal Heat Pump | N | Lodging/Hospitality | New | 0.04818 | 0.40538 | 0.11885 | 0 | 0 | 0 | Fail RIM | [11 empty] | Commercial | High Efficiency Data Center Cooling | N | Restaurants | Turnover | 0.30445 | 0.36309 | 0.83848 | 0 | 0 | 0 | Fail TRC
[12 empty] | Commercial | Geothermal Heat Pump | N | Miscellaneous | New | 0.016322 | 0.40538 | 0.040262 | 0 | 0 | 0 | Fail RIM | [11 empty] | Commercial | High Efficiency Data Center Cooling | N | Retail | Turnover | 0.30445 | 0.36309 | 0.83848 | 0 | 0 | 0 | Fail TRC
[12 empty] | Commercial | Geothermal Heat Pump | N | Offices | New | 0.032805 | 0.40538 | 0.080923 | 0 | 0 | 0 | Fail RIM | [11 empty] | Commercial | High Efficiency Data Center Cooling | N | Schools K-12 | Turnover | 0.30445 | 0.36309 | 0.83848 | 0 | 0 | 0 | Fail TRC
[12 empty] | Commercial | Geothermal Heat Pump | N | Restaurants | New | 0.047689 | 0.40538 | 0.11764 | 0 | 0 | 0 | Fail RIM | [11 empty] | Commercial | High Efficiency Data Center Cooling | N | Warehouse | Turnover | 0.30445 | 0.36309 | 0.83848 | 0 | 0 | 0 | Fail TRC
[12 empty] | Commercial | Geothermal Heat Pump | N | Retail | New | 0.037284 | 0.40538 | 0.091973 | 0 | 0 | 0 | Fail RIM | [11 empty] | Commercial | High Efficiency Data Center Cooling | N | Assembly | New | 0.30445 | 0.36309 | 0.83848 | 0 | 0 | 0 | Fail TRC
[12 empty] | Commercial | Geothermal Heat Pump | N | Schools K-12 | New | 0.032429 | 0.40538 | 0.079997 | 0 | 0 | 0 | Fail RIM | [11 empty] | Commercial | High Efficiency Data Center Cooling | N | College and University | New | 0.30445 | 0.36309 | 0.83848 | 0 | 0 | 0 | Fail TRC
[12 empty] | Commercial | Geothermal Heat Pump | N | Warehouse | New | 0.0071376 | 0.40538 | 0.017607 | 0 | 0 | 0 | Fail RIM | [11 empty] | Commercial | High Efficiency Data Center Cooling | N | Grocery | New | 0.30445 | 0.36309 | 0.83848 | 0 | 0 | 0 | Fail TRC
[12 empty] | Commercial | High Efficiency Chiller (Air Cooled, 50 tons) | Y | Assembly | Turnover | 0.97005 | 0.3684 | 2.6331 | 0 | 0 | 0 | Fail RIM | [11 empty] | Commercial | High Efficiency Data Center Cooling | N | Healthcare | New | 0.30445 | 0.36309 | 0.83848 | 0 | 0 | 0 | Fail TRC
[12 empty] | Commercial | High Efficiency Chiller (Air Cooled, 50 tons) | Y | College and University | Turnover | 1.0762 | 0.3684 | 2.9212 | 0 | 0 | 0 | Fail RIM | [11 empty] | Commercial | High Efficiency Data Center Cooling | N | Hospitals | New | 0.30445 | 0.36309 | 0.83848 | 0 | 0 | 0 | Fail TRC
[12 empty] | Commercial | High Efficiency Chiller (Air Cooled, 50 tons) | Y | Grocery | Turnover | 0.53586 | 0.3684 | 1.4546 | 0 | 0 | 0 | Fail RIM | [11 empty] | Commercial | High Efficiency Data Center Cooling | N | Institutional | New | 0.30445 | 0.36309 | 0.83848 | 0 | 0 | 0 | Fail TRC
[12 empty] | Commercial | High Efficiency Chiller (Air Cooled, 50 tons) | Y | Healthcare | Turnover | 2.1108 | 0.3684 | 5.7297 | 0 | 0 | 0 | Fail RIM | [11 empty] | Commercial | High Efficiency Data Center Cooling | N | Lodging/Hospitality | New | 0.30445 | 0.36309 | 0.83848 | 0 | 0 | 0 | Fail TRC
[12 empty] | Commercial | High Efficiency Chiller (Air Cooled, 50 tons) | Y | Hospitals | Turnover | 1.9995 | 0.3684 | 5.4275 | 0 | 0 | 0 | Fail RIM | [11 empty] | Commercial | High Efficiency Data Center Cooling | N | Miscellaneous | New | 0.30445 | 0.36309 | 0.83848 | 0 | 0 | 0 | Fail TRC
[12 empty] | Commercial | High Efficiency Chiller (Air Cooled, 50 tons) | Y | Institutional | Turnover | 0.52399 | 0.3684 | 1.4223 | 0 | 0 | 0 | Fail RIM | [11 empty] | Commercial | High Efficiency Data Center Cooling | N | Offices | New | 0.30445 | 0.36309 | 0.83848 | 0 | 0 | 0 | Fail TRC
[12 empty] | Commercial | High Efficiency Chiller (Air Cooled, 50 tons) | Y | Lodging/Hospitality | Turnover | 1.6024 | 0.3684 | 4.3496 | 0 | 0 | 0 | Fail RIM | [11 empty] | Commercial | High Efficiency Data Center Cooling | N | Restaurants | New | 0.30445 | 0.36309 | 0.83848 | 0 | 0 | 0 | Fail TRC
[12 empty] | Commercial | High Efficiency Chiller (Air Cooled, 50 tons) | Y | Miscellaneous | Turnover | 0.5418 | 0.3684 | 1.4707 | 0 | 0 | 0 | Fail RIM | [11 empty] | Commercial | High Efficiency Data Center Cooling | N | Retail | New | 0.30445 | 0.36309 | 0.83848 | 0 | 0 | 0 | Fail TRC
[12 empty] | Commercial | High Efficiency Chiller (Air Cooled, 50 tons) | Y | Offices | Turnover | 1.0918 | 0.3684 | 2.9635 | 0 | 0 | 0 | Fail RIM | [11 empty] | Commercial | High Efficiency Data Center Cooling | N | Schools K-12 | New | 0.30445 | 0.36309 | 0.83848 | 0 | 0 | 0 | Fail TRC
[12 empty] | Commercial | High Efficiency Chiller (Air Cooled, 50 tons) | Y | Restaurants | Turnover | 1.572 | 0.3684 | 4.267 | 0 | 0 | 0 | Fail RIM | [11 empty] | Commercial | High Efficiency Data Center Cooling | N | Warehouse | New | 0.30445 | 0.36309 | 0.83848 | 0 | 0 | 0 | Fail TRC
[12 empty] | Commercial | High Efficiency Chiller (Air Cooled, 50 tons) | Y | Retail | Turnover | 1.232 | 0.3684 | 3.3443 | 0 | 0 | 0 | Fail RIM | [11 empty] | Commercial | High Efficiency DX 135k- less than 240k BTU | Y | Assembly | Turnover | 0.26357 | 0.39311 | 0.67047 | 0 | 0 | 0 | Fail TRC
[12 empty] | Commercial | High Efficiency Chiller (Air Cooled, 50 tons) | Y | Schools K-12 | Turnover | 1.071 | 0.3684 | 2.9071 | 0 | 0 | 0 | Fail RIM | [11 empty] | Commercial | High Efficiency DX 135k- less than 240k BTU | Y | College and University | Turnover | 0.2924 | 0.39311 | 0.74383 | 0 | 0 | 0 | Fail TRC
[12 empty] | Commercial | High Efficiency Chiller (Air Cooled, 50 tons) | Y | Warehouse | Turnover | 0.23528 | 0.3684 | 0.63864 | 0 | 0 | 0 | Fail RIM | [11 empty] | Commercial | High Efficiency DX 135k- less than 240k BTU | Y | Grocery | Turnover | 0.1456 | 0.39311 | 0.37038 | 0 | 0 | 0 | Fail TRC
[12 empty] | Commercial | High Efficiency Chiller (Air Cooled, 50 tons) | Y | Assembly | New | 0.97005 | 0.3684 | 2.6331 | 0 | 0 | 0 | Fail RIM | [11 empty] | Commercial | High Efficiency DX 135k- less than 240k BTU | Y | Healthcare | Turnover | 0.57351 | 0.39311 | 1.4589 | 0 | 0 | 0 | Fail TRC
[12 empty] | Commercial | High Efficiency Chiller (Air Cooled, 50 tons) | Y | College and University | New | 1.0762 | 0.3684 | 2.9212 | 0 | 0 | 0 | Fail RIM | [11 empty] | Commercial | High Efficiency DX 135k- less than 240k BTU | Y | Hospitals | Turnover | 0.54326 | 0.39311 | 1.382 | 0 | 0 | 0 | Fail TRC
[12 empty] | Commercial | High Efficiency Chiller (Air Cooled, 50 tons) | Y | Grocery | New | 0.53586 | 0.3684 | 1.4546 | 0 | 0 | 0 | Fail RIM | [11 empty] | Commercial | High Efficiency DX 135k- less than 240k BTU | Y | Institutional | Turnover | 0.14237 | 0.39311 | 0.36217 | 0 | 0 | 0 | Fail TRC
[12 empty] | Commercial | High Efficiency Chiller (Air Cooled, 50 tons) | Y | Healthcare | New | 2.1108 | 0.3684 | 5.7297 | 0 | 0 | 0 | Fail RIM | [11 empty] | Commercial | High Efficiency DX 135k- less than 240k BTU | Y | Lodging/Hospitality | Turnover | 0.43538 | 0.39311 | 1.1075 | 0 | 0 | 0 | Fail TRC
[12 empty] | Commercial | High Efficiency Chiller (Air Cooled, 50 tons) | Y | Hospitals | New | 1.9995 | 0.3684 | 5.4275 | 0 | 0 | 0 | Fail RIM | [11 empty] | Commercial | High Efficiency DX 135k- less than 240k BTU | Y | Miscellaneous | Turnover | 0.14721 | 0.39311 | 0.37448 | 0 | 0 | 0 | Fail TRC
[12 empty] | Commercial | High Efficiency Chiller (Air Cooled, 50 tons) | Y | Institutional | New | 0.52399 | 0.3684 | 1.4223 | 0 | 0 | 0 | Fail RIM | [11 empty] | Commercial | High Efficiency DX 135k- less than 240k BTU | Y | Offices | Turnover | 0.29664 | 0.39311 | 0.7546 | 0 | 0 | 0 | Fail TRC
[12 empty] | Commercial | High Efficiency Chiller (Air Cooled, 50 tons) | Y | Lodging/Hospitality | New | 1.6024 | 0.3684 | 4.3496 | 0 | 0 | 0 | Fail RIM | [11 empty] | Commercial | High Efficiency DX 135k- less than 240k BTU | Y | Restaurants | Turnover | 0.42711 | 0.39311 | 1.0865 | 0 | 0 | 0 | Fail TRC
[12 empty] | Commercial | High Efficiency Chiller (Air Cooled, 50 tons) | Y | Miscellaneous | New | 0.5418 | 0.3684 | 1.4707 | 0 | 0 | 0 | Fail RIM | [11 empty] | Commercial | High Efficiency DX 135k- less than 240k BTU | Y | Retail | Turnover | 0.33475 | 0.39311 | 0.85156 | 0 | 0 | 0 | Fail TRC
[12 empty] | Commercial | High Efficiency Chiller (Air Cooled, 50 tons) | Y | Offices | New | 1.0918 | 0.3684 | 2.9635 | 0 | 0 | 0 | Fail RIM | [11 empty] | Commercial | High Efficiency DX 135k- less than 240k BTU | Y | Schools K-12 | Turnover | 0.29099 | 0.39311 | 0.74024 | 0 | 0 | 0 | Fail TRC
[12 empty] | Commercial | High Efficiency Chiller (Air Cooled, 50 tons) | Y | Restaurants | New | 1.572 | 0.3684 | 4.267 | 0 | 0 | 0 | Fail RIM | [11 empty] | Commercial | High Efficiency DX 135k- less than 240k BTU | Y | Warehouse | Turnover | 0.063925 | 0.39311 | 0.16262 | 0 | 0 | 0 | Fail TRC
[12 empty] | Commercial | High Efficiency Chiller (Air Cooled, 50 tons) | Y | Retail | New | 1.232 | 0.3684 | 3.3443 | 0 | 0 | 0 | Fail RIM | [11 empty] | Commercial | High Efficiency DX 135k- less than 240k BTU | Y | Assembly | New | 0.26357 | 0.39311 | 0.67047 | 0 | 0 | 0 | Fail TRC
[12 empty] | Commercial | High Efficiency Chiller (Air Cooled, 50 tons) | Y | Schools K-12 | New | 1.071 | 0.3684 | 2.9071 | 0 | 0 | 0 | Fail RIM | [11 empty] | Commercial | High Efficiency DX 135k- less than 240k BTU | Y | College and University | New | 0.2924 | 0.39311 | 0.74383 | 0 | 0 | 0 | Fail TRC
[12 empty] | Commercial | High Efficiency Chiller (Air Cooled, 50 tons) | Y | Warehouse | New | 0.23528 | 0.3684 | 0.63864 | 0 | 0 | 0 | Fail RIM | [11 empty] | Commercial | High Efficiency DX 135k- less than 240k BTU | Y | Grocery | New | 0.1456 | 0.39311 | 0.37038 | 0 | 0 | 0 | Fail TRC
[12 empty] | Commercial | High Efficiency Chiller (Water cooled-centrifugal, 200 tons) | Y | Assembly | Turnover | 0.90127 | 0.3859 | 2.3355 | 0 | 0 | 0 | Fail RIM | [11 empty] | Commercial | High Efficiency DX 135k- less than 240k BTU | Y | Healthcare | New | 0.57351 | 0.39311 | 1.4589 | 0 | 0 | 0 | Fail TRC
[12 empty] | Commercial | High Efficiency Chiller (Water cooled-centrifugal, 200 tons) | Y | College and University | Turnover | 0.99988 | 0.3859 | 2.591 | 0 | 0 | 0 | Fail RIM | [11 empty] | Commercial | High Efficiency DX 135k- less than 240k BTU | Y | Hospitals | New | 0.54326 | 0.39311 | 1.382 | 0 | 0 | 0 | Fail TRC
[12 empty] | Commercial | High Efficiency Chiller (Water cooled-centrifugal, 200 tons) | Y | Grocery | Turnover | 0.49787 | 0.3859 | 1.2902 | 0 | 0 | 0 | Fail RIM | [11 empty] | Commercial | High Efficiency DX 135k- less than 240k BTU | Y | Institutional | New | 0.14237 | 0.39311 | 0.36217 | 0 | 0 | 0 | Fail TRC
[12 empty] | Commercial | High Efficiency Chiller (Water cooled-centrifugal, 200 tons) | Y | Healthcare | Turnover | 1.9611 | 0.3859 | 5.082 | 0 | 0 | 0 | Fail RIM | [11 empty] | Commercial | High Efficiency DX 135k- less than 240k BTU | Y | Lodging/Hospitality | New | 0.43538 | 0.39311 | 1.1075 | 0 | 0 | 0 | Fail TRC
[12 empty] | Commercial | High Efficiency Chiller (Water cooled-centrifugal, 200 tons) | Y | Hospitals | Turnover | 1.8577 | 0.3859 | 4.8139 | 0 | 0 | 0 | Fail RIM | [11 empty] | Commercial | High Efficiency DX 135k- less than 240k BTU | Y | Miscellaneous | New | 0.14721 | 0.39311 | 0.37448 | 0 | 0 | 0 | Fail TRC
[12 empty] | Commercial | High Efficiency Chiller (Water cooled-centrifugal, 200 tons) | Y | Institutional | Turnover | 0.48684 | 0.3859 | 1.2616 | 0 | 0 | 0 | Fail RIM | [11 empty] | Commercial | High Efficiency DX 135k- less than 240k BTU | Y | Offices | New | 0.29664 | 0.39311 | 0.7546 | 0 | 0 | 0 | Fail TRC
[12 empty] | Commercial | High Efficiency Chiller (Water cooled-centrifugal, 200 tons) | Y | Lodging/Hospitality | Turnover | 1.4888 | 0.3859 | 3.8579 | 0 | 0 | 0 | Fail RIM | [11 empty] | Commercial | High Efficiency DX 135k- less than 240k BTU | Y | Restaurants | New | 0.42711 | 0.39311 | 1.0865 | 0 | 0 | 0 | Fail TRC
[12 empty] | Commercial | High Efficiency Chiller (Water cooled-centrifugal, 200 tons) | Y | Miscellaneous | Turnover | 0.50339 | 0.3859 | 1.3044 | 0 | 0 | 0 | Fail RIM | [11 empty] | Commercial | High Efficiency DX 135k- less than 240k BTU | Y | Retail | New | 0.33475 | 0.39311 | 0.85156 | 0 | 0 | 0 | Fail TRC
[12 empty] | Commercial | High Efficiency Chiller (Water cooled-centrifugal, 200 tons) | Y | Offices | Turnover | 1.0144 | 0.3859 | 2.6285 | 0 | 0 | 0 | Fail RIM | [11 empty] | Commercial | High Efficiency DX 135k- less than 240k BTU | Y | Schools K-12 | New | 0.29099 | 0.39311 | 0.74024 | 0 | 0 | 0 | Fail TRC
[12 empty] | Commercial | High Efficiency Chiller (Water cooled-centrifugal, 200 tons) | Y | Restaurants | Turnover | 1.4605 | 0.3859 | 3.7847 | 0 | 0 | 0 | Fail RIM | [11 empty] | Commercial | High Efficiency DX 135k- less than 240k BTU | Y | Warehouse | New | 0.063925 | 0.39311 | 0.16262 | 0 | 0 | 0 | Fail TRC
[12 empty] | Commercial | High Efficiency Chiller (Water cooled-centrifugal, 200 tons) | Y | Retail | Turnover | 1.1447 | 0.3859 | 2.9663 | 0 | 0 | 0 | Fail RIM | [11 empty] | Commercial | High Efficiency PTAC | Y | Assembly | Turnover | 2.9973 | 0.40283 | 7.4406 | 0 | 0 | 0 | Fail 2-year Threshold
[12 empty] | Commercial | High Efficiency Chiller (Water cooled-centrifugal, 200 tons) | Y | Schools K-12 | Turnover | 0.99505 | 0.3859 | 2.5785 | 0 | 0 | 0 | Fail RIM | [11 empty] | Commercial | High Efficiency PTAC | Y | College and University | Turnover | 3.0483 | 0.37315 | 8.1691 | 0 | 0 | 0 | Fail 2-year Threshold
[12 empty] | Commercial | High Efficiency Chiller (Water cooled-centrifugal, 200 tons) | Y | Warehouse | Turnover | 0.21859 | 0.3859 | 0.56645 | 0 | 0 | 0 | Fail RIM | [11 empty] | Commercial | High Efficiency PTAC | Y | Healthcare | Turnover | 6.5222 | 0.40283 | 16.1907 | 0 | 0 | 0 | Fail 2-year Threshold
[12 empty] | Commercial | High Efficiency Chiller (Water cooled-centrifugal, 200 tons) | Y | Assembly | New | 0.90127 | 0.3859 | 2.3355 | 0 | 0 | 0 | Fail RIM | [11 empty] | Commercial | High Efficiency PTAC | Y | Hospitals | Turnover | 5.6635 | 0.37315 | 15.1776 | 0 | 0 | 0 | Fail 2-year Threshold
[12 empty] | Commercial | High Efficiency Chiller (Water cooled-centrifugal, 200 tons) | Y | College and University | New | 0.99988 | 0.3859 | 2.591 | 0 | 0 | 0 | Fail RIM | [11 empty] | Commercial | High Efficiency PTAC | Y | Lodging/Hospitality | Turnover | 4.9512 | 0.40283 | 12.291 | 0 | 0 | 0 | Fail 2-year Threshold
[12 empty] | Commercial | High Efficiency Chiller (Water cooled-centrifugal, 200 tons) | Y | Grocery | New | 0.49787 | 0.3859 | 1.2902 | 0 | 0 | 0 | Fail RIM | [11 empty] | Commercial | High Efficiency PTAC | Y | Offices | Turnover | 3.2784 | 0.39309 | 8.34 | 0 | 0 | 0 | Fail 2-year Threshold
[12 empty] | Commercial | High Efficiency Chiller (Water cooled-centrifugal, 200 tons) | Y | Healthcare | New | 1.9611 | 0.3859 | 5.082 | 0 | 0 | 0 | Fail RIM | [11 empty] | Commercial | High Efficiency PTAC | Y | Restaurants | Turnover | 4.8572 | 0.40283 | 12.0576 | 0 | 0 | 0 | Fail 2-year Threshold
[12 empty] | Commercial | High Efficiency Chiller (Water cooled-centrifugal, 200 tons) | Y | Hospitals | New | 1.8577 | 0.3859 | 4.8139 | 0 | 0 | 0 | Fail RIM | [11 empty] | Commercial | High Efficiency PTAC | Y | Retail | Turnover | 3.8069 | 0.40283 | 9.4502 | 0 | 0 | 0 | Fail 2-year Threshold
[12 empty] | Commercial | High Efficiency Chiller (Water cooled-centrifugal, 200 tons) | Y | Institutional | New | 0.48684 | 0.3859 | 1.2616 | 0 | 0 | 0 | Fail RIM | [11 empty] | Commercial | High Efficiency PTAC | Y | Schools K-12 | Turnover | 3.3092 | 0.40283 | 8.2149 | 0 | 0 | 0 | Fail 2-year Threshold
[12 empty] | Commercial | High Efficiency Chiller (Water cooled-centrifugal, 200 tons) | Y | Lodging/Hospitality | New | 1.4888 | 0.3859 | 3.8579 | 0 | 0 | 0 | Fail RIM | [11 empty] | Commercial | High Efficiency PTAC | Y | Warehouse | Turnover | 0.72698 | 0.40283 | 1.8047 | 0 | 0 | 0 | Fail TRC
[12 empty] | Commercial | High Efficiency Chiller (Water cooled-centrifugal, 200 tons) | Y | Miscellaneous | New | 0.50339 | 0.3859 | 1.3044 | 0 | 0 | 0 | Fail RIM | [11 empty] | Commercial | High Efficiency PTAC | Y | Assembly | New | 2.9973 | 0.40283 | 7.4406 | 0 | 0 | 0 | Fail 2-year Threshold
[12 empty] | Commercial | High Efficiency Chiller (Water cooled-centrifugal, 200 tons) | Y | Offices | New | 1.0144 | 0.3859 | 2.6285 | 0 | 0 | 0 | Fail RIM | [11 empty] | Commercial | High Efficiency PTAC | Y | College and University | New | 3.0483 | 0.37315 | 8.1691 | 0 | 0 | 0 | Fail 2-year Threshold
[12 empty] | Commercial | High Efficiency Chiller (Water cooled-centrifugal, 200 tons) | Y | Restaurants | New | 1.4605 | 0.3859 | 3.7847 | 0 | 0 | 0 | Fail RIM | [11 empty] | Commercial | High Efficiency PTAC | Y | Healthcare | New | 6.5222 | 0.40283 | 16.1907 | 0 | 0 | 0 | Fail 2-year Threshold
[12 empty] | Commercial | High Efficiency Chiller (Water cooled-centrifugal, 200 tons) | Y | Retail | New | 1.1447 | 0.3859 | 2.9663 | 0 | 0 | 0 | Fail RIM | [11 empty] | Commercial | High Efficiency PTAC | Y | Hospitals | New | 5.6635 | 0.37315 | 15.1776 | 0 | 0 | 0 | Fail 2-year Threshold
[12 empty] | Commercial | High Efficiency Chiller (Water cooled-centrifugal, 200 tons) | Y | Schools K-12 | New | 0.99505 | 0.3859 | 2.5785 | 0 | 0 | 0 | Fail RIM | [11 empty] | Commercial | High Efficiency PTAC | Y | Lodging/Hospitality | New | 4.9512 | 0.40283 | 12.291 | 0 | 0 | 0 | Fail 2-year Threshold
[12 empty] | Commercial | High Efficiency Chiller (Water cooled-centrifugal, 200 tons) | Y | Warehouse | New | 0.21859 | 0.3859 | 0.56645 | 0 | 0 | 0 | Fail RIM | [11 empty] | Commercial | High Efficiency PTAC | Y | Offices | New | 3.2784 | 0.39309 | 8.34 | 0 | 0 | 0 | Fail 2-year Threshold
[12 empty] | Commercial | High Efficiency Chiller (Water cooled-positive displacement, 100 tons) | Y | Assembly | Turnover | 0.5243 | 0.3859 | 1.3586 | 0 | 0 | 0 | Fail RIM | [11 empty] | Commercial | High Efficiency PTAC | Y | Restaurants | New | 4.8572 | 0.40283 | 12.0576 | 0 | 0 | 0 | Fail 2-year Threshold
[12 empty] | Commercial | High Efficiency Chiller (Water cooled-positive displacement, 100 tons) | Y | College and University | Turnover | 0.58166 | 0.3859 | 1.5073 | 0 | 0 | 0 | Fail RIM | [11 empty] | Commercial | High Efficiency PTAC | Y | Retail | New | 3.8069 | 0.40283 | 9.4502 | 0 | 0 | 0 | Fail 2-year Threshold
[12 empty] | Commercial | High Efficiency Chiller (Water cooled-positive displacement, 100 tons) | Y | Grocery | Turnover | 0.28963 | 0.3859 | 0.75052 | 0 | 0 | 0 | Fail RIM | [11 empty] | Commercial | High Efficiency PTAC | Y | Schools K-12 | New | 3.3092 | 0.40283 | 8.2149 | 0 | 0 | 0 | Fail 2-year Threshold
[12 empty] | Commercial | High Efficiency Chiller (Water cooled-positive displacement, 100 tons) | Y | Healthcare | Turnover | 1.1409 | 0.3859 | 2.9563 | 0 | 0 | 0 | Fail RIM | [11 empty] | Commercial | High Efficiency PTAC | Y | Warehouse | New | 0.72698 | 0.40283 | 1.8047 | 0 | 0 | 0 | Fail TRC
[12 empty] | Commercial | High Efficiency Chiller (Water cooled-positive displacement, 100 tons) | Y | Hospitals | Turnover | 1.0807 | 0.3859 | 2.8004 | 0 | 0 | 0 | Fail RIM | [11 empty] | Commercial | High Efficiency PTHP | Y | Assembly | Turnover | 3.0308 | 0.40281 | 7.5241 | 0 | 0 | 0 | Fail 2-year Threshold
[12 empty] | Commercial | High Efficiency Chiller (Water cooled-positive displacement, 100 tons) | Y | Institutional | Turnover | 0.28321 | 0.3859 | 0.73389 | 0 | 0 | 0 | Fail RIM | [11 empty] | Commercial | High Efficiency PTHP | Y | College and University | Turnover | 3.0764 | 0.37284 | 8.2513 | 0 | 0 | 0 | Fail 2-year Threshold
[12 empty] | Commercial | High Efficiency Chiller (Water cooled-positive displacement, 100 tons) | Y | Lodging/Hospitality | Turnover | 0.86607 | 0.3859 | 2.2443 | 0 | 0 | 0 | Fail RIM | [11 empty] | Commercial | High Efficiency PTHP | Y | Healthcare | Turnover | 6.5744 | 0.40281 | 16.3215 | 0 | 0 | 0 | Fail 2-year Threshold
[12 empty] | Commercial | High Efficiency Chiller (Water cooled-positive displacement, 100 tons) | Y | Miscellaneous | Turnover | 0.29284 | 0.3859 | 0.75884 | 0 | 0 | 0 | Fail RIM | [11 empty] | Commercial | High Efficiency PTHP | Y | Hospitals | Turnover | 5.7135 | 0.37284 | 15.3242 | 0 | 0 | 0 | Fail 2-year Threshold
[12 empty] | Commercial | High Efficiency Chiller (Water cooled-positive displacement, 100 tons) | Y | Offices | Turnover | 0.59009 | 0.3859 | 1.5291 | 0 | 0 | 0 | Fail RIM | [11 empty] | Commercial | High Efficiency PTHP | Y | Lodging/Hospitality | Turnover | 4.9864 | 0.40281 | 12.3791 | 0 | 0 | 0 | Fail 2-year Threshold
[12 empty] | Commercial | High Efficiency Chiller (Water cooled-positive displacement, 100 tons) | Y | Restaurants | Turnover | 0.84963 | 0.3859 | 2.2017 | 0 | 0 | 0 | Fail RIM | [11 empty] | Commercial | High Efficiency PTHP | Y | Offices | Turnover | 3.3929 | 0.40281 | 8.423 | 0 | 0 | 0 | Fail 2-year Threshold
[12 empty] | Commercial | High Efficiency Chiller (Water cooled-positive displacement, 100 tons) | Y | Retail | Turnover | 0.6659 | 0.3859 | 1.7256 | 0 | 0 | 0 | Fail RIM | [11 empty] | Commercial | High Efficiency PTHP | Y | Restaurants | Turnover | 4.9809 | 0.40281 | 12.3655 | 0 | 0 | 0 | Fail 2-year Threshold
[12 empty] | Commercial | High Efficiency Chiller (Water cooled-positive displacement, 100 tons) | Y | Schools K-12 | Turnover | 0.57885 | 0.3859 | 1.5 | 0 | 0 | 0 | Fail RIM | [11 empty] | Commercial | High Efficiency PTHP | Y | Retail | Turnover | 3.8844 | 0.40281 | 9.6433 | 0 | 0 | 0 | Fail 2-year Threshold
[12 empty] | Commercial | High Efficiency Chiller (Water cooled-positive displacement, 100 tons) | Y | Warehouse | Turnover | 0.12716 | 0.3859 | 0.32952 | 0 | 0 | 0 | Fail RIM | [11 empty] | Commercial | High Efficiency PTHP | Y | Schools K-12 | Turnover | 3.3806 | 0.40281 | 8.3925 | 0 | 0 | 0 | Fail 2-year Threshold
[12 empty] | Commercial | High Efficiency Chiller (Water cooled-positive displacement, 100 tons) | Y | Assembly | New | 0.5243 | 0.3859 | 1.3586 | 0 | 0 | 0 | Fail RIM | [11 empty] | Commercial | High Efficiency PTHP | Y | Warehouse | Turnover | 0.74549 | 0.40281 | 1.8507 | 0 | 0 | 0 | Fail TRC
[12 empty] | Commercial | High Efficiency Chiller (Water cooled-positive displacement, 100 tons) | Y | College and University | New | 0.58166 | 0.3859 | 1.5073 | 0 | 0 | 0 | Fail RIM | [11 empty] | Commercial | High Efficiency PTHP | Y | Assembly | New | 3.0308 | 0.40281 | 7.5241 | 0 | 0 | 0 | Fail 2-year Threshold
[12 empty] | Commercial | High Efficiency Chiller (Water cooled-positive displacement, 100 tons) | Y | Grocery | New | 0.28963 | 0.3859 | 0.75052 | 0 | 0 | 0 | Fail RIM | [11 empty] | Commercial | High Efficiency PTHP | Y | College and University | New | 3.0764 | 0.37284 | 8.2513 | 0 | 0 | 0 | Fail 2-year Threshold
[12 empty] | Commercial | High Efficiency Chiller (Water cooled-positive displacement, 100 tons) | Y | Healthcare | New | 1.1409 | 0.3859 | 2.9563 | 0 | 0 | 0 | Fail RIM | [11 empty] | Commercial | High Efficiency PTHP | Y | Healthcare | New | 6.5744 | 0.40281 | 16.3215 | 0 | 0 | 0 | Fail 2-year Threshold
[12 empty] | Commercial | High Efficiency Chiller (Water cooled-positive displacement, 100 tons) | Y | Hospitals | New | 1.0807 | 0.3859 | 2.8004 | 0 | 0 | 0 | Fail RIM | [11 empty] | Commercial | High Efficiency PTHP | Y | Hospitals | New | 5.7135 | 0.37284 | 15.3242 | 0 | 0 | 0 | Fail 2-year Threshold
[12 empty] | Commercial | High Efficiency Chiller (Water cooled-positive displacement, 100 tons) | Y | Institutional | New | 0.28321 | 0.3859 | 0.73389 | 0 | 0 | 0 | Fail RIM | [11 empty] | Commercial | High Efficiency PTHP | Y | Lodging/Hospitality | New | 4.9864 | 0.40281 | 12.3791 | 0 | 0 | 0 | Fail 2-year Threshold
[12 empty] | Commercial | High Efficiency Chiller (Water cooled-positive displacement, 100 tons) | Y | Lodging/Hospitality | New | 0.86607 | 0.3859 | 2.2443 | 0 | 0 | 0 | Fail RIM | [11 empty] | Commercial | High Efficiency PTHP | Y | Offices | New | 3.3929 | 0.40281 | 8.423 | 0 | 0 | 0 | Fail 2-year Threshold
[12 empty] | Commercial | High Efficiency Chiller (Water cooled-positive displacement, 100 tons) | Y | Miscellaneous | New | 0.29284 | 0.3859 | 0.75884 | 0 | 0 | 0 | Fail RIM | [11 empty] | Commercial | High Efficiency PTHP | Y | Restaurants | New | 4.9809 | 0.40281 | 12.3655 | 0 | 0 | 0 | Fail 2-year Threshold
[12 empty] | Commercial | High Efficiency Chiller (Water cooled-positive displacement, 100 tons) | Y | Offices | New | 0.59009 | 0.3859 | 1.5291 | 0 | 0 | 0 | Fail RIM | [11 empty] | Commercial | High Efficiency PTHP | Y | Retail | New | 3.8844 | 0.40281 | 9.6433 | 0 | 0 | 0 | Fail 2-year Threshold
[12 empty] | Commercial | High Efficiency Chiller (Water cooled-positive displacement, 100 tons) | Y | Restaurants | New | 0.84963 | 0.3859 | 2.2017 | 0 | 0 | 0 | Fail RIM | [11 empty] | Commercial | High Efficiency PTHP | Y | Schools K-12 | New | 3.3806 | 0.40281 | 8.3925 | 0 | 0 | 0 | Fail 2-year Threshold
[12 empty] | Commercial | High Efficiency Chiller (Water cooled-positive displacement, 100 tons) | Y | Retail | New | 0.6659 | 0.3859 | 1.7256 | 0 | 0 | 0 | Fail RIM | [11 empty] | Commercial | High Efficiency PTHP | Y | Warehouse | New | 0.74549 | 0.40281 | 1.8507 | 0 | 0 | 0 | Fail TRC
[12 empty] | Commercial | High Efficiency Chiller (Water cooled-positive displacement, 100 tons) | Y | Schools K-12 | New | 0.57885 | 0.3859 | 1.5 | 0 | 0 | 0 | Fail RIM | [11 empty] | Commercial | Variable Refrigerant Flow (VRF) HVAC Systems | N | Assembly | Turnover | 0.3833 | 0.37678 | 1.0173 | 0 | 0 | 0 | Fail TRC
[12 empty] | Commercial | High Efficiency Chiller (Water cooled-positive displacement, 100 tons) | Y | Warehouse | New | 0.12716 | 0.3859 | 0.32952 | 0 | 0 | 0 | Fail RIM | [11 empty] | Commercial | Variable Refrigerant Flow (VRF) HVAC Systems | N | College and University | Turnover | 0.4085 | 0.36509 | 1.1189 | 0 | 0 | 0 | Fail TRC
[12 empty] | Commercial | High Efficiency Data Center Cooling | N | Assembly | Turnover | 0.30445 | 0.36309 | 0.83848 | 0 | 0 | 0 | Fail RIM | [11 empty] | Commercial | Variable Refrigerant Flow (VRF) HVAC Systems | N | Grocery | Turnover | 0.23029 | 0.37678 | 0.61119 | 0 | 0 | 0 | Fail TRC
[12 empty] | Commercial | High Efficiency Data Center Cooling | N | College and University | Turnover | 0.30445 | 0.36309 | 0.83848 | 0 | 0 | 0 | Fail RIM | [11 empty] | Commercial | Variable Refrigerant Flow (VRF) HVAC Systems | N | Healthcare | Turnover | 0.8244 | 0.37678 | 2.188 | 0 | 0 | 0 | Fail TRC
[12 empty] | Commercial | High Efficiency Data Center Cooling | N | Grocery | Turnover | 0.30445 | 0.36309 | 0.83848 | 0 | 0 | 0 | Fail RIM | [11 empty] | Commercial | Variable Refrigerant Flow (VRF) HVAC Systems | N | Hospitals | Turnover | 0.78566 | 0.37678 | 2.0852 | 0 | 0 | 0 | Fail TRC
[12 empty] | Commercial | High Efficiency Data Center Cooling | N | Healthcare | Turnover | 0.30445 | 0.36309 | 0.83848 | 0 | 0 | 0 | Fail RIM | [11 empty] | Commercial | Variable Refrigerant Flow (VRF) HVAC Systems | N | Institutional | Turnover | 0.21232 | 0.37678 | 0.56351 | 0 | 0 | 0 | Fail TRC
[12 empty] | Commercial | High Efficiency Data Center Cooling | N | Hospitals | Turnover | 0.30445 | 0.36309 | 0.83848 | 0 | 0 | 0 | Fail RIM | [11 empty] | Commercial | Variable Refrigerant Flow (VRF) HVAC Systems | N | Lodging/Hospitality | Turnover | 0.60161 | 0.36509 | 1.6478 | 0 | 0 | 0 | Fail TRC
[12 empty] | Commercial | High Efficiency Data Center Cooling | N | Institutional | Turnover | 0.30445 | 0.36309 | 0.83848 | 0 | 0 | 0 | Fail RIM | [11 empty] | Commercial | Variable Refrigerant Flow (VRF) HVAC Systems | N | Miscellaneous | Turnover | 0.21398 | 0.37678 | 0.56793 | 0 | 0 | 0 | Fail TRC
[12 empty] | Commercial | High Efficiency Data Center Cooling | N | Lodging/Hospitality | Turnover | 0.30445 | 0.36309 | 0.83848 | 0 | 0 | 0 | Fail RIM | [11 empty] | Commercial | Variable Refrigerant Flow (VRF) HVAC Systems | N | Offices | Turnover | 0.4228 | 0.37678 | 1.1221 | 0 | 0 | 0 | Fail TRC
[12 empty] | Commercial | High Efficiency Data Center Cooling | N | Miscellaneous | Turnover | 0.30445 | 0.36309 | 0.83848 | 0 | 0 | 0 | Fail RIM | [11 empty] | Commercial | Variable Refrigerant Flow (VRF) HVAC Systems | N | Restaurants | Turnover | 0.65398 | 0.37678 | 1.7357 | 0 | 0 | 0 | Fail TRC
[12 empty] | Commercial | High Efficiency Data Center Cooling | N | Offices | Turnover | 0.30445 | 0.36309 | 0.83848 | 0 | 0 | 0 | Fail RIM | [11 empty] | Commercial | Variable Refrigerant Flow (VRF) HVAC Systems | N | Retail | Turnover | 0.50338 | 0.37678 | 1.336 | 0 | 0 | 0 | Fail TRC
[12 empty] | Commercial | High Efficiency Data Center Cooling | N | Restaurants | Turnover | 0.30445 | 0.36309 | 0.83848 | 0 | 0 | 0 | Fail RIM | [11 empty] | Commercial | Variable Refrigerant Flow (VRF) HVAC Systems | N | Schools K-12 | Turnover | 0.43945 | 0.37678 | 1.1663 | 0 | 0 | 0 | Fail TRC
[12 empty] | Commercial | High Efficiency Data Center Cooling | N | Retail | Turnover | 0.30445 | 0.36309 | 0.83848 | 0 | 0 | 0 | Fail RIM | [11 empty] | Commercial | Variable Refrigerant Flow (VRF) HVAC Systems | N | Warehouse | Turnover | 0.097881 | 0.37678 | 0.25978 | 0 | 0 | 0 | Fail TRC
[12 empty] | Commercial | High Efficiency Data Center Cooling | N | Schools K-12 | Turnover | 0.30445 | 0.36309 | 0.83848 | 0 | 0 | 0 | Fail RIM | [11 empty] | Commercial | Variable Refrigerant Flow (VRF) HVAC Systems | N | Assembly | New | 0.3833 | 0.37678 | 1.0173 | 0 | 0 | 0 | Fail TRC
[12 empty] | Commercial | High Efficiency Data Center Cooling | N | Warehouse | Turnover | 0.30445 | 0.36309 | 0.83848 | 0 | 0 | 0 | Fail RIM | [11 empty] | Commercial | Variable Refrigerant Flow (VRF) HVAC Systems | N | College and University | New | 0.4085 | 0.36509 | 1.1189 | 0 | 0 | 0 | Fail TRC
[12 empty] | Commercial | High Efficiency Data Center Cooling | N | Assembly | New | 0.30445 | 0.36309 | 0.83848 | 0 | 0 | 0 | Fail RIM | [11 empty] | Commercial | Variable Refrigerant Flow (VRF) HVAC Systems | N | Grocery | New | 0.23029 | 0.37678 | 0.61119 | 0 | 0 | 0 | Fail TRC
[12 empty] | Commercial | High Efficiency Data Center Cooling | N | College and University | New | 0.30445 | 0.36309 | 0.83848 | 0 | 0 | 0 | Fail RIM | [11 empty] | Commercial | Variable Refrigerant Flow (VRF) HVAC Systems | N | Healthcare | New | 0.8244 | 0.37678 | 2.188 | 0 | 0 | 0 | Fail TRC
[12 empty] | Commercial | High Efficiency Data Center Cooling | N | Grocery | New | 0.30445 | 0.36309 | 0.83848 | 0 | 0 | 0 | Fail RIM | [11 empty] | Commercial | Variable Refrigerant Flow (VRF) HVAC Systems | N | Hospitals | New | 0.78566 | 0.37678 | 2.0852 | 0 | 0 | 0 | Fail TRC
[12 empty] | Commercial | High Efficiency Data Center Cooling | N | Healthcare | New | 0.30445 | 0.36309 | 0.83848 | 0 | 0 | 0 | Fail RIM | [11 empty] | Commercial | Variable Refrigerant Flow (VRF) HVAC Systems | N | Institutional | New | 0.21232 | 0.37678 | 0.56351 | 0 | 0 | 0 | Fail TRC
[12 empty] | Commercial | High Efficiency Data Center Cooling | N | Hospitals | New | 0.30445 | 0.36309 | 0.83848 | 0 | 0 | 0 | Fail RIM | [11 empty] | Commercial | Variable Refrigerant Flow (VRF) HVAC Systems | N | Lodging/Hospitality | New | 0.60161 | 0.36509 | 1.6478 | 0 | 0 | 0 | Fail TRC
[12 empty] | Commercial | High Efficiency Data Center Cooling | N | Institutional | New | 0.30445 | 0.36309 | 0.83848 | 0 | 0 | 0 | Fail RIM | [11 empty] | Commercial | Variable Refrigerant Flow (VRF) HVAC Systems | N | Miscellaneous | New | 0.21398 | 0.37678 | 0.56793 | 0 | 0 | 0 | Fail TRC
[12 empty] | Commercial | High Efficiency Data Center Cooling | N | Lodging/Hospitality | New | 0.30445 | 0.36309 | 0.83848 | 0 | 0 | 0 | Fail RIM | [11 empty] | Commercial | Variable Refrigerant Flow (VRF) HVAC Systems | N | Offices | New | 0.4228 | 0.37678 | 1.1221 | 0 | 0 | 0 | Fail TRC
[12 empty] | Commercial | High Efficiency Data Center Cooling | N | Miscellaneous | New | 0.30445 | 0.36309 | 0.83848 | 0 | 0 | 0 | Fail RIM | [11 empty] | Commercial | Variable Refrigerant Flow (VRF) HVAC Systems | N | Restaurants | New | 0.65398 | 0.37678 | 1.7357 | 0 | 0 | 0 | Fail TRC
[12 empty] | Commercial | High Efficiency Data Center Cooling | N | Offices | New | 0.30445 | 0.36309 | 0.83848 | 0 | 0 | 0 | Fail RIM | [11 empty] | Commercial | Variable Refrigerant Flow (VRF) HVAC Systems | N | Retail | New | 0.50338 | 0.37678 | 1.336 | 0 | 0 | 0 | Fail TRC
[12 empty] | Commercial | High Efficiency Data Center Cooling | N | Restaurants | New | 0.30445 | 0.36309 | 0.83848 | 0 | 0 | 0 | Fail RIM | [11 empty] | Commercial | Variable Refrigerant Flow (VRF) HVAC Systems | N | Schools K-12 | New | 0.43945 | 0.37678 | 1.1663 | 0 | 0 | 0 | Fail TRC
[12 empty] | Commercial | High Efficiency Data Center Cooling | N | Retail | New | 0.30445 | 0.36309 | 0.83848 | 0 | 0 | 0 | Fail RIM | [11 empty] | Commercial | Variable Refrigerant Flow (VRF) HVAC Systems | N | Warehouse | New | 0.097881 | 0.37678 | 0.25978 | 0 | 0 | 0 | Fail TRC
[12 empty] | Commercial | High Efficiency Data Center Cooling | N | Schools K-12 | New | 0.30445 | 0.36309 | 0.83848 | 0 | 0 | 0 | Fail RIM | [11 empty] | Commercial | CFL-23W | N | Assembly | Turnover | 6.923 | 0.38447 | 18.0065 | 0 | 0 | 0 | Fail 2-year Threshold
[12 empty] | Commercial | High Efficiency Data Center Cooling | N | Warehouse | New | 0.30445 | 0.36309 | 0.83848 | 0 | 0 | 0 | Fail RIM | [11 empty] | Commercial | CFL-23W | N | College and University | Turnover | 9.3212 | 0.34008 | 27.409 | 0 | 0 | 0 | Fail 2-year Threshold
[12 empty] | Commercial | High Efficiency DX 135k- less than 240k BTU | Y | Assembly | Turnover | 0.26357 | 0.39311 | 0.67047 | 0 | 0 | 0 | Fail RIM | [11 empty] | Commercial | CFL-23W | N | Grocery | Turnover | 13.3429 | 0.38439 | 34.7122 | 0 | 0 | 0 | Fail 2-year Threshold
[12 empty] | Commercial | High Efficiency DX 135k- less than 240k BTU | Y | College and University | Turnover | 0.2924 | 0.39311 | 0.74383 | 0 | 0 | 0 | Fail RIM | [11 empty] | Commercial | CFL-23W | N | Healthcare | Turnover | 12.1032 | 0.38447 | 31.48 | 0 | 0 | 0 | Fail 2-year Threshold
[12 empty] | Commercial | High Efficiency DX 135k- less than 240k BTU | Y | Grocery | Turnover | 0.1456 | 0.39311 | 0.37038 | 0 | 0 | 0 | Fail RIM | [11 empty] | Commercial | CFL-23W | N | Hospitals | Turnover | 14.3836 | 0.34008 | 42.2948 | 0 | 0 | 0 | Fail 2-year Threshold
[12 empty] | Commercial | High Efficiency DX 135k- less than 240k BTU | Y | Healthcare | Turnover | 0.57351 | 0.39311 | 1.4589 | 0 | 0 | 0 | Fail RIM | [11 empty] | Commercial | CFL-23W | N | Institutional | Turnover | 7.9412 | 0.38447 | 20.6548 | 0 | 0 | 0 | Fail 2-year Threshold
[12 empty] | Commercial | High Efficiency DX 135k- less than 240k BTU | Y | Hospitals | Turnover | 0.54326 | 0.39311 | 1.382 | 0 | 0 | 0 | Fail RIM | [11 empty] | Commercial | CFL-23W | N | Lodging/Hospitality | Turnover | 9.0349 | 0.38439 | 23.5046 | 0 | 0 | 0 | Fail 2-year Threshold
[12 empty] | Commercial | High Efficiency DX 135k- less than 240k BTU | Y | Institutional | Turnover | 0.14237 | 0.39311 | 0.36217 | 0 | 0 | 0 | Fail RIM | [11 empty] | Commercial | CFL-23W | N | Miscellaneous | Turnover | 10.6108 | 0.38447 | 27.5982 | 0 | 0 | 0 | Fail 2-year Threshold
[12 empty] | Commercial | High Efficiency DX 135k- less than 240k BTU | Y | Lodging/Hospitality | Turnover | 0.43538 | 0.39311 | 1.1075 | 0 | 0 | 0 | Fail RIM | [11 empty] | Commercial | CFL-23W | N | Offices | Turnover | 7.8305 | 0.38447 | 20.3668 | 0 | 0 | 0 | Fail 2-year Threshold
[12 empty] | Commercial | High Efficiency DX 135k- less than 240k BTU | Y | Miscellaneous | Turnover | 0.14721 | 0.39311 | 0.37448 | 0 | 0 | 0 | Fail RIM | [11 empty] | Commercial | CFL-23W | N | Restaurants | Turnover | 8.0794 | 0.38439 | 21.0189 | 0 | 0 | 0 | Fail 2-year Threshold
[12 empty] | Commercial | High Efficiency DX 135k- less than 240k BTU | Y | Offices | Turnover | 0.29664 | 0.39311 | 0.7546 | 0 | 0 | 0 | Fail RIM | [11 empty] | Commercial | CFL-23W | N | Retail | Turnover | 11.9952 | 0.38439 | 31.2059 | 0 | 0 | 0 | Fail 2-year Threshold
[12 empty] | Commercial | High Efficiency DX 135k- less than 240k BTU | Y | Restaurants | Turnover | 0.42711 | 0.39311 | 1.0865 | 0 | 0 | 0 | Fail RIM | [11 empty] | Commercial | CFL-23W | N | Schools K-12 | Turnover | 5.7266 | 0.38447 | 14.8948 | 0 | 0 | 0 | Fail 2-year Threshold
[12 empty] | Commercial | High Efficiency DX 135k- less than 240k BTU | Y | Retail | Turnover | 0.33475 | 0.39311 | 0.85156 | 0 | 0 | 0 | Fail RIM | [11 empty] | Commercial | CFL-23W | N | Warehouse | Turnover | 9.205 | 0.38447 | 23.9418 | 0 | 0 | 0 | Fail 2-year Threshold
[12 empty] | Commercial | High Efficiency DX 135k- less than 240k BTU | Y | Schools K-12 | Turnover | 0.29099 | 0.39311 | 0.74024 | 0 | 0 | 0 | Fail RIM | [11 empty] | Commercial | CFL-23W | N | Assembly | New | 6.923 | 0.38447 | 18.0065 | 0 | 0 | 0 | Fail 2-year Threshold
[12 empty] | Commercial | High Efficiency DX 135k- less than 240k BTU | Y | Warehouse | Turnover | 0.063925 | 0.39311 | 0.16262 | 0 | 0 | 0 | Fail RIM | [11 empty] | Commercial | CFL-23W | N | College and University | New | 9.3212 | 0.34008 | 27.409 | 0 | 0 | 0 | Fail 2-year Threshold
[12 empty] | Commercial | High Efficiency DX 135k- less than 240k BTU | Y | Assembly | New | 0.26357 | 0.39311 | 0.67047 | 0 | 0 | 0 | Fail RIM | [11 empty] | Commercial | CFL-23W | N | Grocery | New | 13.3429 | 0.38439 | 34.7122 | 0 | 0 | 0 | Fail 2-year Threshold
[12 empty] | Commercial | High Efficiency DX 135k- less than 240k BTU | Y | College and University | New | 0.2924 | 0.39311 | 0.74383 | 0 | 0 | 0 | Fail RIM | [11 empty] | Commercial | CFL-23W | N | Healthcare | New | 12.1032 | 0.38447 | 31.48 | 0 | 0 | 0 | Fail 2-year Threshold
[12 empty] | Commercial | High Efficiency DX 135k- less than 240k BTU | Y | Grocery | New | 0.1456 | 0.39311 | 0.37038 | 0 | 0 | 0 | Fail RIM | [11 empty] | Commercial | CFL-23W | N | Hospitals | New | 14.3836 | 0.34008 | 42.2948 | 0 | 0 | 0 | Fail 2-year Threshold
[12 empty] | Commercial | High Efficiency DX 135k- less than 240k BTU | Y | Healthcare | New | 0.57351 | 0.39311 | 1.4589 | 0 | 0 | 0 | Fail RIM | [11 empty] | Commercial | CFL-23W | N | Institutional | New | 7.9412 | 0.38447 | 20.6548 | 0 | 0 | 0 | Fail 2-year Threshold
[12 empty] | Commercial | High Efficiency DX 135k- less than 240k BTU | Y | Hospitals | New | 0.54326 | 0.39311 | 1.382 | 0 | 0 | 0 | Fail RIM | [11 empty] | Commercial | CFL-23W | N | Lodging/Hospitality | New | 9.0349 | 0.38439 | 23.5046 | 0 | 0 | 0 | Fail 2-year Threshold
[12 empty] | Commercial | High Efficiency DX 135k- less than 240k BTU | Y | Institutional | New | 0.14237 | 0.39311 | 0.36217 | 0 | 0 | 0 | Fail RIM | [11 empty] | Commercial | CFL-23W | N | Miscellaneous | New | 10.6108 | 0.38447 | 27.5982 | 0 | 0 | 0 | Fail 2-year Threshold
[12 empty] | Commercial | High Efficiency DX 135k- less than 240k BTU | Y | Lodging/Hospitality | New | 0.43538 | 0.39311 | 1.1075 | 0 | 0 | 0 | Fail RIM | [11 empty] | Commercial | CFL-23W | N | Offices | New | 7.8305 | 0.38447 | 20.3668 | 0 | 0 | 0 | Fail 2-year Threshold
[12 empty] | Commercial | High Efficiency DX 135k- less than 240k BTU | Y | Miscellaneous | New | 0.14721 | 0.39311 | 0.37448 | 0 | 0 | 0 | Fail RIM | [11 empty] | Commercial | CFL-23W | N | Restaurants | New | 8.0794 | 0.38439 | 21.0189 | 0 | 0 | 0 | Fail 2-year Threshold
[12 empty] | Commercial | High Efficiency DX 135k- less than 240k BTU | Y | Offices | New | 0.29664 | 0.39311 | 0.7546 | 0 | 0 | 0 | Fail RIM | [11 empty] | Commercial | CFL-23W | N | Retail | New | 11.9952 | 0.38439 | 31.2059 | 0 | 0 | 0 | Fail 2-year Threshold
[12 empty] | Commercial | High Efficiency DX 135k- less than 240k BTU | Y | Restaurants | New | 0.42711 | 0.39311 | 1.0865 | 0 | 0 | 0 | Fail RIM | [11 empty] | Commercial | CFL-23W | N | Schools K-12 | New | 5.7266 | 0.38447 | 14.8948 | 0 | 0 | 0 | Fail 2-year Threshold
[12 empty] | Commercial | High Efficiency DX 135k- less than 240k BTU | Y | Retail | New | 0.33475 | 0.39311 | 0.85156 | 0 | 0 | 0 | Fail RIM | [11 empty] | Commercial | CFL-23W | N | Warehouse | New | 9.205 | 0.38447 | 23.9418 | 0 | 0 | 0 | Fail 2-year Threshold
[12 empty] | Commercial | High Efficiency DX 135k- less than 240k BTU | Y | Schools K-12 | New | 0.29099 | 0.39311 | 0.74024 | 0 | 0 | 0 | Fail RIM | [11 empty] | Commercial | High Bay Fluorescent (T5) | N | Assembly | Turnover | 2.4502 | 0.36008 | 6.8045 | 0 | 0 | 0 | Fail 2-year Threshold
[12 empty] | Commercial | High Efficiency DX 135k- less than 240k BTU | Y | Warehouse | New | 0.063925 | 0.39311 | 0.16262 | 0 | 0 | 0 | Fail RIM | [11 empty] | Commercial | High Bay Fluorescent (T5) | N | College and University | Turnover | 3.7553 | 0.36008 | 10.4292 | 0 | 0 | 0 | Fail 2-year Threshold
[12 empty] | Commercial | High Efficiency PTAC | Y | Assembly | Turnover | 2.9973 | 0.40283 | 7.4406 | 0 | 0 | 0 | Fail RIM | [11 empty] | Commercial | High Bay Fluorescent (T5) | N | Grocery | Turnover | 4.7231 | 0.36008 | 13.1169 | 0 | 0 | 0 | Fail 2-year Threshold
[12 empty] | Commercial | High Efficiency PTAC | Y | College and University | Turnover | 3.0483 | 0.37315 | 8.1691 | 0 | 0 | 0 | Fail RIM | [11 empty] | Commercial | High Bay Fluorescent (T5) | N | Healthcare | Turnover | 4.2835 | 0.36008 | 11.8961 | 0 | 0 | 0 | Fail 2-year Threshold
[12 empty] | Commercial | High Efficiency PTAC | Y | Grocery | Turnover | 1.6558 | 0.40283 | 4.1103 | 0 | 0 | 0 | Fail RIM | [11 empty] | Commercial | High Bay Fluorescent (T5) | N | Hospitals | Turnover | 5.7949 | 0.36008 | 16.0933 | 0 | 0 | 0 | Fail 2-year Threshold
[12 empty] | Commercial | High Efficiency PTAC | Y | Healthcare | Turnover | 6.5222 | 0.40283 | 16.1907 | 0 | 0 | 0 | Fail RIM | [11 empty] | Commercial | High Bay Fluorescent (T5) | N | Institutional | Turnover | 2.8105 | 0.36008 | 7.8053 | 0 | 0 | 0 | Fail 2-year Threshold
[12 empty] | Commercial | High Efficiency PTAC | Y | Hospitals | Turnover | 5.6635 | 0.37315 | 15.1776 | 0 | 0 | 0 | Fail RIM | [11 empty] | Commercial | High Bay Fluorescent (T5) | N | Lodging/Hospitality | Turnover | 3.1982 | 0.36008 | 8.8819 | 0 | 0 | 0 | Fail 2-year Threshold
[12 empty] | Commercial | High Efficiency PTAC | Y | Institutional | Turnover | 1.6191 | 0.40283 | 4.0192 | 0 | 0 | 0 | Fail RIM | [11 empty] | Commercial | High Bay Fluorescent (T5) | N | Miscellaneous | Turnover | 3.7553 | 0.36008 | 10.4292 | 0 | 0 | 0 | Fail 2-year Threshold
[12 empty] | Commercial | High Efficiency PTAC | Y | Lodging/Hospitality | Turnover | 4.9512 | 0.40283 | 12.291 | 0 | 0 | 0 | Fail RIM | [11 empty] | Commercial | High Bay Fluorescent (T5) | N | Offices | Turnover | 2.7713 | 0.36008 | 7.6965 | 0 | 0 | 0 | Fail 2-year Threshold
[12 empty] | Commercial | High Efficiency PTAC | Y | Miscellaneous | Turnover | 1.6269 | 0.39309 | 4.1388 | 0 | 0 | 0 | Fail RIM | [11 empty] | Commercial | High Bay Fluorescent (T5) | N | Restaurants | Turnover | 2.8599 | 0.36008 | 7.9426 | 0 | 0 | 0 | Fail 2-year Threshold
[12 empty] | Commercial | High Efficiency PTAC | Y | Offices | Turnover | 3.2784 | 0.39309 | 8.34 | 0 | 0 | 0 | Fail RIM | [11 empty] | Commercial | High Bay Fluorescent (T5) | N | Retail | Turnover | 4.246 | 0.36008 | 11.792 | 0 | 0 | 0 | Fail 2-year Threshold
[12 empty] | Commercial | High Efficiency PTAC | Y | Restaurants | Turnover | 4.8572 | 0.40283 | 12.0576 | 0 | 0 | 0 | Fail RIM | [11 empty] | Commercial | High Bay Fluorescent (T5) | N | Schools K-12 | Turnover | 2.0268 | 0.36008 | 5.6286 | 0 | 0 | 0 | Fail 2-year Threshold
[12 empty] | Commercial | High Efficiency PTAC | Y | Retail | Turnover | 3.8069 | 0.40283 | 9.4502 | 0 | 0 | 0 | Fail RIM | [11 empty] | Commercial | High Bay Fluorescent (T5) | N | Warehouse | Turnover | 3.2578 | 0.36008 | 9.0475 | 0 | 0 | 0 | Fail 2-year Threshold
[12 empty] | Commercial | High Efficiency PTAC | Y | Schools K-12 | Turnover | 3.3092 | 0.40283 | 8.2149 | 0 | 0 | 0 | Fail RIM | [11 empty] | Commercial | High Bay Fluorescent (T5) | N | Assembly | New | 2.4502 | 0.36008 | 6.8045 | 0 | 0 | 0 | Fail 2-year Threshold
[12 empty] | Commercial | High Efficiency PTAC | Y | Warehouse | Turnover | 0.72698 | 0.40283 | 1.8047 | 0 | 0 | 0 | Fail RIM | [11 empty] | Commercial | High Bay Fluorescent (T5) | N | College and University | New | 3.7553 | 0.36008 | 10.4292 | 0 | 0 | 0 | Fail 2-year Threshold
[12 empty] | Commercial | High Efficiency PTAC | Y | Assembly | New | 2.9973 | 0.40283 | 7.4406 | 0 | 0 | 0 | Fail RIM | [11 empty] | Commercial | High Bay Fluorescent (T5) | N | Grocery | New | 4.7231 | 0.36008 | 13.1169 | 0 | 0 | 0 | Fail 2-year Threshold
[12 empty] | Commercial | High Efficiency PTAC | Y | College and University | New | 3.0483 | 0.37315 | 8.1691 | 0 | 0 | 0 | Fail RIM | [11 empty] | Commercial | High Bay Fluorescent (T5) | N | Healthcare | New | 4.2835 | 0.36008 | 11.8961 | 0 | 0 | 0 | Fail 2-year Threshold
[12 empty] | Commercial | High Efficiency PTAC | Y | Grocery | New | 1.6558 | 0.40283 | 4.1103 | 0 | 0 | 0 | Fail RIM | [11 empty] | Commercial | High Bay Fluorescent (T5) | N | Hospitals | New | 5.7949 | 0.36008 | 16.0933 | 0 | 0 | 0 | Fail 2-year Threshold
[12 empty] | Commercial | High Efficiency PTAC | Y | Healthcare | New | 6.5222 | 0.40283 | 16.1907 | 0 | 0 | 0 | Fail RIM | [11 empty] | Commercial | High Bay Fluorescent (T5) | N | Institutional | New | 2.8105 | 0.36008 | 7.8053 | 0 | 0 | 0 | Fail 2-year Threshold
[12 empty] | Commercial | High Efficiency PTAC | Y | Hospitals | New | 5.6635 | 0.37315 | 15.1776 | 0 | 0 | 0 | Fail RIM | [11 empty] | Commercial | High Bay Fluorescent (T5) | N | Lodging/Hospitality | New | 3.1982 | 0.36008 | 8.8819 | 0 | 0 | 0 | Fail 2-year Threshold
[12 empty] | Commercial | High Efficiency PTAC | Y | Institutional | New | 1.6191 | 0.40283 | 4.0192 | 0 | 0 | 0 | Fail RIM | [11 empty] | Commercial | High Bay Fluorescent (T5) | N | Miscellaneous | New | 3.7553 | 0.36008 | 10.4292 | 0 | 0 | 0 | Fail 2-year Threshold
[12 empty] | Commercial | High Efficiency PTAC | Y | Lodging/Hospitality | New | 4.9512 | 0.40283 | 12.291 | 0 | 0 | 0 | Fail RIM | [11 empty] | Commercial | High Bay Fluorescent (T5) | N | Offices | New | 2.7713 | 0.36008 | 7.6965 | 0 | 0 | 0 | Fail 2-year Threshold
[12 empty] | Commercial | High Efficiency PTAC | Y | Miscellaneous | New | 1.6269 | 0.39309 | 4.1388 | 0 | 0 | 0 | Fail RIM | [11 empty] | Commercial | High Bay Fluorescent (T5) | N | Restaurants | New | 2.8599 | 0.36008 | 7.9426 | 0 | 0 | 0 | Fail 2-year Threshold
[12 empty] | Commercial | High Efficiency PTAC | Y | Offices | New | 3.2784 | 0.39309 | 8.34 | 0 | 0 | 0 | Fail RIM | [11 empty] | Commercial | High Bay Fluorescent (T5) | N | Retail | New | 4.246 | 0.36008 | 11.792 | 0 | 0 | 0 | Fail 2-year Threshold
[12 empty] | Commercial | High Efficiency PTAC | Y | Restaurants | New | 4.8572 | 0.40283 | 12.0576 | 0 | 0 | 0 | Fail RIM | [11 empty] | Commercial | High Bay Fluorescent (T5) | N | Schools K-12 | New | 2.0268 | 0.36008 | 5.6286 | 0 | 0 | 0 | Fail 2-year Threshold
[12 empty] | Commercial | High Efficiency PTAC | Y | Retail | New | 3.8069 | 0.40283 | 9.4502 | 0 | 0 | 0 | Fail RIM | [11 empty] | Commercial | High Bay Fluorescent (T5) | N | Warehouse | New | 3.2578 | 0.36008 | 9.0475 | 0 | 0 | 0 | Fail 2-year Threshold
[12 empty] | Commercial | High Efficiency PTAC | Y | Schools K-12 | New | 3.3092 | 0.40283 | 8.2149 | 0 | 0 | 0 | Fail RIM | [11 empty] | Commercial | High Bay LED | N | College and University | Turnover | 2.5455 | 0.36008 | 7.0693 | 0 | 0 | 0 | Fail 2-year Threshold
[12 empty] | Commercial | High Efficiency PTAC | Y | Warehouse | New | 0.72698 | 0.40283 | 1.8047 | 0 | 0 | 0 | Fail RIM | [11 empty] | Commercial | High Bay LED | N | Grocery | Turnover | 3.2015 | 0.36008 | 8.8912 | 0 | 0 | 0 | Fail 2-year Threshold
[12 empty] | Commercial | High Efficiency PTHP | Y | Assembly | Turnover | 3.0308 | 0.40281 | 7.5241 | 0 | 0 | 0 | Fail RIM | [11 empty] | Commercial | High Bay LED | N | Healthcare | Turnover | 2.9036 | 0.36008 | 8.0637 | 0 | 0 | 0 | Fail 2-year Threshold
[12 empty] | Commercial | High Efficiency PTHP | Y | College and University | Turnover | 3.0764 | 0.37284 | 8.2513 | 0 | 0 | 0 | Fail RIM | [11 empty] | Commercial | High Bay LED | N | Hospitals | Turnover | 3.928 | 0.36008 | 10.9087 | 0 | 0 | 0 | Fail 2-year Threshold
[12 empty] | Commercial | High Efficiency PTHP | Y | Grocery | Turnover | 1.7135 | 0.40281 | 4.2539 | 0 | 0 | 0 | Fail RIM | [11 empty] | Commercial | High Bay LED | N | Institutional | Turnover | 1.9051 | 0.36008 | 5.2908 | 0 | 0 | 0 | Fail 2-year Threshold
[12 empty] | Commercial | High Efficiency PTHP | Y | Healthcare | Turnover | 6.5744 | 0.40281 | 16.3215 | 0 | 0 | 0 | Fail RIM | [11 empty] | Commercial | High Bay LED | N | Lodging/Hospitality | Turnover | 2.1678 | 0.36008 | 6.0205 | 0 | 0 | 0 | Fail 2-year Threshold
[12 empty] | Commercial | High Efficiency PTHP | Y | Hospitals | Turnover | 5.7135 | 0.37284 | 15.3242 | 0 | 0 | 0 | Fail RIM | [11 empty] | Commercial | High Bay LED | N | Miscellaneous | Turnover | 2.5455 | 0.36008 | 7.0693 | 0 | 0 | 0 | Fail 2-year Threshold
[12 empty] | Commercial | High Efficiency PTHP | Y | Institutional | Turnover | 1.6483 | 0.40281 | 4.092 | 0 | 0 | 0 | Fail RIM | [11 empty] | Commercial | High Bay LED | N | Offices | Turnover | 1.8785 | 0.36008 | 5.217 | 0 | 0 | 0 | Fail 2-year Threshold
[12 empty] | Commercial | High Efficiency PTHP | Y | Lodging/Hospitality | Turnover | 4.9864 | 0.40281 | 12.3791 | 0 | 0 | 0 | Fail RIM | [11 empty] | Commercial | High Bay LED | N | Restaurants | Turnover | 1.9386 | 0.36008 | 5.3838 | 0 | 0 | 0 | Fail 2-year Threshold
[12 empty] | Commercial | High Efficiency PTHP | Y | Miscellaneous | Turnover | 1.6926 | 0.40281 | 4.2019 | 0 | 0 | 0 | Fail RIM | [11 empty] | Commercial | High Bay LED | N | Retail | Turnover | 2.8781 | 0.36008 | 7.9931 | 0 | 0 | 0 | Fail 2-year Threshold
[12 empty] | Commercial | High Efficiency PTHP | Y | Offices | Turnover | 3.3929 | 0.40281 | 8.423 | 0 | 0 | 0 | Fail RIM | [11 empty] | Commercial | High Bay LED | N | Warehouse | Turnover | 2.2083 | 0.36008 | 6.1328 | 0 | 0 | 0 | Fail 2-year Threshold
[12 empty] | Commercial | High Efficiency PTHP | Y | Restaurants | Turnover | 4.9809 | 0.40281 | 12.3655 | 0 | 0 | 0 | Fail RIM | [11 empty] | Commercial | High Bay LED | N | College and University | New | 2.5455 | 0.36008 | 7.0693 | 0 | 0 | 0 | Fail 2-year Threshold
[12 empty] | Commercial | High Efficiency PTHP | Y | Retail | Turnover | 3.8844 | 0.40281 | 9.6433 | 0 | 0 | 0 | Fail RIM | [11 empty] | Commercial | High Bay LED | N | Grocery | New | 3.2015 | 0.36008 | 8.8912 | 0 | 0 | 0 | Fail 2-year Threshold
[12 empty] | Commercial | High Efficiency PTHP | Y | Schools K-12 | Turnover | 3.3806 | 0.40281 | 8.3925 | 0 | 0 | 0 | Fail RIM | [11 empty] | Commercial | High Bay LED | N | Healthcare | New | 2.9036 | 0.36008 | 8.0637 | 0 | 0 | 0 | Fail 2-year Threshold
[12 empty] | Commercial | High Efficiency PTHP | Y | Warehouse | Turnover | 0.74549 | 0.40281 | 1.8507 | 0 | 0 | 0 | Fail RIM | [11 empty] | Commercial | High Bay LED | N | Hospitals | New | 3.928 | 0.36008 | 10.9087 | 0 | 0 | 0 | Fail 2-year Threshold
[12 empty] | Commercial | High Efficiency PTHP | Y | Assembly | New | 3.0308 | 0.40281 | 7.5241 | 0 | 0 | 0 | Fail RIM | [11 empty] | Commercial | High Bay LED | N | Institutional | New | 1.9051 | 0.36008 | 5.2908 | 0 | 0 | 0 | Fail 2-year Threshold
[12 empty] | Commercial | High Efficiency PTHP | Y | College and University | New | 3.0764 | 0.37284 | 8.2513 | 0 | 0 | 0 | Fail RIM | [11 empty] | Commercial | High Bay LED | N | Lodging/Hospitality | New | 2.1678 | 0.36008 | 6.0205 | 0 | 0 | 0 | Fail 2-year Threshold
[12 empty] | Commercial | High Efficiency PTHP | Y | Grocery | New | 1.7135 | 0.40281 | 4.2539 | 0 | 0 | 0 | Fail RIM | [11 empty] | Commercial | High Bay LED | N | Miscellaneous | New | 2.5455 | 0.36008 | 7.0693 | 0 | 0 | 0 | Fail 2-year Threshold
[12 empty] | Commercial | High Efficiency PTHP | Y | Healthcare | New | 6.5744 | 0.40281 | 16.3215 | 0 | 0 | 0 | Fail RIM | [11 empty] | Commercial | High Bay LED | N | Offices | New | 1.8785 | 0.36008 | 5.217 | 0 | 0 | 0 | Fail 2-year Threshold
[12 empty] | Commercial | High Efficiency PTHP | Y | Hospitals | New | 5.7135 | 0.37284 | 15.3242 | 0 | 0 | 0 | Fail RIM | [11 empty] | Commercial | High Bay LED | N | Restaurants | New | 1.9386 | 0.36008 | 5.3838 | 0 | 0 | 0 | Fail 2-year Threshold
[12 empty] | Commercial | High Efficiency PTHP | Y | Institutional | New | 1.6483 | 0.40281 | 4.092 | 0 | 0 | 0 | Fail RIM | [11 empty] | Commercial | High Bay LED | N | Retail | New | 2.8781 | 0.36008 | 7.9931 | 0 | 0 | 0 | Fail 2-year Threshold
[12 empty] | Commercial | High Efficiency PTHP | Y | Lodging/Hospitality | New | 4.9864 | 0.40281 | 12.3791 | 0 | 0 | 0 | Fail RIM | [11 empty] | Commercial | High Bay LED | N | Warehouse | New | 2.2083 | 0.36008 | 6.1328 | 0 | 0 | 0 | Fail 2-year Threshold
[12 empty] | Commercial | High Efficiency PTHP | Y | Miscellaneous | New | 1.6926 | 0.40281 | 4.2019 | 0 | 0 | 0 | Fail RIM | [11 empty] | Commercial | LED - 14W | N | Assembly | Turnover | 10.9352 | 0.37725 | 28.9864 | 0 | 0 | 0 | Fail 2-year Threshold
[12 empty] | Commercial | High Efficiency PTHP | Y | Offices | New | 3.3929 | 0.40281 | 8.423 | 0 | 0 | 0 | Fail RIM | [11 empty] | Commercial | LED - 14W | N | College and University | Turnover | 14.7726 | 0.33481 | 44.1222 | 0 | 0 | 0 | Fail 2-year Threshold
[12 empty] | Commercial | High Efficiency PTHP | Y | Restaurants | New | 4.9809 | 0.40281 | 12.3655 | 0 | 0 | 0 | Fail RIM | [11 empty] | Commercial | LED - 14W | N | Grocery | Turnover | 21.0559 | 0.37681 | 55.8789 | 0 | 0 | 0 | Fail 2-year Threshold
[12 empty] | Commercial | High Efficiency PTHP | Y | Retail | New | 3.8844 | 0.40281 | 9.6433 | 0 | 0 | 0 | Fail RIM | [11 empty] | Commercial | LED - 14W | N | Healthcare | Turnover | 19.1175 | 0.37725 | 50.6757 | 0 | 0 | 0 | Fail 2-year Threshold
[12 empty] | Commercial | High Efficiency PTHP | Y | Schools K-12 | New | 3.3806 | 0.40281 | 8.3925 | 0 | 0 | 0 | Fail RIM | [11 empty] | Commercial | LED - 14W | N | Hospitals | Turnover | 22.7957 | 0.33481 | 68.0852 | 0 | 0 | 0 | Fail 2-year Threshold
[12 empty] | Commercial | High Efficiency PTHP | Y | Warehouse | New | 0.74549 | 0.40281 | 1.8507 | 0 | 0 | 0 | Fail RIM | [11 empty] | Commercial | LED - 14W | N | Institutional | Turnover | 12.5435 | 0.37725 | 33.2496 | 0 | 0 | 0 | Fail 2-year Threshold
[12 empty] | Commercial | Variable Refrigerant Flow (VRF) HVAC Systems | N | Assembly | Turnover | 0.3833 | 0.37678 | 1.0173 | 0 | 0 | 0 | Fail RIM | [11 empty] | Commercial | LED - 14W | N | Lodging/Hospitality | Turnover | 14.2575 | 0.37681 | 37.8372 | 0 | 0 | 0 | Fail 2-year Threshold
[12 empty] | Commercial | Variable Refrigerant Flow (VRF) HVAC Systems | N | College and University | Turnover | 0.4085 | 0.36509 | 1.1189 | 0 | 0 | 0 | Fail RIM | [11 empty] | Commercial | LED - 14W | N | Miscellaneous | Turnover | 16.7601 | 0.37725 | 44.4269 | 0 | 0 | 0 | Fail 2-year Threshold
[12 empty] | Commercial | Variable Refrigerant Flow (VRF) HVAC Systems | N | Grocery | Turnover | 0.23029 | 0.37678 | 0.61119 | 0 | 0 | 0 | Fail RIM | [11 empty] | Commercial | LED - 14W | N | Offices | Turnover | 12.3686 | 0.37725 | 32.786 | 0 | 0 | 0 | Fail 2-year Threshold
[12 empty] | Commercial | Variable Refrigerant Flow (VRF) HVAC Systems | N | Healthcare | Turnover | 0.8244 | 0.37678 | 2.188 | 0 | 0 | 0 | Fail RIM | [11 empty] | Commercial | LED - 14W | N | Restaurants | Turnover | 12.7497 | 0.37681 | 33.8357 | 0 | 0 | 0 | Fail 2-year Threshold
[12 empty] | Commercial | Variable Refrigerant Flow (VRF) HVAC Systems | N | Hospitals | Turnover | 0.78566 | 0.37678 | 2.0852 | 0 | 0 | 0 | Fail RIM | [11 empty] | Commercial | LED - 14W | N | Retail | Turnover | 18.929 | 0.37681 | 50.2345 | 0 | 0 | 0 | Fail 2-year Threshold
[12 empty] | Commercial | Variable Refrigerant Flow (VRF) HVAC Systems | N | Institutional | Turnover | 0.21232 | 0.37678 | 0.56351 | 0 | 0 | 0 | Fail RIM | [11 empty] | Commercial | LED - 14W | N | Schools K-12 | Turnover | 9.0455 | 0.37725 | 23.9772 | 0 | 0 | 0 | Fail 2-year Threshold
[12 empty] | Commercial | Variable Refrigerant Flow (VRF) HVAC Systems | N | Lodging/Hospitality | Turnover | 0.60161 | 0.36509 | 1.6478 | 0 | 0 | 0 | Fail RIM | [11 empty] | Commercial | LED - 14W | N | Warehouse | Turnover | 14.5397 | 0.37725 | 38.541 | 0 | 0 | 0 | Fail 2-year Threshold
[12 empty] | Commercial | Variable Refrigerant Flow (VRF) HVAC Systems | N | Miscellaneous | Turnover | 0.21398 | 0.37678 | 0.56793 | 0 | 0 | 0 | Fail RIM | [11 empty] | Commercial | LED - 14W | N | Assembly | New | 10.9352 | 0.37725 | 28.9864 | 0 | 0 | 0 | Fail 2-year Threshold
[12 empty] | Commercial | Variable Refrigerant Flow (VRF) HVAC Systems | N | Offices | Turnover | 0.4228 | 0.37678 | 1.1221 | 0 | 0 | 0 | Fail RIM | [11 empty] | Commercial | LED - 14W | N | College and University | New | 14.7726 | 0.33481 | 44.1222 | 0 | 0 | 0 | Fail 2-year Threshold
[12 empty] | Commercial | Variable Refrigerant Flow (VRF) HVAC Systems | N | Restaurants | Turnover | 0.65398 | 0.37678 | 1.7357 | 0 | 0 | 0 | Fail RIM | [11 empty] | Commercial | LED - 14W | N | Grocery | New | 21.0559 | 0.37681 | 55.8789 | 0 | 0 | 0 | Fail 2-year Threshold
[12 empty] | Commercial | Variable Refrigerant Flow (VRF) HVAC Systems | N | Retail | Turnover | 0.50338 | 0.37678 | 1.336 | 0 | 0 | 0 | Fail RIM | [11 empty] | Commercial | LED - 14W | N | Healthcare | New | 19.1175 | 0.37725 | 50.6757 | 0 | 0 | 0 | Fail 2-year Threshold
[12 empty] | Commercial | Variable Refrigerant Flow (VRF) HVAC Systems | N | Schools K-12 | Turnover | 0.43945 | 0.37678 | 1.1663 | 0 | 0 | 0 | Fail RIM | [11 empty] | Commercial | LED - 14W | N | Hospitals | New | 22.7957 | 0.33481 | 68.0852 | 0 | 0 | 0 | Fail 2-year Threshold
[12 empty] | Commercial | Variable Refrigerant Flow (VRF) HVAC Systems | N | Warehouse | Turnover | 0.097881 | 0.37678 | 0.25978 | 0 | 0 | 0 | Fail RIM | [11 empty] | Commercial | LED - 14W | N | Institutional | New | 12.5435 | 0.37725 | 33.2496 | 0 | 0 | 0 | Fail 2-year Threshold
[12 empty] | Commercial | Variable Refrigerant Flow (VRF) HVAC Systems | N | Assembly | New | 0.3833 | 0.37678 | 1.0173 | 0 | 0 | 0 | Fail RIM | [11 empty] | Commercial | LED - 14W | N | Lodging/Hospitality | New | 14.2575 | 0.37681 | 37.8372 | 0 | 0 | 0 | Fail 2-year Threshold
[12 empty] | Commercial | Variable Refrigerant Flow (VRF) HVAC Systems | N | College and University | New | 0.4085 | 0.36509 | 1.1189 | 0 | 0 | 0 | Fail RIM | [11 empty] | Commercial | LED - 14W | N | Miscellaneous | New | 16.7601 | 0.37725 | 44.4269 | 0 | 0 | 0 | Fail 2-year Threshold
[12 empty] | Commercial | Variable Refrigerant Flow (VRF) HVAC Systems | N | Grocery | New | 0.23029 | 0.37678 | 0.61119 | 0 | 0 | 0 | Fail RIM | [11 empty] | Commercial | LED - 14W | N | Offices | New | 12.3686 | 0.37725 | 32.786 | 0 | 0 | 0 | Fail 2-year Threshold
[12 empty] | Commercial | Variable Refrigerant Flow (VRF) HVAC Systems | N | Healthcare | New | 0.8244 | 0.37678 | 2.188 | 0 | 0 | 0 | Fail RIM | [11 empty] | Commercial | LED - 14W | N | Restaurants | New | 12.7497 | 0.37681 | 33.8357 | 0 | 0 | 0 | Fail 2-year Threshold
[12 empty] | Commercial | Variable Refrigerant Flow (VRF) HVAC Systems | N | Hospitals | New | 0.78566 | 0.37678 | 2.0852 | 0 | 0 | 0 | Fail RIM | [11 empty] | Commercial | LED - 14W | N | Retail | New | 18.929 | 0.37681 | 50.2345 | 0 | 0 | 0 | Fail 2-year Threshold
[12 empty] | Commercial | Variable Refrigerant Flow (VRF) HVAC Systems | N | Institutional | New | 0.21232 | 0.37678 | 0.56351 | 0 | 0 | 0 | Fail RIM | [11 empty] | Commercial | LED - 14W | N | Schools K-12 | New | 9.0455 | 0.37725 | 23.9772 | 0 | 0 | 0 | Fail 2-year Threshold
[12 empty] | Commercial | Variable Refrigerant Flow (VRF) HVAC Systems | N | Lodging/Hospitality | New | 0.60161 | 0.36509 | 1.6478 | 0 | 0 | 0 | Fail RIM | [11 empty] | Commercial | LED - 14W | N | Warehouse | New | 14.5397 | 0.37725 | 38.541 | 0 | 0 | 0 | Fail 2-year Threshold
[12 empty] | Commercial | Variable Refrigerant Flow (VRF) HVAC Systems | N | Miscellaneous | New | 0.21398 | 0.37678 | 0.56793 | 0 | 0 | 0 | Fail RIM | [11 empty] | Commercial | LED Display Lighting (Interior) | N | Assembly | Turnover | 3.4639 | 0.37858 | 9.1498 | 0 | 0 | 0 | Fail 2-year Threshold
[12 empty] | Commercial | Variable Refrigerant Flow (VRF) HVAC Systems | N | Offices | New | 0.4228 | 0.37678 | 1.1221 | 0 | 0 | 0 | Fail RIM | [11 empty] | Commercial | LED Display Lighting (Interior) | N | College and University | Turnover | 4.6703 | 0.33536 | 13.9261 | 0 | 0 | 0 | Fail 2-year Threshold
[12 empty] | Commercial | Variable Refrigerant Flow (VRF) HVAC Systems | N | Restaurants | New | 0.65398 | 0.37678 | 1.7357 | 0 | 0 | 0 | Fail RIM | [11 empty] | Commercial | LED Display Lighting (Interior) | N | Grocery | Turnover | 6.6501 | 0.37709 | 17.6353 | 0 | 0 | 0 | Fail 2-year Threshold
[12 empty] | Commercial | Variable Refrigerant Flow (VRF) HVAC Systems | N | Retail | New | 0.50338 | 0.37678 | 1.336 | 0 | 0 | 0 | Fail RIM | [11 empty] | Commercial | LED Display Lighting (Interior) | N | Healthcare | Turnover | 6.0559 | 0.37858 | 15.9963 | 0 | 0 | 0 | Fail 2-year Threshold
[12 empty] | Commercial | Variable Refrigerant Flow (VRF) HVAC Systems | N | Schools K-12 | New | 0.43945 | 0.37678 | 1.1663 | 0 | 0 | 0 | Fail RIM | [11 empty] | Commercial | LED Display Lighting (Interior) | N | Hospitals | Turnover | 7.2067 | 0.33536 | 21.4894 | 0 | 0 | 0 | Fail 2-year Threshold
[12 empty] | Commercial | Variable Refrigerant Flow (VRF) HVAC Systems | N | Warehouse | New | 0.097881 | 0.37678 | 0.25978 | 0 | 0 | 0 | Fail RIM | [11 empty] | Commercial | LED Display Lighting (Interior) | N | Institutional | Turnover | 3.9734 | 0.37858 | 10.4956 | 0 | 0 | 0 | Fail 2-year Threshold
[12 empty] | Commercial | CFL-23W | N | Assembly | Turnover | 6.923 | 0.38447 | 18.0065 | 0 | 0 | 0 | Fail RIM | [11 empty] | Commercial | LED Display Lighting (Interior) | N | Lodging/Hospitality | Turnover | 4.503 | 0.37709 | 11.9413 | 0 | 0 | 0 | Fail 2-year Threshold
[12 empty] | Commercial | CFL-23W | N | College and University | Turnover | 9.3212 | 0.34008 | 27.409 | 0 | 0 | 0 | Fail RIM | [11 empty] | Commercial | LED Display Lighting (Interior) | N | Miscellaneous | Turnover | 5.3091 | 0.37858 | 14.0238 | 0 | 0 | 0 | Fail 2-year Threshold
[12 empty] | Commercial | CFL-23W | N | Grocery | Turnover | 13.3429 | 0.38439 | 34.7122 | 0 | 0 | 0 | Fail RIM | [11 empty] | Commercial | LED Display Lighting (Interior) | N | Offices | Turnover | 3.918 | 0.37858 | 10.3492 | 0 | 0 | 0 | Fail 2-year Threshold
[12 empty] | Commercial | CFL-23W | N | Healthcare | Turnover | 12.1032 | 0.38447 | 31.48 | 0 | 0 | 0 | Fail RIM | [11 empty] | Commercial | LED Display Lighting (Interior) | N | Restaurants | Turnover | 4.0268 | 0.37709 | 10.6785 | 0 | 0 | 0 | Fail 2-year Threshold
[12 empty] | Commercial | CFL-23W | N | Hospitals | Turnover | 14.3836 | 0.34008 | 42.2948 | 0 | 0 | 0 | Fail RIM | [11 empty] | Commercial | LED Display Lighting (Interior) | N | Retail | Turnover | 5.9784 | 0.37709 | 15.8539 | 0 | 0 | 0 | Fail 2-year Threshold
[12 empty] | Commercial | CFL-23W | N | Institutional | Turnover | 7.9412 | 0.38447 | 20.6548 | 0 | 0 | 0 | Fail RIM | [11 empty] | Commercial | LED Display Lighting (Interior) | N | Schools K-12 | Turnover | 2.8653 | 0.37858 | 7.5686 | 0 | 0 | 0 | Fail 2-year Threshold
[12 empty] | Commercial | CFL-23W | N | Lodging/Hospitality | Turnover | 9.0349 | 0.38439 | 23.5046 | 0 | 0 | 0 | Fail RIM | [11 empty] | Commercial | LED Display Lighting (Interior) | N | Warehouse | Turnover | 4.6057 | 0.37858 | 12.1658 | 0 | 0 | 0 | Fail 2-year Threshold
[12 empty] | Commercial | CFL-23W | N | Miscellaneous | Turnover | 10.6108 | 0.38447 | 27.5982 | 0 | 0 | 0 | Fail RIM | [11 empty] | Commercial | LED Display Lighting (Interior) | N | Assembly | New | 3.4639 | 0.37858 | 9.1498 | 0 | 0 | 0 | Fail 2-year Threshold
[12 empty] | Commercial | CFL-23W | N | Offices | Turnover | 7.8305 | 0.38447 | 20.3668 | 0 | 0 | 0 | Fail RIM | [11 empty] | Commercial | LED Display Lighting (Interior) | N | College and University | New | 4.6703 | 0.33536 | 13.9261 | 0 | 0 | 0 | Fail 2-year Threshold
[12 empty] | Commercial | CFL-23W | N | Restaurants | Turnover | 8.0794 | 0.38439 | 21.0189 | 0 | 0 | 0 | Fail RIM | [11 empty] | Commercial | LED Display Lighting (Interior) | N | Grocery | New | 6.6501 | 0.37709 | 17.6353 | 0 | 0 | 0 | Fail 2-year Threshold
[12 empty] | Commercial | CFL-23W | N | Retail | Turnover | 11.9952 | 0.38439 | 31.2059 | 0 | 0 | 0 | Fail RIM | [11 empty] | Commercial | LED Display Lighting (Interior) | N | Healthcare | New | 6.0559 | 0.37858 | 15.9963 | 0 | 0 | 0 | Fail 2-year Threshold
[12 empty] | Commercial | CFL-23W | N | Schools K-12 | Turnover | 5.7266 | 0.38447 | 14.8948 | 0 | 0 | 0 | Fail RIM | [11 empty] | Commercial | LED Display Lighting (Interior) | N | Hospitals | New | 7.2067 | 0.33536 | 21.4894 | 0 | 0 | 0 | Fail 2-year Threshold
[12 empty] | Commercial | CFL-23W | N | Warehouse | Turnover | 9.205 | 0.38447 | 23.9418 | 0 | 0 | 0 | Fail RIM | [11 empty] | Commercial | LED Display Lighting (Interior) | N | Institutional | New | 3.9734 | 0.37858 | 10.4956 | 0 | 0 | 0 | Fail 2-year Threshold
[12 empty] | Commercial | CFL-23W | N | Assembly | New | 6.923 | 0.38447 | 18.0065 | 0 | 0 | 0 | Fail RIM | [11 empty] | Commercial | LED Display Lighting (Interior) | N | Lodging/Hospitality | New | 4.503 | 0.37709 | 11.9413 | 0 | 0 | 0 | Fail 2-year Threshold
[12 empty] | Commercial | CFL-23W | N | College and University | New | 9.3212 | 0.34008 | 27.409 | 0 | 0 | 0 | Fail RIM | [11 empty] | Commercial | LED Display Lighting (Interior) | N | Miscellaneous | New | 5.3091 | 0.37858 | 14.0238 | 0 | 0 | 0 | Fail 2-year Threshold
[12 empty] | Commercial | CFL-23W | N | Grocery | New | 13.3429 | 0.38439 | 34.7122 | 0 | 0 | 0 | Fail RIM | [11 empty] | Commercial | LED Display Lighting (Interior) | N | Offices | New | 3.918 | 0.37858 | 10.3492 | 0 | 0 | 0 | Fail 2-year Threshold
[12 empty] | Commercial | CFL-23W | N | Healthcare | New | 12.1032 | 0.38447 | 31.48 | 0 | 0 | 0 | Fail RIM | [11 empty] | Commercial | LED Display Lighting (Interior) | N | Restaurants | New | 4.0268 | 0.37709 | 10.6785 | 0 | 0 | 0 | Fail 2-year Threshold
[12 empty] | Commercial | CFL-23W | N | Hospitals | New | 14.3836 | 0.34008 | 42.2948 | 0 | 0 | 0 | Fail RIM | [11 empty] | Commercial | LED Display Lighting (Interior) | N | Retail | New | 5.9784 | 0.37709 | 15.8539 | 0 | 0 | 0 | Fail 2-year Threshold
[12 empty] | Commercial | CFL-23W | N | Institutional | New | 7.9412 | 0.38447 | 20.6548 | 0 | 0 | 0 | Fail RIM | [11 empty] | Commercial | LED Display Lighting (Interior) | N | Schools K-12 | New | 2.8653 | 0.37858 | 7.5686 | 0 | 0 | 0 | Fail 2-year Threshold
[12 empty] | Commercial | CFL-23W | N | Lodging/Hospitality | New | 9.0349 | 0.38439 | 23.5046 | 0 | 0 | 0 | Fail RIM | [11 empty] | Commercial | LED Display Lighting (Interior) | N | Warehouse | New | 4.6057 | 0.37858 | 12.1658 | 0 | 0 | 0 | Fail 2-year Threshold
[12 empty] | Commercial | CFL-23W | N | Miscellaneous | New | 10.6108 | 0.38447 | 27.5982 | 0 | 0 | 0 | Fail RIM | [11 empty] | Commercial | LED Linear - Fixture Replacement | N | Assembly | Turnover | 5.4661 | 0.37776 | 14.47 | 0 | 0 | 0 | Fail 2-year Threshold
[12 empty] | Commercial | CFL-23W | N | Offices | New | 7.8305 | 0.38447 | 20.3668 | 0 | 0 | 0 | Fail RIM | [11 empty] | Commercial | LED Linear - Fixture Replacement | N | College and University | Turnover | 7.3796 | 0.33503 | 22.0266 | 0 | 0 | 0 | Fail 2-year Threshold
[12 empty] | Commercial | CFL-23W | N | Restaurants | New | 8.0794 | 0.38439 | 21.0189 | 0 | 0 | 0 | Fail RIM | [11 empty] | Commercial | LED Linear - Fixture Replacement | N | Grocery | Turnover | 10.5259 | 0.37733 | 27.8956 | 0 | 0 | 0 | Fail 2-year Threshold
[12 empty] | Commercial | CFL-23W | N | Retail | New | 11.9952 | 0.38439 | 31.2059 | 0 | 0 | 0 | Fail RIM | [11 empty] | Commercial | LED Linear - Fixture Replacement | N | Healthcare | Turnover | 9.5562 | 0.37776 | 25.2974 | 0 | 0 | 0 | Fail 2-year Threshold
[12 empty] | Commercial | CFL-23W | N | Schools K-12 | New | 5.7266 | 0.38447 | 14.8948 | 0 | 0 | 0 | Fail RIM | [11 empty] | Commercial | LED Linear - Fixture Replacement | N | Hospitals | Turnover | 11.3874 | 0.33503 | 33.9894 | 0 | 0 | 0 | Fail 2-year Threshold
[12 empty] | Commercial | CFL-23W | N | Warehouse | New | 9.205 | 0.38447 | 23.9418 | 0 | 0 | 0 | Fail RIM | [11 empty] | Commercial | LED Linear - Fixture Replacement | N | Institutional | Turnover | 6.2701 | 0.37776 | 16.5983 | 0 | 0 | 0 | Fail 2-year Threshold
[12 empty] | Commercial | High Bay Fluorescent (T5) | N | Assembly | Turnover | 2.4502 | 0.36008 | 6.8045 | 0 | 0 | 0 | Fail RIM | [11 empty] | Commercial | LED Linear - Fixture Replacement | N | Lodging/Hospitality | Turnover | 7.1274 | 0.37733 | 18.8889 | 0 | 0 | 0 | Fail 2-year Threshold
[12 empty] | Commercial | High Bay Fluorescent (T5) | N | College and University | Turnover | 3.7553 | 0.36008 | 10.4292 | 0 | 0 | 0 | Fail RIM | [11 empty] | Commercial | LED Linear - Fixture Replacement | N | Miscellaneous | Turnover | 8.3779 | 0.37776 | 22.178 | 0 | 0 | 0 | Fail 2-year Threshold
[12 empty] | Commercial | High Bay Fluorescent (T5) | N | Grocery | Turnover | 4.7231 | 0.36008 | 13.1169 | 0 | 0 | 0 | Fail RIM | [11 empty] | Commercial | LED Linear - Fixture Replacement | N | Offices | Turnover | 6.1827 | 0.37776 | 16.3668 | 0 | 0 | 0 | Fail 2-year Threshold
[12 empty] | Commercial | High Bay Fluorescent (T5) | N | Healthcare | Turnover | 4.2835 | 0.36008 | 11.8961 | 0 | 0 | 0 | Fail RIM | [11 empty] | Commercial | LED Linear - Fixture Replacement | N | Restaurants | Turnover | 6.3736 | 0.37733 | 16.8913 | 0 | 0 | 0 | Fail 2-year Threshold
[12 empty] | Commercial | High Bay Fluorescent (T5) | N | Hospitals | Turnover | 5.7949 | 0.36008 | 16.0933 | 0 | 0 | 0 | Fail RIM | [11 empty] | Commercial | LED Linear - Fixture Replacement | N | Retail | Turnover | 9.4627 | 0.37733 | 25.0778 | 0 | 0 | 0 | Fail 2-year Threshold
[12 empty] | Commercial | High Bay Fluorescent (T5) | N | Institutional | Turnover | 2.8105 | 0.36008 | 7.8053 | 0 | 0 | 0 | Fail RIM | [11 empty] | Commercial | LED Linear - Fixture Replacement | N | Schools K-12 | Turnover | 4.5215 | 0.37776 | 11.9695 | 0 | 0 | 0 | Fail 2-year Threshold
[12 empty] | Commercial | High Bay Fluorescent (T5) | N | Lodging/Hospitality | Turnover | 3.1982 | 0.36008 | 8.8819 | 0 | 0 | 0 | Fail RIM | [11 empty] | Commercial | LED Linear - Fixture Replacement | N | Warehouse | Turnover | 7.2679 | 0.37776 | 19.2397 | 0 | 0 | 0 | Fail 2-year Threshold
[12 empty] | Commercial | High Bay Fluorescent (T5) | N | Miscellaneous | Turnover | 3.7553 | 0.36008 | 10.4292 | 0 | 0 | 0 | Fail RIM | [11 empty] | Commercial | LED Linear - Fixture Replacement | N | Assembly | New | 5.4661 | 0.37776 | 14.47 | 0 | 0 | 0 | Fail 2-year Threshold
[12 empty] | Commercial | High Bay Fluorescent (T5) | N | Offices | Turnover | 2.7713 | 0.36008 | 7.6965 | 0 | 0 | 0 | Fail RIM | [11 empty] | Commercial | LED Linear - Fixture Replacement | N | College and University | New | 7.3796 | 0.33503 | 22.0266 | 0 | 0 | 0 | Fail 2-year Threshold
[12 empty] | Commercial | High Bay Fluorescent (T5) | N | Restaurants | Turnover | 2.8599 | 0.36008 | 7.9426 | 0 | 0 | 0 | Fail RIM | [11 empty] | Commercial | LED Linear - Fixture Replacement | N | Grocery | New | 10.5259 | 0.37733 | 27.8956 | 0 | 0 | 0 | Fail 2-year Threshold
[12 empty] | Commercial | High Bay Fluorescent (T5) | N | Retail | Turnover | 4.246 | 0.36008 | 11.792 | 0 | 0 | 0 | Fail RIM | [11 empty] | Commercial | LED Linear - Fixture Replacement | N | Healthcare | New | 9.5562 | 0.37776 | 25.2974 | 0 | 0 | 0 | Fail 2-year Threshold
[12 empty] | Commercial | High Bay Fluorescent (T5) | N | Schools K-12 | Turnover | 2.0268 | 0.36008 | 5.6286 | 0 | 0 | 0 | Fail RIM | [11 empty] | Commercial | LED Linear - Fixture Replacement | N | Hospitals | New | 11.3874 | 0.33503 | 33.9894 | 0 | 0 | 0 | Fail 2-year Threshold
[12 empty] | Commercial | High Bay Fluorescent (T5) | N | Warehouse | Turnover | 3.2578 | 0.36008 | 9.0475 | 0 | 0 | 0 | Fail RIM | [11 empty] | Commercial | LED Linear - Fixture Replacement | N | Institutional | New | 6.2701 | 0.37776 | 16.5983 | 0 | 0 | 0 | Fail 2-year Threshold
[12 empty] | Commercial | High Bay Fluorescent (T5) | N | Assembly | New | 2.4502 | 0.36008 | 6.8045 | 0 | 0 | 0 | Fail RIM | [11 empty] | Commercial | LED Linear - Fixture Replacement | N | Lodging/Hospitality | New | 7.1274 | 0.37733 | 18.8889 | 0 | 0 | 0 | Fail 2-year Threshold
[12 empty] | Commercial | High Bay Fluorescent (T5) | N | College and University | New | 3.7553 | 0.36008 | 10.4292 | 0 | 0 | 0 | Fail RIM | [11 empty] | Commercial | LED Linear - Fixture Replacement | N | Miscellaneous | New | 8.3779 | 0.37776 | 22.178 | 0 | 0 | 0 | Fail 2-year Threshold
[12 empty] | Commercial | High Bay Fluorescent (T5) | N | Grocery | New | 4.7231 | 0.36008 | 13.1169 | 0 | 0 | 0 | Fail RIM | [11 empty] | Commercial | LED Linear - Fixture Replacement | N | Offices | New | 6.1827 | 0.37776 | 16.3668 | 0 | 0 | 0 | Fail 2-year Threshold
[12 empty] | Commercial | High Bay Fluorescent (T5) | N | Healthcare | New | 4.2835 | 0.36008 | 11.8961 | 0 | 0 | 0 | Fail RIM | [11 empty] | Commercial | LED Linear - Fixture Replacement | N | Restaurants | New | 6.3736 | 0.37733 | 16.8913 | 0 | 0 | 0 | Fail 2-year Threshold
[12 empty] | Commercial | High Bay Fluorescent (T5) | N | Hospitals | New | 5.7949 | 0.36008 | 16.0933 | 0 | 0 | 0 | Fail RIM | [11 empty] | Commercial | LED Linear - Fixture Replacement | N | Retail | New | 9.4627 | 0.37733 | 25.0778 | 0 | 0 | 0 | Fail 2-year Threshold
[12 empty] | Commercial | High Bay Fluorescent (T5) | N | Institutional | New | 2.8105 | 0.36008 | 7.8053 | 0 | 0 | 0 | Fail RIM | [11 empty] | Commercial | LED Linear - Fixture Replacement | N | Schools K-12 | New | 4.5215 | 0.37776 | 11.9695 | 0 | 0 | 0 | Fail 2-year Threshold
[12 empty] | Commercial | High Bay Fluorescent (T5) | N | Lodging/Hospitality | New | 3.1982 | 0.36008 | 8.8819 | 0 | 0 | 0 | Fail RIM | [11 empty] | Commercial | LED Linear - Fixture Replacement | N | Warehouse | New | 7.2679 | 0.37776 | 19.2397 | 0 | 0 | 0 | Fail 2-year Threshold
[12 empty] | Commercial | High Bay Fluorescent (T5) | N | Miscellaneous | New | 3.7553 | 0.36008 | 10.4292 | 0 | 0 | 0 | Fail RIM | [11 empty] | Commercial | LED Linear - Lamp Replacement | N | Assembly | Turnover | 4.283 | 0.37758 | 11.3433 | 0 | 0 | 0 | Fail 2-year Threshold
[12 empty] | Commercial | High Bay Fluorescent (T5) | N | Offices | New | 2.7713 | 0.36008 | 7.6965 | 0 | 0 | 0 | Fail RIM | [11 empty] | Commercial | LED Linear - Lamp Replacement | N | College and University | Turnover | 5.7879 | 0.33521 | 17.2668 | 0 | 0 | 0 | Fail 2-year Threshold
[12 empty] | Commercial | High Bay Fluorescent (T5) | N | Restaurants | New | 2.8599 | 0.36008 | 7.9426 | 0 | 0 | 0 | Fail RIM | [11 empty] | Commercial | LED Linear - Lamp Replacement | N | Grocery | Turnover | 8.2408 | 0.37688 | 21.8659 | 0 | 0 | 0 | Fail 2-year Threshold
[12 empty] | Commercial | High Bay Fluorescent (T5) | N | Retail | New | 4.246 | 0.36008 | 11.792 | 0 | 0 | 0 | Fail RIM | [11 empty] | Commercial | LED Linear - Lamp Replacement | N | Healthcare | Turnover | 7.4878 | 0.37758 | 19.8311 | 0 | 0 | 0 | Fail 2-year Threshold
[12 empty] | Commercial | High Bay Fluorescent (T5) | N | Schools K-12 | New | 2.0268 | 0.36008 | 5.6286 | 0 | 0 | 0 | Fail RIM | [11 empty] | Commercial | LED Linear - Lamp Replacement | N | Hospitals | Turnover | 8.9314 | 0.33521 | 26.6445 | 0 | 0 | 0 | Fail 2-year Threshold
[12 empty] | Commercial | High Bay Fluorescent (T5) | N | Warehouse | New | 3.2578 | 0.36008 | 9.0475 | 0 | 0 | 0 | Fail RIM | [11 empty] | Commercial | LED Linear - Lamp Replacement | N | Institutional | Turnover | 4.913 | 0.37758 | 13.0117 | 0 | 0 | 0 | Fail 2-year Threshold
[12 empty] | Commercial | High Bay LED | N | Assembly | Turnover | 1.6608 | 0.36008 | 4.6124 | 0 | 0 | 0 | Fail RIM | [11 empty] | Commercial | LED Linear - Lamp Replacement | N | Lodging/Hospitality | Turnover | 5.58 | 0.37688 | 14.806 | 0 | 0 | 0 | Fail 2-year Threshold
[12 empty] | Commercial | High Bay LED | N | College and University | Turnover | 2.5455 | 0.36008 | 7.0693 | 0 | 0 | 0 | Fail RIM | [11 empty] | Commercial | LED Linear - Lamp Replacement | N | Miscellaneous | Turnover | 6.5645 | 0.37758 | 17.3858 | 0 | 0 | 0 | Fail 2-year Threshold
[12 empty] | Commercial | High Bay LED | N | Grocery | Turnover | 3.2015 | 0.36008 | 8.8912 | 0 | 0 | 0 | Fail RIM | [11 empty] | Commercial | LED Linear - Lamp Replacement | N | Offices | Turnover | 4.8445 | 0.37758 | 12.8303 | 0 | 0 | 0 | Fail 2-year Threshold
[12 empty] | Commercial | High Bay LED | N | Healthcare | Turnover | 2.9036 | 0.36008 | 8.0637 | 0 | 0 | 0 | Fail RIM | [11 empty] | Commercial | LED Linear - Lamp Replacement | N | Restaurants | Turnover | 4.9899 | 0.37688 | 13.2403 | 0 | 0 | 0 | Fail 2-year Threshold
[12 empty] | Commercial | High Bay LED | N | Hospitals | Turnover | 3.928 | 0.36008 | 10.9087 | 0 | 0 | 0 | Fail RIM | [11 empty] | Commercial | LED Linear - Lamp Replacement | N | Retail | Turnover | 7.4084 | 0.37688 | 19.6573 | 0 | 0 | 0 | Fail 2-year Threshold
[12 empty] | Commercial | High Bay LED | N | Institutional | Turnover | 1.9051 | 0.36008 | 5.2908 | 0 | 0 | 0 | Fail RIM | [11 empty] | Commercial | LED Linear - Lamp Replacement | N | Schools K-12 | Turnover | 3.5429 | 0.37758 | 9.3831 | 0 | 0 | 0 | Fail 2-year Threshold
[12 empty] | Commercial | High Bay LED | N | Lodging/Hospitality | Turnover | 2.1678 | 0.36008 | 6.0205 | 0 | 0 | 0 | Fail RIM | [11 empty] | Commercial | LED Linear - Lamp Replacement | N | Warehouse | Turnover | 5.6948 | 0.37758 | 15.0824 | 0 | 0 | 0 | Fail 2-year Threshold
[12 empty] | Commercial | High Bay LED | N | Miscellaneous | Turnover | 2.5455 | 0.36008 | 7.0693 | 0 | 0 | 0 | Fail RIM | [11 empty] | Commercial | LED Linear - Lamp Replacement | N | Assembly | New | 4.283 | 0.37758 | 11.3433 | 0 | 0 | 0 | Fail 2-year Threshold
[12 empty] | Commercial | High Bay LED | N | Offices | Turnover | 1.8785 | 0.36008 | 5.217 | 0 | 0 | 0 | Fail RIM | [11 empty] | Commercial | LED Linear - Lamp Replacement | N | College and University | New | 5.7879 | 0.33521 | 17.2668 | 0 | 0 | 0 | Fail 2-year Threshold
[12 empty] | Commercial | High Bay LED | N | Restaurants | Turnover | 1.9386 | 0.36008 | 5.3838 | 0 | 0 | 0 | Fail RIM | [11 empty] | Commercial | LED Linear - Lamp Replacement | N | Grocery | New | 8.2408 | 0.37688 | 21.8659 | 0 | 0 | 0 | Fail 2-year Threshold
[12 empty] | Commercial | High Bay LED | N | Retail | Turnover | 2.8781 | 0.36008 | 7.9931 | 0 | 0 | 0 | Fail RIM | [11 empty] | Commercial | LED Linear - Lamp Replacement | N | Healthcare | New | 7.4878 | 0.37758 | 19.8311 | 0 | 0 | 0 | Fail 2-year Threshold
[12 empty] | Commercial | High Bay LED | N | Schools K-12 | Turnover | 1.3738 | 0.36008 | 3.8153 | 0 | 0 | 0 | Fail RIM | [11 empty] | Commercial | LED Linear - Lamp Replacement | N | Hospitals | New | 8.9314 | 0.33521 | 26.6445 | 0 | 0 | 0 | Fail 2-year Threshold
[12 empty] | Commercial | High Bay LED | N | Warehouse | Turnover | 2.2083 | 0.36008 | 6.1328 | 0 | 0 | 0 | Fail RIM | [11 empty] | Commercial | LED Linear - Lamp Replacement | N | Institutional | New | 4.913 | 0.37758 | 13.0117 | 0 | 0 | 0 | Fail 2-year Threshold
[12 empty] | Commercial | High Bay LED | N | Assembly | New | 1.6608 | 0.36008 | 4.6124 | 0 | 0 | 0 | Fail RIM | [11 empty] | Commercial | LED Linear - Lamp Replacement | N | Lodging/Hospitality | New | 5.58 | 0.37688 | 14.806 | 0 | 0 | 0 | Fail 2-year Threshold
[12 empty] | Commercial | High Bay LED | N | College and University | New | 2.5455 | 0.36008 | 7.0693 | 0 | 0 | 0 | Fail RIM | [11 empty] | Commercial | LED Linear - Lamp Replacement | N | Miscellaneous | New | 6.5645 | 0.37758 | 17.3858 | 0 | 0 | 0 | Fail 2-year Threshold
[12 empty] | Commercial | High Bay LED | N | Grocery | New | 3.2015 | 0.36008 | 8.8912 | 0 | 0 | 0 | Fail RIM | [11 empty] | Commercial | LED Linear - Lamp Replacement | N | Offices | New | 4.8445 | 0.37758 | 12.8303 | 0 | 0 | 0 | Fail 2-year Threshold
[12 empty] | Commercial | High Bay LED | N | Healthcare | New | 2.9036 | 0.36008 | 8.0637 | 0 | 0 | 0 | Fail RIM | [11 empty] | Commercial | LED Linear - Lamp Replacement | N | Restaurants | New | 4.9899 | 0.37688 | 13.2403 | 0 | 0 | 0 | Fail 2-year Threshold
[12 empty] | Commercial | High Bay LED | N | Hospitals | New | 3.928 | 0.36008 | 10.9087 | 0 | 0 | 0 | Fail RIM | [11 empty] | Commercial | LED Linear - Lamp Replacement | N | Retail | New | 7.4084 | 0.37688 | 19.6573 | 0 | 0 | 0 | Fail 2-year Threshold
[12 empty] | Commercial | High Bay LED | N | Institutional | New | 1.9051 | 0.36008 | 5.2908 | 0 | 0 | 0 | Fail RIM | [11 empty] | Commercial | LED Linear - Lamp Replacement | N | Schools K-12 | New | 3.5429 | 0.37758 | 9.3831 | 0 | 0 | 0 | Fail 2-year Threshold
[12 empty] | Commercial | High Bay LED | N | Lodging/Hospitality | New | 2.1678 | 0.36008 | 6.0205 | 0 | 0 | 0 | Fail RIM | [11 empty] | Commercial | LED Linear - Lamp Replacement | N | Warehouse | New | 5.6948 | 0.37758 | 15.0824 | 0 | 0 | 0 | Fail 2-year Threshold
[12 empty] | Commercial | High Bay LED | N | Miscellaneous | New | 2.5455 | 0.36008 | 7.0693 | 0 | 0 | 0 | Fail RIM | [11 empty] | Commercial | Premium T8 - Fixture Replacement | N | Assembly | Turnover | 0.45331 | 0.38408 | 1.1803 | 0 | 0 | 0 | Fail TRC
[12 empty] | Commercial | High Bay LED | N | Offices | New | 1.8785 | 0.36008 | 5.217 | 0 | 0 | 0 | Fail RIM | [11 empty] | Commercial | Premium T8 - Fixture Replacement | N | College and University | Turnover | 0.61007 | 0.33956 | 1.7966 | 0 | 0 | 0 | Fail TRC
[12 empty] | Commercial | High Bay LED | N | Restaurants | New | 1.9386 | 0.36008 | 5.3838 | 0 | 0 | 0 | Fail RIM | [11 empty] | Commercial | Premium T8 - Fixture Replacement | N | Grocery | Turnover | 0.87372 | 0.384 | 2.2753 | 0 | 0 | 0 | Fail TRC
[12 empty] | Commercial | High Bay LED | N | Retail | New | 2.8781 | 0.36008 | 7.9931 | 0 | 0 | 0 | Fail RIM | [11 empty] | Commercial | Premium T8 - Fixture Replacement | N | Healthcare | Turnover | 0.79251 | 0.38408 | 2.0634 | 0 | 0 | 0 | Fail TRC
[12 empty] | Commercial | High Bay LED | N | Schools K-12 | New | 1.3738 | 0.36008 | 3.8153 | 0 | 0 | 0 | Fail RIM | [11 empty] | Commercial | Premium T8 - Fixture Replacement | N | Hospitals | Turnover | 0.9414 | 0.33956 | 2.7724 | 0 | 0 | 0 | Fail TRC
[12 empty] | Commercial | High Bay LED | N | Warehouse | New | 2.2083 | 0.36008 | 6.1328 | 0 | 0 | 0 | Fail RIM | [11 empty] | Commercial | Premium T8 - Fixture Replacement | N | Institutional | Turnover | 0.51999 | 0.38408 | 1.3539 | 0 | 0 | 0 | Fail TRC
[12 empty] | Commercial | LED - 14W | N | Assembly | Turnover | 10.9352 | 0.37725 | 28.9864 | 0 | 0 | 0 | Fail RIM | [11 empty] | Commercial | Premium T8 - Fixture Replacement | N | Lodging/Hospitality | Turnover | 0.59162 | 0.384 | 1.5407 | 0 | 0 | 0 | Fail TRC
[12 empty] | Commercial | LED - 14W | N | College and University | Turnover | 14.7726 | 0.33481 | 44.1222 | 0 | 0 | 0 | Fail RIM | [11 empty] | Commercial | Premium T8 - Fixture Replacement | N | Miscellaneous | Turnover | 0.69479 | 0.38408 | 1.809 | 0 | 0 | 0 | Fail TRC
[12 empty] | Commercial | LED - 14W | N | Grocery | Turnover | 21.0559 | 0.37681 | 55.8789 | 0 | 0 | 0 | Fail RIM | [11 empty] | Commercial | Premium T8 - Fixture Replacement | N | Offices | Turnover | 0.51274 | 0.38408 | 1.335 | 0 | 0 | 0 | Fail TRC
[12 empty] | Commercial | LED - 14W | N | Healthcare | Turnover | 19.1175 | 0.37725 | 50.6757 | 0 | 0 | 0 | Fail RIM | [11 empty] | Commercial | Premium T8 - Fixture Replacement | N | Restaurants | Turnover | 0.52905 | 0.384 | 1.3778 | 0 | 0 | 0 | Fail TRC
[12 empty] | Commercial | LED - 14W | N | Hospitals | Turnover | 22.7957 | 0.33481 | 68.0852 | 0 | 0 | 0 | Fail RIM | [11 empty] | Commercial | Premium T8 - Fixture Replacement | N | Retail | Turnover | 0.78547 | 0.384 | 2.0455 | 0 | 0 | 0 | Fail TRC
[12 empty] | Commercial | LED - 14W | N | Institutional | Turnover | 12.5435 | 0.37725 | 33.2496 | 0 | 0 | 0 | Fail RIM | [11 empty] | Commercial | Premium T8 - Fixture Replacement | N | Schools K-12 | Turnover | 0.37498 | 0.38408 | 0.9763 | 0 | 0 | 0 | Fail TRC
[12 empty] | Commercial | LED - 14W | N | Lodging/Hospitality | Turnover | 14.2575 | 0.37681 | 37.8372 | 0 | 0 | 0 | Fail RIM | [11 empty] | Commercial | Premium T8 - Fixture Replacement | N | Warehouse | Turnover | 0.60274 | 0.38408 | 1.5693 | 0 | 0 | 0 | Fail TRC
[12 empty] | Commercial | LED - 14W | N | Miscellaneous | Turnover | 16.7601 | 0.37725 | 44.4269 | 0 | 0 | 0 | Fail RIM | [11 empty] | Commercial | Premium T8 - Fixture Replacement | N | Assembly | New | 0.45331 | 0.38408 | 1.1803 | 0 | 0 | 0 | Fail TRC
[12 empty] | Commercial | LED - 14W | N | Offices | Turnover | 12.3686 | 0.37725 | 32.786 | 0 | 0 | 0 | Fail RIM | [11 empty] | Commercial | Premium T8 - Fixture Replacement | N | College and University | New | 0.61007 | 0.33956 | 1.7966 | 0 | 0 | 0 | Fail TRC
[12 empty] | Commercial | LED - 14W | N | Restaurants | Turnover | 12.7497 | 0.37681 | 33.8357 | 0 | 0 | 0 | Fail RIM | [11 empty] | Commercial | Premium T8 - Fixture Replacement | N | Grocery | New | 0.87372 | 0.384 | 2.2753 | 0 | 0 | 0 | Fail TRC
[12 empty] | Commercial | LED - 14W | N | Retail | Turnover | 18.929 | 0.37681 | 50.2345 | 0 | 0 | 0 | Fail RIM | [11 empty] | Commercial | Premium T8 - Fixture Replacement | N | Healthcare | New | 0.79251 | 0.38408 | 2.0634 | 0 | 0 | 0 | Fail TRC
[12 empty] | Commercial | LED - 14W | N | Schools K-12 | Turnover | 9.0455 | 0.37725 | 23.9772 | 0 | 0 | 0 | Fail RIM | [11 empty] | Commercial | Premium T8 - Fixture Replacement | N | Hospitals | New | 0.9414 | 0.33956 | 2.7724 | 0 | 0 | 0 | Fail TRC
[12 empty] | Commercial | LED - 14W | N | Warehouse | Turnover | 14.5397 | 0.37725 | 38.541 | 0 | 0 | 0 | Fail RIM | [11 empty] | Commercial | Premium T8 - Fixture Replacement | N | Institutional | New | 0.51999 | 0.38408 | 1.3539 | 0 | 0 | 0 | Fail TRC
[12 empty] | Commercial | LED - 14W | N | Assembly | New | 10.9352 | 0.37725 | 28.9864 | 0 | 0 | 0 | Fail RIM | [11 empty] | Commercial | Premium T8 - Fixture Replacement | N | Lodging/Hospitality | New | 0.59162 | 0.384 | 1.5407 | 0 | 0 | 0 | Fail TRC
[12 empty] | Commercial | LED - 14W | N | College and University | New | 14.7726 | 0.33481 | 44.1222 | 0 | 0 | 0 | Fail RIM | [11 empty] | Commercial | Premium T8 - Fixture Replacement | N | Miscellaneous | New | 0.69479 | 0.38408 | 1.809 | 0 | 0 | 0 | Fail TRC
[12 empty] | Commercial | LED - 14W | N | Grocery | New | 21.0559 | 0.37681 | 55.8789 | 0 | 0 | 0 | Fail RIM | [11 empty] | Commercial | Premium T8 - Fixture Replacement | N | Offices | New | 0.51274 | 0.38408 | 1.335 | 0 | 0 | 0 | Fail TRC
[12 empty] | Commercial | LED - 14W | N | Healthcare | New | 19.1175 | 0.37725 | 50.6757 | 0 | 0 | 0 | Fail RIM | [11 empty] | Commercial | Premium T8 - Fixture Replacement | N | Restaurants | New | 0.52905 | 0.384 | 1.3778 | 0 | 0 | 0 | Fail TRC
[12 empty] | Commercial | LED - 14W | N | Hospitals | New | 22.7957 | 0.33481 | 68.0852 | 0 | 0 | 0 | Fail RIM | [11 empty] | Commercial | Premium T8 - Fixture Replacement | N | Retail | New | 0.78547 | 0.384 | 2.0455 | 0 | 0 | 0 | Fail TRC
[12 empty] | Commercial | LED - 14W | N | Institutional | New | 12.5435 | 0.37725 | 33.2496 | 0 | 0 | 0 | Fail RIM | [11 empty] | Commercial | Premium T8 - Fixture Replacement | N | Schools K-12 | New | 0.37498 | 0.38408 | 0.9763 | 0 | 0 | 0 | Fail TRC
[12 empty] | Commercial | LED - 14W | N | Lodging/Hospitality | New | 14.2575 | 0.37681 | 37.8372 | 0 | 0 | 0 | Fail RIM | [11 empty] | Commercial | Premium T8 - Fixture Replacement | N | Warehouse | New | 0.60274 | 0.38408 | 1.5693 | 0 | 0 | 0 | Fail TRC
[12 empty] | Commercial | LED - 14W | N | Miscellaneous | New | 16.7601 | 0.37725 | 44.4269 | 0 | 0 | 0 | Fail RIM | [11 empty] | Commercial | Premium T8 - Lamp Replacement | N | Assembly | Turnover | 6.8647 | 0.38389 | 17.8821 | 0 | 0 | 0 | Fail 2-year Threshold
[12 empty] | Commercial | LED - 14W | N | Offices | New | 12.3686 | 0.37725 | 32.786 | 0 | 0 | 0 | Fail RIM | [11 empty] | Commercial | Premium T8 - Lamp Replacement | N | College and University | Turnover | 9.2472 | 0.33972 | 27.22 | 0 | 0 | 0 | Fail 2-year Threshold
[12 empty] | Commercial | LED - 14W | N | Restaurants | New | 12.7497 | 0.37681 | 33.8357 | 0 | 0 | 0 | Fail RIM | [11 empty] | Commercial | Premium T8 - Lamp Replacement | N | Grocery | Turnover | 13.2196 | 0.38351 | 34.4703 | 0 | 0 | 0 | Fail 2-year Threshold
[12 empty] | Commercial | LED - 14W | N | Retail | New | 18.929 | 0.37681 | 50.2345 | 0 | 0 | 0 | Fail RIM | [11 empty] | Commercial | Premium T8 - Lamp Replacement | N | Healthcare | Turnover | 12.0013 | 0.38389 | 31.2625 | 0 | 0 | 0 | Fail 2-year Threshold
[12 empty] | Commercial | LED - 14W | N | Schools K-12 | New | 9.0455 | 0.37725 | 23.9772 | 0 | 0 | 0 | Fail RIM | [11 empty] | Commercial | Premium T8 - Lamp Replacement | N | Hospitals | Turnover | 14.2693 | 0.33972 | 42.0033 | 0 | 0 | 0 | Fail 2-year Threshold
[12 empty] | Commercial | LED - 14W | N | Warehouse | New | 14.5397 | 0.37725 | 38.541 | 0 | 0 | 0 | Fail RIM | [11 empty] | Commercial | Premium T8 - Lamp Replacement | N | Institutional | Turnover | 7.8744 | 0.38389 | 20.5121 | 0 | 0 | 0 | Fail 2-year Threshold
[12 empty] | Commercial | LED Display Lighting (Interior) | N | Assembly | Turnover | 3.4639 | 0.37858 | 9.1498 | 0 | 0 | 0 | Fail RIM | [11 empty] | Commercial | Premium T8 - Lamp Replacement | N | Lodging/Hospitality | Turnover | 8.9514 | 0.38351 | 23.3408 | 0 | 0 | 0 | Fail 2-year Threshold
[12 empty] | Commercial | LED Display Lighting (Interior) | N | College and University | Turnover | 4.6703 | 0.33536 | 13.9261 | 0 | 0 | 0 | Fail RIM | [11 empty] | Commercial | Premium T8 - Lamp Replacement | N | Miscellaneous | Turnover | 10.5214 | 0.38389 | 27.4075 | 0 | 0 | 0 | Fail 2-year Threshold
[12 empty] | Commercial | LED Display Lighting (Interior) | N | Grocery | Turnover | 6.6501 | 0.37709 | 17.6353 | 0 | 0 | 0 | Fail RIM | [11 empty] | Commercial | Premium T8 - Lamp Replacement | N | Offices | Turnover | 7.7646 | 0.38389 | 20.2261 | 0 | 0 | 0 | Fail 2-year Threshold
[12 empty] | Commercial | LED Display Lighting (Interior) | N | Healthcare | Turnover | 6.0559 | 0.37858 | 15.9963 | 0 | 0 | 0 | Fail RIM | [11 empty] | Commercial | Premium T8 - Lamp Replacement | N | Restaurants | Turnover | 8.0047 | 0.38351 | 20.8724 | 0 | 0 | 0 | Fail 2-year Threshold
[12 empty] | Commercial | LED Display Lighting (Interior) | N | Hospitals | Turnover | 7.2067 | 0.33536 | 21.4894 | 0 | 0 | 0 | Fail RIM | [11 empty] | Commercial | Premium T8 - Lamp Replacement | N | Retail | Turnover | 11.8843 | 0.38351 | 30.9884 | 0 | 0 | 0 | Fail 2-year Threshold
[12 empty] | Commercial | LED Display Lighting (Interior) | N | Institutional | Turnover | 3.9734 | 0.37858 | 10.4956 | 0 | 0 | 0 | Fail RIM | [11 empty] | Commercial | Premium T8 - Lamp Replacement | N | Schools K-12 | Turnover | 5.6784 | 0.38389 | 14.7919 | 0 | 0 | 0 | Fail 2-year Threshold
[12 empty] | Commercial | LED Display Lighting (Interior) | N | Lodging/Hospitality | Turnover | 4.503 | 0.37709 | 11.9413 | 0 | 0 | 0 | Fail RIM | [11 empty] | Commercial | Premium T8 - Lamp Replacement | N | Warehouse | Turnover | 9.1275 | 0.38389 | 23.7764 | 0 | 0 | 0 | Fail 2-year Threshold
[12 empty] | Commercial | LED Display Lighting (Interior) | N | Miscellaneous | Turnover | 5.3091 | 0.37858 | 14.0238 | 0 | 0 | 0 | Fail RIM | [11 empty] | Commercial | Premium T8 - Lamp Replacement | N | Assembly | New | 6.8647 | 0.38389 | 17.8821 | 0 | 0 | 0 | Fail 2-year Threshold
[12 empty] | Commercial | LED Display Lighting (Interior) | N | Offices | Turnover | 3.918 | 0.37858 | 10.3492 | 0 | 0 | 0 | Fail RIM | [11 empty] | Commercial | Premium T8 - Lamp Replacement | N | College and University | New | 9.2472 | 0.33972 | 27.22 | 0 | 0 | 0 | Fail 2-year Threshold
[12 empty] | Commercial | LED Display Lighting (Interior) | N | Restaurants | Turnover | 4.0268 | 0.37709 | 10.6785 | 0 | 0 | 0 | Fail RIM | [11 empty] | Commercial | Premium T8 - Lamp Replacement | N | Grocery | New | 13.2196 | 0.38351 | 34.4703 | 0 | 0 | 0 | Fail 2-year Threshold
[12 empty] | Commercial | LED Display Lighting (Interior) | N | Retail | Turnover | 5.9784 | 0.37709 | 15.8539 | 0 | 0 | 0 | Fail RIM | [11 empty] | Commercial | Premium T8 - Lamp Replacement | N | Healthcare | New | 12.0013 | 0.38389 | 31.2625 | 0 | 0 | 0 | Fail 2-year Threshold
[12 empty] | Commercial | LED Display Lighting (Interior) | N | Schools K-12 | Turnover | 2.8653 | 0.37858 | 7.5686 | 0 | 0 | 0 | Fail RIM | [11 empty] | Commercial | Premium T8 - Lamp Replacement | N | Hospitals | New | 14.2693 | 0.33972 | 42.0033 | 0 | 0 | 0 | Fail 2-year Threshold
[12 empty] | Commercial | LED Display Lighting (Interior) | N | Warehouse | Turnover | 4.6057 | 0.37858 | 12.1658 | 0 | 0 | 0 | Fail RIM | [11 empty] | Commercial | Premium T8 - Lamp Replacement | N | Institutional | New | 7.8744 | 0.38389 | 20.5121 | 0 | 0 | 0 | Fail 2-year Threshold
[12 empty] | Commercial | LED Display Lighting (Interior) | N | Assembly | New | 3.4639 | 0.37858 | 9.1498 | 0 | 0 | 0 | Fail RIM | [11 empty] | Commercial | Premium T8 - Lamp Replacement | N | Lodging/Hospitality | New | 8.9514 | 0.38351 | 23.3408 | 0 | 0 | 0 | Fail 2-year Threshold
[12 empty] | Commercial | LED Display Lighting (Interior) | N | College and University | New | 4.6703 | 0.33536 | 13.9261 | 0 | 0 | 0 | Fail RIM | [11 empty] | Commercial | Premium T8 - Lamp Replacement | N | Miscellaneous | New | 10.5214 | 0.38389 | 27.4075 | 0 | 0 | 0 | Fail 2-year Threshold
[12 empty] | Commercial | LED Display Lighting (Interior) | N | Grocery | New | 6.6501 | 0.37709 | 17.6353 | 0 | 0 | 0 | Fail RIM | [11 empty] | Commercial | Premium T8 - Lamp Replacement | N | Offices | New | 7.7646 | 0.38389 | 20.2261 | 0 | 0 | 0 | Fail 2-year Threshold
[12 empty] | Commercial | LED Display Lighting (Interior) | N | Healthcare | New | 6.0559 | 0.37858 | 15.9963 | 0 | 0 | 0 | Fail RIM | [11 empty] | Commercial | Premium T8 - Lamp Replacement | N | Restaurants | New | 8.0047 | 0.38351 | 20.8724 | 0 | 0 | 0 | Fail 2-year Threshold
[12 empty] | Commercial | LED Display Lighting (Interior) | N | Hospitals | New | 7.2067 | 0.33536 | 21.4894 | 0 | 0 | 0 | Fail RIM | [11 empty] | Commercial | Premium T8 - Lamp Replacement | N | Retail | New | 11.8843 | 0.38351 | 30.9884 | 0 | 0 | 0 | Fail 2-year Threshold
[12 empty] | Commercial | LED Display Lighting (Interior) | N | Institutional | New | 3.9734 | 0.37858 | 10.4956 | 0 | 0 | 0 | Fail RIM | [11 empty] | Commercial | Premium T8 - Lamp Replacement | N | Schools K-12 | New | 5.6784 | 0.38389 | 14.7919 | 0 | 0 | 0 | Fail 2-year Threshold
[12 empty] | Commercial | LED Display Lighting (Interior) | N | Lodging/Hospitality | New | 4.503 | 0.37709 | 11.9413 | 0 | 0 | 0 | Fail RIM | [11 empty] | Commercial | Premium T8 - Lamp Replacement | N | Warehouse | New | 9.1275 | 0.38389 | 23.7764 | 0 | 0 | 0 | Fail 2-year Threshold
[12 empty] | Commercial | LED Display Lighting (Interior) | N | Miscellaneous | New | 5.3091 | 0.37858 | 14.0238 | 0 | 0 | 0 | Fail RIM | [11 empty] | Commercial | Efficient Battery Charger | N | Assembly | Turnover | 0.93123 | 0.47066 | 1.9786 | 0 | 0 | 0 | Fail TRC
[12 empty] | Commercial | LED Display Lighting (Interior) | N | Offices | New | 3.918 | 0.37858 | 10.3492 | 0 | 0 | 0 | Fail RIM | [11 empty] | Commercial | Efficient Battery Charger | N | College and University | Turnover | 0.93123 | 0.47066 | 1.9786 | 0 | 0 | 0 | Fail TRC
[12 empty] | Commercial | LED Display Lighting (Interior) | N | Restaurants | New | 4.0268 | 0.37709 | 10.6785 | 0 | 0 | 0 | Fail RIM | [11 empty] | Commercial | Efficient Battery Charger | N | Grocery | Turnover | 0.93123 | 0.47066 | 1.9786 | 0 | 0 | 0 | Fail TRC
[12 empty] | Commercial | LED Display Lighting (Interior) | N | Retail | New | 5.9784 | 0.37709 | 15.8539 | 0 | 0 | 0 | Fail RIM | [11 empty] | Commercial | Efficient Battery Charger | N | Healthcare | Turnover | 0.93123 | 0.47066 | 1.9786 | 0 | 0 | 0 | Fail TRC
[12 empty] | Commercial | LED Display Lighting (Interior) | N | Schools K-12 | New | 2.8653 | 0.37858 | 7.5686 | 0 | 0 | 0 | Fail RIM | [11 empty] | Commercial | Efficient Battery Charger | N | Hospitals | Turnover | 0.93123 | 0.47066 | 1.9786 | 0 | 0 | 0 | Fail TRC
[12 empty] | Commercial | LED Display Lighting (Interior) | N | Warehouse | New | 4.6057 | 0.37858 | 12.1658 | 0 | 0 | 0 | Fail RIM | [11 empty] | Commercial | Efficient Battery Charger | N | Institutional | Turnover | 0.93123 | 0.47066 | 1.9786 | 0 | 0 | 0 | Fail TRC
[12 empty] | Commercial | LED Linear - Fixture Replacement | N | Assembly | Turnover | 5.4661 | 0.37776 | 14.47 | 0 | 0 | 0 | Fail RIM | [11 empty] | Commercial | Efficient Battery Charger | N | Lodging/Hospitality | Turnover | 0.93123 | 0.47066 | 1.9786 | 0 | 0 | 0 | Fail TRC
[12 empty] | Commercial | LED Linear - Fixture Replacement | N | College and University | Turnover | 7.3796 | 0.33503 | 22.0266 | 0 | 0 | 0 | Fail RIM | [11 empty] | Commercial | Efficient Battery Charger | N | Miscellaneous | Turnover | 0.93123 | 0.47066 | 1.9786 | 0 | 0 | 0 | Fail TRC
[12 empty] | Commercial | LED Linear - Fixture Replacement | N | Grocery | Turnover | 10.5259 | 0.37733 | 27.8956 | 0 | 0 | 0 | Fail RIM | [11 empty] | Commercial | Efficient Battery Charger | N | Offices | Turnover | 0.93123 | 0.47066 | 1.9786 | 0 | 0 | 0 | Fail TRC
[12 empty] | Commercial | LED Linear - Fixture Replacement | N | Healthcare | Turnover | 9.5562 | 0.37776 | 25.2974 | 0 | 0 | 0 | Fail RIM | [11 empty] | Commercial | Efficient Battery Charger | N | Restaurants | Turnover | 0.93123 | 0.47066 | 1.9786 | 0 | 0 | 0 | Fail TRC
[12 empty] | Commercial | LED Linear - Fixture Replacement | N | Hospitals | Turnover | 11.3874 | 0.33503 | 33.9894 | 0 | 0 | 0 | Fail RIM | [11 empty] | Commercial | Efficient Battery Charger | N | Retail | Turnover | 0.93123 | 0.47066 | 1.9786 | 0 | 0 | 0 | Fail TRC
[12 empty] | Commercial | LED Linear - Fixture Replacement | N | Institutional | Turnover | 6.2701 | 0.37776 | 16.5983 | 0 | 0 | 0 | Fail RIM | [11 empty] | Commercial | Efficient Battery Charger | N | Schools K-12 | Turnover | 0.93123 | 0.47066 | 1.9786 | 0 | 0 | 0 | Fail TRC
[12 empty] | Commercial | LED Linear - Fixture Replacement | N | Lodging/Hospitality | Turnover | 7.1274 | 0.37733 | 18.8889 | 0 | 0 | 0 | Fail RIM | [11 empty] | Commercial | Efficient Battery Charger | N | Warehouse | Turnover | 0.93123 | 0.47066 | 1.9786 | 0 | 0 | 0 | Fail TRC
[12 empty] | Commercial | LED Linear - Fixture Replacement | N | Miscellaneous | Turnover | 8.3779 | 0.37776 | 22.178 | 0 | 0 | 0 | Fail RIM | [11 empty] | Commercial | Efficient Battery Charger | N | Assembly | New | 0.93123 | 0.47066 | 1.9786 | 0 | 0 | 0 | Fail TRC
[12 empty] | Commercial | LED Linear - Fixture Replacement | N | Offices | Turnover | 6.1827 | 0.37776 | 16.3668 | 0 | 0 | 0 | Fail RIM | [11 empty] | Commercial | Efficient Battery Charger | N | College and University | New | 0.93123 | 0.47066 | 1.9786 | 0 | 0 | 0 | Fail TRC
[12 empty] | Commercial | LED Linear - Fixture Replacement | N | Restaurants | Turnover | 6.3736 | 0.37733 | 16.8913 | 0 | 0 | 0 | Fail RIM | [11 empty] | Commercial | Efficient Battery Charger | N | Grocery | New | 0.93123 | 0.47066 | 1.9786 | 0 | 0 | 0 | Fail TRC
[12 empty] | Commercial | LED Linear - Fixture Replacement | N | Retail | Turnover | 9.4627 | 0.37733 | 25.0778 | 0 | 0 | 0 | Fail RIM | [11 empty] | Commercial | Efficient Battery Charger | N | Healthcare | New | 0.93123 | 0.47066 | 1.9786 | 0 | 0 | 0 | Fail TRC
[12 empty] | Commercial | LED Linear - Fixture Replacement | N | Schools K-12 | Turnover | 4.5215 | 0.37776 | 11.9695 | 0 | 0 | 0 | Fail RIM | [11 empty] | Commercial | Efficient Battery Charger | N | Hospitals | New | 0.93123 | 0.47066 | 1.9786 | 0 | 0 | 0 | Fail TRC
[12 empty] | Commercial | LED Linear - Fixture Replacement | N | Warehouse | Turnover | 7.2679 | 0.37776 | 19.2397 | 0 | 0 | 0 | Fail RIM | [11 empty] | Commercial | Efficient Battery Charger | N | Institutional | New | 0.93123 | 0.47066 | 1.9786 | 0 | 0 | 0 | Fail TRC
[12 empty] | Commercial | LED Linear - Fixture Replacement | N | Assembly | New | 5.4661 | 0.37776 | 14.47 | 0 | 0 | 0 | Fail RIM | [11 empty] | Commercial | Efficient Battery Charger | N | Lodging/Hospitality | New | 0.93123 | 0.47066 | 1.9786 | 0 | 0 | 0 | Fail TRC
[12 empty] | Commercial | LED Linear - Fixture Replacement | N | College and University | New | 7.3796 | 0.33503 | 22.0266 | 0 | 0 | 0 | Fail RIM | [11 empty] | Commercial | Efficient Battery Charger | N | Miscellaneous | New | 0.93123 | 0.47066 | 1.9786 | 0 | 0 | 0 | Fail TRC
[12 empty] | Commercial | LED Linear - Fixture Replacement | N | Grocery | New | 10.5259 | 0.37733 | 27.8956 | 0 | 0 | 0 | Fail RIM | [11 empty] | Commercial | Efficient Battery Charger | N | Offices | New | 0.93123 | 0.47066 | 1.9786 | 0 | 0 | 0 | Fail TRC
[12 empty] | Commercial | LED Linear - Fixture Replacement | N | Healthcare | New | 9.5562 | 0.37776 | 25.2974 | 0 | 0 | 0 | Fail RIM | [11 empty] | Commercial | Efficient Battery Charger | N | Restaurants | New | 0.93123 | 0.47066 | 1.9786 | 0 | 0 | 0 | Fail TRC
[12 empty] | Commercial | LED Linear - Fixture Replacement | N | Hospitals | New | 11.3874 | 0.33503 | 33.9894 | 0 | 0 | 0 | Fail RIM | [11 empty] | Commercial | Efficient Battery Charger | N | Retail | New | 0.93123 | 0.47066 | 1.9786 | 0 | 0 | 0 | Fail TRC
[12 empty] | Commercial | LED Linear - Fixture Replacement | N | Institutional | New | 6.2701 | 0.37776 | 16.5983 | 0 | 0 | 0 | Fail RIM | [11 empty] | Commercial | Efficient Battery Charger | N | Schools K-12 | New | 0.93123 | 0.47066 | 1.9786 | 0 | 0 | 0 | Fail TRC
[12 empty] | Commercial | LED Linear - Fixture Replacement | N | Lodging/Hospitality | New | 7.1274 | 0.37733 | 18.8889 | 0 | 0 | 0 | Fail RIM | [11 empty] | Commercial | Efficient Battery Charger | N | Warehouse | New | 0.93123 | 0.47066 | 1.9786 | 0 | 0 | 0 | Fail TRC
[12 empty] | Commercial | LED Linear - Fixture Replacement | N | Miscellaneous | New | 8.3779 | 0.37776 | 22.178 | 0 | 0 | 0 | Fail RIM | [11 empty] | Commercial | ENERGY STAR Commercial Clothes Washer | N | Assembly | Turnover | 0.43976 | 0.32914 | 1.3361 | 0 | 0 | 0 | Fail TRC
[12 empty] | Commercial | LED Linear - Fixture Replacement | N | Offices | New | 6.1827 | 0.37776 | 16.3668 | 0 | 0 | 0 | Fail RIM | [11 empty] | Commercial | ENERGY STAR Commercial Clothes Washer | N | College and University | Turnover | 0.45694 | 0.34026 | 1.3429 | 0 | 0 | 0 | Fail TRC
[12 empty] | Commercial | LED Linear - Fixture Replacement | N | Restaurants | New | 6.3736 | 0.37733 | 16.8913 | 0 | 0 | 0 | Fail RIM | [11 empty] | Commercial | ENERGY STAR Commercial Clothes Washer | N | Grocery | Turnover | 0.47124 | 0.35115 | 1.342 | 0 | 0 | 0 | Fail TRC
[12 empty] | Commercial | LED Linear - Fixture Replacement | N | Retail | New | 9.4627 | 0.37733 | 25.0778 | 0 | 0 | 0 | Fail RIM | [11 empty] | Commercial | ENERGY STAR Commercial Clothes Washer | N | Healthcare | Turnover | 0.47124 | 0.35115 | 1.342 | 0 | 0 | 0 | Fail TRC
[12 empty] | Commercial | LED Linear - Fixture Replacement | N | Schools K-12 | New | 4.5215 | 0.37776 | 11.9695 | 0 | 0 | 0 | Fail RIM | [11 empty] | Commercial | ENERGY STAR Commercial Clothes Washer | N | Hospitals | Turnover | 0.45694 | 0.34026 | 1.3429 | 0 | 0 | 0 | Fail TRC
[12 empty] | Commercial | LED Linear - Fixture Replacement | N | Warehouse | New | 7.2679 | 0.37776 | 19.2397 | 0 | 0 | 0 | Fail RIM | [11 empty] | Commercial | ENERGY STAR Commercial Clothes Washer | N | Institutional | Turnover | 0.43976 | 0.32914 | 1.3361 | 0 | 0 | 0 | Fail TRC
[12 empty] | Commercial | LED Linear - Lamp Replacement | N | Assembly | Turnover | 4.283 | 0.37758 | 11.3433 | 0 | 0 | 0 | Fail RIM | [11 empty] | Commercial | ENERGY STAR Commercial Clothes Washer | N | Lodging/Hospitality | Turnover | 0.45694 | 0.34026 | 1.3429 | 0 | 0 | 0 | Fail TRC
[12 empty] | Commercial | LED Linear - Lamp Replacement | N | College and University | Turnover | 5.7879 | 0.33521 | 17.2668 | 0 | 0 | 0 | Fail RIM | [11 empty] | Commercial | ENERGY STAR Commercial Clothes Washer | N | Miscellaneous | Turnover | 0.43976 | 0.32914 | 1.3361 | 0 | 0 | 0 | Fail TRC
[12 empty] | Commercial | LED Linear - Lamp Replacement | N | Grocery | Turnover | 8.2408 | 0.37688 | 21.8659 | 0 | 0 | 0 | Fail RIM | [11 empty] | Commercial | ENERGY STAR Commercial Clothes Washer | N | Offices | Turnover | 0.47124 | 0.35115 | 1.342 | 0 | 0 | 0 | Fail TRC
[12 empty] | Commercial | LED Linear - Lamp Replacement | N | Healthcare | Turnover | 7.4878 | 0.37758 | 19.8311 | 0 | 0 | 0 | Fail RIM | [11 empty] | Commercial | ENERGY STAR Commercial Clothes Washer | N | Restaurants | Turnover | 0.43976 | 0.32914 | 1.3361 | 0 | 0 | 0 | Fail TRC
[12 empty] | Commercial | LED Linear - Lamp Replacement | N | Hospitals | Turnover | 8.9314 | 0.33521 | 26.6445 | 0 | 0 | 0 | Fail RIM | [11 empty] | Commercial | ENERGY STAR Commercial Clothes Washer | N | Retail | Turnover | 0.47124 | 0.35115 | 1.342 | 0 | 0 | 0 | Fail TRC
[12 empty] | Commercial | LED Linear - Lamp Replacement | N | Institutional | Turnover | 4.913 | 0.37758 | 13.0117 | 0 | 0 | 0 | Fail RIM | [11 empty] | Commercial | ENERGY STAR Commercial Clothes Washer | N | Schools K-12 | Turnover | 0.45694 | 0.34026 | 1.3429 | 0 | 0 | 0 | Fail TRC
[12 empty] | Commercial | LED Linear - Lamp Replacement | N | Lodging/Hospitality | Turnover | 5.58 | 0.37688 | 14.806 | 0 | 0 | 0 | Fail RIM | [11 empty] | Commercial | ENERGY STAR Commercial Clothes Washer | N | Warehouse | Turnover | 0.43976 | 0.32914 | 1.3361 | 0 | 0 | 0 | Fail TRC
[12 empty] | Commercial | LED Linear - Lamp Replacement | N | Miscellaneous | Turnover | 6.5645 | 0.37758 | 17.3858 | 0 | 0 | 0 | Fail RIM | [11 empty] | Commercial | ENERGY STAR Commercial Clothes Washer | N | Assembly | New | 0.43976 | 0.32914 | 1.3361 | 0 | 0 | 0 | Fail TRC
[12 empty] | Commercial | LED Linear - Lamp Replacement | N | Offices | Turnover | 4.8445 | 0.37758 | 12.8303 | 0 | 0 | 0 | Fail RIM | [11 empty] | Commercial | ENERGY STAR Commercial Clothes Washer | N | College and University | New | 0.45694 | 0.34026 | 1.3429 | 0 | 0 | 0 | Fail TRC
[12 empty] | Commercial | LED Linear - Lamp Replacement | N | Restaurants | Turnover | 4.9899 | 0.37688 | 13.2403 | 0 | 0 | 0 | Fail RIM | [11 empty] | Commercial | ENERGY STAR Commercial Clothes Washer | N | Grocery | New | 0.47124 | 0.35115 | 1.342 | 0 | 0 | 0 | Fail TRC
[12 empty] | Commercial | LED Linear - Lamp Replacement | N | Retail | Turnover | 7.4084 | 0.37688 | 19.6573 | 0 | 0 | 0 | Fail RIM | [11 empty] | Commercial | ENERGY STAR Commercial Clothes Washer | N | Healthcare | New | 0.47124 | 0.35115 | 1.342 | 0 | 0 | 0 | Fail TRC
[12 empty] | Commercial | LED Linear - Lamp Replacement | N | Schools K-12 | Turnover | 3.5429 | 0.37758 | 9.3831 | 0 | 0 | 0 | Fail RIM | [11 empty] | Commercial | ENERGY STAR Commercial Clothes Washer | N | Hospitals | New | 0.45694 | 0.34026 | 1.3429 | 0 | 0 | 0 | Fail TRC
[12 empty] | Commercial | LED Linear - Lamp Replacement | N | Warehouse | Turnover | 5.6948 | 0.37758 | 15.0824 | 0 | 0 | 0 | Fail RIM | [11 empty] | Commercial | ENERGY STAR Commercial Clothes Washer | N | Institutional | New | 0.43976 | 0.32914 | 1.3361 | 0 | 0 | 0 | Fail TRC
[12 empty] | Commercial | LED Linear - Lamp Replacement | N | Assembly | New | 4.283 | 0.37758 | 11.3433 | 0 | 0 | 0 | Fail RIM | [11 empty] | Commercial | ENERGY STAR Commercial Clothes Washer | N | Lodging/Hospitality | New | 0.45694 | 0.34026 | 1.3429 | 0 | 0 | 0 | Fail TRC
[12 empty] | Commercial | LED Linear - Lamp Replacement | N | College and University | New | 5.7879 | 0.33521 | 17.2668 | 0 | 0 | 0 | Fail RIM | [11 empty] | Commercial | ENERGY STAR Commercial Clothes Washer | N | Miscellaneous | New | 0.43976 | 0.32914 | 1.3361 | 0 | 0 | 0 | Fail TRC
[12 empty] | Commercial | LED Linear - Lamp Replacement | N | Grocery | New | 8.2408 | 0.37688 | 21.8659 | 0 | 0 | 0 | Fail RIM | [11 empty] | Commercial | ENERGY STAR Commercial Clothes Washer | N | Offices | New | 0.47124 | 0.35115 | 1.342 | 0 | 0 | 0 | Fail TRC
[12 empty] | Commercial | LED Linear - Lamp Replacement | N | Healthcare | New | 7.4878 | 0.37758 | 19.8311 | 0 | 0 | 0 | Fail RIM | [11 empty] | Commercial | ENERGY STAR Commercial Clothes Washer | N | Restaurants | New | 0.43976 | 0.32914 | 1.3361 | 0 | 0 | 0 | Fail TRC
[12 empty] | Commercial | LED Linear - Lamp Replacement | N | Hospitals | New | 8.9314 | 0.33521 | 26.6445 | 0 | 0 | 0 | Fail RIM | [11 empty] | Commercial | ENERGY STAR Commercial Clothes Washer | N | Retail | New | 0.47124 | 0.35115 | 1.342 | 0 | 0 | 0 | Fail TRC
[12 empty] | Commercial | LED Linear - Lamp Replacement | N | Institutional | New | 4.913 | 0.37758 | 13.0117 | 0 | 0 | 0 | Fail RIM | [11 empty] | Commercial | ENERGY STAR Commercial Clothes Washer | N | Schools K-12 | New | 0.45694 | 0.34026 | 1.3429 | 0 | 0 | 0 | Fail TRC
[12 empty] | Commercial | LED Linear - Lamp Replacement | N | Lodging/Hospitality | New | 5.58 | 0.37688 | 14.806 | 0 | 0 | 0 | Fail RIM | [11 empty] | Commercial | ENERGY STAR Commercial Clothes Washer | N | Warehouse | New | 0.43976 | 0.32914 | 1.3361 | 0 | 0 | 0 | Fail TRC
[12 empty] | Commercial | LED Linear - Lamp Replacement | N | Miscellaneous | New | 6.5645 | 0.37758 | 17.3858 | 0 | 0 | 0 | Fail RIM | [11 empty] | Commercial | ENERGY STAR Water Cooler | N | Assembly | Turnover | 2.1412 | 0.36496 | 5.8669 | 0 | 0 | 0 | Fail 2-year Threshold
[12 empty] | Commercial | LED Linear - Lamp Replacement | N | Offices | New | 4.8445 | 0.37758 | 12.8303 | 0 | 0 | 0 | Fail RIM | [11 empty] | Commercial | ENERGY STAR Water Cooler | N | College and University | Turnover | 2.1412 | 0.36496 | 5.8669 | 0 | 0 | 0 | Fail 2-year Threshold
[12 empty] | Commercial | LED Linear - Lamp Replacement | N | Restaurants | New | 4.9899 | 0.37688 | 13.2403 | 0 | 0 | 0 | Fail RIM | [11 empty] | Commercial | ENERGY STAR Water Cooler | N | Grocery | Turnover | 2.1412 | 0.36496 | 5.8669 | 0 | 0 | 0 | Fail 2-year Threshold
[12 empty] | Commercial | LED Linear - Lamp Replacement | N | Retail | New | 7.4084 | 0.37688 | 19.6573 | 0 | 0 | 0 | Fail RIM | [11 empty] | Commercial | ENERGY STAR Water Cooler | N | Healthcare | Turnover | 2.1412 | 0.36496 | 5.8669 | 0 | 0 | 0 | Fail 2-year Threshold
[12 empty] | Commercial | LED Linear - Lamp Replacement | N | Schools K-12 | New | 3.5429 | 0.37758 | 9.3831 | 0 | 0 | 0 | Fail RIM | [11 empty] | Commercial | ENERGY STAR Water Cooler | N | Hospitals | Turnover | 2.1412 | 0.36496 | 5.8669 | 0 | 0 | 0 | Fail 2-year Threshold
[12 empty] | Commercial | LED Linear - Lamp Replacement | N | Warehouse | New | 5.6948 | 0.37758 | 15.0824 | 0 | 0 | 0 | Fail RIM | [11 empty] | Commercial | ENERGY STAR Water Cooler | N | Institutional | Turnover | 2.1412 | 0.36496 | 5.8669 | 0 | 0 | 0 | Fail 2-year Threshold
[12 empty] | Commercial | Premium T8 - Fixture Replacement | N | Assembly | Turnover | 0.45331 | 0.38408 | 1.1803 | 0 | 0 | 0 | Fail RIM | [11 empty] | Commercial | ENERGY STAR Water Cooler | N | Lodging/Hospitality | Turnover | 2.1412 | 0.36496 | 5.8669 | 0 | 0 | 0 | Fail 2-year Threshold
[12 empty] | Commercial | Premium T8 - Fixture Replacement | N | College and University | Turnover | 0.61007 | 0.33956 | 1.7966 | 0 | 0 | 0 | Fail RIM | [11 empty] | Commercial | ENERGY STAR Water Cooler | N | Miscellaneous | Turnover | 2.1412 | 0.36496 | 5.8669 | 0 | 0 | 0 | Fail 2-year Threshold
[12 empty] | Commercial | Premium T8 - Fixture Replacement | N | Grocery | Turnover | 0.87372 | 0.384 | 2.2753 | 0 | 0 | 0 | Fail RIM | [11 empty] | Commercial | ENERGY STAR Water Cooler | N | Offices | Turnover | 2.1412 | 0.36496 | 5.8669 | 0 | 0 | 0 | Fail 2-year Threshold
[12 empty] | Commercial | Premium T8 - Fixture Replacement | N | Healthcare | Turnover | 0.79251 | 0.38408 | 2.0634 | 0 | 0 | 0 | Fail RIM | [11 empty] | Commercial | ENERGY STAR Water Cooler | N | Restaurants | Turnover | 2.1412 | 0.36496 | 5.8669 | 0 | 0 | 0 | Fail 2-year Threshold
[12 empty] | Commercial | Premium T8 - Fixture Replacement | N | Hospitals | Turnover | 0.9414 | 0.33956 | 2.7724 | 0 | 0 | 0 | Fail RIM | [11 empty] | Commercial | ENERGY STAR Water Cooler | N | Retail | Turnover | 2.1412 | 0.36496 | 5.8669 | 0 | 0 | 0 | Fail 2-year Threshold
[12 empty] | Commercial | Premium T8 - Fixture Replacement | N | Institutional | Turnover | 0.51999 | 0.38408 | 1.3539 | 0 | 0 | 0 | Fail RIM | [11 empty] | Commercial | ENERGY STAR Water Cooler | N | Schools K-12 | Turnover | 2.1412 | 0.36496 | 5.8669 | 0 | 0 | 0 | Fail 2-year Threshold
[12 empty] | Commercial | Premium T8 - Fixture Replacement | N | Lodging/Hospitality | Turnover | 0.59162 | 0.384 | 1.5407 | 0 | 0 | 0 | Fail RIM | [11 empty] | Commercial | ENERGY STAR Water Cooler | N | Warehouse | Turnover | 2.1412 | 0.36496 | 5.8669 | 0 | 0 | 0 | Fail 2-year Threshold
[12 empty] | Commercial | Premium T8 - Fixture Replacement | N | Miscellaneous | Turnover | 0.69479 | 0.38408 | 1.809 | 0 | 0 | 0 | Fail RIM | [11 empty] | Commercial | ENERGY STAR Water Cooler | N | Assembly | New | 2.1412 | 0.36496 | 5.8669 | 0 | 0 | 0 | Fail 2-year Threshold
[12 empty] | Commercial | Premium T8 - Fixture Replacement | N | Offices | Turnover | 0.51274 | 0.38408 | 1.335 | 0 | 0 | 0 | Fail RIM | [11 empty] | Commercial | ENERGY STAR Water Cooler | N | College and University | New | 2.1412 | 0.36496 | 5.8669 | 0 | 0 | 0 | Fail 2-year Threshold
[12 empty] | Commercial | Premium T8 - Fixture Replacement | N | Restaurants | Turnover | 0.52905 | 0.384 | 1.3778 | 0 | 0 | 0 | Fail RIM | [11 empty] | Commercial | ENERGY STAR Water Cooler | N | Grocery | New | 2.1412 | 0.36496 | 5.8669 | 0 | 0 | 0 | Fail 2-year Threshold
[12 empty] | Commercial | Premium T8 - Fixture Replacement | N | Retail | Turnover | 0.78547 | 0.384 | 2.0455 | 0 | 0 | 0 | Fail RIM | [11 empty] | Commercial | ENERGY STAR Water Cooler | N | Healthcare | New | 2.1412 | 0.36496 | 5.8669 | 0 | 0 | 0 | Fail 2-year Threshold
[12 empty] | Commercial | Premium T8 - Fixture Replacement | N | Schools K-12 | Turnover | 0.37498 | 0.38408 | 0.9763 | 0 | 0 | 0 | Fail RIM | [11 empty] | Commercial | ENERGY STAR Water Cooler | N | Hospitals | New | 2.1412 | 0.36496 | 5.8669 | 0 | 0 | 0 | Fail 2-year Threshold
[12 empty] | Commercial | Premium T8 - Fixture Replacement | N | Warehouse | Turnover | 0.60274 | 0.38408 | 1.5693 | 0 | 0 | 0 | Fail RIM | [11 empty] | Commercial | ENERGY STAR Water Cooler | N | Institutional | New | 2.1412 | 0.36496 | 5.8669 | 0 | 0 | 0 | Fail 2-year Threshold
[12 empty] | Commercial | Premium T8 - Fixture Replacement | N | Assembly | New | 0.45331 | 0.38408 | 1.1803 | 0 | 0 | 0 | Fail RIM | [11 empty] | Commercial | ENERGY STAR Water Cooler | N | Lodging/Hospitality | New | 2.1412 | 0.36496 | 5.8669 | 0 | 0 | 0 | Fail 2-year Threshold
[12 empty] | Commercial | Premium T8 - Fixture Replacement | N | College and University | New | 0.61007 | 0.33956 | 1.7966 | 0 | 0 | 0 | Fail RIM | [11 empty] | Commercial | ENERGY STAR Water Cooler | N | Miscellaneous | New | 2.1412 | 0.36496 | 5.8669 | 0 | 0 | 0 | Fail 2-year Threshold
[12 empty] | Commercial | Premium T8 - Fixture Replacement | N | Grocery | New | 0.87372 | 0.384 | 2.2753 | 0 | 0 | 0 | Fail RIM | [11 empty] | Commercial | ENERGY STAR Water Cooler | N | Offices | New | 2.1412 | 0.36496 | 5.8669 | 0 | 0 | 0 | Fail 2-year Threshold
[12 empty] | Commercial | Premium T8 - Fixture Replacement | N | Healthcare | New | 0.79251 | 0.38408 | 2.0634 | 0 | 0 | 0 | Fail RIM | [11 empty] | Commercial | ENERGY STAR Water Cooler | N | Restaurants | New | 2.1412 | 0.36496 | 5.8669 | 0 | 0 | 0 | Fail 2-year Threshold
[12 empty] | Commercial | Premium T8 - Fixture Replacement | N | Hospitals | New | 0.9414 | 0.33956 | 2.7724 | 0 | 0 | 0 | Fail RIM | [11 empty] | Commercial | ENERGY STAR Water Cooler | N | Retail | New | 2.1412 | 0.36496 | 5.8669 | 0 | 0 | 0 | Fail 2-year Threshold
[12 empty] | Commercial | Premium T8 - Fixture Replacement | N | Institutional | New | 0.51999 | 0.38408 | 1.3539 | 0 | 0 | 0 | Fail RIM | [11 empty] | Commercial | ENERGY STAR Water Cooler | N | Schools K-12 | New | 2.1412 | 0.36496 | 5.8669 | 0 | 0 | 0 | Fail 2-year Threshold
[12 empty] | Commercial | Premium T8 - Fixture Replacement | N | Lodging/Hospitality | New | 0.59162 | 0.384 | 1.5407 | 0 | 0 | 0 | Fail RIM | [11 empty] | Commercial | ENERGY STAR Water Cooler | N | Warehouse | New | 2.1412 | 0.36496 | 5.8669 | 0 | 0 | 0 | Fail 2-year Threshold
[12 empty] | Commercial | Premium T8 - Fixture Replacement | N | Miscellaneous | New | 0.69479 | 0.38408 | 1.809 | 0 | 0 | 0 | Fail RIM | [11 empty] | Commercial | Heat Pump Pool Heater | N | Assembly | Turnover | 4.4217 | 0.36413 | 12.1432 | 0 | 0 | 0 | Fail 2-year Threshold
[12 empty] | Commercial | Premium T8 - Fixture Replacement | N | Offices | New | 0.51274 | 0.38408 | 1.335 | 0 | 0 | 0 | Fail RIM | [11 empty] | Commercial | Heat Pump Pool Heater | N | College and University | Turnover | 4.4217 | 0.36413 | 12.1432 | 0 | 0 | 0 | Fail 2-year Threshold
[12 empty] | Commercial | Premium T8 - Fixture Replacement | N | Restaurants | New | 0.52905 | 0.384 | 1.3778 | 0 | 0 | 0 | Fail RIM | [11 empty] | Commercial | Heat Pump Pool Heater | N | Grocery | Turnover | 4.4217 | 0.36413 | 12.1432 | 0 | 0 | 0 | Fail 2-year Threshold
[12 empty] | Commercial | Premium T8 - Fixture Replacement | N | Retail | New | 0.78547 | 0.384 | 2.0455 | 0 | 0 | 0 | Fail RIM | [11 empty] | Commercial | Heat Pump Pool Heater | N | Healthcare | Turnover | 4.4217 | 0.36413 | 12.1432 | 0 | 0 | 0 | Fail 2-year Threshold
[12 empty] | Commercial | Premium T8 - Fixture Replacement | N | Schools K-12 | New | 0.37498 | 0.38408 | 0.9763 | 0 | 0 | 0 | Fail RIM | [11 empty] | Commercial | Heat Pump Pool Heater | N | Hospitals | Turnover | 4.4217 | 0.36413 | 12.1432 | 0 | 0 | 0 | Fail 2-year Threshold
[12 empty] | Commercial | Premium T8 - Fixture Replacement | N | Warehouse | New | 0.60274 | 0.38408 | 1.5693 | 0 | 0 | 0 | Fail RIM | [11 empty] | Commercial | Heat Pump Pool Heater | N | Institutional | Turnover | 4.4217 | 0.36413 | 12.1432 | 0 | 0 | 0 | Fail 2-year Threshold
[12 empty] | Commercial | Premium T8 - Lamp Replacement | N | Assembly | Turnover | 6.8647 | 0.38389 | 17.8821 | 0 | 0 | 0 | Fail RIM | [11 empty] | Commercial | Heat Pump Pool Heater | N | Lodging/Hospitality | Turnover | 4.4217 | 0.36413 | 12.1432 | 0 | 0 | 0 | Fail 2-year Threshold
[12 empty] | Commercial | Premium T8 - Lamp Replacement | N | College and University | Turnover | 9.2472 | 0.33972 | 27.22 | 0 | 0 | 0 | Fail RIM | [11 empty] | Commercial | Heat Pump Pool Heater | N | Miscellaneous | Turnover | 4.4217 | 0.36413 | 12.1432 | 0 | 0 | 0 | Fail 2-year Threshold
[12 empty] | Commercial | Premium T8 - Lamp Replacement | N | Grocery | Turnover | 13.2196 | 0.38351 | 34.4703 | 0 | 0 | 0 | Fail RIM | [11 empty] | Commercial | Heat Pump Pool Heater | N | Offices | Turnover | 4.4217 | 0.36413 | 12.1432 | 0 | 0 | 0 | Fail 2-year Threshold
[12 empty] | Commercial | Premium T8 - Lamp Replacement | N | Healthcare | Turnover | 12.0013 | 0.38389 | 31.2625 | 0 | 0 | 0 | Fail RIM | [11 empty] | Commercial | Heat Pump Pool Heater | N | Restaurants | Turnover | 4.4217 | 0.36413 | 12.1432 | 0 | 0 | 0 | Fail 2-year Threshold
[12 empty] | Commercial | Premium T8 - Lamp Replacement | N | Hospitals | Turnover | 14.2693 | 0.33972 | 42.0033 | 0 | 0 | 0 | Fail RIM | [11 empty] | Commercial | Heat Pump Pool Heater | N | Retail | Turnover | 4.4217 | 0.36413 | 12.1432 | 0 | 0 | 0 | Fail 2-year Threshold
[12 empty] | Commercial | Premium T8 - Lamp Replacement | N | Institutional | Turnover | 7.8744 | 0.38389 | 20.5121 | 0 | 0 | 0 | Fail RIM | [11 empty] | Commercial | Heat Pump Pool Heater | N | Schools K-12 | Turnover | 4.4217 | 0.36413 | 12.1432 | 0 | 0 | 0 | Fail 2-year Threshold
[12 empty] | Commercial | Premium T8 - Lamp Replacement | N | Lodging/Hospitality | Turnover | 8.9514 | 0.38351 | 23.3408 | 0 | 0 | 0 | Fail RIM | [11 empty] | Commercial | Heat Pump Pool Heater | N | Warehouse | Turnover | 4.4217 | 0.36413 | 12.1432 | 0 | 0 | 0 | Fail 2-year Threshold
[12 empty] | Commercial | Premium T8 - Lamp Replacement | N | Miscellaneous | Turnover | 10.5214 | 0.38389 | 27.4075 | 0 | 0 | 0 | Fail RIM | [11 empty] | Commercial | Heat Pump Pool Heater | N | Assembly | New | 4.4217 | 0.36413 | 12.1432 | 0 | 0 | 0 | Fail 2-year Threshold
[12 empty] | Commercial | Premium T8 - Lamp Replacement | N | Offices | Turnover | 7.7646 | 0.38389 | 20.2261 | 0 | 0 | 0 | Fail RIM | [11 empty] | Commercial | Heat Pump Pool Heater | N | College and University | New | 4.4217 | 0.36413 | 12.1432 | 0 | 0 | 0 | Fail 2-year Threshold
[12 empty] | Commercial | Premium T8 - Lamp Replacement | N | Restaurants | Turnover | 8.0047 | 0.38351 | 20.8724 | 0 | 0 | 0 | Fail RIM | [11 empty] | Commercial | Heat Pump Pool Heater | N | Grocery | New | 4.4217 | 0.36413 | 12.1432 | 0 | 0 | 0 | Fail 2-year Threshold
[12 empty] | Commercial | Premium T8 - Lamp Replacement | N | Retail | Turnover | 11.8843 | 0.38351 | 30.9884 | 0 | 0 | 0 | Fail RIM | [11 empty] | Commercial | Heat Pump Pool Heater | N | Healthcare | New | 4.4217 | 0.36413 | 12.1432 | 0 | 0 | 0 | Fail 2-year Threshold
[12 empty] | Commercial | Premium T8 - Lamp Replacement | N | Schools K-12 | Turnover | 5.6784 | 0.38389 | 14.7919 | 0 | 0 | 0 | Fail RIM | [11 empty] | Commercial | Heat Pump Pool Heater | N | Hospitals | New | 4.4217 | 0.36413 | 12.1432 | 0 | 0 | 0 | Fail 2-year Threshold
[12 empty] | Commercial | Premium T8 - Lamp Replacement | N | Warehouse | Turnover | 9.1275 | 0.38389 | 23.7764 | 0 | 0 | 0 | Fail RIM | [11 empty] | Commercial | Heat Pump Pool Heater | N | Institutional | New | 4.4217 | 0.36413 | 12.1432 | 0 | 0 | 0 | Fail 2-year Threshold
[12 empty] | Commercial | Premium T8 - Lamp Replacement | N | Assembly | New | 6.8647 | 0.38389 | 17.8821 | 0 | 0 | 0 | Fail RIM | [11 empty] | Commercial | Heat Pump Pool Heater | N | Lodging/Hospitality | New | 4.4217 | 0.36413 | 12.1432 | 0 | 0 | 0 | Fail 2-year Threshold
[12 empty] | Commercial | Premium T8 - Lamp Replacement | N | College and University | New | 9.2472 | 0.33972 | 27.22 | 0 | 0 | 0 | Fail RIM | [11 empty] | Commercial | Heat Pump Pool Heater | N | Miscellaneous | New | 4.4217 | 0.36413 | 12.1432 | 0 | 0 | 0 | Fail 2-year Threshold
[12 empty] | Commercial | Premium T8 - Lamp Replacement | N | Grocery | New | 13.2196 | 0.38351 | 34.4703 | 0 | 0 | 0 | Fail RIM | [11 empty] | Commercial | Heat Pump Pool Heater | N | Offices | New | 4.4217 | 0.36413 | 12.1432 | 0 | 0 | 0 | Fail 2-year Threshold
[12 empty] | Commercial | Premium T8 - Lamp Replacement | N | Healthcare | New | 12.0013 | 0.38389 | 31.2625 | 0 | 0 | 0 | Fail RIM | [11 empty] | Commercial | Heat Pump Pool Heater | N | Restaurants | New | 4.4217 | 0.36413 | 12.1432 | 0 | 0 | 0 | Fail 2-year Threshold
[12 empty] | Commercial | Premium T8 - Lamp Replacement | N | Hospitals | New | 14.2693 | 0.33972 | 42.0033 | 0 | 0 | 0 | Fail RIM | [11 empty] | Commercial | Heat Pump Pool Heater | N | Retail | New | 4.4217 | 0.36413 | 12.1432 | 0 | 0 | 0 | Fail 2-year Threshold
[12 empty] | Commercial | Premium T8 - Lamp Replacement | N | Institutional | New | 7.8744 | 0.38389 | 20.5121 | 0 | 0 | 0 | Fail RIM | [11 empty] | Commercial | Heat Pump Pool Heater | N | Schools K-12 | New | 4.4217 | 0.36413 | 12.1432 | 0 | 0 | 0 | Fail 2-year Threshold
[12 empty] | Commercial | Premium T8 - Lamp Replacement | N | Lodging/Hospitality | New | 8.9514 | 0.38351 | 23.3408 | 0 | 0 | 0 | Fail RIM | [11 empty] | Commercial | Heat Pump Pool Heater | N | Warehouse | New | 4.4217 | 0.36413 | 12.1432 | 0 | 0 | 0 | Fail 2-year Threshold
[12 empty] | Commercial | Premium T8 - Lamp Replacement | N | Miscellaneous | New | 10.5214 | 0.38389 | 27.4075 | 0 | 0 | 0 | Fail RIM | [11 empty] | Commercial | Solar Powered Pool Pump | N | Assembly | Turnover | 0.58779 | 0.35751 | 1.6441 | 0 | 0 | 0 | Fail TRC
[12 empty] | Commercial | Premium T8 - Lamp Replacement | N | Offices | New | 7.7646 | 0.38389 | 20.2261 | 0 | 0 | 0 | Fail RIM | [11 empty] | Commercial | Solar Powered Pool Pump | N | College and University | Turnover | 0.58779 | 0.35751 | 1.6441 | 0 | 0 | 0 | Fail TRC
[12 empty] | Commercial | Premium T8 - Lamp Replacement | N | Restaurants | New | 8.0047 | 0.38351 | 20.8724 | 0 | 0 | 0 | Fail RIM | [11 empty] | Commercial | Solar Powered Pool Pump | N | Grocery | Turnover | 0.58779 | 0.35751 | 1.6441 | 0 | 0 | 0 | Fail TRC
[12 empty] | Commercial | Premium T8 - Lamp Replacement | N | Retail | New | 11.8843 | 0.38351 | 30.9884 | 0 | 0 | 0 | Fail RIM | [11 empty] | Commercial | Solar Powered Pool Pump | N | Healthcare | Turnover | 0.58779 | 0.35751 | 1.6441 | 0 | 0 | 0 | Fail TRC
[12 empty] | Commercial | Premium T8 - Lamp Replacement | N | Schools K-12 | New | 5.6784 | 0.38389 | 14.7919 | 0 | 0 | 0 | Fail RIM | [11 empty] | Commercial | Solar Powered Pool Pump | N | Hospitals | Turnover | 0.58779 | 0.35751 | 1.6441 | 0 | 0 | 0 | Fail TRC
[12 empty] | Commercial | Premium T8 - Lamp Replacement | N | Warehouse | New | 9.1275 | 0.38389 | 23.7764 | 0 | 0 | 0 | Fail RIM | [11 empty] | Commercial | Solar Powered Pool Pump | N | Institutional | Turnover | 0.58779 | 0.35751 | 1.6441 | 0 | 0 | 0 | Fail TRC
[12 empty] | Commercial | Efficient Battery Charger | N | Assembly | Turnover | 0.93123 | 0.47066 | 1.9786 | 0 | 0 | 0 | Fail RIM | [11 empty] | Commercial | Solar Powered Pool Pump | N | Lodging/Hospitality | Turnover | 0.58779 | 0.35751 | 1.6441 | 0 | 0 | 0 | Fail TRC
[12 empty] | Commercial | Efficient Battery Charger | N | College and University | Turnover | 0.93123 | 0.47066 | 1.9786 | 0 | 0 | 0 | Fail RIM | [11 empty] | Commercial | Solar Powered Pool Pump | N | Miscellaneous | Turnover | 0.58779 | 0.35751 | 1.6441 | 0 | 0 | 0 | Fail TRC
[12 empty] | Commercial | Efficient Battery Charger | N | Grocery | Turnover | 0.93123 | 0.47066 | 1.9786 | 0 | 0 | 0 | Fail RIM | [11 empty] | Commercial | Solar Powered Pool Pump | N | Offices | Turnover | 0.58779 | 0.35751 | 1.6441 | 0 | 0 | 0 | Fail TRC
[12 empty] | Commercial | Efficient Battery Charger | N | Healthcare | Turnover | 0.93123 | 0.47066 | 1.9786 | 0 | 0 | 0 | Fail RIM | [11 empty] | Commercial | Solar Powered Pool Pump | N | Restaurants | Turnover | 0.58779 | 0.35751 | 1.6441 | 0 | 0 | 0 | Fail TRC
[12 empty] | Commercial | Efficient Battery Charger | N | Hospitals | Turnover | 0.93123 | 0.47066 | 1.9786 | 0 | 0 | 0 | Fail RIM | [11 empty] | Commercial | Solar Powered Pool Pump | N | Retail | Turnover | 0.58779 | 0.35751 | 1.6441 | 0 | 0 | 0 | Fail TRC
[12 empty] | Commercial | Efficient Battery Charger | N | Institutional | Turnover | 0.93123 | 0.47066 | 1.9786 | 0 | 0 | 0 | Fail RIM | [11 empty] | Commercial | Solar Powered Pool Pump | N | Schools K-12 | Turnover | 0.58779 | 0.35751 | 1.6441 | 0 | 0 | 0 | Fail TRC
[12 empty] | Commercial | Efficient Battery Charger | N | Lodging/Hospitality | Turnover | 0.93123 | 0.47066 | 1.9786 | 0 | 0 | 0 | Fail RIM | [11 empty] | Commercial | Solar Powered Pool Pump | N | Assembly | New | 0.58779 | 0.35751 | 1.6441 | 0 | 0 | 0 | Fail TRC
[12 empty] | Commercial | Efficient Battery Charger | N | Miscellaneous | Turnover | 0.93123 | 0.47066 | 1.9786 | 0 | 0 | 0 | Fail RIM | [11 empty] | Commercial | Solar Powered Pool Pump | N | College and University | New | 0.58779 | 0.35751 | 1.6441 | 0 | 0 | 0 | Fail TRC
[12 empty] | Commercial | Efficient Battery Charger | N | Offices | Turnover | 0.93123 | 0.47066 | 1.9786 | 0 | 0 | 0 | Fail RIM | [11 empty] | Commercial | Solar Powered Pool Pump | N | Grocery | New | 0.58779 | 0.35751 | 1.6441 | 0 | 0 | 0 | Fail TRC
[12 empty] | Commercial | Efficient Battery Charger | N | Restaurants | Turnover | 0.93123 | 0.47066 | 1.9786 | 0 | 0 | 0 | Fail RIM | [11 empty] | Commercial | Solar Powered Pool Pump | N | Healthcare | New | 0.58779 | 0.35751 | 1.6441 | 0 | 0 | 0 | Fail TRC
[12 empty] | Commercial | Efficient Battery Charger | N | Retail | Turnover | 0.93123 | 0.47066 | 1.9786 | 0 | 0 | 0 | Fail RIM | [11 empty] | Commercial | Solar Powered Pool Pump | N | Hospitals | New | 0.58779 | 0.35751 | 1.6441 | 0 | 0 | 0 | Fail TRC
[12 empty] | Commercial | Efficient Battery Charger | N | Schools K-12 | Turnover | 0.93123 | 0.47066 | 1.9786 | 0 | 0 | 0 | Fail RIM | [11 empty] | Commercial | Solar Powered Pool Pump | N | Institutional | New | 0.58779 | 0.35751 | 1.6441 | 0 | 0 | 0 | Fail TRC
[12 empty] | Commercial | Efficient Battery Charger | N | Warehouse | Turnover | 0.93123 | 0.47066 | 1.9786 | 0 | 0 | 0 | Fail RIM | [11 empty] | Commercial | Solar Powered Pool Pump | N | Lodging/Hospitality | New | 0.58779 | 0.35751 | 1.6441 | 0 | 0 | 0 | Fail TRC
[12 empty] | Commercial | Efficient Battery Charger | N | Assembly | New | 0.93123 | 0.47066 | 1.9786 | 0 | 0 | 0 | Fail RIM | [11 empty] | Commercial | Solar Powered Pool Pump | N | Miscellaneous | New | 0.58779 | 0.35751 | 1.6441 | 0 | 0 | 0 | Fail TRC
[12 empty] | Commercial | Efficient Battery Charger | N | College and University | New | 0.93123 | 0.47066 | 1.9786 | 0 | 0 | 0 | Fail RIM | [11 empty] | Commercial | Solar Powered Pool Pump | N | Offices | New | 0.58779 | 0.35751 | 1.6441 | 0 | 0 | 0 | Fail TRC
[12 empty] | Commercial | Efficient Battery Charger | N | Grocery | New | 0.93123 | 0.47066 | 1.9786 | 0 | 0 | 0 | Fail RIM | [11 empty] | Commercial | Solar Powered Pool Pump | N | Restaurants | New | 0.58779 | 0.35751 | 1.6441 | 0 | 0 | 0 | Fail TRC
[12 empty] | Commercial | Efficient Battery Charger | N | Healthcare | New | 0.93123 | 0.47066 | 1.9786 | 0 | 0 | 0 | Fail RIM | [11 empty] | Commercial | Solar Powered Pool Pump | N | Retail | New | 0.58779 | 0.35751 | 1.6441 | 0 | 0 | 0 | Fail TRC
[12 empty] | Commercial | Efficient Battery Charger | N | Hospitals | New | 0.93123 | 0.47066 | 1.9786 | 0 | 0 | 0 | Fail RIM | [11 empty] | Commercial | Solar Powered Pool Pump | N | Schools K-12 | New | 0.58779 | 0.35751 | 1.6441 | 0 | 0 | 0 | Fail TRC
[12 empty] | Commercial | Efficient Battery Charger | N | Institutional | New | 0.93123 | 0.47066 | 1.9786 | 0 | 0 | 0 | Fail RIM | [11 empty] | Commercial | Two Speed Pool Pump | N | Assembly | Turnover | 2.8212 | 0.35751 | 7.8912 | 0 | 0 | 0 | Fail 2-year Threshold
[12 empty] | Commercial | Efficient Battery Charger | N | Lodging/Hospitality | New | 0.93123 | 0.47066 | 1.9786 | 0 | 0 | 0 | Fail RIM | [11 empty] | Commercial | Two Speed Pool Pump | N | College and University | Turnover | 2.8212 | 0.35751 | 7.8912 | 0 | 0 | 0 | Fail 2-year Threshold
[12 empty] | Commercial | Efficient Battery Charger | N | Miscellaneous | New | 0.93123 | 0.47066 | 1.9786 | 0 | 0 | 0 | Fail RIM | [11 empty] | Commercial | Two Speed Pool Pump | N | Grocery | Turnover | 2.8212 | 0.35751 | 7.8912 | 0 | 0 | 0 | Fail 2-year Threshold
[12 empty] | Commercial | Efficient Battery Charger | N | Offices | New | 0.93123 | 0.47066 | 1.9786 | 0 | 0 | 0 | Fail RIM | [11 empty] | Commercial | Two Speed Pool Pump | N | Healthcare | Turnover | 2.8212 | 0.35751 | 7.8912 | 0 | 0 | 0 | Fail 2-year Threshold
[12 empty] | Commercial | Efficient Battery Charger | N | Restaurants | New | 0.93123 | 0.47066 | 1.9786 | 0 | 0 | 0 | Fail RIM | [11 empty] | Commercial | Two Speed Pool Pump | N | Hospitals | Turnover | 2.8212 | 0.35751 | 7.8912 | 0 | 0 | 0 | Fail 2-year Threshold
[12 empty] | Commercial | Efficient Battery Charger | N | Retail | New | 0.93123 | 0.47066 | 1.9786 | 0 | 0 | 0 | Fail RIM | [11 empty] | Commercial | Two Speed Pool Pump | N | Institutional | Turnover | 2.8212 | 0.35751 | 7.8912 | 0 | 0 | 0 | Fail 2-year Threshold
[12 empty] | Commercial | Efficient Battery Charger | N | Schools K-12 | New | 0.93123 | 0.47066 | 1.9786 | 0 | 0 | 0 | Fail RIM | [11 empty] | Commercial | Two Speed Pool Pump | N | Lodging/Hospitality | Turnover | 2.8212 | 0.35751 | 7.8912 | 0 | 0 | 0 | Fail 2-year Threshold
[12 empty] | Commercial | Efficient Battery Charger | N | Warehouse | New | 0.93123 | 0.47066 | 1.9786 | 0 | 0 | 0 | Fail RIM | [11 empty] | Commercial | Two Speed Pool Pump | N | Miscellaneous | Turnover | 2.8212 | 0.35751 | 7.8912 | 0 | 0 | 0 | Fail 2-year Threshold
[12 empty] | Commercial | ENERGY STAR Commercial Clothes Washer | N | Assembly | Turnover | 0.43976 | 0.32914 | 1.3361 | 0 | 0 | 0 | Fail RIM | [11 empty] | Commercial | Two Speed Pool Pump | N | Offices | Turnover | 2.8212 | 0.35751 | 7.8912 | 0 | 0 | 0 | Fail 2-year Threshold
[12 empty] | Commercial | ENERGY STAR Commercial Clothes Washer | N | College and University | Turnover | 0.45694 | 0.34026 | 1.3429 | 0 | 0 | 0 | Fail RIM | [11 empty] | Commercial | Two Speed Pool Pump | N | Restaurants | Turnover | 2.8212 | 0.35751 | 7.8912 | 0 | 0 | 0 | Fail 2-year Threshold
[12 empty] | Commercial | ENERGY STAR Commercial Clothes Washer | N | Grocery | Turnover | 0.47124 | 0.35115 | 1.342 | 0 | 0 | 0 | Fail RIM | [11 empty] | Commercial | Two Speed Pool Pump | N | Retail | Turnover | 2.8212 | 0.35751 | 7.8912 | 0 | 0 | 0 | Fail 2-year Threshold
[12 empty] | Commercial | ENERGY STAR Commercial Clothes Washer | N | Healthcare | Turnover | 0.47124 | 0.35115 | 1.342 | 0 | 0 | 0 | Fail RIM | [11 empty] | Commercial | Two Speed Pool Pump | N | Schools K-12 | Turnover | 2.8212 | 0.35751 | 7.8912 | 0 | 0 | 0 | Fail 2-year Threshold
[12 empty] | Commercial | ENERGY STAR Commercial Clothes Washer | N | Hospitals | Turnover | 0.45694 | 0.34026 | 1.3429 | 0 | 0 | 0 | Fail RIM | [11 empty] | Commercial | Two Speed Pool Pump | N | Warehouse | Turnover | 2.8212 | 0.35751 | 7.8912 | 0 | 0 | 0 | Fail 2-year Threshold
[12 empty] | Commercial | ENERGY STAR Commercial Clothes Washer | N | Institutional | Turnover | 0.43976 | 0.32914 | 1.3361 | 0 | 0 | 0 | Fail RIM | [11 empty] | Commercial | Two Speed Pool Pump | N | Assembly | New | 2.8212 | 0.35751 | 7.8912 | 0 | 0 | 0 | Fail 2-year Threshold
[12 empty] | Commercial | ENERGY STAR Commercial Clothes Washer | N | Lodging/Hospitality | Turnover | 0.45694 | 0.34026 | 1.3429 | 0 | 0 | 0 | Fail RIM | [11 empty] | Commercial | Two Speed Pool Pump | N | College and University | New | 2.8212 | 0.35751 | 7.8912 | 0 | 0 | 0 | Fail 2-year Threshold
[12 empty] | Commercial | ENERGY STAR Commercial Clothes Washer | N | Miscellaneous | Turnover | 0.43976 | 0.32914 | 1.3361 | 0 | 0 | 0 | Fail RIM | [11 empty] | Commercial | Two Speed Pool Pump | N | Grocery | New | 2.8212 | 0.35751 | 7.8912 | 0 | 0 | 0 | Fail 2-year Threshold
[12 empty] | Commercial | ENERGY STAR Commercial Clothes Washer | N | Offices | Turnover | 0.47124 | 0.35115 | 1.342 | 0 | 0 | 0 | Fail RIM | [11 empty] | Commercial | Two Speed Pool Pump | N | Healthcare | New | 2.8212 | 0.35751 | 7.8912 | 0 | 0 | 0 | Fail 2-year Threshold
[12 empty] | Commercial | ENERGY STAR Commercial Clothes Washer | N | Restaurants | Turnover | 0.43976 | 0.32914 | 1.3361 | 0 | 0 | 0 | Fail RIM | [11 empty] | Commercial | Two Speed Pool Pump | N | Hospitals | New | 2.8212 | 0.35751 | 7.8912 | 0 | 0 | 0 | Fail 2-year Threshold
[12 empty] | Commercial | ENERGY STAR Commercial Clothes Washer | N | Retail | Turnover | 0.47124 | 0.35115 | 1.342 | 0 | 0 | 0 | Fail RIM | [11 empty] | Commercial | Two Speed Pool Pump | N | Institutional | New | 2.8212 | 0.35751 | 7.8912 | 0 | 0 | 0 | Fail 2-year Threshold
[12 empty] | Commercial | ENERGY STAR Commercial Clothes Washer | N | Schools K-12 | Turnover | 0.45694 | 0.34026 | 1.3429 | 0 | 0 | 0 | Fail RIM | [11 empty] | Commercial | Two Speed Pool Pump | N | Lodging/Hospitality | New | 2.8212 | 0.35751 | 7.8912 | 0 | 0 | 0 | Fail 2-year Threshold
[12 empty] | Commercial | ENERGY STAR Commercial Clothes Washer | N | Warehouse | Turnover | 0.43976 | 0.32914 | 1.3361 | 0 | 0 | 0 | Fail RIM | [11 empty] | Commercial | Two Speed Pool Pump | N | Miscellaneous | New | 2.8212 | 0.35751 | 7.8912 | 0 | 0 | 0 | Fail 2-year Threshold
[12 empty] | Commercial | ENERGY STAR Commercial Clothes Washer | N | Assembly | New | 0.43976 | 0.32914 | 1.3361 | 0 | 0 | 0 | Fail RIM | [11 empty] | Commercial | Two Speed Pool Pump | N | Offices | New | 2.8212 | 0.35751 | 7.8912 | 0 | 0 | 0 | Fail 2-year Threshold
[12 empty] | Commercial | ENERGY STAR Commercial Clothes Washer | N | College and University | New | 0.45694 | 0.34026 | 1.3429 | 0 | 0 | 0 | Fail RIM | [11 empty] | Commercial | Two Speed Pool Pump | N | Restaurants | New | 2.8212 | 0.35751 | 7.8912 | 0 | 0 | 0 | Fail 2-year Threshold
[12 empty] | Commercial | ENERGY STAR Commercial Clothes Washer | N | Grocery | New | 0.47124 | 0.35115 | 1.342 | 0 | 0 | 0 | Fail RIM | [11 empty] | Commercial | Two Speed Pool Pump | N | Retail | New | 2.8212 | 0.35751 | 7.8912 | 0 | 0 | 0 | Fail 2-year Threshold
[12 empty] | Commercial | ENERGY STAR Commercial Clothes Washer | N | Healthcare | New | 0.47124 | 0.35115 | 1.342 | 0 | 0 | 0 | Fail RIM | [11 empty] | Commercial | Two Speed Pool Pump | N | Schools K-12 | New | 2.8212 | 0.35751 | 7.8912 | 0 | 0 | 0 | Fail 2-year Threshold
[12 empty] | Commercial | ENERGY STAR Commercial Clothes Washer | N | Hospitals | New | 0.45694 | 0.34026 | 1.3429 | 0 | 0 | 0 | Fail RIM | [11 empty] | Commercial | Two Speed Pool Pump | N | Warehouse | New | 2.8212 | 0.35751 | 7.8912 | 0 | 0 | 0 | Fail 2-year Threshold
[12 empty] | Commercial | ENERGY STAR Commercial Clothes Washer | N | Institutional | New | 0.43976 | 0.32914 | 1.3361 | 0 | 0 | 0 | Fail RIM | [11 empty] | Commercial | Variable Speed Pool Pump | N | Assembly | Turnover | 0.97243 | 0.35751 | 2.72 | 0 | 0 | 0 | Fail TRC
[12 empty] | Commercial | ENERGY STAR Commercial Clothes Washer | N | Lodging/Hospitality | New | 0.45694 | 0.34026 | 1.3429 | 0 | 0 | 0 | Fail RIM | [11 empty] | Commercial | Variable Speed Pool Pump | N | College and University | Turnover | 0.97243 | 0.35751 | 2.72 | 0 | 0 | 0 | Fail TRC
[12 empty] | Commercial | ENERGY STAR Commercial Clothes Washer | N | Miscellaneous | New | 0.43976 | 0.32914 | 1.3361 | 0 | 0 | 0 | Fail RIM | [11 empty] | Commercial | Variable Speed Pool Pump | N | Grocery | Turnover | 0.97243 | 0.35751 | 2.72 | 0 | 0 | 0 | Fail TRC
[12 empty] | Commercial | ENERGY STAR Commercial Clothes Washer | N | Offices | New | 0.47124 | 0.35115 | 1.342 | 0 | 0 | 0 | Fail RIM | [11 empty] | Commercial | Variable Speed Pool Pump | N | Healthcare | Turnover | 0.97243 | 0.35751 | 2.72 | 0 | 0 | 0 | Fail TRC
[12 empty] | Commercial | ENERGY STAR Commercial Clothes Washer | N | Restaurants | New | 0.43976 | 0.32914 | 1.3361 | 0 | 0 | 0 | Fail RIM | [11 empty] | Commercial | Variable Speed Pool Pump | N | Hospitals | Turnover | 0.97243 | 0.35751 | 2.72 | 0 | 0 | 0 | Fail TRC
[12 empty] | Commercial | ENERGY STAR Commercial Clothes Washer | N | Retail | New | 0.47124 | 0.35115 | 1.342 | 0 | 0 | 0 | Fail RIM | [11 empty] | Commercial | Variable Speed Pool Pump | N | Institutional | Turnover | 0.97243 | 0.35751 | 2.72 | 0 | 0 | 0 | Fail TRC
[12 empty] | Commercial | ENERGY STAR Commercial Clothes Washer | N | Schools K-12 | New | 0.45694 | 0.34026 | 1.3429 | 0 | 0 | 0 | Fail RIM | [11 empty] | Commercial | Variable Speed Pool Pump | N | Lodging/Hospitality | Turnover | 0.97243 | 0.35751 | 2.72 | 0 | 0 | 0 | Fail TRC
[12 empty] | Commercial | ENERGY STAR Commercial Clothes Washer | N | Warehouse | New | 0.43976 | 0.32914 | 1.3361 | 0 | 0 | 0 | Fail RIM | [11 empty] | Commercial | Variable Speed Pool Pump | N | Miscellaneous | Turnover | 0.97243 | 0.35751 | 2.72 | 0 | 0 | 0 | Fail TRC
[12 empty] | Commercial | ENERGY STAR Water Cooler | N | Assembly | Turnover | 2.1412 | 0.36496 | 5.8669 | 0 | 0 | 0 | Fail RIM | [11 empty] | Commercial | Variable Speed Pool Pump | N | Offices | Turnover | 0.97243 | 0.35751 | 2.72 | 0 | 0 | 0 | Fail TRC
[12 empty] | Commercial | ENERGY STAR Water Cooler | N | College and University | Turnover | 2.1412 | 0.36496 | 5.8669 | 0 | 0 | 0 | Fail RIM | [11 empty] | Commercial | Variable Speed Pool Pump | N | Restaurants | Turnover | 0.97243 | 0.35751 | 2.72 | 0 | 0 | 0 | Fail TRC
[12 empty] | Commercial | ENERGY STAR Water Cooler | N | Grocery | Turnover | 2.1412 | 0.36496 | 5.8669 | 0 | 0 | 0 | Fail RIM | [11 empty] | Commercial | Variable Speed Pool Pump | N | Retail | Turnover | 0.97243 | 0.35751 | 2.72 | 0 | 0 | 0 | Fail TRC
[12 empty] | Commercial | ENERGY STAR Water Cooler | N | Healthcare | Turnover | 2.1412 | 0.36496 | 5.8669 | 0 | 0 | 0 | Fail RIM | [11 empty] | Commercial | Variable Speed Pool Pump | N | Schools K-12 | Turnover | 0.97243 | 0.35751 | 2.72 | 0 | 0 | 0 | Fail TRC
[12 empty] | Commercial | ENERGY STAR Water Cooler | N | Hospitals | Turnover | 2.1412 | 0.36496 | 5.8669 | 0 | 0 | 0 | Fail RIM | [11 empty] | Commercial | Variable Speed Pool Pump | N | Assembly | New | 0.97243 | 0.35751 | 2.72 | 0 | 0 | 0 | Fail TRC
[12 empty] | Commercial | ENERGY STAR Water Cooler | N | Institutional | Turnover | 2.1412 | 0.36496 | 5.8669 | 0 | 0 | 0 | Fail RIM | [11 empty] | Commercial | Variable Speed Pool Pump | N | College and University | New | 0.97243 | 0.35751 | 2.72 | 0 | 0 | 0 | Fail TRC
[12 empty] | Commercial | ENERGY STAR Water Cooler | N | Lodging/Hospitality | Turnover | 2.1412 | 0.36496 | 5.8669 | 0 | 0 | 0 | Fail RIM | [11 empty] | Commercial | Variable Speed Pool Pump | N | Grocery | New | 0.97243 | 0.35751 | 2.72 | 0 | 0 | 0 | Fail TRC
[12 empty] | Commercial | ENERGY STAR Water Cooler | N | Miscellaneous | Turnover | 2.1412 | 0.36496 | 5.8669 | 0 | 0 | 0 | Fail RIM | [11 empty] | Commercial | Variable Speed Pool Pump | N | Healthcare | New | 0.97243 | 0.35751 | 2.72 | 0 | 0 | 0 | Fail TRC
[12 empty] | Commercial | ENERGY STAR Water Cooler | N | Offices | Turnover | 2.1412 | 0.36496 | 5.8669 | 0 | 0 | 0 | Fail RIM | [11 empty] | Commercial | Variable Speed Pool Pump | N | Hospitals | New | 0.97243 | 0.35751 | 2.72 | 0 | 0 | 0 | Fail TRC
[12 empty] | Commercial | ENERGY STAR Water Cooler | N | Restaurants | Turnover | 2.1412 | 0.36496 | 5.8669 | 0 | 0 | 0 | Fail RIM | [11 empty] | Commercial | Variable Speed Pool Pump | N | Institutional | New | 0.97243 | 0.35751 | 2.72 | 0 | 0 | 0 | Fail TRC
[12 empty] | Commercial | ENERGY STAR Water Cooler | N | Retail | Turnover | 2.1412 | 0.36496 | 5.8669 | 0 | 0 | 0 | Fail RIM | [11 empty] | Commercial | Variable Speed Pool Pump | N | Lodging/Hospitality | New | 0.97243 | 0.35751 | 2.72 | 0 | 0 | 0 | Fail TRC
[12 empty] | Commercial | ENERGY STAR Water Cooler | N | Schools K-12 | Turnover | 2.1412 | 0.36496 | 5.8669 | 0 | 0 | 0 | Fail RIM | [11 empty] | Commercial | Variable Speed Pool Pump | N | Miscellaneous | New | 0.97243 | 0.35751 | 2.72 | 0 | 0 | 0 | Fail TRC
[12 empty] | Commercial | ENERGY STAR Water Cooler | N | Warehouse | Turnover | 2.1412 | 0.36496 | 5.8669 | 0 | 0 | 0 | Fail RIM | [11 empty] | Commercial | Variable Speed Pool Pump | N | Offices | New | 0.97243 | 0.35751 | 2.72 | 0 | 0 | 0 | Fail TRC
[12 empty] | Commercial | ENERGY STAR Water Cooler | N | Assembly | New | 2.1412 | 0.36496 | 5.8669 | 0 | 0 | 0 | Fail RIM | [11 empty] | Commercial | Variable Speed Pool Pump | N | Restaurants | New | 0.97243 | 0.35751 | 2.72 | 0 | 0 | 0 | Fail TRC
[12 empty] | Commercial | ENERGY STAR Water Cooler | N | College and University | New | 2.1412 | 0.36496 | 5.8669 | 0 | 0 | 0 | Fail RIM | [11 empty] | Commercial | Variable Speed Pool Pump | N | Retail | New | 0.97243 | 0.35751 | 2.72 | 0 | 0 | 0 | Fail TRC
[12 empty] | Commercial | ENERGY STAR Water Cooler | N | Grocery | New | 2.1412 | 0.36496 | 5.8669 | 0 | 0 | 0 | Fail RIM | [11 empty] | Commercial | Variable Speed Pool Pump | N | Schools K-12 | New | 0.97243 | 0.35751 | 2.72 | 0 | 0 | 0 | Fail TRC
[12 empty] | Commercial | ENERGY STAR Water Cooler | N | Healthcare | New | 2.1412 | 0.36496 | 5.8669 | 0 | 0 | 0 | Fail RIM | [11 empty] | Commercial | ENERGY STAR Imaging Equipment | N | Assembly | Turnover | 0.15413 | 0.35045 | 0.4398 | 0 | 0 | 0 | Fail TRC
[12 empty] | Commercial | ENERGY STAR Water Cooler | N | Hospitals | New | 2.1412 | 0.36496 | 5.8669 | 0 | 0 | 0 | Fail RIM | [11 empty] | Commercial | ENERGY STAR Imaging Equipment | N | College and University | Turnover | 0.15413 | 0.35045 | 0.4398 | 0 | 0 | 0 | Fail TRC
[12 empty] | Commercial | ENERGY STAR Water Cooler | N | Institutional | New | 2.1412 | 0.36496 | 5.8669 | 0 | 0 | 0 | Fail RIM | [11 empty] | Commercial | ENERGY STAR Imaging Equipment | N | Grocery | Turnover | 0.15413 | 0.35045 | 0.4398 | 0 | 0 | 0 | Fail TRC
[12 empty] | Commercial | ENERGY STAR Water Cooler | N | Lodging/Hospitality | New | 2.1412 | 0.36496 | 5.8669 | 0 | 0 | 0 | Fail RIM | [11 empty] | Commercial | ENERGY STAR Imaging Equipment | N | Healthcare | Turnover | 0.15413 | 0.35045 | 0.4398 | 0 | 0 | 0 | Fail TRC
[12 empty] | Commercial | ENERGY STAR Water Cooler | N | Miscellaneous | New | 2.1412 | 0.36496 | 5.8669 | 0 | 0 | 0 | Fail RIM | [11 empty] | Commercial | ENERGY STAR Imaging Equipment | N | Hospitals | Turnover | 0.15413 | 0.35045 | 0.4398 | 0 | 0 | 0 | Fail TRC
[12 empty] | Commercial | ENERGY STAR Water Cooler | N | Offices | New | 2.1412 | 0.36496 | 5.8669 | 0 | 0 | 0 | Fail RIM | [11 empty] | Commercial | ENERGY STAR Imaging Equipment | N | Institutional | Turnover | 0.15413 | 0.35045 | 0.4398 | 0 | 0 | 0 | Fail TRC
[12 empty] | Commercial | ENERGY STAR Water Cooler | N | Restaurants | New | 2.1412 | 0.36496 | 5.8669 | 0 | 0 | 0 | Fail RIM | [11 empty] | Commercial | ENERGY STAR Imaging Equipment | N | Lodging/Hospitality | Turnover | 0.15413 | 0.35045 | 0.4398 | 0 | 0 | 0 | Fail TRC
[12 empty] | Commercial | ENERGY STAR Water Cooler | N | Retail | New | 2.1412 | 0.36496 | 5.8669 | 0 | 0 | 0 | Fail RIM | [11 empty] | Commercial | ENERGY STAR Imaging Equipment | N | Miscellaneous | Turnover | 0.15413 | 0.35045 | 0.4398 | 0 | 0 | 0 | Fail TRC
[12 empty] | Commercial | ENERGY STAR Water Cooler | N | Schools K-12 | New | 2.1412 | 0.36496 | 5.8669 | 0 | 0 | 0 | Fail RIM | [11 empty] | Commercial | ENERGY STAR Imaging Equipment | N | Offices | Turnover | 0.15413 | 0.35045 | 0.4398 | 0 | 0 | 0 | Fail TRC
[12 empty] | Commercial | ENERGY STAR Water Cooler | N | Warehouse | New | 2.1412 | 0.36496 | 5.8669 | 0 | 0 | 0 | Fail RIM | [11 empty] | Commercial | ENERGY STAR Imaging Equipment | N | Restaurants | Turnover | 0.15413 | 0.35045 | 0.4398 | 0 | 0 | 0 | Fail TRC
[12 empty] | Commercial | Heat Pump Pool Heater | N | Assembly | Turnover | 4.4217 | 0.36413 | 12.1432 | 0 | 0 | 0 | Fail RIM | [11 empty] | Commercial | ENERGY STAR Imaging Equipment | N | Retail | Turnover | 0.15413 | 0.35045 | 0.4398 | 0 | 0 | 0 | Fail TRC
[12 empty] | Commercial | Heat Pump Pool Heater | N | College and University | Turnover | 4.4217 | 0.36413 | 12.1432 | 0 | 0 | 0 | Fail RIM | [11 empty] | Commercial | ENERGY STAR Imaging Equipment | N | Schools K-12 | Turnover | 0.15413 | 0.35045 | 0.4398 | 0 | 0 | 0 | Fail TRC
[12 empty] | Commercial | Heat Pump Pool Heater | N | Grocery | Turnover | 4.4217 | 0.36413 | 12.1432 | 0 | 0 | 0 | Fail RIM | [11 empty] | Commercial | ENERGY STAR Imaging Equipment | N | Warehouse | Turnover | 0.15413 | 0.35045 | 0.4398 | 0 | 0 | 0 | Fail TRC
[12 empty] | Commercial | Heat Pump Pool Heater | N | Healthcare | Turnover | 4.4217 | 0.36413 | 12.1432 | 0 | 0 | 0 | Fail RIM | [11 empty] | Commercial | ENERGY STAR Imaging Equipment | N | Assembly | New | 0.15413 | 0.35045 | 0.4398 | 0 | 0 | 0 | Fail TRC
[12 empty] | Commercial | Heat Pump Pool Heater | N | Hospitals | Turnover | 4.4217 | 0.36413 | 12.1432 | 0 | 0 | 0 | Fail RIM | [11 empty] | Commercial | ENERGY STAR Imaging Equipment | N | College and University | New | 0.15413 | 0.35045 | 0.4398 | 0 | 0 | 0 | Fail TRC
[12 empty] | Commercial | Heat Pump Pool Heater | N | Institutional | Turnover | 4.4217 | 0.36413 | 12.1432 | 0 | 0 | 0 | Fail RIM | [11 empty] | Commercial | ENERGY STAR Imaging Equipment | N | Grocery | New | 0.15413 | 0.35045 | 0.4398 | 0 | 0 | 0 | Fail TRC
[12 empty] | Commercial | Heat Pump Pool Heater | N | Lodging/Hospitality | Turnover | 4.4217 | 0.36413 | 12.1432 | 0 | 0 | 0 | Fail RIM | [11 empty] | Commercial | ENERGY STAR Imaging Equipment | N | Healthcare | New | 0.15413 | 0.35045 | 0.4398 | 0 | 0 | 0 | Fail TRC
[12 empty] | Commercial | Heat Pump Pool Heater | N | Miscellaneous | Turnover | 4.4217 | 0.36413 | 12.1432 | 0 | 0 | 0 | Fail RIM | [11 empty] | Commercial | ENERGY STAR Imaging Equipment | N | Hospitals | New | 0.15413 | 0.35045 | 0.4398 | 0 | 0 | 0 | Fail TRC
[12 empty] | Commercial | Heat Pump Pool Heater | N | Offices | Turnover | 4.4217 | 0.36413 | 12.1432 | 0 | 0 | 0 | Fail RIM | [11 empty] | Commercial | ENERGY STAR Imaging Equipment | N | Institutional | New | 0.15413 | 0.35045 | 0.4398 | 0 | 0 | 0 | Fail TRC
[12 empty] | Commercial | Heat Pump Pool Heater | N | Restaurants | Turnover | 4.4217 | 0.36413 | 12.1432 | 0 | 0 | 0 | Fail RIM | [11 empty] | Commercial | ENERGY STAR Imaging Equipment | N | Lodging/Hospitality | New | 0.15413 | 0.35045 | 0.4398 | 0 | 0 | 0 | Fail TRC
[12 empty] | Commercial | Heat Pump Pool Heater | N | Retail | Turnover | 4.4217 | 0.36413 | 12.1432 | 0 | 0 | 0 | Fail RIM | [11 empty] | Commercial | ENERGY STAR Imaging Equipment | N | Miscellaneous | New | 0.15413 | 0.35045 | 0.4398 | 0 | 0 | 0 | Fail TRC
[12 empty] | Commercial | Heat Pump Pool Heater | N | Schools K-12 | Turnover | 4.4217 | 0.36413 | 12.1432 | 0 | 0 | 0 | Fail RIM | [11 empty] | Commercial | ENERGY STAR Imaging Equipment | N | Offices | New | 0.15413 | 0.35045 | 0.4398 | 0 | 0 | 0 | Fail TRC
[12 empty] | Commercial | Heat Pump Pool Heater | N | Warehouse | Turnover | 4.4217 | 0.36413 | 12.1432 | 0 | 0 | 0 | Fail RIM | [11 empty] | Commercial | ENERGY STAR Imaging Equipment | N | Restaurants | New | 0.15413 | 0.35045 | 0.4398 | 0 | 0 | 0 | Fail TRC
[12 empty] | Commercial | Heat Pump Pool Heater | N | Assembly | New | 4.4217 | 0.36413 | 12.1432 | 0 | 0 | 0 | Fail RIM | [11 empty] | Commercial | ENERGY STAR Imaging Equipment | N | Retail | New | 0.15413 | 0.35045 | 0.4398 | 0 | 0 | 0 | Fail TRC
[12 empty] | Commercial | Heat Pump Pool Heater | N | College and University | New | 4.4217 | 0.36413 | 12.1432 | 0 | 0 | 0 | Fail RIM | [11 empty] | Commercial | ENERGY STAR Imaging Equipment | N | Schools K-12 | New | 0.15413 | 0.35045 | 0.4398 | 0 | 0 | 0 | Fail TRC
[12 empty] | Commercial | Heat Pump Pool Heater | N | Grocery | New | 4.4217 | 0.36413 | 12.1432 | 0 | 0 | 0 | Fail RIM | [11 empty] | Commercial | ENERGY STAR Imaging Equipment | N | Warehouse | New | 0.15413 | 0.35045 | 0.4398 | 0 | 0 | 0 | Fail TRC
[12 empty] | Commercial | Heat Pump Pool Heater | N | Healthcare | New | 4.4217 | 0.36413 | 12.1432 | 0 | 0 | 0 | Fail RIM | [11 empty] | Commercial | Energy Star PCs | N | Assembly | Turnover | 0.97621 | 0.36009 | 2.711 | 0 | 0 | 0 | Fail TRC
[12 empty] | Commercial | Heat Pump Pool Heater | N | Hospitals | New | 4.4217 | 0.36413 | 12.1432 | 0 | 0 | 0 | Fail RIM | [11 empty] | Commercial | Energy Star PCs | N | College and University | Turnover | 1.0049 | 0.36975 | 2.7177 | 0 | 0 | 0 | Fail 2-year Threshold
[12 empty] | Commercial | Heat Pump Pool Heater | N | Institutional | New | 4.4217 | 0.36413 | 12.1432 | 0 | 0 | 0 | Fail RIM | [11 empty] | Commercial | Energy Star PCs | N | Grocery | Turnover | 0.94317 | 0.3479 | 2.711 | 0 | 0 | 0 | Fail TRC
[12 empty] | Commercial | Heat Pump Pool Heater | N | Lodging/Hospitality | New | 4.4217 | 0.36413 | 12.1432 | 0 | 0 | 0 | Fail RIM | [11 empty] | Commercial | Energy Star PCs | N | Healthcare | Turnover | 0.94317 | 0.3479 | 2.711 | 0 | 0 | 0 | Fail TRC
[12 empty] | Commercial | Heat Pump Pool Heater | N | Miscellaneous | New | 4.4217 | 0.36413 | 12.1432 | 0 | 0 | 0 | Fail RIM | [11 empty] | Commercial | Energy Star PCs | N | Hospitals | Turnover | 1.0049 | 0.36975 | 2.7177 | 0 | 0 | 0 | Fail 2-year Threshold
[12 empty] | Commercial | Heat Pump Pool Heater | N | Offices | New | 4.4217 | 0.36413 | 12.1432 | 0 | 0 | 0 | Fail RIM | [11 empty] | Commercial | Energy Star PCs | N | Institutional | Turnover | 0.97621 | 0.36009 | 2.711 | 0 | 0 | 0 | Fail TRC
[12 empty] | Commercial | Heat Pump Pool Heater | N | Restaurants | New | 4.4217 | 0.36413 | 12.1432 | 0 | 0 | 0 | Fail RIM | [11 empty] | Commercial | Energy Star PCs | N | Lodging/Hospitality | Turnover | 0.94317 | 0.3479 | 2.711 | 0 | 0 | 0 | Fail TRC
[12 empty] | Commercial | Heat Pump Pool Heater | N | Retail | New | 4.4217 | 0.36413 | 12.1432 | 0 | 0 | 0 | Fail RIM | [11 empty] | Commercial | Energy Star PCs | N | Miscellaneous | Turnover | 0.97621 | 0.36009 | 2.711 | 0 | 0 | 0 | Fail TRC
[12 empty] | Commercial | Heat Pump Pool Heater | N | Schools K-12 | New | 4.4217 | 0.36413 | 12.1432 | 0 | 0 | 0 | Fail RIM | [11 empty] | Commercial | Energy Star PCs | N | Offices | Turnover | 0.94317 | 0.3479 | 2.711 | 0 | 0 | 0 | Fail TRC
[12 empty] | Commercial | Heat Pump Pool Heater | N | Warehouse | New | 4.4217 | 0.36413 | 12.1432 | 0 | 0 | 0 | Fail RIM | [11 empty] | Commercial | Energy Star PCs | N | Restaurants | Turnover | 0.97621 | 0.36009 | 2.711 | 0 | 0 | 0 | Fail TRC
[12 empty] | Commercial | Solar Pool Heater | N | Assembly | Turnover | 1.2415 | 0.36413 | 3.4094 | 0 | 0 | 0 | Fail RIM | [11 empty] | Commercial | Energy Star PCs | N | Retail | Turnover | 0.94317 | 0.3479 | 2.711 | 0 | 0 | 0 | Fail TRC
[12 empty] | Commercial | Solar Pool Heater | N | College and University | Turnover | 1.2415 | 0.36413 | 3.4094 | 0 | 0 | 0 | Fail RIM | [11 empty] | Commercial | Energy Star PCs | N | Schools K-12 | Turnover | 0.94317 | 0.3479 | 2.711 | 0 | 0 | 0 | Fail TRC
[12 empty] | Commercial | Solar Pool Heater | N | Grocery | Turnover | 1.2415 | 0.36413 | 3.4094 | 0 | 0 | 0 | Fail RIM | [11 empty] | Commercial | Energy Star PCs | N | Warehouse | Turnover | 0.97621 | 0.36009 | 2.711 | 0 | 0 | 0 | Fail TRC
[12 empty] | Commercial | Solar Pool Heater | N | Healthcare | Turnover | 1.2415 | 0.36413 | 3.4094 | 0 | 0 | 0 | Fail RIM | [11 empty] | Commercial | Energy Star PCs | N | Assembly | New | 0.97621 | 0.36009 | 2.711 | 0 | 0 | 0 | Fail TRC
[12 empty] | Commercial | Solar Pool Heater | N | Hospitals | Turnover | 1.2415 | 0.36413 | 3.4094 | 0 | 0 | 0 | Fail RIM | [11 empty] | Commercial | Energy Star PCs | N | College and University | New | 1.0049 | 0.36975 | 2.7177 | 0 | 0 | 0 | Fail 2-year Threshold
[12 empty] | Commercial | Solar Pool Heater | N | Institutional | Turnover | 1.2415 | 0.36413 | 3.4094 | 0 | 0 | 0 | Fail RIM | [11 empty] | Commercial | Energy Star PCs | N | Grocery | New | 0.94317 | 0.3479 | 2.711 | 0 | 0 | 0 | Fail TRC
[12 empty] | Commercial | Solar Pool Heater | N | Lodging/Hospitality | Turnover | 1.2415 | 0.36413 | 3.4094 | 0 | 0 | 0 | Fail RIM | [11 empty] | Commercial | Energy Star PCs | N | Healthcare | New | 0.94317 | 0.3479 | 2.711 | 0 | 0 | 0 | Fail TRC
[12 empty] | Commercial | Solar Pool Heater | N | Miscellaneous | Turnover | 1.2415 | 0.36413 | 3.4094 | 0 | 0 | 0 | Fail RIM | [11 empty] | Commercial | Energy Star PCs | N | Hospitals | New | 1.0049 | 0.36975 | 2.7177 | 0 | 0 | 0 | Fail 2-year Threshold
[12 empty] | Commercial | Solar Pool Heater | N | Offices | Turnover | 1.2415 | 0.36413 | 3.4094 | 0 | 0 | 0 | Fail RIM | [11 empty] | Commercial | Energy Star PCs | N | Institutional | New | 0.97621 | 0.36009 | 2.711 | 0 | 0 | 0 | Fail TRC
[12 empty] | Commercial | Solar Pool Heater | N | Restaurants | Turnover | 1.2415 | 0.36413 | 3.4094 | 0 | 0 | 0 | Fail RIM | [11 empty] | Commercial | Energy Star PCs | N | Lodging/Hospitality | New | 0.94317 | 0.3479 | 2.711 | 0 | 0 | 0 | Fail TRC
[12 empty] | Commercial | Solar Pool Heater | N | Retail | Turnover | 1.2415 | 0.36413 | 3.4094 | 0 | 0 | 0 | Fail RIM | [11 empty] | Commercial | Energy Star PCs | N | Miscellaneous | New | 0.97621 | 0.36009 | 2.711 | 0 | 0 | 0 | Fail TRC
[12 empty] | Commercial | Solar Pool Heater | N | Schools K-12 | Turnover | 1.2415 | 0.36413 | 3.4094 | 0 | 0 | 0 | Fail RIM | [11 empty] | Commercial | Energy Star PCs | N | Offices | New | 0.94317 | 0.3479 | 2.711 | 0 | 0 | 0 | Fail TRC
[12 empty] | Commercial | Solar Pool Heater | N | Warehouse | Turnover | 1.2415 | 0.36413 | 3.4094 | 0 | 0 | 0 | Fail RIM | [11 empty] | Commercial | Energy Star PCs | N | Restaurants | New | 0.97621 | 0.36009 | 2.711 | 0 | 0 | 0 | Fail TRC
[12 empty] | Commercial | Solar Pool Heater | N | Assembly | New | 1.2415 | 0.36413 | 3.4094 | 0 | 0 | 0 | Fail RIM | [11 empty] | Commercial | Energy Star PCs | N | Retail | New | 0.94317 | 0.3479 | 2.711 | 0 | 0 | 0 | Fail TRC
[12 empty] | Commercial | Solar Pool Heater | N | College and University | New | 1.2415 | 0.36413 | 3.4094 | 0 | 0 | 0 | Fail RIM | [11 empty] | Commercial | Energy Star PCs | N | Schools K-12 | New | 0.94317 | 0.3479 | 2.711 | 0 | 0 | 0 | Fail TRC
[12 empty] | Commercial | Solar Pool Heater | N | Grocery | New | 1.2415 | 0.36413 | 3.4094 | 0 | 0 | 0 | Fail RIM | [11 empty] | Commercial | Energy Star PCs | N | Warehouse | New | 0.97621 | 0.36009 | 2.711 | 0 | 0 | 0 | Fail TRC
[12 empty] | Commercial | Solar Pool Heater | N | Healthcare | New | 1.2415 | 0.36413 | 3.4094 | 0 | 0 | 0 | Fail RIM | [11 empty] | Commercial | Energy Star Servers | N | Assembly | Turnover | 2.5213 | 0.35359 | 7.1307 | 0 | 0 | 0 | Fail 2-year Threshold
[12 empty] | Commercial | Solar Pool Heater | N | Hospitals | New | 1.2415 | 0.36413 | 3.4094 | 0 | 0 | 0 | Fail RIM | [11 empty] | Commercial | Energy Star Servers | N | College and University | Turnover | 2.5213 | 0.35359 | 7.1307 | 0 | 0 | 0 | Fail 2-year Threshold
[12 empty] | Commercial | Solar Pool Heater | N | Institutional | New | 1.2415 | 0.36413 | 3.4094 | 0 | 0 | 0 | Fail RIM | [11 empty] | Commercial | Energy Star Servers | N | Grocery | Turnover | 2.5213 | 0.35359 | 7.1307 | 0 | 0 | 0 | Fail 2-year Threshold
[12 empty] | Commercial | Solar Pool Heater | N | Lodging/Hospitality | New | 1.2415 | 0.36413 | 3.4094 | 0 | 0 | 0 | Fail RIM | [11 empty] | Commercial | Energy Star Servers | N | Healthcare | Turnover | 2.5213 | 0.35359 | 7.1307 | 0 | 0 | 0 | Fail 2-year Threshold
[12 empty] | Commercial | Solar Pool Heater | N | Miscellaneous | New | 1.2415 | 0.36413 | 3.4094 | 0 | 0 | 0 | Fail RIM | [11 empty] | Commercial | Energy Star Servers | N | Hospitals | Turnover | 2.5213 | 0.35359 | 7.1307 | 0 | 0 | 0 | Fail 2-year Threshold
[12 empty] | Commercial | Solar Pool Heater | N | Offices | New | 1.2415 | 0.36413 | 3.4094 | 0 | 0 | 0 | Fail RIM | [11 empty] | Commercial | Energy Star Servers | N | Institutional | Turnover | 2.5213 | 0.35359 | 7.1307 | 0 | 0 | 0 | Fail 2-year Threshold
[12 empty] | Commercial | Solar Pool Heater | N | Restaurants | New | 1.2415 | 0.36413 | 3.4094 | 0 | 0 | 0 | Fail RIM | [11 empty] | Commercial | Energy Star Servers | N | Lodging/Hospitality | Turnover | 2.5213 | 0.35359 | 7.1307 | 0 | 0 | 0 | Fail 2-year Threshold
[12 empty] | Commercial | Solar Pool Heater | N | Retail | New | 1.2415 | 0.36413 | 3.4094 | 0 | 0 | 0 | Fail RIM | [11 empty] | Commercial | Energy Star Servers | N | Miscellaneous | Turnover | 2.5213 | 0.35359 | 7.1307 | 0 | 0 | 0 | Fail 2-year Threshold
[12 empty] | Commercial | Solar Pool Heater | N | Schools K-12 | New | 1.2415 | 0.36413 | 3.4094 | 0 | 0 | 0 | Fail RIM | [11 empty] | Commercial | Energy Star Servers | N | Offices | Turnover | 2.5213 | 0.35359 | 7.1307 | 0 | 0 | 0 | Fail 2-year Threshold
[12 empty] | Commercial | Solar Pool Heater | N | Warehouse | New | 1.2415 | 0.36413 | 3.4094 | 0 | 0 | 0 | Fail RIM | [11 empty] | Commercial | Energy Star Servers | N | Restaurants | Turnover | 2.5213 | 0.35359 | 7.1307 | 0 | 0 | 0 | Fail 2-year Threshold
[12 empty] | Commercial | Solar Powered Pool Pump | N | Assembly | Turnover | 0.58779 | 0.35751 | 1.6441 | 0 | 0 | 0 | Fail RIM | [11 empty] | Commercial | Energy Star Servers | N | Retail | Turnover | 2.5213 | 0.35359 | 7.1307 | 0 | 0 | 0 | Fail 2-year Threshold
[12 empty] | Commercial | Solar Powered Pool Pump | N | College and University | Turnover | 0.58779 | 0.35751 | 1.6441 | 0 | 0 | 0 | Fail RIM | [11 empty] | Commercial | Energy Star Servers | N | Schools K-12 | Turnover | 2.5213 | 0.35359 | 7.1307 | 0 | 0 | 0 | Fail 2-year Threshold
[12 empty] | Commercial | Solar Powered Pool Pump | N | Grocery | Turnover | 0.58779 | 0.35751 | 1.6441 | 0 | 0 | 0 | Fail RIM | [11 empty] | Commercial | Energy Star Servers | N | Warehouse | Turnover | 2.5213 | 0.35359 | 7.1307 | 0 | 0 | 0 | Fail 2-year Threshold
[12 empty] | Commercial | Solar Powered Pool Pump | N | Healthcare | Turnover | 0.58779 | 0.35751 | 1.6441 | 0 | 0 | 0 | Fail RIM | [11 empty] | Commercial | Energy Star Servers | N | Assembly | New | 2.5213 | 0.35359 | 7.1307 | 0 | 0 | 0 | Fail 2-year Threshold
[12 empty] | Commercial | Solar Powered Pool Pump | N | Hospitals | Turnover | 0.58779 | 0.35751 | 1.6441 | 0 | 0 | 0 | Fail RIM | [11 empty] | Commercial | Energy Star Servers | N | College and University | New | 2.5213 | 0.35359 | 7.1307 | 0 | 0 | 0 | Fail 2-year Threshold
[12 empty] | Commercial | Solar Powered Pool Pump | N | Institutional | Turnover | 0.58779 | 0.35751 | 1.6441 | 0 | 0 | 0 | Fail RIM | [11 empty] | Commercial | Energy Star Servers | N | Grocery | New | 2.5213 | 0.35359 | 7.1307 | 0 | 0 | 0 | Fail 2-year Threshold
[12 empty] | Commercial | Solar Powered Pool Pump | N | Lodging/Hospitality | Turnover | 0.58779 | 0.35751 | 1.6441 | 0 | 0 | 0 | Fail RIM | [11 empty] | Commercial | Energy Star Servers | N | Healthcare | New | 2.5213 | 0.35359 | 7.1307 | 0 | 0 | 0 | Fail 2-year Threshold
[12 empty] | Commercial | Solar Powered Pool Pump | N | Miscellaneous | Turnover | 0.58779 | 0.35751 | 1.6441 | 0 | 0 | 0 | Fail RIM | [11 empty] | Commercial | Energy Star Servers | N | Hospitals | New | 2.5213 | 0.35359 | 7.1307 | 0 | 0 | 0 | Fail 2-year Threshold
[12 empty] | Commercial | Solar Powered Pool Pump | N | Offices | Turnover | 0.58779 | 0.35751 | 1.6441 | 0 | 0 | 0 | Fail RIM | [11 empty] | Commercial | Energy Star Servers | N | Institutional | New | 2.5213 | 0.35359 | 7.1307 | 0 | 0 | 0 | Fail 2-year Threshold
[12 empty] | Commercial | Solar Powered Pool Pump | N | Restaurants | Turnover | 0.58779 | 0.35751 | 1.6441 | 0 | 0 | 0 | Fail RIM | [11 empty] | Commercial | Energy Star Servers | N | Lodging/Hospitality | New | 2.5213 | 0.35359 | 7.1307 | 0 | 0 | 0 | Fail 2-year Threshold
[12 empty] | Commercial | Solar Powered Pool Pump | N | Retail | Turnover | 0.58779 | 0.35751 | 1.6441 | 0 | 0 | 0 | Fail RIM | [11 empty] | Commercial | Energy Star Servers | N | Miscellaneous | New | 2.5213 | 0.35359 | 7.1307 | 0 | 0 | 0 | Fail 2-year Threshold
[12 empty] | Commercial | Solar Powered Pool Pump | N | Schools K-12 | Turnover | 0.58779 | 0.35751 | 1.6441 | 0 | 0 | 0 | Fail RIM | [11 empty] | Commercial | Energy Star Servers | N | Offices | New | 2.5213 | 0.35359 | 7.1307 | 0 | 0 | 0 | Fail 2-year Threshold
[12 empty] | Commercial | Solar Powered Pool Pump | N | Assembly | New | 0.58779 | 0.35751 | 1.6441 | 0 | 0 | 0 | Fail RIM | [11 empty] | Commercial | Energy Star Servers | N | Restaurants | New | 2.5213 | 0.35359 | 7.1307 | 0 | 0 | 0 | Fail 2-year Threshold
[12 empty] | Commercial | Solar Powered Pool Pump | N | College and University | New | 0.58779 | 0.35751 | 1.6441 | 0 | 0 | 0 | Fail RIM | [11 empty] | Commercial | Energy Star Servers | N | Retail | New | 2.5213 | 0.35359 | 7.1307 | 0 | 0 | 0 | Fail 2-year Threshold
[12 empty] | Commercial | Solar Powered Pool Pump | N | Grocery | New | 0.58779 | 0.35751 | 1.6441 | 0 | 0 | 0 | Fail RIM | [11 empty] | Commercial | Energy Star Servers | N | Schools K-12 | New | 2.5213 | 0.35359 | 7.1307 | 0 | 0 | 0 | Fail 2-year Threshold
[12 empty] | Commercial | Solar Powered Pool Pump | N | Healthcare | New | 0.58779 | 0.35751 | 1.6441 | 0 | 0 | 0 | Fail RIM | [11 empty] | Commercial | Energy Star Servers | N | Warehouse | New | 2.5213 | 0.35359 | 7.1307 | 0 | 0 | 0 | Fail 2-year Threshold
[12 empty] | Commercial | Solar Powered Pool Pump | N | Hospitals | New | 0.58779 | 0.35751 | 1.6441 | 0 | 0 | 0 | Fail RIM | [11 empty] | Commercial | Server Virtualization | N | Assembly | Turnover | 0.14302 | 0.35385 | 0.40418 | 0 | 0 | 0 | Fail TRC
[12 empty] | Commercial | Solar Powered Pool Pump | N | Institutional | New | 0.58779 | 0.35751 | 1.6441 | 0 | 0 | 0 | Fail RIM | [11 empty] | Commercial | Server Virtualization | N | College and University | Turnover | 0.14302 | 0.35385 | 0.40418 | 0 | 0 | 0 | Fail TRC
[12 empty] | Commercial | Solar Powered Pool Pump | N | Lodging/Hospitality | New | 0.58779 | 0.35751 | 1.6441 | 0 | 0 | 0 | Fail RIM | [11 empty] | Commercial | Server Virtualization | N | Grocery | Turnover | 0.14302 | 0.35385 | 0.40418 | 0 | 0 | 0 | Fail TRC
[12 empty] | Commercial | Solar Powered Pool Pump | N | Miscellaneous | New | 0.58779 | 0.35751 | 1.6441 | 0 | 0 | 0 | Fail RIM | [11 empty] | Commercial | Server Virtualization | N | Healthcare | Turnover | 0.14302 | 0.35385 | 0.40418 | 0 | 0 | 0 | Fail TRC
[12 empty] | Commercial | Solar Powered Pool Pump | N | Offices | New | 0.58779 | 0.35751 | 1.6441 | 0 | 0 | 0 | Fail RIM | [11 empty] | Commercial | Server Virtualization | N | Hospitals | Turnover | 0.14302 | 0.35385 | 0.40418 | 0 | 0 | 0 | Fail TRC
[12 empty] | Commercial | Solar Powered Pool Pump | N | Restaurants | New | 0.58779 | 0.35751 | 1.6441 | 0 | 0 | 0 | Fail RIM | [11 empty] | Commercial | Server Virtualization | N | Institutional | Turnover | 0.14302 | 0.35385 | 0.40418 | 0 | 0 | 0 | Fail TRC
[12 empty] | Commercial | Solar Powered Pool Pump | N | Retail | New | 0.58779 | 0.35751 | 1.6441 | 0 | 0 | 0 | Fail RIM | [11 empty] | Commercial | Server Virtualization | N | Lodging/Hospitality | Turnover | 0.14302 | 0.35385 | 0.40418 | 0 | 0 | 0 | Fail TRC
[12 empty] | Commercial | Solar Powered Pool Pump | N | Schools K-12 | New | 0.58779 | 0.35751 | 1.6441 | 0 | 0 | 0 | Fail RIM | [11 empty] | Commercial | Server Virtualization | N | Miscellaneous | Turnover | 0.14302 | 0.35385 | 0.40418 | 0 | 0 | 0 | Fail TRC
[12 empty] | Commercial | Two Speed Pool Pump | N | Assembly | Turnover | 2.8212 | 0.35751 | 7.8912 | 0 | 0 | 0 | Fail RIM | [11 empty] | Commercial | Server Virtualization | N | Offices | Turnover | 0.14302 | 0.35385 | 0.40418 | 0 | 0 | 0 | Fail TRC
[12 empty] | Commercial | Two Speed Pool Pump | N | College and University | Turnover | 2.8212 | 0.35751 | 7.8912 | 0 | 0 | 0 | Fail RIM | [11 empty] | Commercial | Server Virtualization | N | Restaurants | Turnover | 0.14302 | 0.35385 | 0.40418 | 0 | 0 | 0 | Fail TRC
[12 empty] | Commercial | Two Speed Pool Pump | N | Grocery | Turnover | 2.8212 | 0.35751 | 7.8912 | 0 | 0 | 0 | Fail RIM | [11 empty] | Commercial | Server Virtualization | N | Retail | Turnover | 0.14302 | 0.35385 | 0.40418 | 0 | 0 | 0 | Fail TRC
[12 empty] | Commercial | Two Speed Pool Pump | N | Healthcare | Turnover | 2.8212 | 0.35751 | 7.8912 | 0 | 0 | 0 | Fail RIM | [11 empty] | Commercial | Server Virtualization | N | Schools K-12 | Turnover | 0.14302 | 0.35385 | 0.40418 | 0 | 0 | 0 | Fail TRC
[12 empty] | Commercial | Two Speed Pool Pump | N | Hospitals | Turnover | 2.8212 | 0.35751 | 7.8912 | 0 | 0 | 0 | Fail RIM | [11 empty] | Commercial | Server Virtualization | N | Warehouse | Turnover | 0.14302 | 0.35385 | 0.40418 | 0 | 0 | 0 | Fail TRC
[12 empty] | Commercial | Two Speed Pool Pump | N | Institutional | Turnover | 2.8212 | 0.35751 | 7.8912 | 0 | 0 | 0 | Fail RIM | [11 empty] | Commercial | Server Virtualization | N | Assembly | New | 0.14302 | 0.35385 | 0.40418 | 0 | 0 | 0 | Fail TRC
[12 empty] | Commercial | Two Speed Pool Pump | N | Lodging/Hospitality | Turnover | 2.8212 | 0.35751 | 7.8912 | 0 | 0 | 0 | Fail RIM | [11 empty] | Commercial | Server Virtualization | N | College and University | New | 0.14302 | 0.35385 | 0.40418 | 0 | 0 | 0 | Fail TRC
[12 empty] | Commercial | Two Speed Pool Pump | N | Miscellaneous | Turnover | 2.8212 | 0.35751 | 7.8912 | 0 | 0 | 0 | Fail RIM | [11 empty] | Commercial | Server Virtualization | N | Grocery | New | 0.14302 | 0.35385 | 0.40418 | 0 | 0 | 0 | Fail TRC
[12 empty] | Commercial | Two Speed Pool Pump | N | Offices | Turnover | 2.8212 | 0.35751 | 7.8912 | 0 | 0 | 0 | Fail RIM | [11 empty] | Commercial | Server Virtualization | N | Healthcare | New | 0.14302 | 0.35385 | 0.40418 | 0 | 0 | 0 | Fail TRC
[12 empty] | Commercial | Two Speed Pool Pump | N | Restaurants | Turnover | 2.8212 | 0.35751 | 7.8912 | 0 | 0 | 0 | Fail RIM | [11 empty] | Commercial | Server Virtualization | N | Hospitals | New | 0.14302 | 0.35385 | 0.40418 | 0 | 0 | 0 | Fail TRC
[12 empty] | Commercial | Two Speed Pool Pump | N | Retail | Turnover | 2.8212 | 0.35751 | 7.8912 | 0 | 0 | 0 | Fail RIM | [11 empty] | Commercial | Server Virtualization | N | Institutional | New | 0.14302 | 0.35385 | 0.40418 | 0 | 0 | 0 | Fail TRC
[12 empty] | Commercial | Two Speed Pool Pump | N | Schools K-12 | Turnover | 2.8212 | 0.35751 | 7.8912 | 0 | 0 | 0 | Fail RIM | [11 empty] | Commercial | Server Virtualization | N | Lodging/Hospitality | New | 0.14302 | 0.35385 | 0.40418 | 0 | 0 | 0 | Fail TRC
[12 empty] | Commercial | Two Speed Pool Pump | N | Warehouse | Turnover | 2.8212 | 0.35751 | 7.8912 | 0 | 0 | 0 | Fail RIM | [11 empty] | Commercial | Server Virtualization | N | Miscellaneous | New | 0.14302 | 0.35385 | 0.40418 | 0 | 0 | 0 | Fail TRC
[12 empty] | Commercial | Two Speed Pool Pump | N | Assembly | New | 2.8212 | 0.35751 | 7.8912 | 0 | 0 | 0 | Fail RIM | [11 empty] | Commercial | Server Virtualization | N | Offices | New | 0.14302 | 0.35385 | 0.40418 | 0 | 0 | 0 | Fail TRC
[12 empty] | Commercial | Two Speed Pool Pump | N | College and University | New | 2.8212 | 0.35751 | 7.8912 | 0 | 0 | 0 | Fail RIM | [11 empty] | Commercial | Server Virtualization | N | Restaurants | New | 0.14302 | 0.35385 | 0.40418 | 0 | 0 | 0 | Fail TRC
[12 empty] | Commercial | Two Speed Pool Pump | N | Grocery | New | 2.8212 | 0.35751 | 7.8912 | 0 | 0 | 0 | Fail RIM | [11 empty] | Commercial | Server Virtualization | N | Retail | New | 0.14302 | 0.35385 | 0.40418 | 0 | 0 | 0 | Fail TRC
[12 empty] | Commercial | Two Speed Pool Pump | N | Healthcare | New | 2.8212 | 0.35751 | 7.8912 | 0 | 0 | 0 | Fail RIM | [11 empty] | Commercial | Server Virtualization | N | Schools K-12 | New | 0.14302 | 0.35385 | 0.40418 | 0 | 0 | 0 | Fail TRC
[12 empty] | Commercial | Two Speed Pool Pump | N | Hospitals | New | 2.8212 | 0.35751 | 7.8912 | 0 | 0 | 0 | Fail RIM | [11 empty] | Commercial | Server Virtualization | N | Warehouse | New | 0.14302 | 0.35385 | 0.40418 | 0 | 0 | 0 | Fail TRC
[12 empty] | Commercial | Two Speed Pool Pump | N | Institutional | New | 2.8212 | 0.35751 | 7.8912 | 0 | 0 | 0 | Fail RIM | [11 empty] | Commercial | Energy Star Commercial Glass Door Freezer | N | Assembly | Turnover | 9.2779 | 0.34117 | 27.1947 | 0 | 0 | 0 | Fail 2-year Threshold
[12 empty] | Commercial | Two Speed Pool Pump | N | Lodging/Hospitality | New | 2.8212 | 0.35751 | 7.8912 | 0 | 0 | 0 | Fail RIM | [11 empty] | Commercial | Energy Star Commercial Glass Door Freezer | N | College and University | Turnover | 9.4042 | 0.34609 | 27.1725 | 0 | 0 | 0 | Fail 2-year Threshold
[12 empty] | Commercial | Two Speed Pool Pump | N | Miscellaneous | New | 2.8212 | 0.35751 | 7.8912 | 0 | 0 | 0 | Fail RIM | [11 empty] | Commercial | Energy Star Commercial Glass Door Freezer | N | Grocery | Turnover | 9.2779 | 0.34117 | 27.1947 | 0 | 0 | 0 | Fail 2-year Threshold
[12 empty] | Commercial | Two Speed Pool Pump | N | Offices | New | 2.8212 | 0.35751 | 7.8912 | 0 | 0 | 0 | Fail RIM | [11 empty] | Commercial | Energy Star Commercial Glass Door Freezer | N | Healthcare | Turnover | 9.4042 | 0.34609 | 27.1725 | 0 | 0 | 0 | Fail 2-year Threshold
[12 empty] | Commercial | Two Speed Pool Pump | N | Restaurants | New | 2.8212 | 0.35751 | 7.8912 | 0 | 0 | 0 | Fail RIM | [11 empty] | Commercial | Energy Star Commercial Glass Door Freezer | N | Hospitals | Turnover | 9.4042 | 0.34609 | 27.1725 | 0 | 0 | 0 | Fail 2-year Threshold
[12 empty] | Commercial | Two Speed Pool Pump | N | Retail | New | 2.8212 | 0.35751 | 7.8912 | 0 | 0 | 0 | Fail RIM | [11 empty] | Commercial | Energy Star Commercial Glass Door Freezer | N | Institutional | Turnover | 9.2779 | 0.34117 | 27.1947 | 0 | 0 | 0 | Fail 2-year Threshold
[12 empty] | Commercial | Two Speed Pool Pump | N | Schools K-12 | New | 2.8212 | 0.35751 | 7.8912 | 0 | 0 | 0 | Fail RIM | [11 empty] | Commercial | Energy Star Commercial Glass Door Freezer | N | Lodging/Hospitality | Turnover | 9.4042 | 0.34609 | 27.1725 | 0 | 0 | 0 | Fail 2-year Threshold
[12 empty] | Commercial | Two Speed Pool Pump | N | Warehouse | New | 2.8212 | 0.35751 | 7.8912 | 0 | 0 | 0 | Fail RIM | [11 empty] | Commercial | Energy Star Commercial Glass Door Freezer | N | Miscellaneous | Turnover | 9.2779 | 0.34117 | 27.1947 | 0 | 0 | 0 | Fail 2-year Threshold
[12 empty] | Commercial | Variable Speed Pool Pump | N | Assembly | Turnover | 0.97243 | 0.35751 | 2.72 | 0 | 0 | 0 | Fail RIM | [11 empty] | Commercial | Energy Star Commercial Glass Door Freezer | N | Offices | Turnover | 9.2779 | 0.34117 | 27.1947 | 0 | 0 | 0 | Fail 2-year Threshold
[12 empty] | Commercial | Variable Speed Pool Pump | N | College and University | Turnover | 0.97243 | 0.35751 | 2.72 | 0 | 0 | 0 | Fail RIM | [11 empty] | Commercial | Energy Star Commercial Glass Door Freezer | N | Restaurants | Turnover | 9.4042 | 0.34609 | 27.1725 | 0 | 0 | 0 | Fail 2-year Threshold
[12 empty] | Commercial | Variable Speed Pool Pump | N | Grocery | Turnover | 0.97243 | 0.35751 | 2.72 | 0 | 0 | 0 | Fail RIM | [11 empty] | Commercial | Energy Star Commercial Glass Door Freezer | N | Retail | Turnover | 9.2779 | 0.34117 | 27.1947 | 0 | 0 | 0 | Fail 2-year Threshold
[12 empty] | Commercial | Variable Speed Pool Pump | N | Healthcare | Turnover | 0.97243 | 0.35751 | 2.72 | 0 | 0 | 0 | Fail RIM | [11 empty] | Commercial | Energy Star Commercial Glass Door Freezer | N | Schools K-12 | Turnover | 9.4042 | 0.34609 | 27.1725 | 0 | 0 | 0 | Fail 2-year Threshold
[12 empty] | Commercial | Variable Speed Pool Pump | N | Hospitals | Turnover | 0.97243 | 0.35751 | 2.72 | 0 | 0 | 0 | Fail RIM | [11 empty] | Commercial | Energy Star Commercial Glass Door Freezer | N | Warehouse | Turnover | 9.2779 | 0.34117 | 27.1947 | 0 | 0 | 0 | Fail 2-year Threshold
[12 empty] | Commercial | Variable Speed Pool Pump | N | Institutional | Turnover | 0.97243 | 0.35751 | 2.72 | 0 | 0 | 0 | Fail RIM | [11 empty] | Commercial | Energy Star Commercial Glass Door Freezer | N | Assembly | New | 9.2779 | 0.34117 | 27.1947 | 0 | 0 | 0 | Fail 2-year Threshold
[12 empty] | Commercial | Variable Speed Pool Pump | N | Lodging/Hospitality | Turnover | 0.97243 | 0.35751 | 2.72 | 0 | 0 | 0 | Fail RIM | [11 empty] | Commercial | Energy Star Commercial Glass Door Freezer | N | College and University | New | 9.4042 | 0.34609 | 27.1725 | 0 | 0 | 0 | Fail 2-year Threshold
[12 empty] | Commercial | Variable Speed Pool Pump | N | Miscellaneous | Turnover | 0.97243 | 0.35751 | 2.72 | 0 | 0 | 0 | Fail RIM | [11 empty] | Commercial | Energy Star Commercial Glass Door Freezer | N | Grocery | New | 9.2779 | 0.34117 | 27.1947 | 0 | 0 | 0 | Fail 2-year Threshold
[12 empty] | Commercial | Variable Speed Pool Pump | N | Offices | Turnover | 0.97243 | 0.35751 | 2.72 | 0 | 0 | 0 | Fail RIM | [11 empty] | Commercial | Energy Star Commercial Glass Door Freezer | N | Healthcare | New | 9.4042 | 0.34609 | 27.1725 | 0 | 0 | 0 | Fail 2-year Threshold
[12 empty] | Commercial | Variable Speed Pool Pump | N | Restaurants | Turnover | 0.97243 | 0.35751 | 2.72 | 0 | 0 | 0 | Fail RIM | [11 empty] | Commercial | Energy Star Commercial Glass Door Freezer | N | Hospitals | New | 9.4042 | 0.34609 | 27.1725 | 0 | 0 | 0 | Fail 2-year Threshold
[12 empty] | Commercial | Variable Speed Pool Pump | N | Retail | Turnover | 0.97243 | 0.35751 | 2.72 | 0 | 0 | 0 | Fail RIM | [11 empty] | Commercial | Energy Star Commercial Glass Door Freezer | N | Institutional | New | 9.2779 | 0.34117 | 27.1947 | 0 | 0 | 0 | Fail 2-year Threshold
[12 empty] | Commercial | Variable Speed Pool Pump | N | Schools K-12 | Turnover | 0.97243 | 0.35751 | 2.72 | 0 | 0 | 0 | Fail RIM | [11 empty] | Commercial | Energy Star Commercial Glass Door Freezer | N | Lodging/Hospitality | New | 9.4042 | 0.34609 | 27.1725 | 0 | 0 | 0 | Fail 2-year Threshold
[12 empty] | Commercial | Variable Speed Pool Pump | N | Assembly | New | 0.97243 | 0.35751 | 2.72 | 0 | 0 | 0 | Fail RIM | [11 empty] | Commercial | Energy Star Commercial Glass Door Freezer | N | Miscellaneous | New | 9.2779 | 0.34117 | 27.1947 | 0 | 0 | 0 | Fail 2-year Threshold
[12 empty] | Commercial | Variable Speed Pool Pump | N | College and University | New | 0.97243 | 0.35751 | 2.72 | 0 | 0 | 0 | Fail RIM | [11 empty] | Commercial | Energy Star Commercial Glass Door Freezer | N | Offices | New | 9.2779 | 0.34117 | 27.1947 | 0 | 0 | 0 | Fail 2-year Threshold
[12 empty] | Commercial | Variable Speed Pool Pump | N | Grocery | New | 0.97243 | 0.35751 | 2.72 | 0 | 0 | 0 | Fail RIM | [11 empty] | Commercial | Energy Star Commercial Glass Door Freezer | N | Restaurants | New | 9.4042 | 0.34609 | 27.1725 | 0 | 0 | 0 | Fail 2-year Threshold
[12 empty] | Commercial | Variable Speed Pool Pump | N | Healthcare | New | 0.97243 | 0.35751 | 2.72 | 0 | 0 | 0 | Fail RIM | [11 empty] | Commercial | Energy Star Commercial Glass Door Freezer | N | Retail | New | 9.2779 | 0.34117 | 27.1947 | 0 | 0 | 0 | Fail 2-year Threshold
[12 empty] | Commercial | Variable Speed Pool Pump | N | Hospitals | New | 0.97243 | 0.35751 | 2.72 | 0 | 0 | 0 | Fail RIM | [11 empty] | Commercial | Energy Star Commercial Glass Door Freezer | N | Schools K-12 | New | 9.4042 | 0.34609 | 27.1725 | 0 | 0 | 0 | Fail 2-year Threshold
[12 empty] | Commercial | Variable Speed Pool Pump | N | Institutional | New | 0.97243 | 0.35751 | 2.72 | 0 | 0 | 0 | Fail RIM | [11 empty] | Commercial | Energy Star Commercial Glass Door Freezer | N | Warehouse | New | 9.2779 | 0.34117 | 27.1947 | 0 | 0 | 0 | Fail 2-year Threshold
[12 empty] | Commercial | Variable Speed Pool Pump | N | Lodging/Hospitality | New | 0.97243 | 0.35751 | 2.72 | 0 | 0 | 0 | Fail RIM | [11 empty] | Commercial | Energy Star Commercial Glass Door Refrigerator | N | Assembly | Turnover | 1.9742 | 0.34117 | 5.7866 | 0 | 0 | 0 | Fail 2-year Threshold
[12 empty] | Commercial | Variable Speed Pool Pump | N | Miscellaneous | New | 0.97243 | 0.35751 | 2.72 | 0 | 0 | 0 | Fail RIM | [11 empty] | Commercial | Energy Star Commercial Glass Door Refrigerator | N | College and University | Turnover | 2.0011 | 0.34609 | 5.7819 | 0 | 0 | 0 | Fail 2-year Threshold
[12 empty] | Commercial | Variable Speed Pool Pump | N | Offices | New | 0.97243 | 0.35751 | 2.72 | 0 | 0 | 0 | Fail RIM | [11 empty] | Commercial | Energy Star Commercial Glass Door Refrigerator | N | Grocery | Turnover | 1.9742 | 0.34117 | 5.7866 | 0 | 0 | 0 | Fail 2-year Threshold
[12 empty] | Commercial | Variable Speed Pool Pump | N | Restaurants | New | 0.97243 | 0.35751 | 2.72 | 0 | 0 | 0 | Fail RIM | [11 empty] | Commercial | Energy Star Commercial Glass Door Refrigerator | N | Healthcare | Turnover | 2.0011 | 0.34609 | 5.7819 | 0 | 0 | 0 | Fail 2-year Threshold
[12 empty] | Commercial | Variable Speed Pool Pump | N | Retail | New | 0.97243 | 0.35751 | 2.72 | 0 | 0 | 0 | Fail RIM | [11 empty] | Commercial | Energy Star Commercial Glass Door Refrigerator | N | Hospitals | Turnover | 2.0011 | 0.34609 | 5.7819 | 0 | 0 | 0 | Fail 2-year Threshold
[12 empty] | Commercial | Variable Speed Pool Pump | N | Schools K-12 | New | 0.97243 | 0.35751 | 2.72 | 0 | 0 | 0 | Fail RIM | [11 empty] | Commercial | Energy Star Commercial Glass Door Refrigerator | N | Institutional | Turnover | 1.9742 | 0.34117 | 5.7866 | 0 | 0 | 0 | Fail 2-year Threshold
[12 empty] | Commercial | ENERGY STAR Imaging Equipment | N | Assembly | Turnover | 0.15413 | 0.35045 | 0.4398 | 0 | 0 | 0 | Fail RIM | [11 empty] | Commercial | Energy Star Commercial Glass Door Refrigerator | N | Lodging/Hospitality | Turnover | 2.0011 | 0.34609 | 5.7819 | 0 | 0 | 0 | Fail 2-year Threshold
[12 empty] | Commercial | ENERGY STAR Imaging Equipment | N | College and University | Turnover | 0.15413 | 0.35045 | 0.4398 | 0 | 0 | 0 | Fail RIM | [11 empty] | Commercial | Energy Star Commercial Glass Door Refrigerator | N | Miscellaneous | Turnover | 1.9742 | 0.34117 | 5.7866 | 0 | 0 | 0 | Fail 2-year Threshold
[12 empty] | Commercial | ENERGY STAR Imaging Equipment | N | Grocery | Turnover | 0.15413 | 0.35045 | 0.4398 | 0 | 0 | 0 | Fail RIM | [11 empty] | Commercial | Energy Star Commercial Glass Door Refrigerator | N | Offices | Turnover | 1.9742 | 0.34117 | 5.7866 | 0 | 0 | 0 | Fail 2-year Threshold
[12 empty] | Commercial | ENERGY STAR Imaging Equipment | N | Healthcare | Turnover | 0.15413 | 0.35045 | 0.4398 | 0 | 0 | 0 | Fail RIM | [11 empty] | Commercial | Energy Star Commercial Glass Door Refrigerator | N | Restaurants | Turnover | 2.0011 | 0.34609 | 5.7819 | 0 | 0 | 0 | Fail 2-year Threshold
[12 empty] | Commercial | ENERGY STAR Imaging Equipment | N | Hospitals | Turnover | 0.15413 | 0.35045 | 0.4398 | 0 | 0 | 0 | Fail RIM | [11 empty] | Commercial | Energy Star Commercial Glass Door Refrigerator | N | Retail | Turnover | 1.9742 | 0.34117 | 5.7866 | 0 | 0 | 0 | Fail 2-year Threshold
[12 empty] | Commercial | ENERGY STAR Imaging Equipment | N | Institutional | Turnover | 0.15413 | 0.35045 | 0.4398 | 0 | 0 | 0 | Fail RIM | [11 empty] | Commercial | Energy Star Commercial Glass Door Refrigerator | N | Schools K-12 | Turnover | 2.0011 | 0.34609 | 5.7819 | 0 | 0 | 0 | Fail 2-year Threshold
[12 empty] | Commercial | ENERGY STAR Imaging Equipment | N | Lodging/Hospitality | Turnover | 0.15413 | 0.35045 | 0.4398 | 0 | 0 | 0 | Fail RIM | [11 empty] | Commercial | Energy Star Commercial Glass Door Refrigerator | N | Warehouse | Turnover | 1.9742 | 0.34117 | 5.7866 | 0 | 0 | 0 | Fail 2-year Threshold
[12 empty] | Commercial | ENERGY STAR Imaging Equipment | N | Miscellaneous | Turnover | 0.15413 | 0.35045 | 0.4398 | 0 | 0 | 0 | Fail RIM | [11 empty] | Commercial | Energy Star Commercial Glass Door Refrigerator | N | Assembly | New | 1.9742 | 0.34117 | 5.7866 | 0 | 0 | 0 | Fail 2-year Threshold
[12 empty] | Commercial | ENERGY STAR Imaging Equipment | N | Offices | Turnover | 0.15413 | 0.35045 | 0.4398 | 0 | 0 | 0 | Fail RIM | [11 empty] | Commercial | Energy Star Commercial Glass Door Refrigerator | N | College and University | New | 2.0011 | 0.34609 | 5.7819 | 0 | 0 | 0 | Fail 2-year Threshold
[12 empty] | Commercial | ENERGY STAR Imaging Equipment | N | Restaurants | Turnover | 0.15413 | 0.35045 | 0.4398 | 0 | 0 | 0 | Fail RIM | [11 empty] | Commercial | Energy Star Commercial Glass Door Refrigerator | N | Grocery | New | 1.9742 | 0.34117 | 5.7866 | 0 | 0 | 0 | Fail 2-year Threshold
[12 empty] | Commercial | ENERGY STAR Imaging Equipment | N | Retail | Turnover | 0.15413 | 0.35045 | 0.4398 | 0 | 0 | 0 | Fail RIM | [11 empty] | Commercial | Energy Star Commercial Glass Door Refrigerator | N | Healthcare | New | 2.0011 | 0.34609 | 5.7819 | 0 | 0 | 0 | Fail 2-year Threshold
[12 empty] | Commercial | ENERGY STAR Imaging Equipment | N | Schools K-12 | Turnover | 0.15413 | 0.35045 | 0.4398 | 0 | 0 | 0 | Fail RIM | [11 empty] | Commercial | Energy Star Commercial Glass Door Refrigerator | N | Hospitals | New | 2.0011 | 0.34609 | 5.7819 | 0 | 0 | 0 | Fail 2-year Threshold
[12 empty] | Commercial | ENERGY STAR Imaging Equipment | N | Warehouse | Turnover | 0.15413 | 0.35045 | 0.4398 | 0 | 0 | 0 | Fail RIM | [11 empty] | Commercial | Energy Star Commercial Glass Door Refrigerator | N | Institutional | New | 1.9742 | 0.34117 | 5.7866 | 0 | 0 | 0 | Fail 2-year Threshold
[12 empty] | Commercial | ENERGY STAR Imaging Equipment | N | Assembly | New | 0.15413 | 0.35045 | 0.4398 | 0 | 0 | 0 | Fail RIM | [11 empty] | Commercial | Energy Star Commercial Glass Door Refrigerator | N | Lodging/Hospitality | New | 2.0011 | 0.34609 | 5.7819 | 0 | 0 | 0 | Fail 2-year Threshold
[12 empty] | Commercial | ENERGY STAR Imaging Equipment | N | College and University | New | 0.15413 | 0.35045 | 0.4398 | 0 | 0 | 0 | Fail RIM | [11 empty] | Commercial | Energy Star Commercial Glass Door Refrigerator | N | Miscellaneous | New | 1.9742 | 0.34117 | 5.7866 | 0 | 0 | 0 | Fail 2-year Threshold
[12 empty] | Commercial | ENERGY STAR Imaging Equipment | N | Grocery | New | 0.15413 | 0.35045 | 0.4398 | 0 | 0 | 0 | Fail RIM | [11 empty] | Commercial | Energy Star Commercial Glass Door Refrigerator | N | Offices | New | 1.9742 | 0.34117 | 5.7866 | 0 | 0 | 0 | Fail 2-year Threshold
[12 empty] | Commercial | ENERGY STAR Imaging Equipment | N | Healthcare | New | 0.15413 | 0.35045 | 0.4398 | 0 | 0 | 0 | Fail RIM | [11 empty] | Commercial | Energy Star Commercial Glass Door Refrigerator | N | Restaurants | New | 2.0011 | 0.34609 | 5.7819 | 0 | 0 | 0 | Fail 2-year Threshold
[12 empty] | Commercial | ENERGY STAR Imaging Equipment | N | Hospitals | New | 0.15413 | 0.35045 | 0.4398 | 0 | 0 | 0 | Fail RIM | [11 empty] | Commercial | Energy Star Commercial Glass Door Refrigerator | N | Retail | New | 1.9742 | 0.34117 | 5.7866 | 0 | 0 | 0 | Fail 2-year Threshold
[12 empty] | Commercial | ENERGY STAR Imaging Equipment | N | Institutional | New | 0.15413 | 0.35045 | 0.4398 | 0 | 0 | 0 | Fail RIM | [11 empty] | Commercial | Energy Star Commercial Glass Door Refrigerator | N | Schools K-12 | New | 2.0011 | 0.34609 | 5.7819 | 0 | 0 | 0 | Fail 2-year Threshold
[12 empty] | Commercial | ENERGY STAR Imaging Equipment | N | Lodging/Hospitality | New | 0.15413 | 0.35045 | 0.4398 | 0 | 0 | 0 | Fail RIM | [11 empty] | Commercial | Energy Star Commercial Glass Door Refrigerator | N | Warehouse | New | 1.9742 | 0.34117 | 5.7866 | 0 | 0 | 0 | Fail 2-year Threshold
[12 empty] | Commercial | ENERGY STAR Imaging Equipment | N | Miscellaneous | New | 0.15413 | 0.35045 | 0.4398 | 0 | 0 | 0 | Fail RIM | [11 empty] | Commercial | Energy Star Commercial Solid Door Freezer | N | Assembly | Turnover | 5.3842 | 0.34307 | 15.6941 | 0 | 0 | 0 | Fail 2-year Threshold
[12 empty] | Commercial | ENERGY STAR Imaging Equipment | N | Offices | New | 0.15413 | 0.35045 | 0.4398 | 0 | 0 | 0 | Fail RIM | [11 empty] | Commercial | Energy Star Commercial Solid Door Freezer | N | College and University | Turnover | 5.4263 | 0.34609 | 15.6787 | 0 | 0 | 0 | Fail 2-year Threshold
[12 empty] | Commercial | ENERGY STAR Imaging Equipment | N | Restaurants | New | 0.15413 | 0.35045 | 0.4398 | 0 | 0 | 0 | Fail RIM | [11 empty] | Commercial | Energy Star Commercial Solid Door Freezer | N | Grocery | Turnover | 5.3842 | 0.34307 | 15.6941 | 0 | 0 | 0 | Fail 2-year Threshold
[12 empty] | Commercial | ENERGY STAR Imaging Equipment | N | Retail | New | 0.15413 | 0.35045 | 0.4398 | 0 | 0 | 0 | Fail RIM | [11 empty] | Commercial | Energy Star Commercial Solid Door Freezer | N | Healthcare | Turnover | 5.4263 | 0.34609 | 15.6787 | 0 | 0 | 0 | Fail 2-year Threshold
[12 empty] | Commercial | ENERGY STAR Imaging Equipment | N | Schools K-12 | New | 0.15413 | 0.35045 | 0.4398 | 0 | 0 | 0 | Fail RIM | [11 empty] | Commercial | Energy Star Commercial Solid Door Freezer | N | Hospitals | Turnover | 5.4263 | 0.34609 | 15.6787 | 0 | 0 | 0 | Fail 2-year Threshold
[12 empty] | Commercial | ENERGY STAR Imaging Equipment | N | Warehouse | New | 0.15413 | 0.35045 | 0.4398 | 0 | 0 | 0 | Fail RIM | [11 empty] | Commercial | Energy Star Commercial Solid Door Freezer | N | Institutional | Turnover | 5.3842 | 0.34307 | 15.6941 | 0 | 0 | 0 | Fail 2-year Threshold
[12 empty] | Commercial | Energy Star PCs | N | Assembly | Turnover | 0.97621 | 0.36009 | 2.711 | 0 | 0 | 0 | Fail RIM | [11 empty] | Commercial | Energy Star Commercial Solid Door Freezer | N | Lodging/Hospitality | Turnover | 5.4263 | 0.34609 | 15.6787 | 0 | 0 | 0 | Fail 2-year Threshold
[12 empty] | Commercial | Energy Star PCs | N | College and University | Turnover | 1.0049 | 0.36975 | 2.7177 | 0 | 0 | 0 | Fail RIM | [11 empty] | Commercial | Energy Star Commercial Solid Door Freezer | N | Miscellaneous | Turnover | 5.3842 | 0.34307 | 15.6941 | 0 | 0 | 0 | Fail 2-year Threshold
[12 empty] | Commercial | Energy Star PCs | N | Grocery | Turnover | 0.94317 | 0.3479 | 2.711 | 0 | 0 | 0 | Fail RIM | [11 empty] | Commercial | Energy Star Commercial Solid Door Freezer | N | Offices | Turnover | 5.3842 | 0.34307 | 15.6941 | 0 | 0 | 0 | Fail 2-year Threshold
[12 empty] | Commercial | Energy Star PCs | N | Healthcare | Turnover | 0.94317 | 0.3479 | 2.711 | 0 | 0 | 0 | Fail RIM | [11 empty] | Commercial | Energy Star Commercial Solid Door Freezer | N | Restaurants | Turnover | 5.4263 | 0.34609 | 15.6787 | 0 | 0 | 0 | Fail 2-year Threshold
[12 empty] | Commercial | Energy Star PCs | N | Hospitals | Turnover | 1.0049 | 0.36975 | 2.7177 | 0 | 0 | 0 | Fail RIM | [11 empty] | Commercial | Energy Star Commercial Solid Door Freezer | N | Retail | Turnover | 5.3842 | 0.34307 | 15.6941 | 0 | 0 | 0 | Fail 2-year Threshold
[12 empty] | Commercial | Energy Star PCs | N | Institutional | Turnover | 0.97621 | 0.36009 | 2.711 | 0 | 0 | 0 | Fail RIM | [11 empty] | Commercial | Energy Star Commercial Solid Door Freezer | N | Schools K-12 | Turnover | 5.4263 | 0.34609 | 15.6787 | 0 | 0 | 0 | Fail 2-year Threshold
[12 empty] | Commercial | Energy Star PCs | N | Lodging/Hospitality | Turnover | 0.94317 | 0.3479 | 2.711 | 0 | 0 | 0 | Fail RIM | [11 empty] | Commercial | Energy Star Commercial Solid Door Freezer | N | Warehouse | Turnover | 5.3842 | 0.34307 | 15.6941 | 0 | 0 | 0 | Fail 2-year Threshold
[12 empty] | Commercial | Energy Star PCs | N | Miscellaneous | Turnover | 0.97621 | 0.36009 | 2.711 | 0 | 0 | 0 | Fail RIM | [11 empty] | Commercial | Energy Star Commercial Solid Door Freezer | N | Assembly | New | 5.3842 | 0.34307 | 15.6941 | 0 | 0 | 0 | Fail 2-year Threshold
[12 empty] | Commercial | Energy Star PCs | N | Offices | Turnover | 0.94317 | 0.3479 | 2.711 | 0 | 0 | 0 | Fail RIM | [11 empty] | Commercial | Energy Star Commercial Solid Door Freezer | N | College and University | New | 5.4263 | 0.34609 | 15.6787 | 0 | 0 | 0 | Fail 2-year Threshold
[12 empty] | Commercial | Energy Star PCs | N | Restaurants | Turnover | 0.97621 | 0.36009 | 2.711 | 0 | 0 | 0 | Fail RIM | [11 empty] | Commercial | Energy Star Commercial Solid Door Freezer | N | Grocery | New | 5.3842 | 0.34307 | 15.6941 | 0 | 0 | 0 | Fail 2-year Threshold
[12 empty] | Commercial | Energy Star PCs | N | Retail | Turnover | 0.94317 | 0.3479 | 2.711 | 0 | 0 | 0 | Fail RIM | [11 empty] | Commercial | Energy Star Commercial Solid Door Freezer | N | Healthcare | New | 5.4263 | 0.34609 | 15.6787 | 0 | 0 | 0 | Fail 2-year Threshold
[12 empty] | Commercial | Energy Star PCs | N | Schools K-12 | Turnover | 0.94317 | 0.3479 | 2.711 | 0 | 0 | 0 | Fail RIM | [11 empty] | Commercial | Energy Star Commercial Solid Door Freezer | N | Hospitals | New | 5.4263 | 0.34609 | 15.6787 | 0 | 0 | 0 | Fail 2-year Threshold
[12 empty] | Commercial | Energy Star PCs | N | Warehouse | Turnover | 0.97621 | 0.36009 | 2.711 | 0 | 0 | 0 | Fail RIM | [11 empty] | Commercial | Energy Star Commercial Solid Door Freezer | N | Institutional | New | 5.3842 | 0.34307 | 15.6941 | 0 | 0 | 0 | Fail 2-year Threshold
[12 empty] | Commercial | Energy Star PCs | N | Assembly | New | 0.97621 | 0.36009 | 2.711 | 0 | 0 | 0 | Fail RIM | [11 empty] | Commercial | Energy Star Commercial Solid Door Freezer | N | Lodging/Hospitality | New | 5.4263 | 0.34609 | 15.6787 | 0 | 0 | 0 | Fail 2-year Threshold
[12 empty] | Commercial | Energy Star PCs | N | College and University | New | 1.0049 | 0.36975 | 2.7177 | 0 | 0 | 0 | Fail RIM | [11 empty] | Commercial | Energy Star Commercial Solid Door Freezer | N | Miscellaneous | New | 5.3842 | 0.34307 | 15.6941 | 0 | 0 | 0 | Fail 2-year Threshold
[12 empty] | Commercial | Energy Star PCs | N | Grocery | New | 0.94317 | 0.3479 | 2.711 | 0 | 0 | 0 | Fail RIM | [11 empty] | Commercial | Energy Star Commercial Solid Door Freezer | N | Offices | New | 5.3842 | 0.34307 | 15.6941 | 0 | 0 | 0 | Fail 2-year Threshold
[12 empty] | Commercial | Energy Star PCs | N | Healthcare | New | 0.94317 | 0.3479 | 2.711 | 0 | 0 | 0 | Fail RIM | [11 empty] | Commercial | Energy Star Commercial Solid Door Freezer | N | Restaurants | New | 5.4263 | 0.34609 | 15.6787 | 0 | 0 | 0 | Fail 2-year Threshold
[12 empty] | Commercial | Energy Star PCs | N | Hospitals | New | 1.0049 | 0.36975 | 2.7177 | 0 | 0 | 0 | Fail RIM | [11 empty] | Commercial | Energy Star Commercial Solid Door Freezer | N | Retail | New | 5.3842 | 0.34307 | 15.6941 | 0 | 0 | 0 | Fail 2-year Threshold
[12 empty] | Commercial | Energy Star PCs | N | Institutional | New | 0.97621 | 0.36009 | 2.711 | 0 | 0 | 0 | Fail RIM | [11 empty] | Commercial | Energy Star Commercial Solid Door Freezer | N | Schools K-12 | New | 5.4263 | 0.34609 | 15.6787 | 0 | 0 | 0 | Fail 2-year Threshold
[12 empty] | Commercial | Energy Star PCs | N | Lodging/Hospitality | New | 0.94317 | 0.3479 | 2.711 | 0 | 0 | 0 | Fail RIM | [11 empty] | Commercial | Energy Star Commercial Solid Door Freezer | N | Warehouse | New | 5.3842 | 0.34307 | 15.6941 | 0 | 0 | 0 | Fail 2-year Threshold
[12 empty] | Commercial | Energy Star PCs | N | Miscellaneous | New | 0.97621 | 0.36009 | 2.711 | 0 | 0 | 0 | Fail RIM | [11 empty] | Commercial | Energy Star Commercial Solid Door Refrigerator | N | Assembly | Turnover | 1.8286 | 0.34307 | 5.3301 | 0 | 0 | 0 | Fail 2-year Threshold
[12 empty] | Commercial | Energy Star PCs | N | Offices | New | 0.94317 | 0.3479 | 2.711 | 0 | 0 | 0 | Fail RIM | [11 empty] | Commercial | Energy Star Commercial Solid Door Refrigerator | N | College and University | Turnover | 1.8429 | 0.34609 | 5.3249 | 0 | 0 | 0 | Fail 2-year Threshold
[12 empty] | Commercial | Energy Star PCs | N | Restaurants | New | 0.97621 | 0.36009 | 2.711 | 0 | 0 | 0 | Fail RIM | [11 empty] | Commercial | Energy Star Commercial Solid Door Refrigerator | N | Grocery | Turnover | 1.8286 | 0.34307 | 5.3301 | 0 | 0 | 0 | Fail 2-year Threshold
[12 empty] | Commercial | Energy Star PCs | N | Retail | New | 0.94317 | 0.3479 | 2.711 | 0 | 0 | 0 | Fail RIM | [11 empty] | Commercial | Energy Star Commercial Solid Door Refrigerator | N | Healthcare | Turnover | 1.8429 | 0.34609 | 5.3249 | 0 | 0 | 0 | Fail 2-year Threshold
[12 empty] | Commercial | Energy Star PCs | N | Schools K-12 | New | 0.94317 | 0.3479 | 2.711 | 0 | 0 | 0 | Fail RIM | [11 empty] | Commercial | Energy Star Commercial Solid Door Refrigerator | N | Hospitals | Turnover | 1.8429 | 0.34609 | 5.3249 | 0 | 0 | 0 | Fail 2-year Threshold
[12 empty] | Commercial | Energy Star PCs | N | Warehouse | New | 0.97621 | 0.36009 | 2.711 | 0 | 0 | 0 | Fail RIM | [11 empty] | Commercial | Energy Star Commercial Solid Door Refrigerator | N | Institutional | Turnover | 1.8286 | 0.34307 | 5.3301 | 0 | 0 | 0 | Fail 2-year Threshold
[12 empty] | Commercial | Energy Star Servers | N | Assembly | Turnover | 2.5213 | 0.35359 | 7.1307 | 0 | 0 | 0 | Fail RIM | [11 empty] | Commercial | Energy Star Commercial Solid Door Refrigerator | N | Lodging/Hospitality | Turnover | 1.8429 | 0.34609 | 5.3249 | 0 | 0 | 0 | Fail 2-year Threshold
[12 empty] | Commercial | Energy Star Servers | N | College and University | Turnover | 2.5213 | 0.35359 | 7.1307 | 0 | 0 | 0 | Fail RIM | [11 empty] | Commercial | Energy Star Commercial Solid Door Refrigerator | N | Miscellaneous | Turnover | 1.8286 | 0.34307 | 5.3301 | 0 | 0 | 0 | Fail 2-year Threshold
[12 empty] | Commercial | Energy Star Servers | N | Grocery | Turnover | 2.5213 | 0.35359 | 7.1307 | 0 | 0 | 0 | Fail RIM | [11 empty] | Commercial | Energy Star Commercial Solid Door Refrigerator | N | Offices | Turnover | 1.8286 | 0.34307 | 5.3301 | 0 | 0 | 0 | Fail 2-year Threshold
[12 empty] | Commercial | Energy Star Servers | N | Healthcare | Turnover | 2.5213 | 0.35359 | 7.1307 | 0 | 0 | 0 | Fail RIM | [11 empty] | Commercial | Energy Star Commercial Solid Door Refrigerator | N | Restaurants | Turnover | 1.8429 | 0.34609 | 5.3249 | 0 | 0 | 0 | Fail 2-year Threshold
[12 empty] | Commercial | Energy Star Servers | N | Hospitals | Turnover | 2.5213 | 0.35359 | 7.1307 | 0 | 0 | 0 | Fail RIM | [11 empty] | Commercial | Energy Star Commercial Solid Door Refrigerator | N | Retail | Turnover | 1.8286 | 0.34307 | 5.3301 | 0 | 0 | 0 | Fail 2-year Threshold
[12 empty] | Commercial | Energy Star Servers | N | Institutional | Turnover | 2.5213 | 0.35359 | 7.1307 | 0 | 0 | 0 | Fail RIM | [11 empty] | Commercial | Energy Star Commercial Solid Door Refrigerator | N | Schools K-12 | Turnover | 1.8429 | 0.34609 | 5.3249 | 0 | 0 | 0 | Fail 2-year Threshold
[12 empty] | Commercial | Energy Star Servers | N | Lodging/Hospitality | Turnover | 2.5213 | 0.35359 | 7.1307 | 0 | 0 | 0 | Fail RIM | [11 empty] | Commercial | Energy Star Commercial Solid Door Refrigerator | N | Warehouse | Turnover | 1.8286 | 0.34307 | 5.3301 | 0 | 0 | 0 | Fail 2-year Threshold
[12 empty] | Commercial | Energy Star Servers | N | Miscellaneous | Turnover | 2.5213 | 0.35359 | 7.1307 | 0 | 0 | 0 | Fail RIM | [11 empty] | Commercial | Energy Star Commercial Solid Door Refrigerator | N | Assembly | New | 1.8286 | 0.34307 | 5.3301 | 0 | 0 | 0 | Fail 2-year Threshold
[12 empty] | Commercial | Energy Star Servers | N | Offices | Turnover | 2.5213 | 0.35359 | 7.1307 | 0 | 0 | 0 | Fail RIM | [11 empty] | Commercial | Energy Star Commercial Solid Door Refrigerator | N | College and University | New | 1.8429 | 0.34609 | 5.3249 | 0 | 0 | 0 | Fail 2-year Threshold
[12 empty] | Commercial | Energy Star Servers | N | Restaurants | Turnover | 2.5213 | 0.35359 | 7.1307 | 0 | 0 | 0 | Fail RIM | [11 empty] | Commercial | Energy Star Commercial Solid Door Refrigerator | N | Grocery | New | 1.8286 | 0.34307 | 5.3301 | 0 | 0 | 0 | Fail 2-year Threshold
[12 empty] | Commercial | Energy Star Servers | N | Retail | Turnover | 2.5213 | 0.35359 | 7.1307 | 0 | 0 | 0 | Fail RIM | [11 empty] | Commercial | Energy Star Commercial Solid Door Refrigerator | N | Healthcare | New | 1.8429 | 0.34609 | 5.3249 | 0 | 0 | 0 | Fail 2-year Threshold
[12 empty] | Commercial | Energy Star Servers | N | Schools K-12 | Turnover | 2.5213 | 0.35359 | 7.1307 | 0 | 0 | 0 | Fail RIM | [11 empty] | Commercial | Energy Star Commercial Solid Door Refrigerator | N | Hospitals | New | 1.8429 | 0.34609 | 5.3249 | 0 | 0 | 0 | Fail 2-year Threshold
[12 empty] | Commercial | Energy Star Servers | N | Warehouse | Turnover | 2.5213 | 0.35359 | 7.1307 | 0 | 0 | 0 | Fail RIM | [11 empty] | Commercial | Energy Star Commercial Solid Door Refrigerator | N | Institutional | New | 1.8286 | 0.34307 | 5.3301 | 0 | 0 | 0 | Fail 2-year Threshold
[12 empty] | Commercial | Energy Star Servers | N | Assembly | New | 2.5213 | 0.35359 | 7.1307 | 0 | 0 | 0 | Fail RIM | [11 empty] | Commercial | Energy Star Commercial Solid Door Refrigerator | N | Lodging/Hospitality | New | 1.8429 | 0.34609 | 5.3249 | 0 | 0 | 0 | Fail 2-year Threshold
[12 empty] | Commercial | Energy Star Servers | N | College and University | New | 2.5213 | 0.35359 | 7.1307 | 0 | 0 | 0 | Fail RIM | [11 empty] | Commercial | Energy Star Commercial Solid Door Refrigerator | N | Miscellaneous | New | 1.8286 | 0.34307 | 5.3301 | 0 | 0 | 0 | Fail 2-year Threshold
[12 empty] | Commercial | Energy Star Servers | N | Grocery | New | 2.5213 | 0.35359 | 7.1307 | 0 | 0 | 0 | Fail RIM | [11 empty] | Commercial | Energy Star Commercial Solid Door Refrigerator | N | Offices | New | 1.8286 | 0.34307 | 5.3301 | 0 | 0 | 0 | Fail 2-year Threshold
[12 empty] | Commercial | Energy Star Servers | N | Healthcare | New | 2.5213 | 0.35359 | 7.1307 | 0 | 0 | 0 | Fail RIM | [11 empty] | Commercial | Energy Star Commercial Solid Door Refrigerator | N | Restaurants | New | 1.8429 | 0.34609 | 5.3249 | 0 | 0 | 0 | Fail 2-year Threshold
[12 empty] | Commercial | Energy Star Servers | N | Hospitals | New | 2.5213 | 0.35359 | 7.1307 | 0 | 0 | 0 | Fail RIM | [11 empty] | Commercial | Energy Star Commercial Solid Door Refrigerator | N | Retail | New | 1.8286 | 0.34307 | 5.3301 | 0 | 0 | 0 | Fail 2-year Threshold
[12 empty] | Commercial | Energy Star Servers | N | Institutional | New | 2.5213 | 0.35359 | 7.1307 | 0 | 0 | 0 | Fail RIM | [11 empty] | Commercial | Energy Star Commercial Solid Door Refrigerator | N | Schools K-12 | New | 1.8429 | 0.34609 | 5.3249 | 0 | 0 | 0 | Fail 2-year Threshold
[12 empty] | Commercial | Energy Star Servers | N | Lodging/Hospitality | New | 2.5213 | 0.35359 | 7.1307 | 0 | 0 | 0 | Fail RIM | [11 empty] | Commercial | Energy Star Commercial Solid Door Refrigerator | N | Warehouse | New | 1.8286 | 0.34307 | 5.3301 | 0 | 0 | 0 | Fail 2-year Threshold
[12 empty] | Commercial | Energy Star Servers | N | Miscellaneous | New | 2.5213 | 0.35359 | 7.1307 | 0 | 0 | 0 | Fail RIM | [11 empty] | Commercial | Energy Star Ice Maker | N | Assembly | Turnover | 0.25753 | 0.34836 | 0.73925 | 0 | 0 | 0 | Fail TRC
[12 empty] | Commercial | Energy Star Servers | N | Offices | New | 2.5213 | 0.35359 | 7.1307 | 0 | 0 | 0 | Fail RIM | [11 empty] | Commercial | Energy Star Ice Maker | N | College and University | Turnover | 0.2573 | 0.3485 | 0.73832 | 0 | 0 | 0 | Fail TRC
[12 empty] | Commercial | Energy Star Servers | N | Restaurants | New | 2.5213 | 0.35359 | 7.1307 | 0 | 0 | 0 | Fail RIM | [11 empty] | Commercial | Energy Star Ice Maker | N | Grocery | Turnover | 0.25753 | 0.34836 | 0.73925 | 0 | 0 | 0 | Fail TRC
[12 empty] | Commercial | Energy Star Servers | N | Retail | New | 2.5213 | 0.35359 | 7.1307 | 0 | 0 | 0 | Fail RIM | [11 empty] | Commercial | Energy Star Ice Maker | N | Healthcare | Turnover | 0.2573 | 0.3485 | 0.73832 | 0 | 0 | 0 | Fail TRC
[12 empty] | Commercial | Energy Star Servers | N | Schools K-12 | New | 2.5213 | 0.35359 | 7.1307 | 0 | 0 | 0 | Fail RIM | [11 empty] | Commercial | Energy Star Ice Maker | N | Hospitals | Turnover | 0.2573 | 0.3485 | 0.73832 | 0 | 0 | 0 | Fail TRC
[12 empty] | Commercial | Energy Star Servers | N | Warehouse | New | 2.5213 | 0.35359 | 7.1307 | 0 | 0 | 0 | Fail RIM | [11 empty] | Commercial | Energy Star Ice Maker | N | Institutional | Turnover | 0.25753 | 0.34836 | 0.73925 | 0 | 0 | 0 | Fail TRC
[12 empty] | Commercial | Energy Star Uninterruptable Power Supply | N | Assembly | Turnover | 1.0714 | 0.34107 | 3.1412 | 0 | 0 | 0 | Fail RIM | [11 empty] | Commercial | Energy Star Ice Maker | N | Lodging/Hospitality | Turnover | 0.2573 | 0.3485 | 0.73832 | 0 | 0 | 0 | Fail TRC
[12 empty] | Commercial | Energy Star Uninterruptable Power Supply | N | College and University | Turnover | 1.0714 | 0.34107 | 3.1412 | 0 | 0 | 0 | Fail RIM | [11 empty] | Commercial | Energy Star Ice Maker | N | Miscellaneous | Turnover | 0.25753 | 0.34836 | 0.73925 | 0 | 0 | 0 | Fail TRC
[12 empty] | Commercial | Energy Star Uninterruptable Power Supply | N | Grocery | Turnover | 1.0714 | 0.34107 | 3.1412 | 0 | 0 | 0 | Fail RIM | [11 empty] | Commercial | Energy Star Ice Maker | N | Offices | Turnover | 0.25753 | 0.34836 | 0.73925 | 0 | 0 | 0 | Fail TRC
[12 empty] | Commercial | Energy Star Uninterruptable Power Supply | N | Healthcare | Turnover | 1.0714 | 0.34107 | 3.1412 | 0 | 0 | 0 | Fail RIM | [11 empty] | Commercial | Energy Star Ice Maker | N | Restaurants | Turnover | 0.2573 | 0.3485 | 0.73832 | 0 | 0 | 0 | Fail TRC
[12 empty] | Commercial | Energy Star Uninterruptable Power Supply | N | Hospitals | Turnover | 1.0714 | 0.34107 | 3.1412 | 0 | 0 | 0 | Fail RIM | [11 empty] | Commercial | Energy Star Ice Maker | N | Retail | Turnover | 0.25753 | 0.34836 | 0.73925 | 0 | 0 | 0 | Fail TRC
[12 empty] | Commercial | Energy Star Uninterruptable Power Supply | N | Institutional | Turnover | 1.0714 | 0.34107 | 3.1412 | 0 | 0 | 0 | Fail RIM | [11 empty] | Commercial | Energy Star Ice Maker | N | Schools K-12 | Turnover | 0.2573 | 0.3485 | 0.73832 | 0 | 0 | 0 | Fail TRC
[12 empty] | Commercial | Energy Star Uninterruptable Power Supply | N | Lodging/Hospitality | Turnover | 1.0714 | 0.34107 | 3.1412 | 0 | 0 | 0 | Fail RIM | [11 empty] | Commercial | Energy Star Ice Maker | N | Warehouse | Turnover | 0.25753 | 0.34836 | 0.73925 | 0 | 0 | 0 | Fail TRC
[12 empty] | Commercial | Energy Star Uninterruptable Power Supply | N | Miscellaneous | Turnover | 1.0714 | 0.34107 | 3.1412 | 0 | 0 | 0 | Fail RIM | [11 empty] | Commercial | Energy Star Ice Maker | N | Assembly | New | 0.25753 | 0.34836 | 0.73925 | 0 | 0 | 0 | Fail TRC
[12 empty] | Commercial | Energy Star Uninterruptable Power Supply | N | Offices | Turnover | 1.0714 | 0.34107 | 3.1412 | 0 | 0 | 0 | Fail RIM | [11 empty] | Commercial | Energy Star Ice Maker | N | College and University | New | 0.2573 | 0.3485 | 0.73832 | 0 | 0 | 0 | Fail TRC
[12 empty] | Commercial | Energy Star Uninterruptable Power Supply | N | Restaurants | Turnover | 1.0714 | 0.34107 | 3.1412 | 0 | 0 | 0 | Fail RIM | [11 empty] | Commercial | Energy Star Ice Maker | N | Grocery | New | 0.25753 | 0.34836 | 0.73925 | 0 | 0 | 0 | Fail TRC
[12 empty] | Commercial | Energy Star Uninterruptable Power Supply | N | Retail | Turnover | 1.0714 | 0.34107 | 3.1412 | 0 | 0 | 0 | Fail RIM | [11 empty] | Commercial | Energy Star Ice Maker | N | Healthcare | New | 0.2573 | 0.3485 | 0.73832 | 0 | 0 | 0 | Fail TRC
[12 empty] | Commercial | Energy Star Uninterruptable Power Supply | N | Schools K-12 | Turnover | 1.0714 | 0.34107 | 3.1412 | 0 | 0 | 0 | Fail RIM | [11 empty] | Commercial | Energy Star Ice Maker | N | Hospitals | New | 0.2573 | 0.3485 | 0.73832 | 0 | 0 | 0 | Fail TRC
[12 empty] | Commercial | Energy Star Uninterruptable Power Supply | N | Warehouse | Turnover | 1.0714 | 0.34107 | 3.1412 | 0 | 0 | 0 | Fail RIM | [11 empty] | Commercial | Energy Star Ice Maker | N | Institutional | New | 0.25753 | 0.34836 | 0.73925 | 0 | 0 | 0 | Fail TRC
[12 empty] | Commercial | Energy Star Uninterruptable Power Supply | N | Assembly | New | 1.0714 | 0.34107 | 3.1412 | 0 | 0 | 0 | Fail RIM | [11 empty] | Commercial | Energy Star Ice Maker | N | Lodging/Hospitality | New | 0.2573 | 0.3485 | 0.73832 | 0 | 0 | 0 | Fail TRC
[12 empty] | Commercial | Energy Star Uninterruptable Power Supply | N | College and University | New | 1.0714 | 0.34107 | 3.1412 | 0 | 0 | 0 | Fail RIM | [11 empty] | Commercial | Energy Star Ice Maker | N | Miscellaneous | New | 0.25753 | 0.34836 | 0.73925 | 0 | 0 | 0 | Fail TRC
[12 empty] | Commercial | Energy Star Uninterruptable Power Supply | N | Grocery | New | 1.0714 | 0.34107 | 3.1412 | 0 | 0 | 0 | Fail RIM | [11 empty] | Commercial | Energy Star Ice Maker | N | Offices | New | 0.25753 | 0.34836 | 0.73925 | 0 | 0 | 0 | Fail TRC
[12 empty] | Commercial | Energy Star Uninterruptable Power Supply | N | Healthcare | New | 1.0714 | 0.34107 | 3.1412 | 0 | 0 | 0 | Fail RIM | [11 empty] | Commercial | Energy Star Ice Maker | N | Restaurants | New | 0.2573 | 0.3485 | 0.73832 | 0 | 0 | 0 | Fail TRC
[12 empty] | Commercial | Energy Star Uninterruptable Power Supply | N | Hospitals | New | 1.0714 | 0.34107 | 3.1412 | 0 | 0 | 0 | Fail RIM | [11 empty] | Commercial | Energy Star Ice Maker | N | Retail | New | 0.25753 | 0.34836 | 0.73925 | 0 | 0 | 0 | Fail TRC
[12 empty] | Commercial | Energy Star Uninterruptable Power Supply | N | Institutional | New | 1.0714 | 0.34107 | 3.1412 | 0 | 0 | 0 | Fail RIM | [11 empty] | Commercial | Energy Star Ice Maker | N | Schools K-12 | New | 0.2573 | 0.3485 | 0.73832 | 0 | 0 | 0 | Fail TRC
[12 empty] | Commercial | Energy Star Uninterruptable Power Supply | N | Lodging/Hospitality | New | 1.0714 | 0.34107 | 3.1412 | 0 | 0 | 0 | Fail RIM | [11 empty] | Commercial | Energy Star Ice Maker | N | Warehouse | New | 0.25753 | 0.34836 | 0.73925 | 0 | 0 | 0 | Fail TRC
[12 empty] | Commercial | Energy Star Uninterruptable Power Supply | N | Miscellaneous | New | 1.0714 | 0.34107 | 3.1412 | 0 | 0 | 0 | Fail RIM | [11 empty] | Commercial | Energy Star Refrigerator | N | Assembly | Turnover | 0.38909 | 0.34603 | 1.1245 | 0 | 0 | 0 | Fail TRC
[12 empty] | Commercial | Energy Star Uninterruptable Power Supply | N | Offices | New | 1.0714 | 0.34107 | 3.1412 | 0 | 0 | 0 | Fail RIM | [11 empty] | Commercial | Energy Star Refrigerator | N | College and University | Turnover | 0.38909 | 0.34603 | 1.1245 | 0 | 0 | 0 | Fail TRC
[12 empty] | Commercial | Energy Star Uninterruptable Power Supply | N | Restaurants | New | 1.0714 | 0.34107 | 3.1412 | 0 | 0 | 0 | Fail RIM | [11 empty] | Commercial | Energy Star Refrigerator | N | Grocery | Turnover | 0.38909 | 0.34603 | 1.1245 | 0 | 0 | 0 | Fail TRC
[12 empty] | Commercial | Energy Star Uninterruptable Power Supply | N | Retail | New | 1.0714 | 0.34107 | 3.1412 | 0 | 0 | 0 | Fail RIM | [11 empty] | Commercial | Energy Star Refrigerator | N | Healthcare | Turnover | 0.38909 | 0.34603 | 1.1245 | 0 | 0 | 0 | Fail TRC
[12 empty] | Commercial | Energy Star Uninterruptable Power Supply | N | Schools K-12 | New | 1.0714 | 0.34107 | 3.1412 | 0 | 0 | 0 | Fail RIM | [11 empty] | Commercial | Energy Star Refrigerator | N | Hospitals | Turnover | 0.38909 | 0.34603 | 1.1245 | 0 | 0 | 0 | Fail TRC
[12 empty] | Commercial | Energy Star Uninterruptable Power Supply | N | Warehouse | New | 1.0714 | 0.34107 | 3.1412 | 0 | 0 | 0 | Fail RIM | [11 empty] | Commercial | Energy Star Refrigerator | N | Institutional | Turnover | 0.38909 | 0.34603 | 1.1245 | 0 | 0 | 0 | Fail TRC
[12 empty] | Commercial | Server Virtualization | N | Assembly | Turnover | 0.14302 | 0.35385 | 0.40418 | 0 | 0 | 0 | Fail RIM | [11 empty] | Commercial | Energy Star Refrigerator | N | Lodging/Hospitality | Turnover | 0.38909 | 0.34603 | 1.1245 | 0 | 0 | 0 | Fail TRC
[12 empty] | Commercial | Server Virtualization | N | College and University | Turnover | 0.14302 | 0.35385 | 0.40418 | 0 | 0 | 0 | Fail RIM | [11 empty] | Commercial | Energy Star Refrigerator | N | Miscellaneous | Turnover | 0.38909 | 0.34603 | 1.1245 | 0 | 0 | 0 | Fail TRC
[12 empty] | Commercial | Server Virtualization | N | Grocery | Turnover | 0.14302 | 0.35385 | 0.40418 | 0 | 0 | 0 | Fail RIM | [11 empty] | Commercial | Energy Star Refrigerator | N | Offices | Turnover | 0.38909 | 0.34603 | 1.1245 | 0 | 0 | 0 | Fail TRC
[12 empty] | Commercial | Server Virtualization | N | Healthcare | Turnover | 0.14302 | 0.35385 | 0.40418 | 0 | 0 | 0 | Fail RIM | [11 empty] | Commercial | Energy Star Refrigerator | N | Restaurants | Turnover | 0.38909 | 0.34603 | 1.1245 | 0 | 0 | 0 | Fail TRC
[12 empty] | Commercial | Server Virtualization | N | Hospitals | Turnover | 0.14302 | 0.35385 | 0.40418 | 0 | 0 | 0 | Fail RIM | [11 empty] | Commercial | Energy Star Refrigerator | N | Retail | Turnover | 0.38909 | 0.34603 | 1.1245 | 0 | 0 | 0 | Fail TRC
[12 empty] | Commercial | Server Virtualization | N | Institutional | Turnover | 0.14302 | 0.35385 | 0.40418 | 0 | 0 | 0 | Fail RIM | [11 empty] | Commercial | Energy Star Refrigerator | N | Schools K-12 | Turnover | 0.38909 | 0.34603 | 1.1245 | 0 | 0 | 0 | Fail TRC
[12 empty] | Commercial | Server Virtualization | N | Lodging/Hospitality | Turnover | 0.14302 | 0.35385 | 0.40418 | 0 | 0 | 0 | Fail RIM | [11 empty] | Commercial | Energy Star Refrigerator | N | Warehouse | Turnover | 0.38909 | 0.34603 | 1.1245 | 0 | 0 | 0 | Fail TRC
[12 empty] | Commercial | Server Virtualization | N | Miscellaneous | Turnover | 0.14302 | 0.35385 | 0.40418 | 0 | 0 | 0 | Fail RIM | [11 empty] | Commercial | Energy Star Refrigerator | N | Assembly | New | 0.38909 | 0.34603 | 1.1245 | 0 | 0 | 0 | Fail TRC
[12 empty] | Commercial | Server Virtualization | N | Offices | Turnover | 0.14302 | 0.35385 | 0.40418 | 0 | 0 | 0 | Fail RIM | [11 empty] | Commercial | Energy Star Refrigerator | N | College and University | New | 0.38909 | 0.34603 | 1.1245 | 0 | 0 | 0 | Fail TRC
[12 empty] | Commercial | Server Virtualization | N | Restaurants | Turnover | 0.14302 | 0.35385 | 0.40418 | 0 | 0 | 0 | Fail RIM | [11 empty] | Commercial | Energy Star Refrigerator | N | Grocery | New | 0.38909 | 0.34603 | 1.1245 | 0 | 0 | 0 | Fail TRC
[12 empty] | Commercial | Server Virtualization | N | Retail | Turnover | 0.14302 | 0.35385 | 0.40418 | 0 | 0 | 0 | Fail RIM | [11 empty] | Commercial | Energy Star Refrigerator | N | Healthcare | New | 0.38909 | 0.34603 | 1.1245 | 0 | 0 | 0 | Fail TRC
[12 empty] | Commercial | Server Virtualization | N | Schools K-12 | Turnover | 0.14302 | 0.35385 | 0.40418 | 0 | 0 | 0 | Fail RIM | [11 empty] | Commercial | Energy Star Refrigerator | N | Hospitals | New | 0.38909 | 0.34603 | 1.1245 | 0 | 0 | 0 | Fail TRC
[12 empty] | Commercial | Server Virtualization | N | Warehouse | Turnover | 0.14302 | 0.35385 | 0.40418 | 0 | 0 | 0 | Fail RIM | [11 empty] | Commercial | Energy Star Refrigerator | N | Institutional | New | 0.38909 | 0.34603 | 1.1245 | 0 | 0 | 0 | Fail TRC
[12 empty] | Commercial | Server Virtualization | N | Assembly | New | 0.14302 | 0.35385 | 0.40418 | 0 | 0 | 0 | Fail RIM | [11 empty] | Commercial | Energy Star Refrigerator | N | Lodging/Hospitality | New | 0.38909 | 0.34603 | 1.1245 | 0 | 0 | 0 | Fail TRC
[12 empty] | Commercial | Server Virtualization | N | College and University | New | 0.14302 | 0.35385 | 0.40418 | 0 | 0 | 0 | Fail RIM | [11 empty] | Commercial | Energy Star Refrigerator | N | Miscellaneous | New | 0.38909 | 0.34603 | 1.1245 | 0 | 0 | 0 | Fail TRC
[12 empty] | Commercial | Server Virtualization | N | Grocery | New | 0.14302 | 0.35385 | 0.40418 | 0 | 0 | 0 | Fail RIM | [11 empty] | Commercial | Energy Star Refrigerator | N | Offices | New | 0.38909 | 0.34603 | 1.1245 | 0 | 0 | 0 | Fail TRC
[12 empty] | Commercial | Server Virtualization | N | Healthcare | New | 0.14302 | 0.35385 | 0.40418 | 0 | 0 | 0 | Fail RIM | [11 empty] | Commercial | Energy Star Refrigerator | N | Restaurants | New | 0.38909 | 0.34603 | 1.1245 | 0 | 0 | 0 | Fail TRC
[12 empty] | Commercial | Server Virtualization | N | Hospitals | New | 0.14302 | 0.35385 | 0.40418 | 0 | 0 | 0 | Fail RIM | [11 empty] | Commercial | Energy Star Refrigerator | N | Retail | New | 0.38909 | 0.34603 | 1.1245 | 0 | 0 | 0 | Fail TRC
[12 empty] | Commercial | Server Virtualization | N | Institutional | New | 0.14302 | 0.35385 | 0.40418 | 0 | 0 | 0 | Fail RIM | [11 empty] | Commercial | Energy Star Refrigerator | N | Schools K-12 | New | 0.38909 | 0.34603 | 1.1245 | 0 | 0 | 0 | Fail TRC
[12 empty] | Commercial | Server Virtualization | N | Lodging/Hospitality | New | 0.14302 | 0.35385 | 0.40418 | 0 | 0 | 0 | Fail RIM | [11 empty] | Commercial | Energy Star Refrigerator | N | Warehouse | New | 0.38909 | 0.34603 | 1.1245 | 0 | 0 | 0 | Fail TRC
[12 empty] | Commercial | Server Virtualization | N | Miscellaneous | New | 0.14302 | 0.35385 | 0.40418 | 0 | 0 | 0 | Fail RIM | [11 empty] | Commercial | Energy Star Vending Machine | N | Assembly | Turnover | 0.41085 | 0.34501 | 1.1908 | 0 | 0 | 0 | Fail TRC
[12 empty] | Commercial | Server Virtualization | N | Offices | New | 0.14302 | 0.35385 | 0.40418 | 0 | 0 | 0 | Fail RIM | [11 empty] | Commercial | Energy Star Vending Machine | N | College and University | Turnover | 0.41129 | 0.34537 | 1.1909 | 0 | 0 | 0 | Fail TRC
[12 empty] | Commercial | Server Virtualization | N | Restaurants | New | 0.14302 | 0.35385 | 0.40418 | 0 | 0 | 0 | Fail RIM | [11 empty] | Commercial | Energy Star Vending Machine | N | Grocery | Turnover | 0.41085 | 0.34501 | 1.1908 | 0 | 0 | 0 | Fail TRC
[12 empty] | Commercial | Server Virtualization | N | Retail | New | 0.14302 | 0.35385 | 0.40418 | 0 | 0 | 0 | Fail RIM | [11 empty] | Commercial | Energy Star Vending Machine | N | Healthcare | Turnover | 0.41129 | 0.34537 | 1.1909 | 0 | 0 | 0 | Fail TRC
[12 empty] | Commercial | Server Virtualization | N | Schools K-12 | New | 0.14302 | 0.35385 | 0.40418 | 0 | 0 | 0 | Fail RIM | [11 empty] | Commercial | Energy Star Vending Machine | N | Hospitals | Turnover | 0.41129 | 0.34537 | 1.1909 | 0 | 0 | 0 | Fail TRC
[12 empty] | Commercial | Server Virtualization | N | Warehouse | New | 0.14302 | 0.35385 | 0.40418 | 0 | 0 | 0 | Fail RIM | [11 empty] | Commercial | Energy Star Vending Machine | N | Institutional | Turnover | 0.41085 | 0.34501 | 1.1908 | 0 | 0 | 0 | Fail TRC
[12 empty] | Commercial | Energy Star Commercial Glass Door Freezer | N | Assembly | Turnover | 9.2779 | 0.34117 | 27.1947 | 0 | 0 | 0 | Fail RIM | [11 empty] | Commercial | Energy Star Vending Machine | N | Lodging/Hospitality | Turnover | 0.41129 | 0.34537 | 1.1909 | 0 | 0 | 0 | Fail TRC
[12 empty] | Commercial | Energy Star Commercial Glass Door Freezer | N | College and University | Turnover | 9.4042 | 0.34609 | 27.1725 | 0 | 0 | 0 | Fail RIM | [11 empty] | Commercial | Energy Star Vending Machine | N | Miscellaneous | Turnover | 0.41085 | 0.34501 | 1.1908 | 0 | 0 | 0 | Fail TRC
[12 empty] | Commercial | Energy Star Commercial Glass Door Freezer | N | Grocery | Turnover | 9.2779 | 0.34117 | 27.1947 | 0 | 0 | 0 | Fail RIM | [11 empty] | Commercial | Energy Star Vending Machine | N | Offices | Turnover | 0.41085 | 0.34501 | 1.1908 | 0 | 0 | 0 | Fail TRC
[12 empty] | Commercial | Energy Star Commercial Glass Door Freezer | N | Healthcare | Turnover | 9.4042 | 0.34609 | 27.1725 | 0 | 0 | 0 | Fail RIM | [11 empty] | Commercial | Energy Star Vending Machine | N | Restaurants | Turnover | 0.41129 | 0.34537 | 1.1909 | 0 | 0 | 0 | Fail TRC
[12 empty] | Commercial | Energy Star Commercial Glass Door Freezer | N | Hospitals | Turnover | 9.4042 | 0.34609 | 27.1725 | 0 | 0 | 0 | Fail RIM | [11 empty] | Commercial | Energy Star Vending Machine | N | Retail | Turnover | 0.41085 | 0.34501 | 1.1908 | 0 | 0 | 0 | Fail TRC
[12 empty] | Commercial | Energy Star Commercial Glass Door Freezer | N | Institutional | Turnover | 9.2779 | 0.34117 | 27.1947 | 0 | 0 | 0 | Fail RIM | [11 empty] | Commercial | Energy Star Vending Machine | N | Schools K-12 | Turnover | 0.41129 | 0.34537 | 1.1909 | 0 | 0 | 0 | Fail TRC
[12 empty] | Commercial | Energy Star Commercial Glass Door Freezer | N | Lodging/Hospitality | Turnover | 9.4042 | 0.34609 | 27.1725 | 0 | 0 | 0 | Fail RIM | [11 empty] | Commercial | Energy Star Vending Machine | N | Warehouse | Turnover | 0.41085 | 0.34501 | 1.1908 | 0 | 0 | 0 | Fail TRC
[12 empty] | Commercial | Energy Star Commercial Glass Door Freezer | N | Miscellaneous | Turnover | 9.2779 | 0.34117 | 27.1947 | 0 | 0 | 0 | Fail RIM | [11 empty] | Commercial | Energy Star Vending Machine | N | Assembly | New | 0.41085 | 0.34501 | 1.1908 | 0 | 0 | 0 | Fail TRC
[12 empty] | Commercial | Energy Star Commercial Glass Door Freezer | N | Offices | Turnover | 9.2779 | 0.34117 | 27.1947 | 0 | 0 | 0 | Fail RIM | [11 empty] | Commercial | Energy Star Vending Machine | N | College and University | New | 0.41129 | 0.34537 | 1.1909 | 0 | 0 | 0 | Fail TRC
[12 empty] | Commercial | Energy Star Commercial Glass Door Freezer | N | Restaurants | Turnover | 9.4042 | 0.34609 | 27.1725 | 0 | 0 | 0 | Fail RIM | [11 empty] | Commercial | Energy Star Vending Machine | N | Grocery | New | 0.41085 | 0.34501 | 1.1908 | 0 | 0 | 0 | Fail TRC
[12 empty] | Commercial | Energy Star Commercial Glass Door Freezer | N | Retail | Turnover | 9.2779 | 0.34117 | 27.1947 | 0 | 0 | 0 | Fail RIM | [11 empty] | Commercial | Energy Star Vending Machine | N | Healthcare | New | 0.41129 | 0.34537 | 1.1909 | 0 | 0 | 0 | Fail TRC
[12 empty] | Commercial | Energy Star Commercial Glass Door Freezer | N | Schools K-12 | Turnover | 9.4042 | 0.34609 | 27.1725 | 0 | 0 | 0 | Fail RIM | [11 empty] | Commercial | Energy Star Vending Machine | N | Hospitals | New | 0.41129 | 0.34537 | 1.1909 | 0 | 0 | 0 | Fail TRC
[12 empty] | Commercial | Energy Star Commercial Glass Door Freezer | N | Warehouse | Turnover | 9.2779 | 0.34117 | 27.1947 | 0 | 0 | 0 | Fail RIM | [11 empty] | Commercial | Energy Star Vending Machine | N | Institutional | New | 0.41085 | 0.34501 | 1.1908 | 0 | 0 | 0 | Fail TRC
[12 empty] | Commercial | Energy Star Commercial Glass Door Freezer | N | Assembly | New | 9.2779 | 0.34117 | 27.1947 | 0 | 0 | 0 | Fail RIM | [11 empty] | Commercial | Energy Star Vending Machine | N | Lodging/Hospitality | New | 0.41129 | 0.34537 | 1.1909 | 0 | 0 | 0 | Fail TRC
[12 empty] | Commercial | Energy Star Commercial Glass Door Freezer | N | College and University | New | 9.4042 | 0.34609 | 27.1725 | 0 | 0 | 0 | Fail RIM | [11 empty] | Commercial | Energy Star Vending Machine | N | Miscellaneous | New | 0.41085 | 0.34501 | 1.1908 | 0 | 0 | 0 | Fail TRC
[12 empty] | Commercial | Energy Star Commercial Glass Door Freezer | N | Grocery | New | 9.2779 | 0.34117 | 27.1947 | 0 | 0 | 0 | Fail RIM | [11 empty] | Commercial | Energy Star Vending Machine | N | Offices | New | 0.41085 | 0.34501 | 1.1908 | 0 | 0 | 0 | Fail TRC
[12 empty] | Commercial | Energy Star Commercial Glass Door Freezer | N | Healthcare | New | 9.4042 | 0.34609 | 27.1725 | 0 | 0 | 0 | Fail RIM | [11 empty] | Commercial | Energy Star Vending Machine | N | Restaurants | New | 0.41129 | 0.34537 | 1.1909 | 0 | 0 | 0 | Fail TRC
[12 empty] | Commercial | Energy Star Commercial Glass Door Freezer | N | Hospitals | New | 9.4042 | 0.34609 | 27.1725 | 0 | 0 | 0 | Fail RIM | [11 empty] | Commercial | Energy Star Vending Machine | N | Retail | New | 0.41085 | 0.34501 | 1.1908 | 0 | 0 | 0 | Fail TRC
[12 empty] | Commercial | Energy Star Commercial Glass Door Freezer | N | Institutional | New | 9.2779 | 0.34117 | 27.1947 | 0 | 0 | 0 | Fail RIM | [11 empty] | Commercial | Energy Star Vending Machine | N | Schools K-12 | New | 0.41129 | 0.34537 | 1.1909 | 0 | 0 | 0 | Fail TRC
[12 empty] | Commercial | Energy Star Commercial Glass Door Freezer | N | Lodging/Hospitality | New | 9.4042 | 0.34609 | 27.1725 | 0 | 0 | 0 | Fail RIM | [11 empty] | Commercial | Energy Star Vending Machine | N | Warehouse | New | 0.41085 | 0.34501 | 1.1908 | 0 | 0 | 0 | Fail TRC
[12 empty] | Commercial | Energy Star Commercial Glass Door Freezer | N | Miscellaneous | New | 9.2779 | 0.34117 | 27.1947 | 0 | 0 | 0 | Fail RIM | [11 empty] | Commercial | Refrigerated Display Case LED Lighting | N | Assembly | Turnover | 0.79077 | 0.3492 | 2.2645 | 0 | 0 | 0 | Fail TRC
[12 empty] | Commercial | Energy Star Commercial Glass Door Freezer | N | Offices | New | 9.2779 | 0.34117 | 27.1947 | 0 | 0 | 0 | Fail RIM | [11 empty] | Commercial | Refrigerated Display Case LED Lighting | N | College and University | Turnover | 0.78842 | 0.3485 | 2.2623 | 0 | 0 | 0 | Fail TRC
[12 empty] | Commercial | Energy Star Commercial Glass Door Freezer | N | Restaurants | New | 9.4042 | 0.34609 | 27.1725 | 0 | 0 | 0 | Fail RIM | [11 empty] | Commercial | Refrigerated Display Case LED Lighting | N | Grocery | Turnover | 0.79077 | 0.3492 | 2.2645 | 0 | 0 | 0 | Fail TRC
[12 empty] | Commercial | Energy Star Commercial Glass Door Freezer | N | Retail | New | 9.2779 | 0.34117 | 27.1947 | 0 | 0 | 0 | Fail RIM | [11 empty] | Commercial | Refrigerated Display Case LED Lighting | N | Healthcare | Turnover | 0.78842 | 0.3485 | 2.2623 | 0 | 0 | 0 | Fail TRC
[12 empty] | Commercial | Energy Star Commercial Glass Door Freezer | N | Schools K-12 | New | 9.4042 | 0.34609 | 27.1725 | 0 | 0 | 0 | Fail RIM | [11 empty] | Commercial | Refrigerated Display Case LED Lighting | N | Hospitals | Turnover | 0.78842 | 0.3485 | 2.2623 | 0 | 0 | 0 | Fail TRC
[12 empty] | Commercial | Energy Star Commercial Glass Door Freezer | N | Warehouse | New | 9.2779 | 0.34117 | 27.1947 | 0 | 0 | 0 | Fail RIM | [11 empty] | Commercial | Refrigerated Display Case LED Lighting | N | Institutional | Turnover | 0.79077 | 0.3492 | 2.2645 | 0 | 0 | 0 | Fail TRC
[12 empty] | Commercial | Energy Star Commercial Glass Door Refrigerator | N | Assembly | Turnover | 1.9742 | 0.34117 | 5.7866 | 0 | 0 | 0 | Fail RIM | [11 empty] | Commercial | Refrigerated Display Case LED Lighting | N | Lodging/Hospitality | Turnover | 0.78842 | 0.3485 | 2.2623 | 0 | 0 | 0 | Fail TRC
[12 empty] | Commercial | Energy Star Commercial Glass Door Refrigerator | N | College and University | Turnover | 2.0011 | 0.34609 | 5.7819 | 0 | 0 | 0 | Fail RIM | [11 empty] | Commercial | Refrigerated Display Case LED Lighting | N | Miscellaneous | Turnover | 0.79077 | 0.3492 | 2.2645 | 0 | 0 | 0 | Fail TRC
[12 empty] | Commercial | Energy Star Commercial Glass Door Refrigerator | N | Grocery | Turnover | 1.9742 | 0.34117 | 5.7866 | 0 | 0 | 0 | Fail RIM | [11 empty] | Commercial | Refrigerated Display Case LED Lighting | N | Offices | Turnover | 0.79077 | 0.3492 | 2.2645 | 0 | 0 | 0 | Fail TRC
[12 empty] | Commercial | Energy Star Commercial Glass Door Refrigerator | N | Healthcare | Turnover | 2.0011 | 0.34609 | 5.7819 | 0 | 0 | 0 | Fail RIM | [11 empty] | Commercial | Refrigerated Display Case LED Lighting | N | Restaurants | Turnover | 0.78842 | 0.3485 | 2.2623 | 0 | 0 | 0 | Fail TRC
[12 empty] | Commercial | Energy Star Commercial Glass Door Refrigerator | N | Hospitals | Turnover | 2.0011 | 0.34609 | 5.7819 | 0 | 0 | 0 | Fail RIM | [11 empty] | Commercial | Refrigerated Display Case LED Lighting | N | Retail | Turnover | 0.79077 | 0.3492 | 2.2645 | 0 | 0 | 0 | Fail TRC
[12 empty] | Commercial | Energy Star Commercial Glass Door Refrigerator | N | Institutional | Turnover | 1.9742 | 0.34117 | 5.7866 | 0 | 0 | 0 | Fail RIM | [11 empty] | Commercial | Refrigerated Display Case LED Lighting | N | Schools K-12 | Turnover | 0.78842 | 0.3485 | 2.2623 | 0 | 0 | 0 | Fail TRC
[12 empty] | Commercial | Energy Star Commercial Glass Door Refrigerator | N | Lodging/Hospitality | Turnover | 2.0011 | 0.34609 | 5.7819 | 0 | 0 | 0 | Fail RIM | [11 empty] | Commercial | Refrigerated Display Case LED Lighting | N | Warehouse | Turnover | 0.79077 | 0.3492 | 2.2645 | 0 | 0 | 0 | Fail TRC
[12 empty] | Commercial | Energy Star Commercial Glass Door Refrigerator | N | Miscellaneous | Turnover | 1.9742 | 0.34117 | 5.7866 | 0 | 0 | 0 | Fail RIM | [11 empty] | Commercial | Refrigerated Display Case LED Lighting | N | Assembly | New | 0 | 0 | 0 | 0 | 0 | 0 | Fail TRC
[12 empty] | Commercial | Energy Star Commercial Glass Door Refrigerator | N | Offices | Turnover | 1.9742 | 0.34117 | 5.7866 | 0 | 0 | 0 | Fail RIM | [11 empty] | Commercial | Refrigerated Display Case LED Lighting | N | College and University | New | 0 | 0 | 0 | 0 | 0 | 0 | Fail TRC
[12 empty] | Commercial | Energy Star Commercial Glass Door Refrigerator | N | Restaurants | Turnover | 2.0011 | 0.34609 | 5.7819 | 0 | 0 | 0 | Fail RIM | [11 empty] | Commercial | Refrigerated Display Case LED Lighting | N | Grocery | New | 0 | 0 | 0 | 0 | 0 | 0 | Fail TRC
[12 empty] | Commercial | Energy Star Commercial Glass Door Refrigerator | N | Retail | Turnover | 1.9742 | 0.34117 | 5.7866 | 0 | 0 | 0 | Fail RIM | [11 empty] | Commercial | Refrigerated Display Case LED Lighting | N | Healthcare | New | 0 | 0 | 0 | 0 | 0 | 0 | Fail TRC
[12 empty] | Commercial | Energy Star Commercial Glass Door Refrigerator | N | Schools K-12 | Turnover | 2.0011 | 0.34609 | 5.7819 | 0 | 0 | 0 | Fail RIM | [11 empty] | Commercial | Refrigerated Display Case LED Lighting | N | Hospitals | New | 0 | 0 | 0 | 0 | 0 | 0 | Fail TRC
[12 empty] | Commercial | Energy Star Commercial Glass Door Refrigerator | N | Warehouse | Turnover | 1.9742 | 0.34117 | 5.7866 | 0 | 0 | 0 | Fail RIM | [11 empty] | Commercial | Refrigerated Display Case LED Lighting | N | Institutional | New | 0 | 0 | 0 | 0 | 0 | 0 | Fail TRC
[12 empty] | Commercial | Energy Star Commercial Glass Door Refrigerator | N | Assembly | New | 1.9742 | 0.34117 | 5.7866 | 0 | 0 | 0 | Fail RIM | [11 empty] | Commercial | Refrigerated Display Case LED Lighting | N | Lodging/Hospitality | New | 0 | 0 | 0 | 0 | 0 | 0 | Fail TRC
[12 empty] | Commercial | Energy Star Commercial Glass Door Refrigerator | N | College and University | New | 2.0011 | 0.34609 | 5.7819 | 0 | 0 | 0 | Fail RIM | [11 empty] | Commercial | Refrigerated Display Case LED Lighting | N | Miscellaneous | New | 0 | 0 | 0 | 0 | 0 | 0 | Fail TRC
[12 empty] | Commercial | Energy Star Commercial Glass Door Refrigerator | N | Grocery | New | 1.9742 | 0.34117 | 5.7866 | 0 | 0 | 0 | Fail RIM | [11 empty] | Commercial | Refrigerated Display Case LED Lighting | N | Offices | New | 0 | 0 | 0 | 0 | 0 | 0 | Fail TRC
[12 empty] | Commercial | Energy Star Commercial Glass Door Refrigerator | N | Healthcare | New | 2.0011 | 0.34609 | 5.7819 | 0 | 0 | 0 | Fail RIM | [11 empty] | Commercial | Refrigerated Display Case LED Lighting | N | Restaurants | New | 0 | 0 | 0 | 0 | 0 | 0 | Fail TRC
[12 empty] | Commercial | Energy Star Commercial Glass Door Refrigerator | N | Hospitals | New | 2.0011 | 0.34609 | 5.7819 | 0 | 0 | 0 | Fail RIM | [11 empty] | Commercial | Refrigerated Display Case LED Lighting | N | Retail | New | 0 | 0 | 0 | 0 | 0 | 0 | Fail TRC
[12 empty] | Commercial | Energy Star Commercial Glass Door Refrigerator | N | Institutional | New | 1.9742 | 0.34117 | 5.7866 | 0 | 0 | 0 | Fail RIM | [11 empty] | Commercial | Refrigerated Display Case LED Lighting | N | Schools K-12 | New | 0 | 0 | 0 | 0 | 0 | 0 | Fail TRC
[12 empty] | Commercial | Energy Star Commercial Glass Door Refrigerator | N | Lodging/Hospitality | New | 2.0011 | 0.34609 | 5.7819 | 0 | 0 | 0 | Fail RIM | [11 empty] | Commercial | Refrigerated Display Case LED Lighting | N | Warehouse | New | 0 | 0 | 0 | 0 | 0 | 0 | Fail TRC
[12 empty] | Commercial | Energy Star Commercial Glass Door Refrigerator | N | Miscellaneous | New | 1.9742 | 0.34117 | 5.7866 | 0 | 0 | 0 | Fail RIM | [11 empty] | Commercial | 10HP Open Drip-Proof(ODP) Motor | N | Assembly | Turnover | 0.11869 | 0.33633 | 0.3529 | 0 | 0 | 0 | Fail TRC
[12 empty] | Commercial | Energy Star Commercial Glass Door Refrigerator | N | Offices | New | 1.9742 | 0.34117 | 5.7866 | 0 | 0 | 0 | Fail RIM | [11 empty] | Commercial | 10HP Open Drip-Proof(ODP) Motor | N | College and University | Turnover | 0.12113 | 0.34337 | 0.35277 | 0 | 0 | 0 | Fail TRC
[12 empty] | Commercial | Energy Star Commercial Glass Door Refrigerator | N | Restaurants | New | 2.0011 | 0.34609 | 5.7819 | 0 | 0 | 0 | Fail RIM | [11 empty] | Commercial | 10HP Open Drip-Proof(ODP) Motor | N | Grocery | Turnover | 0.11869 | 0.33633 | 0.3529 | 0 | 0 | 0 | Fail TRC
[12 empty] | Commercial | Energy Star Commercial Glass Door Refrigerator | N | Retail | New | 1.9742 | 0.34117 | 5.7866 | 0 | 0 | 0 | Fail RIM | [11 empty] | Commercial | 10HP Open Drip-Proof(ODP) Motor | N | Healthcare | Turnover | 0.12113 | 0.34337 | 0.35277 | 0 | 0 | 0 | Fail TRC
[12 empty] | Commercial | Energy Star Commercial Glass Door Refrigerator | N | Schools K-12 | New | 2.0011 | 0.34609 | 5.7819 | 0 | 0 | 0 | Fail RIM | [11 empty] | Commercial | 10HP Open Drip-Proof(ODP) Motor | N | Hospitals | Turnover | 0.12113 | 0.34337 | 0.35277 | 0 | 0 | 0 | Fail TRC
[12 empty] | Commercial | Energy Star Commercial Glass Door Refrigerator | N | Warehouse | New | 1.9742 | 0.34117 | 5.7866 | 0 | 0 | 0 | Fail RIM | [11 empty] | Commercial | 10HP Open Drip-Proof(ODP) Motor | N | Institutional | Turnover | 0.11869 | 0.33633 | 0.3529 | 0 | 0 | 0 | Fail TRC
[12 empty] | Commercial | Energy Star Commercial Solid Door Freezer | N | Assembly | Turnover | 5.3842 | 0.34307 | 15.6941 | 0 | 0 | 0 | Fail RIM | [11 empty] | Commercial | 10HP Open Drip-Proof(ODP) Motor | N | Lodging/Hospitality | Turnover | 0.12113 | 0.34337 | 0.35277 | 0 | 0 | 0 | Fail TRC
[12 empty] | Commercial | Energy Star Commercial Solid Door Freezer | N | College and University | Turnover | 5.4263 | 0.34609 | 15.6787 | 0 | 0 | 0 | Fail RIM | [11 empty] | Commercial | 10HP Open Drip-Proof(ODP) Motor | N | Miscellaneous | Turnover | 0.11869 | 0.33633 | 0.3529 | 0 | 0 | 0 | Fail TRC
[12 empty] | Commercial | Energy Star Commercial Solid Door Freezer | N | Grocery | Turnover | 5.3842 | 0.34307 | 15.6941 | 0 | 0 | 0 | Fail RIM | [11 empty] | Commercial | 10HP Open Drip-Proof(ODP) Motor | N | Offices | Turnover | 0.11869 | 0.33633 | 0.3529 | 0 | 0 | 0 | Fail TRC
[12 empty] | Commercial | Energy Star Commercial Solid Door Freezer | N | Healthcare | Turnover | 5.4263 | 0.34609 | 15.6787 | 0 | 0 | 0 | Fail RIM | [11 empty] | Commercial | 10HP Open Drip-Proof(ODP) Motor | N | Restaurants | Turnover | 0.12113 | 0.34337 | 0.35277 | 0 | 0 | 0 | Fail TRC
[12 empty] | Commercial | Energy Star Commercial Solid Door Freezer | N | Hospitals | Turnover | 5.4263 | 0.34609 | 15.6787 | 0 | 0 | 0 | Fail RIM | [11 empty] | Commercial | 10HP Open Drip-Proof(ODP) Motor | N | Retail | Turnover | 0.11869 | 0.33633 | 0.3529 | 0 | 0 | 0 | Fail TRC
[12 empty] | Commercial | Energy Star Commercial Solid Door Freezer | N | Institutional | Turnover | 5.3842 | 0.34307 | 15.6941 | 0 | 0 | 0 | Fail RIM | [11 empty] | Commercial | 10HP Open Drip-Proof(ODP) Motor | N | Schools K-12 | Turnover | 0.12113 | 0.34337 | 0.35277 | 0 | 0 | 0 | Fail TRC
[12 empty] | Commercial | Energy Star Commercial Solid Door Freezer | N | Lodging/Hospitality | Turnover | 5.4263 | 0.34609 | 15.6787 | 0 | 0 | 0 | Fail RIM | [11 empty] | Commercial | 10HP Open Drip-Proof(ODP) Motor | N | Warehouse | Turnover | 0.11869 | 0.33633 | 0.3529 | 0 | 0 | 0 | Fail TRC
[12 empty] | Commercial | Energy Star Commercial Solid Door Freezer | N | Miscellaneous | Turnover | 5.3842 | 0.34307 | 15.6941 | 0 | 0 | 0 | Fail RIM | [11 empty] | Commercial | 10HP Open Drip-Proof(ODP) Motor | N | Assembly | New | 0.11869 | 0.33633 | 0.3529 | 0 | 0 | 0 | Fail TRC
[12 empty] | Commercial | Energy Star Commercial Solid Door Freezer | N | Offices | Turnover | 5.3842 | 0.34307 | 15.6941 | 0 | 0 | 0 | Fail RIM | [11 empty] | Commercial | 10HP Open Drip-Proof(ODP) Motor | N | College and University | New | 0.12113 | 0.34337 | 0.35277 | 0 | 0 | 0 | Fail TRC
[12 empty] | Commercial | Energy Star Commercial Solid Door Freezer | N | Restaurants | Turnover | 5.4263 | 0.34609 | 15.6787 | 0 | 0 | 0 | Fail RIM | [11 empty] | Commercial | 10HP Open Drip-Proof(ODP) Motor | N | Grocery | New | 0.11869 | 0.33633 | 0.3529 | 0 | 0 | 0 | Fail TRC
[12 empty] | Commercial | Energy Star Commercial Solid Door Freezer | N | Retail | Turnover | 5.3842 | 0.34307 | 15.6941 | 0 | 0 | 0 | Fail RIM | [11 empty] | Commercial | 10HP Open Drip-Proof(ODP) Motor | N | Healthcare | New | 0.12113 | 0.34337 | 0.35277 | 0 | 0 | 0 | Fail TRC
[12 empty] | Commercial | Energy Star Commercial Solid Door Freezer | N | Schools K-12 | Turnover | 5.4263 | 0.34609 | 15.6787 | 0 | 0 | 0 | Fail RIM | [11 empty] | Commercial | 10HP Open Drip-Proof(ODP) Motor | N | Hospitals | New | 0.12113 | 0.34337 | 0.35277 | 0 | 0 | 0 | Fail TRC
[12 empty] | Commercial | Energy Star Commercial Solid Door Freezer | N | Warehouse | Turnover | 5.3842 | 0.34307 | 15.6941 | 0 | 0 | 0 | Fail RIM | [11 empty] | Commercial | 10HP Open Drip-Proof(ODP) Motor | N | Institutional | New | 0.11869 | 0.33633 | 0.3529 | 0 | 0 | 0 | Fail TRC
[12 empty] | Commercial | Energy Star Commercial Solid Door Freezer | N | Assembly | New | 5.3842 | 0.34307 | 15.6941 | 0 | 0 | 0 | Fail RIM | [11 empty] | Commercial | 10HP Open Drip-Proof(ODP) Motor | N | Lodging/Hospitality | New | 0.12113 | 0.34337 | 0.35277 | 0 | 0 | 0 | Fail TRC
[12 empty] | Commercial | Energy Star Commercial Solid Door Freezer | N | College and University | New | 5.4263 | 0.34609 | 15.6787 | 0 | 0 | 0 | Fail RIM | [11 empty] | Commercial | 10HP Open Drip-Proof(ODP) Motor | N | Miscellaneous | New | 0.11869 | 0.33633 | 0.3529 | 0 | 0 | 0 | Fail TRC
[12 empty] | Commercial | Energy Star Commercial Solid Door Freezer | N | Grocery | New | 5.3842 | 0.34307 | 15.6941 | 0 | 0 | 0 | Fail RIM | [11 empty] | Commercial | 10HP Open Drip-Proof(ODP) Motor | N | Offices | New | 0.11869 | 0.33633 | 0.3529 | 0 | 0 | 0 | Fail TRC
[12 empty] | Commercial | Energy Star Commercial Solid Door Freezer | N | Healthcare | New | 5.4263 | 0.34609 | 15.6787 | 0 | 0 | 0 | Fail RIM | [11 empty] | Commercial | 10HP Open Drip-Proof(ODP) Motor | N | Restaurants | New | 0.12113 | 0.34337 | 0.35277 | 0 | 0 | 0 | Fail TRC
[12 empty] | Commercial | Energy Star Commercial Solid Door Freezer | N | Hospitals | New | 5.4263 | 0.34609 | 15.6787 | 0 | 0 | 0 | Fail RIM | [11 empty] | Commercial | 10HP Open Drip-Proof(ODP) Motor | N | Retail | New | 0.11869 | 0.33633 | 0.3529 | 0 | 0 | 0 | Fail TRC
[12 empty] | Commercial | Energy Star Commercial Solid Door Freezer | N | Institutional | New | 5.3842 | 0.34307 | 15.6941 | 0 | 0 | 0 | Fail RIM | [11 empty] | Commercial | 10HP Open Drip-Proof(ODP) Motor | N | Schools K-12 | New | 0.12113 | 0.34337 | 0.35277 | 0 | 0 | 0 | Fail TRC
[12 empty] | Commercial | Energy Star Commercial Solid Door Freezer | N | Lodging/Hospitality | New | 5.4263 | 0.34609 | 15.6787 | 0 | 0 | 0 | Fail RIM | [11 empty] | Commercial | 10HP Open Drip-Proof(ODP) Motor | N | Warehouse | New | 0.11869 | 0.33633 | 0.3529 | 0 | 0 | 0 | Fail TRC
[12 empty] | Commercial | Energy Star Commercial Solid Door Freezer | N | Miscellaneous | New | 5.3842 | 0.34307 | 15.6941 | 0 | 0 | 0 | Fail RIM | [11 empty] | Commercial | High Speed Fans | N | Assembly | Turnover | 0.80287 | 0.33926 | 2.3665 | 0 | 0 | 0 | Fail TRC
[12 empty] | Commercial | Energy Star Commercial Solid Door Freezer | N | Offices | New | 5.3842 | 0.34307 | 15.6941 | 0 | 0 | 0 | Fail RIM | [11 empty] | Commercial | High Speed Fans | N | College and University | Turnover | 0.82459 | 0.34861 | 2.3654 | 0 | 0 | 0 | Fail TRC
[12 empty] | Commercial | Energy Star Commercial Solid Door Freezer | N | Restaurants | New | 5.4263 | 0.34609 | 15.6787 | 0 | 0 | 0 | Fail RIM | [11 empty] | Commercial | High Speed Fans | N | Grocery | Turnover | 0.80287 | 0.33926 | 2.3665 | 0 | 0 | 0 | Fail TRC
[12 empty] | Commercial | Energy Star Commercial Solid Door Freezer | N | Retail | New | 5.3842 | 0.34307 | 15.6941 | 0 | 0 | 0 | Fail RIM | [11 empty] | Commercial | High Speed Fans | N | Healthcare | Turnover | 0.82459 | 0.34861 | 2.3654 | 0 | 0 | 0 | Fail TRC
[12 empty] | Commercial | Energy Star Commercial Solid Door Freezer | N | Schools K-12 | New | 5.4263 | 0.34609 | 15.6787 | 0 | 0 | 0 | Fail RIM | [11 empty] | Commercial | High Speed Fans | N | Hospitals | Turnover | 0.82459 | 0.34861 | 2.3654 | 0 | 0 | 0 | Fail TRC
[12 empty] | Commercial | Energy Star Commercial Solid Door Freezer | N | Warehouse | New | 5.3842 | 0.34307 | 15.6941 | 0 | 0 | 0 | Fail RIM | [11 empty] | Commercial | High Speed Fans | N | Institutional | Turnover | 0.80287 | 0.33926 | 2.3665 | 0 | 0 | 0 | Fail TRC
[12 empty] | Commercial | Energy Star Commercial Solid Door Refrigerator | N | Assembly | Turnover | 1.8286 | 0.34307 | 5.3301 | 0 | 0 | 0 | Fail RIM | [11 empty] | Commercial | High Speed Fans | N | Lodging/Hospitality | Turnover | 0.82459 | 0.34861 | 2.3654 | 0 | 0 | 0 | Fail TRC
[12 empty] | Commercial | Energy Star Commercial Solid Door Refrigerator | N | College and University | Turnover | 1.8429 | 0.34609 | 5.3249 | 0 | 0 | 0 | Fail RIM | [11 empty] | Commercial | High Speed Fans | N | Miscellaneous | Turnover | 0.80287 | 0.33926 | 2.3665 | 0 | 0 | 0 | Fail TRC
[12 empty] | Commercial | Energy Star Commercial Solid Door Refrigerator | N | Grocery | Turnover | 1.8286 | 0.34307 | 5.3301 | 0 | 0 | 0 | Fail RIM | [11 empty] | Commercial | High Speed Fans | N | Offices | Turnover | 0.80287 | 0.33926 | 2.3665 | 0 | 0 | 0 | Fail TRC
[12 empty] | Commercial | Energy Star Commercial Solid Door Refrigerator | N | Healthcare | Turnover | 1.8429 | 0.34609 | 5.3249 | 0 | 0 | 0 | Fail RIM | [11 empty] | Commercial | High Speed Fans | N | Restaurants | Turnover | 0.82459 | 0.34861 | 2.3654 | 0 | 0 | 0 | Fail TRC
[12 empty] | Commercial | Energy Star Commercial Solid Door Refrigerator | N | Hospitals | Turnover | 1.8429 | 0.34609 | 5.3249 | 0 | 0 | 0 | Fail RIM | [11 empty] | Commercial | High Speed Fans | N | Retail | Turnover | 0.80287 | 0.33926 | 2.3665 | 0 | 0 | 0 | Fail TRC
[12 empty] | Commercial | Energy Star Commercial Solid Door Refrigerator | N | Institutional | Turnover | 1.8286 | 0.34307 | 5.3301 | 0 | 0 | 0 | Fail RIM | [11 empty] | Commercial | High Speed Fans | N | Schools K-12 | Turnover | 0.82459 | 0.34861 | 2.3654 | 0 | 0 | 0 | Fail TRC
[12 empty] | Commercial | Energy Star Commercial Solid Door Refrigerator | N | Lodging/Hospitality | Turnover | 1.8429 | 0.34609 | 5.3249 | 0 | 0 | 0 | Fail RIM | [11 empty] | Commercial | High Speed Fans | N | Warehouse | Turnover | 0.80287 | 0.33926 | 2.3665 | 0 | 0 | 0 | Fail TRC
[12 empty] | Commercial | Energy Star Commercial Solid Door Refrigerator | N | Miscellaneous | Turnover | 1.8286 | 0.34307 | 5.3301 | 0 | 0 | 0 | Fail RIM | [11 empty] | Commercial | High Speed Fans | N | Assembly | New | 0.80287 | 0.33926 | 2.3665 | 0 | 0 | 0 | Fail TRC
[12 empty] | Commercial | Energy Star Commercial Solid Door Refrigerator | N | Offices | Turnover | 1.8286 | 0.34307 | 5.3301 | 0 | 0 | 0 | Fail RIM | [11 empty] | Commercial | High Speed Fans | N | College and University | New | 0.82459 | 0.34861 | 2.3654 | 0 | 0 | 0 | Fail TRC
[12 empty] | Commercial | Energy Star Commercial Solid Door Refrigerator | N | Restaurants | Turnover | 1.8429 | 0.34609 | 5.3249 | 0 | 0 | 0 | Fail RIM | [11 empty] | Commercial | High Speed Fans | N | Grocery | New | 0.80287 | 0.33926 | 2.3665 | 0 | 0 | 0 | Fail TRC
[12 empty] | Commercial | Energy Star Commercial Solid Door Refrigerator | N | Retail | Turnover | 1.8286 | 0.34307 | 5.3301 | 0 | 0 | 0 | Fail RIM | [11 empty] | Commercial | High Speed Fans | N | Healthcare | New | 0.82459 | 0.34861 | 2.3654 | 0 | 0 | 0 | Fail TRC
[12 empty] | Commercial | Energy Star Commercial Solid Door Refrigerator | N | Schools K-12 | Turnover | 1.8429 | 0.34609 | 5.3249 | 0 | 0 | 0 | Fail RIM | [11 empty] | Commercial | High Speed Fans | N | Hospitals | New | 0.82459 | 0.34861 | 2.3654 | 0 | 0 | 0 | Fail TRC
[12 empty] | Commercial | Energy Star Commercial Solid Door Refrigerator | N | Warehouse | Turnover | 1.8286 | 0.34307 | 5.3301 | 0 | 0 | 0 | Fail RIM | [11 empty] | Commercial | High Speed Fans | N | Institutional | New | 0.80287 | 0.33926 | 2.3665 | 0 | 0 | 0 | Fail TRC
[12 empty] | Commercial | Energy Star Commercial Solid Door Refrigerator | N | Assembly | New | 1.8286 | 0.34307 | 5.3301 | 0 | 0 | 0 | Fail RIM | [11 empty] | Commercial | High Speed Fans | N | Lodging/Hospitality | New | 0.82459 | 0.34861 | 2.3654 | 0 | 0 | 0 | Fail TRC
[12 empty] | Commercial | Energy Star Commercial Solid Door Refrigerator | N | College and University | New | 1.8429 | 0.34609 | 5.3249 | 0 | 0 | 0 | Fail RIM | [11 empty] | Commercial | High Speed Fans | N | Miscellaneous | New | 0.80287 | 0.33926 | 2.3665 | 0 | 0 | 0 | Fail TRC
[12 empty] | Commercial | Energy Star Commercial Solid Door Refrigerator | N | Grocery | New | 1.8286 | 0.34307 | 5.3301 | 0 | 0 | 0 | Fail RIM | [11 empty] | Commercial | High Speed Fans | N | Offices | New | 0.80287 | 0.33926 | 2.3665 | 0 | 0 | 0 | Fail TRC
[12 empty] | Commercial | Energy Star Commercial Solid Door Refrigerator | N | Healthcare | New | 1.8429 | 0.34609 | 5.3249 | 0 | 0 | 0 | Fail RIM | [11 empty] | Commercial | High Speed Fans | N | Restaurants | New | 0.82459 | 0.34861 | 2.3654 | 0 | 0 | 0 | Fail TRC
[12 empty] | Commercial | Energy Star Commercial Solid Door Refrigerator | N | Hospitals | New | 1.8429 | 0.34609 | 5.3249 | 0 | 0 | 0 | Fail RIM | [11 empty] | Commercial | High Speed Fans | N | Retail | New | 0.80287 | 0.33926 | 2.3665 | 0 | 0 | 0 | Fail TRC
[12 empty] | Commercial | Energy Star Commercial Solid Door Refrigerator | N | Institutional | New | 1.8286 | 0.34307 | 5.3301 | 0 | 0 | 0 | Fail RIM | [11 empty] | Commercial | High Speed Fans | N | Schools K-12 | New | 0.82459 | 0.34861 | 2.3654 | 0 | 0 | 0 | Fail TRC
[12 empty] | Commercial | Energy Star Commercial Solid Door Refrigerator | N | Lodging/Hospitality | New | 1.8429 | 0.34609 | 5.3249 | 0 | 0 | 0 | Fail RIM | [11 empty] | Commercial | High Speed Fans | N | Warehouse | New | 0.80287 | 0.33926 | 2.3665 | 0 | 0 | 0 | Fail TRC
[12 empty] | Commercial | Energy Star Commercial Solid Door Refrigerator | N | Miscellaneous | New | 1.8286 | 0.34307 | 5.3301 | 0 | 0 | 0 | Fail RIM | [11 empty] | Commercial | Drain Water Heat Recovery | N | Assembly | Existing | 0.051194 | 0.38016 | 0.13467 | 0 | 0 | 0 | Fail TRC
[12 empty] | Commercial | Energy Star Commercial Solid Door Refrigerator | N | Offices | New | 1.8286 | 0.34307 | 5.3301 | 0 | 0 | 0 | Fail RIM | [11 empty] | Commercial | Drain Water Heat Recovery | N | College and University | Existing | 0.10445 | 0.33958 | 0.30758 | 0 | 0 | 0 | Fail TRC
[12 empty] | Commercial | Energy Star Commercial Solid Door Refrigerator | N | Restaurants | New | 1.8429 | 0.34609 | 5.3249 | 0 | 0 | 0 | Fail RIM | [11 empty] | Commercial | Drain Water Heat Recovery | N | Grocery | Existing | 0.087559 | 0.32805 | 0.26691 | 0 | 0 | 0 | Fail TRC
[12 empty] | Commercial | Energy Star Commercial Solid Door Refrigerator | N | Retail | New | 1.8286 | 0.34307 | 5.3301 | 0 | 0 | 0 | Fail RIM | [11 empty] | Commercial | Drain Water Heat Recovery | N | Healthcare | Existing | 0.068259 | 0.38016 | 0.17955 | 0 | 0 | 0 | Fail TRC
[12 empty] | Commercial | Energy Star Commercial Solid Door Refrigerator | N | Schools K-12 | New | 1.8429 | 0.34609 | 5.3249 | 0 | 0 | 0 | Fail RIM | [11 empty] | Commercial | Drain Water Heat Recovery | N | Hospitals | Existing | 0.12211 | 0.33958 | 0.35959 | 0 | 0 | 0 | Fail TRC
[12 empty] | Commercial | Energy Star Commercial Solid Door Refrigerator | N | Warehouse | New | 1.8286 | 0.34307 | 5.3301 | 0 | 0 | 0 | Fail RIM | [11 empty] | Commercial | Drain Water Heat Recovery | N | Institutional | Existing | 0.16382 | 0.38016 | 0.43093 | 0 | 0 | 0 | Fail TRC
[12 empty] | Commercial | Energy Star Ice Maker | N | Assembly | Turnover | 0.25753 | 0.34836 | 0.73925 | 0 | 0 | 0 | Fail RIM | [11 empty] | Commercial | Drain Water Heat Recovery | N | Lodging/Hospitality | Existing | 0.14009 | 0.32805 | 0.42705 | 0 | 0 | 0 | Fail TRC
[12 empty] | Commercial | Energy Star Ice Maker | N | College and University | Turnover | 0.2573 | 0.3485 | 0.73832 | 0 | 0 | 0 | Fail RIM | [11 empty] | Commercial | Drain Water Heat Recovery | N | Miscellaneous | Existing | 0.15358 | 0.38016 | 0.404 | 0 | 0 | 0 | Fail TRC
[12 empty] | Commercial | Energy Star Ice Maker | N | Grocery | Turnover | 0.25753 | 0.34836 | 0.73925 | 0 | 0 | 0 | Fail RIM | [11 empty] | Commercial | Drain Water Heat Recovery | N | Offices | Existing | 0.14221 | 0.38016 | 0.37407 | 0 | 0 | 0 | Fail TRC
[12 empty] | Commercial | Energy Star Ice Maker | N | Healthcare | Turnover | 0.2573 | 0.3485 | 0.73832 | 0 | 0 | 0 | Fail RIM | [11 empty] | Commercial | Drain Water Heat Recovery | N | Restaurants | Existing | 0.072965 | 0.32805 | 0.22242 | 0 | 0 | 0 | Fail TRC
[12 empty] | Commercial | Energy Star Ice Maker | N | Hospitals | Turnover | 0.2573 | 0.3485 | 0.73832 | 0 | 0 | 0 | Fail RIM | [11 empty] | Commercial | Drain Water Heat Recovery | N | Retail | Existing | 0.086683 | 0.32805 | 0.26424 | 0 | 0 | 0 | Fail TRC
[12 empty] | Commercial | Energy Star Ice Maker | N | Institutional | Turnover | 0.25753 | 0.34836 | 0.73925 | 0 | 0 | 0 | Fail RIM | [11 empty] | Commercial | Drain Water Heat Recovery | N | Schools K-12 | Existing | 0.021331 | 0.38016 | 0.056112 | 0 | 0 | 0 | Fail TRC
[12 empty] | Commercial | Energy Star Ice Maker | N | Lodging/Hospitality | Turnover | 0.2573 | 0.3485 | 0.73832 | 0 | 0 | 0 | Fail RIM | [11 empty] | Commercial | Drain Water Heat Recovery | N | Warehouse | Existing | 0.10239 | 0.38016 | 0.26933 | 0 | 0 | 0 | Fail TRC
[12 empty] | Commercial | Energy Star Ice Maker | N | Miscellaneous | Turnover | 0.25753 | 0.34836 | 0.73925 | 0 | 0 | 0 | Fail RIM | [11 empty] | Commercial | Drain Water Heat Recovery | N | Assembly | New | 0.048973 | 0.38016 | 0.12882 | 0 | 0 | 0 | Fail TRC
[12 empty] | Commercial | Energy Star Ice Maker | N | Offices | Turnover | 0.25753 | 0.34836 | 0.73925 | 0 | 0 | 0 | Fail RIM | [11 empty] | Commercial | Drain Water Heat Recovery | N | College and University | New | 0.099918 | 0.33958 | 0.29424 | 0 | 0 | 0 | Fail TRC
[12 empty] | Commercial | Energy Star Ice Maker | N | Restaurants | Turnover | 0.2573 | 0.3485 | 0.73832 | 0 | 0 | 0 | Fail RIM | [11 empty] | Commercial | Drain Water Heat Recovery | N | Grocery | New | 0.08376 | 0.32805 | 0.25533 | 0 | 0 | 0 | Fail TRC
[12 empty] | Commercial | Energy Star Ice Maker | N | Retail | Turnover | 0.25753 | 0.34836 | 0.73925 | 0 | 0 | 0 | Fail RIM | [11 empty] | Commercial | Drain Water Heat Recovery | N | Healthcare | New | 0.065297 | 0.38016 | 0.17176 | 0 | 0 | 0 | Fail TRC
[12 empty] | Commercial | Energy Star Ice Maker | N | Schools K-12 | Turnover | 0.2573 | 0.3485 | 0.73832 | 0 | 0 | 0 | Fail RIM | [11 empty] | Commercial | Drain Water Heat Recovery | N | Hospitals | New | 0.11681 | 0.33958 | 0.34399 | 0 | 0 | 0 | Fail TRC
[12 empty] | Commercial | Energy Star Ice Maker | N | Warehouse | Turnover | 0.25753 | 0.34836 | 0.73925 | 0 | 0 | 0 | Fail RIM | [11 empty] | Commercial | Drain Water Heat Recovery | N | Institutional | New | 0.15671 | 0.38016 | 0.41223 | 0 | 0 | 0 | Fail TRC
[12 empty] | Commercial | Energy Star Ice Maker | N | Assembly | New | 0.25753 | 0.34836 | 0.73925 | 0 | 0 | 0 | Fail RIM | [11 empty] | Commercial | Drain Water Heat Recovery | N | Lodging/Hospitality | New | 0.13402 | 0.32805 | 0.40852 | 0 | 0 | 0 | Fail TRC
[12 empty] | Commercial | Energy Star Ice Maker | N | College and University | New | 0.2573 | 0.3485 | 0.73832 | 0 | 0 | 0 | Fail RIM | [11 empty] | Commercial | Drain Water Heat Recovery | N | Miscellaneous | New | 0.14692 | 0.38016 | 0.38647 | 0 | 0 | 0 | Fail TRC
[12 empty] | Commercial | Energy Star Ice Maker | N | Grocery | New | 0.25753 | 0.34836 | 0.73925 | 0 | 0 | 0 | Fail RIM | [11 empty] | Commercial | Drain Water Heat Recovery | N | Offices | New | 0.13604 | 0.38016 | 0.35784 | 0 | 0 | 0 | Fail TRC
[12 empty] | Commercial | Energy Star Ice Maker | N | Healthcare | New | 0.2573 | 0.3485 | 0.73832 | 0 | 0 | 0 | Fail RIM | [11 empty] | Commercial | Drain Water Heat Recovery | N | Restaurants | New | 0.0698 | 0.32805 | 0.21277 | 0 | 0 | 0 | Fail TRC
[12 empty] | Commercial | Energy Star Ice Maker | N | Hospitals | New | 0.2573 | 0.3485 | 0.73832 | 0 | 0 | 0 | Fail RIM | [11 empty] | Commercial | Drain Water Heat Recovery | N | Retail | New | 0.082922 | 0.32805 | 0.25277 | 0 | 0 | 0 | Fail TRC
[12 empty] | Commercial | Energy Star Ice Maker | N | Institutional | New | 0.25753 | 0.34836 | 0.73925 | 0 | 0 | 0 | Fail RIM | [11 empty] | Commercial | Drain Water Heat Recovery | N | Schools K-12 | New | 0.020406 | 0.38016 | 0.053678 | 0 | 0 | 0 | Fail TRC
[12 empty] | Commercial | Energy Star Ice Maker | N | Lodging/Hospitality | New | 0.2573 | 0.3485 | 0.73832 | 0 | 0 | 0 | Fail RIM | [11 empty] | Commercial | Drain Water Heat Recovery | N | Warehouse | New | 0.097946 | 0.38016 | 0.25765 | 0 | 0 | 0 | Fail TRC
[12 empty] | Commercial | Energy Star Ice Maker | N | Miscellaneous | New | 0.25753 | 0.34836 | 0.73925 | 0 | 0 | 0 | Fail RIM | [11 empty] | Commercial | Faucet Aerator | N | Assembly | Existing | 3.4875 | 0.37979 | 9.1827 | 0 | 0 | 0 | Fail 2-year Threshold
[12 empty] | Commercial | Energy Star Ice Maker | N | Offices | New | 0.25753 | 0.34836 | 0.73925 | 0 | 0 | 0 | Fail RIM | [11 empty] | Commercial | Faucet Aerator | N | College and University | Existing | 3.1284 | 0.34266 | 9.1297 | 0 | 0 | 0 | Fail 2-year Threshold
[12 empty] | Commercial | Energy Star Ice Maker | N | Restaurants | New | 0.2573 | 0.3485 | 0.73832 | 0 | 0 | 0 | Fail RIM | [11 empty] | Commercial | Faucet Aerator | N | Grocery | Existing | 3.0228 | 0.33174 | 9.1119 | 0 | 0 | 0 | Fail 2-year Threshold
[12 empty] | Commercial | Energy Star Ice Maker | N | Retail | New | 0.25753 | 0.34836 | 0.73925 | 0 | 0 | 0 | Fail RIM | [11 empty] | Commercial | Faucet Aerator | N | Healthcare | Existing | 3.4875 | 0.37979 | 9.1827 | 0 | 0 | 0 | Fail 2-year Threshold
[12 empty] | Commercial | Energy Star Ice Maker | N | Schools K-12 | New | 0.2573 | 0.3485 | 0.73832 | 0 | 0 | 0 | Fail RIM | [11 empty] | Commercial | Faucet Aerator | N | Hospitals | Existing | 3.1284 | 0.34266 | 9.1297 | 0 | 0 | 0 | Fail 2-year Threshold
[12 empty] | Commercial | Energy Star Ice Maker | N | Warehouse | New | 0.25753 | 0.34836 | 0.73925 | 0 | 0 | 0 | Fail RIM | [11 empty] | Commercial | Faucet Aerator | N | Institutional | Existing | 3.4875 | 0.37979 | 9.1827 | 0 | 0 | 0 | Fail 2-year Threshold
[12 empty] | Commercial | Energy Star Refrigerator | N | Assembly | Turnover | 0.38909 | 0.34603 | 1.1245 | 0 | 0 | 0 | Fail RIM | [11 empty] | Commercial | Faucet Aerator | N | Lodging/Hospitality | Existing | 3.0228 | 0.33174 | 9.1119 | 0 | 0 | 0 | Fail 2-year Threshold
[12 empty] | Commercial | Energy Star Refrigerator | N | College and University | Turnover | 0.38909 | 0.34603 | 1.1245 | 0 | 0 | 0 | Fail RIM | [11 empty] | Commercial | Faucet Aerator | N | Miscellaneous | Existing | 3.4875 | 0.37979 | 9.1827 | 0 | 0 | 0 | Fail 2-year Threshold
[12 empty] | Commercial | Energy Star Refrigerator | N | Grocery | Turnover | 0.38909 | 0.34603 | 1.1245 | 0 | 0 | 0 | Fail RIM | [11 empty] | Commercial | Faucet Aerator | N | Offices | Existing | 3.4875 | 0.37979 | 9.1827 | 0 | 0 | 0 | Fail 2-year Threshold
[12 empty] | Commercial | Energy Star Refrigerator | N | Healthcare | Turnover | 0.38909 | 0.34603 | 1.1245 | 0 | 0 | 0 | Fail RIM | [11 empty] | Commercial | Faucet Aerator | N | Restaurants | Existing | 3.0228 | 0.33174 | 9.1119 | 0 | 0 | 0 | Fail 2-year Threshold
[12 empty] | Commercial | Energy Star Refrigerator | N | Hospitals | Turnover | 0.38909 | 0.34603 | 1.1245 | 0 | 0 | 0 | Fail RIM | [11 empty] | Commercial | Faucet Aerator | N | Retail | Existing | 3.0228 | 0.33174 | 9.1119 | 0 | 0 | 0 | Fail 2-year Threshold
[12 empty] | Commercial | Energy Star Refrigerator | N | Institutional | Turnover | 0.38909 | 0.34603 | 1.1245 | 0 | 0 | 0 | Fail RIM | [11 empty] | Commercial | Faucet Aerator | N | Schools K-12 | Existing | 3.4875 | 0.37979 | 9.1827 | 0 | 0 | 0 | Fail 2-year Threshold
[12 empty] | Commercial | Energy Star Refrigerator | N | Lodging/Hospitality | Turnover | 0.38909 | 0.34603 | 1.1245 | 0 | 0 | 0 | Fail RIM | [11 empty] | Commercial | Faucet Aerator | N | Warehouse | Existing | 3.4875 | 0.37979 | 9.1827 | 0 | 0 | 0 | Fail 2-year Threshold
[12 empty] | Commercial | Energy Star Refrigerator | N | Miscellaneous | Turnover | 0.38909 | 0.34603 | 1.1245 | 0 | 0 | 0 | Fail RIM | [11 empty] | Commercial | Faucet Aerator | N | Assembly | New | 3.4875 | 0.37979 | 9.1827 | 0 | 0 | 0 | Fail 2-year Threshold
[12 empty] | Commercial | Energy Star Refrigerator | N | Offices | Turnover | 0.38909 | 0.34603 | 1.1245 | 0 | 0 | 0 | Fail RIM | [11 empty] | Commercial | Faucet Aerator | N | College and University | New | 3.1284 | 0.34266 | 9.1297 | 0 | 0 | 0 | Fail 2-year Threshold
[12 empty] | Commercial | Energy Star Refrigerator | N | Restaurants | Turnover | 0.38909 | 0.34603 | 1.1245 | 0 | 0 | 0 | Fail RIM | [11 empty] | Commercial | Faucet Aerator | N | Grocery | New | 3.0228 | 0.33174 | 9.1119 | 0 | 0 | 0 | Fail 2-year Threshold
[12 empty] | Commercial | Energy Star Refrigerator | N | Retail | Turnover | 0.38909 | 0.34603 | 1.1245 | 0 | 0 | 0 | Fail RIM | [11 empty] | Commercial | Faucet Aerator | N | Healthcare | New | 3.4875 | 0.37979 | 9.1827 | 0 | 0 | 0 | Fail 2-year Threshold
[12 empty] | Commercial | Energy Star Refrigerator | N | Schools K-12 | Turnover | 0.38909 | 0.34603 | 1.1245 | 0 | 0 | 0 | Fail RIM | [11 empty] | Commercial | Faucet Aerator | N | Hospitals | New | 3.1284 | 0.34266 | 9.1297 | 0 | 0 | 0 | Fail 2-year Threshold
[12 empty] | Commercial | Energy Star Refrigerator | N | Warehouse | Turnover | 0.38909 | 0.34603 | 1.1245 | 0 | 0 | 0 | Fail RIM | [11 empty] | Commercial | Faucet Aerator | N | Institutional | New | 3.4875 | 0.37979 | 9.1827 | 0 | 0 | 0 | Fail 2-year Threshold
[12 empty] | Commercial | Energy Star Refrigerator | N | Assembly | New | 0.38909 | 0.34603 | 1.1245 | 0 | 0 | 0 | Fail RIM | [11 empty] | Commercial | Faucet Aerator | N | Lodging/Hospitality | New | 3.0228 | 0.33174 | 9.1119 | 0 | 0 | 0 | Fail 2-year Threshold
[12 empty] | Commercial | Energy Star Refrigerator | N | College and University | New | 0.38909 | 0.34603 | 1.1245 | 0 | 0 | 0 | Fail RIM | [11 empty] | Commercial | Faucet Aerator | N | Miscellaneous | New | 3.4875 | 0.37979 | 9.1827 | 0 | 0 | 0 | Fail 2-year Threshold
[12 empty] | Commercial | Energy Star Refrigerator | N | Grocery | New | 0.38909 | 0.34603 | 1.1245 | 0 | 0 | 0 | Fail RIM | [11 empty] | Commercial | Faucet Aerator | N | Offices | New | 3.4875 | 0.37979 | 9.1827 | 0 | 0 | 0 | Fail 2-year Threshold
[12 empty] | Commercial | Energy Star Refrigerator | N | Healthcare | New | 0.38909 | 0.34603 | 1.1245 | 0 | 0 | 0 | Fail RIM | [11 empty] | Commercial | Faucet Aerator | N | Restaurants | New | 3.0228 | 0.33174 | 9.1119 | 0 | 0 | 0 | Fail 2-year Threshold
[12 empty] | Commercial | Energy Star Refrigerator | N | Hospitals | New | 0.38909 | 0.34603 | 1.1245 | 0 | 0 | 0 | Fail RIM | [11 empty] | Commercial | Faucet Aerator | N | Retail | New | 3.0228 | 0.33174 | 9.1119 | 0 | 0 | 0 | Fail 2-year Threshold
[12 empty] | Commercial | Energy Star Refrigerator | N | Institutional | New | 0.38909 | 0.34603 | 1.1245 | 0 | 0 | 0 | Fail RIM | [11 empty] | Commercial | Faucet Aerator | N | Schools K-12 | New | 3.4875 | 0.37979 | 9.1827 | 0 | 0 | 0 | Fail 2-year Threshold
[12 empty] | Commercial | Energy Star Refrigerator | N | Lodging/Hospitality | New | 0.38909 | 0.34603 | 1.1245 | 0 | 0 | 0 | Fail RIM | [11 empty] | Commercial | Faucet Aerator | N | Warehouse | New | 3.4875 | 0.37979 | 9.1827 | 0 | 0 | 0 | Fail 2-year Threshold
[12 empty] | Commercial | Energy Star Refrigerator | N | Miscellaneous | New | 0.38909 | 0.34603 | 1.1245 | 0 | 0 | 0 | Fail RIM | [11 empty] | Commercial | Hot Water Circulation Pump Control | N | Assembly | Existing | 0.52197 | 0.31376 | 1.6636 | 0 | 0 | 0 | Fail TRC
[12 empty] | Commercial | Energy Star Refrigerator | N | Offices | New | 0.38909 | 0.34603 | 1.1245 | 0 | 0 | 0 | Fail RIM | [11 empty] | Commercial | Hot Water Circulation Pump Control | N | College and University | Existing | 0.56979 | 0.34119 | 1.67 | 0 | 0 | 0 | Fail TRC
[12 empty] | Commercial | Energy Star Refrigerator | N | Restaurants | New | 0.38909 | 0.34603 | 1.1245 | 0 | 0 | 0 | Fail RIM | [11 empty] | Commercial | Hot Water Circulation Pump Control | N | Grocery | Existing | 0.50342 | 0.30333 | 1.6596 | 0 | 0 | 0 | Fail TRC
[12 empty] | Commercial | Energy Star Refrigerator | N | Retail | New | 0.38909 | 0.34603 | 1.1245 | 0 | 0 | 0 | Fail RIM | [11 empty] | Commercial | Hot Water Circulation Pump Control | N | Healthcare | Existing | 0.52197 | 0.31376 | 1.6636 | 0 | 0 | 0 | Fail TRC
[12 empty] | Commercial | Energy Star Refrigerator | N | Schools K-12 | New | 0.38909 | 0.34603 | 1.1245 | 0 | 0 | 0 | Fail RIM | [11 empty] | Commercial | Hot Water Circulation Pump Control | N | Hospitals | Existing | 0.56979 | 0.34119 | 1.67 | 0 | 0 | 0 | Fail TRC
[12 empty] | Commercial | Energy Star Refrigerator | N | Warehouse | New | 0.38909 | 0.34603 | 1.1245 | 0 | 0 | 0 | Fail RIM | [11 empty] | Commercial | Hot Water Circulation Pump Control | N | Institutional | Existing | 0.52197 | 0.31376 | 1.6636 | 0 | 0 | 0 | Fail TRC
[12 empty] | Commercial | Energy Star Vending Machine | N | Assembly | Turnover | 0.41085 | 0.34501 | 1.1908 | 0 | 0 | 0 | Fail RIM | [11 empty] | Commercial | Hot Water Circulation Pump Control | N | Lodging/Hospitality | Existing | 0.50342 | 0.30333 | 1.6596 | 0 | 0 | 0 | Fail TRC
[12 empty] | Commercial | Energy Star Vending Machine | N | College and University | Turnover | 0.41129 | 0.34537 | 1.1909 | 0 | 0 | 0 | Fail RIM | [11 empty] | Commercial | Hot Water Circulation Pump Control | N | Miscellaneous | Existing | 0.52197 | 0.31376 | 1.6636 | 0 | 0 | 0 | Fail TRC
[12 empty] | Commercial | Energy Star Vending Machine | N | Grocery | Turnover | 0.41085 | 0.34501 | 1.1908 | 0 | 0 | 0 | Fail RIM | [11 empty] | Commercial | Hot Water Circulation Pump Control | N | Offices | Existing | 0.52197 | 0.31376 | 1.6636 | 0 | 0 | 0 | Fail TRC
[12 empty] | Commercial | Energy Star Vending Machine | N | Healthcare | Turnover | 0.41129 | 0.34537 | 1.1909 | 0 | 0 | 0 | Fail RIM | [11 empty] | Commercial | Hot Water Circulation Pump Control | N | Restaurants | Existing | 0.50342 | 0.30333 | 1.6596 | 0 | 0 | 0 | Fail TRC
[12 empty] | Commercial | Energy Star Vending Machine | N | Hospitals | Turnover | 0.41129 | 0.34537 | 1.1909 | 0 | 0 | 0 | Fail RIM | [11 empty] | Commercial | Hot Water Circulation Pump Control | N | Retail | Existing | 0.50342 | 0.30333 | 1.6596 | 0 | 0 | 0 | Fail TRC
[12 empty] | Commercial | Energy Star Vending Machine | N | Institutional | Turnover | 0.41085 | 0.34501 | 1.1908 | 0 | 0 | 0 | Fail RIM | [11 empty] | Commercial | Hot Water Circulation Pump Control | N | Schools K-12 | Existing | 0.52197 | 0.31376 | 1.6636 | 0 | 0 | 0 | Fail TRC
[12 empty] | Commercial | Energy Star Vending Machine | N | Lodging/Hospitality | Turnover | 0.41129 | 0.34537 | 1.1909 | 0 | 0 | 0 | Fail RIM | [11 empty] | Commercial | Hot Water Circulation Pump Control | N | Warehouse | Existing | 0.52197 | 0.31376 | 1.6636 | 0 | 0 | 0 | Fail TRC
[12 empty] | Commercial | Energy Star Vending Machine | N | Miscellaneous | Turnover | 0.41085 | 0.34501 | 1.1908 | 0 | 0 | 0 | Fail RIM | [11 empty] | Commercial | Hot Water Circulation Pump Control | N | Assembly | New | 0.52197 | 0.31376 | 1.6636 | 0 | 0 | 0 | Fail TRC
[12 empty] | Commercial | Energy Star Vending Machine | N | Offices | Turnover | 0.41085 | 0.34501 | 1.1908 | 0 | 0 | 0 | Fail RIM | [11 empty] | Commercial | Hot Water Circulation Pump Control | N | College and University | New | 0.56979 | 0.34119 | 1.67 | 0 | 0 | 0 | Fail TRC
[12 empty] | Commercial | Energy Star Vending Machine | N | Restaurants | Turnover | 0.41129 | 0.34537 | 1.1909 | 0 | 0 | 0 | Fail RIM | [11 empty] | Commercial | Hot Water Circulation Pump Control | N | Grocery | New | 0.50342 | 0.30333 | 1.6596 | 0 | 0 | 0 | Fail TRC
[12 empty] | Commercial | Energy Star Vending Machine | N | Retail | Turnover | 0.41085 | 0.34501 | 1.1908 | 0 | 0 | 0 | Fail RIM | [11 empty] | Commercial | Hot Water Circulation Pump Control | N | Healthcare | New | 0.52197 | 0.31376 | 1.6636 | 0 | 0 | 0 | Fail TRC
[12 empty] | Commercial | Energy Star Vending Machine | N | Schools K-12 | Turnover | 0.41129 | 0.34537 | 1.1909 | 0 | 0 | 0 | Fail RIM | [11 empty] | Commercial | Hot Water Circulation Pump Control | N | Hospitals | New | 0.56979 | 0.34119 | 1.67 | 0 | 0 | 0 | Fail TRC
[12 empty] | Commercial | Energy Star Vending Machine | N | Warehouse | Turnover | 0.41085 | 0.34501 | 1.1908 | 0 | 0 | 0 | Fail RIM | [11 empty] | Commercial | Hot Water Circulation Pump Control | N | Institutional | New | 0.52197 | 0.31376 | 1.6636 | 0 | 0 | 0 | Fail TRC
[12 empty] | Commercial | Energy Star Vending Machine | N | Assembly | New | 0.41085 | 0.34501 | 1.1908 | 0 | 0 | 0 | Fail RIM | [11 empty] | Commercial | Hot Water Circulation Pump Control | N | Lodging/Hospitality | New | 0.50342 | 0.30333 | 1.6596 | 0 | 0 | 0 | Fail TRC
[12 empty] | Commercial | Energy Star Vending Machine | N | College and University | New | 0.41129 | 0.34537 | 1.1909 | 0 | 0 | 0 | Fail RIM | [11 empty] | Commercial | Hot Water Circulation Pump Control | N | Miscellaneous | New | 0.52197 | 0.31376 | 1.6636 | 0 | 0 | 0 | Fail TRC
[12 empty] | Commercial | Energy Star Vending Machine | N | Grocery | New | 0.41085 | 0.34501 | 1.1908 | 0 | 0 | 0 | Fail RIM | [11 empty] | Commercial | Hot Water Circulation Pump Control | N | Offices | New | 0.52197 | 0.31376 | 1.6636 | 0 | 0 | 0 | Fail TRC
[12 empty] | Commercial | Energy Star Vending Machine | N | Healthcare | New | 0.41129 | 0.34537 | 1.1909 | 0 | 0 | 0 | Fail RIM | [11 empty] | Commercial | Hot Water Circulation Pump Control | N | Restaurants | New | 0.50342 | 0.30333 | 1.6596 | 0 | 0 | 0 | Fail TRC
[12 empty] | Commercial | Energy Star Vending Machine | N | Hospitals | New | 0.41129 | 0.34537 | 1.1909 | 0 | 0 | 0 | Fail RIM | [11 empty] | Commercial | Hot Water Circulation Pump Control | N | Retail | New | 0.50342 | 0.30333 | 1.6596 | 0 | 0 | 0 | Fail TRC
[12 empty] | Commercial | Energy Star Vending Machine | N | Institutional | New | 0.41085 | 0.34501 | 1.1908 | 0 | 0 | 0 | Fail RIM | [11 empty] | Commercial | Hot Water Circulation Pump Control | N | Schools K-12 | New | 0.52197 | 0.31376 | 1.6636 | 0 | 0 | 0 | Fail TRC
[12 empty] | Commercial | Energy Star Vending Machine | N | Lodging/Hospitality | New | 0.41129 | 0.34537 | 1.1909 | 0 | 0 | 0 | Fail RIM | [11 empty] | Commercial | Hot Water Circulation Pump Control | N | Warehouse | New | 0.52197 | 0.31376 | 1.6636 | 0 | 0 | 0 | Fail TRC
[12 empty] | Commercial | Energy Star Vending Machine | N | Miscellaneous | New | 0.41085 | 0.34501 | 1.1908 | 0 | 0 | 0 | Fail RIM | [11 empty] | Commercial | Hot Water Pipe Insulation | N | Assembly | Existing | 2.7553 | 0.33874 | 8.134 | 0 | 0 | 0 | Fail 2-year Threshold
[12 empty] | Commercial | Energy Star Vending Machine | N | Offices | New | 0.41085 | 0.34501 | 1.1908 | 0 | 0 | 0 | Fail RIM | [11 empty] | Commercial | Hot Water Pipe Insulation | N | College and University | Existing | 2.7567 | 0.33886 | 8.135 | 0 | 0 | 0 | Fail 2-year Threshold
[12 empty] | Commercial | Energy Star Vending Machine | N | Restaurants | New | 0.41129 | 0.34537 | 1.1909 | 0 | 0 | 0 | Fail RIM | [11 empty] | Commercial | Hot Water Pipe Insulation | N | Grocery | Existing | 2.6901 | 0.33127 | 8.1206 | 0 | 0 | 0 | Fail 2-year Threshold
[12 empty] | Commercial | Energy Star Vending Machine | N | Retail | New | 0.41085 | 0.34501 | 1.1908 | 0 | 0 | 0 | Fail RIM | [11 empty] | Commercial | Hot Water Pipe Insulation | N | Healthcare | Existing | 2.7553 | 0.33874 | 8.134 | 0 | 0 | 0 | Fail 2-year Threshold
[12 empty] | Commercial | Energy Star Vending Machine | N | Schools K-12 | New | 0.41129 | 0.34537 | 1.1909 | 0 | 0 | 0 | Fail RIM | [11 empty] | Commercial | Hot Water Pipe Insulation | N | Hospitals | Existing | 2.7567 | 0.33886 | 8.135 | 0 | 0 | 0 | Fail 2-year Threshold
[12 empty] | Commercial | Energy Star Vending Machine | N | Warehouse | New | 0.41085 | 0.34501 | 1.1908 | 0 | 0 | 0 | Fail RIM | [11 empty] | Commercial | Hot Water Pipe Insulation | N | Institutional | Existing | 2.7553 | 0.33874 | 8.134 | 0 | 0 | 0 | Fail 2-year Threshold
[12 empty] | Commercial | Refrigerated Display Case LED Lighting | N | Assembly | Turnover | 0.79077 | 0.3492 | 2.2645 | 0 | 0 | 0 | Fail RIM | [11 empty] | Commercial | Hot Water Pipe Insulation | N | Lodging/Hospitality | Existing | 2.6901 | 0.33127 | 8.1206 | 0 | 0 | 0 | Fail 2-year Threshold
[12 empty] | Commercial | Refrigerated Display Case LED Lighting | N | College and University | Turnover | 0.78842 | 0.3485 | 2.2623 | 0 | 0 | 0 | Fail RIM | [11 empty] | Commercial | Hot Water Pipe Insulation | N | Miscellaneous | Existing | 2.7553 | 0.33874 | 8.134 | 0 | 0 | 0 | Fail 2-year Threshold
[12 empty] | Commercial | Refrigerated Display Case LED Lighting | N | Grocery | Turnover | 0.79077 | 0.3492 | 2.2645 | 0 | 0 | 0 | Fail RIM | [11 empty] | Commercial | Hot Water Pipe Insulation | N | Offices | Existing | 2.7553 | 0.33874 | 8.134 | 0 | 0 | 0 | Fail 2-year Threshold
[12 empty] | Commercial | Refrigerated Display Case LED Lighting | N | Healthcare | Turnover | 0.78842 | 0.3485 | 2.2623 | 0 | 0 | 0 | Fail RIM | [11 empty] | Commercial | Hot Water Pipe Insulation | N | Restaurants | Existing | 2.6901 | 0.33127 | 8.1206 | 0 | 0 | 0 | Fail 2-year Threshold
[12 empty] | Commercial | Refrigerated Display Case LED Lighting | N | Hospitals | Turnover | 0.78842 | 0.3485 | 2.2623 | 0 | 0 | 0 | Fail RIM | [11 empty] | Commercial | Hot Water Pipe Insulation | N | Retail | Existing | 2.6901 | 0.33127 | 8.1206 | 0 | 0 | 0 | Fail 2-year Threshold
[12 empty] | Commercial | Refrigerated Display Case LED Lighting | N | Institutional | Turnover | 0.79077 | 0.3492 | 2.2645 | 0 | 0 | 0 | Fail RIM | [11 empty] | Commercial | Hot Water Pipe Insulation | N | Schools K-12 | Existing | 2.7553 | 0.33874 | 8.134 | 0 | 0 | 0 | Fail 2-year Threshold
[12 empty] | Commercial | Refrigerated Display Case LED Lighting | N | Lodging/Hospitality | Turnover | 0.78842 | 0.3485 | 2.2623 | 0 | 0 | 0 | Fail RIM | [11 empty] | Commercial | Hot Water Pipe Insulation | N | Warehouse | Existing | 2.7553 | 0.33874 | 8.134 | 0 | 0 | 0 | Fail 2-year Threshold
[12 empty] | Commercial | Refrigerated Display Case LED Lighting | N | Miscellaneous | Turnover | 0.79077 | 0.3492 | 2.2645 | 0 | 0 | 0 | Fail RIM | [11 empty] | Commercial | Hot Water Pipe Insulation | N | Assembly | New | 2.7553 | 0.33874 | 8.134 | 0 | 0 | 0 | Fail 2-year Threshold
[12 empty] | Commercial | Refrigerated Display Case LED Lighting | N | Offices | Turnover | 0.79077 | 0.3492 | 2.2645 | 0 | 0 | 0 | Fail RIM | [11 empty] | Commercial | Hot Water Pipe Insulation | N | College and University | New | 2.7567 | 0.33886 | 8.135 | 0 | 0 | 0 | Fail 2-year Threshold
[12 empty] | Commercial | Refrigerated Display Case LED Lighting | N | Restaurants | Turnover | 0.78842 | 0.3485 | 2.2623 | 0 | 0 | 0 | Fail RIM | [11 empty] | Commercial | Hot Water Pipe Insulation | N | Grocery | New | 2.6901 | 0.33127 | 8.1206 | 0 | 0 | 0 | Fail 2-year Threshold
[12 empty] | Commercial | Refrigerated Display Case LED Lighting | N | Retail | Turnover | 0.79077 | 0.3492 | 2.2645 | 0 | 0 | 0 | Fail RIM | [11 empty] | Commercial | Hot Water Pipe Insulation | N | Healthcare | New | 2.7553 | 0.33874 | 8.134 | 0 | 0 | 0 | Fail 2-year Threshold
[12 empty] | Commercial | Refrigerated Display Case LED Lighting | N | Schools K-12 | Turnover | 0.78842 | 0.3485 | 2.2623 | 0 | 0 | 0 | Fail RIM | [11 empty] | Commercial | Hot Water Pipe Insulation | N | Hospitals | New | 2.7567 | 0.33886 | 8.135 | 0 | 0 | 0 | Fail 2-year Threshold
[12 empty] | Commercial | Refrigerated Display Case LED Lighting | N | Warehouse | Turnover | 0.79077 | 0.3492 | 2.2645 | 0 | 0 | 0 | Fail RIM | [11 empty] | Commercial | Hot Water Pipe Insulation | N | Institutional | New | 2.7553 | 0.33874 | 8.134 | 0 | 0 | 0 | Fail 2-year Threshold
[12 empty] | Commercial | Refrigerated Display Case LED Lighting | N | Assembly | New | 0 | 0 | 0 | 0 | 0 | 0 | Fail RIM | [11 empty] | Commercial | Hot Water Pipe Insulation | N | Lodging/Hospitality | New | 2.6901 | 0.33127 | 8.1206 | 0 | 0 | 0 | Fail 2-year Threshold
[12 empty] | Commercial | Refrigerated Display Case LED Lighting | N | College and University | New | 0 | 0 | 0 | 0 | 0 | 0 | Fail RIM | [11 empty] | Commercial | Hot Water Pipe Insulation | N | Miscellaneous | New | 2.7553 | 0.33874 | 8.134 | 0 | 0 | 0 | Fail 2-year Threshold
[12 empty] | Commercial | Refrigerated Display Case LED Lighting | N | Grocery | New | 0 | 0 | 0 | 0 | 0 | 0 | Fail RIM | [11 empty] | Commercial | Hot Water Pipe Insulation | N | Offices | New | 2.7553 | 0.33874 | 8.134 | 0 | 0 | 0 | Fail 2-year Threshold
[12 empty] | Commercial | Refrigerated Display Case LED Lighting | N | Healthcare | New | 0 | 0 | 0 | 0 | 0 | 0 | Fail RIM | [11 empty] | Commercial | Hot Water Pipe Insulation | N | Restaurants | New | 2.6901 | 0.33127 | 8.1206 | 0 | 0 | 0 | Fail 2-year Threshold
[12 empty] | Commercial | Refrigerated Display Case LED Lighting | N | Hospitals | New | 0 | 0 | 0 | 0 | 0 | 0 | Fail RIM | [11 empty] | Commercial | Hot Water Pipe Insulation | N | Retail | New | 2.6901 | 0.33127 | 8.1206 | 0 | 0 | 0 | Fail 2-year Threshold
[12 empty] | Commercial | Refrigerated Display Case LED Lighting | N | Institutional | New | 0 | 0 | 0 | 0 | 0 | 0 | Fail RIM | [11 empty] | Commercial | Hot Water Pipe Insulation | N | Schools K-12 | New | 2.7553 | 0.33874 | 8.134 | 0 | 0 | 0 | Fail 2-year Threshold
[12 empty] | Commercial | Refrigerated Display Case LED Lighting | N | Lodging/Hospitality | New | 0 | 0 | 0 | 0 | 0 | 0 | Fail RIM | [11 empty] | Commercial | Hot Water Pipe Insulation | N | Warehouse | New | 2.7553 | 0.33874 | 8.134 | 0 | 0 | 0 | Fail 2-year Threshold
[12 empty] | Commercial | Refrigerated Display Case LED Lighting | N | Miscellaneous | New | 0 | 0 | 0 | 0 | 0 | 0 | Fail RIM | [11 empty] | Commercial | Low Flow Shower Head | N | Assembly | Existing | 4.3116 | 0.36588 | 11.7844 | 0 | 0 | 0 | Fail 2-year Threshold
[12 empty] | Commercial | Refrigerated Display Case LED Lighting | N | Offices | New | 0 | 0 | 0 | 0 | 0 | 0 | Fail RIM | [11 empty] | Commercial | Low Flow Shower Head | N | College and University | Existing | 3.9237 | 0.3346 | 11.7264 | 0 | 0 | 0 | Fail 2-year Threshold
[12 empty] | Commercial | Refrigerated Display Case LED Lighting | N | Restaurants | New | 0 | 0 | 0 | 0 | 0 | 0 | Fail RIM | [11 empty] | Commercial | Low Flow Shower Head | N | Grocery | Existing | 3.9237 | 0.3346 | 11.7264 | 0 | 0 | 0 | Fail 2-year Threshold
[12 empty] | Commercial | Refrigerated Display Case LED Lighting | N | Retail | New | 0 | 0 | 0 | 0 | 0 | 0 | Fail RIM | [11 empty] | Commercial | Low Flow Shower Head | N | Healthcare | Existing | 4.0227 | 0.34266 | 11.7393 | 0 | 0 | 0 | Fail 2-year Threshold
[12 empty] | Commercial | Refrigerated Display Case LED Lighting | N | Schools K-12 | New | 0 | 0 | 0 | 0 | 0 | 0 | Fail RIM | [11 empty] | Commercial | Low Flow Shower Head | N | Hospitals | Existing | 4.0227 | 0.34266 | 11.7393 | 0 | 0 | 0 | Fail 2-year Threshold
[12 empty] | Commercial | Refrigerated Display Case LED Lighting | N | Warehouse | New | 0 | 0 | 0 | 0 | 0 | 0 | Fail RIM | [11 empty] | Commercial | Low Flow Shower Head | N | Institutional | Existing | 4.3116 | 0.36588 | 11.7844 | 0 | 0 | 0 | Fail 2-year Threshold
[12 empty] | Commercial | 10HP Open Drip-Proof(ODP) Motor | N | Assembly | Turnover | 0.11869 | 0.33633 | 0.3529 | 0 | 0 | 0 | Fail RIM | [11 empty] | Commercial | Low Flow Shower Head | N | Lodging/Hospitality | Existing | 3.8859 | 0.33167 | 11.7163 | 0 | 0 | 0 | Fail 2-year Threshold
[12 empty] | Commercial | 10HP Open Drip-Proof(ODP) Motor | N | College and University | Turnover | 0.12113 | 0.34337 | 0.35277 | 0 | 0 | 0 | Fail RIM | [11 empty] | Commercial | Low Flow Shower Head | N | Miscellaneous | Existing | 4.3116 | 0.36588 | 11.7844 | 0 | 0 | 0 | Fail 2-year Threshold
[12 empty] | Commercial | 10HP Open Drip-Proof(ODP) Motor | N | Grocery | Turnover | 0.11869 | 0.33633 | 0.3529 | 0 | 0 | 0 | Fail RIM | [11 empty] | Commercial | Low Flow Shower Head | N | Offices | Existing | 4.3116 | 0.36588 | 11.7844 | 0 | 0 | 0 | Fail 2-year Threshold
[12 empty] | Commercial | 10HP Open Drip-Proof(ODP) Motor | N | Healthcare | Turnover | 0.12113 | 0.34337 | 0.35277 | 0 | 0 | 0 | Fail RIM | [11 empty] | Commercial | Low Flow Shower Head | N | Restaurants | Existing | 3.9237 | 0.3346 | 11.7264 | 0 | 0 | 0 | Fail 2-year Threshold
[12 empty] | Commercial | 10HP Open Drip-Proof(ODP) Motor | N | Hospitals | Turnover | 0.12113 | 0.34337 | 0.35277 | 0 | 0 | 0 | Fail RIM | [11 empty] | Commercial | Low Flow Shower Head | N | Retail | Existing | 3.9237 | 0.3346 | 11.7264 | 0 | 0 | 0 | Fail 2-year Threshold
[12 empty] | Commercial | 10HP Open Drip-Proof(ODP) Motor | N | Institutional | Turnover | 0.11869 | 0.33633 | 0.3529 | 0 | 0 | 0 | Fail RIM | [11 empty] | Commercial | Low Flow Shower Head | N | Schools K-12 | Existing | 4.3116 | 0.36588 | 11.7844 | 0 | 0 | 0 | Fail 2-year Threshold
[12 empty] | Commercial | 10HP Open Drip-Proof(ODP) Motor | N | Lodging/Hospitality | Turnover | 0.12113 | 0.34337 | 0.35277 | 0 | 0 | 0 | Fail RIM | [11 empty] | Commercial | Low Flow Shower Head | N | Warehouse | Existing | 4.3116 | 0.36588 | 11.7844 | 0 | 0 | 0 | Fail 2-year Threshold
[12 empty] | Commercial | 10HP Open Drip-Proof(ODP) Motor | N | Miscellaneous | Turnover | 0.11869 | 0.33633 | 0.3529 | 0 | 0 | 0 | Fail RIM | [11 empty] | Commercial | Low Flow Shower Head | N | Assembly | New | 4.3116 | 0.36588 | 11.7844 | 0 | 0 | 0 | Fail 2-year Threshold
[12 empty] | Commercial | 10HP Open Drip-Proof(ODP) Motor | N | Offices | Turnover | 0.11869 | 0.33633 | 0.3529 | 0 | 0 | 0 | Fail RIM | [11 empty] | Commercial | Low Flow Shower Head | N | College and University | New | 3.9237 | 0.3346 | 11.7264 | 0 | 0 | 0 | Fail 2-year Threshold
[12 empty] | Commercial | 10HP Open Drip-Proof(ODP) Motor | N | Restaurants | Turnover | 0.12113 | 0.34337 | 0.35277 | 0 | 0 | 0 | Fail RIM | [11 empty] | Commercial | Low Flow Shower Head | N | Grocery | New | 3.9237 | 0.3346 | 11.7264 | 0 | 0 | 0 | Fail 2-year Threshold
[12 empty] | Commercial | 10HP Open Drip-Proof(ODP) Motor | N | Retail | Turnover | 0.11869 | 0.33633 | 0.3529 | 0 | 0 | 0 | Fail RIM | [11 empty] | Commercial | Low Flow Shower Head | N | Healthcare | New | 4.0227 | 0.34266 | 11.7393 | 0 | 0 | 0 | Fail 2-year Threshold
[12 empty] | Commercial | 10HP Open Drip-Proof(ODP) Motor | N | Schools K-12 | Turnover | 0.12113 | 0.34337 | 0.35277 | 0 | 0 | 0 | Fail RIM | [11 empty] | Commercial | Low Flow Shower Head | N | Hospitals | New | 4.0227 | 0.34266 | 11.7393 | 0 | 0 | 0 | Fail 2-year Threshold
[12 empty] | Commercial | 10HP Open Drip-Proof(ODP) Motor | N | Warehouse | Turnover | 0.11869 | 0.33633 | 0.3529 | 0 | 0 | 0 | Fail RIM | [11 empty] | Commercial | Low Flow Shower Head | N | Institutional | New | 4.3116 | 0.36588 | 11.7844 | 0 | 0 | 0 | Fail 2-year Threshold
[12 empty] | Commercial | 10HP Open Drip-Proof(ODP) Motor | N | Assembly | New | 0.11869 | 0.33633 | 0.3529 | 0 | 0 | 0 | Fail RIM | [11 empty] | Commercial | Low Flow Shower Head | N | Lodging/Hospitality | New | 3.8859 | 0.33167 | 11.7163 | 0 | 0 | 0 | Fail 2-year Threshold
[12 empty] | Commercial | 10HP Open Drip-Proof(ODP) Motor | N | College and University | New | 0.12113 | 0.34337 | 0.35277 | 0 | 0 | 0 | Fail RIM | [11 empty] | Commercial | Low Flow Shower Head | N | Miscellaneous | New | 4.3116 | 0.36588 | 11.7844 | 0 | 0 | 0 | Fail 2-year Threshold
[12 empty] | Commercial | 10HP Open Drip-Proof(ODP) Motor | N | Grocery | New | 0.11869 | 0.33633 | 0.3529 | 0 | 0 | 0 | Fail RIM | [11 empty] | Commercial | Low Flow Shower Head | N | Offices | New | 4.3116 | 0.36588 | 11.7844 | 0 | 0 | 0 | Fail 2-year Threshold
[12 empty] | Commercial | 10HP Open Drip-Proof(ODP) Motor | N | Healthcare | New | 0.12113 | 0.34337 | 0.35277 | 0 | 0 | 0 | Fail RIM | [11 empty] | Commercial | Low Flow Shower Head | N | Restaurants | New | 3.9237 | 0.3346 | 11.7264 | 0 | 0 | 0 | Fail 2-year Threshold
[12 empty] | Commercial | 10HP Open Drip-Proof(ODP) Motor | N | Hospitals | New | 0.12113 | 0.34337 | 0.35277 | 0 | 0 | 0 | Fail RIM | [11 empty] | Commercial | Low Flow Shower Head | N | Retail | New | 3.9237 | 0.3346 | 11.7264 | 0 | 0 | 0 | Fail 2-year Threshold
[12 empty] | Commercial | 10HP Open Drip-Proof(ODP) Motor | N | Institutional | New | 0.11869 | 0.33633 | 0.3529 | 0 | 0 | 0 | Fail RIM | [11 empty] | Commercial | Low Flow Shower Head | N | Schools K-12 | New | 4.3116 | 0.36588 | 11.7844 | 0 | 0 | 0 | Fail 2-year Threshold
[12 empty] | Commercial | 10HP Open Drip-Proof(ODP) Motor | N | Lodging/Hospitality | New | 0.12113 | 0.34337 | 0.35277 | 0 | 0 | 0 | Fail RIM | [11 empty] | Commercial | Low Flow Shower Head | N | Warehouse | New | 4.3116 | 0.36588 | 11.7844 | 0 | 0 | 0 | Fail 2-year Threshold
[12 empty] | Commercial | 10HP Open Drip-Proof(ODP) Motor | N | Miscellaneous | New | 0.11869 | 0.33633 | 0.3529 | 0 | 0 | 0 | Fail RIM | [11 empty] | Commercial | Low-Flow Pre-Rinse Sprayers | N | Assembly | Existing | 2.2073 | 0.34211 | 6.4519 | 0 | 0 | 0 | Fail 2-year Threshold
[12 empty] | Commercial | 10HP Open Drip-Proof(ODP) Motor | N | Offices | New | 0.11869 | 0.33633 | 0.3529 | 0 | 0 | 0 | Fail RIM | [11 empty] | Commercial | Low-Flow Pre-Rinse Sprayers | N | College and University | Existing | 2.2073 | 0.34211 | 6.4519 | 0 | 0 | 0 | Fail 2-year Threshold
[12 empty] | Commercial | 10HP Open Drip-Proof(ODP) Motor | N | Restaurants | New | 0.12113 | 0.34337 | 0.35277 | 0 | 0 | 0 | Fail RIM | [11 empty] | Commercial | Low-Flow Pre-Rinse Sprayers | N | Grocery | Existing | 2.2073 | 0.34211 | 6.4519 | 0 | 0 | 0 | Fail 2-year Threshold
[12 empty] | Commercial | 10HP Open Drip-Proof(ODP) Motor | N | Retail | New | 0.11869 | 0.33633 | 0.3529 | 0 | 0 | 0 | Fail RIM | [11 empty] | Commercial | Low-Flow Pre-Rinse Sprayers | N | Healthcare | Existing | 2.2073 | 0.34211 | 6.4519 | 0 | 0 | 0 | Fail 2-year Threshold
[12 empty] | Commercial | 10HP Open Drip-Proof(ODP) Motor | N | Schools K-12 | New | 0.12113 | 0.34337 | 0.35277 | 0 | 0 | 0 | Fail RIM | [11 empty] | Commercial | Low-Flow Pre-Rinse Sprayers | N | Hospitals | Existing | 2.2073 | 0.34211 | 6.4519 | 0 | 0 | 0 | Fail 2-year Threshold
[12 empty] | Commercial | 10HP Open Drip-Proof(ODP) Motor | N | Warehouse | New | 0.11869 | 0.33633 | 0.3529 | 0 | 0 | 0 | Fail RIM | [11 empty] | Commercial | Low-Flow Pre-Rinse Sprayers | N | Institutional | Existing | 2.2073 | 0.34211 | 6.4519 | 0 | 0 | 0 | Fail 2-year Threshold
[12 empty] | Commercial | High Speed Fans | N | Assembly | Turnover | 0.80287 | 0.33926 | 2.3665 | 0 | 0 | 0 | Fail RIM | [11 empty] | Commercial | Low-Flow Pre-Rinse Sprayers | N | Lodging/Hospitality | Existing | 2.1286 | 0.33056 | 6.4393 | 0 | 0 | 0 | Fail 2-year Threshold
[12 empty] | Commercial | High Speed Fans | N | College and University | Turnover | 0.82459 | 0.34861 | 2.3654 | 0 | 0 | 0 | Fail RIM | [11 empty] | Commercial | Low-Flow Pre-Rinse Sprayers | N | Miscellaneous | Existing | 2.2073 | 0.34211 | 6.4519 | 0 | 0 | 0 | Fail 2-year Threshold
[12 empty] | Commercial | High Speed Fans | N | Grocery | Turnover | 0.80287 | 0.33926 | 2.3665 | 0 | 0 | 0 | Fail RIM | [11 empty] | Commercial | Low-Flow Pre-Rinse Sprayers | N | Offices | Existing | 2.2073 | 0.34211 | 6.4519 | 0 | 0 | 0 | Fail 2-year Threshold
[12 empty] | Commercial | High Speed Fans | N | Healthcare | Turnover | 0.82459 | 0.34861 | 2.3654 | 0 | 0 | 0 | Fail RIM | [11 empty] | Commercial | Low-Flow Pre-Rinse Sprayers | N | Restaurants | Existing | 2.32 | 0.35841 | 6.4729 | 0 | 0 | 0 | Fail 2-year Threshold
[12 empty] | Commercial | High Speed Fans | N | Hospitals | Turnover | 0.82459 | 0.34861 | 2.3654 | 0 | 0 | 0 | Fail RIM | [11 empty] | Commercial | Low-Flow Pre-Rinse Sprayers | N | Retail | Existing | 2.2073 | 0.34211 | 6.4519 | 0 | 0 | 0 | Fail 2-year Threshold
[12 empty] | Commercial | High Speed Fans | N | Institutional | Turnover | 0.80287 | 0.33926 | 2.3665 | 0 | 0 | 0 | Fail RIM | [11 empty] | Commercial | Low-Flow Pre-Rinse Sprayers | N | Schools K-12 | Existing | 2.2073 | 0.34211 | 6.4519 | 0 | 0 | 0 | Fail 2-year Threshold
[12 empty] | Commercial | High Speed Fans | N | Lodging/Hospitality | Turnover | 0.82459 | 0.34861 | 2.3654 | 0 | 0 | 0 | Fail RIM | [11 empty] | Commercial | Low-Flow Pre-Rinse Sprayers | N | Warehouse | Existing | 2.2073 | 0.34211 | 6.4519 | 0 | 0 | 0 | Fail 2-year Threshold
[12 empty] | Commercial | High Speed Fans | N | Miscellaneous | Turnover | 0.80287 | 0.33926 | 2.3665 | 0 | 0 | 0 | Fail RIM | [11 empty] | Commercial | Low-Flow Pre-Rinse Sprayers | N | Assembly | New | 2.2073 | 0.34211 | 6.4519 | 0 | 0 | 0 | Fail 2-year Threshold
[12 empty] | Commercial | High Speed Fans | N | Offices | Turnover | 0.80287 | 0.33926 | 2.3665 | 0 | 0 | 0 | Fail RIM | [11 empty] | Commercial | Low-Flow Pre-Rinse Sprayers | N | College and University | New | 2.2073 | 0.34211 | 6.4519 | 0 | 0 | 0 | Fail 2-year Threshold
[12 empty] | Commercial | High Speed Fans | N | Restaurants | Turnover | 0.82459 | 0.34861 | 2.3654 | 0 | 0 | 0 | Fail RIM | [11 empty] | Commercial | Low-Flow Pre-Rinse Sprayers | N | Grocery | New | 2.2073 | 0.34211 | 6.4519 | 0 | 0 | 0 | Fail 2-year Threshold
[12 empty] | Commercial | High Speed Fans | N | Retail | Turnover | 0.80287 | 0.33926 | 2.3665 | 0 | 0 | 0 | Fail RIM | [11 empty] | Commercial | Low-Flow Pre-Rinse Sprayers | N | Healthcare | New | 2.2073 | 0.34211 | 6.4519 | 0 | 0 | 0 | Fail 2-year Threshold
[12 empty] | Commercial | High Speed Fans | N | Schools K-12 | Turnover | 0.82459 | 0.34861 | 2.3654 | 0 | 0 | 0 | Fail RIM | [11 empty] | Commercial | Low-Flow Pre-Rinse Sprayers | N | Hospitals | New | 2.2073 | 0.34211 | 6.4519 | 0 | 0 | 0 | Fail 2-year Threshold
[12 empty] | Commercial | High Speed Fans | N | Warehouse | Turnover | 0.80287 | 0.33926 | 2.3665 | 0 | 0 | 0 | Fail RIM | [11 empty] | Commercial | Low-Flow Pre-Rinse Sprayers | N | Institutional | New | 2.2073 | 0.34211 | 6.4519 | 0 | 0 | 0 | Fail 2-year Threshold
[12 empty] | Commercial | High Speed Fans | N | Assembly | New | 0.80287 | 0.33926 | 2.3665 | 0 | 0 | 0 | Fail RIM | [11 empty] | Commercial | Low-Flow Pre-Rinse Sprayers | N | Lodging/Hospitality | New | 2.1286 | 0.33056 | 6.4393 | 0 | 0 | 0 | Fail 2-year Threshold
[12 empty] | Commercial | High Speed Fans | N | College and University | New | 0.82459 | 0.34861 | 2.3654 | 0 | 0 | 0 | Fail RIM | [11 empty] | Commercial | Low-Flow Pre-Rinse Sprayers | N | Miscellaneous | New | 2.2073 | 0.34211 | 6.4519 | 0 | 0 | 0 | Fail 2-year Threshold
[12 empty] | Commercial | High Speed Fans | N | Grocery | New | 0.80287 | 0.33926 | 2.3665 | 0 | 0 | 0 | Fail RIM | [11 empty] | Commercial | Low-Flow Pre-Rinse Sprayers | N | Offices | New | 2.2073 | 0.34211 | 6.4519 | 0 | 0 | 0 | Fail 2-year Threshold
[12 empty] | Commercial | High Speed Fans | N | Healthcare | New | 0.82459 | 0.34861 | 2.3654 | 0 | 0 | 0 | Fail RIM | [11 empty] | Commercial | Low-Flow Pre-Rinse Sprayers | N | Restaurants | New | 2.32 | 0.35841 | 6.4729 | 0 | 0 | 0 | Fail 2-year Threshold
[12 empty] | Commercial | High Speed Fans | N | Hospitals | New | 0.82459 | 0.34861 | 2.3654 | 0 | 0 | 0 | Fail RIM | [11 empty] | Commercial | Low-Flow Pre-Rinse Sprayers | N | Retail | New | 2.2073 | 0.34211 | 6.4519 | 0 | 0 | 0 | Fail 2-year Threshold
[12 empty] | Commercial | High Speed Fans | N | Institutional | New | 0.80287 | 0.33926 | 2.3665 | 0 | 0 | 0 | Fail RIM | [11 empty] | Commercial | Low-Flow Pre-Rinse Sprayers | N | Schools K-12 | New | 2.2073 | 0.34211 | 6.4519 | 0 | 0 | 0 | Fail 2-year Threshold
[12 empty] | Commercial | High Speed Fans | N | Lodging/Hospitality | New | 0.82459 | 0.34861 | 2.3654 | 0 | 0 | 0 | Fail RIM | [11 empty] | Commercial | Low-Flow Pre-Rinse Sprayers | N | Warehouse | New | 2.2073 | 0.34211 | 6.4519 | 0 | 0 | 0 | Fail 2-year Threshold
[12 empty] | Commercial | High Speed Fans | N | Miscellaneous | New | 0.80287 | 0.33926 | 2.3665 | 0 | 0 | 0 | Fail RIM | [11 empty] | Commercial | Tank Wrap on Water Heater | N | Assembly | Existing | 0.36917 | 0.33714 | 1.095 | 0 | 0 | 0 | Fail TRC
[12 empty] | Commercial | High Speed Fans | N | Offices | New | 0.80287 | 0.33926 | 2.3665 | 0 | 0 | 0 | Fail RIM | [11 empty] | Commercial | Tank Wrap on Water Heater | N | College and University | Existing | 0.36917 | 0.33714 | 1.095 | 0 | 0 | 0 | Fail TRC
[12 empty] | Commercial | High Speed Fans | N | Restaurants | New | 0.82459 | 0.34861 | 2.3654 | 0 | 0 | 0 | Fail RIM | [11 empty] | Commercial | Tank Wrap on Water Heater | N | Grocery | Existing | 0.36917 | 0.33714 | 1.095 | 0 | 0 | 0 | Fail TRC
[12 empty] | Commercial | High Speed Fans | N | Retail | New | 0.80287 | 0.33926 | 2.3665 | 0 | 0 | 0 | Fail RIM | [11 empty] | Commercial | Tank Wrap on Water Heater | N | Healthcare | Existing | 0.36917 | 0.33714 | 1.095 | 0 | 0 | 0 | Fail TRC
[12 empty] | Commercial | High Speed Fans | N | Schools K-12 | New | 0.82459 | 0.34861 | 2.3654 | 0 | 0 | 0 | Fail RIM | [11 empty] | Commercial | Tank Wrap on Water Heater | N | Hospitals | Existing | 0.36917 | 0.33714 | 1.095 | 0 | 0 | 0 | Fail TRC
[12 empty] | Commercial | High Speed Fans | N | Warehouse | New | 0.80287 | 0.33926 | 2.3665 | 0 | 0 | 0 | Fail RIM | [11 empty] | Commercial | Tank Wrap on Water Heater | N | Institutional | Existing | 0.36917 | 0.33714 | 1.095 | 0 | 0 | 0 | Fail TRC
[12 empty] | Commercial | Drain Water Heat Recovery | N | Assembly | Existing | 0.051194 | 0.38016 | 0.13467 | 0 | 0 | 0 | Fail RIM | [11 empty] | Commercial | Tank Wrap on Water Heater | N | Lodging/Hospitality | Existing | 0.36917 | 0.33714 | 1.095 | 0 | 0 | 0 | Fail TRC
[12 empty] | Commercial | Drain Water Heat Recovery | N | College and University | Existing | 0.10445 | 0.33958 | 0.30758 | 0 | 0 | 0 | Fail RIM | [11 empty] | Commercial | Tank Wrap on Water Heater | N | Miscellaneous | Existing | 0.36917 | 0.33714 | 1.095 | 0 | 0 | 0 | Fail TRC
[12 empty] | Commercial | Drain Water Heat Recovery | N | Grocery | Existing | 0.087559 | 0.32805 | 0.26691 | 0 | 0 | 0 | Fail RIM | [11 empty] | Commercial | Tank Wrap on Water Heater | N | Offices | Existing | 0.36917 | 0.33714 | 1.095 | 0 | 0 | 0 | Fail TRC
[12 empty] | Commercial | Drain Water Heat Recovery | N | Healthcare | Existing | 0.068259 | 0.38016 | 0.17955 | 0 | 0 | 0 | Fail RIM | [11 empty] | Commercial | Tank Wrap on Water Heater | N | Restaurants | Existing | 0.36917 | 0.33714 | 1.095 | 0 | 0 | 0 | Fail TRC
[12 empty] | Commercial | Drain Water Heat Recovery | N | Hospitals | Existing | 0.12211 | 0.33958 | 0.35959 | 0 | 0 | 0 | Fail RIM | [11 empty] | Commercial | Tank Wrap on Water Heater | N | Retail | Existing | 0.36917 | 0.33714 | 1.095 | 0 | 0 | 0 | Fail TRC
[12 empty] | Commercial | Drain Water Heat Recovery | N | Institutional | Existing | 0.16382 | 0.38016 | 0.43093 | 0 | 0 | 0 | Fail RIM | [11 empty] | Commercial | Tank Wrap on Water Heater | N | Schools K-12 | Existing | 0.36917 | 0.33714 | 1.095 | 0 | 0 | 0 | Fail TRC
[12 empty] | Commercial | Drain Water Heat Recovery | N | Lodging/Hospitality | Existing | 0.14009 | 0.32805 | 0.42705 | 0 | 0 | 0 | Fail RIM | [11 empty] | Commercial | Tank Wrap on Water Heater | N | Warehouse | Existing | 0.36917 | 0.33714 | 1.095 | 0 | 0 | 0 | Fail TRC
[12 empty] | Commercial | Drain Water Heat Recovery | N | Miscellaneous | Existing | 0.15358 | 0.38016 | 0.404 | 0 | 0 | 0 | Fail RIM | [11 empty] | Commercial | Tank Wrap on Water Heater | N | Assembly | New | 0.35316 | 0.33714 | 1.0475 | 0 | 0 | 0 | Fail TRC
[12 empty] | Commercial | Drain Water Heat Recovery | N | Offices | Existing | 0.14221 | 0.38016 | 0.37407 | 0 | 0 | 0 | Fail RIM | [11 empty] | Commercial | Tank Wrap on Water Heater | N | College and University | New | 0.35316 | 0.33714 | 1.0475 | 0 | 0 | 0 | Fail TRC
[12 empty] | Commercial | Drain Water Heat Recovery | N | Restaurants | Existing | 0.072965 | 0.32805 | 0.22242 | 0 | 0 | 0 | Fail RIM | [11 empty] | Commercial | Tank Wrap on Water Heater | N | Grocery | New | 0.35316 | 0.33714 | 1.0475 | 0 | 0 | 0 | Fail TRC
[12 empty] | Commercial | Drain Water Heat Recovery | N | Retail | Existing | 0.086683 | 0.32805 | 0.26424 | 0 | 0 | 0 | Fail RIM | [11 empty] | Commercial | Tank Wrap on Water Heater | N | Healthcare | New | 0.35316 | 0.33714 | 1.0475 | 0 | 0 | 0 | Fail TRC
[12 empty] | Commercial | Drain Water Heat Recovery | N | Schools K-12 | Existing | 0.021331 | 0.38016 | 0.056112 | 0 | 0 | 0 | Fail RIM | [11 empty] | Commercial | Tank Wrap on Water Heater | N | Hospitals | New | 0.35316 | 0.33714 | 1.0475 | 0 | 0 | 0 | Fail TRC
[12 empty] | Commercial | Drain Water Heat Recovery | N | Warehouse | Existing | 0.10239 | 0.38016 | 0.26933 | 0 | 0 | 0 | Fail RIM | [11 empty] | Commercial | Tank Wrap on Water Heater | N | Institutional | New | 0.35316 | 0.33714 | 1.0475 | 0 | 0 | 0 | Fail TRC
[12 empty] | Commercial | Drain Water Heat Recovery | N | Assembly | New | 0.048973 | 0.38016 | 0.12882 | 0 | 0 | 0 | Fail RIM | [11 empty] | Commercial | Tank Wrap on Water Heater | N | Lodging/Hospitality | New | 0.35316 | 0.33714 | 1.0475 | 0 | 0 | 0 | Fail TRC
[12 empty] | Commercial | Drain Water Heat Recovery | N | College and University | New | 0.099918 | 0.33958 | 0.29424 | 0 | 0 | 0 | Fail RIM | [11 empty] | Commercial | Tank Wrap on Water Heater | N | Miscellaneous | New | 0.35316 | 0.33714 | 1.0475 | 0 | 0 | 0 | Fail TRC
[12 empty] | Commercial | Drain Water Heat Recovery | N | Grocery | New | 0.08376 | 0.32805 | 0.25533 | 0 | 0 | 0 | Fail RIM | [11 empty] | Commercial | Tank Wrap on Water Heater | N | Offices | New | 0.35316 | 0.33714 | 1.0475 | 0 | 0 | 0 | Fail TRC
[12 empty] | Commercial | Drain Water Heat Recovery | N | Healthcare | New | 0.065297 | 0.38016 | 0.17176 | 0 | 0 | 0 | Fail RIM | [11 empty] | Commercial | Tank Wrap on Water Heater | N | Restaurants | New | 0.35316 | 0.33714 | 1.0475 | 0 | 0 | 0 | Fail TRC
[12 empty] | Commercial | Drain Water Heat Recovery | N | Hospitals | New | 0.11681 | 0.33958 | 0.34399 | 0 | 0 | 0 | Fail RIM | [11 empty] | Commercial | Tank Wrap on Water Heater | N | Retail | New | 0.35316 | 0.33714 | 1.0475 | 0 | 0 | 0 | Fail TRC
[12 empty] | Commercial | Drain Water Heat Recovery | N | Institutional | New | 0.15671 | 0.38016 | 0.41223 | 0 | 0 | 0 | Fail RIM | [11 empty] | Commercial | Tank Wrap on Water Heater | N | Schools K-12 | New | 0.35316 | 0.33714 | 1.0475 | 0 | 0 | 0 | Fail TRC
[12 empty] | Commercial | Drain Water Heat Recovery | N | Lodging/Hospitality | New | 0.13402 | 0.32805 | 0.40852 | 0 | 0 | 0 | Fail RIM | [11 empty] | Commercial | Tank Wrap on Water Heater | N | Warehouse | New | 0.35316 | 0.33714 | 1.0475 | 0 | 0 | 0 | Fail TRC
[12 empty] | Commercial | Drain Water Heat Recovery | N | Miscellaneous | New | 0.14692 | 0.38016 | 0.38647 | 0 | 0 | 0 | Fail RIM | [11 empty] | Commercial | Thermostatic Shower Restriction Valve | N | Assembly | Existing | 8.4924 | 0.36588 | 23.2112 | 0 | 0 | 0 | Fail 2-year Threshold
[12 empty] | Commercial | Drain Water Heat Recovery | N | Offices | New | 0.13604 | 0.38016 | 0.35784 | 0 | 0 | 0 | Fail RIM | [11 empty] | Commercial | Thermostatic Shower Restriction Valve | N | College and University | Existing | 7.7283 | 0.3346 | 23.097 | 0 | 0 | 0 | Fail 2-year Threshold
[12 empty] | Commercial | Drain Water Heat Recovery | N | Restaurants | New | 0.0698 | 0.32805 | 0.21277 | 0 | 0 | 0 | Fail RIM | [11 empty] | Commercial | Thermostatic Shower Restriction Valve | N | Grocery | Existing | 7.7283 | 0.3346 | 23.097 | 0 | 0 | 0 | Fail 2-year Threshold
[12 empty] | Commercial | Drain Water Heat Recovery | N | Retail | New | 0.082922 | 0.32805 | 0.25277 | 0 | 0 | 0 | Fail RIM | [11 empty] | Commercial | Thermostatic Shower Restriction Valve | N | Healthcare | Existing | 7.9232 | 0.34266 | 23.1225 | 0 | 0 | 0 | Fail 2-year Threshold
[12 empty] | Commercial | Drain Water Heat Recovery | N | Schools K-12 | New | 0.020406 | 0.38016 | 0.053678 | 0 | 0 | 0 | Fail RIM | [11 empty] | Commercial | Thermostatic Shower Restriction Valve | N | Hospitals | Existing | 7.9232 | 0.34266 | 23.1225 | 0 | 0 | 0 | Fail 2-year Threshold
[12 empty] | Commercial | Drain Water Heat Recovery | N | Warehouse | New | 0.097946 | 0.38016 | 0.25765 | 0 | 0 | 0 | Fail RIM | [11 empty] | Commercial | Thermostatic Shower Restriction Valve | N | Institutional | Existing | 8.4924 | 0.36588 | 23.2112 | 0 | 0 | 0 | Fail 2-year Threshold
[12 empty] | Commercial | Faucet Aerator | N | Assembly | Existing | 3.4875 | 0.37979 | 9.1827 | 0 | 0 | 0 | Fail RIM | [11 empty] | Commercial | Thermostatic Shower Restriction Valve | N | Lodging/Hospitality | Existing | 7.6539 | 0.33167 | 23.0771 | 0 | 0 | 0 | Fail 2-year Threshold
[12 empty] | Commercial | Faucet Aerator | N | College and University | Existing | 3.1284 | 0.34266 | 9.1297 | 0 | 0 | 0 | Fail RIM | [11 empty] | Commercial | Thermostatic Shower Restriction Valve | N | Miscellaneous | Existing | 8.4924 | 0.36588 | 23.2112 | 0 | 0 | 0 | Fail 2-year Threshold
[12 empty] | Commercial | Faucet Aerator | N | Grocery | Existing | 3.0228 | 0.33174 | 9.1119 | 0 | 0 | 0 | Fail RIM | [11 empty] | Commercial | Thermostatic Shower Restriction Valve | N | Offices | Existing | 8.4924 | 0.36588 | 23.2112 | 0 | 0 | 0 | Fail 2-year Threshold
[12 empty] | Commercial | Faucet Aerator | N | Healthcare | Existing | 3.4875 | 0.37979 | 9.1827 | 0 | 0 | 0 | Fail RIM | [11 empty] | Commercial | Thermostatic Shower Restriction Valve | N | Restaurants | Existing | 7.7283 | 0.3346 | 23.097 | 0 | 0 | 0 | Fail 2-year Threshold
[12 empty] | Commercial | Faucet Aerator | N | Hospitals | Existing | 3.1284 | 0.34266 | 9.1297 | 0 | 0 | 0 | Fail RIM | [11 empty] | Commercial | Thermostatic Shower Restriction Valve | N | Retail | Existing | 7.7283 | 0.3346 | 23.097 | 0 | 0 | 0 | Fail 2-year Threshold
[12 empty] | Commercial | Faucet Aerator | N | Institutional | Existing | 3.4875 | 0.37979 | 9.1827 | 0 | 0 | 0 | Fail RIM | [11 empty] | Commercial | Thermostatic Shower Restriction Valve | N | Schools K-12 | Existing | 8.4924 | 0.36588 | 23.2112 | 0 | 0 | 0 | Fail 2-year Threshold
[12 empty] | Commercial | Faucet Aerator | N | Lodging/Hospitality | Existing | 3.0228 | 0.33174 | 9.1119 | 0 | 0 | 0 | Fail RIM | [11 empty] | Commercial | Thermostatic Shower Restriction Valve | N | Warehouse | Existing | 8.4924 | 0.36588 | 23.2112 | 0 | 0 | 0 | Fail 2-year Threshold
[12 empty] | Commercial | Faucet Aerator | N | Miscellaneous | Existing | 3.4875 | 0.37979 | 9.1827 | 0 | 0 | 0 | Fail RIM | [11 empty] | Commercial | Thermostatic Shower Restriction Valve | N | Assembly | New | 8.4924 | 0.36588 | 23.2112 | 0 | 0 | 0 | Fail 2-year Threshold
[12 empty] | Commercial | Faucet Aerator | N | Offices | Existing | 3.4875 | 0.37979 | 9.1827 | 0 | 0 | 0 | Fail RIM | [11 empty] | Commercial | Thermostatic Shower Restriction Valve | N | College and University | New | 7.7283 | 0.3346 | 23.097 | 0 | 0 | 0 | Fail 2-year Threshold
[12 empty] | Commercial | Faucet Aerator | N | Restaurants | Existing | 3.0228 | 0.33174 | 9.1119 | 0 | 0 | 0 | Fail RIM | [11 empty] | Commercial | Thermostatic Shower Restriction Valve | N | Grocery | New | 7.7283 | 0.3346 | 23.097 | 0 | 0 | 0 | Fail 2-year Threshold
[12 empty] | Commercial | Faucet Aerator | N | Retail | Existing | 3.0228 | 0.33174 | 9.1119 | 0 | 0 | 0 | Fail RIM | [11 empty] | Commercial | Thermostatic Shower Restriction Valve | N | Healthcare | New | 7.9232 | 0.34266 | 23.1225 | 0 | 0 | 0 | Fail 2-year Threshold
[12 empty] | Commercial | Faucet Aerator | N | Schools K-12 | Existing | 3.4875 | 0.37979 | 9.1827 | 0 | 0 | 0 | Fail RIM | [11 empty] | Commercial | Thermostatic Shower Restriction Valve | N | Hospitals | New | 7.9232 | 0.34266 | 23.1225 | 0 | 0 | 0 | Fail 2-year Threshold
[12 empty] | Commercial | Faucet Aerator | N | Warehouse | Existing | 3.4875 | 0.37979 | 9.1827 | 0 | 0 | 0 | Fail RIM | [11 empty] | Commercial | Thermostatic Shower Restriction Valve | N | Institutional | New | 8.4924 | 0.36588 | 23.2112 | 0 | 0 | 0 | Fail 2-year Threshold
[12 empty] | Commercial | Faucet Aerator | N | Assembly | New | 3.4875 | 0.37979 | 9.1827 | 0 | 0 | 0 | Fail RIM | [11 empty] | Commercial | Thermostatic Shower Restriction Valve | N | Lodging/Hospitality | New | 7.6539 | 0.33167 | 23.0771 | 0 | 0 | 0 | Fail 2-year Threshold
[12 empty] | Commercial | Faucet Aerator | N | College and University | New | 3.1284 | 0.34266 | 9.1297 | 0 | 0 | 0 | Fail RIM | [11 empty] | Commercial | Thermostatic Shower Restriction Valve | N | Miscellaneous | New | 8.4924 | 0.36588 | 23.2112 | 0 | 0 | 0 | Fail 2-year Threshold
[12 empty] | Commercial | Faucet Aerator | N | Grocery | New | 3.0228 | 0.33174 | 9.1119 | 0 | 0 | 0 | Fail RIM | [11 empty] | Commercial | Thermostatic Shower Restriction Valve | N | Offices | New | 8.4924 | 0.36588 | 23.2112 | 0 | 0 | 0 | Fail 2-year Threshold
[12 empty] | Commercial | Faucet Aerator | N | Healthcare | New | 3.4875 | 0.37979 | 9.1827 | 0 | 0 | 0 | Fail RIM | [11 empty] | Commercial | Thermostatic Shower Restriction Valve | N | Restaurants | New | 7.7283 | 0.3346 | 23.097 | 0 | 0 | 0 | Fail 2-year Threshold
[12 empty] | Commercial | Faucet Aerator | N | Hospitals | New | 3.1284 | 0.34266 | 9.1297 | 0 | 0 | 0 | Fail RIM | [11 empty] | Commercial | Thermostatic Shower Restriction Valve | N | Retail | New | 7.7283 | 0.3346 | 23.097 | 0 | 0 | 0 | Fail 2-year Threshold
[12 empty] | Commercial | Faucet Aerator | N | Institutional | New | 3.4875 | 0.37979 | 9.1827 | 0 | 0 | 0 | Fail RIM | [11 empty] | Commercial | Thermostatic Shower Restriction Valve | N | Schools K-12 | New | 8.4924 | 0.36588 | 23.2112 | 0 | 0 | 0 | Fail 2-year Threshold
[12 empty] | Commercial | Faucet Aerator | N | Lodging/Hospitality | New | 3.0228 | 0.33174 | 9.1119 | 0 | 0 | 0 | Fail RIM | [11 empty] | Commercial | Thermostatic Shower Restriction Valve | N | Warehouse | New | 8.4924 | 0.36588 | 23.2112 | 0 | 0 | 0 | Fail 2-year Threshold
[12 empty] | Commercial | Faucet Aerator | N | Miscellaneous | New | 3.4875 | 0.37979 | 9.1827 | 0 | 0 | 0 | Fail RIM | [11 empty] | Commercial | Bi-Level Lighting Control (Exterior) | N | Assembly | Existing | 0.86686 | 0.30408 | 2.8508 | 0 | 0 | 0 | Fail TRC
[12 empty] | Commercial | Faucet Aerator | N | Offices | New | 3.4875 | 0.37979 | 9.1827 | 0 | 0 | 0 | Fail RIM | [11 empty] | Commercial | Bi-Level Lighting Control (Exterior) | N | College and University | Existing | 0.86686 | 0.30408 | 2.8508 | 0 | 0 | 0 | Fail TRC
[12 empty] | Commercial | Faucet Aerator | N | Restaurants | New | 3.0228 | 0.33174 | 9.1119 | 0 | 0 | 0 | Fail RIM | [11 empty] | Commercial | Bi-Level Lighting Control (Exterior) | N | Grocery | Existing | 0.86686 | 0.30408 | 2.8508 | 0 | 0 | 0 | Fail TRC
[12 empty] | Commercial | Faucet Aerator | N | Retail | New | 3.0228 | 0.33174 | 9.1119 | 0 | 0 | 0 | Fail RIM | [11 empty] | Commercial | Bi-Level Lighting Control (Exterior) | N | Healthcare | Existing | 0.86686 | 0.30408 | 2.8508 | 0 | 0 | 0 | Fail TRC
[12 empty] | Commercial | Faucet Aerator | N | Schools K-12 | New | 3.4875 | 0.37979 | 9.1827 | 0 | 0 | 0 | Fail RIM | [11 empty] | Commercial | Bi-Level Lighting Control (Exterior) | N | Hospitals | Existing | 0.86686 | 0.30408 | 2.8508 | 0 | 0 | 0 | Fail TRC
[12 empty] | Commercial | Faucet Aerator | N | Warehouse | New | 3.4875 | 0.37979 | 9.1827 | 0 | 0 | 0 | Fail RIM | [11 empty] | Commercial | Bi-Level Lighting Control (Exterior) | N | Institutional | Existing | 0.86686 | 0.30408 | 2.8508 | 0 | 0 | 0 | Fail TRC
[12 empty] | Commercial | Hot Water Circulation Pump Control | N | Assembly | Existing | 0.52197 | 0.31376 | 1.6636 | 0 | 0 | 0 | Fail RIM | [11 empty] | Commercial | Bi-Level Lighting Control (Exterior) | N | Lodging/Hospitality | Existing | 0.86686 | 0.30408 | 2.8508 | 0 | 0 | 0 | Fail TRC
[12 empty] | Commercial | Hot Water Circulation Pump Control | N | College and University | Existing | 0.56979 | 0.34119 | 1.67 | 0 | 0 | 0 | Fail RIM | [11 empty] | Commercial | Bi-Level Lighting Control (Exterior) | N | Miscellaneous | Existing | 0.86686 | 0.30408 | 2.8508 | 0 | 0 | 0 | Fail TRC
[12 empty] | Commercial | Hot Water Circulation Pump Control | N | Grocery | Existing | 0.50342 | 0.30333 | 1.6596 | 0 | 0 | 0 | Fail RIM | [11 empty] | Commercial | Bi-Level Lighting Control (Exterior) | N | Offices | Existing | 0.86686 | 0.30408 | 2.8508 | 0 | 0 | 0 | Fail TRC
[12 empty] | Commercial | Hot Water Circulation Pump Control | N | Healthcare | Existing | 0.52197 | 0.31376 | 1.6636 | 0 | 0 | 0 | Fail RIM | [11 empty] | Commercial | Bi-Level Lighting Control (Exterior) | N | Restaurants | Existing | 0.86686 | 0.30408 | 2.8508 | 0 | 0 | 0 | Fail TRC
[12 empty] | Commercial | Hot Water Circulation Pump Control | N | Hospitals | Existing | 0.56979 | 0.34119 | 1.67 | 0 | 0 | 0 | Fail RIM | [11 empty] | Commercial | Bi-Level Lighting Control (Exterior) | N | Retail | Existing | 0.86686 | 0.30408 | 2.8508 | 0 | 0 | 0 | Fail TRC
[12 empty] | Commercial | Hot Water Circulation Pump Control | N | Institutional | Existing | 0.52197 | 0.31376 | 1.6636 | 0 | 0 | 0 | Fail RIM | [11 empty] | Commercial | Bi-Level Lighting Control (Exterior) | N | Schools K-12 | Existing | 0.86686 | 0.30408 | 2.8508 | 0 | 0 | 0 | Fail TRC
[12 empty] | Commercial | Hot Water Circulation Pump Control | N | Lodging/Hospitality | Existing | 0.50342 | 0.30333 | 1.6596 | 0 | 0 | 0 | Fail RIM | [11 empty] | Commercial | Bi-Level Lighting Control (Exterior) | N | Warehouse | Existing | 0.86686 | 0.30408 | 2.8508 | 0 | 0 | 0 | Fail TRC
[12 empty] | Commercial | Hot Water Circulation Pump Control | N | Miscellaneous | Existing | 0.52197 | 0.31376 | 1.6636 | 0 | 0 | 0 | Fail RIM | [11 empty] | Commercial | Bi-Level Lighting Control (Exterior) | N | Assembly | New | 0.86686 | 0.30408 | 2.8508 | 0 | 0 | 0 | Fail TRC
[12 empty] | Commercial | Hot Water Circulation Pump Control | N | Offices | Existing | 0.52197 | 0.31376 | 1.6636 | 0 | 0 | 0 | Fail RIM | [11 empty] | Commercial | Bi-Level Lighting Control (Exterior) | N | College and University | New | 0.86686 | 0.30408 | 2.8508 | 0 | 0 | 0 | Fail TRC
[12 empty] | Commercial | Hot Water Circulation Pump Control | N | Restaurants | Existing | 0.50342 | 0.30333 | 1.6596 | 0 | 0 | 0 | Fail RIM | [11 empty] | Commercial | Bi-Level Lighting Control (Exterior) | N | Grocery | New | 0.86686 | 0.30408 | 2.8508 | 0 | 0 | 0 | Fail TRC
[12 empty] | Commercial | Hot Water Circulation Pump Control | N | Retail | Existing | 0.50342 | 0.30333 | 1.6596 | 0 | 0 | 0 | Fail RIM | [11 empty] | Commercial | Bi-Level Lighting Control (Exterior) | N | Healthcare | New | 0.86686 | 0.30408 | 2.8508 | 0 | 0 | 0 | Fail TRC
[12 empty] | Commercial | Hot Water Circulation Pump Control | N | Schools K-12 | Existing | 0.52197 | 0.31376 | 1.6636 | 0 | 0 | 0 | Fail RIM | [11 empty] | Commercial | Bi-Level Lighting Control (Exterior) | N | Hospitals | New | 0.86686 | 0.30408 | 2.8508 | 0 | 0 | 0 | Fail TRC
[12 empty] | Commercial | Hot Water Circulation Pump Control | N | Warehouse | Existing | 0.52197 | 0.31376 | 1.6636 | 0 | 0 | 0 | Fail RIM | [11 empty] | Commercial | Bi-Level Lighting Control (Exterior) | N | Institutional | New | 0.86686 | 0.30408 | 2.8508 | 0 | 0 | 0 | Fail TRC
[12 empty] | Commercial | Hot Water Circulation Pump Control | N | Assembly | New | 0.52197 | 0.31376 | 1.6636 | 0 | 0 | 0 | Fail RIM | [11 empty] | Commercial | Bi-Level Lighting Control (Exterior) | N | Lodging/Hospitality | New | 0.86686 | 0.30408 | 2.8508 | 0 | 0 | 0 | Fail TRC
[12 empty] | Commercial | Hot Water Circulation Pump Control | N | College and University | New | 0.56979 | 0.34119 | 1.67 | 0 | 0 | 0 | Fail RIM | [11 empty] | Commercial | Bi-Level Lighting Control (Exterior) | N | Miscellaneous | New | 0.86686 | 0.30408 | 2.8508 | 0 | 0 | 0 | Fail TRC
[12 empty] | Commercial | Hot Water Circulation Pump Control | N | Grocery | New | 0.50342 | 0.30333 | 1.6596 | 0 | 0 | 0 | Fail RIM | [11 empty] | Commercial | Bi-Level Lighting Control (Exterior) | N | Offices | New | 0.86686 | 0.30408 | 2.8508 | 0 | 0 | 0 | Fail TRC
[12 empty] | Commercial | Hot Water Circulation Pump Control | N | Healthcare | New | 0.52197 | 0.31376 | 1.6636 | 0 | 0 | 0 | Fail RIM | [11 empty] | Commercial | Bi-Level Lighting Control (Exterior) | N | Restaurants | New | 0.86686 | 0.30408 | 2.8508 | 0 | 0 | 0 | Fail TRC
[12 empty] | Commercial | Hot Water Circulation Pump Control | N | Hospitals | New | 0.56979 | 0.34119 | 1.67 | 0 | 0 | 0 | Fail RIM | [11 empty] | Commercial | Bi-Level Lighting Control (Exterior) | N | Retail | New | 0.86686 | 0.30408 | 2.8508 | 0 | 0 | 0 | Fail TRC
[12 empty] | Commercial | Hot Water Circulation Pump Control | N | Institutional | New | 0.52197 | 0.31376 | 1.6636 | 0 | 0 | 0 | Fail RIM | [11 empty] | Commercial | Bi-Level Lighting Control (Exterior) | N | Schools K-12 | New | 0.86686 | 0.30408 | 2.8508 | 0 | 0 | 0 | Fail TRC
[12 empty] | Commercial | Hot Water Circulation Pump Control | N | Lodging/Hospitality | New | 0.50342 | 0.30333 | 1.6596 | 0 | 0 | 0 | Fail RIM | [11 empty] | Commercial | Bi-Level Lighting Control (Exterior) | N | Warehouse | New | 0.86686 | 0.30408 | 2.8508 | 0 | 0 | 0 | Fail TRC
[12 empty] | Commercial | Hot Water Circulation Pump Control | N | Miscellaneous | New | 0.52197 | 0.31376 | 1.6636 | 0 | 0 | 0 | Fail RIM | [11 empty] | Commercial | Outdoor Lighting Controls | N | Assembly | Existing | 0.98462 | 0.29633 | 3.3228 | 0 | 0 | 0 | Fail TRC
[12 empty] | Commercial | Hot Water Circulation Pump Control | N | Offices | New | 0.52197 | 0.31376 | 1.6636 | 0 | 0 | 0 | Fail RIM | [11 empty] | Commercial | Outdoor Lighting Controls | N | College and University | Existing | 0.98462 | 0.29633 | 3.3228 | 0 | 0 | 0 | Fail TRC
[12 empty] | Commercial | Hot Water Circulation Pump Control | N | Restaurants | New | 0.50342 | 0.30333 | 1.6596 | 0 | 0 | 0 | Fail RIM | [11 empty] | Commercial | Outdoor Lighting Controls | N | Grocery | Existing | 0.98462 | 0.29633 | 3.3228 | 0 | 0 | 0 | Fail TRC
[12 empty] | Commercial | Hot Water Circulation Pump Control | N | Retail | New | 0.50342 | 0.30333 | 1.6596 | 0 | 0 | 0 | Fail RIM | [11 empty] | Commercial | Outdoor Lighting Controls | N | Healthcare | Existing | 0.98462 | 0.29633 | 3.3228 | 0 | 0 | 0 | Fail TRC
[12 empty] | Commercial | Hot Water Circulation Pump Control | N | Schools K-12 | New | 0.52197 | 0.31376 | 1.6636 | 0 | 0 | 0 | Fail RIM | [11 empty] | Commercial | Outdoor Lighting Controls | N | Hospitals | Existing | 0.98462 | 0.29633 | 3.3228 | 0 | 0 | 0 | Fail TRC
[12 empty] | Commercial | Hot Water Circulation Pump Control | N | Warehouse | New | 0.52197 | 0.31376 | 1.6636 | 0 | 0 | 0 | Fail RIM | [11 empty] | Commercial | Outdoor Lighting Controls | N | Institutional | Existing | 0.98462 | 0.29633 | 3.3228 | 0 | 0 | 0 | Fail TRC
[12 empty] | Commercial | Hot Water Pipe Insulation | N | Assembly | Existing | 2.7553 | 0.33874 | 8.134 | 0 | 0 | 0 | Fail RIM | [11 empty] | Commercial | Outdoor Lighting Controls | N | Lodging/Hospitality | Existing | 0.98462 | 0.29633 | 3.3228 | 0 | 0 | 0 | Fail TRC
[12 empty] | Commercial | Hot Water Pipe Insulation | N | College and University | Existing | 2.7567 | 0.33886 | 8.135 | 0 | 0 | 0 | Fail RIM | [11 empty] | Commercial | Outdoor Lighting Controls | N | Miscellaneous | Existing | 0.98462 | 0.29633 | 3.3228 | 0 | 0 | 0 | Fail TRC
[12 empty] | Commercial | Hot Water Pipe Insulation | N | Grocery | Existing | 2.6901 | 0.33127 | 8.1206 | 0 | 0 | 0 | Fail RIM | [11 empty] | Commercial | Outdoor Lighting Controls | N | Offices | Existing | 0.98462 | 0.29633 | 3.3228 | 0 | 0 | 0 | Fail TRC
[12 empty] | Commercial | Hot Water Pipe Insulation | N | Healthcare | Existing | 2.7553 | 0.33874 | 8.134 | 0 | 0 | 0 | Fail RIM | [11 empty] | Commercial | Outdoor Lighting Controls | N | Restaurants | Existing | 0.98462 | 0.29633 | 3.3228 | 0 | 0 | 0 | Fail TRC
[12 empty] | Commercial | Hot Water Pipe Insulation | N | Hospitals | Existing | 2.7567 | 0.33886 | 8.135 | 0 | 0 | 0 | Fail RIM | [11 empty] | Commercial | Outdoor Lighting Controls | N | Retail | Existing | 0.98462 | 0.29633 | 3.3228 | 0 | 0 | 0 | Fail TRC
[12 empty] | Commercial | Hot Water Pipe Insulation | N | Institutional | Existing | 2.7553 | 0.33874 | 8.134 | 0 | 0 | 0 | Fail RIM | [11 empty] | Commercial | Outdoor Lighting Controls | N | Schools K-12 | Existing | 0.98462 | 0.29633 | 3.3228 | 0 | 0 | 0 | Fail TRC
[12 empty] | Commercial | Hot Water Pipe Insulation | N | Lodging/Hospitality | Existing | 2.6901 | 0.33127 | 8.1206 | 0 | 0 | 0 | Fail RIM | [11 empty] | Commercial | Outdoor Lighting Controls | N | Warehouse | Existing | 0.98462 | 0.29633 | 3.3228 | 0 | 0 | 0 | Fail TRC
[12 empty] | Commercial | Hot Water Pipe Insulation | N | Miscellaneous | Existing | 2.7553 | 0.33874 | 8.134 | 0 | 0 | 0 | Fail RIM | [11 empty] | Commercial | Outdoor Lighting Controls | N | Assembly | New | 0.98462 | 0.29633 | 3.3228 | 0 | 0 | 0 | Fail TRC
[12 empty] | Commercial | Hot Water Pipe Insulation | N | Offices | Existing | 2.7553 | 0.33874 | 8.134 | 0 | 0 | 0 | Fail RIM | [11 empty] | Commercial | Outdoor Lighting Controls | N | College and University | New | 0.98462 | 0.29633 | 3.3228 | 0 | 0 | 0 | Fail TRC
[12 empty] | Commercial | Hot Water Pipe Insulation | N | Restaurants | Existing | 2.6901 | 0.33127 | 8.1206 | 0 | 0 | 0 | Fail RIM | [11 empty] | Commercial | Outdoor Lighting Controls | N | Grocery | New | 0.98462 | 0.29633 | 3.3228 | 0 | 0 | 0 | Fail TRC
[12 empty] | Commercial | Hot Water Pipe Insulation | N | Retail | Existing | 2.6901 | 0.33127 | 8.1206 | 0 | 0 | 0 | Fail RIM | [11 empty] | Commercial | Outdoor Lighting Controls | N | Healthcare | New | 0.98462 | 0.29633 | 3.3228 | 0 | 0 | 0 | Fail TRC
[12 empty] | Commercial | Hot Water Pipe Insulation | N | Schools K-12 | Existing | 2.7553 | 0.33874 | 8.134 | 0 | 0 | 0 | Fail RIM | [11 empty] | Commercial | Outdoor Lighting Controls | N | Hospitals | New | 0.98462 | 0.29633 | 3.3228 | 0 | 0 | 0 | Fail TRC
[12 empty] | Commercial | Hot Water Pipe Insulation | N | Warehouse | Existing | 2.7553 | 0.33874 | 8.134 | 0 | 0 | 0 | Fail RIM | [11 empty] | Commercial | Outdoor Lighting Controls | N | Institutional | New | 0.98462 | 0.29633 | 3.3228 | 0 | 0 | 0 | Fail TRC
[12 empty] | Commercial | Hot Water Pipe Insulation | N | Assembly | New | 2.7553 | 0.33874 | 8.134 | 0 | 0 | 0 | Fail RIM | [11 empty] | Commercial | Outdoor Lighting Controls | N | Lodging/Hospitality | New | 0.98462 | 0.29633 | 3.3228 | 0 | 0 | 0 | Fail TRC
[12 empty] | Commercial | Hot Water Pipe Insulation | N | College and University | New | 2.7567 | 0.33886 | 8.135 | 0 | 0 | 0 | Fail RIM | [11 empty] | Commercial | Outdoor Lighting Controls | N | Miscellaneous | New | 0.98462 | 0.29633 | 3.3228 | 0 | 0 | 0 | Fail TRC
[12 empty] | Commercial | Hot Water Pipe Insulation | N | Grocery | New | 2.6901 | 0.33127 | 8.1206 | 0 | 0 | 0 | Fail RIM | [11 empty] | Commercial | Outdoor Lighting Controls | N | Offices | New | 0.98462 | 0.29633 | 3.3228 | 0 | 0 | 0 | Fail TRC
[12 empty] | Commercial | Hot Water Pipe Insulation | N | Healthcare | New | 2.7553 | 0.33874 | 8.134 | 0 | 0 | 0 | Fail RIM | [11 empty] | Commercial | Outdoor Lighting Controls | N | Restaurants | New | 0.98462 | 0.29633 | 3.3228 | 0 | 0 | 0 | Fail TRC
[12 empty] | Commercial | Hot Water Pipe Insulation | N | Hospitals | New | 2.7567 | 0.33886 | 8.135 | 0 | 0 | 0 | Fail RIM | [11 empty] | Commercial | Outdoor Lighting Controls | N | Retail | New | 0.98462 | 0.29633 | 3.3228 | 0 | 0 | 0 | Fail TRC
[12 empty] | Commercial | Hot Water Pipe Insulation | N | Institutional | New | 2.7553 | 0.33874 | 8.134 | 0 | 0 | 0 | Fail RIM | [11 empty] | Commercial | Outdoor Lighting Controls | N | Schools K-12 | New | 0.98462 | 0.29633 | 3.3228 | 0 | 0 | 0 | Fail TRC
[12 empty] | Commercial | Hot Water Pipe Insulation | N | Lodging/Hospitality | New | 2.6901 | 0.33127 | 8.1206 | 0 | 0 | 0 | Fail RIM | [11 empty] | Commercial | Outdoor Lighting Controls | N | Warehouse | New | 0.98462 | 0.29633 | 3.3228 | 0 | 0 | 0 | Fail TRC
[12 empty] | Commercial | Hot Water Pipe Insulation | N | Miscellaneous | New | 2.7553 | 0.33874 | 8.134 | 0 | 0 | 0 | Fail RIM | [11 empty] | Commercial | Air Curtains | N | Assembly | Existing | 0.0059642 | 0.34237 | 0.017421 | 0 | 0 | 0 | Fail TRC
[12 empty] | Commercial | Hot Water Pipe Insulation | N | Offices | New | 2.7553 | 0.33874 | 8.134 | 0 | 0 | 0 | Fail RIM | [11 empty] | Commercial | Air Curtains | N | College and University | Existing | 0.0060665 | 0.3485 | 0.017408 | 0 | 0 | 0 | Fail TRC
[12 empty] | Commercial | Hot Water Pipe Insulation | N | Restaurants | New | 2.6901 | 0.33127 | 8.1206 | 0 | 0 | 0 | Fail RIM | [11 empty] | Commercial | Air Curtains | N | Grocery | Existing | 0.0059642 | 0.34237 | 0.017421 | 0 | 0 | 0 | Fail TRC
[12 empty] | Commercial | Hot Water Pipe Insulation | N | Retail | New | 2.6901 | 0.33127 | 8.1206 | 0 | 0 | 0 | Fail RIM | [11 empty] | Commercial | Air Curtains | N | Healthcare | Existing | 0.0060665 | 0.3485 | 0.017408 | 0 | 0 | 0 | Fail TRC
[12 empty] | Commercial | Hot Water Pipe Insulation | N | Schools K-12 | New | 2.7553 | 0.33874 | 8.134 | 0 | 0 | 0 | Fail RIM | [11 empty] | Commercial | Air Curtains | N | Hospitals | Existing | 0.0060665 | 0.3485 | 0.017408 | 0 | 0 | 0 | Fail TRC
[12 empty] | Commercial | Hot Water Pipe Insulation | N | Warehouse | New | 2.7553 | 0.33874 | 8.134 | 0 | 0 | 0 | Fail RIM | [11 empty] | Commercial | Air Curtains | N | Institutional | Existing | 0.0059642 | 0.34237 | 0.017421 | 0 | 0 | 0 | Fail TRC
[12 empty] | Commercial | Low Flow Shower Head | N | Assembly | Existing | 4.3116 | 0.36588 | 11.7844 | 0 | 0 | 0 | Fail RIM | [11 empty] | Commercial | Air Curtains | N | Lodging/Hospitality | Existing | 0.0060665 | 0.3485 | 0.017408 | 0 | 0 | 0 | Fail TRC
[12 empty] | Commercial | Low Flow Shower Head | N | College and University | Existing | 3.9237 | 0.3346 | 11.7264 | 0 | 0 | 0 | Fail RIM | [11 empty] | Commercial | Air Curtains | N | Miscellaneous | Existing | 0.0059642 | 0.34237 | 0.017421 | 0 | 0 | 0 | Fail TRC
[12 empty] | Commercial | Low Flow Shower Head | N | Grocery | Existing | 3.9237 | 0.3346 | 11.7264 | 0 | 0 | 0 | Fail RIM | [11 empty] | Commercial | Air Curtains | N | Offices | Existing | 0.0059642 | 0.34237 | 0.017421 | 0 | 0 | 0 | Fail TRC
[12 empty] | Commercial | Low Flow Shower Head | N | Healthcare | Existing | 4.0227 | 0.34266 | 11.7393 | 0 | 0 | 0 | Fail RIM | [11 empty] | Commercial | Air Curtains | N | Restaurants | Existing | 0.0060665 | 0.3485 | 0.017408 | 0 | 0 | 0 | Fail TRC
[12 empty] | Commercial | Low Flow Shower Head | N | Hospitals | Existing | 4.0227 | 0.34266 | 11.7393 | 0 | 0 | 0 | Fail RIM | [11 empty] | Commercial | Air Curtains | N | Retail | Existing | 0.0059642 | 0.34237 | 0.017421 | 0 | 0 | 0 | Fail TRC
[12 empty] | Commercial | Low Flow Shower Head | N | Institutional | Existing | 4.3116 | 0.36588 | 11.7844 | 0 | 0 | 0 | Fail RIM | [11 empty] | Commercial | Air Curtains | N | Schools K-12 | Existing | 0.0060665 | 0.3485 | 0.017408 | 0 | 0 | 0 | Fail TRC
[12 empty] | Commercial | Low Flow Shower Head | N | Lodging/Hospitality | Existing | 3.8859 | 0.33167 | 11.7163 | 0 | 0 | 0 | Fail RIM | [11 empty] | Commercial | Air Curtains | N | Warehouse | Existing | 0.0059642 | 0.34237 | 0.017421 | 0 | 0 | 0 | Fail TRC
[12 empty] | Commercial | Low Flow Shower Head | N | Miscellaneous | Existing | 4.3116 | 0.36588 | 11.7844 | 0 | 0 | 0 | Fail RIM | [11 empty] | Commercial | Air Curtains | N | Assembly | New | 0.0059642 | 0.34237 | 0.017421 | 0 | 0 | 0 | Fail TRC
[12 empty] | Commercial | Low Flow Shower Head | N | Offices | Existing | 4.3116 | 0.36588 | 11.7844 | 0 | 0 | 0 | Fail RIM | [11 empty] | Commercial | Air Curtains | N | College and University | New | 0.0060665 | 0.3485 | 0.017408 | 0 | 0 | 0 | Fail TRC
[12 empty] | Commercial | Low Flow Shower Head | N | Restaurants | Existing | 3.9237 | 0.3346 | 11.7264 | 0 | 0 | 0 | Fail RIM | [11 empty] | Commercial | Air Curtains | N | Grocery | New | 0.0059642 | 0.34237 | 0.017421 | 0 | 0 | 0 | Fail TRC
[12 empty] | Commercial | Low Flow Shower Head | N | Retail | Existing | 3.9237 | 0.3346 | 11.7264 | 0 | 0 | 0 | Fail RIM | [11 empty] | Commercial | Air Curtains | N | Healthcare | New | 0.0060665 | 0.3485 | 0.017408 | 0 | 0 | 0 | Fail TRC
[12 empty] | Commercial | Low Flow Shower Head | N | Schools K-12 | Existing | 4.3116 | 0.36588 | 11.7844 | 0 | 0 | 0 | Fail RIM | [11 empty] | Commercial | Air Curtains | N | Hospitals | New | 0.0060665 | 0.3485 | 0.017408 | 0 | 0 | 0 | Fail TRC
[12 empty] | Commercial | Low Flow Shower Head | N | Warehouse | Existing | 4.3116 | 0.36588 | 11.7844 | 0 | 0 | 0 | Fail RIM | [11 empty] | Commercial | Air Curtains | N | Institutional | New | 0.0059642 | 0.34237 | 0.017421 | 0 | 0 | 0 | Fail TRC
[12 empty] | Commercial | Low Flow Shower Head | N | Assembly | New | 4.3116 | 0.36588 | 11.7844 | 0 | 0 | 0 | Fail RIM | [11 empty] | Commercial | Air Curtains | N | Lodging/Hospitality | New | 0.0060665 | 0.3485 | 0.017408 | 0 | 0 | 0 | Fail TRC
[12 empty] | Commercial | Low Flow Shower Head | N | College and University | New | 3.9237 | 0.3346 | 11.7264 | 0 | 0 | 0 | Fail RIM | [11 empty] | Commercial | Air Curtains | N | Miscellaneous | New | 0.0059642 | 0.34237 | 0.017421 | 0 | 0 | 0 | Fail TRC
[12 empty] | Commercial | Low Flow Shower Head | N | Grocery | New | 3.9237 | 0.3346 | 11.7264 | 0 | 0 | 0 | Fail RIM | [11 empty] | Commercial | Air Curtains | N | Offices | New | 0.0059642 | 0.34237 | 0.017421 | 0 | 0 | 0 | Fail TRC
[12 empty] | Commercial | Low Flow Shower Head | N | Healthcare | New | 4.0227 | 0.34266 | 11.7393 | 0 | 0 | 0 | Fail RIM | [11 empty] | Commercial | Air Curtains | N | Restaurants | New | 0.0060665 | 0.3485 | 0.017408 | 0 | 0 | 0 | Fail TRC
[12 empty] | Commercial | Low Flow Shower Head | N | Hospitals | New | 4.0227 | 0.34266 | 11.7393 | 0 | 0 | 0 | Fail RIM | [11 empty] | Commercial | Air Curtains | N | Retail | New | 0.0059642 | 0.34237 | 0.017421 | 0 | 0 | 0 | Fail TRC
[12 empty] | Commercial | Low Flow Shower Head | N | Institutional | New | 4.3116 | 0.36588 | 11.7844 | 0 | 0 | 0 | Fail RIM | [11 empty] | Commercial | Air Curtains | N | Schools K-12 | New | 0.0060665 | 0.3485 | 0.017408 | 0 | 0 | 0 | Fail TRC
[12 empty] | Commercial | Low Flow Shower Head | N | Lodging/Hospitality | New | 3.8859 | 0.33167 | 11.7163 | 0 | 0 | 0 | Fail RIM | [11 empty] | Commercial | Air Curtains | N | Warehouse | New | 0.0059642 | 0.34237 | 0.017421 | 0 | 0 | 0 | Fail TRC
[12 empty] | Commercial | Low Flow Shower Head | N | Miscellaneous | New | 4.3116 | 0.36588 | 11.7844 | 0 | 0 | 0 | Fail RIM | [11 empty] | Commercial | Airside Economizer | N | Assembly | Existing | 11.1418 | 0.30878 | 36.0835 | 0 | 0 | 0 | Fail 2-year Threshold
[12 empty] | Commercial | Low Flow Shower Head | N | Offices | New | 4.3116 | 0.36588 | 11.7844 | 0 | 0 | 0 | Fail RIM | [11 empty] | Commercial | Airside Economizer | N | College and University | Existing | 11.6222 | 0.32068 | 36.242 | 0 | 0 | 0 | Fail 2-year Threshold
[12 empty] | Commercial | Low Flow Shower Head | N | Restaurants | New | 3.9237 | 0.3346 | 11.7264 | 0 | 0 | 0 | Fail RIM | [11 empty] | Commercial | Airside Economizer | N | Grocery | Existing | 9.3141 | 0.25836 | 36.051 | 0 | 0 | 0 | Fail 2-year Threshold
[12 empty] | Commercial | Low Flow Shower Head | N | Retail | New | 3.9237 | 0.3346 | 11.7264 | 0 | 0 | 0 | Fail RIM | [11 empty] | Commercial | Airside Economizer | N | Healthcare | Existing | 11.1418 | 0.30878 | 36.0835 | 0 | 0 | 0 | Fail 2-year Threshold
[12 empty] | Commercial | Low Flow Shower Head | N | Schools K-12 | New | 4.3116 | 0.36588 | 11.7844 | 0 | 0 | 0 | Fail RIM | [11 empty] | Commercial | Airside Economizer | N | Hospitals | Existing | 11.6222 | 0.32068 | 36.242 | 0 | 0 | 0 | Fail 2-year Threshold
[12 empty] | Commercial | Low Flow Shower Head | N | Warehouse | New | 4.3116 | 0.36588 | 11.7844 | 0 | 0 | 0 | Fail RIM | [11 empty] | Commercial | Airside Economizer | N | Institutional | Existing | 11.1418 | 0.30878 | 36.0835 | 0 | 0 | 0 | Fail 2-year Threshold
[12 empty] | Commercial | Low-Flow Pre-Rinse Sprayers | N | Assembly | Existing | 2.2073 | 0.34211 | 6.4519 | 0 | 0 | 0 | Fail RIM | [11 empty] | Commercial | Airside Economizer | N | Lodging/Hospitality | Existing | 9.3141 | 0.25836 | 36.051 | 0 | 0 | 0 | Fail 2-year Threshold
[12 empty] | Commercial | Low-Flow Pre-Rinse Sprayers | N | College and University | Existing | 2.2073 | 0.34211 | 6.4519 | 0 | 0 | 0 | Fail RIM | [11 empty] | Commercial | Airside Economizer | N | Miscellaneous | Existing | 11.1418 | 0.30878 | 36.0835 | 0 | 0 | 0 | Fail 2-year Threshold
[12 empty] | Commercial | Low-Flow Pre-Rinse Sprayers | N | Grocery | Existing | 2.2073 | 0.34211 | 6.4519 | 0 | 0 | 0 | Fail RIM | [11 empty] | Commercial | Airside Economizer | N | Offices | Existing | 11.1418 | 0.30878 | 36.0835 | 0 | 0 | 0 | Fail 2-year Threshold
[12 empty] | Commercial | Low-Flow Pre-Rinse Sprayers | N | Healthcare | Existing | 2.2073 | 0.34211 | 6.4519 | 0 | 0 | 0 | Fail RIM | [11 empty] | Commercial | Airside Economizer | N | Restaurants | Existing | 9.3141 | 0.25836 | 36.051 | 0 | 0 | 0 | Fail 2-year Threshold
[12 empty] | Commercial | Low-Flow Pre-Rinse Sprayers | N | Hospitals | Existing | 2.2073 | 0.34211 | 6.4519 | 0 | 0 | 0 | Fail RIM | [11 empty] | Commercial | Airside Economizer | N | Retail | Existing | 9.3141 | 0.25836 | 36.051 | 0 | 0 | 0 | Fail 2-year Threshold
[12 empty] | Commercial | Low-Flow Pre-Rinse Sprayers | N | Institutional | Existing | 2.2073 | 0.34211 | 6.4519 | 0 | 0 | 0 | Fail RIM | [11 empty] | Commercial | Airside Economizer | N | Schools K-12 | Existing | 11.1418 | 0.30878 | 36.0835 | 0 | 0 | 0 | Fail 2-year Threshold
[12 empty] | Commercial | Low-Flow Pre-Rinse Sprayers | N | Lodging/Hospitality | Existing | 2.1286 | 0.33056 | 6.4393 | 0 | 0 | 0 | Fail RIM | [11 empty] | Commercial | Airside Economizer | N | Warehouse | Existing | 11.1418 | 0.30878 | 36.0835 | 0 | 0 | 0 | Fail 2-year Threshold
[12 empty] | Commercial | Low-Flow Pre-Rinse Sprayers | N | Miscellaneous | Existing | 2.2073 | 0.34211 | 6.4519 | 0 | 0 | 0 | Fail RIM | [11 empty] | Commercial | Airside Economizer | N | Assembly | New | 11.1418 | 0.30878 | 36.0835 | 0 | 0 | 0 | Fail 2-year Threshold
[12 empty] | Commercial | Low-Flow Pre-Rinse Sprayers | N | Offices | Existing | 2.2073 | 0.34211 | 6.4519 | 0 | 0 | 0 | Fail RIM | [11 empty] | Commercial | Airside Economizer | N | College and University | New | 11.6222 | 0.32068 | 36.242 | 0 | 0 | 0 | Fail 2-year Threshold
[12 empty] | Commercial | Low-Flow Pre-Rinse Sprayers | N | Restaurants | Existing | 2.32 | 0.35841 | 6.4729 | 0 | 0 | 0 | Fail RIM | [11 empty] | Commercial | Airside Economizer | N | Grocery | New | 9.3141 | 0.25836 | 36.051 | 0 | 0 | 0 | Fail 2-year Threshold
[12 empty] | Commercial | Low-Flow Pre-Rinse Sprayers | N | Retail | Existing | 2.2073 | 0.34211 | 6.4519 | 0 | 0 | 0 | Fail RIM | [11 empty] | Commercial | Airside Economizer | N | Healthcare | New | 11.1418 | 0.30878 | 36.0835 | 0 | 0 | 0 | Fail 2-year Threshold
[12 empty] | Commercial | Low-Flow Pre-Rinse Sprayers | N | Schools K-12 | Existing | 2.2073 | 0.34211 | 6.4519 | 0 | 0 | 0 | Fail RIM | [11 empty] | Commercial | Airside Economizer | N | Hospitals | New | 11.6222 | 0.32068 | 36.242 | 0 | 0 | 0 | Fail 2-year Threshold
[12 empty] | Commercial | Low-Flow Pre-Rinse Sprayers | N | Warehouse | Existing | 2.2073 | 0.34211 | 6.4519 | 0 | 0 | 0 | Fail RIM | [11 empty] | Commercial | Airside Economizer | N | Institutional | New | 11.1418 | 0.30878 | 36.0835 | 0 | 0 | 0 | Fail 2-year Threshold
[12 empty] | Commercial | Low-Flow Pre-Rinse Sprayers | N | Assembly | New | 2.2073 | 0.34211 | 6.4519 | 0 | 0 | 0 | Fail RIM | [11 empty] | Commercial | Airside Economizer | N | Lodging/Hospitality | New | 9.3141 | 0.25836 | 36.051 | 0 | 0 | 0 | Fail 2-year Threshold
[12 empty] | Commercial | Low-Flow Pre-Rinse Sprayers | N | College and University | New | 2.2073 | 0.34211 | 6.4519 | 0 | 0 | 0 | Fail RIM | [11 empty] | Commercial | Airside Economizer | N | Miscellaneous | New | 11.1418 | 0.30878 | 36.0835 | 0 | 0 | 0 | Fail 2-year Threshold
[12 empty] | Commercial | Low-Flow Pre-Rinse Sprayers | N | Grocery | New | 2.2073 | 0.34211 | 6.4519 | 0 | 0 | 0 | Fail RIM | [11 empty] | Commercial | Airside Economizer | N | Offices | New | 11.1418 | 0.30878 | 36.0835 | 0 | 0 | 0 | Fail 2-year Threshold
[12 empty] | Commercial | Low-Flow Pre-Rinse Sprayers | N | Healthcare | New | 2.2073 | 0.34211 | 6.4519 | 0 | 0 | 0 | Fail RIM | [11 empty] | Commercial | Airside Economizer | N | Restaurants | New | 9.3141 | 0.25836 | 36.051 | 0 | 0 | 0 | Fail 2-year Threshold
[12 empty] | Commercial | Low-Flow Pre-Rinse Sprayers | N | Hospitals | New | 2.2073 | 0.34211 | 6.4519 | 0 | 0 | 0 | Fail RIM | [11 empty] | Commercial | Airside Economizer | N | Retail | New | 9.3141 | 0.25836 | 36.051 | 0 | 0 | 0 | Fail 2-year Threshold
[12 empty] | Commercial | Low-Flow Pre-Rinse Sprayers | N | Institutional | New | 2.2073 | 0.34211 | 6.4519 | 0 | 0 | 0 | Fail RIM | [11 empty] | Commercial | Airside Economizer | N | Schools K-12 | New | 11.1418 | 0.30878 | 36.0835 | 0 | 0 | 0 | Fail 2-year Threshold
[12 empty] | Commercial | Low-Flow Pre-Rinse Sprayers | N | Lodging/Hospitality | New | 2.1286 | 0.33056 | 6.4393 | 0 | 0 | 0 | Fail RIM | [11 empty] | Commercial | Airside Economizer | N | Warehouse | New | 11.1418 | 0.30878 | 36.0835 | 0 | 0 | 0 | Fail 2-year Threshold
[12 empty] | Commercial | Low-Flow Pre-Rinse Sprayers | N | Miscellaneous | New | 2.2073 | 0.34211 | 6.4519 | 0 | 0 | 0 | Fail RIM | [11 empty] | Commercial | Ceiling Insulation(R12 to R38) | N | Assembly | Existing | 0.18049 | 0.32445 | 0.55631 | 0 | 0 | 0 | Fail TRC
[12 empty] | Commercial | Low-Flow Pre-Rinse Sprayers | N | Offices | New | 2.2073 | 0.34211 | 6.4519 | 0 | 0 | 0 | Fail RIM | [11 empty] | Commercial | Ceiling Insulation(R12 to R38) | N | College and University | Existing | 0.2267 | 0.39962 | 0.56729 | 0 | 0 | 0 | Fail TRC
[12 empty] | Commercial | Low-Flow Pre-Rinse Sprayers | N | Restaurants | New | 2.32 | 0.35841 | 6.4729 | 0 | 0 | 0 | Fail RIM | [11 empty] | Commercial | Ceiling Insulation(R12 to R38) | N | Grocery | Existing | 0.20029 | 0.35675 | 0.56144 | 0 | 0 | 0 | Fail TRC
[12 empty] | Commercial | Low-Flow Pre-Rinse Sprayers | N | Retail | New | 2.2073 | 0.34211 | 6.4519 | 0 | 0 | 0 | Fail RIM | [11 empty] | Commercial | Ceiling Insulation(R12 to R38) | N | Healthcare | Existing | 0.18049 | 0.32445 | 0.55631 | 0 | 0 | 0 | Fail TRC
[12 empty] | Commercial | Low-Flow Pre-Rinse Sprayers | N | Schools K-12 | New | 2.2073 | 0.34211 | 6.4519 | 0 | 0 | 0 | Fail RIM | [11 empty] | Commercial | Ceiling Insulation(R12 to R38) | N | Hospitals | Existing | 0.2267 | 0.39962 | 0.56729 | 0 | 0 | 0 | Fail TRC
[12 empty] | Commercial | Low-Flow Pre-Rinse Sprayers | N | Warehouse | New | 2.2073 | 0.34211 | 6.4519 | 0 | 0 | 0 | Fail RIM | [11 empty] | Commercial | Ceiling Insulation(R12 to R38) | N | Institutional | Existing | 0.18049 | 0.32445 | 0.55631 | 0 | 0 | 0 | Fail TRC
[12 empty] | Commercial | Tank Wrap on Water Heater | N | Assembly | Existing | 0.36917 | 0.33714 | 1.095 | 0 | 0 | 0 | Fail RIM | [11 empty] | Commercial | Ceiling Insulation(R12 to R38) | N | Lodging/Hospitality | Existing | 0.2267 | 0.39962 | 0.56729 | 0 | 0 | 0 | Fail TRC
[12 empty] | Commercial | Tank Wrap on Water Heater | N | College and University | Existing | 0.36917 | 0.33714 | 1.095 | 0 | 0 | 0 | Fail RIM | [11 empty] | Commercial | Ceiling Insulation(R12 to R38) | N | Miscellaneous | Existing | 0.18049 | 0.32445 | 0.55631 | 0 | 0 | 0 | Fail TRC
[12 empty] | Commercial | Tank Wrap on Water Heater | N | Grocery | Existing | 0.36917 | 0.33714 | 1.095 | 0 | 0 | 0 | Fail RIM | [11 empty] | Commercial | Ceiling Insulation(R12 to R38) | N | Offices | Existing | 0.18049 | 0.32445 | 0.55631 | 0 | 0 | 0 | Fail TRC
[12 empty] | Commercial | Tank Wrap on Water Heater | N | Healthcare | Existing | 0.36917 | 0.33714 | 1.095 | 0 | 0 | 0 | Fail RIM | [11 empty] | Commercial | Ceiling Insulation(R12 to R38) | N | Restaurants | Existing | 0.20029 | 0.35675 | 0.56144 | 0 | 0 | 0 | Fail TRC
[12 empty] | Commercial | Tank Wrap on Water Heater | N | Hospitals | Existing | 0.36917 | 0.33714 | 1.095 | 0 | 0 | 0 | Fail RIM | [11 empty] | Commercial | Ceiling Insulation(R12 to R38) | N | Retail | Existing | 0.20029 | 0.35675 | 0.56144 | 0 | 0 | 0 | Fail TRC
[12 empty] | Commercial | Tank Wrap on Water Heater | N | Institutional | Existing | 0.36917 | 0.33714 | 1.095 | 0 | 0 | 0 | Fail RIM | [11 empty] | Commercial | Ceiling Insulation(R12 to R38) | N | Schools K-12 | Existing | 0.18049 | 0.32445 | 0.55631 | 0 | 0 | 0 | Fail TRC
[12 empty] | Commercial | Tank Wrap on Water Heater | N | Lodging/Hospitality | Existing | 0.36917 | 0.33714 | 1.095 | 0 | 0 | 0 | Fail RIM | [11 empty] | Commercial | Ceiling Insulation(R12 to R38) | N | Warehouse | Existing | 0.19269 | 0.34477 | 0.55891 | 0 | 0 | 0 | Fail TRC
[12 empty] | Commercial | Tank Wrap on Water Heater | N | Miscellaneous | Existing | 0.36917 | 0.33714 | 1.095 | 0 | 0 | 0 | Fail RIM | [11 empty] | Commercial | Ceiling Insulation(R12 to R38) | N | Assembly | New | 0.17772 | 0.32445 | 0.54777 | 0 | 0 | 0 | Fail TRC
[12 empty] | Commercial | Tank Wrap on Water Heater | N | Offices | Existing | 0.36917 | 0.33714 | 1.095 | 0 | 0 | 0 | Fail RIM | [11 empty] | Commercial | Ceiling Insulation(R12 to R38) | N | College and University | New | 0.22322 | 0.39962 | 0.55858 | 0 | 0 | 0 | Fail TRC
[12 empty] | Commercial | Tank Wrap on Water Heater | N | Restaurants | Existing | 0.36917 | 0.33714 | 1.095 | 0 | 0 | 0 | Fail RIM | [11 empty] | Commercial | Ceiling Insulation(R12 to R38) | N | Grocery | New | 0.19722 | 0.35675 | 0.55282 | 0 | 0 | 0 | Fail TRC
[12 empty] | Commercial | Tank Wrap on Water Heater | N | Retail | Existing | 0.36917 | 0.33714 | 1.095 | 0 | 0 | 0 | Fail RIM | [11 empty] | Commercial | Ceiling Insulation(R12 to R38) | N | Healthcare | New | 0.17772 | 0.32445 | 0.54777 | 0 | 0 | 0 | Fail TRC
[12 empty] | Commercial | Tank Wrap on Water Heater | N | Schools K-12 | Existing | 0.36917 | 0.33714 | 1.095 | 0 | 0 | 0 | Fail RIM | [11 empty] | Commercial | Ceiling Insulation(R12 to R38) | N | Hospitals | New | 0.22322 | 0.39962 | 0.55858 | 0 | 0 | 0 | Fail TRC
[12 empty] | Commercial | Tank Wrap on Water Heater | N | Warehouse | Existing | 0.36917 | 0.33714 | 1.095 | 0 | 0 | 0 | Fail RIM | [11 empty] | Commercial | Ceiling Insulation(R12 to R38) | N | Institutional | New | 0.17772 | 0.32445 | 0.54777 | 0 | 0 | 0 | Fail TRC
[12 empty] | Commercial | Tank Wrap on Water Heater | N | Assembly | New | 0.35316 | 0.33714 | 1.0475 | 0 | 0 | 0 | Fail RIM | [11 empty] | Commercial | Ceiling Insulation(R12 to R38) | N | Lodging/Hospitality | New | 0.22322 | 0.39962 | 0.55858 | 0 | 0 | 0 | Fail TRC
[12 empty] | Commercial | Tank Wrap on Water Heater | N | College and University | New | 0.35316 | 0.33714 | 1.0475 | 0 | 0 | 0 | Fail RIM | [11 empty] | Commercial | Ceiling Insulation(R12 to R38) | N | Miscellaneous | New | 0.17772 | 0.32445 | 0.54777 | 0 | 0 | 0 | Fail TRC
[12 empty] | Commercial | Tank Wrap on Water Heater | N | Grocery | New | 0.35316 | 0.33714 | 1.0475 | 0 | 0 | 0 | Fail RIM | [11 empty] | Commercial | Ceiling Insulation(R12 to R38) | N | Offices | New | 0.17772 | 0.32445 | 0.54777 | 0 | 0 | 0 | Fail TRC
[12 empty] | Commercial | Tank Wrap on Water Heater | N | Healthcare | New | 0.35316 | 0.33714 | 1.0475 | 0 | 0 | 0 | Fail RIM | [11 empty] | Commercial | Ceiling Insulation(R12 to R38) | N | Restaurants | New | 0.19722 | 0.35675 | 0.55282 | 0 | 0 | 0 | Fail TRC
[12 empty] | Commercial | Tank Wrap on Water Heater | N | Hospitals | New | 0.35316 | 0.33714 | 1.0475 | 0 | 0 | 0 | Fail RIM | [11 empty] | Commercial | Ceiling Insulation(R12 to R38) | N | Retail | New | 0.19722 | 0.35675 | 0.55282 | 0 | 0 | 0 | Fail TRC
[12 empty] | Commercial | Tank Wrap on Water Heater | N | Institutional | New | 0.35316 | 0.33714 | 1.0475 | 0 | 0 | 0 | Fail RIM | [11 empty] | Commercial | Ceiling Insulation(R12 to R38) | N | Schools K-12 | New | 0.17772 | 0.32445 | 0.54777 | 0 | 0 | 0 | Fail TRC
[12 empty] | Commercial | Tank Wrap on Water Heater | N | Lodging/Hospitality | New | 0.35316 | 0.33714 | 1.0475 | 0 | 0 | 0 | Fail RIM | [11 empty] | Commercial | Ceiling Insulation(R12 to R38) | N | Warehouse | New | 0.18974 | 0.34477 | 0.55033 | 0 | 0 | 0 | Fail TRC
[12 empty] | Commercial | Tank Wrap on Water Heater | N | Miscellaneous | New | 0.35316 | 0.33714 | 1.0475 | 0 | 0 | 0 | Fail RIM | [11 empty] | Commercial | Ceiling Insulation(R19 to R38) | N | Assembly | Existing | 0.097212 | 0.32445 | 0.29962 | 0 | 0 | 0 | Fail TRC
[12 empty] | Commercial | Tank Wrap on Water Heater | N | Offices | New | 0.35316 | 0.33714 | 1.0475 | 0 | 0 | 0 | Fail RIM | [11 empty] | Commercial | Ceiling Insulation(R19 to R38) | N | College and University | Existing | 0.1221 | 0.39962 | 0.30553 | 0 | 0 | 0 | Fail TRC
[12 empty] | Commercial | Tank Wrap on Water Heater | N | Restaurants | New | 0.35316 | 0.33714 | 1.0475 | 0 | 0 | 0 | Fail RIM | [11 empty] | Commercial | Ceiling Insulation(R19 to R38) | N | Grocery | Existing | 0.10788 | 0.35675 | 0.30239 | 0 | 0 | 0 | Fail TRC
[12 empty] | Commercial | Tank Wrap on Water Heater | N | Retail | New | 0.35316 | 0.33714 | 1.0475 | 0 | 0 | 0 | Fail RIM | [11 empty] | Commercial | Ceiling Insulation(R19 to R38) | N | Healthcare | Existing | 0.097212 | 0.32445 | 0.29962 | 0 | 0 | 0 | Fail TRC
[12 empty] | Commercial | Tank Wrap on Water Heater | N | Schools K-12 | New | 0.35316 | 0.33714 | 1.0475 | 0 | 0 | 0 | Fail RIM | [11 empty] | Commercial | Ceiling Insulation(R19 to R38) | N | Hospitals | Existing | 0.1221 | 0.39962 | 0.30553 | 0 | 0 | 0 | Fail TRC
[12 empty] | Commercial | Tank Wrap on Water Heater | N | Warehouse | New | 0.35316 | 0.33714 | 1.0475 | 0 | 0 | 0 | Fail RIM | [11 empty] | Commercial | Ceiling Insulation(R19 to R38) | N | Institutional | Existing | 0.097212 | 0.32445 | 0.29962 | 0 | 0 | 0 | Fail TRC
[12 empty] | Commercial | Thermostatic Shower Restriction Valve | N | Assembly | Existing | 8.4924 | 0.36588 | 23.2112 | 0 | 0 | 0 | Fail RIM | [11 empty] | Commercial | Ceiling Insulation(R19 to R38) | N | Lodging/Hospitality | Existing | 0.1221 | 0.39962 | 0.30553 | 0 | 0 | 0 | Fail TRC
[12 empty] | Commercial | Thermostatic Shower Restriction Valve | N | College and University | Existing | 7.7283 | 0.3346 | 23.097 | 0 | 0 | 0 | Fail RIM | [11 empty] | Commercial | Ceiling Insulation(R19 to R38) | N | Miscellaneous | Existing | 0.097212 | 0.32445 | 0.29962 | 0 | 0 | 0 | Fail TRC
[12 empty] | Commercial | Thermostatic Shower Restriction Valve | N | Grocery | Existing | 7.7283 | 0.3346 | 23.097 | 0 | 0 | 0 | Fail RIM | [11 empty] | Commercial | Ceiling Insulation(R19 to R38) | N | Offices | Existing | 0.097212 | 0.32445 | 0.29962 | 0 | 0 | 0 | Fail TRC
[12 empty] | Commercial | Thermostatic Shower Restriction Valve | N | Healthcare | Existing | 7.9232 | 0.34266 | 23.1225 | 0 | 0 | 0 | Fail RIM | [11 empty] | Commercial | Ceiling Insulation(R19 to R38) | N | Restaurants | Existing | 0.10788 | 0.35675 | 0.30239 | 0 | 0 | 0 | Fail TRC
[12 empty] | Commercial | Thermostatic Shower Restriction Valve | N | Hospitals | Existing | 7.9232 | 0.34266 | 23.1225 | 0 | 0 | 0 | Fail RIM | [11 empty] | Commercial | Ceiling Insulation(R19 to R38) | N | Retail | Existing | 0.10788 | 0.35675 | 0.30239 | 0 | 0 | 0 | Fail TRC
[12 empty] | Commercial | Thermostatic Shower Restriction Valve | N | Institutional | Existing | 8.4924 | 0.36588 | 23.2112 | 0 | 0 | 0 | Fail RIM | [11 empty] | Commercial | Ceiling Insulation(R19 to R38) | N | Schools K-12 | Existing | 0.097212 | 0.32445 | 0.29962 | 0 | 0 | 0 | Fail TRC
[12 empty] | Commercial | Thermostatic Shower Restriction Valve | N | Lodging/Hospitality | Existing | 7.6539 | 0.33167 | 23.0771 | 0 | 0 | 0 | Fail RIM | [11 empty] | Commercial | Ceiling Insulation(R19 to R38) | N | Warehouse | Existing | 0.10378 | 0.34477 | 0.30102 | 0 | 0 | 0 | Fail TRC
[12 empty] | Commercial | Thermostatic Shower Restriction Valve | N | Miscellaneous | Existing | 8.4924 | 0.36588 | 23.2112 | 0 | 0 | 0 | Fail RIM | [11 empty] | Commercial | Ceiling Insulation(R19 to R38) | N | Assembly | New | 0.095719 | 0.32445 | 0.29502 | 0 | 0 | 0 | Fail TRC
[12 empty] | Commercial | Thermostatic Shower Restriction Valve | N | Offices | Existing | 8.4924 | 0.36588 | 23.2112 | 0 | 0 | 0 | Fail RIM | [11 empty] | Commercial | Ceiling Insulation(R19 to R38) | N | College and University | New | 0.12022 | 0.39962 | 0.30084 | 0 | 0 | 0 | Fail TRC
[12 empty] | Commercial | Thermostatic Shower Restriction Valve | N | Restaurants | Existing | 7.7283 | 0.3346 | 23.097 | 0 | 0 | 0 | Fail RIM | [11 empty] | Commercial | Ceiling Insulation(R19 to R38) | N | Grocery | New | 0.10622 | 0.35675 | 0.29774 | 0 | 0 | 0 | Fail TRC
[12 empty] | Commercial | Thermostatic Shower Restriction Valve | N | Retail | Existing | 7.7283 | 0.3346 | 23.097 | 0 | 0 | 0 | Fail RIM | [11 empty] | Commercial | Ceiling Insulation(R19 to R38) | N | Healthcare | New | 0.095719 | 0.32445 | 0.29502 | 0 | 0 | 0 | Fail TRC
[12 empty] | Commercial | Thermostatic Shower Restriction Valve | N | Schools K-12 | Existing | 8.4924 | 0.36588 | 23.2112 | 0 | 0 | 0 | Fail RIM | [11 empty] | Commercial | Ceiling Insulation(R19 to R38) | N | Hospitals | New | 0.12022 | 0.39962 | 0.30084 | 0 | 0 | 0 | Fail TRC
[12 empty] | Commercial | Thermostatic Shower Restriction Valve | N | Warehouse | Existing | 8.4924 | 0.36588 | 23.2112 | 0 | 0 | 0 | Fail RIM | [11 empty] | Commercial | Ceiling Insulation(R19 to R38) | N | Institutional | New | 0.095719 | 0.32445 | 0.29502 | 0 | 0 | 0 | Fail TRC
[12 empty] | Commercial | Thermostatic Shower Restriction Valve | N | Assembly | New | 8.4924 | 0.36588 | 23.2112 | 0 | 0 | 0 | Fail RIM | [11 empty] | Commercial | Ceiling Insulation(R19 to R38) | N | Lodging/Hospitality | New | 0.12022 | 0.39962 | 0.30084 | 0 | 0 | 0 | Fail TRC
[12 empty] | Commercial | Thermostatic Shower Restriction Valve | N | College and University | New | 7.7283 | 0.3346 | 23.097 | 0 | 0 | 0 | Fail RIM | [11 empty] | Commercial | Ceiling Insulation(R19 to R38) | N | Miscellaneous | New | 0.095719 | 0.32445 | 0.29502 | 0 | 0 | 0 | Fail TRC
[12 empty] | Commercial | Thermostatic Shower Restriction Valve | N | Grocery | New | 7.7283 | 0.3346 | 23.097 | 0 | 0 | 0 | Fail RIM | [11 empty] | Commercial | Ceiling Insulation(R19 to R38) | N | Offices | New | 0.095719 | 0.32445 | 0.29502 | 0 | 0 | 0 | Fail TRC
[12 empty] | Commercial | Thermostatic Shower Restriction Valve | N | Healthcare | New | 7.9232 | 0.34266 | 23.1225 | 0 | 0 | 0 | Fail RIM | [11 empty] | Commercial | Ceiling Insulation(R19 to R38) | N | Restaurants | New | 0.10622 | 0.35675 | 0.29774 | 0 | 0 | 0 | Fail TRC
[12 empty] | Commercial | Thermostatic Shower Restriction Valve | N | Hospitals | New | 7.9232 | 0.34266 | 23.1225 | 0 | 0 | 0 | Fail RIM | [11 empty] | Commercial | Ceiling Insulation(R19 to R38) | N | Retail | New | 0.10622 | 0.35675 | 0.29774 | 0 | 0 | 0 | Fail TRC
[12 empty] | Commercial | Thermostatic Shower Restriction Valve | N | Institutional | New | 8.4924 | 0.36588 | 23.2112 | 0 | 0 | 0 | Fail RIM | [11 empty] | Commercial | Ceiling Insulation(R19 to R38) | N | Schools K-12 | New | 0.095719 | 0.32445 | 0.29502 | 0 | 0 | 0 | Fail TRC
[12 empty] | Commercial | Thermostatic Shower Restriction Valve | N | Lodging/Hospitality | New | 7.6539 | 0.33167 | 23.0771 | 0 | 0 | 0 | Fail RIM | [11 empty] | Commercial | Ceiling Insulation(R19 to R38) | N | Warehouse | New | 0.10219 | 0.34477 | 0.2964 | 0 | 0 | 0 | Fail TRC
[12 empty] | Commercial | Thermostatic Shower Restriction Valve | N | Miscellaneous | New | 8.4924 | 0.36588 | 23.2112 | 0 | 0 | 0 | Fail RIM | [11 empty] | Commercial | Ceiling Insulation(R2 to R38) | N | Warehouse | Existing | 0.97469 | 0.34477 | 2.8271 | 0 | 0 | 0 | Fail TRC
[12 empty] | Commercial | Thermostatic Shower Restriction Valve | N | Offices | New | 8.4924 | 0.36588 | 23.2112 | 0 | 0 | 0 | Fail RIM | [11 empty] | Commercial | Ceiling Insulation(R2 to R38) | N | Warehouse | New | 0.97469 | 0.34477 | 2.8271 | 0 | 0 | 0 | Fail TRC
[12 empty] | Commercial | Thermostatic Shower Restriction Valve | N | Restaurants | New | 7.7283 | 0.3346 | 23.097 | 0 | 0 | 0 | Fail RIM | [11 empty] | Commercial | Ceiling Insulation(R30 to R38) | N | Assembly | Existing | 0.034041 | 0.32445 | 0.10492 | 0 | 0 | 0 | Fail TRC
[12 empty] | Commercial | Thermostatic Shower Restriction Valve | N | Retail | New | 7.7283 | 0.3346 | 23.097 | 0 | 0 | 0 | Fail RIM | [11 empty] | Commercial | Ceiling Insulation(R30 to R38) | N | College and University | Existing | 0.042756 | 0.39962 | 0.10699 | 0 | 0 | 0 | Fail TRC
[12 empty] | Commercial | Thermostatic Shower Restriction Valve | N | Schools K-12 | New | 8.4924 | 0.36588 | 23.2112 | 0 | 0 | 0 | Fail RIM | [11 empty] | Commercial | Ceiling Insulation(R30 to R38) | N | Grocery | Existing | 0.037776 | 0.35675 | 0.10589 | 0 | 0 | 0 | Fail TRC
[12 empty] | Commercial | Thermostatic Shower Restriction Valve | N | Warehouse | New | 8.4924 | 0.36588 | 23.2112 | 0 | 0 | 0 | Fail RIM | [11 empty] | Commercial | Ceiling Insulation(R30 to R38) | N | Healthcare | Existing | 0.034041 | 0.32445 | 0.10492 | 0 | 0 | 0 | Fail TRC
[12 empty] | Commercial | Bi-Level Lighting Control (Exterior) | N | Assembly | Existing | 0.86686 | 0.30408 | 2.8508 | 0 | 0 | 0 | Fail RIM | [11 empty] | Commercial | Ceiling Insulation(R30 to R38) | N | Hospitals | Existing | 0.042756 | 0.39962 | 0.10699 | 0 | 0 | 0 | Fail TRC
[12 empty] | Commercial | Bi-Level Lighting Control (Exterior) | N | College and University | Existing | 0.86686 | 0.30408 | 2.8508 | 0 | 0 | 0 | Fail RIM | [11 empty] | Commercial | Ceiling Insulation(R30 to R38) | N | Institutional | Existing | 0.034041 | 0.32445 | 0.10492 | 0 | 0 | 0 | Fail TRC
[12 empty] | Commercial | Bi-Level Lighting Control (Exterior) | N | Grocery | Existing | 0.86686 | 0.30408 | 2.8508 | 0 | 0 | 0 | Fail RIM | [11 empty] | Commercial | Ceiling Insulation(R30 to R38) | N | Lodging/Hospitality | Existing | 0.042756 | 0.39962 | 0.10699 | 0 | 0 | 0 | Fail TRC
[12 empty] | Commercial | Bi-Level Lighting Control (Exterior) | N | Healthcare | Existing | 0.86686 | 0.30408 | 2.8508 | 0 | 0 | 0 | Fail RIM | [11 empty] | Commercial | Ceiling Insulation(R30 to R38) | N | Miscellaneous | Existing | 0.034041 | 0.32445 | 0.10492 | 0 | 0 | 0 | Fail TRC
[12 empty] | Commercial | Bi-Level Lighting Control (Exterior) | N | Hospitals | Existing | 0.86686 | 0.30408 | 2.8508 | 0 | 0 | 0 | Fail RIM | [11 empty] | Commercial | Ceiling Insulation(R30 to R38) | N | Offices | Existing | 0.034041 | 0.32445 | 0.10492 | 0 | 0 | 0 | Fail TRC
[12 empty] | Commercial | Bi-Level Lighting Control (Exterior) | N | Institutional | Existing | 0.86686 | 0.30408 | 2.8508 | 0 | 0 | 0 | Fail RIM | [11 empty] | Commercial | Ceiling Insulation(R30 to R38) | N | Restaurants | Existing | 0.037776 | 0.35675 | 0.10589 | 0 | 0 | 0 | Fail TRC
[12 empty] | Commercial | Bi-Level Lighting Control (Exterior) | N | Lodging/Hospitality | Existing | 0.86686 | 0.30408 | 2.8508 | 0 | 0 | 0 | Fail RIM | [11 empty] | Commercial | Ceiling Insulation(R30 to R38) | N | Retail | Existing | 0.037776 | 0.35675 | 0.10589 | 0 | 0 | 0 | Fail TRC
[12 empty] | Commercial | Bi-Level Lighting Control (Exterior) | N | Miscellaneous | Existing | 0.86686 | 0.30408 | 2.8508 | 0 | 0 | 0 | Fail RIM | [11 empty] | Commercial | Ceiling Insulation(R30 to R38) | N | Schools K-12 | Existing | 0.034041 | 0.32445 | 0.10492 | 0 | 0 | 0 | Fail TRC
[12 empty] | Commercial | Bi-Level Lighting Control (Exterior) | N | Offices | Existing | 0.86686 | 0.30408 | 2.8508 | 0 | 0 | 0 | Fail RIM | [11 empty] | Commercial | Ceiling Insulation(R30 to R38) | N | Warehouse | Existing | 0.036343 | 0.34477 | 0.10541 | 0 | 0 | 0 | Fail TRC
[12 empty] | Commercial | Bi-Level Lighting Control (Exterior) | N | Restaurants | Existing | 0.86686 | 0.30408 | 2.8508 | 0 | 0 | 0 | Fail RIM | [11 empty] | Commercial | Ceiling Insulation(R30 to R38) | N | Assembly | New | 0.033519 | 0.32445 | 0.10331 | 0 | 0 | 0 | Fail TRC
[12 empty] | Commercial | Bi-Level Lighting Control (Exterior) | N | Retail | Existing | 0.86686 | 0.30408 | 2.8508 | 0 | 0 | 0 | Fail RIM | [11 empty] | Commercial | Ceiling Insulation(R30 to R38) | N | College and University | New | 0.0421 | 0.39962 | 0.10535 | 0 | 0 | 0 | Fail TRC
[12 empty] | Commercial | Bi-Level Lighting Control (Exterior) | N | Schools K-12 | Existing | 0.86686 | 0.30408 | 2.8508 | 0 | 0 | 0 | Fail RIM | [11 empty] | Commercial | Ceiling Insulation(R30 to R38) | N | Grocery | New | 0.037196 | 0.35675 | 0.10426 | 0 | 0 | 0 | Fail TRC
[12 empty] | Commercial | Bi-Level Lighting Control (Exterior) | N | Warehouse | Existing | 0.86686 | 0.30408 | 2.8508 | 0 | 0 | 0 | Fail RIM | [11 empty] | Commercial | Ceiling Insulation(R30 to R38) | N | Healthcare | New | 0.033519 | 0.32445 | 0.10331 | 0 | 0 | 0 | Fail TRC
[12 empty] | Commercial | Bi-Level Lighting Control (Exterior) | N | Assembly | New | 0.86686 | 0.30408 | 2.8508 | 0 | 0 | 0 | Fail RIM | [11 empty] | Commercial | Ceiling Insulation(R30 to R38) | N | Hospitals | New | 0.0421 | 0.39962 | 0.10535 | 0 | 0 | 0 | Fail TRC
[12 empty] | Commercial | Bi-Level Lighting Control (Exterior) | N | College and University | New | 0.86686 | 0.30408 | 2.8508 | 0 | 0 | 0 | Fail RIM | [11 empty] | Commercial | Ceiling Insulation(R30 to R38) | N | Institutional | New | 0.033519 | 0.32445 | 0.10331 | 0 | 0 | 0 | Fail TRC
[12 empty] | Commercial | Bi-Level Lighting Control (Exterior) | N | Grocery | New | 0.86686 | 0.30408 | 2.8508 | 0 | 0 | 0 | Fail RIM | [11 empty] | Commercial | Ceiling Insulation(R30 to R38) | N | Lodging/Hospitality | New | 0.0421 | 0.39962 | 0.10535 | 0 | 0 | 0 | Fail TRC
[12 empty] | Commercial | Bi-Level Lighting Control (Exterior) | N | Healthcare | New | 0.86686 | 0.30408 | 2.8508 | 0 | 0 | 0 | Fail RIM | [11 empty] | Commercial | Ceiling Insulation(R30 to R38) | N | Miscellaneous | New | 0.033519 | 0.32445 | 0.10331 | 0 | 0 | 0 | Fail TRC
[12 empty] | Commercial | Bi-Level Lighting Control (Exterior) | N | Hospitals | New | 0.86686 | 0.30408 | 2.8508 | 0 | 0 | 0 | Fail RIM | [11 empty] | Commercial | Ceiling Insulation(R30 to R38) | N | Offices | New | 0.033519 | 0.32445 | 0.10331 | 0 | 0 | 0 | Fail TRC
[12 empty] | Commercial | Bi-Level Lighting Control (Exterior) | N | Institutional | New | 0.86686 | 0.30408 | 2.8508 | 0 | 0 | 0 | Fail RIM | [11 empty] | Commercial | Ceiling Insulation(R30 to R38) | N | Restaurants | New | 0.037196 | 0.35675 | 0.10426 | 0 | 0 | 0 | Fail TRC
[12 empty] | Commercial | Bi-Level Lighting Control (Exterior) | N | Lodging/Hospitality | New | 0.86686 | 0.30408 | 2.8508 | 0 | 0 | 0 | Fail RIM | [11 empty] | Commercial | Ceiling Insulation(R30 to R38) | N | Retail | New | 0.037196 | 0.35675 | 0.10426 | 0 | 0 | 0 | Fail TRC
[12 empty] | Commercial | Bi-Level Lighting Control (Exterior) | N | Miscellaneous | New | 0.86686 | 0.30408 | 2.8508 | 0 | 0 | 0 | Fail RIM | [11 empty] | Commercial | Ceiling Insulation(R30 to R38) | N | Schools K-12 | New | 0.033519 | 0.32445 | 0.10331 | 0 | 0 | 0 | Fail TRC
[12 empty] | Commercial | Bi-Level Lighting Control (Exterior) | N | Offices | New | 0.86686 | 0.30408 | 2.8508 | 0 | 0 | 0 | Fail RIM | [11 empty] | Commercial | Ceiling Insulation(R30 to R38) | N | Warehouse | New | 0.035785 | 0.34477 | 0.10379 | 0 | 0 | 0 | Fail TRC
[12 empty] | Commercial | Bi-Level Lighting Control (Exterior) | N | Restaurants | New | 0.86686 | 0.30408 | 2.8508 | 0 | 0 | 0 | Fail RIM | [11 empty] | Commercial | Chilled Water Controls Optimization | N | Assembly | Existing | 8.5257 | 0.39896 | 21.3699 | 0 | 0 | 0 | Fail 2-year Threshold
[12 empty] | Commercial | Bi-Level Lighting Control (Exterior) | N | Retail | New | 0.86686 | 0.30408 | 2.8508 | 0 | 0 | 0 | Fail RIM | [11 empty] | Commercial | Chilled Water Controls Optimization | N | College and University | Existing | 25.1826 | 0.37127 | 67.8285 | 0 | 0 | 0 | Fail 2-year Threshold
[12 empty] | Commercial | Bi-Level Lighting Control (Exterior) | N | Schools K-12 | New | 0.86686 | 0.30408 | 2.8508 | 0 | 0 | 0 | Fail RIM | [11 empty] | Commercial | Chilled Water Controls Optimization | N | Grocery | Existing | 0 | 0 | 0 | 0 | 0 | 0 | Fail TRC
[12 empty] | Commercial | Bi-Level Lighting Control (Exterior) | N | Warehouse | New | 0.86686 | 0.30408 | 2.8508 | 0 | 0 | 0 | Fail RIM | [11 empty] | Commercial | Chilled Water Controls Optimization | N | Healthcare | Existing | 13.0146 | 0.39896 | 32.6215 | 0 | 0 | 0 | Fail 2-year Threshold
[12 empty] | Commercial | Outdoor Lighting Controls | N | Assembly | Existing | 0.98462 | 0.29633 | 3.3228 | 0 | 0 | 0 | Fail RIM | [11 empty] | Commercial | Chilled Water Controls Optimization | N | Hospitals | Existing | 69.747 | 0.37127 | 187.861 | 0 | 0 | 0 | Fail 2-year Threshold
[12 empty] | Commercial | Outdoor Lighting Controls | N | College and University | Existing | 0.98462 | 0.29633 | 3.3228 | 0 | 0 | 0 | Fail RIM | [11 empty] | Commercial | Chilled Water Controls Optimization | N | Institutional | Existing | 4.6053 | 0.39896 | 11.5434 | 0 | 0 | 0 | Fail 2-year Threshold
[12 empty] | Commercial | Outdoor Lighting Controls | N | Grocery | Existing | 0.98462 | 0.29633 | 3.3228 | 0 | 0 | 0 | Fail RIM | [11 empty] | Commercial | Chilled Water Controls Optimization | N | Lodging/Hospitality | Existing | 35.4242 | 0.39896 | 88.7914 | 0 | 0 | 0 | Fail 2-year Threshold
[12 empty] | Commercial | Outdoor Lighting Controls | N | Healthcare | Existing | 0.98462 | 0.29633 | 3.3228 | 0 | 0 | 0 | Fail RIM | [11 empty] | Commercial | Chilled Water Controls Optimization | N | Miscellaneous | Existing | 10.9693 | 0.39896 | 27.4949 | 0 | 0 | 0 | Fail 2-year Threshold
[12 empty] | Commercial | Outdoor Lighting Controls | N | Hospitals | Existing | 0.98462 | 0.29633 | 3.3228 | 0 | 0 | 0 | Fail RIM | [11 empty] | Commercial | Chilled Water Controls Optimization | N | Offices | Existing | 11.2356 | 0.39896 | 28.1622 | 0 | 0 | 0 | Fail 2-year Threshold
[12 empty] | Commercial | Outdoor Lighting Controls | N | Institutional | Existing | 0.98462 | 0.29633 | 3.3228 | 0 | 0 | 0 | Fail RIM | [11 empty] | Commercial | Chilled Water Controls Optimization | N | Restaurants | Existing | 13.816 | 0.39896 | 34.6301 | 0 | 0 | 0 | Fail 2-year Threshold
[12 empty] | Commercial | Outdoor Lighting Controls | N | Lodging/Hospitality | Existing | 0.98462 | 0.29633 | 3.3228 | 0 | 0 | 0 | Fail RIM | [11 empty] | Commercial | Chilled Water Controls Optimization | N | Retail | Existing | 10.1102 | 0.39896 | 25.3414 | 0 | 0 | 0 | Fail 2-year Threshold
[12 empty] | Commercial | Outdoor Lighting Controls | N | Miscellaneous | Existing | 0.98462 | 0.29633 | 3.3228 | 0 | 0 | 0 | Fail RIM | [11 empty] | Commercial | Chilled Water Controls Optimization | N | Schools K-12 | Existing | 7.756 | 0.39896 | 19.4406 | 0 | 0 | 0 | Fail 2-year Threshold
[12 empty] | Commercial | Outdoor Lighting Controls | N | Offices | Existing | 0.98462 | 0.29633 | 3.3228 | 0 | 0 | 0 | Fail RIM | [11 empty] | Commercial | Chilled Water Controls Optimization | N | Warehouse | Existing | 2.9962 | 0.39896 | 7.5102 | 0 | 0 | 0 | Fail 2-year Threshold
[12 empty] | Commercial | Outdoor Lighting Controls | N | Restaurants | Existing | 0.98462 | 0.29633 | 3.3228 | 0 | 0 | 0 | Fail RIM | [11 empty] | Commercial | Chilled Water Controls Optimization | N | Assembly | New | 8.5257 | 0.39896 | 21.3699 | 0 | 0 | 0 | Fail 2-year Threshold
[12 empty] | Commercial | Outdoor Lighting Controls | N | Retail | Existing | 0.98462 | 0.29633 | 3.3228 | 0 | 0 | 0 | Fail RIM | [11 empty] | Commercial | Chilled Water Controls Optimization | N | College and University | New | 25.1826 | 0.37127 | 67.8285 | 0 | 0 | 0 | Fail 2-year Threshold
[12 empty] | Commercial | Outdoor Lighting Controls | N | Schools K-12 | Existing | 0.98462 | 0.29633 | 3.3228 | 0 | 0 | 0 | Fail RIM | [11 empty] | Commercial | Chilled Water Controls Optimization | N | Grocery | New | 0 | 0 | 0 | 0 | 0 | 0 | Fail TRC
[12 empty] | Commercial | Outdoor Lighting Controls | N | Warehouse | Existing | 0.98462 | 0.29633 | 3.3228 | 0 | 0 | 0 | Fail RIM | [11 empty] | Commercial | Chilled Water Controls Optimization | N | Healthcare | New | 13.0146 | 0.39896 | 32.6215 | 0 | 0 | 0 | Fail 2-year Threshold
[12 empty] | Commercial | Outdoor Lighting Controls | N | Assembly | New | 0.98462 | 0.29633 | 3.3228 | 0 | 0 | 0 | Fail RIM | [11 empty] | Commercial | Chilled Water Controls Optimization | N | Hospitals | New | 69.747 | 0.37127 | 187.861 | 0 | 0 | 0 | Fail 2-year Threshold
[12 empty] | Commercial | Outdoor Lighting Controls | N | College and University | New | 0.98462 | 0.29633 | 3.3228 | 0 | 0 | 0 | Fail RIM | [11 empty] | Commercial | Chilled Water Controls Optimization | N | Institutional | New | 4.6053 | 0.39896 | 11.5434 | 0 | 0 | 0 | Fail 2-year Threshold
[12 empty] | Commercial | Outdoor Lighting Controls | N | Grocery | New | 0.98462 | 0.29633 | 3.3228 | 0 | 0 | 0 | Fail RIM | [11 empty] | Commercial | Chilled Water Controls Optimization | N | Lodging/Hospitality | New | 35.4242 | 0.39896 | 88.7914 | 0 | 0 | 0 | Fail 2-year Threshold
[12 empty] | Commercial | Outdoor Lighting Controls | N | Healthcare | New | 0.98462 | 0.29633 | 3.3228 | 0 | 0 | 0 | Fail RIM | [11 empty] | Commercial | Chilled Water Controls Optimization | N | Miscellaneous | New | 10.9693 | 0.39896 | 27.4949 | 0 | 0 | 0 | Fail 2-year Threshold
[12 empty] | Commercial | Outdoor Lighting Controls | N | Hospitals | New | 0.98462 | 0.29633 | 3.3228 | 0 | 0 | 0 | Fail RIM | [11 empty] | Commercial | Chilled Water Controls Optimization | N | Offices | New | 11.2356 | 0.39896 | 28.1622 | 0 | 0 | 0 | Fail 2-year Threshold
[12 empty] | Commercial | Outdoor Lighting Controls | N | Institutional | New | 0.98462 | 0.29633 | 3.3228 | 0 | 0 | 0 | Fail RIM | [11 empty] | Commercial | Chilled Water Controls Optimization | N | Restaurants | New | 13.816 | 0.39896 | 34.6301 | 0 | 0 | 0 | Fail 2-year Threshold
[12 empty] | Commercial | Outdoor Lighting Controls | N | Lodging/Hospitality | New | 0.98462 | 0.29633 | 3.3228 | 0 | 0 | 0 | Fail RIM | [11 empty] | Commercial | Chilled Water Controls Optimization | N | Retail | New | 10.1102 | 0.39896 | 25.3414 | 0 | 0 | 0 | Fail 2-year Threshold
[12 empty] | Commercial | Outdoor Lighting Controls | N | Miscellaneous | New | 0.98462 | 0.29633 | 3.3228 | 0 | 0 | 0 | Fail RIM | [11 empty] | Commercial | Chilled Water Controls Optimization | N | Schools K-12 | New | 7.756 | 0.39896 | 19.4406 | 0 | 0 | 0 | Fail 2-year Threshold
[12 empty] | Commercial | Outdoor Lighting Controls | N | Offices | New | 0.98462 | 0.29633 | 3.3228 | 0 | 0 | 0 | Fail RIM | [11 empty] | Commercial | Chilled Water Controls Optimization | N | Warehouse | New | 2.9962 | 0.39896 | 7.5102 | 0 | 0 | 0 | Fail 2-year Threshold
[12 empty] | Commercial | Outdoor Lighting Controls | N | Restaurants | New | 0.98462 | 0.29633 | 3.3228 | 0 | 0 | 0 | Fail RIM | [11 empty] | Commercial | Chilled Water System - Variable Speed Drives | N | Assembly | Existing | 1.741 | 0.33887 | 5.1377 | 0 | 0 | 0 | Fail 2-year Threshold
[12 empty] | Commercial | Outdoor Lighting Controls | N | Retail | New | 0.98462 | 0.29633 | 3.3228 | 0 | 0 | 0 | Fail RIM | [11 empty] | Commercial | Chilled Water System - Variable Speed Drives | N | College and University | Existing | 1.741 | 0.33887 | 5.1377 | 0 | 0 | 0 | Fail 2-year Threshold
[12 empty] | Commercial | Outdoor Lighting Controls | N | Schools K-12 | New | 0.98462 | 0.29633 | 3.3228 | 0 | 0 | 0 | Fail RIM | [11 empty] | Commercial | Chilled Water System - Variable Speed Drives | N | Grocery | Existing | 1.741 | 0.33887 | 5.1377 | 0 | 0 | 0 | Fail 2-year Threshold
[12 empty] | Commercial | Outdoor Lighting Controls | N | Warehouse | New | 0.98462 | 0.29633 | 3.3228 | 0 | 0 | 0 | Fail RIM | [11 empty] | Commercial | Chilled Water System - Variable Speed Drives | N | Healthcare | Existing | 1.741 | 0.33887 | 5.1377 | 0 | 0 | 0 | Fail 2-year Threshold
[12 empty] | Commercial | Air Curtains | N | Assembly | Existing | 0.0059642 | 0.34237 | 0.017421 | 0 | 0 | 0 | Fail RIM | [11 empty] | Commercial | Chilled Water System - Variable Speed Drives | N | Hospitals | Existing | 1.741 | 0.33887 | 5.1377 | 0 | 0 | 0 | Fail 2-year Threshold
[12 empty] | Commercial | Air Curtains | N | College and University | Existing | 0.0060665 | 0.3485 | 0.017408 | 0 | 0 | 0 | Fail RIM | [11 empty] | Commercial | Chilled Water System - Variable Speed Drives | N | Institutional | Existing | 1.741 | 0.33887 | 5.1377 | 0 | 0 | 0 | Fail 2-year Threshold
[12 empty] | Commercial | Air Curtains | N | Grocery | Existing | 0.0059642 | 0.34237 | 0.017421 | 0 | 0 | 0 | Fail RIM | [11 empty] | Commercial | Chilled Water System - Variable Speed Drives | N | Lodging/Hospitality | Existing | 1.741 | 0.33887 | 5.1377 | 0 | 0 | 0 | Fail 2-year Threshold
[12 empty] | Commercial | Air Curtains | N | Healthcare | Existing | 0.0060665 | 0.3485 | 0.017408 | 0 | 0 | 0 | Fail RIM | [11 empty] | Commercial | Chilled Water System - Variable Speed Drives | N | Miscellaneous | Existing | 1.741 | 0.33887 | 5.1377 | 0 | 0 | 0 | Fail 2-year Threshold
[12 empty] | Commercial | Air Curtains | N | Hospitals | Existing | 0.0060665 | 0.3485 | 0.017408 | 0 | 0 | 0 | Fail RIM | [11 empty] | Commercial | Chilled Water System - Variable Speed Drives | N | Offices | Existing | 1.741 | 0.33887 | 5.1377 | 0 | 0 | 0 | Fail 2-year Threshold
[12 empty] | Commercial | Air Curtains | N | Institutional | Existing | 0.0059642 | 0.34237 | 0.017421 | 0 | 0 | 0 | Fail RIM | [11 empty] | Commercial | Chilled Water System - Variable Speed Drives | N | Restaurants | Existing | 1.741 | 0.33887 | 5.1377 | 0 | 0 | 0 | Fail 2-year Threshold
[12 empty] | Commercial | Air Curtains | N | Lodging/Hospitality | Existing | 0.0060665 | 0.3485 | 0.017408 | 0 | 0 | 0 | Fail RIM | [11 empty] | Commercial | Chilled Water System - Variable Speed Drives | N | Retail | Existing | 1.741 | 0.33887 | 5.1377 | 0 | 0 | 0 | Fail 2-year Threshold
[12 empty] | Commercial | Air Curtains | N | Miscellaneous | Existing | 0.0059642 | 0.34237 | 0.017421 | 0 | 0 | 0 | Fail RIM | [11 empty] | Commercial | Chilled Water System - Variable Speed Drives | N | Schools K-12 | Existing | 1.741 | 0.33887 | 5.1377 | 0 | 0 | 0 | Fail 2-year Threshold
[12 empty] | Commercial | Air Curtains | N | Offices | Existing | 0.0059642 | 0.34237 | 0.017421 | 0 | 0 | 0 | Fail RIM | [11 empty] | Commercial | Chilled Water System - Variable Speed Drives | N | Warehouse | Existing | 1.741 | 0.33887 | 5.1377 | 0 | 0 | 0 | Fail 2-year Threshold
[12 empty] | Commercial | Air Curtains | N | Restaurants | Existing | 0.0060665 | 0.3485 | 0.017408 | 0 | 0 | 0 | Fail RIM | [11 empty] | Commercial | Chilled Water System - Variable Speed Drives | N | Assembly | New | 1.741 | 0.33887 | 5.1377 | 0 | 0 | 0 | Fail 2-year Threshold
[12 empty] | Commercial | Air Curtains | N | Retail | Existing | 0.0059642 | 0.34237 | 0.017421 | 0 | 0 | 0 | Fail RIM | [11 empty] | Commercial | Chilled Water System - Variable Speed Drives | N | College and University | New | 1.741 | 0.33887 | 5.1377 | 0 | 0 | 0 | Fail 2-year Threshold
[12 empty] | Commercial | Air Curtains | N | Schools K-12 | Existing | 0.0060665 | 0.3485 | 0.017408 | 0 | 0 | 0 | Fail RIM | [11 empty] | Commercial | Chilled Water System - Variable Speed Drives | N | Grocery | New | 1.741 | 0.33887 | 5.1377 | 0 | 0 | 0 | Fail 2-year Threshold
[12 empty] | Commercial | Air Curtains | N | Warehouse | Existing | 0.0059642 | 0.34237 | 0.017421 | 0 | 0 | 0 | Fail RIM | [11 empty] | Commercial | Chilled Water System - Variable Speed Drives | N | Healthcare | New | 1.741 | 0.33887 | 5.1377 | 0 | 0 | 0 | Fail 2-year Threshold
[12 empty] | Commercial | Air Curtains | N | Assembly | New | 0.0059642 | 0.34237 | 0.017421 | 0 | 0 | 0 | Fail RIM | [11 empty] | Commercial | Chilled Water System - Variable Speed Drives | N | Hospitals | New | 1.741 | 0.33887 | 5.1377 | 0 | 0 | 0 | Fail 2-year Threshold
[12 empty] | Commercial | Air Curtains | N | College and University | New | 0.0060665 | 0.3485 | 0.017408 | 0 | 0 | 0 | Fail RIM | [11 empty] | Commercial | Chilled Water System - Variable Speed Drives | N | Institutional | New | 1.741 | 0.33887 | 5.1377 | 0 | 0 | 0 | Fail 2-year Threshold
[12 empty] | Commercial | Air Curtains | N | Grocery | New | 0.0059642 | 0.34237 | 0.017421 | 0 | 0 | 0 | Fail RIM | [11 empty] | Commercial | Chilled Water System - Variable Speed Drives | N | Lodging/Hospitality | New | 1.741 | 0.33887 | 5.1377 | 0 | 0 | 0 | Fail 2-year Threshold
[12 empty] | Commercial | Air Curtains | N | Healthcare | New | 0.0060665 | 0.3485 | 0.017408 | 0 | 0 | 0 | Fail RIM | [11 empty] | Commercial | Chilled Water System - Variable Speed Drives | N | Miscellaneous | New | 1.741 | 0.33887 | 5.1377 | 0 | 0 | 0 | Fail 2-year Threshold
[12 empty] | Commercial | Air Curtains | N | Hospitals | New | 0.0060665 | 0.3485 | 0.017408 | 0 | 0 | 0 | Fail RIM | [11 empty] | Commercial | Chilled Water System - Variable Speed Drives | N | Offices | New | 1.741 | 0.33887 | 5.1377 | 0 | 0 | 0 | Fail 2-year Threshold
[12 empty] | Commercial | Air Curtains | N | Institutional | New | 0.0059642 | 0.34237 | 0.017421 | 0 | 0 | 0 | Fail RIM | [11 empty] | Commercial | Chilled Water System - Variable Speed Drives | N | Restaurants | New | 1.741 | 0.33887 | 5.1377 | 0 | 0 | 0 | Fail 2-year Threshold
[12 empty] | Commercial | Air Curtains | N | Lodging/Hospitality | New | 0.0060665 | 0.3485 | 0.017408 | 0 | 0 | 0 | Fail RIM | [11 empty] | Commercial | Chilled Water System - Variable Speed Drives | N | Retail | New | 1.741 | 0.33887 | 5.1377 | 0 | 0 | 0 | Fail 2-year Threshold
[12 empty] | Commercial | Air Curtains | N | Miscellaneous | New | 0.0059642 | 0.34237 | 0.017421 | 0 | 0 | 0 | Fail RIM | [11 empty] | Commercial | Chilled Water System - Variable Speed Drives | N | Schools K-12 | New | 1.741 | 0.33887 | 5.1377 | 0 | 0 | 0 | Fail 2-year Threshold
[12 empty] | Commercial | Air Curtains | N | Offices | New | 0.0059642 | 0.34237 | 0.017421 | 0 | 0 | 0 | Fail RIM | [11 empty] | Commercial | Chilled Water System - Variable Speed Drives | N | Warehouse | New | 1.741 | 0.33887 | 5.1377 | 0 | 0 | 0 | Fail 2-year Threshold
[12 empty] | Commercial | Air Curtains | N | Restaurants | New | 0.0060665 | 0.3485 | 0.017408 | 0 | 0 | 0 | Fail RIM | [11 empty] | Commercial | Cool Roof | Y | Assembly | Existing | 0.048674 | 0.36408 | 0.13369 | 0 | 0 | 0 | Fail TRC
[12 empty] | Commercial | Air Curtains | N | Retail | New | 0.0059642 | 0.34237 | 0.017421 | 0 | 0 | 0 | Fail RIM | [11 empty] | Commercial | Cool Roof | Y | College and University | Existing | 0.048674 | 0.36408 | 0.13369 | 0 | 0 | 0 | Fail TRC
[12 empty] | Commercial | Air Curtains | N | Schools K-12 | New | 0.0060665 | 0.3485 | 0.017408 | 0 | 0 | 0 | Fail RIM | [11 empty] | Commercial | Cool Roof | Y | Grocery | Existing | 0.048674 | 0.36408 | 0.13369 | 0 | 0 | 0 | Fail TRC
[12 empty] | Commercial | Air Curtains | N | Warehouse | New | 0.0059642 | 0.34237 | 0.017421 | 0 | 0 | 0 | Fail RIM | [11 empty] | Commercial | Cool Roof | Y | Healthcare | Existing | 0.048674 | 0.36408 | 0.13369 | 0 | 0 | 0 | Fail TRC
[12 empty] | Commercial | Airside Economizer | N | Assembly | Existing | 11.1418 | 0.30878 | 36.0835 | 0 | 0 | 0 | Fail RIM | [11 empty] | Commercial | Cool Roof | Y | Hospitals | Existing | 0.048674 | 0.36408 | 0.13369 | 0 | 0 | 0 | Fail TRC
[12 empty] | Commercial | Airside Economizer | N | College and University | Existing | 11.6222 | 0.32068 | 36.242 | 0 | 0 | 0 | Fail RIM | [11 empty] | Commercial | Cool Roof | Y | Institutional | Existing | 0.048674 | 0.36408 | 0.13369 | 0 | 0 | 0 | Fail TRC
[12 empty] | Commercial | Airside Economizer | N | Grocery | Existing | 9.3141 | 0.25836 | 36.051 | 0 | 0 | 0 | Fail RIM | [11 empty] | Commercial | Cool Roof | Y | Lodging/Hospitality | Existing | 0.054735 | 0.40666 | 0.1346 | 0 | 0 | 0 | Fail TRC
[12 empty] | Commercial | Airside Economizer | N | Healthcare | Existing | 11.1418 | 0.30878 | 36.0835 | 0 | 0 | 0 | Fail RIM | [11 empty] | Commercial | Cool Roof | Y | Miscellaneous | Existing | 0.036268 | 0.27529 | 0.13174 | 0 | 0 | 0 | Fail TRC
[12 empty] | Commercial | Airside Economizer | N | Hospitals | Existing | 11.6222 | 0.32068 | 36.242 | 0 | 0 | 0 | Fail RIM | [11 empty] | Commercial | Cool Roof | Y | Offices | Existing | 0.048674 | 0.36408 | 0.13369 | 0 | 0 | 0 | Fail TRC
[12 empty] | Commercial | Airside Economizer | N | Institutional | Existing | 11.1418 | 0.30878 | 36.0835 | 0 | 0 | 0 | Fail RIM | [11 empty] | Commercial | Cool Roof | Y | Restaurants | Existing | 0.048674 | 0.36408 | 0.13369 | 0 | 0 | 0 | Fail TRC
[12 empty] | Commercial | Airside Economizer | N | Lodging/Hospitality | Existing | 9.3141 | 0.25836 | 36.051 | 0 | 0 | 0 | Fail RIM | [11 empty] | Commercial | Cool Roof | Y | Retail | Existing | 0.048674 | 0.36408 | 0.13369 | 0 | 0 | 0 | Fail TRC
[12 empty] | Commercial | Airside Economizer | N | Miscellaneous | Existing | 11.1418 | 0.30878 | 36.0835 | 0 | 0 | 0 | Fail RIM | [11 empty] | Commercial | Cool Roof | Y | Schools K-12 | Existing | 0.048674 | 0.36408 | 0.13369 | 0 | 0 | 0 | Fail TRC
[12 empty] | Commercial | Airside Economizer | N | Offices | Existing | 11.1418 | 0.30878 | 36.0835 | 0 | 0 | 0 | Fail RIM | [11 empty] | Commercial | Cool Roof | Y | Warehouse | Existing | 0.036268 | 0.27529 | 0.13174 | 0 | 0 | 0 | Fail TRC
[12 empty] | Commercial | Airside Economizer | N | Restaurants | Existing | 9.3141 | 0.25836 | 36.051 | 0 | 0 | 0 | Fail RIM | [11 empty] | Commercial | Cool Roof | Y | Assembly | New | 0.048555 | 0.36408 | 0.13336 | 0 | 0 | 0 | Fail TRC
[12 empty] | Commercial | Airside Economizer | N | Retail | Existing | 9.3141 | 0.25836 | 36.051 | 0 | 0 | 0 | Fail RIM | [11 empty] | Commercial | Cool Roof | Y | College and University | New | 0.048555 | 0.36408 | 0.13336 | 0 | 0 | 0 | Fail TRC
[12 empty] | Commercial | Airside Economizer | N | Schools K-12 | Existing | 11.1418 | 0.30878 | 36.0835 | 0 | 0 | 0 | Fail RIM | [11 empty] | Commercial | Cool Roof | Y | Grocery | New | 0.048555 | 0.36408 | 0.13336 | 0 | 0 | 0 | Fail TRC
[12 empty] | Commercial | Airside Economizer | N | Warehouse | Existing | 11.1418 | 0.30878 | 36.0835 | 0 | 0 | 0 | Fail RIM | [11 empty] | Commercial | Cool Roof | Y | Healthcare | New | 0.048555 | 0.36408 | 0.13336 | 0 | 0 | 0 | Fail TRC
[12 empty] | Commercial | Airside Economizer | N | Assembly | New | 11.1418 | 0.30878 | 36.0835 | 0 | 0 | 0 | Fail RIM | [11 empty] | Commercial | Cool Roof | Y | Hospitals | New | 0.048555 | 0.36408 | 0.13336 | 0 | 0 | 0 | Fail TRC
[12 empty] | Commercial | Airside Economizer | N | College and University | New | 11.6222 | 0.32068 | 36.242 | 0 | 0 | 0 | Fail RIM | [11 empty] | Commercial | Cool Roof | Y | Institutional | New | 0.048555 | 0.36408 | 0.13336 | 0 | 0 | 0 | Fail TRC
[12 empty] | Commercial | Airside Economizer | N | Grocery | New | 9.3141 | 0.25836 | 36.051 | 0 | 0 | 0 | Fail RIM | [11 empty] | Commercial | Cool Roof | Y | Lodging/Hospitality | New | 0.054602 | 0.40666 | 0.13427 | 0 | 0 | 0 | Fail TRC
[12 empty] | Commercial | Airside Economizer | N | Healthcare | New | 11.1418 | 0.30878 | 36.0835 | 0 | 0 | 0 | Fail RIM | [11 empty] | Commercial | Cool Roof | Y | Miscellaneous | New | 0.036179 | 0.27529 | 0.13142 | 0 | 0 | 0 | Fail TRC
[12 empty] | Commercial | Airside Economizer | N | Hospitals | New | 11.6222 | 0.32068 | 36.242 | 0 | 0 | 0 | Fail RIM | [11 empty] | Commercial | Cool Roof | Y | Offices | New | 0.048555 | 0.36408 | 0.13336 | 0 | 0 | 0 | Fail TRC
[12 empty] | Commercial | Airside Economizer | N | Institutional | New | 11.1418 | 0.30878 | 36.0835 | 0 | 0 | 0 | Fail RIM | [11 empty] | Commercial | Cool Roof | Y | Restaurants | New | 0.048555 | 0.36408 | 0.13336 | 0 | 0 | 0 | Fail TRC
[12 empty] | Commercial | Airside Economizer | N | Lodging/Hospitality | New | 9.3141 | 0.25836 | 36.051 | 0 | 0 | 0 | Fail RIM | [11 empty] | Commercial | Cool Roof | Y | Retail | New | 0.048555 | 0.36408 | 0.13336 | 0 | 0 | 0 | Fail TRC
[12 empty] | Commercial | Airside Economizer | N | Miscellaneous | New | 11.1418 | 0.30878 | 36.0835 | 0 | 0 | 0 | Fail RIM | [11 empty] | Commercial | Cool Roof | Y | Schools K-12 | New | 0.048555 | 0.36408 | 0.13336 | 0 | 0 | 0 | Fail TRC
[12 empty] | Commercial | Airside Economizer | N | Offices | New | 11.1418 | 0.30878 | 36.0835 | 0 | 0 | 0 | Fail RIM | [11 empty] | Commercial | Cool Roof | Y | Warehouse | New | 0.036179 | 0.27529 | 0.13142 | 0 | 0 | 0 | Fail TRC
[12 empty] | Commercial | Airside Economizer | N | Restaurants | New | 9.3141 | 0.25836 | 36.051 | 0 | 0 | 0 | Fail RIM | [11 empty] | Commercial | Dedicated Outdoor Air System on VRF unit | N | Assembly | Existing | 0.35795 | 0.37678 | 0.95003 | 0 | 0 | 0 | Fail TRC
[12 empty] | Commercial | Airside Economizer | N | Retail | New | 9.3141 | 0.25836 | 36.051 | 0 | 0 | 0 | Fail RIM | [11 empty] | Commercial | Dedicated Outdoor Air System on VRF unit | N | College and University | Existing | 0.38156 | 0.36509 | 1.0451 | 0 | 0 | 0 | Fail TRC
[12 empty] | Commercial | Airside Economizer | N | Schools K-12 | New | 11.1418 | 0.30878 | 36.0835 | 0 | 0 | 0 | Fail RIM | [11 empty] | Commercial | Dedicated Outdoor Air System on VRF unit | N | Grocery | Existing | 0.21419 | 0.37678 | 0.56848 | 0 | 0 | 0 | Fail TRC
[12 empty] | Commercial | Airside Economizer | N | Warehouse | New | 11.1418 | 0.30878 | 36.0835 | 0 | 0 | 0 | Fail RIM | [11 empty] | Commercial | Dedicated Outdoor Air System on VRF unit | N | Healthcare | Existing | 0.77032 | 0.37678 | 2.0445 | 0 | 0 | 0 | Fail TRC
[12 empty] | Commercial | Ceiling Insulation(R12 to R38) | N | Assembly | Existing | 0.18049 | 0.32445 | 0.55631 | 0 | 0 | 0 | Fail RIM | [11 empty] | Commercial | Dedicated Outdoor Air System on VRF unit | N | Hospitals | Existing | 0.7339 | 0.37678 | 1.9478 | 0 | 0 | 0 | Fail TRC
[12 empty] | Commercial | Ceiling Insulation(R12 to R38) | N | College and University | Existing | 0.2267 | 0.39962 | 0.56729 | 0 | 0 | 0 | Fail RIM | [11 empty] | Commercial | Dedicated Outdoor Air System on VRF unit | N | Institutional | Existing | 0.19803 | 0.37678 | 0.52559 | 0 | 0 | 0 | Fail TRC
[12 empty] | Commercial | Ceiling Insulation(R12 to R38) | N | Grocery | Existing | 0.20029 | 0.35675 | 0.56144 | 0 | 0 | 0 | Fail RIM | [11 empty] | Commercial | Dedicated Outdoor Air System on VRF unit | N | Lodging/Hospitality | Existing | 0.56224 | 0.36509 | 1.54 | 0 | 0 | 0 | Fail TRC
[12 empty] | Commercial | Ceiling Insulation(R12 to R38) | N | Healthcare | Existing | 0.18049 | 0.32445 | 0.55631 | 0 | 0 | 0 | Fail RIM | [11 empty] | Commercial | Dedicated Outdoor Air System on VRF unit | N | Miscellaneous | Existing | 0.19983 | 0.37678 | 0.53037 | 0 | 0 | 0 | Fail TRC
[12 empty] | Commercial | Ceiling Insulation(R12 to R38) | N | Hospitals | Existing | 0.2267 | 0.39962 | 0.56729 | 0 | 0 | 0 | Fail RIM | [11 empty] | Commercial | Dedicated Outdoor Air System on VRF unit | N | Offices | Existing | 0.39523 | 0.37678 | 1.049 | 0 | 0 | 0 | Fail TRC
[12 empty] | Commercial | Ceiling Insulation(R12 to R38) | N | Institutional | Existing | 0.18049 | 0.32445 | 0.55631 | 0 | 0 | 0 | Fail RIM | [11 empty] | Commercial | Dedicated Outdoor Air System on VRF unit | N | Restaurants | Existing | 0.6092 | 0.37678 | 1.6169 | 0 | 0 | 0 | Fail TRC
[12 empty] | Commercial | Ceiling Insulation(R12 to R38) | N | Lodging/Hospitality | Existing | 0.2267 | 0.39962 | 0.56729 | 0 | 0 | 0 | Fail RIM | [11 empty] | Commercial | Dedicated Outdoor Air System on VRF unit | N | Retail | Existing | 0.46931 | 0.37678 | 1.2456 | 0 | 0 | 0 | Fail TRC
[12 empty] | Commercial | Ceiling Insulation(R12 to R38) | N | Miscellaneous | Existing | 0.18049 | 0.32445 | 0.55631 | 0 | 0 | 0 | Fail RIM | [11 empty] | Commercial | Dedicated Outdoor Air System on VRF unit | N | Schools K-12 | Existing | 0.40963 | 0.37678 | 1.0872 | 0 | 0 | 0 | Fail TRC
[12 empty] | Commercial | Ceiling Insulation(R12 to R38) | N | Offices | Existing | 0.18049 | 0.32445 | 0.55631 | 0 | 0 | 0 | Fail RIM | [11 empty] | Commercial | Dedicated Outdoor Air System on VRF unit | N | Warehouse | Existing | 0.091179 | 0.37678 | 0.242 | 0 | 0 | 0 | Fail TRC
[12 empty] | Commercial | Ceiling Insulation(R12 to R38) | N | Restaurants | Existing | 0.20029 | 0.35675 | 0.56144 | 0 | 0 | 0 | Fail RIM | [11 empty] | Commercial | Dedicated Outdoor Air System on VRF unit | N | Assembly | New | 0.35795 | 0.37678 | 0.95003 | 0 | 0 | 0 | Fail TRC
[12 empty] | Commercial | Ceiling Insulation(R12 to R38) | N | Retail | Existing | 0.20029 | 0.35675 | 0.56144 | 0 | 0 | 0 | Fail RIM | [11 empty] | Commercial | Dedicated Outdoor Air System on VRF unit | N | College and University | New | 0.38156 | 0.36509 | 1.0451 | 0 | 0 | 0 | Fail TRC
[12 empty] | Commercial | Ceiling Insulation(R12 to R38) | N | Schools K-12 | Existing | 0.18049 | 0.32445 | 0.55631 | 0 | 0 | 0 | Fail RIM | [11 empty] | Commercial | Dedicated Outdoor Air System on VRF unit | N | Grocery | New | 0.21419 | 0.37678 | 0.56848 | 0 | 0 | 0 | Fail TRC
[12 empty] | Commercial | Ceiling Insulation(R12 to R38) | N | Warehouse | Existing | 0.19269 | 0.34477 | 0.55891 | 0 | 0 | 0 | Fail RIM | [11 empty] | Commercial | Dedicated Outdoor Air System on VRF unit | N | Healthcare | New | 0.77032 | 0.37678 | 2.0445 | 0 | 0 | 0 | Fail TRC
[12 empty] | Commercial | Ceiling Insulation(R12 to R38) | N | Assembly | New | 0.17772 | 0.32445 | 0.54777 | 0 | 0 | 0 | Fail RIM | [11 empty] | Commercial | Dedicated Outdoor Air System on VRF unit | N | Hospitals | New | 0.7339 | 0.37678 | 1.9478 | 0 | 0 | 0 | Fail TRC
[12 empty] | Commercial | Ceiling Insulation(R12 to R38) | N | College and University | New | 0.22322 | 0.39962 | 0.55858 | 0 | 0 | 0 | Fail RIM | [11 empty] | Commercial | Dedicated Outdoor Air System on VRF unit | N | Institutional | New | 0.19803 | 0.37678 | 0.52559 | 0 | 0 | 0 | Fail TRC
[12 empty] | Commercial | Ceiling Insulation(R12 to R38) | N | Grocery | New | 0.19722 | 0.35675 | 0.55282 | 0 | 0 | 0 | Fail RIM | [11 empty] | Commercial | Dedicated Outdoor Air System on VRF unit | N | Lodging/Hospitality | New | 0.56224 | 0.36509 | 1.54 | 0 | 0 | 0 | Fail TRC
[12 empty] | Commercial | Ceiling Insulation(R12 to R38) | N | Healthcare | New | 0.17772 | 0.32445 | 0.54777 | 0 | 0 | 0 | Fail RIM | [11 empty] | Commercial | Dedicated Outdoor Air System on VRF unit | N | Miscellaneous | New | 0.19983 | 0.37678 | 0.53037 | 0 | 0 | 0 | Fail TRC
[12 empty] | Commercial | Ceiling Insulation(R12 to R38) | N | Hospitals | New | 0.22322 | 0.39962 | 0.55858 | 0 | 0 | 0 | Fail RIM | [11 empty] | Commercial | Dedicated Outdoor Air System on VRF unit | N | Offices | New | 0.39523 | 0.37678 | 1.049 | 0 | 0 | 0 | Fail TRC
[12 empty] | Commercial | Ceiling Insulation(R12 to R38) | N | Institutional | New | 0.17772 | 0.32445 | 0.54777 | 0 | 0 | 0 | Fail RIM | [11 empty] | Commercial | Dedicated Outdoor Air System on VRF unit | N | Restaurants | New | 0.6092 | 0.37678 | 1.6169 | 0 | 0 | 0 | Fail TRC
[12 empty] | Commercial | Ceiling Insulation(R12 to R38) | N | Lodging/Hospitality | New | 0.22322 | 0.39962 | 0.55858 | 0 | 0 | 0 | Fail RIM | [11 empty] | Commercial | Dedicated Outdoor Air System on VRF unit | N | Retail | New | 0.46931 | 0.37678 | 1.2456 | 0 | 0 | 0 | Fail TRC
[12 empty] | Commercial | Ceiling Insulation(R12 to R38) | N | Miscellaneous | New | 0.17772 | 0.32445 | 0.54777 | 0 | 0 | 0 | Fail RIM | [11 empty] | Commercial | Dedicated Outdoor Air System on VRF unit | N | Schools K-12 | New | 0.40963 | 0.37678 | 1.0872 | 0 | 0 | 0 | Fail TRC
[12 empty] | Commercial | Ceiling Insulation(R12 to R38) | N | Offices | New | 0.17772 | 0.32445 | 0.54777 | 0 | 0 | 0 | Fail RIM | [11 empty] | Commercial | Dedicated Outdoor Air System on VRF unit | N | Warehouse | New | 0.091179 | 0.37678 | 0.242 | 0 | 0 | 0 | Fail TRC
[12 empty] | Commercial | Ceiling Insulation(R12 to R38) | N | Restaurants | New | 0.19722 | 0.35675 | 0.55282 | 0 | 0 | 0 | Fail RIM | [11 empty] | Commercial | Destratification Fans | N | Assembly | Existing | 0.03181 | 0.32561 | 0.097694 | 0 | 0 | 0 | Fail TRC
[12 empty] | Commercial | Ceiling Insulation(R12 to R38) | N | Retail | New | 0.19722 | 0.35675 | 0.55282 | 0 | 0 | 0 | Fail RIM | [11 empty] | Commercial | Destratification Fans | N | College and University | Existing | 0.057867 | 0.32561 | 0.17772 | 0 | 0 | 0 | Fail TRC
[12 empty] | Commercial | Ceiling Insulation(R12 to R38) | N | Schools K-12 | New | 0.17772 | 0.32445 | 0.54777 | 0 | 0 | 0 | Fail RIM | [11 empty] | Commercial | Destratification Fans | N | Grocery | Existing | 0.020842 | 0.32561 | 0.064008 | 0 | 0 | 0 | Fail TRC
[12 empty] | Commercial | Ceiling Insulation(R12 to R38) | N | Warehouse | New | 0.18974 | 0.34477 | 0.55033 | 0 | 0 | 0 | Fail RIM | [11 empty] | Commercial | Destratification Fans | N | Healthcare | Existing | 0.052128 | 0.32561 | 0.16009 | 0 | 0 | 0 | Fail TRC
[12 empty] | Commercial | Ceiling Insulation(R19 to R38) | N | Assembly | Existing | 0.097212 | 0.32445 | 0.29962 | 0 | 0 | 0 | Fail RIM | [11 empty] | Commercial | Destratification Fans | N | Hospitals | Existing | 0.10293 | 0.32561 | 0.31613 | 0 | 0 | 0 | Fail TRC
[12 empty] | Commercial | Ceiling Insulation(R19 to R38) | N | College and University | Existing | 0.1221 | 0.39962 | 0.30553 | 0 | 0 | 0 | Fail RIM | [11 empty] | Commercial | Destratification Fans | N | Institutional | Existing | 0.011458 | 0.32561 | 0.03519 | 0 | 0 | 0 | Fail TRC
[12 empty] | Commercial | Ceiling Insulation(R19 to R38) | N | Grocery | Existing | 0.10788 | 0.35675 | 0.30239 | 0 | 0 | 0 | Fail RIM | [11 empty] | Commercial | Destratification Fans | N | Lodging/Hospitality | Existing | 0.017285 | 0.32561 | 0.053086 | 0 | 0 | 0 | Fail TRC
[12 empty] | Commercial | Ceiling Insulation(R19 to R38) | N | Healthcare | Existing | 0.097212 | 0.32445 | 0.29962 | 0 | 0 | 0 | Fail RIM | [11 empty] | Commercial | Destratification Fans | N | Miscellaneous | Existing | 0.026416 | 0.32561 | 0.08113 | 0 | 0 | 0 | Fail TRC
[12 empty] | Commercial | Ceiling Insulation(R19 to R38) | N | Hospitals | Existing | 0.1221 | 0.39962 | 0.30553 | 0 | 0 | 0 | Fail RIM | [11 empty] | Commercial | Destratification Fans | N | Offices | Existing | 0.0057855 | 0.32561 | 0.017768 | 0 | 0 | 0 | Fail TRC
[12 empty] | Commercial | Ceiling Insulation(R19 to R38) | N | Institutional | Existing | 0.097212 | 0.32445 | 0.29962 | 0 | 0 | 0 | Fail RIM | [11 empty] | Commercial | Destratification Fans | N | Restaurants | Existing | 0.045726 | 0.32561 | 0.14043 | 0 | 0 | 0 | Fail TRC
[12 empty] | Commercial | Ceiling Insulation(R19 to R38) | N | Lodging/Hospitality | Existing | 0.1221 | 0.39962 | 0.30553 | 0 | 0 | 0 | Fail RIM | [11 empty] | Commercial | Destratification Fans | N | Retail | Existing | 0.054719 | 0.32561 | 0.16805 | 0 | 0 | 0 | Fail TRC
[12 empty] | Commercial | Ceiling Insulation(R19 to R38) | N | Miscellaneous | Existing | 0.097212 | 0.32445 | 0.29962 | 0 | 0 | 0 | Fail RIM | [11 empty] | Commercial | Destratification Fans | N | Schools K-12 | Existing | 0.17302 | 0.32561 | 0.53136 | 0 | 0 | 0 | Fail TRC
[12 empty] | Commercial | Ceiling Insulation(R19 to R38) | N | Offices | Existing | 0.097212 | 0.32445 | 0.29962 | 0 | 0 | 0 | Fail RIM | [11 empty] | Commercial | Destratification Fans | N | Warehouse | Existing | 0.018966 | 0.32561 | 0.058248 | 0 | 0 | 0 | Fail TRC
[12 empty] | Commercial | Ceiling Insulation(R19 to R38) | N | Restaurants | Existing | 0.10788 | 0.35675 | 0.30239 | 0 | 0 | 0 | Fail RIM | [11 empty] | Commercial | Destratification Fans | N | Assembly | New | 0.03181 | 0.32561 | 0.097694 | 0 | 0 | 0 | Fail TRC
[12 empty] | Commercial | Ceiling Insulation(R19 to R38) | N | Retail | Existing | 0.10788 | 0.35675 | 0.30239 | 0 | 0 | 0 | Fail RIM | [11 empty] | Commercial | Destratification Fans | N | College and University | New | 0.057867 | 0.32561 | 0.17772 | 0 | 0 | 0 | Fail TRC
[12 empty] | Commercial | Ceiling Insulation(R19 to R38) | N | Schools K-12 | Existing | 0.097212 | 0.32445 | 0.29962 | 0 | 0 | 0 | Fail RIM | [11 empty] | Commercial | Destratification Fans | N | Grocery | New | 0.020842 | 0.32561 | 0.064008 | 0 | 0 | 0 | Fail TRC
[12 empty] | Commercial | Ceiling Insulation(R19 to R38) | N | Warehouse | Existing | 0.10378 | 0.34477 | 0.30102 | 0 | 0 | 0 | Fail RIM | [11 empty] | Commercial | Destratification Fans | N | Healthcare | New | 0.052128 | 0.32561 | 0.16009 | 0 | 0 | 0 | Fail TRC
[12 empty] | Commercial | Ceiling Insulation(R19 to R38) | N | Assembly | New | 0.095719 | 0.32445 | 0.29502 | 0 | 0 | 0 | Fail RIM | [11 empty] | Commercial | Destratification Fans | N | Hospitals | New | 0.10293 | 0.32561 | 0.31613 | 0 | 0 | 0 | Fail TRC
[12 empty] | Commercial | Ceiling Insulation(R19 to R38) | N | College and University | New | 0.12022 | 0.39962 | 0.30084 | 0 | 0 | 0 | Fail RIM | [11 empty] | Commercial | Destratification Fans | N | Institutional | New | 0.011458 | 0.32561 | 0.03519 | 0 | 0 | 0 | Fail TRC
[12 empty] | Commercial | Ceiling Insulation(R19 to R38) | N | Grocery | New | 0.10622 | 0.35675 | 0.29774 | 0 | 0 | 0 | Fail RIM | [11 empty] | Commercial | Destratification Fans | N | Lodging/Hospitality | New | 0.017285 | 0.32561 | 0.053086 | 0 | 0 | 0 | Fail TRC
[12 empty] | Commercial | Ceiling Insulation(R19 to R38) | N | Healthcare | New | 0.095719 | 0.32445 | 0.29502 | 0 | 0 | 0 | Fail RIM | [11 empty] | Commercial | Destratification Fans | N | Miscellaneous | New | 0.026416 | 0.32561 | 0.08113 | 0 | 0 | 0 | Fail TRC
[12 empty] | Commercial | Ceiling Insulation(R19 to R38) | N | Hospitals | New | 0.12022 | 0.39962 | 0.30084 | 0 | 0 | 0 | Fail RIM | [11 empty] | Commercial | Destratification Fans | N | Offices | New | 0.0057855 | 0.32561 | 0.017768 | 0 | 0 | 0 | Fail TRC
[12 empty] | Commercial | Ceiling Insulation(R19 to R38) | N | Institutional | New | 0.095719 | 0.32445 | 0.29502 | 0 | 0 | 0 | Fail RIM | [11 empty] | Commercial | Destratification Fans | N | Restaurants | New | 0.045726 | 0.32561 | 0.14043 | 0 | 0 | 0 | Fail TRC
[12 empty] | Commercial | Ceiling Insulation(R19 to R38) | N | Lodging/Hospitality | New | 0.12022 | 0.39962 | 0.30084 | 0 | 0 | 0 | Fail RIM | [11 empty] | Commercial | Destratification Fans | N | Retail | New | 0.054719 | 0.32561 | 0.16805 | 0 | 0 | 0 | Fail TRC
[12 empty] | Commercial | Ceiling Insulation(R19 to R38) | N | Miscellaneous | New | 0.095719 | 0.32445 | 0.29502 | 0 | 0 | 0 | Fail RIM | [11 empty] | Commercial | Destratification Fans | N | Schools K-12 | New | 0.17302 | 0.32561 | 0.53136 | 0 | 0 | 0 | Fail TRC
[12 empty] | Commercial | Ceiling Insulation(R19 to R38) | N | Offices | New | 0.095719 | 0.32445 | 0.29502 | 0 | 0 | 0 | Fail RIM | [11 empty] | Commercial | Destratification Fans | N | Warehouse | New | 0.018966 | 0.32561 | 0.058248 | 0 | 0 | 0 | Fail TRC
[12 empty] | Commercial | Ceiling Insulation(R19 to R38) | N | Restaurants | New | 0.10622 | 0.35675 | 0.29774 | 0 | 0 | 0 | Fail RIM | [11 empty] | Commercial | Duct Insulation | N | Assembly | Existing | 0.023152 | 0.36764 | 0.062974 | 0 | 0 | 0 | Fail TRC
[12 empty] | Commercial | Ceiling Insulation(R19 to R38) | N | Retail | New | 0.10622 | 0.35675 | 0.29774 | 0 | 0 | 0 | Fail RIM | [11 empty] | Commercial | Duct Insulation | N | College and University | Existing | 0.035086 | 0.36764 | 0.095437 | 0 | 0 | 0 | Fail TRC
[12 empty] | Commercial | Ceiling Insulation(R19 to R38) | N | Schools K-12 | New | 0.095719 | 0.32445 | 0.29502 | 0 | 0 | 0 | Fail RIM | [11 empty] | Commercial | Duct Insulation | N | Grocery | Existing | 0.22794 | 0.36764 | 0.62 | 0 | 0 | 0 | Fail TRC
[12 empty] | Commercial | Ceiling Insulation(R19 to R38) | N | Warehouse | New | 0.10219 | 0.34477 | 0.2964 | 0 | 0 | 0 | Fail RIM | [11 empty] | Commercial | Duct Insulation | N | Healthcare | Existing | 0.093168 | 0.36764 | 0.25342 | 0 | 0 | 0 | Fail TRC
[12 empty] | Commercial | Ceiling Insulation(R2 to R38) | N | Assembly | Existing | 1.245 | 0.32445 | 3.8374 | 0 | 0 | 0 | Fail RIM | [11 empty] | Commercial | Duct Insulation | N | Hospitals | Existing | 0.093168 | 0.36764 | 0.25342 | 0 | 0 | 0 | Fail TRC
[12 empty] | Commercial | Ceiling Insulation(R2 to R38) | N | College and University | Existing | 1.5638 | 0.39962 | 3.9131 | 0 | 0 | 0 | Fail RIM | [11 empty] | Commercial | Duct Insulation | N | Institutional | Existing | 0.10504 | 0.36764 | 0.28572 | 0 | 0 | 0 | Fail TRC
[12 empty] | Commercial | Ceiling Insulation(R2 to R38) | N | Grocery | Existing | 1.3816 | 0.35675 | 3.8728 | 0 | 0 | 0 | Fail RIM | [11 empty] | Commercial | Duct Insulation | N | Lodging/Hospitality | Existing | 0.052586 | 0.36764 | 0.14304 | 0 | 0 | 0 | Fail TRC
[12 empty] | Commercial | Ceiling Insulation(R2 to R38) | N | Healthcare | Existing | 1.245 | 0.32445 | 3.8374 | 0 | 0 | 0 | Fail RIM | [11 empty] | Commercial | Duct Insulation | N | Miscellaneous | Existing | 0.071564 | 0.36764 | 0.19466 | 0 | 0 | 0 | Fail TRC
[12 empty] | Commercial | Ceiling Insulation(R2 to R38) | N | Hospitals | Existing | 1.5638 | 0.39962 | 3.9131 | 0 | 0 | 0 | Fail RIM | [11 empty] | Commercial | Duct Insulation | N | Offices | Existing | 0.096132 | 0.36764 | 0.26148 | 0 | 0 | 0 | Fail TRC
[12 empty] | Commercial | Ceiling Insulation(R2 to R38) | N | Institutional | Existing | 1.245 | 0.32445 | 3.8374 | 0 | 0 | 0 | Fail RIM | [11 empty] | Commercial | Duct Insulation | N | Restaurants | Existing | 0.2203 | 0.36764 | 0.59923 | 0 | 0 | 0 | Fail TRC
[12 empty] | Commercial | Ceiling Insulation(R2 to R38) | N | Lodging/Hospitality | Existing | 1.5638 | 0.39962 | 3.9131 | 0 | 0 | 0 | Fail RIM | [11 empty] | Commercial | Duct Insulation | N | Retail | Existing | 0.042712 | 0.36764 | 0.11618 | 0 | 0 | 0 | Fail TRC
[12 empty] | Commercial | Ceiling Insulation(R2 to R38) | N | Miscellaneous | Existing | 1.245 | 0.32445 | 3.8374 | 0 | 0 | 0 | Fail RIM | [11 empty] | Commercial | Duct Insulation | N | Schools K-12 | Existing | 0.035086 | 0.36764 | 0.095437 | 0 | 0 | 0 | Fail TRC
[12 empty] | Commercial | Ceiling Insulation(R2 to R38) | N | Offices | Existing | 1.245 | 0.32445 | 3.8374 | 0 | 0 | 0 | Fail RIM | [11 empty] | Commercial | Duct Insulation | N | Warehouse | Existing | 0.011296 | 0.36764 | 0.030726 | 0 | 0 | 0 | Fail TRC
[12 empty] | Commercial | Ceiling Insulation(R2 to R38) | N | Restaurants | Existing | 1.3816 | 0.35675 | 3.8728 | 0 | 0 | 0 | Fail RIM | [11 empty] | Commercial | Duct Insulation | N | Assembly | New | 0.023152 | 0.36764 | 0.062974 | 0 | 0 | 0 | Fail TRC
[12 empty] | Commercial | Ceiling Insulation(R2 to R38) | N | Retail | Existing | 1.3816 | 0.35675 | 3.8728 | 0 | 0 | 0 | Fail RIM | [11 empty] | Commercial | Duct Insulation | N | College and University | New | 0.035086 | 0.36764 | 0.095437 | 0 | 0 | 0 | Fail TRC
[12 empty] | Commercial | Ceiling Insulation(R2 to R38) | N | Schools K-12 | Existing | 1.245 | 0.32445 | 3.8374 | 0 | 0 | 0 | Fail RIM | [11 empty] | Commercial | Duct Insulation | N | Grocery | New | 0.22794 | 0.36764 | 0.62 | 0 | 0 | 0 | Fail TRC
[12 empty] | Commercial | Ceiling Insulation(R2 to R38) | N | Warehouse | Existing | 0.97469 | 0.34477 | 2.8271 | 0 | 0 | 0 | Fail RIM | [11 empty] | Commercial | Duct Insulation | N | Healthcare | New | 0.093168 | 0.36764 | 0.25342 | 0 | 0 | 0 | Fail TRC
[12 empty] | Commercial | Ceiling Insulation(R2 to R38) | N | Assembly | New | 1.2259 | 0.32445 | 3.7785 | 0 | 0 | 0 | Fail RIM | [11 empty] | Commercial | Duct Insulation | N | Hospitals | New | 0.093168 | 0.36764 | 0.25342 | 0 | 0 | 0 | Fail TRC
[12 empty] | Commercial | Ceiling Insulation(R2 to R38) | N | College and University | New | 1.5398 | 0.39962 | 3.853 | 0 | 0 | 0 | Fail RIM | [11 empty] | Commercial | Duct Insulation | N | Institutional | New | 0.10504 | 0.36764 | 0.28572 | 0 | 0 | 0 | Fail TRC
[12 empty] | Commercial | Ceiling Insulation(R2 to R38) | N | Grocery | New | 1.3604 | 0.35675 | 3.8134 | 0 | 0 | 0 | Fail RIM | [11 empty] | Commercial | Duct Insulation | N | Lodging/Hospitality | New | 0.052586 | 0.36764 | 0.14304 | 0 | 0 | 0 | Fail TRC
[12 empty] | Commercial | Ceiling Insulation(R2 to R38) | N | Healthcare | New | 1.2259 | 0.32445 | 3.7785 | 0 | 0 | 0 | Fail RIM | [11 empty] | Commercial | Duct Insulation | N | Miscellaneous | New | 0.071564 | 0.36764 | 0.19466 | 0 | 0 | 0 | Fail TRC
[12 empty] | Commercial | Ceiling Insulation(R2 to R38) | N | Hospitals | New | 1.5398 | 0.39962 | 3.853 | 0 | 0 | 0 | Fail RIM | [11 empty] | Commercial | Duct Insulation | N | Offices | New | 0.096132 | 0.36764 | 0.26148 | 0 | 0 | 0 | Fail TRC
[12 empty] | Commercial | Ceiling Insulation(R2 to R38) | N | Institutional | New | 1.2259 | 0.32445 | 3.7785 | 0 | 0 | 0 | Fail RIM | [11 empty] | Commercial | Duct Insulation | N | Restaurants | New | 0.2203 | 0.36764 | 0.59923 | 0 | 0 | 0 | Fail TRC
[12 empty] | Commercial | Ceiling Insulation(R2 to R38) | N | Lodging/Hospitality | New | 1.5398 | 0.39962 | 3.853 | 0 | 0 | 0 | Fail RIM | [11 empty] | Commercial | Duct Insulation | N | Retail | New | 0.042712 | 0.36764 | 0.11618 | 0 | 0 | 0 | Fail TRC
[12 empty] | Commercial | Ceiling Insulation(R2 to R38) | N | Miscellaneous | New | 1.2259 | 0.32445 | 3.7785 | 0 | 0 | 0 | Fail RIM | [11 empty] | Commercial | Duct Insulation | N | Schools K-12 | New | 0.035086 | 0.36764 | 0.095437 | 0 | 0 | 0 | Fail TRC
[12 empty] | Commercial | Ceiling Insulation(R2 to R38) | N | Offices | New | 1.2259 | 0.32445 | 3.7785 | 0 | 0 | 0 | Fail RIM | [11 empty] | Commercial | Duct Insulation | N | Warehouse | New | 0.011296 | 0.36764 | 0.030726 | 0 | 0 | 0 | Fail TRC
[12 empty] | Commercial | Ceiling Insulation(R2 to R38) | N | Restaurants | New | 1.3604 | 0.35675 | 3.8134 | 0 | 0 | 0 | Fail RIM | [11 empty] | Commercial | Duct Sealing Repair | N | Grocery | Existing | 11.1031 | 0.35058 | 31.6709 | 0 | 0 | 0 | Fail 2-year Threshold
[12 empty] | Commercial | Ceiling Insulation(R2 to R38) | N | Retail | New | 1.3604 | 0.35675 | 3.8134 | 0 | 0 | 0 | Fail RIM | [11 empty] | Commercial | Duct Sealing Repair | N | Healthcare | Existing | 4.5383 | 0.35058 | 12.9454 | 0 | 0 | 0 | Fail 2-year Threshold
[12 empty] | Commercial | Ceiling Insulation(R2 to R38) | N | Schools K-12 | New | 1.2259 | 0.32445 | 3.7785 | 0 | 0 | 0 | Fail RIM | [11 empty] | Commercial | Duct Sealing Repair | N | Hospitals | Existing | 4.5383 | 0.35058 | 12.9454 | 0 | 0 | 0 | Fail 2-year Threshold
[12 empty] | Commercial | Ceiling Insulation(R2 to R38) | N | Warehouse | New | 0.97469 | 0.34477 | 2.8271 | 0 | 0 | 0 | Fail RIM | [11 empty] | Commercial | Duct Sealing Repair | N | Institutional | Existing | 5.1168 | 0.35058 | 14.5954 | 0 | 0 | 0 | Fail 2-year Threshold
[12 empty] | Commercial | Ceiling Insulation(R30 to R38) | N | Assembly | Existing | 0.034041 | 0.32445 | 0.10492 | 0 | 0 | 0 | Fail RIM | [11 empty] | Commercial | Duct Sealing Repair | N | Lodging/Hospitality | Existing | 2.5616 | 0.35058 | 7.3067 | 0 | 0 | 0 | Fail 2-year Threshold
[12 empty] | Commercial | Ceiling Insulation(R30 to R38) | N | College and University | Existing | 0.042756 | 0.39962 | 0.10699 | 0 | 0 | 0 | Fail RIM | [11 empty] | Commercial | Duct Sealing Repair | N | Miscellaneous | Existing | 3.486 | 0.35058 | 9.9436 | 0 | 0 | 0 | Fail 2-year Threshold
[12 empty] | Commercial | Ceiling Insulation(R30 to R38) | N | Grocery | Existing | 0.037776 | 0.35675 | 0.10589 | 0 | 0 | 0 | Fail RIM | [11 empty] | Commercial | Duct Sealing Repair | N | Offices | Existing | 4.6827 | 0.35058 | 13.3571 | 0 | 0 | 0 | Fail 2-year Threshold
[12 empty] | Commercial | Ceiling Insulation(R30 to R38) | N | Healthcare | Existing | 0.034041 | 0.32445 | 0.10492 | 0 | 0 | 0 | Fail RIM | [11 empty] | Commercial | Duct Sealing Repair | N | Restaurants | Existing | 10.7311 | 0.35058 | 30.61 | 0 | 0 | 0 | Fail 2-year Threshold
[12 empty] | Commercial | Ceiling Insulation(R30 to R38) | N | Hospitals | Existing | 0.042756 | 0.39962 | 0.10699 | 0 | 0 | 0 | Fail RIM | [11 empty] | Commercial | Duct Sealing Repair | N | Retail | Existing | 2.0805 | 0.35058 | 5.9346 | 0 | 0 | 0 | Fail 2-year Threshold
[12 empty] | Commercial | Ceiling Insulation(R30 to R38) | N | Institutional | Existing | 0.034041 | 0.32445 | 0.10492 | 0 | 0 | 0 | Fail RIM | [11 empty] | Commercial | Duct Sealing Repair | N | Warehouse | Existing | 0.55025 | 0.35058 | 1.5695 | 0 | 0 | 0 | Fail TRC
[12 empty] | Commercial | Ceiling Insulation(R30 to R38) | N | Lodging/Hospitality | Existing | 0.042756 | 0.39962 | 0.10699 | 0 | 0 | 0 | Fail RIM | [11 empty] | Commercial | Duct Sealing Repair | N | Grocery | New | 11.1031 | 0.35058 | 31.6709 | 0 | 0 | 0 | Fail 2-year Threshold
[12 empty] | Commercial | Ceiling Insulation(R30 to R38) | N | Miscellaneous | Existing | 0.034041 | 0.32445 | 0.10492 | 0 | 0 | 0 | Fail RIM | [11 empty] | Commercial | Duct Sealing Repair | N | Healthcare | New | 4.5383 | 0.35058 | 12.9454 | 0 | 0 | 0 | Fail 2-year Threshold
[12 empty] | Commercial | Ceiling Insulation(R30 to R38) | N | Offices | Existing | 0.034041 | 0.32445 | 0.10492 | 0 | 0 | 0 | Fail RIM | [11 empty] | Commercial | Duct Sealing Repair | N | Hospitals | New | 4.5383 | 0.35058 | 12.9454 | 0 | 0 | 0 | Fail 2-year Threshold
[12 empty] | Commercial | Ceiling Insulation(R30 to R38) | N | Restaurants | Existing | 0.037776 | 0.35675 | 0.10589 | 0 | 0 | 0 | Fail RIM | [11 empty] | Commercial | Duct Sealing Repair | N | Institutional | New | 5.1168 | 0.35058 | 14.5954 | 0 | 0 | 0 | Fail 2-year Threshold
[12 empty] | Commercial | Ceiling Insulation(R30 to R38) | N | Retail | Existing | 0.037776 | 0.35675 | 0.10589 | 0 | 0 | 0 | Fail RIM | [11 empty] | Commercial | Duct Sealing Repair | N | Lodging/Hospitality | New | 2.5616 | 0.35058 | 7.3067 | 0 | 0 | 0 | Fail 2-year Threshold
[12 empty] | Commercial | Ceiling Insulation(R30 to R38) | N | Schools K-12 | Existing | 0.034041 | 0.32445 | 0.10492 | 0 | 0 | 0 | Fail RIM | [11 empty] | Commercial | Duct Sealing Repair | N | Miscellaneous | New | 3.486 | 0.35058 | 9.9436 | 0 | 0 | 0 | Fail 2-year Threshold
[12 empty] | Commercial | Ceiling Insulation(R30 to R38) | N | Warehouse | Existing | 0.036343 | 0.34477 | 0.10541 | 0 | 0 | 0 | Fail RIM | [11 empty] | Commercial | Duct Sealing Repair | N | Offices | New | 4.6827 | 0.35058 | 13.3571 | 0 | 0 | 0 | Fail 2-year Threshold
[12 empty] | Commercial | Ceiling Insulation(R30 to R38) | N | Assembly | New | 0.033519 | 0.32445 | 0.10331 | 0 | 0 | 0 | Fail RIM | [11 empty] | Commercial | Duct Sealing Repair | N | Restaurants | New | 10.7311 | 0.35058 | 30.61 | 0 | 0 | 0 | Fail 2-year Threshold
[12 empty] | Commercial | Ceiling Insulation(R30 to R38) | N | College and University | New | 0.0421 | 0.39962 | 0.10535 | 0 | 0 | 0 | Fail RIM | [11 empty] | Commercial | Duct Sealing Repair | N | Retail | New | 2.0805 | 0.35058 | 5.9346 | 0 | 0 | 0 | Fail 2-year Threshold
[12 empty] | Commercial | Ceiling Insulation(R30 to R38) | N | Grocery | New | 0.037196 | 0.35675 | 0.10426 | 0 | 0 | 0 | Fail RIM | [11 empty] | Commercial | Duct Sealing Repair | N | Warehouse | New | 0.55025 | 0.35058 | 1.5695 | 0 | 0 | 0 | Fail TRC
[12 empty] | Commercial | Ceiling Insulation(R30 to R38) | N | Healthcare | New | 0.033519 | 0.32445 | 0.10331 | 0 | 0 | 0 | Fail RIM | [11 empty] | Commercial | ECM Motors on Furnaces | N | Assembly | Existing | 0.56634 | 0.30001 | 1.8877 | 0 | 0 | 0 | Fail TRC
[12 empty] | Commercial | Ceiling Insulation(R30 to R38) | N | Hospitals | New | 0.0421 | 0.39962 | 0.10535 | 0 | 0 | 0 | Fail RIM | [11 empty] | Commercial | ECM Motors on Furnaces | N | College and University | Existing | 0.59594 | 0.31569 | 1.8877 | 0 | 0 | 0 | Fail TRC
[12 empty] | Commercial | Ceiling Insulation(R30 to R38) | N | Institutional | New | 0.033519 | 0.32445 | 0.10331 | 0 | 0 | 0 | Fail RIM | [11 empty] | Commercial | ECM Motors on Furnaces | N | Healthcare | Existing | 0.88801 | 0.30001 | 2.9599 | 0 | 0 | 0 | Fail TRC
[12 empty] | Commercial | Ceiling Insulation(R30 to R38) | N | Lodging/Hospitality | New | 0.0421 | 0.39962 | 0.10535 | 0 | 0 | 0 | Fail RIM | [11 empty] | Commercial | ECM Motors on Furnaces | N | Institutional | Existing | 0.49384 | 0.30001 | 1.6461 | 0 | 0 | 0 | Fail TRC
[12 empty] | Commercial | Ceiling Insulation(R30 to R38) | N | Miscellaneous | New | 0.033519 | 0.32445 | 0.10331 | 0 | 0 | 0 | Fail RIM | [11 empty] | Commercial | ECM Motors on Furnaces | N | Lodging/Hospitality | Existing | 0.61902 | 0.31053 | 1.9934 | 0 | 0 | 0 | Fail TRC
[12 empty] | Commercial | Ceiling Insulation(R30 to R38) | N | Offices | New | 0.033519 | 0.32445 | 0.10331 | 0 | 0 | 0 | Fail RIM | [11 empty] | Commercial | ECM Motors on Furnaces | N | Miscellaneous | Existing | 0.31262 | 0.30001 | 1.042 | 0 | 0 | 0 | Fail TRC
[12 empty] | Commercial | Ceiling Insulation(R30 to R38) | N | Restaurants | New | 0.037196 | 0.35675 | 0.10426 | 0 | 0 | 0 | Fail RIM | [11 empty] | Commercial | ECM Motors on Furnaces | N | Offices | Existing | 0.33074 | 0.30001 | 1.1024 | 0 | 0 | 0 | Fail TRC
[12 empty] | Commercial | Ceiling Insulation(R30 to R38) | N | Retail | New | 0.037196 | 0.35675 | 0.10426 | 0 | 0 | 0 | Fail RIM | [11 empty] | Commercial | ECM Motors on Furnaces | N | Restaurants | Existing | 2.1619 | 0.31053 | 6.9619 | 0 | 0 | 0 | Fail 2-year Threshold
[12 empty] | Commercial | Ceiling Insulation(R30 to R38) | N | Schools K-12 | New | 0.033519 | 0.32445 | 0.10331 | 0 | 0 | 0 | Fail RIM | [11 empty] | Commercial | ECM Motors on Furnaces | N | Warehouse | Existing | 0.31262 | 0.30001 | 1.042 | 0 | 0 | 0 | Fail TRC
[12 empty] | Commercial | Ceiling Insulation(R30 to R38) | N | Warehouse | New | 0.035785 | 0.34477 | 0.10379 | 0 | 0 | 0 | Fail RIM | [11 empty] | Commercial | ECM Motors on Furnaces | N | Assembly | New | 0.56634 | 0.30001 | 1.8877 | 0 | 0 | 0 | Fail TRC
[12 empty] | Commercial | Chilled Water Controls Optimization | N | Assembly | Existing | 8.5257 | 0.39896 | 21.3699 | 0 | 0 | 0 | Fail RIM | [11 empty] | Commercial | ECM Motors on Furnaces | N | College and University | New | 0.59594 | 0.31569 | 1.8877 | 0 | 0 | 0 | Fail TRC
[12 empty] | Commercial | Chilled Water Controls Optimization | N | College and University | Existing | 25.1826 | 0.37127 | 67.8285 | 0 | 0 | 0 | Fail RIM | [11 empty] | Commercial | ECM Motors on Furnaces | N | Healthcare | New | 0.88801 | 0.30001 | 2.9599 | 0 | 0 | 0 | Fail TRC
[12 empty] | Commercial | Chilled Water Controls Optimization | N | Grocery | Existing | 0 | 0 | 0 | 0 | 0 | 0 | Fail RIM | [11 empty] | Commercial | ECM Motors on Furnaces | N | Institutional | New | 0.49384 | 0.30001 | 1.6461 | 0 | 0 | 0 | Fail TRC
[12 empty] | Commercial | Chilled Water Controls Optimization | N | Healthcare | Existing | 13.0146 | 0.39896 | 32.6215 | 0 | 0 | 0 | Fail RIM | [11 empty] | Commercial | ECM Motors on Furnaces | N | Lodging/Hospitality | New | 0.61902 | 0.31053 | 1.9934 | 0 | 0 | 0 | Fail TRC
[12 empty] | Commercial | Chilled Water Controls Optimization | N | Hospitals | Existing | 69.747 | 0.37127 | 187.861 | 0 | 0 | 0 | Fail RIM | [11 empty] | Commercial | ECM Motors on Furnaces | N | Miscellaneous | New | 0.31262 | 0.30001 | 1.042 | 0 | 0 | 0 | Fail TRC
[12 empty] | Commercial | Chilled Water Controls Optimization | N | Institutional | Existing | 4.6053 | 0.39896 | 11.5434 | 0 | 0 | 0 | Fail RIM | [11 empty] | Commercial | ECM Motors on Furnaces | N | Offices | New | 0.33074 | 0.30001 | 1.1024 | 0 | 0 | 0 | Fail TRC
[12 empty] | Commercial | Chilled Water Controls Optimization | N | Lodging/Hospitality | Existing | 35.4242 | 0.39896 | 88.7914 | 0 | 0 | 0 | Fail RIM | [11 empty] | Commercial | ECM Motors on Furnaces | N | Restaurants | New | 2.1619 | 0.31053 | 6.9619 | 0 | 0 | 0 | Fail 2-year Threshold
[12 empty] | Commercial | Chilled Water Controls Optimization | N | Miscellaneous | Existing | 10.9693 | 0.39896 | 27.4949 | 0 | 0 | 0 | Fail RIM | [11 empty] | Commercial | ECM Motors on Furnaces | N | Warehouse | New | 0.31262 | 0.30001 | 1.042 | 0 | 0 | 0 | Fail TRC
[12 empty] | Commercial | Chilled Water Controls Optimization | N | Offices | Existing | 11.2356 | 0.39896 | 28.1622 | 0 | 0 | 0 | Fail RIM | [11 empty] | Commercial | Energy Recovery Ventilation System (ERV) | N | Assembly | Existing | 0.052854 | 0.64736 | 0.081645 | 0 | 0 | 0 | Fail TRC
[12 empty] | Commercial | Chilled Water Controls Optimization | N | Restaurants | Existing | 13.816 | 0.39896 | 34.6301 | 0 | 0 | 0 | Fail RIM | [11 empty] | Commercial | Energy Recovery Ventilation System (ERV) | N | College and University | Existing | 0.044968 | 0.64736 | 0.069464 | 0 | 0 | 0 | Fail TRC
[12 empty] | Commercial | Chilled Water Controls Optimization | N | Retail | Existing | 10.1102 | 0.39896 | 25.3414 | 0 | 0 | 0 | Fail RIM | [11 empty] | Commercial | Energy Recovery Ventilation System (ERV) | N | Grocery | Existing | 0.28343 | 0.64736 | 0.43782 | 0 | 0 | 0 | Fail TRC
[12 empty] | Commercial | Chilled Water Controls Optimization | N | Schools K-12 | Existing | 7.756 | 0.39896 | 19.4406 | 0 | 0 | 0 | Fail RIM | [11 empty] | Commercial | Energy Recovery Ventilation System (ERV) | N | Healthcare | Existing | 0.11585 | 0.64736 | 0.17896 | 0 | 0 | 0 | Fail TRC
[12 empty] | Commercial | Chilled Water Controls Optimization | N | Warehouse | Existing | 2.9962 | 0.39896 | 7.5102 | 0 | 0 | 0 | Fail RIM | [11 empty] | Commercial | Energy Recovery Ventilation System (ERV) | N | Hospitals | Existing | 0.11585 | 0.64736 | 0.17896 | 0 | 0 | 0 | Fail TRC
[12 empty] | Commercial | Chilled Water Controls Optimization | N | Assembly | New | 8.5257 | 0.39896 | 21.3699 | 0 | 0 | 0 | Fail RIM | [11 empty] | Commercial | Energy Recovery Ventilation System (ERV) | N | Institutional | Existing | 0.13062 | 0.64736 | 0.20177 | 0 | 0 | 0 | Fail TRC
[12 empty] | Commercial | Chilled Water Controls Optimization | N | College and University | New | 25.1826 | 0.37127 | 67.8285 | 0 | 0 | 0 | Fail RIM | [11 empty] | Commercial | Energy Recovery Ventilation System (ERV) | N | Lodging/Hospitality | Existing | 0.065389 | 0.64736 | 0.10101 | 0 | 0 | 0 | Fail TRC
[12 empty] | Commercial | Chilled Water Controls Optimization | N | Grocery | New | 0 | 0 | 0 | 0 | 0 | 0 | Fail RIM | [11 empty] | Commercial | Energy Recovery Ventilation System (ERV) | N | Miscellaneous | Existing | 0.089018 | 0.64736 | 0.13751 | 0 | 0 | 0 | Fail TRC
[12 empty] | Commercial | Chilled Water Controls Optimization | N | Healthcare | New | 13.0146 | 0.39896 | 32.6215 | 0 | 0 | 0 | Fail RIM | [11 empty] | Commercial | Energy Recovery Ventilation System (ERV) | N | Offices | Existing | 0.073635 | 0.64736 | 0.11375 | 0 | 0 | 0 | Fail TRC
[12 empty] | Commercial | Chilled Water Controls Optimization | N | Hospitals | New | 69.747 | 0.37127 | 187.861 | 0 | 0 | 0 | Fail RIM | [11 empty] | Commercial | Energy Recovery Ventilation System (ERV) | N | Restaurants | Existing | 0.30054 | 0.64736 | 0.46426 | 0 | 0 | 0 | Fail TRC
[12 empty] | Commercial | Chilled Water Controls Optimization | N | Institutional | New | 4.6053 | 0.39896 | 11.5434 | 0 | 0 | 0 | Fail RIM | [11 empty] | Commercial | Energy Recovery Ventilation System (ERV) | N | Retail | Existing | 0.066715 | 0.64736 | 0.10306 | 0 | 0 | 0 | Fail TRC
[12 empty] | Commercial | Chilled Water Controls Optimization | N | Lodging/Hospitality | New | 35.4242 | 0.39896 | 88.7914 | 0 | 0 | 0 | Fail RIM | [11 empty] | Commercial | Energy Recovery Ventilation System (ERV) | N | Schools K-12 | Existing | 0.044968 | 0.64736 | 0.069464 | 0 | 0 | 0 | Fail TRC
[12 empty] | Commercial | Chilled Water Controls Optimization | N | Miscellaneous | New | 10.9693 | 0.39896 | 27.4949 | 0 | 0 | 0 | Fail RIM | [11 empty] | Commercial | Energy Recovery Ventilation System (ERV) | N | Warehouse | Existing | 0.014046 | 0.64736 | 0.021698 | 0 | 0 | 0 | Fail TRC
[12 empty] | Commercial | Chilled Water Controls Optimization | N | Offices | New | 11.2356 | 0.39896 | 28.1622 | 0 | 0 | 0 | Fail RIM | [11 empty] | Commercial | Energy Recovery Ventilation System (ERV) | N | Assembly | New | 0.052854 | 0.64736 | 0.081645 | 0 | 0 | 0 | Fail TRC
[12 empty] | Commercial | Chilled Water Controls Optimization | N | Restaurants | New | 13.816 | 0.39896 | 34.6301 | 0 | 0 | 0 | Fail RIM | [11 empty] | Commercial | Energy Recovery Ventilation System (ERV) | N | College and University | New | 0.044968 | 0.64736 | 0.069464 | 0 | 0 | 0 | Fail TRC
[12 empty] | Commercial | Chilled Water Controls Optimization | N | Retail | New | 10.1102 | 0.39896 | 25.3414 | 0 | 0 | 0 | Fail RIM | [11 empty] | Commercial | Energy Recovery Ventilation System (ERV) | N | Grocery | New | 0.28343 | 0.64736 | 0.43782 | 0 | 0 | 0 | Fail TRC
[12 empty] | Commercial | Chilled Water Controls Optimization | N | Schools K-12 | New | 7.756 | 0.39896 | 19.4406 | 0 | 0 | 0 | Fail RIM | [11 empty] | Commercial | Energy Recovery Ventilation System (ERV) | N | Healthcare | New | 0.11585 | 0.64736 | 0.17896 | 0 | 0 | 0 | Fail TRC
[12 empty] | Commercial | Chilled Water Controls Optimization | N | Warehouse | New | 2.9962 | 0.39896 | 7.5102 | 0 | 0 | 0 | Fail RIM | [11 empty] | Commercial | Energy Recovery Ventilation System (ERV) | N | Hospitals | New | 0.11585 | 0.64736 | 0.17896 | 0 | 0 | 0 | Fail TRC
[12 empty] | Commercial | Chilled Water System - Variable Speed Drives | N | Assembly | Existing | 1.741 | 0.33887 | 5.1377 | 0 | 0 | 0 | Fail RIM | [11 empty] | Commercial | Energy Recovery Ventilation System (ERV) | N | Institutional | New | 0.13062 | 0.64736 | 0.20177 | 0 | 0 | 0 | Fail TRC
[12 empty] | Commercial | Chilled Water System - Variable Speed Drives | N | College and University | Existing | 1.741 | 0.33887 | 5.1377 | 0 | 0 | 0 | Fail RIM | [11 empty] | Commercial | Energy Recovery Ventilation System (ERV) | N | Lodging/Hospitality | New | 0.065389 | 0.64736 | 0.10101 | 0 | 0 | 0 | Fail TRC
[12 empty] | Commercial | Chilled Water System - Variable Speed Drives | N | Grocery | Existing | 1.741 | 0.33887 | 5.1377 | 0 | 0 | 0 | Fail RIM | [11 empty] | Commercial | Energy Recovery Ventilation System (ERV) | N | Miscellaneous | New | 0.089018 | 0.64736 | 0.13751 | 0 | 0 | 0 | Fail TRC
[12 empty] | Commercial | Chilled Water System - Variable Speed Drives | N | Healthcare | Existing | 1.741 | 0.33887 | 5.1377 | 0 | 0 | 0 | Fail RIM | [11 empty] | Commercial | Energy Recovery Ventilation System (ERV) | N | Offices | New | 0.073635 | 0.64736 | 0.11375 | 0 | 0 | 0 | Fail TRC
[12 empty] | Commercial | Chilled Water System - Variable Speed Drives | N | Hospitals | Existing | 1.741 | 0.33887 | 5.1377 | 0 | 0 | 0 | Fail RIM | [11 empty] | Commercial | Energy Recovery Ventilation System (ERV) | N | Restaurants | New | 0.30054 | 0.64736 | 0.46426 | 0 | 0 | 0 | Fail TRC
[12 empty] | Commercial | Chilled Water System - Variable Speed Drives | N | Institutional | Existing | 1.741 | 0.33887 | 5.1377 | 0 | 0 | 0 | Fail RIM | [11 empty] | Commercial | Energy Recovery Ventilation System (ERV) | N | Retail | New | 0.066715 | 0.64736 | 0.10306 | 0 | 0 | 0 | Fail TRC
[12 empty] | Commercial | Chilled Water System - Variable Speed Drives | N | Lodging/Hospitality | Existing | 1.741 | 0.33887 | 5.1377 | 0 | 0 | 0 | Fail RIM | [11 empty] | Commercial | Energy Recovery Ventilation System (ERV) | N | Schools K-12 | New | 0.044968 | 0.64736 | 0.069464 | 0 | 0 | 0 | Fail TRC
[12 empty] | Commercial | Chilled Water System - Variable Speed Drives | N | Miscellaneous | Existing | 1.741 | 0.33887 | 5.1377 | 0 | 0 | 0 | Fail RIM | [11 empty] | Commercial | Energy Recovery Ventilation System (ERV) | N | Warehouse | New | 0.014046 | 0.64736 | 0.021698 | 0 | 0 | 0 | Fail TRC
[12 empty] | Commercial | Chilled Water System - Variable Speed Drives | N | Offices | Existing | 1.741 | 0.33887 | 5.1377 | 0 | 0 | 0 | Fail RIM | [11 empty] | Commercial | Facility Commissioning | N | Assembly | Existing | 0 | 0 | 0 | 0 | 0 | 0 | Fail TRC
[12 empty] | Commercial | Chilled Water System - Variable Speed Drives | N | Restaurants | Existing | 1.741 | 0.33887 | 5.1377 | 0 | 0 | 0 | Fail RIM | [11 empty] | Commercial | Facility Commissioning | N | College and University | Existing | 0 | 0 | 0 | 0 | 0 | 0 | Fail TRC
[12 empty] | Commercial | Chilled Water System - Variable Speed Drives | N | Retail | Existing | 1.741 | 0.33887 | 5.1377 | 0 | 0 | 0 | Fail RIM | [11 empty] | Commercial | Facility Commissioning | N | Grocery | Existing | 0 | 0 | 0 | 0 | 0 | 0 | Fail TRC
[12 empty] | Commercial | Chilled Water System - Variable Speed Drives | N | Schools K-12 | Existing | 1.741 | 0.33887 | 5.1377 | 0 | 0 | 0 | Fail RIM | [11 empty] | Commercial | Facility Commissioning | N | Healthcare | Existing | 0 | 0 | 0 | 0 | 0 | 0 | Fail TRC
[12 empty] | Commercial | Chilled Water System - Variable Speed Drives | N | Warehouse | Existing | 1.741 | 0.33887 | 5.1377 | 0 | 0 | 0 | Fail RIM | [11 empty] | Commercial | Facility Commissioning | N | Hospitals | Existing | 0 | 0 | 0 | 0 | 0 | 0 | Fail TRC
[12 empty] | Commercial | Chilled Water System - Variable Speed Drives | N | Assembly | New | 1.741 | 0.33887 | 5.1377 | 0 | 0 | 0 | Fail RIM | [11 empty] | Commercial | Facility Commissioning | N | Institutional | Existing | 0 | 0 | 0 | 0 | 0 | 0 | Fail TRC
[12 empty] | Commercial | Chilled Water System - Variable Speed Drives | N | College and University | New | 1.741 | 0.33887 | 5.1377 | 0 | 0 | 0 | Fail RIM | [11 empty] | Commercial | Facility Commissioning | N | Lodging/Hospitality | Existing | 0 | 0 | 0 | 0 | 0 | 0 | Fail TRC
[12 empty] | Commercial | Chilled Water System - Variable Speed Drives | N | Grocery | New | 1.741 | 0.33887 | 5.1377 | 0 | 0 | 0 | Fail RIM | [11 empty] | Commercial | Facility Commissioning | N | Miscellaneous | Existing | 0 | 0 | 0 | 0 | 0 | 0 | Fail TRC
[12 empty] | Commercial | Chilled Water System - Variable Speed Drives | N | Healthcare | New | 1.741 | 0.33887 | 5.1377 | 0 | 0 | 0 | Fail RIM | [11 empty] | Commercial | Facility Commissioning | N | Offices | Existing | 0 | 0 | 0 | 0 | 0 | 0 | Fail TRC
[12 empty] | Commercial | Chilled Water System - Variable Speed Drives | N | Hospitals | New | 1.741 | 0.33887 | 5.1377 | 0 | 0 | 0 | Fail RIM | [11 empty] | Commercial | Facility Commissioning | N | Restaurants | Existing | 0 | 0 | 0 | 0 | 0 | 0 | Fail TRC
[12 empty] | Commercial | Chilled Water System - Variable Speed Drives | N | Institutional | New | 1.741 | 0.33887 | 5.1377 | 0 | 0 | 0 | Fail RIM | [11 empty] | Commercial | Facility Commissioning | N | Retail | Existing | 0 | 0 | 0 | 0 | 0 | 0 | Fail TRC
[12 empty] | Commercial | Chilled Water System - Variable Speed Drives | N | Lodging/Hospitality | New | 1.741 | 0.33887 | 5.1377 | 0 | 0 | 0 | Fail RIM | [11 empty] | Commercial | Facility Commissioning | N | Schools K-12 | Existing | 0 | 0 | 0 | 0 | 0 | 0 | Fail TRC
[12 empty] | Commercial | Chilled Water System - Variable Speed Drives | N | Miscellaneous | New | 1.741 | 0.33887 | 5.1377 | 0 | 0 | 0 | Fail RIM | [11 empty] | Commercial | Facility Commissioning | N | Warehouse | Existing | 0 | 0 | 0 | 0 | 0 | 0 | Fail TRC
[12 empty] | Commercial | Chilled Water System - Variable Speed Drives | N | Offices | New | 1.741 | 0.33887 | 5.1377 | 0 | 0 | 0 | Fail RIM | [11 empty] | Commercial | Facility Commissioning | N | Assembly | New | 0.097982 | 0.36974 | 0.265 | 0 | 0 | 0 | Fail TRC
[12 empty] | Commercial | Chilled Water System - Variable Speed Drives | N | Restaurants | New | 1.741 | 0.33887 | 5.1377 | 0 | 0 | 0 | Fail RIM | [11 empty] | Commercial | Facility Commissioning | N | College and University | New | 0.1457 | 0.36333 | 0.40101 | 0 | 0 | 0 | Fail TRC
[12 empty] | Commercial | Chilled Water System - Variable Speed Drives | N | Retail | New | 1.741 | 0.33887 | 5.1377 | 0 | 0 | 0 | Fail RIM | [11 empty] | Commercial | Facility Commissioning | N | Grocery | New | 0.96466 | 0.36974 | 2.609 | 0 | 0 | 0 | Fail TRC
[12 empty] | Commercial | Chilled Water System - Variable Speed Drives | N | Schools K-12 | New | 1.741 | 0.33887 | 5.1377 | 0 | 0 | 0 | Fail RIM | [11 empty] | Commercial | Facility Commissioning | N | Healthcare | New | 0.3943 | 0.36974 | 1.0664 | 0 | 0 | 0 | Fail TRC
[12 empty] | Commercial | Chilled Water System - Variable Speed Drives | N | Warehouse | New | 1.741 | 0.33887 | 5.1377 | 0 | 0 | 0 | Fail RIM | [11 empty] | Commercial | Facility Commissioning | N | Hospitals | New | 0.38689 | 0.36333 | 1.0648 | 0 | 0 | 0 | Fail TRC
[12 empty] | Commercial | Cool Roof | Y | Assembly | Existing | 0.048674 | 0.36408 | 0.13369 | 0 | 0 | 0 | Fail RIM | [11 empty] | Commercial | Facility Commissioning | N | Institutional | New | 0.44456 | 0.36974 | 1.2023 | 0 | 0 | 0 | Fail TRC
[12 empty] | Commercial | Cool Roof | Y | College and University | Existing | 0.048674 | 0.36408 | 0.13369 | 0 | 0 | 0 | Fail RIM | [11 empty] | Commercial | Facility Commissioning | N | Lodging/Hospitality | New | 0.22255 | 0.36974 | 0.60191 | 0 | 0 | 0 | Fail TRC
[12 empty] | Commercial | Cool Roof | Y | Grocery | Existing | 0.048674 | 0.36408 | 0.13369 | 0 | 0 | 0 | Fail RIM | [11 empty] | Commercial | Facility Commissioning | N | Miscellaneous | New | 0.30362 | 0.36974 | 0.82117 | 0 | 0 | 0 | Fail TRC
[12 empty] | Commercial | Cool Roof | Y | Healthcare | Existing | 0.048674 | 0.36408 | 0.13369 | 0 | 0 | 0 | Fail RIM | [11 empty] | Commercial | Facility Commissioning | N | Offices | New | 0.40684 | 0.36974 | 1.1003 | 0 | 0 | 0 | Fail TRC
[12 empty] | Commercial | Cool Roof | Y | Hospitals | Existing | 0.048674 | 0.36408 | 0.13369 | 0 | 0 | 0 | Fail RIM | [11 empty] | Commercial | Facility Commissioning | N | Restaurants | New | 0.93234 | 0.36974 | 2.5216 | 0 | 0 | 0 | Fail TRC
[12 empty] | Commercial | Cool Roof | Y | Institutional | Existing | 0.048674 | 0.36408 | 0.13369 | 0 | 0 | 0 | Fail RIM | [11 empty] | Commercial | Facility Commissioning | N | Retail | New | 0.18076 | 0.36974 | 0.48889 | 0 | 0 | 0 | Fail TRC
[12 empty] | Commercial | Cool Roof | Y | Lodging/Hospitality | Existing | 0.054735 | 0.40666 | 0.1346 | 0 | 0 | 0 | Fail RIM | [11 empty] | Commercial | Facility Commissioning | N | Schools K-12 | New | 0.14849 | 0.36974 | 0.40161 | 0 | 0 | 0 | Fail TRC
[12 empty] | Commercial | Cool Roof | Y | Miscellaneous | Existing | 0.036268 | 0.27529 | 0.13174 | 0 | 0 | 0 | Fail RIM | [11 empty] | Commercial | Facility Commissioning | N | Warehouse | New | 0.047806 | 0.36974 | 0.1293 | 0 | 0 | 0 | Fail TRC
[12 empty] | Commercial | Cool Roof | Y | Offices | Existing | 0.048674 | 0.36408 | 0.13369 | 0 | 0 | 0 | Fail RIM | [11 empty] | Commercial | Facility Energy Management System | N | Assembly | Existing | 0.5473 | 0.36353 | 1.5055 | 0 | 0 | 0 | Fail TRC
[12 empty] | Commercial | Cool Roof | Y | Restaurants | Existing | 0.048674 | 0.36408 | 0.13369 | 0 | 0 | 0 | Fail RIM | [11 empty] | Commercial | Facility Energy Management System | N | College and University | Existing | 0.78789 | 0.34638 | 2.2746 | 0 | 0 | 0 | Fail TRC
[12 empty] | Commercial | Cool Roof | Y | Retail | Existing | 0.048674 | 0.36408 | 0.13369 | 0 | 0 | 0 | Fail RIM | [11 empty] | Commercial | Facility Energy Management System | N | Grocery | Existing | 5.5451 | 0.37315 | 14.8601 | 0 | 0 | 0 | Fail 2-year Threshold
[12 empty] | Commercial | Cool Roof | Y | Schools K-12 | Existing | 0.048674 | 0.36408 | 0.13369 | 0 | 0 | 0 | Fail RIM | [11 empty] | Commercial | Facility Energy Management System | N | Healthcare | Existing | 2.2025 | 0.36353 | 6.0585 | 0 | 0 | 0 | Fail 2-year Threshold
[12 empty] | Commercial | Cool Roof | Y | Warehouse | Existing | 0.036268 | 0.27529 | 0.13174 | 0 | 0 | 0 | Fail RIM | [11 empty] | Commercial | Facility Energy Management System | N | Hospitals | Existing | 2.0922 | 0.34638 | 6.04 | 0 | 0 | 0 | Fail 2-year Threshold
[12 empty] | Commercial | Cool Roof | Y | Assembly | New | 0.048555 | 0.36408 | 0.13336 | 0 | 0 | 0 | Fail RIM | [11 empty] | Commercial | Facility Energy Management System | N | Institutional | Existing | 2.4832 | 0.36353 | 6.8308 | 0 | 0 | 0 | Fail 2-year Threshold
[12 empty] | Commercial | Cool Roof | Y | College and University | New | 0.048555 | 0.36408 | 0.13336 | 0 | 0 | 0 | Fail RIM | [11 empty] | Commercial | Facility Energy Management System | N | Offices | Existing | 2.2725 | 0.36353 | 6.2513 | 0 | 0 | 0 | Fail 2-year Threshold
[12 empty] | Commercial | Cool Roof | Y | Grocery | New | 0.048555 | 0.36408 | 0.13336 | 0 | 0 | 0 | Fail RIM | [11 empty] | Commercial | Facility Energy Management System | N | Restaurants | Existing | 5.3593 | 0.37315 | 14.3623 | 0 | 0 | 0 | Fail 2-year Threshold
[12 empty] | Commercial | Cool Roof | Y | Healthcare | New | 0.048555 | 0.36408 | 0.13336 | 0 | 0 | 0 | Fail RIM | [11 empty] | Commercial | Facility Energy Management System | N | Schools K-12 | Existing | 0.82943 | 0.36353 | 2.2816 | 0 | 0 | 0 | Fail TRC
[12 empty] | Commercial | Cool Roof | Y | Hospitals | New | 0.048555 | 0.36408 | 0.13336 | 0 | 0 | 0 | Fail RIM | [11 empty] | Commercial | Facility Energy Management System | N | Warehouse | Existing | 0.26703 | 0.36353 | 0.73456 | 0 | 0 | 0 | Fail TRC
[12 empty] | Commercial | Cool Roof | Y | Institutional | New | 0.048555 | 0.36408 | 0.13336 | 0 | 0 | 0 | Fail RIM | [11 empty] | Commercial | Facility Energy Management System | N | Assembly | New | 0.5473 | 0.36353 | 1.5055 | 0 | 0 | 0 | Fail TRC
[12 empty] | Commercial | Cool Roof | Y | Lodging/Hospitality | New | 0.054602 | 0.40666 | 0.13427 | 0 | 0 | 0 | Fail RIM | [11 empty] | Commercial | Facility Energy Management System | N | College and University | New | 0.78789 | 0.34638 | 2.2746 | 0 | 0 | 0 | Fail TRC
[12 empty] | Commercial | Cool Roof | Y | Miscellaneous | New | 0.036179 | 0.27529 | 0.13142 | 0 | 0 | 0 | Fail RIM | [11 empty] | Commercial | Facility Energy Management System | N | Grocery | New | 5.5451 | 0.37315 | 14.8601 | 0 | 0 | 0 | Fail 2-year Threshold
[12 empty] | Commercial | Cool Roof | Y | Offices | New | 0.048555 | 0.36408 | 0.13336 | 0 | 0 | 0 | Fail RIM | [11 empty] | Commercial | Facility Energy Management System | N | Healthcare | New | 2.2025 | 0.36353 | 6.0585 | 0 | 0 | 0 | Fail 2-year Threshold
[12 empty] | Commercial | Cool Roof | Y | Restaurants | New | 0.048555 | 0.36408 | 0.13336 | 0 | 0 | 0 | Fail RIM | [11 empty] | Commercial | Facility Energy Management System | N | Hospitals | New | 2.0922 | 0.34638 | 6.04 | 0 | 0 | 0 | Fail 2-year Threshold
[12 empty] | Commercial | Cool Roof | Y | Retail | New | 0.048555 | 0.36408 | 0.13336 | 0 | 0 | 0 | Fail RIM | [11 empty] | Commercial | Facility Energy Management System | N | Institutional | New | 2.4832 | 0.36353 | 6.8308 | 0 | 0 | 0 | Fail 2-year Threshold
[12 empty] | Commercial | Cool Roof | Y | Schools K-12 | New | 0.048555 | 0.36408 | 0.13336 | 0 | 0 | 0 | Fail RIM | [11 empty] | Commercial | Facility Energy Management System | N | Offices | New | 2.2725 | 0.36353 | 6.2513 | 0 | 0 | 0 | Fail 2-year Threshold
[12 empty] | Commercial | Cool Roof | Y | Warehouse | New | 0.036179 | 0.27529 | 0.13142 | 0 | 0 | 0 | Fail RIM | [11 empty] | Commercial | Facility Energy Management System | N | Restaurants | New | 5.3593 | 0.37315 | 14.3623 | 0 | 0 | 0 | Fail 2-year Threshold
[12 empty] | Commercial | Dedicated Outdoor Air System on VRF unit | N | Assembly | Existing | 0.35795 | 0.37678 | 0.95003 | 0 | 0 | 0 | Fail RIM | [11 empty] | Commercial | Facility Energy Management System | N | Schools K-12 | New | 0.82943 | 0.36353 | 2.2816 | 0 | 0 | 0 | Fail TRC
[12 empty] | Commercial | Dedicated Outdoor Air System on VRF unit | N | College and University | Existing | 0.38156 | 0.36509 | 1.0451 | 0 | 0 | 0 | Fail RIM | [11 empty] | Commercial | Facility Energy Management System | N | Warehouse | New | 0.26703 | 0.36353 | 0.73456 | 0 | 0 | 0 | Fail TRC
[12 empty] | Commercial | Dedicated Outdoor Air System on VRF unit | N | Grocery | Existing | 0.21419 | 0.37678 | 0.56848 | 0 | 0 | 0 | Fail RIM | [11 empty] | Commercial | Floor Insulation | N | Assembly | Existing | 0.022059 | 0.32445 | 0.06799 | 0 | 0 | 0 | Fail TRC
[12 empty] | Commercial | Dedicated Outdoor Air System on VRF unit | N | Healthcare | Existing | 0.77032 | 0.37678 | 2.0445 | 0 | 0 | 0 | Fail RIM | [11 empty] | Commercial | Floor Insulation | N | College and University | Existing | 0.027706 | 0.39962 | 0.069331 | 0 | 0 | 0 | Fail TRC
[12 empty] | Commercial | Dedicated Outdoor Air System on VRF unit | N | Hospitals | Existing | 0.7339 | 0.37678 | 1.9478 | 0 | 0 | 0 | Fail RIM | [11 empty] | Commercial | Floor Insulation | N | Grocery | Existing | 0.024479 | 0.35675 | 0.068617 | 0 | 0 | 0 | Fail TRC
[12 empty] | Commercial | Dedicated Outdoor Air System on VRF unit | N | Institutional | Existing | 0.19803 | 0.37678 | 0.52559 | 0 | 0 | 0 | Fail RIM | [11 empty] | Commercial | Floor Insulation | N | Healthcare | Existing | 0.022059 | 0.32445 | 0.06799 | 0 | 0 | 0 | Fail TRC
[12 empty] | Commercial | Dedicated Outdoor Air System on VRF unit | N | Lodging/Hospitality | Existing | 0.56224 | 0.36509 | 1.54 | 0 | 0 | 0 | Fail RIM | [11 empty] | Commercial | Floor Insulation | N | Hospitals | Existing | 0.027706 | 0.39962 | 0.069331 | 0 | 0 | 0 | Fail TRC
[12 empty] | Commercial | Dedicated Outdoor Air System on VRF unit | N | Miscellaneous | Existing | 0.19983 | 0.37678 | 0.53037 | 0 | 0 | 0 | Fail RIM | [11 empty] | Commercial | Floor Insulation | N | Institutional | Existing | 0.022059 | 0.32445 | 0.06799 | 0 | 0 | 0 | Fail TRC
[12 empty] | Commercial | Dedicated Outdoor Air System on VRF unit | N | Offices | Existing | 0.39523 | 0.37678 | 1.049 | 0 | 0 | 0 | Fail RIM | [11 empty] | Commercial | Floor Insulation | N | Lodging/Hospitality | Existing | 0.027706 | 0.39962 | 0.069331 | 0 | 0 | 0 | Fail TRC
[12 empty] | Commercial | Dedicated Outdoor Air System on VRF unit | N | Restaurants | Existing | 0.6092 | 0.37678 | 1.6169 | 0 | 0 | 0 | Fail RIM | [11 empty] | Commercial | Floor Insulation | N | Miscellaneous | Existing | 0.022059 | 0.32445 | 0.06799 | 0 | 0 | 0 | Fail TRC
[12 empty] | Commercial | Dedicated Outdoor Air System on VRF unit | N | Retail | Existing | 0.46931 | 0.37678 | 1.2456 | 0 | 0 | 0 | Fail RIM | [11 empty] | Commercial | Floor Insulation | N | Offices | Existing | 0.022059 | 0.32445 | 0.06799 | 0 | 0 | 0 | Fail TRC
[12 empty] | Commercial | Dedicated Outdoor Air System on VRF unit | N | Schools K-12 | Existing | 0.40963 | 0.37678 | 1.0872 | 0 | 0 | 0 | Fail RIM | [11 empty] | Commercial | Floor Insulation | N | Restaurants | Existing | 0.024479 | 0.35675 | 0.068617 | 0 | 0 | 0 | Fail TRC
[12 empty] | Commercial | Dedicated Outdoor Air System on VRF unit | N | Warehouse | Existing | 0.091179 | 0.37678 | 0.242 | 0 | 0 | 0 | Fail RIM | [11 empty] | Commercial | Floor Insulation | N | Retail | Existing | 0.024479 | 0.35675 | 0.068617 | 0 | 0 | 0 | Fail TRC
[12 empty] | Commercial | Dedicated Outdoor Air System on VRF unit | N | Assembly | New | 0.35795 | 0.37678 | 0.95003 | 0 | 0 | 0 | Fail RIM | [11 empty] | Commercial | Floor Insulation | N | Schools K-12 | Existing | 0.022059 | 0.32445 | 0.06799 | 0 | 0 | 0 | Fail TRC
[12 empty] | Commercial | Dedicated Outdoor Air System on VRF unit | N | College and University | New | 0.38156 | 0.36509 | 1.0451 | 0 | 0 | 0 | Fail RIM | [11 empty] | Commercial | Floor Insulation | N | Warehouse | Existing | 0.02355 | 0.34477 | 0.068308 | 0 | 0 | 0 | Fail TRC
[12 empty] | Commercial | Dedicated Outdoor Air System on VRF unit | N | Grocery | New | 0.21419 | 0.37678 | 0.56848 | 0 | 0 | 0 | Fail RIM | [11 empty] | Commercial | Floor Insulation | N | Assembly | New | 0.021721 | 0.32445 | 0.066946 | 0 | 0 | 0 | Fail TRC
[12 empty] | Commercial | Dedicated Outdoor Air System on VRF unit | N | Healthcare | New | 0.77032 | 0.37678 | 2.0445 | 0 | 0 | 0 | Fail RIM | [11 empty] | Commercial | Floor Insulation | N | College and University | New | 0.027281 | 0.39962 | 0.068267 | 0 | 0 | 0 | Fail TRC
[12 empty] | Commercial | Dedicated Outdoor Air System on VRF unit | N | Hospitals | New | 0.7339 | 0.37678 | 1.9478 | 0 | 0 | 0 | Fail RIM | [11 empty] | Commercial | Floor Insulation | N | Grocery | New | 0.024103 | 0.35675 | 0.067564 | 0 | 0 | 0 | Fail TRC
[12 empty] | Commercial | Dedicated Outdoor Air System on VRF unit | N | Institutional | New | 0.19803 | 0.37678 | 0.52559 | 0 | 0 | 0 | Fail RIM | [11 empty] | Commercial | Floor Insulation | N | Healthcare | New | 0.021721 | 0.32445 | 0.066946 | 0 | 0 | 0 | Fail TRC
[12 empty] | Commercial | Dedicated Outdoor Air System on VRF unit | N | Lodging/Hospitality | New | 0.56224 | 0.36509 | 1.54 | 0 | 0 | 0 | Fail RIM | [11 empty] | Commercial | Floor Insulation | N | Hospitals | New | 0.027281 | 0.39962 | 0.068267 | 0 | 0 | 0 | Fail TRC
[12 empty] | Commercial | Dedicated Outdoor Air System on VRF unit | N | Miscellaneous | New | 0.19983 | 0.37678 | 0.53037 | 0 | 0 | 0 | Fail RIM | [11 empty] | Commercial | Floor Insulation | N | Institutional | New | 0.021721 | 0.32445 | 0.066946 | 0 | 0 | 0 | Fail TRC
[12 empty] | Commercial | Dedicated Outdoor Air System on VRF unit | N | Offices | New | 0.39523 | 0.37678 | 1.049 | 0 | 0 | 0 | Fail RIM | [11 empty] | Commercial | Floor Insulation | N | Lodging/Hospitality | New | 0.027281 | 0.39962 | 0.068267 | 0 | 0 | 0 | Fail TRC
[12 empty] | Commercial | Dedicated Outdoor Air System on VRF unit | N | Restaurants | New | 0.6092 | 0.37678 | 1.6169 | 0 | 0 | 0 | Fail RIM | [11 empty] | Commercial | Floor Insulation | N | Miscellaneous | New | 0.021721 | 0.32445 | 0.066946 | 0 | 0 | 0 | Fail TRC
[12 empty] | Commercial | Dedicated Outdoor Air System on VRF unit | N | Retail | New | 0.46931 | 0.37678 | 1.2456 | 0 | 0 | 0 | Fail RIM | [11 empty] | Commercial | Floor Insulation | N | Offices | New | 0.021721 | 0.32445 | 0.066946 | 0 | 0 | 0 | Fail TRC
[12 empty] | Commercial | Dedicated Outdoor Air System on VRF unit | N | Schools K-12 | New | 0.40963 | 0.37678 | 1.0872 | 0 | 0 | 0 | Fail RIM | [11 empty] | Commercial | Floor Insulation | N | Restaurants | New | 0.024103 | 0.35675 | 0.067564 | 0 | 0 | 0 | Fail TRC
[12 empty] | Commercial | Dedicated Outdoor Air System on VRF unit | N | Warehouse | New | 0.091179 | 0.37678 | 0.242 | 0 | 0 | 0 | Fail RIM | [11 empty] | Commercial | Floor Insulation | N | Retail | New | 0.024103 | 0.35675 | 0.067564 | 0 | 0 | 0 | Fail TRC
[12 empty] | Commercial | Destratification Fans | N | Assembly | Existing | 0.03181 | 0.32561 | 0.097694 | 0 | 0 | 0 | Fail RIM | [11 empty] | Commercial | Floor Insulation | N | Schools K-12 | New | 0.021721 | 0.32445 | 0.066946 | 0 | 0 | 0 | Fail TRC
[12 empty] | Commercial | Destratification Fans | N | College and University | Existing | 0.057867 | 0.32561 | 0.17772 | 0 | 0 | 0 | Fail RIM | [11 empty] | Commercial | Floor Insulation | N | Warehouse | New | 0.023189 | 0.34477 | 0.06726 | 0 | 0 | 0 | Fail TRC
[12 empty] | Commercial | Destratification Fans | N | Grocery | Existing | 0.020842 | 0.32561 | 0.064008 | 0 | 0 | 0 | Fail RIM | [11 empty] | Commercial | Green Roof | N | Assembly | Existing | 0.004401 | 0.36408 | 0.012088 | 0 | 0 | 0 | Fail TRC
[12 empty] | Commercial | Destratification Fans | N | Healthcare | Existing | 0.052128 | 0.32561 | 0.16009 | 0 | 0 | 0 | Fail RIM | [11 empty] | Commercial | Green Roof | N | College and University | Existing | 0.004401 | 0.36408 | 0.012088 | 0 | 0 | 0 | Fail TRC
[12 empty] | Commercial | Destratification Fans | N | Hospitals | Existing | 0.10293 | 0.32561 | 0.31613 | 0 | 0 | 0 | Fail RIM | [11 empty] | Commercial | Green Roof | N | Grocery | Existing | 0.004401 | 0.36408 | 0.012088 | 0 | 0 | 0 | Fail TRC
[12 empty] | Commercial | Destratification Fans | N | Institutional | Existing | 0.011458 | 0.32561 | 0.03519 | 0 | 0 | 0 | Fail RIM | [11 empty] | Commercial | Green Roof | N | Healthcare | Existing | 0.004401 | 0.36408 | 0.012088 | 0 | 0 | 0 | Fail TRC
[12 empty] | Commercial | Destratification Fans | N | Lodging/Hospitality | Existing | 0.017285 | 0.32561 | 0.053086 | 0 | 0 | 0 | Fail RIM | [11 empty] | Commercial | Green Roof | N | Hospitals | Existing | 0.004401 | 0.36408 | 0.012088 | 0 | 0 | 0 | Fail TRC
[12 empty] | Commercial | Destratification Fans | N | Miscellaneous | Existing | 0.026416 | 0.32561 | 0.08113 | 0 | 0 | 0 | Fail RIM | [11 empty] | Commercial | Green Roof | N | Institutional | Existing | 0.004401 | 0.36408 | 0.012088 | 0 | 0 | 0 | Fail TRC
[12 empty] | Commercial | Destratification Fans | N | Offices | Existing | 0.0057855 | 0.32561 | 0.017768 | 0 | 0 | 0 | Fail RIM | [11 empty] | Commercial | Green Roof | N | Lodging/Hospitality | Existing | 0.004949 | 0.40666 | 0.01217 | 0 | 0 | 0 | Fail TRC
[12 empty] | Commercial | Destratification Fans | N | Restaurants | Existing | 0.045726 | 0.32561 | 0.14043 | 0 | 0 | 0 | Fail RIM | [11 empty] | Commercial | Green Roof | N | Miscellaneous | Existing | 0.0032792 | 0.27529 | 0.011912 | 0 | 0 | 0 | Fail TRC
[12 empty] | Commercial | Destratification Fans | N | Retail | Existing | 0.054719 | 0.32561 | 0.16805 | 0 | 0 | 0 | Fail RIM | [11 empty] | Commercial | Green Roof | N | Offices | Existing | 0.004401 | 0.36408 | 0.012088 | 0 | 0 | 0 | Fail TRC
[12 empty] | Commercial | Destratification Fans | N | Schools K-12 | Existing | 0.17302 | 0.32561 | 0.53136 | 0 | 0 | 0 | Fail RIM | [11 empty] | Commercial | Green Roof | N | Restaurants | Existing | 0.004401 | 0.36408 | 0.012088 | 0 | 0 | 0 | Fail TRC
[12 empty] | Commercial | Destratification Fans | N | Warehouse | Existing | 0.018966 | 0.32561 | 0.058248 | 0 | 0 | 0 | Fail RIM | [11 empty] | Commercial | Green Roof | N | Retail | Existing | 0.004401 | 0.36408 | 0.012088 | 0 | 0 | 0 | Fail TRC
[12 empty] | Commercial | Destratification Fans | N | Assembly | New | 0.03181 | 0.32561 | 0.097694 | 0 | 0 | 0 | Fail RIM | [11 empty] | Commercial | Green Roof | N | Schools K-12 | Existing | 0.004401 | 0.36408 | 0.012088 | 0 | 0 | 0 | Fail TRC
[12 empty] | Commercial | Destratification Fans | N | College and University | New | 0.057867 | 0.32561 | 0.17772 | 0 | 0 | 0 | Fail RIM | [11 empty] | Commercial | Green Roof | N | Warehouse | Existing | 0.0032792 | 0.27529 | 0.011912 | 0 | 0 | 0 | Fail TRC
[12 empty] | Commercial | Destratification Fans | N | Grocery | New | 0.020842 | 0.32561 | 0.064008 | 0 | 0 | 0 | Fail RIM | [11 empty] | Commercial | Green Roof | N | Assembly | New | 0.0043155 | 0.36408 | 0.011853 | 0 | 0 | 0 | Fail TRC
[12 empty] | Commercial | Destratification Fans | N | Healthcare | New | 0.052128 | 0.32561 | 0.16009 | 0 | 0 | 0 | Fail RIM | [11 empty] | Commercial | Green Roof | N | College and University | New | 0.0043155 | 0.36408 | 0.011853 | 0 | 0 | 0 | Fail TRC
[12 empty] | Commercial | Destratification Fans | N | Hospitals | New | 0.10293 | 0.32561 | 0.31613 | 0 | 0 | 0 | Fail RIM | [11 empty] | Commercial | Green Roof | N | Grocery | New | 0.0043155 | 0.36408 | 0.011853 | 0 | 0 | 0 | Fail TRC
[12 empty] | Commercial | Destratification Fans | N | Institutional | New | 0.011458 | 0.32561 | 0.03519 | 0 | 0 | 0 | Fail RIM | [11 empty] | Commercial | Green Roof | N | Healthcare | New | 0.0043155 | 0.36408 | 0.011853 | 0 | 0 | 0 | Fail TRC
[12 empty] | Commercial | Destratification Fans | N | Lodging/Hospitality | New | 0.017285 | 0.32561 | 0.053086 | 0 | 0 | 0 | Fail RIM | [11 empty] | Commercial | Green Roof | N | Hospitals | New | 0.0043155 | 0.36408 | 0.011853 | 0 | 0 | 0 | Fail TRC
[12 empty] | Commercial | Destratification Fans | N | Miscellaneous | New | 0.026416 | 0.32561 | 0.08113 | 0 | 0 | 0 | Fail RIM | [11 empty] | Commercial | Green Roof | N | Institutional | New | 0.0043155 | 0.36408 | 0.011853 | 0 | 0 | 0 | Fail TRC
[12 empty] | Commercial | Destratification Fans | N | Offices | New | 0.0057855 | 0.32561 | 0.017768 | 0 | 0 | 0 | Fail RIM | [11 empty] | Commercial | Green Roof | N | Lodging/Hospitality | New | 0.004853 | 0.40666 | 0.011934 | 0 | 0 | 0 | Fail TRC
[12 empty] | Commercial | Destratification Fans | N | Restaurants | New | 0.045726 | 0.32561 | 0.14043 | 0 | 0 | 0 | Fail RIM | [11 empty] | Commercial | Green Roof | N | Miscellaneous | New | 0.0032156 | 0.27529 | 0.011681 | 0 | 0 | 0 | Fail TRC
[12 empty] | Commercial | Destratification Fans | N | Retail | New | 0.054719 | 0.32561 | 0.16805 | 0 | 0 | 0 | Fail RIM | [11 empty] | Commercial | Green Roof | N | Offices | New | 0.0043155 | 0.36408 | 0.011853 | 0 | 0 | 0 | Fail TRC
[12 empty] | Commercial | Destratification Fans | N | Schools K-12 | New | 0.17302 | 0.32561 | 0.53136 | 0 | 0 | 0 | Fail RIM | [11 empty] | Commercial | Green Roof | N | Restaurants | New | 0.0043155 | 0.36408 | 0.011853 | 0 | 0 | 0 | Fail TRC
[12 empty] | Commercial | Destratification Fans | N | Warehouse | New | 0.018966 | 0.32561 | 0.058248 | 0 | 0 | 0 | Fail RIM | [11 empty] | Commercial | Green Roof | N | Retail | New | 0.0043155 | 0.36408 | 0.011853 | 0 | 0 | 0 | Fail TRC
[12 empty] | Commercial | Duct Insulation | N | Assembly | Existing | 0.023152 | 0.36764 | 0.062974 | 0 | 0 | 0 | Fail RIM | [11 empty] | Commercial | Green Roof | N | Schools K-12 | New | 0.0043155 | 0.36408 | 0.011853 | 0 | 0 | 0 | Fail TRC
[12 empty] | Commercial | Duct Insulation | N | College and University | Existing | 0.035086 | 0.36764 | 0.095437 | 0 | 0 | 0 | Fail RIM | [11 empty] | Commercial | Green Roof | N | Warehouse | New | 0.0032156 | 0.27529 | 0.011681 | 0 | 0 | 0 | Fail TRC
[12 empty] | Commercial | Duct Insulation | N | Grocery | Existing | 0.22794 | 0.36764 | 0.62 | 0 | 0 | 0 | Fail RIM | [11 empty] | Commercial | Hotel Card Energy Control Systems | N | Assembly | Existing | 0 | 0 | 0 | 0 | 0 | 0 | Fail TRC
[12 empty] | Commercial | Duct Insulation | N | Healthcare | Existing | 0.093168 | 0.36764 | 0.25342 | 0 | 0 | 0 | Fail RIM | [11 empty] | Commercial | Hotel Card Energy Control Systems | N | College and University | Existing | 0 | 0 | 0 | 0 | 0 | 0 | Fail TRC
[12 empty] | Commercial | Duct Insulation | N | Hospitals | Existing | 0.093168 | 0.36764 | 0.25342 | 0 | 0 | 0 | Fail RIM | [11 empty] | Commercial | Hotel Card Energy Control Systems | N | Grocery | Existing | 0 | 0 | 0 | 0 | 0 | 0 | Fail TRC
[12 empty] | Commercial | Duct Insulation | N | Institutional | Existing | 0.10504 | 0.36764 | 0.28572 | 0 | 0 | 0 | Fail RIM | [11 empty] | Commercial | Hotel Card Energy Control Systems | N | Healthcare | Existing | 0 | 0 | 0 | 0 | 0 | 0 | Fail TRC
[12 empty] | Commercial | Duct Insulation | N | Lodging/Hospitality | Existing | 0.052586 | 0.36764 | 0.14304 | 0 | 0 | 0 | Fail RIM | [11 empty] | Commercial | Hotel Card Energy Control Systems | N | Hospitals | Existing | 0 | 0 | 0 | 0 | 0 | 0 | Fail TRC
[12 empty] | Commercial | Duct Insulation | N | Miscellaneous | Existing | 0.071564 | 0.36764 | 0.19466 | 0 | 0 | 0 | Fail RIM | [11 empty] | Commercial | Hotel Card Energy Control Systems | N | Institutional | Existing | 0 | 0 | 0 | 0 | 0 | 0 | Fail TRC
[12 empty] | Commercial | Duct Insulation | N | Offices | Existing | 0.096132 | 0.36764 | 0.26148 | 0 | 0 | 0 | Fail RIM | [11 empty] | Commercial | Hotel Card Energy Control Systems | N | Lodging/Hospitality | Existing | 0.79629 | 0.31502 | 2.5277 | 0 | 0 | 0 | Fail TRC
[12 empty] | Commercial | Duct Insulation | N | Restaurants | Existing | 0.2203 | 0.36764 | 0.59923 | 0 | 0 | 0 | Fail RIM | [11 empty] | Commercial | Hotel Card Energy Control Systems | N | Miscellaneous | Existing | 0 | 0 | 0 | 0 | 0 | 0 | Fail TRC
[12 empty] | Commercial | Duct Insulation | N | Retail | Existing | 0.042712 | 0.36764 | 0.11618 | 0 | 0 | 0 | Fail RIM | [11 empty] | Commercial | Hotel Card Energy Control Systems | N | Offices | Existing | 0 | 0 | 0 | 0 | 0 | 0 | Fail TRC
[12 empty] | Commercial | Duct Insulation | N | Schools K-12 | Existing | 0.035086 | 0.36764 | 0.095437 | 0 | 0 | 0 | Fail RIM | [11 empty] | Commercial | Hotel Card Energy Control Systems | N | Restaurants | Existing | 0 | 0 | 0 | 0 | 0 | 0 | Fail TRC
[12 empty] | Commercial | Duct Insulation | N | Warehouse | Existing | 0.011296 | 0.36764 | 0.030726 | 0 | 0 | 0 | Fail RIM | [11 empty] | Commercial | Hotel Card Energy Control Systems | N | Retail | Existing | 0 | 0 | 0 | 0 | 0 | 0 | Fail TRC
[12 empty] | Commercial | Duct Insulation | N | Assembly | New | 0.023152 | 0.36764 | 0.062974 | 0 | 0 | 0 | Fail RIM | [11 empty] | Commercial | Hotel Card Energy Control Systems | N | Schools K-12 | Existing | 0 | 0 | 0 | 0 | 0 | 0 | Fail TRC
[12 empty] | Commercial | Duct Insulation | N | College and University | New | 0.035086 | 0.36764 | 0.095437 | 0 | 0 | 0 | Fail RIM | [11 empty] | Commercial | Hotel Card Energy Control Systems | N | Warehouse | Existing | 0 | 0 | 0 | 0 | 0 | 0 | Fail TRC
[12 empty] | Commercial | Duct Insulation | N | Grocery | New | 0.22794 | 0.36764 | 0.62 | 0 | 0 | 0 | Fail RIM | [11 empty] | Commercial | Hotel Card Energy Control Systems | N | Assembly | New | 0 | 0 | 0 | 0 | 0 | 0 | Fail TRC
[12 empty] | Commercial | Duct Insulation | N | Healthcare | New | 0.093168 | 0.36764 | 0.25342 | 0 | 0 | 0 | Fail RIM | [11 empty] | Commercial | Hotel Card Energy Control Systems | N | College and University | New | 0 | 0 | 0 | 0 | 0 | 0 | Fail TRC
[12 empty] | Commercial | Duct Insulation | N | Hospitals | New | 0.093168 | 0.36764 | 0.25342 | 0 | 0 | 0 | Fail RIM | [11 empty] | Commercial | Hotel Card Energy Control Systems | N | Grocery | New | 0 | 0 | 0 | 0 | 0 | 0 | Fail TRC
[12 empty] | Commercial | Duct Insulation | N | Institutional | New | 0.10504 | 0.36764 | 0.28572 | 0 | 0 | 0 | Fail RIM | [11 empty] | Commercial | Hotel Card Energy Control Systems | N | Healthcare | New | 0 | 0 | 0 | 0 | 0 | 0 | Fail TRC
[12 empty] | Commercial | Duct Insulation | N | Lodging/Hospitality | New | 0.052586 | 0.36764 | 0.14304 | 0 | 0 | 0 | Fail RIM | [11 empty] | Commercial | Hotel Card Energy Control Systems | N | Hospitals | New | 0 | 0 | 0 | 0 | 0 | 0 | Fail TRC
[12 empty] | Commercial | Duct Insulation | N | Miscellaneous | New | 0.071564 | 0.36764 | 0.19466 | 0 | 0 | 0 | Fail RIM | [11 empty] | Commercial | Hotel Card Energy Control Systems | N | Institutional | New | 0 | 0 | 0 | 0 | 0 | 0 | Fail TRC
[12 empty] | Commercial | Duct Insulation | N | Offices | New | 0.096132 | 0.36764 | 0.26148 | 0 | 0 | 0 | Fail RIM | [11 empty] | Commercial | Hotel Card Energy Control Systems | N | Lodging/Hospitality | New | 0.79629 | 0.31502 | 2.5277 | 0 | 0 | 0 | Fail TRC
[12 empty] | Commercial | Duct Insulation | N | Restaurants | New | 0.2203 | 0.36764 | 0.59923 | 0 | 0 | 0 | Fail RIM | [11 empty] | Commercial | Hotel Card Energy Control Systems | N | Miscellaneous | New | 0 | 0 | 0 | 0 | 0 | 0 | Fail TRC
[12 empty] | Commercial | Duct Insulation | N | Retail | New | 0.042712 | 0.36764 | 0.11618 | 0 | 0 | 0 | Fail RIM | [11 empty] | Commercial | Hotel Card Energy Control Systems | N | Offices | New | 0 | 0 | 0 | 0 | 0 | 0 | Fail TRC
[12 empty] | Commercial | Duct Insulation | N | Schools K-12 | New | 0.035086 | 0.36764 | 0.095437 | 0 | 0 | 0 | Fail RIM | [11 empty] | Commercial | Hotel Card Energy Control Systems | N | Restaurants | New | 0 | 0 | 0 | 0 | 0 | 0 | Fail TRC
[12 empty] | Commercial | Duct Insulation | N | Warehouse | New | 0.011296 | 0.36764 | 0.030726 | 0 | 0 | 0 | Fail RIM | [11 empty] | Commercial | Hotel Card Energy Control Systems | N | Retail | New | 0 | 0 | 0 | 0 | 0 | 0 | Fail TRC
[12 empty] | Commercial | Duct Sealing Repair | N | Assembly | Existing | 1.1278 | 0.35058 | 3.2169 | 0 | 0 | 0 | Fail RIM | [11 empty] | Commercial | Hotel Card Energy Control Systems | N | Schools K-12 | New | 0 | 0 | 0 | 0 | 0 | 0 | Fail TRC
[12 empty] | Commercial | Duct Sealing Repair | N | College and University | Existing | 1.7091 | 0.35058 | 4.8751 | 0 | 0 | 0 | Fail RIM | [11 empty] | Commercial | Hotel Card Energy Control Systems | N | Warehouse | New | 0 | 0 | 0 | 0 | 0 | 0 | Fail TRC
[12 empty] | Commercial | Duct Sealing Repair | N | Grocery | Existing | 11.1031 | 0.35058 | 31.6709 | 0 | 0 | 0 | Fail RIM | [11 empty] | Commercial | HVAC tune-up | N | Assembly | Existing | 0.59313 | 0.35346 | 1.678 | 0 | 0 | 0 | Fail TRC
[12 empty] | Commercial | Duct Sealing Repair | N | Healthcare | Existing | 4.5383 | 0.35058 | 12.9454 | 0 | 0 | 0 | Fail RIM | [11 empty] | Commercial | HVAC tune-up | N | College and University | Existing | 0.74786 | 0.39817 | 1.8782 | 0 | 0 | 0 | Fail TRC
[12 empty] | Commercial | Duct Sealing Repair | N | Hospitals | Existing | 4.5383 | 0.35058 | 12.9454 | 0 | 0 | 0 | Fail RIM | [11 empty] | Commercial | HVAC tune-up | N | Grocery | Existing | 0.32765 | 0.35346 | 0.92697 | 0 | 0 | 0 | Fail TRC
[12 empty] | Commercial | Duct Sealing Repair | N | Institutional | Existing | 5.1168 | 0.35058 | 14.5954 | 0 | 0 | 0 | Fail RIM | [11 empty] | Commercial | HVAC tune-up | N | Healthcare | Existing | 1.4317 | 0.38915 | 3.6791 | 0 | 0 | 0 | Fail 2-year Threshold
[12 empty] | Commercial | Duct Sealing Repair | N | Lodging/Hospitality | Existing | 2.5616 | 0.35058 | 7.3067 | 0 | 0 | 0 | Fail RIM | [11 empty] | Commercial | HVAC tune-up | N | Hospitals | Existing | 1.3895 | 0.39817 | 3.4896 | 0 | 0 | 0 | Fail 2-year Threshold
[12 empty] | Commercial | Duct Sealing Repair | N | Miscellaneous | Existing | 3.486 | 0.35058 | 9.9436 | 0 | 0 | 0 | Fail RIM | [11 empty] | Commercial | HVAC tune-up | N | Institutional | Existing | 0.32039 | 0.35346 | 0.90643 | 0 | 0 | 0 | Fail TRC
[12 empty] | Commercial | Duct Sealing Repair | N | Offices | Existing | 4.6827 | 0.35058 | 13.3571 | 0 | 0 | 0 | Fail RIM | [11 empty] | Commercial | HVAC tune-up | N | Lodging/Hospitality | Existing | 1.0869 | 0.38915 | 2.793 | 0 | 0 | 0 | Fail 2-year Threshold
[12 empty] | Commercial | Duct Sealing Repair | N | Restaurants | Existing | 10.7311 | 0.35058 | 30.61 | 0 | 0 | 0 | Fail RIM | [11 empty] | Commercial | HVAC tune-up | N | Miscellaneous | Existing | 0.33128 | 0.35346 | 0.93724 | 0 | 0 | 0 | Fail TRC
[12 empty] | Commercial | Duct Sealing Repair | N | Retail | Existing | 2.0805 | 0.35058 | 5.9346 | 0 | 0 | 0 | Fail RIM | [11 empty] | Commercial | HVAC tune-up | N | Offices | Existing | 0.66755 | 0.35346 | 1.8886 | 0 | 0 | 0 | Fail TRC
[12 empty] | Commercial | Duct Sealing Repair | N | Schools K-12 | Existing | 1.7091 | 0.35058 | 4.8751 | 0 | 0 | 0 | Fail RIM | [11 empty] | Commercial | HVAC tune-up | N | Restaurants | Existing | 0.96117 | 0.35346 | 2.7193 | 0 | 0 | 0 | Fail TRC
[12 empty] | Commercial | Duct Sealing Repair | N | Warehouse | Existing | 0.55025 | 0.35058 | 1.5695 | 0 | 0 | 0 | Fail RIM | [11 empty] | Commercial | HVAC tune-up | N | Retail | Existing | 0.75332 | 0.35346 | 2.1313 | 0 | 0 | 0 | Fail TRC
[12 empty] | Commercial | Duct Sealing Repair | N | Assembly | New | 1.1278 | 0.35058 | 3.2169 | 0 | 0 | 0 | Fail RIM | [11 empty] | Commercial | HVAC tune-up | N | Schools K-12 | Existing | 0.65485 | 0.35346 | 1.8527 | 0 | 0 | 0 | Fail TRC
[12 empty] | Commercial | Duct Sealing Repair | N | College and University | New | 1.7091 | 0.35058 | 4.8751 | 0 | 0 | 0 | Fail RIM | [11 empty] | Commercial | HVAC tune-up | N | Warehouse | Existing | 0.14386 | 0.35346 | 0.40699 | 0 | 0 | 0 | Fail TRC
[12 empty] | Commercial | Duct Sealing Repair | N | Grocery | New | 11.1031 | 0.35058 | 31.6709 | 0 | 0 | 0 | Fail RIM | [11 empty] | Commercial | HVAC tune-up | N | Assembly | New | 0.59313 | 0.35346 | 1.678 | 0 | 0 | 0 | Fail TRC
[12 empty] | Commercial | Duct Sealing Repair | N | Healthcare | New | 4.5383 | 0.35058 | 12.9454 | 0 | 0 | 0 | Fail RIM | [11 empty] | Commercial | HVAC tune-up | N | College and University | New | 0.74786 | 0.39817 | 1.8782 | 0 | 0 | 0 | Fail TRC
[12 empty] | Commercial | Duct Sealing Repair | N | Hospitals | New | 4.5383 | 0.35058 | 12.9454 | 0 | 0 | 0 | Fail RIM | [11 empty] | Commercial | HVAC tune-up | N | Grocery | New | 0.32765 | 0.35346 | 0.92697 | 0 | 0 | 0 | Fail TRC
[12 empty] | Commercial | Duct Sealing Repair | N | Institutional | New | 5.1168 | 0.35058 | 14.5954 | 0 | 0 | 0 | Fail RIM | [11 empty] | Commercial | HVAC tune-up | N | Healthcare | New | 1.4317 | 0.38915 | 3.6791 | 0 | 0 | 0 | Fail 2-year Threshold
[12 empty] | Commercial | Duct Sealing Repair | N | Lodging/Hospitality | New | 2.5616 | 0.35058 | 7.3067 | 0 | 0 | 0 | Fail RIM | [11 empty] | Commercial | HVAC tune-up | N | Hospitals | New | 1.3895 | 0.39817 | 3.4896 | 0 | 0 | 0 | Fail 2-year Threshold
[12 empty] | Commercial | Duct Sealing Repair | N | Miscellaneous | New | 3.486 | 0.35058 | 9.9436 | 0 | 0 | 0 | Fail RIM | [11 empty] | Commercial | HVAC tune-up | N | Institutional | New | 0.32039 | 0.35346 | 0.90643 | 0 | 0 | 0 | Fail TRC
[12 empty] | Commercial | Duct Sealing Repair | N | Offices | New | 4.6827 | 0.35058 | 13.3571 | 0 | 0 | 0 | Fail RIM | [11 empty] | Commercial | HVAC tune-up | N | Lodging/Hospitality | New | 1.0869 | 0.38915 | 2.793 | 0 | 0 | 0 | Fail 2-year Threshold
[12 empty] | Commercial | Duct Sealing Repair | N | Restaurants | New | 10.7311 | 0.35058 | 30.61 | 0 | 0 | 0 | Fail RIM | [11 empty] | Commercial | HVAC tune-up | N | Miscellaneous | New | 0.33128 | 0.35346 | 0.93724 | 0 | 0 | 0 | Fail TRC
[12 empty] | Commercial | Duct Sealing Repair | N | Retail | New | 2.0805 | 0.35058 | 5.9346 | 0 | 0 | 0 | Fail RIM | [11 empty] | Commercial | HVAC tune-up | N | Offices | New | 0.66755 | 0.35346 | 1.8886 | 0 | 0 | 0 | Fail TRC
[12 empty] | Commercial | Duct Sealing Repair | N | Schools K-12 | New | 1.7091 | 0.35058 | 4.8751 | 0 | 0 | 0 | Fail RIM | [11 empty] | Commercial | HVAC tune-up | N | Restaurants | New | 0.96117 | 0.35346 | 2.7193 | 0 | 0 | 0 | Fail TRC
[12 empty] | Commercial | Duct Sealing Repair | N | Warehouse | New | 0.55025 | 0.35058 | 1.5695 | 0 | 0 | 0 | Fail RIM | [11 empty] | Commercial | HVAC tune-up | N | Retail | New | 0.75332 | 0.35346 | 2.1313 | 0 | 0 | 0 | Fail TRC
[12 empty] | Commercial | ECM Motors on Furnaces | N | Assembly | Existing | 0.56634 | 0.30001 | 1.8877 | 0 | 0 | 0 | Fail RIM | [11 empty] | Commercial | HVAC tune-up | N | Schools K-12 | New | 0.65485 | 0.35346 | 1.8527 | 0 | 0 | 0 | Fail TRC
[12 empty] | Commercial | ECM Motors on Furnaces | N | College and University | Existing | 0.59594 | 0.31569 | 1.8877 | 0 | 0 | 0 | Fail RIM | [11 empty] | Commercial | HVAC tune-up | N | Warehouse | New | 0.14386 | 0.35346 | 0.40699 | 0 | 0 | 0 | Fail TRC
[12 empty] | Commercial | ECM Motors on Furnaces | N | Grocery | Existing | 1.0083 | 0.31053 | 3.2469 | 0 | 0 | 0 | Fail RIM | [11 empty] | Commercial | HVAC tune-up_RTU | N | Assembly | Existing | 0.422 | 0.35346 | 1.1939 | 0 | 0 | 0 | Fail TRC
[12 empty] | Commercial | ECM Motors on Furnaces | N | Healthcare | Existing | 0.88801 | 0.30001 | 2.9599 | 0 | 0 | 0 | Fail RIM | [11 empty] | Commercial | HVAC tune-up_RTU | N | College and University | Existing | 0.53209 | 0.39817 | 1.3363 | 0 | 0 | 0 | Fail TRC
[12 empty] | Commercial | ECM Motors on Furnaces | N | Hospitals | Existing | 1.0632 | 0.31569 | 3.3677 | 0 | 0 | 0 | Fail RIM | [11 empty] | Commercial | HVAC tune-up_RTU | N | Grocery | Existing | 0.23312 | 0.35346 | 0.65952 | 0 | 0 | 0 | Fail TRC
[12 empty] | Commercial | ECM Motors on Furnaces | N | Institutional | Existing | 0.49384 | 0.30001 | 1.6461 | 0 | 0 | 0 | Fail RIM | [11 empty] | Commercial | HVAC tune-up_RTU | N | Healthcare | Existing | 1.0186 | 0.38915 | 2.6176 | 0 | 0 | 0 | Fail 2-year Threshold
[12 empty] | Commercial | ECM Motors on Furnaces | N | Lodging/Hospitality | Existing | 0.61902 | 0.31053 | 1.9934 | 0 | 0 | 0 | Fail RIM | [11 empty] | Commercial | HVAC tune-up_RTU | N | Hospitals | Existing | 0.98858 | 0.39817 | 2.4828 | 0 | 0 | 0 | Fail TRC
[12 empty] | Commercial | ECM Motors on Furnaces | N | Miscellaneous | Existing | 0.31262 | 0.30001 | 1.042 | 0 | 0 | 0 | Fail RIM | [11 empty] | Commercial | HVAC tune-up_RTU | N | Institutional | Existing | 0.22795 | 0.35346 | 0.64491 | 0 | 0 | 0 | Fail TRC
[12 empty] | Commercial | ECM Motors on Furnaces | N | Offices | Existing | 0.33074 | 0.30001 | 1.1024 | 0 | 0 | 0 | Fail RIM | [11 empty] | Commercial | HVAC tune-up_RTU | N | Lodging/Hospitality | Existing | 0.7733 | 0.38915 | 1.9871 | 0 | 0 | 0 | Fail TRC
[12 empty] | Commercial | ECM Motors on Furnaces | N | Restaurants | Existing | 2.1619 | 0.31053 | 6.9619 | 0 | 0 | 0 | Fail RIM | [11 empty] | Commercial | HVAC tune-up_RTU | N | Miscellaneous | Existing | 0.2357 | 0.35346 | 0.66683 | 0 | 0 | 0 | Fail TRC
[12 empty] | Commercial | ECM Motors on Furnaces | N | Retail | Existing | 1.3553 | 0.31053 | 4.3644 | 0 | 0 | 0 | Fail RIM | [11 empty] | Commercial | HVAC tune-up_RTU | N | Offices | Existing | 0.47495 | 0.35346 | 1.3437 | 0 | 0 | 0 | Fail TRC
[12 empty] | Commercial | ECM Motors on Furnaces | N | Schools K-12 | Existing | 1.2052 | 0.30001 | 4.0171 | 0 | 0 | 0 | Fail RIM | [11 empty] | Commercial | HVAC tune-up_RTU | N | Restaurants | Existing | 0.68385 | 0.35346 | 1.9347 | 0 | 0 | 0 | Fail TRC
[12 empty] | Commercial | ECM Motors on Furnaces | N | Warehouse | Existing | 0.31262 | 0.30001 | 1.042 | 0 | 0 | 0 | Fail RIM | [11 empty] | Commercial | HVAC tune-up_RTU | N | Retail | Existing | 0.53598 | 0.35346 | 1.5164 | 0 | 0 | 0 | Fail TRC
[12 empty] | Commercial | ECM Motors on Furnaces | N | Assembly | New | 0.56634 | 0.30001 | 1.8877 | 0 | 0 | 0 | Fail RIM | [11 empty] | Commercial | HVAC tune-up_RTU | N | Schools K-12 | Existing | 0.46591 | 0.35346 | 1.3181 | 0 | 0 | 0 | Fail TRC
[12 empty] | Commercial | ECM Motors on Furnaces | N | College and University | New | 0.59594 | 0.31569 | 1.8877 | 0 | 0 | 0 | Fail RIM | [11 empty] | Commercial | HVAC tune-up_RTU | N | Warehouse | Existing | 0.10235 | 0.35346 | 0.28957 | 0 | 0 | 0 | Fail TRC
[12 empty] | Commercial | ECM Motors on Furnaces | N | Grocery | New | 1.0083 | 0.31053 | 3.2469 | 0 | 0 | 0 | Fail RIM | [11 empty] | Commercial | HVAC tune-up_RTU | N | Assembly | New | 0.422 | 0.35346 | 1.1939 | 0 | 0 | 0 | Fail TRC
[12 empty] | Commercial | ECM Motors on Furnaces | N | Healthcare | New | 0.88801 | 0.30001 | 2.9599 | 0 | 0 | 0 | Fail RIM | [11 empty] | Commercial | HVAC tune-up_RTU | N | College and University | New | 0.53209 | 0.39817 | 1.3363 | 0 | 0 | 0 | Fail TRC
[12 empty] | Commercial | ECM Motors on Furnaces | N | Hospitals | New | 1.0632 | 0.31569 | 3.3677 | 0 | 0 | 0 | Fail RIM | [11 empty] | Commercial | HVAC tune-up_RTU | N | Grocery | New | 0.23312 | 0.35346 | 0.65952 | 0 | 0 | 0 | Fail TRC
[12 empty] | Commercial | ECM Motors on Furnaces | N | Institutional | New | 0.49384 | 0.30001 | 1.6461 | 0 | 0 | 0 | Fail RIM | [11 empty] | Commercial | HVAC tune-up_RTU | N | Healthcare | New | 1.0186 | 0.38915 | 2.6176 | 0 | 0 | 0 | Fail 2-year Threshold
[12 empty] | Commercial | ECM Motors on Furnaces | N | Lodging/Hospitality | New | 0.61902 | 0.31053 | 1.9934 | 0 | 0 | 0 | Fail RIM | [11 empty] | Commercial | HVAC tune-up_RTU | N | Hospitals | New | 0.98858 | 0.39817 | 2.4828 | 0 | 0 | 0 | Fail TRC
[12 empty] | Commercial | ECM Motors on Furnaces | N | Miscellaneous | New | 0.31262 | 0.30001 | 1.042 | 0 | 0 | 0 | Fail RIM | [11 empty] | Commercial | HVAC tune-up_RTU | N | Institutional | New | 0.22795 | 0.35346 | 0.64491 | 0 | 0 | 0 | Fail TRC
[12 empty] | Commercial | ECM Motors on Furnaces | N | Offices | New | 0.33074 | 0.30001 | 1.1024 | 0 | 0 | 0 | Fail RIM | [11 empty] | Commercial | HVAC tune-up_RTU | N | Lodging/Hospitality | New | 0.7733 | 0.38915 | 1.9871 | 0 | 0 | 0 | Fail TRC
[12 empty] | Commercial | ECM Motors on Furnaces | N | Restaurants | New | 2.1619 | 0.31053 | 6.9619 | 0 | 0 | 0 | Fail RIM | [11 empty] | Commercial | HVAC tune-up_RTU | N | Miscellaneous | New | 0.2357 | 0.35346 | 0.66683 | 0 | 0 | 0 | Fail TRC
[12 empty] | Commercial | ECM Motors on Furnaces | N | Retail | New | 1.3553 | 0.31053 | 4.3644 | 0 | 0 | 0 | Fail RIM | [11 empty] | Commercial | HVAC tune-up_RTU | N | Offices | New | 0.47495 | 0.35346 | 1.3437 | 0 | 0 | 0 | Fail TRC
[12 empty] | Commercial | ECM Motors on Furnaces | N | Schools K-12 | New | 1.2052 | 0.30001 | 4.0171 | 0 | 0 | 0 | Fail RIM | [11 empty] | Commercial | HVAC tune-up_RTU | N | Restaurants | New | 0.68385 | 0.35346 | 1.9347 | 0 | 0 | 0 | Fail TRC
[12 empty] | Commercial | ECM Motors on Furnaces | N | Warehouse | New | 0.31262 | 0.30001 | 1.042 | 0 | 0 | 0 | Fail RIM | [11 empty] | Commercial | HVAC tune-up_RTU | N | Retail | New | 0.53598 | 0.35346 | 1.5164 | 0 | 0 | 0 | Fail TRC
[12 empty] | Commercial | Energy Recovery Ventilation System (ERV) | N | Assembly | Existing | 0.052854 | 0.64736 | 0.081645 | 0 | 0 | 0 | Fail RIM | [11 empty] | Commercial | HVAC tune-up_RTU | N | Schools K-12 | New | 0.46591 | 0.35346 | 1.3181 | 0 | 0 | 0 | Fail TRC
[12 empty] | Commercial | Energy Recovery Ventilation System (ERV) | N | College and University | Existing | 0.044968 | 0.64736 | 0.069464 | 0 | 0 | 0 | Fail RIM | [11 empty] | Commercial | HVAC tune-up_RTU | N | Warehouse | New | 0.10235 | 0.35346 | 0.28957 | 0 | 0 | 0 | Fail TRC
[12 empty] | Commercial | Energy Recovery Ventilation System (ERV) | N | Grocery | Existing | 0.28343 | 0.64736 | 0.43782 | 0 | 0 | 0 | Fail RIM | [11 empty] | Commercial | Infiltration Reduction - Air Sealing | N | Assembly | Existing | 0.048373 | 0.38355 | 0.12612 | 0 | 0 | 0 | Fail TRC
[12 empty] | Commercial | Energy Recovery Ventilation System (ERV) | N | Healthcare | Existing | 0.11585 | 0.64736 | 0.17896 | 0 | 0 | 0 | Fail RIM | [11 empty] | Commercial | Infiltration Reduction - Air Sealing | N | College and University | Existing | 0.023629 | 0.38355 | 0.061607 | 0 | 0 | 0 | Fail TRC
[12 empty] | Commercial | Energy Recovery Ventilation System (ERV) | N | Hospitals | Existing | 0.11585 | 0.64736 | 0.17896 | 0 | 0 | 0 | Fail RIM | [11 empty] | Commercial | Infiltration Reduction - Air Sealing | N | Grocery | Existing | 0.16449 | 0.38355 | 0.42887 | 0 | 0 | 0 | Fail TRC
[12 empty] | Commercial | Energy Recovery Ventilation System (ERV) | N | Institutional | Existing | 0.13062 | 0.64736 | 0.20177 | 0 | 0 | 0 | Fail RIM | [11 empty] | Commercial | Infiltration Reduction - Air Sealing | N | Healthcare | Existing | 0.045836 | 0.38355 | 0.1195 | 0 | 0 | 0 | Fail TRC
[12 empty] | Commercial | Energy Recovery Ventilation System (ERV) | N | Lodging/Hospitality | Existing | 0.065389 | 0.64736 | 0.10101 | 0 | 0 | 0 | Fail RIM | [11 empty] | Commercial | Infiltration Reduction - Air Sealing | N | Hospitals | Existing | 0.02371 | 0.38355 | 0.061818 | 0 | 0 | 0 | Fail TRC
[12 empty] | Commercial | Energy Recovery Ventilation System (ERV) | N | Miscellaneous | Existing | 0.089018 | 0.64736 | 0.13751 | 0 | 0 | 0 | Fail RIM | [11 empty] | Commercial | Infiltration Reduction - Air Sealing | N | Institutional | Existing | 0.14793 | 0.38355 | 0.38568 | 0 | 0 | 0 | Fail TRC
[12 empty] | Commercial | Energy Recovery Ventilation System (ERV) | N | Offices | Existing | 0.073635 | 0.64736 | 0.11375 | 0 | 0 | 0 | Fail RIM | [11 empty] | Commercial | Infiltration Reduction - Air Sealing | N | Lodging/Hospitality | Existing | 0.11128 | 0.38355 | 0.29014 | 0 | 0 | 0 | Fail TRC
[12 empty] | Commercial | Energy Recovery Ventilation System (ERV) | N | Restaurants | Existing | 0.30054 | 0.64736 | 0.46426 | 0 | 0 | 0 | Fail RIM | [11 empty] | Commercial | Infiltration Reduction - Air Sealing | N | Miscellaneous | Existing | 0.029569 | 0.38355 | 0.077092 | 0 | 0 | 0 | Fail TRC
[12 empty] | Commercial | Energy Recovery Ventilation System (ERV) | N | Retail | Existing | 0.066715 | 0.64736 | 0.10306 | 0 | 0 | 0 | Fail RIM | [11 empty] | Commercial | Infiltration Reduction - Air Sealing | N | Offices | Existing | 0.21468 | 0.38355 | 0.55972 | 0 | 0 | 0 | Fail TRC
[12 empty] | Commercial | Energy Recovery Ventilation System (ERV) | N | Schools K-12 | Existing | 0.044968 | 0.64736 | 0.069464 | 0 | 0 | 0 | Fail RIM | [11 empty] | Commercial | Infiltration Reduction - Air Sealing | N | Restaurants | Existing | 0.15961 | 0.38355 | 0.41614 | 0 | 0 | 0 | Fail TRC
[12 empty] | Commercial | Energy Recovery Ventilation System (ERV) | N | Warehouse | Existing | 0.014046 | 0.64736 | 0.021698 | 0 | 0 | 0 | Fail RIM | [11 empty] | Commercial | Infiltration Reduction - Air Sealing | N | Retail | Existing | 0.069725 | 0.38355 | 0.18179 | 0 | 0 | 0 | Fail TRC
[12 empty] | Commercial | Energy Recovery Ventilation System (ERV) | N | Assembly | New | 0.052854 | 0.64736 | 0.081645 | 0 | 0 | 0 | Fail RIM | [11 empty] | Commercial | Infiltration Reduction - Air Sealing | N | Schools K-12 | Existing | 0.015924 | 0.38355 | 0.041516 | 0 | 0 | 0 | Fail TRC
[12 empty] | Commercial | Energy Recovery Ventilation System (ERV) | N | College and University | New | 0.044968 | 0.64736 | 0.069464 | 0 | 0 | 0 | Fail RIM | [11 empty] | Commercial | Infiltration Reduction - Air Sealing | N | Warehouse | Existing | 0.044033 | 0.38355 | 0.1148 | 0 | 0 | 0 | Fail TRC
[12 empty] | Commercial | Energy Recovery Ventilation System (ERV) | N | Grocery | New | 0.28343 | 0.64736 | 0.43782 | 0 | 0 | 0 | Fail RIM | [11 empty] | Commercial | Infiltration Reduction - Air Sealing | N | Assembly | New | 0.04763 | 0.38355 | 0.12418 | 0 | 0 | 0 | Fail TRC
[12 empty] | Commercial | Energy Recovery Ventilation System (ERV) | N | Healthcare | New | 0.11585 | 0.64736 | 0.17896 | 0 | 0 | 0 | Fail RIM | [11 empty] | Commercial | Infiltration Reduction - Air Sealing | N | College and University | New | 0.023267 | 0.38355 | 0.060661 | 0 | 0 | 0 | Fail TRC
[12 empty] | Commercial | Energy Recovery Ventilation System (ERV) | N | Hospitals | New | 0.11585 | 0.64736 | 0.17896 | 0 | 0 | 0 | Fail RIM | [11 empty] | Commercial | Infiltration Reduction - Air Sealing | N | Grocery | New | 0.16197 | 0.38355 | 0.42229 | 0 | 0 | 0 | Fail TRC
[12 empty] | Commercial | Energy Recovery Ventilation System (ERV) | N | Institutional | New | 0.13062 | 0.64736 | 0.20177 | 0 | 0 | 0 | Fail RIM | [11 empty] | Commercial | Infiltration Reduction - Air Sealing | N | Healthcare | New | 0.045133 | 0.38355 | 0.11767 | 0 | 0 | 0 | Fail TRC
[12 empty] | Commercial | Energy Recovery Ventilation System (ERV) | N | Lodging/Hospitality | New | 0.065389 | 0.64736 | 0.10101 | 0 | 0 | 0 | Fail RIM | [11 empty] | Commercial | Infiltration Reduction - Air Sealing | N | Hospitals | New | 0.023346 | 0.38355 | 0.060869 | 0 | 0 | 0 | Fail TRC
[12 empty] | Commercial | Energy Recovery Ventilation System (ERV) | N | Miscellaneous | New | 0.089018 | 0.64736 | 0.13751 | 0 | 0 | 0 | Fail RIM | [11 empty] | Commercial | Infiltration Reduction - Air Sealing | N | Institutional | New | 0.14566 | 0.38355 | 0.37976 | 0 | 0 | 0 | Fail TRC
[12 empty] | Commercial | Energy Recovery Ventilation System (ERV) | N | Offices | New | 0.073635 | 0.64736 | 0.11375 | 0 | 0 | 0 | Fail RIM | [11 empty] | Commercial | Infiltration Reduction - Air Sealing | N | Lodging/Hospitality | New | 0.10957 | 0.38355 | 0.28568 | 0 | 0 | 0 | Fail TRC
[12 empty] | Commercial | Energy Recovery Ventilation System (ERV) | N | Restaurants | New | 0.30054 | 0.64736 | 0.46426 | 0 | 0 | 0 | Fail RIM | [11 empty] | Commercial | Infiltration Reduction - Air Sealing | N | Miscellaneous | New | 0.029115 | 0.38355 | 0.075909 | 0 | 0 | 0 | Fail TRC
[12 empty] | Commercial | Energy Recovery Ventilation System (ERV) | N | Retail | New | 0.066715 | 0.64736 | 0.10306 | 0 | 0 | 0 | Fail RIM | [11 empty] | Commercial | Infiltration Reduction - Air Sealing | N | Offices | New | 0.21139 | 0.38355 | 0.55113 | 0 | 0 | 0 | Fail TRC
[12 empty] | Commercial | Energy Recovery Ventilation System (ERV) | N | Schools K-12 | New | 0.044968 | 0.64736 | 0.069464 | 0 | 0 | 0 | Fail RIM | [11 empty] | Commercial | Infiltration Reduction - Air Sealing | N | Restaurants | New | 0.15716 | 0.38355 | 0.40975 | 0 | 0 | 0 | Fail TRC
[12 empty] | Commercial | Energy Recovery Ventilation System (ERV) | N | Warehouse | New | 0.014046 | 0.64736 | 0.021698 | 0 | 0 | 0 | Fail RIM | [11 empty] | Commercial | Infiltration Reduction - Air Sealing | N | Retail | New | 0.068655 | 0.38355 | 0.179 | 0 | 0 | 0 | Fail TRC
[12 empty] | Commercial | Facility Commissioning | N | Assembly | Existing | 0 | 0 | 0 | 0 | 0 | 0 | Fail RIM | [11 empty] | Commercial | Infiltration Reduction - Air Sealing | N | Schools K-12 | New | 0.015679 | 0.38355 | 0.040879 | 0 | 0 | 0 | Fail TRC
[12 empty] | Commercial | Facility Commissioning | N | College and University | Existing | 0 | 0 | 0 | 0 | 0 | 0 | Fail RIM | [11 empty] | Commercial | Infiltration Reduction - Air Sealing | N | Warehouse | New | 0.043357 | 0.38355 | 0.11304 | 0 | 0 | 0 | Fail TRC
[12 empty] | Commercial | Facility Commissioning | N | Grocery | Existing | 0 | 0 | 0 | 0 | 0 | 0 | Fail RIM | [11 empty] | Commercial | Low U-Value Windows | N | Assembly | Existing | 0.49664 | 0.36917 | 1.3453 | 0 | 0 | 0 | Fail TRC
[12 empty] | Commercial | Facility Commissioning | N | Healthcare | Existing | 0 | 0 | 0 | 0 | 0 | 0 | Fail RIM | [11 empty] | Commercial | Low U-Value Windows | N | College and University | Existing | 0.49664 | 0.36917 | 1.3453 | 0 | 0 | 0 | Fail TRC
[12 empty] | Commercial | Facility Commissioning | N | Hospitals | Existing | 0 | 0 | 0 | 0 | 0 | 0 | Fail RIM | [11 empty] | Commercial | Low U-Value Windows | N | Grocery | Existing | 0.49664 | 0.36917 | 1.3453 | 0 | 0 | 0 | Fail TRC
[12 empty] | Commercial | Facility Commissioning | N | Institutional | Existing | 0 | 0 | 0 | 0 | 0 | 0 | Fail RIM | [11 empty] | Commercial | Low U-Value Windows | N | Healthcare | Existing | 0.49664 | 0.36917 | 1.3453 | 0 | 0 | 0 | Fail TRC
[12 empty] | Commercial | Facility Commissioning | N | Lodging/Hospitality | Existing | 0 | 0 | 0 | 0 | 0 | 0 | Fail RIM | [11 empty] | Commercial | Low U-Value Windows | N | Hospitals | Existing | 0.49664 | 0.36917 | 1.3453 | 0 | 0 | 0 | Fail TRC
[12 empty] | Commercial | Facility Commissioning | N | Miscellaneous | Existing | 0 | 0 | 0 | 0 | 0 | 0 | Fail RIM | [11 empty] | Commercial | Low U-Value Windows | N | Institutional | Existing | 0.49664 | 0.36917 | 1.3453 | 0 | 0 | 0 | Fail TRC
[12 empty] | Commercial | Facility Commissioning | N | Offices | Existing | 0 | 0 | 0 | 0 | 0 | 0 | Fail RIM | [11 empty] | Commercial | Low U-Value Windows | N | Lodging/Hospitality | Existing | 0.52185 | 0.38658 | 1.3499 | 0 | 0 | 0 | Fail TRC
[12 empty] | Commercial | Facility Commissioning | N | Restaurants | Existing | 0 | 0 | 0 | 0 | 0 | 0 | Fail RIM | [11 empty] | Commercial | Low U-Value Windows | N | Miscellaneous | Existing | 0.49002 | 0.36474 | 1.3435 | 0 | 0 | 0 | Fail TRC
[12 empty] | Commercial | Facility Commissioning | N | Retail | Existing | 0 | 0 | 0 | 0 | 0 | 0 | Fail RIM | [11 empty] | Commercial | Low U-Value Windows | N | Offices | Existing | 0.49664 | 0.36917 | 1.3453 | 0 | 0 | 0 | Fail TRC
[12 empty] | Commercial | Facility Commissioning | N | Schools K-12 | Existing | 0 | 0 | 0 | 0 | 0 | 0 | Fail RIM | [11 empty] | Commercial | Low U-Value Windows | N | Restaurants | Existing | 0.49664 | 0.36917 | 1.3453 | 0 | 0 | 0 | Fail TRC
[12 empty] | Commercial | Facility Commissioning | N | Warehouse | Existing | 0 | 0 | 0 | 0 | 0 | 0 | Fail RIM | [11 empty] | Commercial | Low U-Value Windows | N | Retail | Existing | 0.49664 | 0.36917 | 1.3453 | 0 | 0 | 0 | Fail TRC
[12 empty] | Commercial | Facility Commissioning | N | Assembly | New | 0.097982 | 0.36974 | 0.265 | 0 | 0 | 0 | Fail RIM | [11 empty] | Commercial | Low U-Value Windows | N | Schools K-12 | Existing | 0.49664 | 0.36917 | 1.3453 | 0 | 0 | 0 | Fail TRC
[12 empty] | Commercial | Facility Commissioning | N | College and University | New | 0.1457 | 0.36333 | 0.40101 | 0 | 0 | 0 | Fail RIM | [11 empty] | Commercial | Low U-Value Windows | N | Warehouse | Existing | 0.49002 | 0.36474 | 1.3435 | 0 | 0 | 0 | Fail TRC
[12 empty] | Commercial | Facility Commissioning | N | Grocery | New | 0.96466 | 0.36974 | 2.609 | 0 | 0 | 0 | Fail RIM | [11 empty] | Commercial | Low U-Value Windows | N | Assembly | New | 0.064779 | 0.36917 | 0.17547 | 0 | 0 | 0 | Fail TRC
[12 empty] | Commercial | Facility Commissioning | N | Healthcare | New | 0.3943 | 0.36974 | 1.0664 | 0 | 0 | 0 | Fail RIM | [11 empty] | Commercial | Low U-Value Windows | N | College and University | New | 0.064779 | 0.36917 | 0.17547 | 0 | 0 | 0 | Fail TRC
[12 empty] | Commercial | Facility Commissioning | N | Hospitals | New | 0.38689 | 0.36333 | 1.0648 | 0 | 0 | 0 | Fail RIM | [11 empty] | Commercial | Low U-Value Windows | N | Grocery | New | 0.064779 | 0.36917 | 0.17547 | 0 | 0 | 0 | Fail TRC
[12 empty] | Commercial | Facility Commissioning | N | Institutional | New | 0.44456 | 0.36974 | 1.2023 | 0 | 0 | 0 | Fail RIM | [11 empty] | Commercial | Low U-Value Windows | N | Healthcare | New | 0.064779 | 0.36917 | 0.17547 | 0 | 0 | 0 | Fail TRC
[12 empty] | Commercial | Facility Commissioning | N | Lodging/Hospitality | New | 0.22255 | 0.36974 | 0.60191 | 0 | 0 | 0 | Fail RIM | [11 empty] | Commercial | Low U-Value Windows | N | Hospitals | New | 0.064779 | 0.36917 | 0.17547 | 0 | 0 | 0 | Fail TRC
[12 empty] | Commercial | Facility Commissioning | N | Miscellaneous | New | 0.30362 | 0.36974 | 0.82117 | 0 | 0 | 0 | Fail RIM | [11 empty] | Commercial | Low U-Value Windows | N | Institutional | New | 0.064779 | 0.36917 | 0.17547 | 0 | 0 | 0 | Fail TRC
[12 empty] | Commercial | Facility Commissioning | N | Offices | New | 0.40684 | 0.36974 | 1.1003 | 0 | 0 | 0 | Fail RIM | [11 empty] | Commercial | Low U-Value Windows | N | Lodging/Hospitality | New | 0.068067 | 0.38658 | 0.17607 | 0 | 0 | 0 | Fail TRC
[12 empty] | Commercial | Facility Commissioning | N | Restaurants | New | 0.93234 | 0.36974 | 2.5216 | 0 | 0 | 0 | Fail RIM | [11 empty] | Commercial | Low U-Value Windows | N | Miscellaneous | New | 0.063915 | 0.36474 | 0.17523 | 0 | 0 | 0 | Fail TRC
[12 empty] | Commercial | Facility Commissioning | N | Retail | New | 0.18076 | 0.36974 | 0.48889 | 0 | 0 | 0 | Fail RIM | [11 empty] | Commercial | Low U-Value Windows | N | Offices | New | 0.064779 | 0.36917 | 0.17547 | 0 | 0 | 0 | Fail TRC
[12 empty] | Commercial | Facility Commissioning | N | Schools K-12 | New | 0.14849 | 0.36974 | 0.40161 | 0 | 0 | 0 | Fail RIM | [11 empty] | Commercial | Low U-Value Windows | N | Restaurants | New | 0.064779 | 0.36917 | 0.17547 | 0 | 0 | 0 | Fail TRC
[12 empty] | Commercial | Facility Commissioning | N | Warehouse | New | 0.047806 | 0.36974 | 0.1293 | 0 | 0 | 0 | Fail RIM | [11 empty] | Commercial | Low U-Value Windows | N | Retail | New | 0.064779 | 0.36917 | 0.17547 | 0 | 0 | 0 | Fail TRC
[12 empty] | Commercial | Facility Energy Management System | N | Assembly | Existing | 0.5473 | 0.36353 | 1.5055 | 0 | 0 | 0 | Fail RIM | [11 empty] | Commercial | Low U-Value Windows | N | Schools K-12 | New | 0.064779 | 0.36917 | 0.17547 | 0 | 0 | 0 | Fail TRC
[12 empty] | Commercial | Facility Energy Management System | N | College and University | Existing | 0.78789 | 0.34638 | 2.2746 | 0 | 0 | 0 | Fail RIM | [11 empty] | Commercial | Low U-Value Windows | N | Warehouse | New | 0.063915 | 0.36474 | 0.17523 | 0 | 0 | 0 | Fail TRC
[12 empty] | Commercial | Facility Energy Management System | N | Grocery | Existing | 5.5451 | 0.37315 | 14.8601 | 0 | 0 | 0 | Fail RIM | [11 empty] | Commercial | Programmable Thermostat | N | Assembly | Existing | 0.18623 | 0.31235 | 0.59623 | 0 | 0 | 0 | Fail TRC
[12 empty] | Commercial | Facility Energy Management System | N | Healthcare | Existing | 2.2025 | 0.36353 | 6.0585 | 0 | 0 | 0 | Fail RIM | [11 empty] | Commercial | Programmable Thermostat | N | College and University | Existing | 0.3128 | 0.33369 | 0.9374 | 0 | 0 | 0 | Fail TRC
[12 empty] | Commercial | Facility Energy Management System | N | Hospitals | Existing | 2.0922 | 0.34638 | 6.04 | 0 | 0 | 0 | Fail RIM | [11 empty] | Commercial | Programmable Thermostat | N | Grocery | Existing | 2.1921 | 0.37502 | 5.8452 | 0 | 0 | 0 | Fail 2-year Threshold
[12 empty] | Commercial | Facility Energy Management System | N | Institutional | Existing | 2.4832 | 0.36353 | 6.8308 | 0 | 0 | 0 | Fail RIM | [11 empty] | Commercial | Programmable Thermostat | N | Healthcare | Existing | 0.7366 | 0.31235 | 2.3582 | 0 | 0 | 0 | Fail TRC
[12 empty] | Commercial | Facility Energy Management System | N | Lodging/Hospitality | Existing | 1.2793 | 0.37315 | 3.4283 | 0 | 0 | 0 | Fail RIM | [11 empty] | Commercial | Programmable Thermostat | N | Hospitals | Existing | 0.83271 | 0.33369 | 2.4954 | 0 | 0 | 0 | Fail TRC
[12 empty] | Commercial | Facility Energy Management System | N | Miscellaneous | Existing | 1.6918 | 0.36353 | 4.6537 | 0 | 0 | 0 | Fail RIM | [11 empty] | Commercial | Programmable Thermostat | N | Institutional | Existing | 0.85152 | 0.31235 | 2.7261 | 0 | 0 | 0 | Fail TRC
[12 empty] | Commercial | Facility Energy Management System | N | Offices | Existing | 2.2725 | 0.36353 | 6.2513 | 0 | 0 | 0 | Fail RIM | [11 empty] | Commercial | Programmable Thermostat | N | Lodging/Hospitality | Existing | 0.42514 | 0.3026 | 1.405 | 0 | 0 | 0 | Fail TRC
[12 empty] | Commercial | Facility Energy Management System | N | Restaurants | Existing | 5.3593 | 0.37315 | 14.3623 | 0 | 0 | 0 | Fail RIM | [11 empty] | Commercial | Programmable Thermostat | N | Miscellaneous | Existing | 0.59744 | 0.31235 | 1.9127 | 0 | 0 | 0 | Fail TRC
[12 empty] | Commercial | Facility Energy Management System | N | Retail | Existing | 1.0391 | 0.37315 | 2.7845 | 0 | 0 | 0 | Fail RIM | [11 empty] | Commercial | Programmable Thermostat | N | Offices | Existing | 0.79355 | 0.31235 | 2.5406 | 0 | 0 | 0 | Fail TRC
[12 empty] | Commercial | Facility Energy Management System | N | Schools K-12 | Existing | 0.82943 | 0.36353 | 2.2816 | 0 | 0 | 0 | Fail RIM | [11 empty] | Commercial | Programmable Thermostat | N | Restaurants | Existing | 1.8273 | 0.37502 | 4.8726 | 0 | 0 | 0 | Fail 2-year Threshold
[12 empty] | Commercial | Facility Energy Management System | N | Warehouse | Existing | 0.26703 | 0.36353 | 0.73456 | 0 | 0 | 0 | Fail RIM | [11 empty] | Commercial | Programmable Thermostat | N | Retail | Existing | 0.39906 | 0.37502 | 1.0641 | 0 | 0 | 0 | Fail TRC
[12 empty] | Commercial | Facility Energy Management System | N | Assembly | New | 0.5473 | 0.36353 | 1.5055 | 0 | 0 | 0 | Fail RIM | [11 empty] | Commercial | Programmable Thermostat | N | Schools K-12 | Existing | 0.29052 | 0.31235 | 0.9301 | 0 | 0 | 0 | Fail TRC
[12 empty] | Commercial | Facility Energy Management System | N | College and University | New | 0.78789 | 0.34638 | 2.2746 | 0 | 0 | 0 | Fail RIM | [11 empty] | Commercial | Programmable Thermostat | N | Warehouse | Existing | 0.093241 | 0.31235 | 0.29851 | 0 | 0 | 0 | Fail TRC
[12 empty] | Commercial | Facility Energy Management System | N | Grocery | New | 5.5451 | 0.37315 | 14.8601 | 0 | 0 | 0 | Fail RIM | [11 empty] | Commercial | Programmable Thermostat | N | Assembly | New | 0.18623 | 0.31235 | 0.59623 | 0 | 0 | 0 | Fail TRC
[12 empty] | Commercial | Facility Energy Management System | N | Healthcare | New | 2.2025 | 0.36353 | 6.0585 | 0 | 0 | 0 | Fail RIM | [11 empty] | Commercial | Programmable Thermostat | N | College and University | New | 0.3128 | 0.33369 | 0.9374 | 0 | 0 | 0 | Fail TRC
[12 empty] | Commercial | Facility Energy Management System | N | Hospitals | New | 2.0922 | 0.34638 | 6.04 | 0 | 0 | 0 | Fail RIM | [11 empty] | Commercial | Programmable Thermostat | N | Grocery | New | 2.1921 | 0.37502 | 5.8452 | 0 | 0 | 0 | Fail 2-year Threshold
[12 empty] | Commercial | Facility Energy Management System | N | Institutional | New | 2.4832 | 0.36353 | 6.8308 | 0 | 0 | 0 | Fail RIM | [11 empty] | Commercial | Programmable Thermostat | N | Healthcare | New | 0.7366 | 0.31235 | 2.3582 | 0 | 0 | 0 | Fail TRC
[12 empty] | Commercial | Facility Energy Management System | N | Lodging/Hospitality | New | 1.2793 | 0.37315 | 3.4283 | 0 | 0 | 0 | Fail RIM | [11 empty] | Commercial | Programmable Thermostat | N | Hospitals | New | 0.83271 | 0.33369 | 2.4954 | 0 | 0 | 0 | Fail TRC
[12 empty] | Commercial | Facility Energy Management System | N | Miscellaneous | New | 1.6918 | 0.36353 | 4.6537 | 0 | 0 | 0 | Fail RIM | [11 empty] | Commercial | Programmable Thermostat | N | Institutional | New | 0.85152 | 0.31235 | 2.7261 | 0 | 0 | 0 | Fail TRC
[12 empty] | Commercial | Facility Energy Management System | N | Offices | New | 2.2725 | 0.36353 | 6.2513 | 0 | 0 | 0 | Fail RIM | [11 empty] | Commercial | Programmable Thermostat | N | Lodging/Hospitality | New | 0.42514 | 0.3026 | 1.405 | 0 | 0 | 0 | Fail TRC
[12 empty] | Commercial | Facility Energy Management System | N | Restaurants | New | 5.3593 | 0.37315 | 14.3623 | 0 | 0 | 0 | Fail RIM | [11 empty] | Commercial | Programmable Thermostat | N | Miscellaneous | New | 0.59744 | 0.31235 | 1.9127 | 0 | 0 | 0 | Fail TRC
[12 empty] | Commercial | Facility Energy Management System | N | Retail | New | 1.0391 | 0.37315 | 2.7845 | 0 | 0 | 0 | Fail RIM | [11 empty] | Commercial | Programmable Thermostat | N | Offices | New | 0.79355 | 0.31235 | 2.5406 | 0 | 0 | 0 | Fail TRC
[12 empty] | Commercial | Facility Energy Management System | N | Schools K-12 | New | 0.82943 | 0.36353 | 2.2816 | 0 | 0 | 0 | Fail RIM | [11 empty] | Commercial | Programmable Thermostat | N | Restaurants | New | 1.8273 | 0.37502 | 4.8726 | 0 | 0 | 0 | Fail 2-year Threshold
[12 empty] | Commercial | Facility Energy Management System | N | Warehouse | New | 0.26703 | 0.36353 | 0.73456 | 0 | 0 | 0 | Fail RIM | [11 empty] | Commercial | Programmable Thermostat | N | Retail | New | 0.39906 | 0.37502 | 1.0641 | 0 | 0 | 0 | Fail TRC
[12 empty] | Commercial | Floor Insulation | N | Assembly | Existing | 0.022059 | 0.32445 | 0.06799 | 0 | 0 | 0 | Fail RIM | [11 empty] | Commercial | Programmable Thermostat | N | Schools K-12 | New | 0.29052 | 0.31235 | 0.9301 | 0 | 0 | 0 | Fail TRC
[12 empty] | Commercial | Floor Insulation | N | College and University | Existing | 0.027706 | 0.39962 | 0.069331 | 0 | 0 | 0 | Fail RIM | [11 empty] | Commercial | Programmable Thermostat | N | Warehouse | New | 0.093241 | 0.31235 | 0.29851 | 0 | 0 | 0 | Fail TRC
[12 empty] | Commercial | Floor Insulation | N | Grocery | Existing | 0.024479 | 0.35675 | 0.068617 | 0 | 0 | 0 | Fail RIM | [11 empty] | Commercial | Roof Insulation | N | Assembly | Existing | 0.17259 | 0.32445 | 0.53196 | 0 | 0 | 0 | Fail TRC
[12 empty] | Commercial | Floor Insulation | N | Healthcare | Existing | 0.022059 | 0.32445 | 0.06799 | 0 | 0 | 0 | Fail RIM | [11 empty] | Commercial | Roof Insulation | N | College and University | Existing | 0.21678 | 0.39962 | 0.54246 | 0 | 0 | 0 | Fail TRC
[12 empty] | Commercial | Floor Insulation | N | Hospitals | Existing | 0.027706 | 0.39962 | 0.069331 | 0 | 0 | 0 | Fail RIM | [11 empty] | Commercial | Roof Insulation | N | Grocery | Existing | 0.19153 | 0.35675 | 0.53687 | 0 | 0 | 0 | Fail TRC
[12 empty] | Commercial | Floor Insulation | N | Institutional | Existing | 0.022059 | 0.32445 | 0.06799 | 0 | 0 | 0 | Fail RIM | [11 empty] | Commercial | Roof Insulation | N | Healthcare | Existing | 0.17259 | 0.32445 | 0.53196 | 0 | 0 | 0 | Fail TRC
[12 empty] | Commercial | Floor Insulation | N | Lodging/Hospitality | Existing | 0.027706 | 0.39962 | 0.069331 | 0 | 0 | 0 | Fail RIM | [11 empty] | Commercial | Roof Insulation | N | Hospitals | Existing | 0.21678 | 0.39962 | 0.54246 | 0 | 0 | 0 | Fail TRC
[12 empty] | Commercial | Floor Insulation | N | Miscellaneous | Existing | 0.022059 | 0.32445 | 0.06799 | 0 | 0 | 0 | Fail RIM | [11 empty] | Commercial | Roof Insulation | N | Institutional | Existing | 0.17259 | 0.32445 | 0.53196 | 0 | 0 | 0 | Fail TRC
[12 empty] | Commercial | Floor Insulation | N | Offices | Existing | 0.022059 | 0.32445 | 0.06799 | 0 | 0 | 0 | Fail RIM | [11 empty] | Commercial | Roof Insulation | N | Lodging/Hospitality | Existing | 0.21678 | 0.39962 | 0.54246 | 0 | 0 | 0 | Fail TRC
[12 empty] | Commercial | Floor Insulation | N | Restaurants | Existing | 0.024479 | 0.35675 | 0.068617 | 0 | 0 | 0 | Fail RIM | [11 empty] | Commercial | Roof Insulation | N | Miscellaneous | Existing | 0.17259 | 0.32445 | 0.53196 | 0 | 0 | 0 | Fail TRC
[12 empty] | Commercial | Floor Insulation | N | Retail | Existing | 0.024479 | 0.35675 | 0.068617 | 0 | 0 | 0 | Fail RIM | [11 empty] | Commercial | Roof Insulation | N | Offices | Existing | 0.17259 | 0.32445 | 0.53196 | 0 | 0 | 0 | Fail TRC
[12 empty] | Commercial | Floor Insulation | N | Schools K-12 | Existing | 0.022059 | 0.32445 | 0.06799 | 0 | 0 | 0 | Fail RIM | [11 empty] | Commercial | Roof Insulation | N | Restaurants | Existing | 0.19153 | 0.35675 | 0.53687 | 0 | 0 | 0 | Fail TRC
[12 empty] | Commercial | Floor Insulation | N | Warehouse | Existing | 0.02355 | 0.34477 | 0.068308 | 0 | 0 | 0 | Fail RIM | [11 empty] | Commercial | Roof Insulation | N | Retail | Existing | 0.19153 | 0.35675 | 0.53687 | 0 | 0 | 0 | Fail TRC
[12 empty] | Commercial | Floor Insulation | N | Assembly | New | 0.021721 | 0.32445 | 0.066946 | 0 | 0 | 0 | Fail RIM | [11 empty] | Commercial | Roof Insulation | N | Schools K-12 | Existing | 0.17259 | 0.32445 | 0.53196 | 0 | 0 | 0 | Fail TRC
[12 empty] | Commercial | Floor Insulation | N | College and University | New | 0.027281 | 0.39962 | 0.068267 | 0 | 0 | 0 | Fail RIM | [11 empty] | Commercial | Roof Insulation | N | Warehouse | Existing | 0.18426 | 0.34477 | 0.53445 | 0 | 0 | 0 | Fail TRC
[12 empty] | Commercial | Floor Insulation | N | Grocery | New | 0.024103 | 0.35675 | 0.067564 | 0 | 0 | 0 | Fail RIM | [11 empty] | Commercial | Roof Insulation | N | Assembly | New | 0.084972 | 0.32445 | 0.2619 | 0 | 0 | 0 | Fail TRC
[12 empty] | Commercial | Floor Insulation | N | Healthcare | New | 0.021721 | 0.32445 | 0.066946 | 0 | 0 | 0 | Fail RIM | [11 empty] | Commercial | Roof Insulation | N | College and University | New | 0.10673 | 0.39962 | 0.26707 | 0 | 0 | 0 | Fail TRC
[12 empty] | Commercial | Floor Insulation | N | Hospitals | New | 0.027281 | 0.39962 | 0.068267 | 0 | 0 | 0 | Fail RIM | [11 empty] | Commercial | Roof Insulation | N | Grocery | New | 0.094294 | 0.35675 | 0.26431 | 0 | 0 | 0 | Fail TRC
[12 empty] | Commercial | Floor Insulation | N | Institutional | New | 0.021721 | 0.32445 | 0.066946 | 0 | 0 | 0 | Fail RIM | [11 empty] | Commercial | Roof Insulation | N | Healthcare | New | 0.084972 | 0.32445 | 0.2619 | 0 | 0 | 0 | Fail TRC
[12 empty] | Commercial | Floor Insulation | N | Lodging/Hospitality | New | 0.027281 | 0.39962 | 0.068267 | 0 | 0 | 0 | Fail RIM | [11 empty] | Commercial | Roof Insulation | N | Hospitals | New | 0.10673 | 0.39962 | 0.26707 | 0 | 0 | 0 | Fail TRC
[12 empty] | Commercial | Floor Insulation | N | Miscellaneous | New | 0.021721 | 0.32445 | 0.066946 | 0 | 0 | 0 | Fail RIM | [11 empty] | Commercial | Roof Insulation | N | Institutional | New | 0.084972 | 0.32445 | 0.2619 | 0 | 0 | 0 | Fail TRC
[12 empty] | Commercial | Floor Insulation | N | Offices | New | 0.021721 | 0.32445 | 0.066946 | 0 | 0 | 0 | Fail RIM | [11 empty] | Commercial | Roof Insulation | N | Lodging/Hospitality | New | 0.10673 | 0.39962 | 0.26707 | 0 | 0 | 0 | Fail TRC
[12 empty] | Commercial | Floor Insulation | N | Restaurants | New | 0.024103 | 0.35675 | 0.067564 | 0 | 0 | 0 | Fail RIM | [11 empty] | Commercial | Roof Insulation | N | Miscellaneous | New | 0.084972 | 0.32445 | 0.2619 | 0 | 0 | 0 | Fail TRC
[12 empty] | Commercial | Floor Insulation | N | Retail | New | 0.024103 | 0.35675 | 0.067564 | 0 | 0 | 0 | Fail RIM | [11 empty] | Commercial | Roof Insulation | N | Offices | New | 0.084972 | 0.32445 | 0.2619 | 0 | 0 | 0 | Fail TRC
[12 empty] | Commercial | Floor Insulation | N | Schools K-12 | New | 0.021721 | 0.32445 | 0.066946 | 0 | 0 | 0 | Fail RIM | [11 empty] | Commercial | Roof Insulation | N | Restaurants | New | 0.094294 | 0.35675 | 0.26431 | 0 | 0 | 0 | Fail TRC
[12 empty] | Commercial | Floor Insulation | N | Warehouse | New | 0.023189 | 0.34477 | 0.06726 | 0 | 0 | 0 | Fail RIM | [11 empty] | Commercial | Roof Insulation | N | Retail | New | 0.094294 | 0.35675 | 0.26431 | 0 | 0 | 0 | Fail TRC
[12 empty] | Commercial | Green Roof | N | Assembly | Existing | 0.004401 | 0.36408 | 0.012088 | 0 | 0 | 0 | Fail RIM | [11 empty] | Commercial | Roof Insulation | N | Schools K-12 | New | 0.084972 | 0.32445 | 0.2619 | 0 | 0 | 0 | Fail TRC
[12 empty] | Commercial | Green Roof | N | College and University | Existing | 0.004401 | 0.36408 | 0.012088 | 0 | 0 | 0 | Fail RIM | [11 empty] | Commercial | Roof Insulation | N | Warehouse | New | 0.090716 | 0.34477 | 0.26312 | 0 | 0 | 0 | Fail TRC
[12 empty] | Commercial | Green Roof | N | Grocery | Existing | 0.004401 | 0.36408 | 0.012088 | 0 | 0 | 0 | Fail RIM | [11 empty] | Commercial | Smart Thermostat | N | Assembly | Existing | 0.33038 | 0.31235 | 1.0577 | 0 | 0 | 0 | Fail TRC
[12 empty] | Commercial | Green Roof | N | Healthcare | Existing | 0.004401 | 0.36408 | 0.012088 | 0 | 0 | 0 | Fail RIM | [11 empty] | Commercial | Smart Thermostat | N | College and University | Existing | 0.55492 | 0.33369 | 1.663 | 0 | 0 | 0 | Fail TRC
[12 empty] | Commercial | Green Roof | N | Hospitals | Existing | 0.004401 | 0.36408 | 0.012088 | 0 | 0 | 0 | Fail RIM | [11 empty] | Commercial | Smart Thermostat | N | Grocery | Existing | 3.8888 | 0.37502 | 10.3695 | 0 | 0 | 0 | Fail 2-year Threshold
[12 empty] | Commercial | Green Roof | N | Institutional | Existing | 0.004401 | 0.36408 | 0.012088 | 0 | 0 | 0 | Fail RIM | [11 empty] | Commercial | Smart Thermostat | N | Healthcare | Existing | 1.3068 | 0.31235 | 4.1836 | 0 | 0 | 0 | Fail 2-year Threshold
[12 empty] | Commercial | Green Roof | N | Lodging/Hospitality | Existing | 0.004949 | 0.40666 | 0.01217 | 0 | 0 | 0 | Fail RIM | [11 empty] | Commercial | Smart Thermostat | N | Hospitals | Existing | 1.4772 | 0.33369 | 4.427 | 0 | 0 | 0 | Fail 2-year Threshold
[12 empty] | Commercial | Green Roof | N | Miscellaneous | Existing | 0.0032792 | 0.27529 | 0.011912 | 0 | 0 | 0 | Fail RIM | [11 empty] | Commercial | Smart Thermostat | N | Institutional | Existing | 1.5106 | 0.31235 | 4.8362 | 0 | 0 | 0 | Fail 2-year Threshold
[12 empty] | Commercial | Green Roof | N | Offices | Existing | 0.004401 | 0.36408 | 0.012088 | 0 | 0 | 0 | Fail RIM | [11 empty] | Commercial | Smart Thermostat | N | Lodging/Hospitality | Existing | 0.75421 | 0.3026 | 2.4924 | 0 | 0 | 0 | Fail TRC
[12 empty] | Commercial | Green Roof | N | Restaurants | Existing | 0.004401 | 0.36408 | 0.012088 | 0 | 0 | 0 | Fail RIM | [11 empty] | Commercial | Smart Thermostat | N | Offices | Existing | 1.4078 | 0.31235 | 4.507 | 0 | 0 | 0 | Fail 2-year Threshold
[12 empty] | Commercial | Green Roof | N | Retail | Existing | 0.004401 | 0.36408 | 0.012088 | 0 | 0 | 0 | Fail RIM | [11 empty] | Commercial | Smart Thermostat | N | Restaurants | Existing | 3.2417 | 0.37502 | 8.6441 | 0 | 0 | 0 | Fail 2-year Threshold
[12 empty] | Commercial | Green Roof | N | Schools K-12 | Existing | 0.004401 | 0.36408 | 0.012088 | 0 | 0 | 0 | Fail RIM | [11 empty] | Commercial | Smart Thermostat | N | Retail | Existing | 0.70795 | 0.37502 | 1.8878 | 0 | 0 | 0 | Fail TRC
[12 empty] | Commercial | Green Roof | N | Warehouse | Existing | 0.0032792 | 0.27529 | 0.011912 | 0 | 0 | 0 | Fail RIM | [11 empty] | Commercial | Smart Thermostat | N | Schools K-12 | Existing | 0.51539 | 0.31235 | 1.65 | 0 | 0 | 0 | Fail TRC
[12 empty] | Commercial | Green Roof | N | Assembly | New | 0.0043155 | 0.36408 | 0.011853 | 0 | 0 | 0 | Fail RIM | [11 empty] | Commercial | Smart Thermostat | N | Warehouse | Existing | 0.16541 | 0.31235 | 0.52957 | 0 | 0 | 0 | Fail TRC
[12 empty] | Commercial | Green Roof | N | College and University | New | 0.0043155 | 0.36408 | 0.011853 | 0 | 0 | 0 | Fail RIM | [11 empty] | Commercial | Smart Thermostat | N | Assembly | New | 0.33038 | 0.31235 | 1.0577 | 0 | 0 | 0 | Fail TRC
[12 empty] | Commercial | Green Roof | N | Grocery | New | 0.0043155 | 0.36408 | 0.011853 | 0 | 0 | 0 | Fail RIM | [11 empty] | Commercial | Smart Thermostat | N | College and University | New | 0.55492 | 0.33369 | 1.663 | 0 | 0 | 0 | Fail TRC
[12 empty] | Commercial | Green Roof | N | Healthcare | New | 0.0043155 | 0.36408 | 0.011853 | 0 | 0 | 0 | Fail RIM | [11 empty] | Commercial | Smart Thermostat | N | Grocery | New | 3.8888 | 0.37502 | 10.3695 | 0 | 0 | 0 | Fail 2-year Threshold
[12 empty] | Commercial | Green Roof | N | Hospitals | New | 0.0043155 | 0.36408 | 0.011853 | 0 | 0 | 0 | Fail RIM | [11 empty] | Commercial | Smart Thermostat | N | Healthcare | New | 1.3068 | 0.31235 | 4.1836 | 0 | 0 | 0 | Fail 2-year Threshold
[12 empty] | Commercial | Green Roof | N | Institutional | New | 0.0043155 | 0.36408 | 0.011853 | 0 | 0 | 0 | Fail RIM | [11 empty] | Commercial | Smart Thermostat | N | Hospitals | New | 1.4772 | 0.33369 | 4.427 | 0 | 0 | 0 | Fail 2-year Threshold
[12 empty] | Commercial | Green Roof | N | Lodging/Hospitality | New | 0.004853 | 0.40666 | 0.011934 | 0 | 0 | 0 | Fail RIM | [11 empty] | Commercial | Smart Thermostat | N | Institutional | New | 1.5106 | 0.31235 | 4.8362 | 0 | 0 | 0 | Fail 2-year Threshold
[12 empty] | Commercial | Green Roof | N | Miscellaneous | New | 0.0032156 | 0.27529 | 0.011681 | 0 | 0 | 0 | Fail RIM | [11 empty] | Commercial | Smart Thermostat | N | Lodging/Hospitality | New | 0.75421 | 0.3026 | 2.4924 | 0 | 0 | 0 | Fail TRC
[12 empty] | Commercial | Green Roof | N | Offices | New | 0.0043155 | 0.36408 | 0.011853 | 0 | 0 | 0 | Fail RIM | [11 empty] | Commercial | Smart Thermostat | N | Offices | New | 1.4078 | 0.31235 | 4.507 | 0 | 0 | 0 | Fail 2-year Threshold
[12 empty] | Commercial | Green Roof | N | Restaurants | New | 0.0043155 | 0.36408 | 0.011853 | 0 | 0 | 0 | Fail RIM | [11 empty] | Commercial | Smart Thermostat | N | Restaurants | New | 3.2417 | 0.37502 | 8.6441 | 0 | 0 | 0 | Fail 2-year Threshold
[12 empty] | Commercial | Green Roof | N | Retail | New | 0.0043155 | 0.36408 | 0.011853 | 0 | 0 | 0 | Fail RIM | [11 empty] | Commercial | Smart Thermostat | N | Retail | New | 0.70795 | 0.37502 | 1.8878 | 0 | 0 | 0 | Fail TRC
[12 empty] | Commercial | Green Roof | N | Schools K-12 | New | 0.0043155 | 0.36408 | 0.011853 | 0 | 0 | 0 | Fail RIM | [11 empty] | Commercial | Smart Thermostat | N | Schools K-12 | New | 0.51539 | 0.31235 | 1.65 | 0 | 0 | 0 | Fail TRC
[12 empty] | Commercial | Green Roof | N | Warehouse | New | 0.0032156 | 0.27529 | 0.011681 | 0 | 0 | 0 | Fail RIM | [11 empty] | Commercial | Smart Thermostat | N | Warehouse | New | 0.16541 | 0.31235 | 0.52957 | 0 | 0 | 0 | Fail TRC
[12 empty] | Commercial | Hotel Card Energy Control Systems | N | Assembly | Existing | 0 | 0 | 0 | 0 | 0 | 0 | Fail RIM | [11 empty] | Commercial | Thermal Energy Storage | N | Assembly | Existing | 0.22392 | -1.817 | -0.12324 | 0 | 0 | 0 | Fail TRC
[12 empty] | Commercial | Hotel Card Energy Control Systems | N | College and University | Existing | 0 | 0 | 0 | 0 | 0 | 0 | Fail RIM | [11 empty] | Commercial | Thermal Energy Storage | N | College and University | Existing | 0.2209 | -1.7925 | -0.12324 | 0 | 0 | 0 | Fail TRC
[12 empty] | Commercial | Hotel Card Energy Control Systems | N | Grocery | Existing | 0 | 0 | 0 | 0 | 0 | 0 | Fail RIM | [11 empty] | Commercial | Thermal Energy Storage | N | Grocery | Existing | 0.22392 | -1.817 | -0.12324 | 0 | 0 | 0 | Fail TRC
[12 empty] | Commercial | Hotel Card Energy Control Systems | N | Healthcare | Existing | 0 | 0 | 0 | 0 | 0 | 0 | Fail RIM | [11 empty] | Commercial | Thermal Energy Storage | N | Healthcare | Existing | 0.22392 | -1.817 | -0.12324 | 0 | 0 | 0 | Fail TRC
[12 empty] | Commercial | Hotel Card Energy Control Systems | N | Hospitals | Existing | 0 | 0 | 0 | 0 | 0 | 0 | Fail RIM | [11 empty] | Commercial | Thermal Energy Storage | N | Hospitals | Existing | 0.2209 | -1.7925 | -0.12324 | 0 | 0 | 0 | Fail TRC
[12 empty] | Commercial | Hotel Card Energy Control Systems | N | Institutional | Existing | 0 | 0 | 0 | 0 | 0 | 0 | Fail RIM | [11 empty] | Commercial | Thermal Energy Storage | N | Institutional | Existing | 0.22392 | -1.817 | -0.12324 | 0 | 0 | 0 | Fail TRC
[12 empty] | Commercial | Hotel Card Energy Control Systems | N | Lodging/Hospitality | Existing | 0.79629 | 0.31502 | 2.5277 | 0 | 0 | 0 | Fail RIM | [11 empty] | Commercial | Thermal Energy Storage | N | Lodging/Hospitality | Existing | 0.22392 | -1.817 | -0.12324 | 0 | 0 | 0 | Fail TRC
[12 empty] | Commercial | Hotel Card Energy Control Systems | N | Miscellaneous | Existing | 0 | 0 | 0 | 0 | 0 | 0 | Fail RIM | [11 empty] | Commercial | Thermal Energy Storage | N | Miscellaneous | Existing | 0.22392 | -1.817 | -0.12324 | 0 | 0 | 0 | Fail TRC
[12 empty] | Commercial | Hotel Card Energy Control Systems | N | Offices | Existing | 0 | 0 | 0 | 0 | 0 | 0 | Fail RIM | [11 empty] | Commercial | Thermal Energy Storage | N | Offices | Existing | 0.22392 | -1.817 | -0.12324 | 0 | 0 | 0 | Fail TRC
[12 empty] | Commercial | Hotel Card Energy Control Systems | N | Restaurants | Existing | 0 | 0 | 0 | 0 | 0 | 0 | Fail RIM | [11 empty] | Commercial | Thermal Energy Storage | N | Restaurants | Existing | 0.22392 | -1.817 | -0.12324 | 0 | 0 | 0 | Fail TRC
[12 empty] | Commercial | Hotel Card Energy Control Systems | N | Retail | Existing | 0 | 0 | 0 | 0 | 0 | 0 | Fail RIM | [11 empty] | Commercial | Thermal Energy Storage | N | Retail | Existing | 0.22392 | -1.817 | -0.12324 | 0 | 0 | 0 | Fail TRC
[12 empty] | Commercial | Hotel Card Energy Control Systems | N | Schools K-12 | Existing | 0 | 0 | 0 | 0 | 0 | 0 | Fail RIM | [11 empty] | Commercial | Thermal Energy Storage | N | Schools K-12 | Existing | 0.22392 | -1.817 | -0.12324 | 0 | 0 | 0 | Fail TRC
[12 empty] | Commercial | Hotel Card Energy Control Systems | N | Warehouse | Existing | 0 | 0 | 0 | 0 | 0 | 0 | Fail RIM | [11 empty] | Commercial | Thermal Energy Storage | N | Warehouse | Existing | 0.22392 | -1.817 | -0.12324 | 0 | 0 | 0 | Fail TRC
[12 empty] | Commercial | Hotel Card Energy Control Systems | N | Assembly | New | 0 | 0 | 0 | 0 | 0 | 0 | Fail RIM | [11 empty] | Commercial | Thermal Energy Storage | N | Assembly | New | 0.22392 | -1.817 | -0.12324 | 0 | 0 | 0 | Fail TRC
[12 empty] | Commercial | Hotel Card Energy Control Systems | N | College and University | New | 0 | 0 | 0 | 0 | 0 | 0 | Fail RIM | [11 empty] | Commercial | Thermal Energy Storage | N | College and University | New | 0.2209 | -1.7925 | -0.12324 | 0 | 0 | 0 | Fail TRC
[12 empty] | Commercial | Hotel Card Energy Control Systems | N | Grocery | New | 0 | 0 | 0 | 0 | 0 | 0 | Fail RIM | [11 empty] | Commercial | Thermal Energy Storage | N | Grocery | New | 0.22392 | -1.817 | -0.12324 | 0 | 0 | 0 | Fail TRC
[12 empty] | Commercial | Hotel Card Energy Control Systems | N | Healthcare | New | 0 | 0 | 0 | 0 | 0 | 0 | Fail RIM | [11 empty] | Commercial | Thermal Energy Storage | N | Healthcare | New | 0.22392 | -1.817 | -0.12324 | 0 | 0 | 0 | Fail TRC
[12 empty] | Commercial | Hotel Card Energy Control Systems | N | Hospitals | New | 0 | 0 | 0 | 0 | 0 | 0 | Fail RIM | [11 empty] | Commercial | Thermal Energy Storage | N | Hospitals | New | 0.2209 | -1.7925 | -0.12324 | 0 | 0 | 0 | Fail TRC
[12 empty] | Commercial | Hotel Card Energy Control Systems | N | Institutional | New | 0 | 0 | 0 | 0 | 0 | 0 | Fail RIM | [11 empty] | Commercial | Thermal Energy Storage | N | Institutional | New | 0.22392 | -1.817 | -0.12324 | 0 | 0 | 0 | Fail TRC
[12 empty] | Commercial | Hotel Card Energy Control Systems | N | Lodging/Hospitality | New | 0.79629 | 0.31502 | 2.5277 | 0 | 0 | 0 | Fail RIM | [11 empty] | Commercial | Thermal Energy Storage | N | Lodging/Hospitality | New | 0.22392 | -1.817 | -0.12324 | 0 | 0 | 0 | Fail TRC
[12 empty] | Commercial | Hotel Card Energy Control Systems | N | Miscellaneous | New | 0 | 0 | 0 | 0 | 0 | 0 | Fail RIM | [11 empty] | Commercial | Thermal Energy Storage | N | Miscellaneous | New | 0.22392 | -1.817 | -0.12324 | 0 | 0 | 0 | Fail TRC
[12 empty] | Commercial | Hotel Card Energy Control Systems | N | Offices | New | 0 | 0 | 0 | 0 | 0 | 0 | Fail RIM | [11 empty] | Commercial | Thermal Energy Storage | N | Offices | New | 0.22392 | -1.817 | -0.12324 | 0 | 0 | 0 | Fail TRC
[12 empty] | Commercial | Hotel Card Energy Control Systems | N | Restaurants | New | 0 | 0 | 0 | 0 | 0 | 0 | Fail RIM | [11 empty] | Commercial | Thermal Energy Storage | N | Restaurants | New | 0.22392 | -1.817 | -0.12324 | 0 | 0 | 0 | Fail TRC
[12 empty] | Commercial | Hotel Card Energy Control Systems | N | Retail | New | 0 | 0 | 0 | 0 | 0 | 0 | Fail RIM | [11 empty] | Commercial | Thermal Energy Storage | N | Retail | New | 0.22392 | -1.817 | -0.12324 | 0 | 0 | 0 | Fail TRC
[12 empty] | Commercial | Hotel Card Energy Control Systems | N | Schools K-12 | New | 0 | 0 | 0 | 0 | 0 | 0 | Fail RIM | [11 empty] | Commercial | Thermal Energy Storage | N | Schools K-12 | New | 0.22392 | -1.817 | -0.12324 | 0 | 0 | 0 | Fail TRC
[12 empty] | Commercial | Hotel Card Energy Control Systems | N | Warehouse | New | 0 | 0 | 0 | 0 | 0 | 0 | Fail RIM | [11 empty] | Commercial | Thermal Energy Storage | N | Warehouse | New | 0.22392 | -1.817 | -0.12324 | 0 | 0 | 0 | Fail TRC
[12 empty] | Commercial | HVAC tune-up | N | Assembly | Existing | 0.59313 | 0.35346 | 1.678 | 0 | 0 | 0 | Fail RIM | [11 empty] | Commercial | Wall Insulation | N | Assembly | Existing | 0.919 | 0.32445 | 2.8325 | 0 | 0 | 0 | Fail TRC
[12 empty] | Commercial | HVAC tune-up | N | College and University | Existing | 0.74786 | 0.39817 | 1.8782 | 0 | 0 | 0 | Fail RIM | [11 empty] | Commercial | Wall Insulation | N | Healthcare | Existing | 0.87985 | 0.32445 | 2.7118 | 0 | 0 | 0 | Fail TRC
[12 empty] | Commercial | HVAC tune-up | N | Grocery | Existing | 0.32765 | 0.35346 | 0.92697 | 0 | 0 | 0 | Fail RIM | [11 empty] | Commercial | Wall Insulation | N | Institutional | Existing | 0.89257 | 0.32445 | 2.751 | 0 | 0 | 0 | Fail TRC
[12 empty] | Commercial | HVAC tune-up | N | Healthcare | Existing | 1.4317 | 0.38915 | 3.6791 | 0 | 0 | 0 | Fail RIM | [11 empty] | Commercial | Wall Insulation | N | Miscellaneous | Existing | 0.90561 | 0.32445 | 2.7912 | 0 | 0 | 0 | Fail TRC
[12 empty] | Commercial | HVAC tune-up | N | Hospitals | Existing | 1.3895 | 0.39817 | 3.4896 | 0 | 0 | 0 | Fail RIM | [11 empty] | Commercial | Wall Insulation | N | Offices | Existing | 0.90561 | 0.32445 | 2.7912 | 0 | 0 | 0 | Fail TRC
[12 empty] | Commercial | HVAC tune-up | N | Institutional | Existing | 0.32039 | 0.35346 | 0.90643 | 0 | 0 | 0 | Fail RIM | [11 empty] | Commercial | Wall Insulation | N | Schools K-12 | Existing | 0.93274 | 0.32445 | 2.8748 | 0 | 0 | 0 | Fail TRC
[12 empty] | Commercial | HVAC tune-up | N | Lodging/Hospitality | Existing | 1.0869 | 0.38915 | 2.793 | 0 | 0 | 0 | Fail RIM | [11 empty] | Commercial | Wall Insulation | N | Warehouse | Existing | 0.98112 | 0.34477 | 2.8458 | 0 | 0 | 0 | Fail TRC
[12 empty] | Commercial | HVAC tune-up | N | Miscellaneous | Existing | 0.33128 | 0.35346 | 0.93724 | 0 | 0 | 0 | Fail RIM | [11 empty] | Commercial | Wall Insulation | N | Assembly | New | 0 | 0 | 0 | 0 | 0 | 0 | Fail TRC
[12 empty] | Commercial | HVAC tune-up | N | Offices | Existing | 0.66755 | 0.35346 | 1.8886 | 0 | 0 | 0 | Fail RIM | [11 empty] | Commercial | Wall Insulation | N | College and University | New | 0 | 0 | 0 | 0 | 0 | 0 | Fail TRC
[12 empty] | Commercial | HVAC tune-up | N | Restaurants | Existing | 0.96117 | 0.35346 | 2.7193 | 0 | 0 | 0 | Fail RIM | [11 empty] | Commercial | Wall Insulation | N | Grocery | New | 0 | 0 | 0 | 0 | 0 | 0 | Fail TRC
[12 empty] | Commercial | HVAC tune-up | N | Retail | Existing | 0.75332 | 0.35346 | 2.1313 | 0 | 0 | 0 | Fail RIM | [11 empty] | Commercial | Wall Insulation | N | Healthcare | New | 0 | 0 | 0 | 0 | 0 | 0 | Fail TRC
[12 empty] | Commercial | HVAC tune-up | N | Schools K-12 | Existing | 0.65485 | 0.35346 | 1.8527 | 0 | 0 | 0 | Fail RIM | [11 empty] | Commercial | Wall Insulation | N | Hospitals | New | 0 | 0 | 0 | 0 | 0 | 0 | Fail TRC
[12 empty] | Commercial | HVAC tune-up | N | Warehouse | Existing | 0.14386 | 0.35346 | 0.40699 | 0 | 0 | 0 | Fail RIM | [11 empty] | Commercial | Wall Insulation | N | Institutional | New | 0 | 0 | 0 | 0 | 0 | 0 | Fail TRC
[12 empty] | Commercial | HVAC tune-up | N | Assembly | New | 0.59313 | 0.35346 | 1.678 | 0 | 0 | 0 | Fail RIM | [11 empty] | Commercial | Wall Insulation | N | Lodging/Hospitality | New | 0 | 0 | 0 | 0 | 0 | 0 | Fail TRC
[12 empty] | Commercial | HVAC tune-up | N | College and University | New | 0.74786 | 0.39817 | 1.8782 | 0 | 0 | 0 | Fail RIM | [11 empty] | Commercial | Wall Insulation | N | Miscellaneous | New | 0 | 0 | 0 | 0 | 0 | 0 | Fail TRC
[12 empty] | Commercial | HVAC tune-up | N | Grocery | New | 0.32765 | 0.35346 | 0.92697 | 0 | 0 | 0 | Fail RIM | [11 empty] | Commercial | Wall Insulation | N | Offices | New | 0 | 0 | 0 | 0 | 0 | 0 | Fail TRC
[12 empty] | Commercial | HVAC tune-up | N | Healthcare | New | 1.4317 | 0.38915 | 3.6791 | 0 | 0 | 0 | Fail RIM | [11 empty] | Commercial | Wall Insulation | N | Restaurants | New | 0 | 0 | 0 | 0 | 0 | 0 | Fail TRC
[12 empty] | Commercial | HVAC tune-up | N | Hospitals | New | 1.3895 | 0.39817 | 3.4896 | 0 | 0 | 0 | Fail RIM | [11 empty] | Commercial | Wall Insulation | N | Retail | New | 0 | 0 | 0 | 0 | 0 | 0 | Fail TRC
[12 empty] | Commercial | HVAC tune-up | N | Institutional | New | 0.32039 | 0.35346 | 0.90643 | 0 | 0 | 0 | Fail RIM | [11 empty] | Commercial | Wall Insulation | N | Schools K-12 | New | 0 | 0 | 0 | 0 | 0 | 0 | Fail TRC
[12 empty] | Commercial | HVAC tune-up | N | Lodging/Hospitality | New | 1.0869 | 0.38915 | 2.793 | 0 | 0 | 0 | Fail RIM | [11 empty] | Commercial | Wall Insulation | N | Warehouse | New | 0 | 0 | 0 | 0 | 0 | 0 | Fail TRC
[12 empty] | Commercial | HVAC tune-up | N | Miscellaneous | New | 0.33128 | 0.35346 | 0.93724 | 0 | 0 | 0 | Fail RIM | [11 empty] | Commercial | Warehouse Loading Dock Seals | N | Assembly | Existing | 0.10674 | 0.34614 | 0.30837 | 0 | 0 | 0 | Fail TRC
[12 empty] | Commercial | HVAC tune-up | N | Offices | New | 0.66755 | 0.35346 | 1.8886 | 0 | 0 | 0 | Fail RIM | [11 empty] | Commercial | Warehouse Loading Dock Seals | N | College and University | Existing | 0.05214 | 0.34614 | 0.15063 | 0 | 0 | 0 | Fail TRC
[12 empty] | Commercial | HVAC tune-up | N | Restaurants | New | 0.96117 | 0.35346 | 2.7193 | 0 | 0 | 0 | Fail RIM | [11 empty] | Commercial | Warehouse Loading Dock Seals | N | Grocery | Existing | 0.36297 | 0.34614 | 1.0486 | 0 | 0 | 0 | Fail TRC
[12 empty] | Commercial | HVAC tune-up | N | Retail | New | 0.75332 | 0.35346 | 2.1313 | 0 | 0 | 0 | Fail RIM | [11 empty] | Commercial | Warehouse Loading Dock Seals | N | Healthcare | Existing | 0.10114 | 0.34614 | 0.2922 | 0 | 0 | 0 | Fail TRC
[12 empty] | Commercial | HVAC tune-up | N | Schools K-12 | New | 0.65485 | 0.35346 | 1.8527 | 0 | 0 | 0 | Fail RIM | [11 empty] | Commercial | Warehouse Loading Dock Seals | N | Hospitals | Existing | 0.052318 | 0.34614 | 0.15115 | 0 | 0 | 0 | Fail TRC
[12 empty] | Commercial | HVAC tune-up | N | Warehouse | New | 0.14386 | 0.35346 | 0.40699 | 0 | 0 | 0 | Fail RIM | [11 empty] | Commercial | Warehouse Loading Dock Seals | N | Institutional | Existing | 0.32641 | 0.34614 | 0.94302 | 0 | 0 | 0 | Fail TRC
[12 empty] | Commercial | HVAC tune-up_RTU | N | Assembly | Existing | 0.422 | 0.35346 | 1.1939 | 0 | 0 | 0 | Fail RIM | [11 empty] | Commercial | Warehouse Loading Dock Seals | N | Lodging/Hospitality | Existing | 0.24555 | 0.34614 | 0.7094 | 0 | 0 | 0 | Fail TRC
[12 empty] | Commercial | HVAC tune-up_RTU | N | College and University | Existing | 0.53209 | 0.39817 | 1.3363 | 0 | 0 | 0 | Fail RIM | [11 empty] | Commercial | Warehouse Loading Dock Seals | N | Miscellaneous | Existing | 0.065245 | 0.34614 | 0.1885 | 0 | 0 | 0 | Fail TRC
[12 empty] | Commercial | HVAC tune-up_RTU | N | Grocery | Existing | 0.23312 | 0.35346 | 0.65952 | 0 | 0 | 0 | Fail RIM | [11 empty] | Commercial | Warehouse Loading Dock Seals | N | Offices | Existing | 0.47371 | 0.34614 | 1.3685 | 0 | 0 | 0 | Fail TRC
[12 empty] | Commercial | HVAC tune-up_RTU | N | Healthcare | Existing | 1.0186 | 0.38915 | 2.6176 | 0 | 0 | 0 | Fail RIM | [11 empty] | Commercial | Warehouse Loading Dock Seals | N | Restaurants | Existing | 0.35219 | 0.34614 | 1.0175 | 0 | 0 | 0 | Fail TRC
[12 empty] | Commercial | HVAC tune-up_RTU | N | Hospitals | Existing | 0.98858 | 0.39817 | 2.4828 | 0 | 0 | 0 | Fail RIM | [11 empty] | Commercial | Warehouse Loading Dock Seals | N | Retail | Existing | 0.15385 | 0.34614 | 0.44448 | 0 | 0 | 0 | Fail TRC
[12 empty] | Commercial | HVAC tune-up_RTU | N | Institutional | Existing | 0.22795 | 0.35346 | 0.64491 | 0 | 0 | 0 | Fail RIM | [11 empty] | Commercial | Warehouse Loading Dock Seals | N | Schools K-12 | Existing | 0.035136 | 0.34614 | 0.10151 | 0 | 0 | 0 | Fail TRC
[12 empty] | Commercial | HVAC tune-up_RTU | N | Lodging/Hospitality | Existing | 0.7733 | 0.38915 | 1.9871 | 0 | 0 | 0 | Fail RIM | [11 empty] | Commercial | Warehouse Loading Dock Seals | N | Warehouse | Existing | 0.097161 | 0.34614 | 0.2807 | 0 | 0 | 0 | Fail TRC
[12 empty] | Commercial | HVAC tune-up_RTU | N | Miscellaneous | Existing | 0.2357 | 0.35346 | 0.66683 | 0 | 0 | 0 | Fail RIM | [11 empty] | Commercial | Warehouse Loading Dock Seals | N | Assembly | New | 0.1051 | 0.34614 | 0.30363 | 0 | 0 | 0 | Fail TRC
[12 empty] | Commercial | HVAC tune-up_RTU | N | Offices | Existing | 0.47495 | 0.35346 | 1.3437 | 0 | 0 | 0 | Fail RIM | [11 empty] | Commercial | Warehouse Loading Dock Seals | N | College and University | New | 0.051339 | 0.34614 | 0.14832 | 0 | 0 | 0 | Fail TRC
[12 empty] | Commercial | HVAC tune-up_RTU | N | Restaurants | Existing | 0.68385 | 0.35346 | 1.9347 | 0 | 0 | 0 | Fail RIM | [11 empty] | Commercial | Warehouse Loading Dock Seals | N | Grocery | New | 0.3574 | 0.34614 | 1.0325 | 0 | 0 | 0 | Fail TRC
[12 empty] | Commercial | HVAC tune-up_RTU | N | Retail | Existing | 0.53598 | 0.35346 | 1.5164 | 0 | 0 | 0 | Fail RIM | [11 empty] | Commercial | Warehouse Loading Dock Seals | N | Healthcare | New | 0.099588 | 0.34614 | 0.28771 | 0 | 0 | 0 | Fail TRC
[12 empty] | Commercial | HVAC tune-up_RTU | N | Schools K-12 | Existing | 0.46591 | 0.35346 | 1.3181 | 0 | 0 | 0 | Fail RIM | [11 empty] | Commercial | Warehouse Loading Dock Seals | N | Hospitals | New | 0.051515 | 0.34614 | 0.14883 | 0 | 0 | 0 | Fail TRC
[12 empty] | Commercial | HVAC tune-up_RTU | N | Warehouse | Existing | 0.10235 | 0.35346 | 0.28957 | 0 | 0 | 0 | Fail RIM | [11 empty] | Commercial | Warehouse Loading Dock Seals | N | Institutional | New | 0.3214 | 0.34614 | 0.92854 | 0 | 0 | 0 | Fail TRC
[12 empty] | Commercial | HVAC tune-up_RTU | N | Assembly | New | 0.422 | 0.35346 | 1.1939 | 0 | 0 | 0 | Fail RIM | [11 empty] | Commercial | Warehouse Loading Dock Seals | N | Lodging/Hospitality | New | 0.24178 | 0.34614 | 0.69851 | 0 | 0 | 0 | Fail TRC
[12 empty] | Commercial | HVAC tune-up_RTU | N | College and University | New | 0.53209 | 0.39817 | 1.3363 | 0 | 0 | 0 | Fail RIM | [11 empty] | Commercial | Warehouse Loading Dock Seals | N | Miscellaneous | New | 0.064244 | 0.34614 | 0.1856 | 0 | 0 | 0 | Fail TRC
[12 empty] | Commercial | HVAC tune-up_RTU | N | Grocery | New | 0.23312 | 0.35346 | 0.65952 | 0 | 0 | 0 | Fail RIM | [11 empty] | Commercial | Warehouse Loading Dock Seals | N | Offices | New | 0.46644 | 0.34614 | 1.3475 | 0 | 0 | 0 | Fail TRC
[12 empty] | Commercial | HVAC tune-up_RTU | N | Healthcare | New | 1.0186 | 0.38915 | 2.6176 | 0 | 0 | 0 | Fail RIM | [11 empty] | Commercial | Warehouse Loading Dock Seals | N | Restaurants | New | 0.34679 | 0.34614 | 1.0019 | 0 | 0 | 0 | Fail TRC
[12 empty] | Commercial | HVAC tune-up_RTU | N | Hospitals | New | 0.98858 | 0.39817 | 2.4828 | 0 | 0 | 0 | Fail RIM | [11 empty] | Commercial | Warehouse Loading Dock Seals | N | Retail | New | 0.15149 | 0.34614 | 0.43766 | 0 | 0 | 0 | Fail TRC
[12 empty] | Commercial | HVAC tune-up_RTU | N | Institutional | New | 0.22795 | 0.35346 | 0.64491 | 0 | 0 | 0 | Fail RIM | [11 empty] | Commercial | Warehouse Loading Dock Seals | N | Schools K-12 | New | 0.034597 | 0.34614 | 0.099952 | 0 | 0 | 0 | Fail TRC
[12 empty] | Commercial | HVAC tune-up_RTU | N | Lodging/Hospitality | New | 0.7733 | 0.38915 | 1.9871 | 0 | 0 | 0 | Fail RIM | [11 empty] | Commercial | Warehouse Loading Dock Seals | N | Warehouse | New | 0.09567 | 0.34614 | 0.27639 | 0 | 0 | 0 | Fail TRC
[12 empty] | Commercial | HVAC tune-up_RTU | N | Miscellaneous | New | 0.2357 | 0.35346 | 0.66683 | 0 | 0 | 0 | Fail RIM | [11 empty] | Commercial | Water Cooled Refrigeration Heat Recovery | N | Assembly | Existing | 0.0253 | 0.30259 | 0.083612 | 0 | 0 | 0 | Fail TRC
[12 empty] | Commercial | HVAC tune-up_RTU | N | Offices | New | 0.47495 | 0.35346 | 1.3437 | 0 | 0 | 0 | Fail RIM | [11 empty] | Commercial | Water Cooled Refrigeration Heat Recovery | N | College and University | Existing | 0.03927 | 0.30991 | 0.12671 | 0 | 0 | 0 | Fail TRC
[12 empty] | Commercial | HVAC tune-up_RTU | N | Restaurants | New | 0.68385 | 0.35346 | 1.9347 | 0 | 0 | 0 | Fail RIM | [11 empty] | Commercial | Water Cooled Refrigeration Heat Recovery | N | Grocery | Existing | 0.24909 | 0.30259 | 0.82318 | 0 | 0 | 0 | Fail TRC
[12 empty] | Commercial | HVAC tune-up_RTU | N | Retail | New | 0.53598 | 0.35346 | 1.5164 | 0 | 0 | 0 | Fail RIM | [11 empty] | Commercial | Water Cooled Refrigeration Heat Recovery | N | Healthcare | Existing | 0.10428 | 0.30991 | 0.33647 | 0 | 0 | 0 | Fail TRC
[12 empty] | Commercial | HVAC tune-up_RTU | N | Schools K-12 | New | 0.46591 | 0.35346 | 1.3181 | 0 | 0 | 0 | Fail RIM | [11 empty] | Commercial | Water Cooled Refrigeration Heat Recovery | N | Hospitals | Existing | 0.10428 | 0.30991 | 0.33647 | 0 | 0 | 0 | Fail TRC
[12 empty] | Commercial | HVAC tune-up_RTU | N | Warehouse | New | 0.10235 | 0.35346 | 0.28957 | 0 | 0 | 0 | Fail RIM | [11 empty] | Commercial | Water Cooled Refrigeration Heat Recovery | N | Institutional | Existing | 0.11479 | 0.30259 | 0.37936 | 0 | 0 | 0 | Fail TRC
[12 empty] | Commercial | Infiltration Reduction - Air Sealing | N | Assembly | Existing | 0.048373 | 0.38355 | 0.12612 | 0 | 0 | 0 | Fail RIM | [11 empty] | Commercial | Water Cooled Refrigeration Heat Recovery | N | Lodging/Hospitality | Existing | 0.058857 | 0.30991 | 0.18991 | 0 | 0 | 0 | Fail TRC
[12 empty] | Commercial | Infiltration Reduction - Air Sealing | N | College and University | Existing | 0.023629 | 0.38355 | 0.061607 | 0 | 0 | 0 | Fail RIM | [11 empty] | Commercial | Water Cooled Refrigeration Heat Recovery | N | Miscellaneous | Existing | 0.73621 | 0.30259 | 2.433 | 0 | 0 | 0 | Fail TRC
[12 empty] | Commercial | Infiltration Reduction - Air Sealing | N | Grocery | Existing | 0.16449 | 0.38355 | 0.42887 | 0 | 0 | 0 | Fail RIM | [11 empty] | Commercial | Water Cooled Refrigeration Heat Recovery | N | Offices | Existing | 0.10505 | 0.30259 | 0.34717 | 0 | 0 | 0 | Fail TRC
[12 empty] | Commercial | Infiltration Reduction - Air Sealing | N | Healthcare | Existing | 0.045836 | 0.38355 | 0.1195 | 0 | 0 | 0 | Fail RIM | [11 empty] | Commercial | Water Cooled Refrigeration Heat Recovery | N | Restaurants | Existing | 0.24657 | 0.30991 | 0.7956 | 0 | 0 | 0 | Fail TRC
[12 empty] | Commercial | Infiltration Reduction - Air Sealing | N | Hospitals | Existing | 0.02371 | 0.38355 | 0.061818 | 0 | 0 | 0 | Fail RIM | [11 empty] | Commercial | Water Cooled Refrigeration Heat Recovery | N | Retail | Existing | 0.046675 | 0.30259 | 0.15425 | 0 | 0 | 0 | Fail TRC
[12 empty] | Commercial | Infiltration Reduction - Air Sealing | N | Institutional | Existing | 0.14793 | 0.38355 | 0.38568 | 0 | 0 | 0 | Fail RIM | [11 empty] | Commercial | Water Cooled Refrigeration Heat Recovery | N | Schools K-12 | Existing | 0.03927 | 0.30991 | 0.12671 | 0 | 0 | 0 | Fail TRC
[12 empty] | Commercial | Infiltration Reduction - Air Sealing | N | Lodging/Hospitality | Existing | 0.11128 | 0.38355 | 0.29014 | 0 | 0 | 0 | Fail RIM | [11 empty] | Commercial | Water Cooled Refrigeration Heat Recovery | N | Warehouse | Existing | 0.012344 | 0.30259 | 0.040795 | 0 | 0 | 0 | Fail TRC
[12 empty] | Commercial | Infiltration Reduction - Air Sealing | N | Miscellaneous | Existing | 0.029569 | 0.38355 | 0.077092 | 0 | 0 | 0 | Fail RIM | [11 empty] | Commercial | Water Cooled Refrigeration Heat Recovery | N | Assembly | New | 0.0253 | 0.30259 | 0.083612 | 0 | 0 | 0 | Fail TRC
[12 empty] | Commercial | Infiltration Reduction - Air Sealing | N | Offices | Existing | 0.21468 | 0.38355 | 0.55972 | 0 | 0 | 0 | Fail RIM | [11 empty] | Commercial | Water Cooled Refrigeration Heat Recovery | N | College and University | New | 0.03927 | 0.30991 | 0.12671 | 0 | 0 | 0 | Fail TRC
[12 empty] | Commercial | Infiltration Reduction - Air Sealing | N | Restaurants | Existing | 0.15961 | 0.38355 | 0.41614 | 0 | 0 | 0 | Fail RIM | [11 empty] | Commercial | Water Cooled Refrigeration Heat Recovery | N | Grocery | New | 0.24909 | 0.30259 | 0.82318 | 0 | 0 | 0 | Fail TRC
[12 empty] | Commercial | Infiltration Reduction - Air Sealing | N | Retail | Existing | 0.069725 | 0.38355 | 0.18179 | 0 | 0 | 0 | Fail RIM | [11 empty] | Commercial | Water Cooled Refrigeration Heat Recovery | N | Healthcare | New | 0.10428 | 0.30991 | 0.33647 | 0 | 0 | 0 | Fail TRC
[12 empty] | Commercial | Infiltration Reduction - Air Sealing | N | Schools K-12 | Existing | 0.015924 | 0.38355 | 0.041516 | 0 | 0 | 0 | Fail RIM | [11 empty] | Commercial | Water Cooled Refrigeration Heat Recovery | N | Hospitals | New | 0.10428 | 0.30991 | 0.33647 | 0 | 0 | 0 | Fail TRC
[12 empty] | Commercial | Infiltration Reduction - Air Sealing | N | Warehouse | Existing | 0.044033 | 0.38355 | 0.1148 | 0 | 0 | 0 | Fail RIM | [11 empty] | Commercial | Water Cooled Refrigeration Heat Recovery | N | Institutional | New | 0.11479 | 0.30259 | 0.37936 | 0 | 0 | 0 | Fail TRC
[12 empty] | Commercial | Infiltration Reduction - Air Sealing | N | Assembly | New | 0.04763 | 0.38355 | 0.12418 | 0 | 0 | 0 | Fail RIM | [11 empty] | Commercial | Water Cooled Refrigeration Heat Recovery | N | Lodging/Hospitality | New | 0.058857 | 0.30991 | 0.18991 | 0 | 0 | 0 | Fail TRC
[12 empty] | Commercial | Infiltration Reduction - Air Sealing | N | College and University | New | 0.023267 | 0.38355 | 0.060661 | 0 | 0 | 0 | Fail RIM | [11 empty] | Commercial | Water Cooled Refrigeration Heat Recovery | N | Miscellaneous | New | 0.73621 | 0.30259 | 2.433 | 0 | 0 | 0 | Fail TRC
[12 empty] | Commercial | Infiltration Reduction - Air Sealing | N | Grocery | New | 0.16197 | 0.38355 | 0.42229 | 0 | 0 | 0 | Fail RIM | [11 empty] | Commercial | Water Cooled Refrigeration Heat Recovery | N | Offices | New | 0.10505 | 0.30259 | 0.34717 | 0 | 0 | 0 | Fail TRC
[12 empty] | Commercial | Infiltration Reduction - Air Sealing | N | Healthcare | New | 0.045133 | 0.38355 | 0.11767 | 0 | 0 | 0 | Fail RIM | [11 empty] | Commercial | Water Cooled Refrigeration Heat Recovery | N | Restaurants | New | 0.24657 | 0.30991 | 0.7956 | 0 | 0 | 0 | Fail TRC
[12 empty] | Commercial | Infiltration Reduction - Air Sealing | N | Hospitals | New | 0.023346 | 0.38355 | 0.060869 | 0 | 0 | 0 | Fail RIM | [11 empty] | Commercial | Water Cooled Refrigeration Heat Recovery | N | Retail | New | 0.046675 | 0.30259 | 0.15425 | 0 | 0 | 0 | Fail TRC
[12 empty] | Commercial | Infiltration Reduction - Air Sealing | N | Institutional | New | 0.14566 | 0.38355 | 0.37976 | 0 | 0 | 0 | Fail RIM | [11 empty] | Commercial | Water Cooled Refrigeration Heat Recovery | N | Schools K-12 | New | 0.03927 | 0.30991 | 0.12671 | 0 | 0 | 0 | Fail TRC
[12 empty] | Commercial | Infiltration Reduction - Air Sealing | N | Lodging/Hospitality | New | 0.10957 | 0.38355 | 0.28568 | 0 | 0 | 0 | Fail RIM | [11 empty] | Commercial | Water Cooled Refrigeration Heat Recovery | N | Warehouse | New | 0.012344 | 0.30259 | 0.040795 | 0 | 0 | 0 | Fail TRC
[12 empty] | Commercial | Infiltration Reduction - Air Sealing | N | Miscellaneous | New | 0.029115 | 0.38355 | 0.075909 | 0 | 0 | 0 | Fail RIM | [11 empty] | Commercial | Waterside Economizer | N | Assembly | Existing | 0.019198 | 0.38761 | 0.049528 | 0 | 0 | 0 | Fail TRC
[12 empty] | Commercial | Infiltration Reduction - Air Sealing | N | Offices | New | 0.21139 | 0.38355 | 0.55113 | 0 | 0 | 0 | Fail RIM | [11 empty] | Commercial | Waterside Economizer | N | College and University | Existing | 0.021298 | 0.38761 | 0.054947 | 0 | 0 | 0 | Fail TRC
[12 empty] | Commercial | Infiltration Reduction - Air Sealing | N | Restaurants | New | 0.15716 | 0.38355 | 0.40975 | 0 | 0 | 0 | Fail RIM | [11 empty] | Commercial | Waterside Economizer | N | Grocery | Existing | 0.010605 | 0.38761 | 0.02736 | 0 | 0 | 0 | Fail TRC
[12 empty] | Commercial | Infiltration Reduction - Air Sealing | N | Retail | New | 0.068655 | 0.38355 | 0.179 | 0 | 0 | 0 | Fail RIM | [11 empty] | Commercial | Waterside Economizer | N | Healthcare | Existing | 0.041774 | 0.38761 | 0.10777 | 0 | 0 | 0 | Fail TRC
[12 empty] | Commercial | Infiltration Reduction - Air Sealing | N | Schools K-12 | New | 0.015679 | 0.38355 | 0.040879 | 0 | 0 | 0 | Fail RIM | [11 empty] | Commercial | Waterside Economizer | N | Hospitals | Existing | 0.039571 | 0.38761 | 0.10209 | 0 | 0 | 0 | Fail TRC
[12 empty] | Commercial | Infiltration Reduction - Air Sealing | N | Warehouse | New | 0.043357 | 0.38355 | 0.11304 | 0 | 0 | 0 | Fail RIM | [11 empty] | Commercial | Waterside Economizer | N | Institutional | Existing | 0.01037 | 0.38761 | 0.026753 | 0 | 0 | 0 | Fail TRC
[12 empty] | Commercial | Low U-Value Windows | N | Assembly | Existing | 0.49664 | 0.36917 | 1.3453 | 0 | 0 | 0 | Fail RIM | [11 empty] | Commercial | Waterside Economizer | N | Lodging/Hospitality | Existing | 0.031712 | 0.38761 | 0.081814 | 0 | 0 | 0 | Fail TRC
[12 empty] | Commercial | Low U-Value Windows | N | College and University | Existing | 0.49664 | 0.36917 | 1.3453 | 0 | 0 | 0 | Fail RIM | [11 empty] | Commercial | Waterside Economizer | N | Miscellaneous | Existing | 0.010723 | 0.38761 | 0.027663 | 0 | 0 | 0 | Fail TRC
[12 empty] | Commercial | Low U-Value Windows | N | Grocery | Existing | 0.49664 | 0.36917 | 1.3453 | 0 | 0 | 0 | Fail RIM | [11 empty] | Commercial | Waterside Economizer | N | Offices | Existing | 0.021607 | 0.38761 | 0.055743 | 0 | 0 | 0 | Fail TRC
[12 empty] | Commercial | Low U-Value Windows | N | Healthcare | Existing | 0.49664 | 0.36917 | 1.3453 | 0 | 0 | 0 | Fail RIM | [11 empty] | Commercial | Waterside Economizer | N | Restaurants | Existing | 0.03111 | 0.38761 | 0.08026 | 0 | 0 | 0 | Fail TRC
[12 empty] | Commercial | Low U-Value Windows | N | Hospitals | Existing | 0.49664 | 0.36917 | 1.3453 | 0 | 0 | 0 | Fail RIM | [11 empty] | Commercial | Waterside Economizer | N | Retail | Existing | 0.024383 | 0.38761 | 0.062905 | 0 | 0 | 0 | Fail TRC
[12 empty] | Commercial | Low U-Value Windows | N | Institutional | Existing | 0.49664 | 0.36917 | 1.3453 | 0 | 0 | 0 | Fail RIM | [11 empty] | Commercial | Waterside Economizer | N | Schools K-12 | Existing | 0.021195 | 0.38761 | 0.054682 | 0 | 0 | 0 | Fail TRC
[12 empty] | Commercial | Low U-Value Windows | N | Lodging/Hospitality | Existing | 0.52185 | 0.38658 | 1.3499 | 0 | 0 | 0 | Fail RIM | [11 empty] | Commercial | Waterside Economizer | N | Warehouse | Existing | 0.0046562 | 0.38761 | 0.012013 | 0 | 0 | 0 | Fail TRC
[12 empty] | Commercial | Low U-Value Windows | N | Miscellaneous | Existing | 0.49002 | 0.36474 | 1.3435 | 0 | 0 | 0 | Fail RIM | [11 empty] | Commercial | Waterside Economizer | N | Assembly | New | 0.019198 | 0.38761 | 0.049528 | 0 | 0 | 0 | Fail TRC
[12 empty] | Commercial | Low U-Value Windows | N | Offices | Existing | 0.49664 | 0.36917 | 1.3453 | 0 | 0 | 0 | Fail RIM | [11 empty] | Commercial | Waterside Economizer | N | College and University | New | 0.021298 | 0.38761 | 0.054947 | 0 | 0 | 0 | Fail TRC
[12 empty] | Commercial | Low U-Value Windows | N | Restaurants | Existing | 0.49664 | 0.36917 | 1.3453 | 0 | 0 | 0 | Fail RIM | [11 empty] | Commercial | Waterside Economizer | N | Grocery | New | 0.010605 | 0.38761 | 0.02736 | 0 | 0 | 0 | Fail TRC
[12 empty] | Commercial | Low U-Value Windows | N | Retail | Existing | 0.49664 | 0.36917 | 1.3453 | 0 | 0 | 0 | Fail RIM | [11 empty] | Commercial | Waterside Economizer | N | Healthcare | New | 0.041774 | 0.38761 | 0.10777 | 0 | 0 | 0 | Fail TRC
[12 empty] | Commercial | Low U-Value Windows | N | Schools K-12 | Existing | 0.49664 | 0.36917 | 1.3453 | 0 | 0 | 0 | Fail RIM | [11 empty] | Commercial | Waterside Economizer | N | Hospitals | New | 0.039571 | 0.38761 | 0.10209 | 0 | 0 | 0 | Fail TRC
[12 empty] | Commercial | Low U-Value Windows | N | Warehouse | Existing | 0.49002 | 0.36474 | 1.3435 | 0 | 0 | 0 | Fail RIM | [11 empty] | Commercial | Waterside Economizer | N | Institutional | New | 0.01037 | 0.38761 | 0.026753 | 0 | 0 | 0 | Fail TRC
[12 empty] | Commercial | Low U-Value Windows | N | Assembly | New | 0.064779 | 0.36917 | 0.17547 | 0 | 0 | 0 | Fail RIM | [11 empty] | Commercial | Waterside Economizer | N | Lodging/Hospitality | New | 0.031712 | 0.38761 | 0.081814 | 0 | 0 | 0 | Fail TRC
[12 empty] | Commercial | Low U-Value Windows | N | College and University | New | 0.064779 | 0.36917 | 0.17547 | 0 | 0 | 0 | Fail RIM | [11 empty] | Commercial | Waterside Economizer | N | Miscellaneous | New | 0.010723 | 0.38761 | 0.027663 | 0 | 0 | 0 | Fail TRC
[12 empty] | Commercial | Low U-Value Windows | N | Grocery | New | 0.064779 | 0.36917 | 0.17547 | 0 | 0 | 0 | Fail RIM | [11 empty] | Commercial | Waterside Economizer | N | Offices | New | 0.021607 | 0.38761 | 0.055743 | 0 | 0 | 0 | Fail TRC
[12 empty] | Commercial | Low U-Value Windows | N | Healthcare | New | 0.064779 | 0.36917 | 0.17547 | 0 | 0 | 0 | Fail RIM | [11 empty] | Commercial | Waterside Economizer | N | Restaurants | New | 0.03111 | 0.38761 | 0.08026 | 0 | 0 | 0 | Fail TRC
[12 empty] | Commercial | Low U-Value Windows | N | Hospitals | New | 0.064779 | 0.36917 | 0.17547 | 0 | 0 | 0 | Fail RIM | [11 empty] | Commercial | Waterside Economizer | N | Retail | New | 0.024383 | 0.38761 | 0.062905 | 0 | 0 | 0 | Fail TRC
[12 empty] | Commercial | Low U-Value Windows | N | Institutional | New | 0.064779 | 0.36917 | 0.17547 | 0 | 0 | 0 | Fail RIM | [11 empty] | Commercial | Waterside Economizer | N | Schools K-12 | New | 0.021195 | 0.38761 | 0.054682 | 0 | 0 | 0 | Fail TRC
[12 empty] | Commercial | Low U-Value Windows | N | Lodging/Hospitality | New | 0.068067 | 0.38658 | 0.17607 | 0 | 0 | 0 | Fail RIM | [11 empty] | Commercial | Waterside Economizer | N | Warehouse | New | 0.0046562 | 0.38761 | 0.012013 | 0 | 0 | 0 | Fail TRC
[12 empty] | Commercial | Low U-Value Windows | N | Miscellaneous | New | 0.063915 | 0.36474 | 0.17523 | 0 | 0 | 0 | Fail RIM | [11 empty] | Commercial | Window Sun Protection | N | Assembly | Existing | 0.10468 | 0.37629 | 0.27818 | 0 | 0 | 0 | Fail TRC
[12 empty] | Commercial | Low U-Value Windows | N | Offices | New | 0.064779 | 0.36917 | 0.17547 | 0 | 0 | 0 | Fail RIM | [11 empty] | Commercial | Window Sun Protection | N | College and University | Existing | 0.10468 | 0.37629 | 0.27818 | 0 | 0 | 0 | Fail TRC
[12 empty] | Commercial | Low U-Value Windows | N | Restaurants | New | 0.064779 | 0.36917 | 0.17547 | 0 | 0 | 0 | Fail RIM | [11 empty] | Commercial | Window Sun Protection | N | Grocery | Existing | 0.10468 | 0.37629 | 0.27818 | 0 | 0 | 0 | Fail TRC
[12 empty] | Commercial | Low U-Value Windows | N | Retail | New | 0.064779 | 0.36917 | 0.17547 | 0 | 0 | 0 | Fail RIM | [11 empty] | Commercial | Window Sun Protection | N | Healthcare | Existing | 0.10468 | 0.37629 | 0.27818 | 0 | 0 | 0 | Fail TRC
[12 empty] | Commercial | Low U-Value Windows | N | Schools K-12 | New | 0.064779 | 0.36917 | 0.17547 | 0 | 0 | 0 | Fail RIM | [11 empty] | Commercial | Window Sun Protection | N | Hospitals | Existing | 0.10468 | 0.37629 | 0.27818 | 0 | 0 | 0 | Fail TRC
[12 empty] | Commercial | Low U-Value Windows | N | Warehouse | New | 0.063915 | 0.36474 | 0.17523 | 0 | 0 | 0 | Fail RIM | [11 empty] | Commercial | Window Sun Protection | N | Institutional | Existing | 0.10468 | 0.37629 | 0.27818 | 0 | 0 | 0 | Fail TRC
[12 empty] | Commercial | Programmable Thermostat | N | Assembly | Existing | 0.18623 | 0.31235 | 0.59623 | 0 | 0 | 0 | Fail RIM | [11 empty] | Commercial | Window Sun Protection | N | Lodging/Hospitality | Existing | 0.1105 | 0.39596 | 0.27906 | 0 | 0 | 0 | Fail TRC
[12 empty] | Commercial | Programmable Thermostat | N | College and University | Existing | 0.3128 | 0.33369 | 0.9374 | 0 | 0 | 0 | Fail RIM | [11 empty] | Commercial | Window Sun Protection | N | Miscellaneous | Existing | 0.10665 | 0.38069 | 0.28015 | 0 | 0 | 0 | Fail TRC
[12 empty] | Commercial | Programmable Thermostat | N | Grocery | Existing | 2.1921 | 0.37502 | 5.8452 | 0 | 0 | 0 | Fail RIM | [11 empty] | Commercial | Window Sun Protection | N | Offices | Existing | 0.10468 | 0.37629 | 0.27818 | 0 | 0 | 0 | Fail TRC
[12 empty] | Commercial | Programmable Thermostat | N | Healthcare | Existing | 0.7366 | 0.31235 | 2.3582 | 0 | 0 | 0 | Fail RIM | [11 empty] | Commercial | Window Sun Protection | N | Restaurants | Existing | 0.10468 | 0.37629 | 0.27818 | 0 | 0 | 0 | Fail TRC
[12 empty] | Commercial | Programmable Thermostat | N | Hospitals | Existing | 0.83271 | 0.33369 | 2.4954 | 0 | 0 | 0 | Fail RIM | [11 empty] | Commercial | Window Sun Protection | N | Retail | Existing | 0.10468 | 0.37629 | 0.27818 | 0 | 0 | 0 | Fail TRC
[12 empty] | Commercial | Programmable Thermostat | N | Institutional | Existing | 0.85152 | 0.31235 | 2.7261 | 0 | 0 | 0 | Fail RIM | [11 empty] | Commercial | Window Sun Protection | N | Schools K-12 | Existing | 0.10468 | 0.37629 | 0.27818 | 0 | 0 | 0 | Fail TRC
[12 empty] | Commercial | Programmable Thermostat | N | Lodging/Hospitality | Existing | 0.42514 | 0.3026 | 1.405 | 0 | 0 | 0 | Fail RIM | [11 empty] | Commercial | Window Sun Protection | N | Warehouse | Existing | 0.10665 | 0.38069 | 0.28015 | 0 | 0 | 0 | Fail TRC
[12 empty] | Commercial | Programmable Thermostat | N | Miscellaneous | Existing | 0.59744 | 0.31235 | 1.9127 | 0 | 0 | 0 | Fail RIM | [11 empty] | Commercial | Window Sun Protection | N | Assembly | New | 0.062807 | 0.37629 | 0.16691 | 0 | 0 | 0 | Fail TRC
[12 empty] | Commercial | Programmable Thermostat | N | Offices | Existing | 0.79355 | 0.31235 | 2.5406 | 0 | 0 | 0 | Fail RIM | [11 empty] | Commercial | Window Sun Protection | N | College and University | New | 0.062807 | 0.37629 | 0.16691 | 0 | 0 | 0 | Fail TRC
[12 empty] | Commercial | Programmable Thermostat | N | Restaurants | Existing | 1.8273 | 0.37502 | 4.8726 | 0 | 0 | 0 | Fail RIM | [11 empty] | Commercial | Window Sun Protection | N | Grocery | New | 0.062807 | 0.37629 | 0.16691 | 0 | 0 | 0 | Fail TRC
[12 empty] | Commercial | Programmable Thermostat | N | Retail | Existing | 0.39906 | 0.37502 | 1.0641 | 0 | 0 | 0 | Fail RIM | [11 empty] | Commercial | Window Sun Protection | N | Healthcare | New | 0.062807 | 0.37629 | 0.16691 | 0 | 0 | 0 | Fail TRC
[12 empty] | Commercial | Programmable Thermostat | N | Schools K-12 | Existing | 0.29052 | 0.31235 | 0.9301 | 0 | 0 | 0 | Fail RIM | [11 empty] | Commercial | Window Sun Protection | N | Hospitals | New | 0.062807 | 0.37629 | 0.16691 | 0 | 0 | 0 | Fail TRC
[12 empty] | Commercial | Programmable Thermostat | N | Warehouse | Existing | 0.093241 | 0.31235 | 0.29851 | 0 | 0 | 0 | Fail RIM | [11 empty] | Commercial | Window Sun Protection | N | Institutional | New | 0.062807 | 0.37629 | 0.16691 | 0 | 0 | 0 | Fail TRC
[12 empty] | Commercial | Programmable Thermostat | N | Assembly | New | 0.18623 | 0.31235 | 0.59623 | 0 | 0 | 0 | Fail RIM | [11 empty] | Commercial | Window Sun Protection | N | Lodging/Hospitality | New | 0.066298 | 0.39596 | 0.16744 | 0 | 0 | 0 | Fail TRC
[12 empty] | Commercial | Programmable Thermostat | N | College and University | New | 0.3128 | 0.33369 | 0.9374 | 0 | 0 | 0 | Fail RIM | [11 empty] | Commercial | Window Sun Protection | N | Miscellaneous | New | 0.063989 | 0.38069 | 0.16809 | 0 | 0 | 0 | Fail TRC
[12 empty] | Commercial | Programmable Thermostat | N | Grocery | New | 2.1921 | 0.37502 | 5.8452 | 0 | 0 | 0 | Fail RIM | [11 empty] | Commercial | Window Sun Protection | N | Offices | New | 0.062807 | 0.37629 | 0.16691 | 0 | 0 | 0 | Fail TRC
[12 empty] | Commercial | Programmable Thermostat | N | Healthcare | New | 0.7366 | 0.31235 | 2.3582 | 0 | 0 | 0 | Fail RIM | [11 empty] | Commercial | Window Sun Protection | N | Restaurants | New | 0.062807 | 0.37629 | 0.16691 | 0 | 0 | 0 | Fail TRC
[12 empty] | Commercial | Programmable Thermostat | N | Hospitals | New | 0.83271 | 0.33369 | 2.4954 | 0 | 0 | 0 | Fail RIM | [11 empty] | Commercial | Window Sun Protection | N | Retail | New | 0.062807 | 0.37629 | 0.16691 | 0 | 0 | 0 | Fail TRC
[12 empty] | Commercial | Programmable Thermostat | N | Institutional | New | 0.85152 | 0.31235 | 2.7261 | 0 | 0 | 0 | Fail RIM | [11 empty] | Commercial | Window Sun Protection | N | Schools K-12 | New | 0.062807 | 0.37629 | 0.16691 | 0 | 0 | 0 | Fail TRC
[12 empty] | Commercial | Programmable Thermostat | N | Lodging/Hospitality | New | 0.42514 | 0.3026 | 1.405 | 0 | 0 | 0 | Fail RIM | [11 empty] | Commercial | Window Sun Protection | N | Warehouse | New | 0.063989 | 0.38069 | 0.16809 | 0 | 0 | 0 | Fail TRC
[12 empty] | Commercial | Programmable Thermostat | N | Miscellaneous | New | 0.59744 | 0.31235 | 1.9127 | 0 | 0 | 0 | Fail RIM | [11 empty] | Commercial | Bi-Level Lighting Control (Interior) | N | Assembly | Existing | 0.30189 | 0.32891 | 0.91786 | 0 | 0 | 0 | Fail TRC
[12 empty] | Commercial | Programmable Thermostat | N | Offices | New | 0.79355 | 0.31235 | 2.5406 | 0 | 0 | 0 | Fail RIM | [11 empty] | Commercial | Bi-Level Lighting Control (Interior) | N | College and University | Existing | 0.4627 | 0.32891 | 1.4068 | 0 | 0 | 0 | Fail TRC
[12 empty] | Commercial | Programmable Thermostat | N | Restaurants | New | 1.8273 | 0.37502 | 4.8726 | 0 | 0 | 0 | Fail RIM | [11 empty] | Commercial | Bi-Level Lighting Control (Interior) | N | Grocery | Existing | 0.58329 | 0.32951 | 1.7702 | 0 | 0 | 0 | Fail TRC
[12 empty] | Commercial | Programmable Thermostat | N | Retail | New | 0.39906 | 0.37502 | 1.0641 | 0 | 0 | 0 | Fail RIM | [11 empty] | Commercial | Bi-Level Lighting Control (Interior) | N | Healthcare | Existing | 0.52779 | 0.32891 | 1.6047 | 0 | 0 | 0 | Fail TRC
[12 empty] | Commercial | Programmable Thermostat | N | Schools K-12 | New | 0.29052 | 0.31235 | 0.9301 | 0 | 0 | 0 | Fail RIM | [11 empty] | Commercial | Bi-Level Lighting Control (Interior) | N | Hospitals | Existing | 0.714 | 0.32891 | 2.1708 | 0 | 0 | 0 | Fail TRC
[12 empty] | Commercial | Programmable Thermostat | N | Warehouse | New | 0.093241 | 0.31235 | 0.29851 | 0 | 0 | 0 | Fail RIM | [11 empty] | Commercial | Bi-Level Lighting Control (Interior) | N | Institutional | Existing | 0.34629 | 0.32891 | 1.0529 | 0 | 0 | 0 | Fail TRC
[12 empty] | Commercial | Roof Insulation | N | Assembly | Existing | 0.17259 | 0.32445 | 0.53196 | 0 | 0 | 0 | Fail RIM | [11 empty] | Commercial | Bi-Level Lighting Control (Interior) | N | Lodging/Hospitality | Existing | 0.39496 | 0.32951 | 1.1986 | 0 | 0 | 0 | Fail TRC
[12 empty] | Commercial | Roof Insulation | N | College and University | Existing | 0.21678 | 0.39962 | 0.54246 | 0 | 0 | 0 | Fail RIM | [11 empty] | Commercial | Bi-Level Lighting Control (Interior) | N | Miscellaneous | Existing | 0.4627 | 0.32891 | 1.4068 | 0 | 0 | 0 | Fail TRC
[12 empty] | Commercial | Roof Insulation | N | Grocery | Existing | 0.19153 | 0.35675 | 0.53687 | 0 | 0 | 0 | Fail RIM | [11 empty] | Commercial | Bi-Level Lighting Control (Interior) | N | Offices | Existing | 0.34146 | 0.32891 | 1.0382 | 0 | 0 | 0 | Fail TRC
[12 empty] | Commercial | Roof Insulation | N | Healthcare | Existing | 0.17259 | 0.32445 | 0.53196 | 0 | 0 | 0 | Fail RIM | [11 empty] | Commercial | Bi-Level Lighting Control (Interior) | N | Restaurants | Existing | 0.35319 | 0.32951 | 1.0719 | 0 | 0 | 0 | Fail TRC
[12 empty] | Commercial | Roof Insulation | N | Hospitals | Existing | 0.21678 | 0.39962 | 0.54246 | 0 | 0 | 0 | Fail RIM | [11 empty] | Commercial | Bi-Level Lighting Control (Interior) | N | Retail | Existing | 0.52437 | 0.32951 | 1.5914 | 0 | 0 | 0 | Fail TRC
[12 empty] | Commercial | Roof Insulation | N | Institutional | Existing | 0.17259 | 0.32445 | 0.53196 | 0 | 0 | 0 | Fail RIM | [11 empty] | Commercial | Bi-Level Lighting Control (Interior) | N | Schools K-12 | Existing | 0.24972 | 0.32891 | 0.75925 | 0 | 0 | 0 | Fail TRC
[12 empty] | Commercial | Roof Insulation | N | Lodging/Hospitality | Existing | 0.21678 | 0.39962 | 0.54246 | 0 | 0 | 0 | Fail RIM | [11 empty] | Commercial | Bi-Level Lighting Control (Interior) | N | Warehouse | Existing | 0.4014 | 0.32891 | 1.2204 | 0 | 0 | 0 | Fail TRC
[12 empty] | Commercial | Roof Insulation | N | Miscellaneous | Existing | 0.17259 | 0.32445 | 0.53196 | 0 | 0 | 0 | Fail RIM | [11 empty] | Commercial | Bi-Level Lighting Control (Interior) | N | Assembly | New | 0.30189 | 0.32891 | 0.91786 | 0 | 0 | 0 | Fail TRC
[12 empty] | Commercial | Roof Insulation | N | Offices | Existing | 0.17259 | 0.32445 | 0.53196 | 0 | 0 | 0 | Fail RIM | [11 empty] | Commercial | Bi-Level Lighting Control (Interior) | N | College and University | New | 0.4627 | 0.32891 | 1.4068 | 0 | 0 | 0 | Fail TRC
[12 empty] | Commercial | Roof Insulation | N | Restaurants | Existing | 0.19153 | 0.35675 | 0.53687 | 0 | 0 | 0 | Fail RIM | [11 empty] | Commercial | Bi-Level Lighting Control (Interior) | N | Grocery | New | 0.58329 | 0.32951 | 1.7702 | 0 | 0 | 0 | Fail TRC
[12 empty] | Commercial | Roof Insulation | N | Retail | Existing | 0.19153 | 0.35675 | 0.53687 | 0 | 0 | 0 | Fail RIM | [11 empty] | Commercial | Bi-Level Lighting Control (Interior) | N | Healthcare | New | 0.52779 | 0.32891 | 1.6047 | 0 | 0 | 0 | Fail TRC
[12 empty] | Commercial | Roof Insulation | N | Schools K-12 | Existing | 0.17259 | 0.32445 | 0.53196 | 0 | 0 | 0 | Fail RIM | [11 empty] | Commercial | Bi-Level Lighting Control (Interior) | N | Hospitals | New | 0.714 | 0.32891 | 2.1708 | 0 | 0 | 0 | Fail TRC
[12 empty] | Commercial | Roof Insulation | N | Warehouse | Existing | 0.18426 | 0.34477 | 0.53445 | 0 | 0 | 0 | Fail RIM | [11 empty] | Commercial | Bi-Level Lighting Control (Interior) | N | Institutional | New | 0.34629 | 0.32891 | 1.0529 | 0 | 0 | 0 | Fail TRC
[12 empty] | Commercial | Roof Insulation | N | Assembly | New | 0.084972 | 0.32445 | 0.2619 | 0 | 0 | 0 | Fail RIM | [11 empty] | Commercial | Bi-Level Lighting Control (Interior) | N | Lodging/Hospitality | New | 0.39496 | 0.32951 | 1.1986 | 0 | 0 | 0 | Fail TRC
[12 empty] | Commercial | Roof Insulation | N | College and University | New | 0.10673 | 0.39962 | 0.26707 | 0 | 0 | 0 | Fail RIM | [11 empty] | Commercial | Bi-Level Lighting Control (Interior) | N | Miscellaneous | New | 0.4627 | 0.32891 | 1.4068 | 0 | 0 | 0 | Fail TRC
[12 empty] | Commercial | Roof Insulation | N | Grocery | New | 0.094294 | 0.35675 | 0.26431 | 0 | 0 | 0 | Fail RIM | [11 empty] | Commercial | Bi-Level Lighting Control (Interior) | N | Offices | New | 0.34146 | 0.32891 | 1.0382 | 0 | 0 | 0 | Fail TRC
[12 empty] | Commercial | Roof Insulation | N | Healthcare | New | 0.084972 | 0.32445 | 0.2619 | 0 | 0 | 0 | Fail RIM | [11 empty] | Commercial | Bi-Level Lighting Control (Interior) | N | Restaurants | New | 0.35319 | 0.32951 | 1.0719 | 0 | 0 | 0 | Fail TRC
[12 empty] | Commercial | Roof Insulation | N | Hospitals | New | 0.10673 | 0.39962 | 0.26707 | 0 | 0 | 0 | Fail RIM | [11 empty] | Commercial | Bi-Level Lighting Control (Interior) | N | Retail | New | 0.52437 | 0.32951 | 1.5914 | 0 | 0 | 0 | Fail TRC
[12 empty] | Commercial | Roof Insulation | N | Institutional | New | 0.084972 | 0.32445 | 0.2619 | 0 | 0 | 0 | Fail RIM | [11 empty] | Commercial | Bi-Level Lighting Control (Interior) | N | Schools K-12 | New | 0.24972 | 0.32891 | 0.75925 | 0 | 0 | 0 | Fail TRC
[12 empty] | Commercial | Roof Insulation | N | Lodging/Hospitality | New | 0.10673 | 0.39962 | 0.26707 | 0 | 0 | 0 | Fail RIM | [11 empty] | Commercial | Bi-Level Lighting Control (Interior) | N | Warehouse | New | 0.4014 | 0.32891 | 1.2204 | 0 | 0 | 0 | Fail TRC
[12 empty] | Commercial | Roof Insulation | N | Miscellaneous | New | 0.084972 | 0.32445 | 0.2619 | 0 | 0 | 0 | Fail RIM | [11 empty] | Commercial | Interior Lighting Controls | N | Assembly | Existing | 0.65286 | 0.3302 | 1.9772 | 0 | 0 | 0 | Fail TRC
[12 empty] | Commercial | Roof Insulation | N | Offices | New | 0.084972 | 0.32445 | 0.2619 | 0 | 0 | 0 | Fail RIM | [11 empty] | Commercial | Interior Lighting Controls | N | Grocery | Existing | 1.2585 | 0.3302 | 3.8113 | 0 | 0 | 0 | Fail 2-year Threshold
[12 empty] | Commercial | Roof Insulation | N | Restaurants | New | 0.094294 | 0.35675 | 0.26431 | 0 | 0 | 0 | Fail RIM | [11 empty] | Commercial | Interior Lighting Controls | N | Healthcare | Existing | 1.1414 | 0.3302 | 3.4566 | 0 | 0 | 0 | Fail 2-year Threshold
[12 empty] | Commercial | Roof Insulation | N | Retail | New | 0.094294 | 0.35675 | 0.26431 | 0 | 0 | 0 | Fail RIM | [11 empty] | Commercial | Interior Lighting Controls | N | Hospitals | Existing | 1.5441 | 0.3302 | 4.6762 | 0 | 0 | 0 | Fail 2-year Threshold
[12 empty] | Commercial | Roof Insulation | N | Schools K-12 | New | 0.084972 | 0.32445 | 0.2619 | 0 | 0 | 0 | Fail RIM | [11 empty] | Commercial | Interior Lighting Controls | N | Institutional | Existing | 0.74888 | 0.3302 | 2.268 | 0 | 0 | 0 | Fail TRC
[12 empty] | Commercial | Roof Insulation | N | Warehouse | New | 0.090716 | 0.34477 | 0.26312 | 0 | 0 | 0 | Fail RIM | [11 empty] | Commercial | Interior Lighting Controls | N | Lodging/Hospitality | Existing | 0.85217 | 0.3302 | 2.5808 | 0 | 0 | 0 | Fail TRC
[12 empty] | Commercial | Smart Thermostat | N | Assembly | Existing | 0.33038 | 0.31235 | 1.0577 | 0 | 0 | 0 | Fail RIM | [11 empty] | Commercial | Interior Lighting Controls | N | Offices | Existing | 0.73844 | 0.3302 | 2.2363 | 0 | 0 | 0 | Fail TRC
[12 empty] | Commercial | Smart Thermostat | N | College and University | Existing | 0.55492 | 0.33369 | 1.663 | 0 | 0 | 0 | Fail RIM | [11 empty] | Commercial | Interior Lighting Controls | N | Restaurants | Existing | 0.76205 | 0.3302 | 2.3078 | 0 | 0 | 0 | Fail TRC
[12 empty] | Commercial | Smart Thermostat | N | Grocery | Existing | 3.8888 | 0.37502 | 10.3695 | 0 | 0 | 0 | Fail RIM | [11 empty] | Commercial | Interior Lighting Controls | N | Retail | Existing | 1.1314 | 0.3302 | 3.4263 | 0 | 0 | 0 | Fail 2-year Threshold
[12 empty] | Commercial | Smart Thermostat | N | Healthcare | Existing | 1.3068 | 0.31235 | 4.1836 | 0 | 0 | 0 | Fail RIM | [11 empty] | Commercial | Interior Lighting Controls | N | Schools K-12 | Existing | 0.54004 | 0.3302 | 1.6355 | 0 | 0 | 0 | Fail TRC
[12 empty] | Commercial | Smart Thermostat | N | Hospitals | Existing | 1.4772 | 0.33369 | 4.427 | 0 | 0 | 0 | Fail RIM | [11 empty] | Commercial | Interior Lighting Controls | N | Warehouse | Existing | 0.86806 | 0.3302 | 2.6289 | 0 | 0 | 0 | Fail TRC
[12 empty] | Commercial | Smart Thermostat | N | Institutional | Existing | 1.5106 | 0.31235 | 4.8362 | 0 | 0 | 0 | Fail RIM | [11 empty] | Commercial | Interior Lighting Controls | N | Assembly | New | 0.65286 | 0.3302 | 1.9772 | 0 | 0 | 0 | Fail TRC
[12 empty] | Commercial | Smart Thermostat | N | Lodging/Hospitality | Existing | 0.75421 | 0.3026 | 2.4924 | 0 | 0 | 0 | Fail RIM | [11 empty] | Commercial | Interior Lighting Controls | N | Grocery | New | 1.2585 | 0.3302 | 3.8113 | 0 | 0 | 0 | Fail 2-year Threshold
[12 empty] | Commercial | Smart Thermostat | N | Miscellaneous | Existing | 1.0599 | 0.31235 | 3.3932 | 0 | 0 | 0 | Fail RIM | [11 empty] | Commercial | Interior Lighting Controls | N | Healthcare | New | 1.1414 | 0.3302 | 3.4566 | 0 | 0 | 0 | Fail 2-year Threshold
[12 empty] | Commercial | Smart Thermostat | N | Offices | Existing | 1.4078 | 0.31235 | 4.507 | 0 | 0 | 0 | Fail RIM | [11 empty] | Commercial | Interior Lighting Controls | N | Hospitals | New | 1.5441 | 0.3302 | 4.6762 | 0 | 0 | 0 | Fail 2-year Threshold
[12 empty] | Commercial | Smart Thermostat | N | Restaurants | Existing | 3.2417 | 0.37502 | 8.6441 | 0 | 0 | 0 | Fail RIM | [11 empty] | Commercial | Interior Lighting Controls | N | Institutional | New | 0.74888 | 0.3302 | 2.268 | 0 | 0 | 0 | Fail TRC
[12 empty] | Commercial | Smart Thermostat | N | Retail | Existing | 0.70795 | 0.37502 | 1.8878 | 0 | 0 | 0 | Fail RIM | [11 empty] | Commercial | Interior Lighting Controls | N | Lodging/Hospitality | New | 0.85217 | 0.3302 | 2.5808 | 0 | 0 | 0 | Fail TRC
[12 empty] | Commercial | Smart Thermostat | N | Schools K-12 | Existing | 0.51539 | 0.31235 | 1.65 | 0 | 0 | 0 | Fail RIM | [11 empty] | Commercial | Interior Lighting Controls | N | Offices | New | 0.73844 | 0.3302 | 2.2363 | 0 | 0 | 0 | Fail TRC
[12 empty] | Commercial | Smart Thermostat | N | Warehouse | Existing | 0.16541 | 0.31235 | 0.52957 | 0 | 0 | 0 | Fail RIM | [11 empty] | Commercial | Interior Lighting Controls | N | Restaurants | New | 0.76205 | 0.3302 | 2.3078 | 0 | 0 | 0 | Fail TRC
[12 empty] | Commercial | Smart Thermostat | N | Assembly | New | 0.33038 | 0.31235 | 1.0577 | 0 | 0 | 0 | Fail RIM | [11 empty] | Commercial | Interior Lighting Controls | N | Retail | New | 1.1314 | 0.3302 | 3.4263 | 0 | 0 | 0 | Fail 2-year Threshold
[12 empty] | Commercial | Smart Thermostat | N | College and University | New | 0.55492 | 0.33369 | 1.663 | 0 | 0 | 0 | Fail RIM | [11 empty] | Commercial | Interior Lighting Controls | N | Schools K-12 | New | 0.54004 | 0.3302 | 1.6355 | 0 | 0 | 0 | Fail TRC
[12 empty] | Commercial | Smart Thermostat | N | Grocery | New | 3.8888 | 0.37502 | 10.3695 | 0 | 0 | 0 | Fail RIM | [11 empty] | Commercial | Interior Lighting Controls | N | Warehouse | New | 0.86806 | 0.3302 | 2.6289 | 0 | 0 | 0 | Fail TRC
[12 empty] | Commercial | Smart Thermostat | N | Healthcare | New | 1.3068 | 0.31235 | 4.1836 | 0 | 0 | 0 | Fail RIM | [11 empty] | Commercial | Efficient Motor Belts | N | Assembly | Existing | 0.073995 | 0.34038 | 0.21739 | 0 | 0 | 0 | Fail TRC
[12 empty] | Commercial | Smart Thermostat | N | Hospitals | New | 1.4772 | 0.33369 | 4.427 | 0 | 0 | 0 | Fail RIM | [11 empty] | Commercial | Efficient Motor Belts | N | College and University | Existing | 0.075533 | 0.34759 | 0.21731 | 0 | 0 | 0 | Fail TRC
[12 empty] | Commercial | Smart Thermostat | N | Institutional | New | 1.5106 | 0.31235 | 4.8362 | 0 | 0 | 0 | Fail RIM | [11 empty] | Commercial | Efficient Motor Belts | N | Grocery | Existing | 0.073995 | 0.34038 | 0.21739 | 0 | 0 | 0 | Fail TRC
[12 empty] | Commercial | Smart Thermostat | N | Lodging/Hospitality | New | 0.75421 | 0.3026 | 2.4924 | 0 | 0 | 0 | Fail RIM | [11 empty] | Commercial | Efficient Motor Belts | N | Healthcare | Existing | 0.075533 | 0.34759 | 0.21731 | 0 | 0 | 0 | Fail TRC
[12 empty] | Commercial | Smart Thermostat | N | Miscellaneous | New | 1.0599 | 0.31235 | 3.3932 | 0 | 0 | 0 | Fail RIM | [11 empty] | Commercial | Efficient Motor Belts | N | Hospitals | Existing | 0.075533 | 0.34759 | 0.21731 | 0 | 0 | 0 | Fail TRC
[12 empty] | Commercial | Smart Thermostat | N | Offices | New | 1.4078 | 0.31235 | 4.507 | 0 | 0 | 0 | Fail RIM | [11 empty] | Commercial | Efficient Motor Belts | N | Institutional | Existing | 0.073995 | 0.34038 | 0.21739 | 0 | 0 | 0 | Fail TRC
[12 empty] | Commercial | Smart Thermostat | N | Restaurants | New | 3.2417 | 0.37502 | 8.6441 | 0 | 0 | 0 | Fail RIM | [11 empty] | Commercial | Efficient Motor Belts | N | Lodging/Hospitality | Existing | 0.075533 | 0.34759 | 0.21731 | 0 | 0 | 0 | Fail TRC
[12 empty] | Commercial | Smart Thermostat | N | Retail | New | 0.70795 | 0.37502 | 1.8878 | 0 | 0 | 0 | Fail RIM | [11 empty] | Commercial | Efficient Motor Belts | N | Miscellaneous | Existing | 0.073995 | 0.34038 | 0.21739 | 0 | 0 | 0 | Fail TRC
[12 empty] | Commercial | Smart Thermostat | N | Schools K-12 | New | 0.51539 | 0.31235 | 1.65 | 0 | 0 | 0 | Fail RIM | [11 empty] | Commercial | Efficient Motor Belts | N | Offices | Existing | 0.073995 | 0.34038 | 0.21739 | 0 | 0 | 0 | Fail TRC
[12 empty] | Commercial | Smart Thermostat | N | Warehouse | New | 0.16541 | 0.31235 | 0.52957 | 0 | 0 | 0 | Fail RIM | [11 empty] | Commercial | Efficient Motor Belts | N | Restaurants | Existing | 0.075533 | 0.34759 | 0.21731 | 0 | 0 | 0 | Fail TRC
[12 empty] | Commercial | Thermal Energy Storage | N | Assembly | Existing | 0.22392 | -1.817 | -0.12324 | 0 | 0 | 0 | Fail RIM | [11 empty] | Commercial | Efficient Motor Belts | N | Retail | Existing | 0.073995 | 0.34038 | 0.21739 | 0 | 0 | 0 | Fail TRC
[12 empty] | Commercial | Thermal Energy Storage | N | College and University | Existing | 0.2209 | -1.7925 | -0.12324 | 0 | 0 | 0 | Fail RIM | [11 empty] | Commercial | Efficient Motor Belts | N | Schools K-12 | Existing | 0.075533 | 0.34759 | 0.21731 | 0 | 0 | 0 | Fail TRC
[12 empty] | Commercial | Thermal Energy Storage | N | Grocery | Existing | 0.22392 | -1.817 | -0.12324 | 0 | 0 | 0 | Fail RIM | [11 empty] | Commercial | Efficient Motor Belts | N | Warehouse | Existing | 0.073995 | 0.34038 | 0.21739 | 0 | 0 | 0 | Fail TRC
[12 empty] | Commercial | Thermal Energy Storage | N | Healthcare | Existing | 0.22392 | -1.817 | -0.12324 | 0 | 0 | 0 | Fail RIM | [11 empty] | Commercial | Efficient Motor Belts | N | Assembly | New | 0.073995 | 0.34038 | 0.21739 | 0 | 0 | 0 | Fail TRC
[12 empty] | Commercial | Thermal Energy Storage | N | Hospitals | Existing | 0.2209 | -1.7925 | -0.12324 | 0 | 0 | 0 | Fail RIM | [11 empty] | Commercial | Efficient Motor Belts | N | College and University | New | 0.075533 | 0.34759 | 0.21731 | 0 | 0 | 0 | Fail TRC
[12 empty] | Commercial | Thermal Energy Storage | N | Institutional | Existing | 0.22392 | -1.817 | -0.12324 | 0 | 0 | 0 | Fail RIM | [11 empty] | Commercial | Efficient Motor Belts | N | Grocery | New | 0.073995 | 0.34038 | 0.21739 | 0 | 0 | 0 | Fail TRC
[12 empty] | Commercial | Thermal Energy Storage | N | Lodging/Hospitality | Existing | 0.22392 | -1.817 | -0.12324 | 0 | 0 | 0 | Fail RIM | [11 empty] | Commercial | Efficient Motor Belts | N | Healthcare | New | 0.075533 | 0.34759 | 0.21731 | 0 | 0 | 0 | Fail TRC
[12 empty] | Commercial | Thermal Energy Storage | N | Miscellaneous | Existing | 0.22392 | -1.817 | -0.12324 | 0 | 0 | 0 | Fail RIM | [11 empty] | Commercial | Efficient Motor Belts | N | Hospitals | New | 0.075533 | 0.34759 | 0.21731 | 0 | 0 | 0 | Fail TRC
[12 empty] | Commercial | Thermal Energy Storage | N | Offices | Existing | 0.22392 | -1.817 | -0.12324 | 0 | 0 | 0 | Fail RIM | [11 empty] | Commercial | Efficient Motor Belts | N | Institutional | New | 0.073995 | 0.34038 | 0.21739 | 0 | 0 | 0 | Fail TRC
[12 empty] | Commercial | Thermal Energy Storage | N | Restaurants | Existing | 0.22392 | -1.817 | -0.12324 | 0 | 0 | 0 | Fail RIM | [11 empty] | Commercial | Efficient Motor Belts | N | Lodging/Hospitality | New | 0.075533 | 0.34759 | 0.21731 | 0 | 0 | 0 | Fail TRC
[12 empty] | Commercial | Thermal Energy Storage | N | Retail | Existing | 0.22392 | -1.817 | -0.12324 | 0 | 0 | 0 | Fail RIM | [11 empty] | Commercial | Efficient Motor Belts | N | Miscellaneous | New | 0.073995 | 0.34038 | 0.21739 | 0 | 0 | 0 | Fail TRC
[12 empty] | Commercial | Thermal Energy Storage | N | Schools K-12 | Existing | 0.22392 | -1.817 | -0.12324 | 0 | 0 | 0 | Fail RIM | [11 empty] | Commercial | Efficient Motor Belts | N | Offices | New | 0.073995 | 0.34038 | 0.21739 | 0 | 0 | 0 | Fail TRC
[12 empty] | Commercial | Thermal Energy Storage | N | Warehouse | Existing | 0.22392 | -1.817 | -0.12324 | 0 | 0 | 0 | Fail RIM | [11 empty] | Commercial | Efficient Motor Belts | N | Restaurants | New | 0.075533 | 0.34759 | 0.21731 | 0 | 0 | 0 | Fail TRC
[12 empty] | Commercial | Thermal Energy Storage | N | Assembly | New | 0.22392 | -1.817 | -0.12324 | 0 | 0 | 0 | Fail RIM | [11 empty] | Commercial | Efficient Motor Belts | N | Retail | New | 0.073995 | 0.34038 | 0.21739 | 0 | 0 | 0 | Fail TRC
[12 empty] | Commercial | Thermal Energy Storage | N | College and University | New | 0.2209 | -1.7925 | -0.12324 | 0 | 0 | 0 | Fail RIM | [11 empty] | Commercial | Efficient Motor Belts | N | Schools K-12 | New | 0.075533 | 0.34759 | 0.21731 | 0 | 0 | 0 | Fail TRC
[12 empty] | Commercial | Thermal Energy Storage | N | Grocery | New | 0.22392 | -1.817 | -0.12324 | 0 | 0 | 0 | Fail RIM | [11 empty] | Commercial | Efficient Motor Belts | N | Warehouse | New | 0.073995 | 0.34038 | 0.21739 | 0 | 0 | 0 | Fail TRC
[12 empty] | Commercial | Thermal Energy Storage | N | Healthcare | New | 0.22392 | -1.817 | -0.12324 | 0 | 0 | 0 | Fail RIM | [11 empty] | Commercial | Engine Block Timer | N | Assembly | Existing | 0.53294 | 0.30593 | 1.7421 | 0 | 0 | 0 | Fail TRC
[12 empty] | Commercial | Thermal Energy Storage | N | Hospitals | New | 0.2209 | -1.7925 | -0.12324 | 0 | 0 | 0 | Fail RIM | [11 empty] | Commercial | Engine Block Timer | N | College and University | Existing | 0.60562 | 0.34549 | 1.7529 | 0 | 0 | 0 | Fail TRC
[12 empty] | Commercial | Thermal Energy Storage | N | Institutional | New | 0.22392 | -1.817 | -0.12324 | 0 | 0 | 0 | Fail RIM | [11 empty] | Commercial | Engine Block Timer | N | Grocery | Existing | 0.53294 | 0.30593 | 1.7421 | 0 | 0 | 0 | Fail TRC
[12 empty] | Commercial | Thermal Energy Storage | N | Lodging/Hospitality | New | 0.22392 | -1.817 | -0.12324 | 0 | 0 | 0 | Fail RIM | [11 empty] | Commercial | Engine Block Timer | N | Healthcare | Existing | 0.53294 | 0.30593 | 1.7421 | 0 | 0 | 0 | Fail TRC
[12 empty] | Commercial | Thermal Energy Storage | N | Miscellaneous | New | 0.22392 | -1.817 | -0.12324 | 0 | 0 | 0 | Fail RIM | [11 empty] | Commercial | Engine Block Timer | N | Hospitals | Existing | 0.60562 | 0.34549 | 1.7529 | 0 | 0 | 0 | Fail TRC
[12 empty] | Commercial | Thermal Energy Storage | N | Offices | New | 0.22392 | -1.817 | -0.12324 | 0 | 0 | 0 | Fail RIM | [11 empty] | Commercial | Engine Block Timer | N | Institutional | Existing | 0.55318 | 0.31679 | 1.7462 | 0 | 0 | 0 | Fail TRC
[12 empty] | Commercial | Thermal Energy Storage | N | Restaurants | New | 0.22392 | -1.817 | -0.12324 | 0 | 0 | 0 | Fail RIM | [11 empty] | Commercial | Engine Block Timer | N | Lodging/Hospitality | Existing | 0.53294 | 0.30593 | 1.7421 | 0 | 0 | 0 | Fail TRC
[12 empty] | Commercial | Thermal Energy Storage | N | Retail | New | 0.22392 | -1.817 | -0.12324 | 0 | 0 | 0 | Fail RIM | [11 empty] | Commercial | Engine Block Timer | N | Miscellaneous | Existing | 0.55318 | 0.31679 | 1.7462 | 0 | 0 | 0 | Fail TRC
[12 empty] | Commercial | Thermal Energy Storage | N | Schools K-12 | New | 0.22392 | -1.817 | -0.12324 | 0 | 0 | 0 | Fail RIM | [11 empty] | Commercial | Engine Block Timer | N | Offices | Existing | 0.55318 | 0.31679 | 1.7462 | 0 | 0 | 0 | Fail TRC
[12 empty] | Commercial | Thermal Energy Storage | N | Warehouse | New | 0.22392 | -1.817 | -0.12324 | 0 | 0 | 0 | Fail RIM | [11 empty] | Commercial | Engine Block Timer | N | Restaurants | Existing | 0.55318 | 0.31679 | 1.7462 | 0 | 0 | 0 | Fail TRC
[12 empty] | Commercial | Wall Insulation | N | Assembly | Existing | 0.919 | 0.32445 | 2.8325 | 0 | 0 | 0 | Fail RIM | [11 empty] | Commercial | Engine Block Timer | N | Retail | Existing | 0.55318 | 0.31679 | 1.7462 | 0 | 0 | 0 | Fail TRC
[12 empty] | Commercial | Wall Insulation | N | College and University | Existing | 1.1211 | 0.39962 | 2.8053 | 0 | 0 | 0 | Fail RIM | [11 empty] | Commercial | Engine Block Timer | N | Schools K-12 | Existing | 0.55318 | 0.31679 | 1.7462 | 0 | 0 | 0 | Fail TRC
[12 empty] | Commercial | Wall Insulation | N | Grocery | Existing | 1.005 | 0.35675 | 2.817 | 0 | 0 | 0 | Fail RIM | [11 empty] | Commercial | Engine Block Timer | N | Warehouse | Existing | 0.55318 | 0.31679 | 1.7462 | 0 | 0 | 0 | Fail TRC
[12 empty] | Commercial | Wall Insulation | N | Healthcare | Existing | 0.87985 | 0.32445 | 2.7118 | 0 | 0 | 0 | Fail RIM | [11 empty] | Commercial | Engine Block Timer | N | Assembly | New | 0.53294 | 0.30593 | 1.7421 | 0 | 0 | 0 | Fail TRC
[12 empty] | Commercial | Wall Insulation | N | Hospitals | Existing | 1.1375 | 0.39962 | 2.8463 | 0 | 0 | 0 | Fail RIM | [11 empty] | Commercial | Engine Block Timer | N | College and University | New | 0.60562 | 0.34549 | 1.7529 | 0 | 0 | 0 | Fail TRC
[12 empty] | Commercial | Wall Insulation | N | Institutional | Existing | 0.89257 | 0.32445 | 2.751 | 0 | 0 | 0 | Fail RIM | [11 empty] | Commercial | Engine Block Timer | N | Grocery | New | 0.53294 | 0.30593 | 1.7421 | 0 | 0 | 0 | Fail TRC
[12 empty] | Commercial | Wall Insulation | N | Lodging/Hospitality | Existing | 1.1211 | 0.39962 | 2.8053 | 0 | 0 | 0 | Fail RIM | [11 empty] | Commercial | Engine Block Timer | N | Healthcare | New | 0.53294 | 0.30593 | 1.7421 | 0 | 0 | 0 | Fail TRC
[12 empty] | Commercial | Wall Insulation | N | Miscellaneous | Existing | 0.90561 | 0.32445 | 2.7912 | 0 | 0 | 0 | Fail RIM | [11 empty] | Commercial | Engine Block Timer | N | Hospitals | New | 0.60562 | 0.34549 | 1.7529 | 0 | 0 | 0 | Fail TRC
[12 empty] | Commercial | Wall Insulation | N | Offices | Existing | 0.90561 | 0.32445 | 2.7912 | 0 | 0 | 0 | Fail RIM | [11 empty] | Commercial | Engine Block Timer | N | Institutional | New | 0.55318 | 0.31679 | 1.7462 | 0 | 0 | 0 | Fail TRC
[12 empty] | Commercial | Wall Insulation | N | Restaurants | Existing | 1.0198 | 0.35675 | 2.8586 | 0 | 0 | 0 | Fail RIM | [11 empty] | Commercial | Engine Block Timer | N | Lodging/Hospitality | New | 0.53294 | 0.30593 | 1.7421 | 0 | 0 | 0 | Fail TRC
[12 empty] | Commercial | Wall Insulation | N | Retail | Existing | 1.005 | 0.35675 | 2.817 | 0 | 0 | 0 | Fail RIM | [11 empty] | Commercial | Engine Block Timer | N | Miscellaneous | New | 0.55318 | 0.31679 | 1.7462 | 0 | 0 | 0 | Fail TRC
[12 empty] | Commercial | Wall Insulation | N | Schools K-12 | Existing | 0.93274 | 0.32445 | 2.8748 | 0 | 0 | 0 | Fail RIM | [11 empty] | Commercial | Engine Block Timer | N | Offices | New | 0.55318 | 0.31679 | 1.7462 | 0 | 0 | 0 | Fail TRC
[12 empty] | Commercial | Wall Insulation | N | Warehouse | Existing | 0.98112 | 0.34477 | 2.8458 | 0 | 0 | 0 | Fail RIM | [11 empty] | Commercial | Engine Block Timer | N | Restaurants | New | 0.55318 | 0.31679 | 1.7462 | 0 | 0 | 0 | Fail TRC
[12 empty] | Commercial | Wall Insulation | N | Assembly | New | 0 | 0 | 0 | 0 | 0 | 0 | Fail RIM | [11 empty] | Commercial | Engine Block Timer | N | Retail | New | 0.55318 | 0.31679 | 1.7462 | 0 | 0 | 0 | Fail TRC
[12 empty] | Commercial | Wall Insulation | N | College and University | New | 0 | 0 | 0 | 0 | 0 | 0 | Fail RIM | [11 empty] | Commercial | Engine Block Timer | N | Schools K-12 | New | 0.55318 | 0.31679 | 1.7462 | 0 | 0 | 0 | Fail TRC
[12 empty] | Commercial | Wall Insulation | N | Grocery | New | 0 | 0 | 0 | 0 | 0 | 0 | Fail RIM | [11 empty] | Commercial | Engine Block Timer | N | Warehouse | New | 0.55318 | 0.31679 | 1.7462 | 0 | 0 | 0 | Fail TRC
[12 empty] | Commercial | Wall Insulation | N | Healthcare | New | 0 | 0 | 0 | 0 | 0 | 0 | Fail RIM | [11 empty] | Commercial | Regenerative Drive Elevator Motor | N | Assembly | Existing | 0.073724 | 0.33614 | 0.21933 | 0 | 0 | 0 | Fail TRC
[12 empty] | Commercial | Wall Insulation | N | Hospitals | New | 0 | 0 | 0 | 0 | 0 | 0 | Fail RIM | [11 empty] | Commercial | Regenerative Drive Elevator Motor | N | College and University | Existing | 0.075687 | 0.34525 | 0.21922 | 0 | 0 | 0 | Fail TRC
[12 empty] | Commercial | Wall Insulation | N | Institutional | New | 0 | 0 | 0 | 0 | 0 | 0 | Fail RIM | [11 empty] | Commercial | Regenerative Drive Elevator Motor | N | Grocery | Existing | 0.073724 | 0.33614 | 0.21933 | 0 | 0 | 0 | Fail TRC
[12 empty] | Commercial | Wall Insulation | N | Lodging/Hospitality | New | 0 | 0 | 0 | 0 | 0 | 0 | Fail RIM | [11 empty] | Commercial | Regenerative Drive Elevator Motor | N | Healthcare | Existing | 0.075687 | 0.34525 | 0.21922 | 0 | 0 | 0 | Fail TRC
[12 empty] | Commercial | Wall Insulation | N | Miscellaneous | New | 0 | 0 | 0 | 0 | 0 | 0 | Fail RIM | [11 empty] | Commercial | Regenerative Drive Elevator Motor | N | Hospitals | Existing | 0.075687 | 0.34525 | 0.21922 | 0 | 0 | 0 | Fail TRC
[12 empty] | Commercial | Wall Insulation | N | Offices | New | 0 | 0 | 0 | 0 | 0 | 0 | Fail RIM | [11 empty] | Commercial | Regenerative Drive Elevator Motor | N | Institutional | Existing | 0.073724 | 0.33614 | 0.21933 | 0 | 0 | 0 | Fail TRC
[12 empty] | Commercial | Wall Insulation | N | Restaurants | New | 0 | 0 | 0 | 0 | 0 | 0 | Fail RIM | [11 empty] | Commercial | Regenerative Drive Elevator Motor | N | Lodging/Hospitality | Existing | 0.075687 | 0.34525 | 0.21922 | 0 | 0 | 0 | Fail TRC
[12 empty] | Commercial | Wall Insulation | N | Retail | New | 0 | 0 | 0 | 0 | 0 | 0 | Fail RIM | [11 empty] | Commercial | Regenerative Drive Elevator Motor | N | Miscellaneous | Existing | 0.073724 | 0.33614 | 0.21933 | 0 | 0 | 0 | Fail TRC
[12 empty] | Commercial | Wall Insulation | N | Schools K-12 | New | 0 | 0 | 0 | 0 | 0 | 0 | Fail RIM | [11 empty] | Commercial | Regenerative Drive Elevator Motor | N | Offices | Existing | 0.073724 | 0.33614 | 0.21933 | 0 | 0 | 0 | Fail TRC
[12 empty] | Commercial | Wall Insulation | N | Warehouse | New | 0 | 0 | 0 | 0 | 0 | 0 | Fail RIM | [11 empty] | Commercial | Regenerative Drive Elevator Motor | N | Restaurants | Existing | 0.075687 | 0.34525 | 0.21922 | 0 | 0 | 0 | Fail TRC
[12 empty] | Commercial | Warehouse Loading Dock Seals | N | Assembly | Existing | 0.10674 | 0.34614 | 0.30837 | 0 | 0 | 0 | Fail RIM | [11 empty] | Commercial | Regenerative Drive Elevator Motor | N | Retail | Existing | 0.073724 | 0.33614 | 0.21933 | 0 | 0 | 0 | Fail TRC
[12 empty] | Commercial | Warehouse Loading Dock Seals | N | College and University | Existing | 0.05214 | 0.34614 | 0.15063 | 0 | 0 | 0 | Fail RIM | [11 empty] | Commercial | Regenerative Drive Elevator Motor | N | Schools K-12 | Existing | 0.075687 | 0.34525 | 0.21922 | 0 | 0 | 0 | Fail TRC
[12 empty] | Commercial | Warehouse Loading Dock Seals | N | Grocery | Existing | 0.36297 | 0.34614 | 1.0486 | 0 | 0 | 0 | Fail RIM | [11 empty] | Commercial | Regenerative Drive Elevator Motor | N | Warehouse | Existing | 0.073724 | 0.33614 | 0.21933 | 0 | 0 | 0 | Fail TRC
[12 empty] | Commercial | Warehouse Loading Dock Seals | N | Healthcare | Existing | 0.10114 | 0.34614 | 0.2922 | 0 | 0 | 0 | Fail RIM | [11 empty] | Commercial | Regenerative Drive Elevator Motor | N | Assembly | New | 0.073724 | 0.33614 | 0.21933 | 0 | 0 | 0 | Fail TRC
[12 empty] | Commercial | Warehouse Loading Dock Seals | N | Hospitals | Existing | 0.052318 | 0.34614 | 0.15115 | 0 | 0 | 0 | Fail RIM | [11 empty] | Commercial | Regenerative Drive Elevator Motor | N | College and University | New | 0.075687 | 0.34525 | 0.21922 | 0 | 0 | 0 | Fail TRC
[12 empty] | Commercial | Warehouse Loading Dock Seals | N | Institutional | Existing | 0.32641 | 0.34614 | 0.94302 | 0 | 0 | 0 | Fail RIM | [11 empty] | Commercial | Regenerative Drive Elevator Motor | N | Grocery | New | 0.073724 | 0.33614 | 0.21933 | 0 | 0 | 0 | Fail TRC
[12 empty] | Commercial | Warehouse Loading Dock Seals | N | Lodging/Hospitality | Existing | 0.24555 | 0.34614 | 0.7094 | 0 | 0 | 0 | Fail RIM | [11 empty] | Commercial | Regenerative Drive Elevator Motor | N | Healthcare | New | 0.075687 | 0.34525 | 0.21922 | 0 | 0 | 0 | Fail TRC
[12 empty] | Commercial | Warehouse Loading Dock Seals | N | Miscellaneous | Existing | 0.065245 | 0.34614 | 0.1885 | 0 | 0 | 0 | Fail RIM | [11 empty] | Commercial | Regenerative Drive Elevator Motor | N | Hospitals | New | 0.075687 | 0.34525 | 0.21922 | 0 | 0 | 0 | Fail TRC
[12 empty] | Commercial | Warehouse Loading Dock Seals | N | Offices | Existing | 0.47371 | 0.34614 | 1.3685 | 0 | 0 | 0 | Fail RIM | [11 empty] | Commercial | Regenerative Drive Elevator Motor | N | Institutional | New | 0.073724 | 0.33614 | 0.21933 | 0 | 0 | 0 | Fail TRC
[12 empty] | Commercial | Warehouse Loading Dock Seals | N | Restaurants | Existing | 0.35219 | 0.34614 | 1.0175 | 0 | 0 | 0 | Fail RIM | [11 empty] | Commercial | Regenerative Drive Elevator Motor | N | Lodging/Hospitality | New | 0.075687 | 0.34525 | 0.21922 | 0 | 0 | 0 | Fail TRC
[12 empty] | Commercial | Warehouse Loading Dock Seals | N | Retail | Existing | 0.15385 | 0.34614 | 0.44448 | 0 | 0 | 0 | Fail RIM | [11 empty] | Commercial | Regenerative Drive Elevator Motor | N | Miscellaneous | New | 0.073724 | 0.33614 | 0.21933 | 0 | 0 | 0 | Fail TRC
[12 empty] | Commercial | Warehouse Loading Dock Seals | N | Schools K-12 | Existing | 0.035136 | 0.34614 | 0.10151 | 0 | 0 | 0 | Fail RIM | [11 empty] | Commercial | Regenerative Drive Elevator Motor | N | Offices | New | 0.073724 | 0.33614 | 0.21933 | 0 | 0 | 0 | Fail TRC
[12 empty] | Commercial | Warehouse Loading Dock Seals | N | Warehouse | Existing | 0.097161 | 0.34614 | 0.2807 | 0 | 0 | 0 | Fail RIM | [11 empty] | Commercial | Regenerative Drive Elevator Motor | N | Restaurants | New | 0.075687 | 0.34525 | 0.21922 | 0 | 0 | 0 | Fail TRC
[12 empty] | Commercial | Warehouse Loading Dock Seals | N | Assembly | New | 0.1051 | 0.34614 | 0.30363 | 0 | 0 | 0 | Fail RIM | [11 empty] | Commercial | Regenerative Drive Elevator Motor | N | Retail | New | 0.073724 | 0.33614 | 0.21933 | 0 | 0 | 0 | Fail TRC
[12 empty] | Commercial | Warehouse Loading Dock Seals | N | College and University | New | 0.051339 | 0.34614 | 0.14832 | 0 | 0 | 0 | Fail RIM | [11 empty] | Commercial | Regenerative Drive Elevator Motor | N | Schools K-12 | New | 0.075687 | 0.34525 | 0.21922 | 0 | 0 | 0 | Fail TRC
[12 empty] | Commercial | Warehouse Loading Dock Seals | N | Grocery | New | 0.3574 | 0.34614 | 1.0325 | 0 | 0 | 0 | Fail RIM | [11 empty] | Commercial | Regenerative Drive Elevator Motor | N | Warehouse | New | 0.073724 | 0.33614 | 0.21933 | 0 | 0 | 0 | Fail TRC
[12 empty] | Commercial | Warehouse Loading Dock Seals | N | Healthcare | New | 0.099588 | 0.34614 | 0.28771 | 0 | 0 | 0 | Fail RIM | [11 empty] | Commercial | Network PC Power Management | N | Assembly | Existing | 0.80661 | 0.36388 | 2.2167 | 0 | 0 | 0 | Fail TRC
[12 empty] | Commercial | Warehouse Loading Dock Seals | N | Hospitals | New | 0.051515 | 0.34614 | 0.14883 | 0 | 0 | 0 | Fail RIM | [11 empty] | Commercial | Network PC Power Management | N | College and University | Existing | 0.77841 | 0.3465 | 2.2465 | 0 | 0 | 0 | Fail TRC
[12 empty] | Commercial | Warehouse Loading Dock Seals | N | Institutional | New | 0.3214 | 0.34614 | 0.92854 | 0 | 0 | 0 | Fail RIM | [11 empty] | Commercial | Network PC Power Management | N | Grocery | Existing | 0.7841 | 0.35379 | 2.2163 | 0 | 0 | 0 | Fail TRC
[12 empty] | Commercial | Warehouse Loading Dock Seals | N | Lodging/Hospitality | New | 0.24178 | 0.34614 | 0.69851 | 0 | 0 | 0 | Fail RIM | [11 empty] | Commercial | Network PC Power Management | N | Healthcare | Existing | 0.79116 | 0.35379 | 2.2363 | 0 | 0 | 0 | Fail TRC
[12 empty] | Commercial | Warehouse Loading Dock Seals | N | Miscellaneous | New | 0.064244 | 0.34614 | 0.1856 | 0 | 0 | 0 | Fail RIM | [11 empty] | Commercial | Network PC Power Management | N | Hospitals | Existing | 0.78598 | 0.3465 | 2.2684 | 0 | 0 | 0 | Fail TRC
[12 empty] | Commercial | Warehouse Loading Dock Seals | N | Offices | New | 0.46644 | 0.34614 | 1.3475 | 0 | 0 | 0 | Fail RIM | [11 empty] | Commercial | Network PC Power Management | N | Institutional | Existing | 0.80474 | 0.36388 | 2.2115 | 0 | 0 | 0 | Fail TRC
[12 empty] | Commercial | Warehouse Loading Dock Seals | N | Restaurants | New | 0.34679 | 0.34614 | 1.0019 | 0 | 0 | 0 | Fail RIM | [11 empty] | Commercial | Network PC Power Management | N | Lodging/Hospitality | Existing | 0.79172 | 0.35379 | 2.2378 | 0 | 0 | 0 | Fail TRC
[12 empty] | Commercial | Warehouse Loading Dock Seals | N | Retail | New | 0.15149 | 0.34614 | 0.43766 | 0 | 0 | 0 | Fail RIM | [11 empty] | Commercial | Network PC Power Management | N | Miscellaneous | Existing | 0.82587 | 0.36388 | 2.2696 | 0 | 0 | 0 | Fail TRC
[12 empty] | Commercial | Warehouse Loading Dock Seals | N | Schools K-12 | New | 0.034597 | 0.34614 | 0.099952 | 0 | 0 | 0 | Fail RIM | [11 empty] | Commercial | Network PC Power Management | N | Offices | Existing | 0.79305 | 0.35379 | 2.2416 | 0 | 0 | 0 | Fail TRC
[12 empty] | Commercial | Warehouse Loading Dock Seals | N | Warehouse | New | 0.09567 | 0.34614 | 0.27639 | 0 | 0 | 0 | Fail RIM | [11 empty] | Commercial | Network PC Power Management | N | Restaurants | Existing | 0.8166 | 0.36388 | 2.2441 | 0 | 0 | 0 | Fail TRC
[12 empty] | Commercial | Water Cooled Refrigeration Heat Recovery | N | Assembly | Existing | 0.0253 | 0.30259 | 0.083612 | 0 | 0 | 0 | Fail RIM | [11 empty] | Commercial | Network PC Power Management | N | Retail | Existing | 0.77835 | 0.35379 | 2.2001 | 0 | 0 | 0 | Fail TRC
[12 empty] | Commercial | Water Cooled Refrigeration Heat Recovery | N | College and University | Existing | 0.03927 | 0.30991 | 0.12671 | 0 | 0 | 0 | Fail RIM | [11 empty] | Commercial | Network PC Power Management | N | Schools K-12 | Existing | 0.79699 | 0.35379 | 2.2527 | 0 | 0 | 0 | Fail TRC
[12 empty] | Commercial | Water Cooled Refrigeration Heat Recovery | N | Grocery | Existing | 0.24909 | 0.30259 | 0.82318 | 0 | 0 | 0 | Fail RIM | [11 empty] | Commercial | Network PC Power Management | N | Warehouse | Existing | 0.65279 | 0.36388 | 1.794 | 0 | 0 | 0 | Fail TRC
[12 empty] | Commercial | Water Cooled Refrigeration Heat Recovery | N | Healthcare | Existing | 0.10428 | 0.30991 | 0.33647 | 0 | 0 | 0 | Fail RIM | [11 empty] | Commercial | Network PC Power Management | N | Assembly | New | 0.80661 | 0.36388 | 2.2167 | 0 | 0 | 0 | Fail TRC
[12 empty] | Commercial | Water Cooled Refrigeration Heat Recovery | N | Hospitals | Existing | 0.10428 | 0.30991 | 0.33647 | 0 | 0 | 0 | Fail RIM | [11 empty] | Commercial | Network PC Power Management | N | College and University | New | 0.77841 | 0.3465 | 2.2465 | 0 | 0 | 0 | Fail TRC
[12 empty] | Commercial | Water Cooled Refrigeration Heat Recovery | N | Institutional | Existing | 0.11479 | 0.30259 | 0.37936 | 0 | 0 | 0 | Fail RIM | [11 empty] | Commercial | Network PC Power Management | N | Grocery | New | 0.7841 | 0.35379 | 2.2163 | 0 | 0 | 0 | Fail TRC
[12 empty] | Commercial | Water Cooled Refrigeration Heat Recovery | N | Lodging/Hospitality | Existing | 0.058857 | 0.30991 | 0.18991 | 0 | 0 | 0 | Fail RIM | [11 empty] | Commercial | Network PC Power Management | N | Healthcare | New | 0.79116 | 0.35379 | 2.2363 | 0 | 0 | 0 | Fail TRC
[12 empty] | Commercial | Water Cooled Refrigeration Heat Recovery | N | Miscellaneous | Existing | 0.73621 | 0.30259 | 2.433 | 0 | 0 | 0 | Fail RIM | [11 empty] | Commercial | Network PC Power Management | N | Hospitals | New | 0.78598 | 0.3465 | 2.2684 | 0 | 0 | 0 | Fail TRC
[12 empty] | Commercial | Water Cooled Refrigeration Heat Recovery | N | Offices | Existing | 0.10505 | 0.30259 | 0.34717 | 0 | 0 | 0 | Fail RIM | [11 empty] | Commercial | Network PC Power Management | N | Institutional | New | 0.80474 | 0.36388 | 2.2115 | 0 | 0 | 0 | Fail TRC
[12 empty] | Commercial | Water Cooled Refrigeration Heat Recovery | N | Restaurants | Existing | 0.24657 | 0.30991 | 0.7956 | 0 | 0 | 0 | Fail RIM | [11 empty] | Commercial | Network PC Power Management | N | Lodging/Hospitality | New | 0.79172 | 0.35379 | 2.2378 | 0 | 0 | 0 | Fail TRC
[12 empty] | Commercial | Water Cooled Refrigeration Heat Recovery | N | Retail | Existing | 0.046675 | 0.30259 | 0.15425 | 0 | 0 | 0 | Fail RIM | [11 empty] | Commercial | Network PC Power Management | N | Miscellaneous | New | 0.82587 | 0.36388 | 2.2696 | 0 | 0 | 0 | Fail TRC
[12 empty] | Commercial | Water Cooled Refrigeration Heat Recovery | N | Schools K-12 | Existing | 0.03927 | 0.30991 | 0.12671 | 0 | 0 | 0 | Fail RIM | [11 empty] | Commercial | Network PC Power Management | N | Offices | New | 0.79305 | 0.35379 | 2.2416 | 0 | 0 | 0 | Fail TRC
[12 empty] | Commercial | Water Cooled Refrigeration Heat Recovery | N | Warehouse | Existing | 0.012344 | 0.30259 | 0.040795 | 0 | 0 | 0 | Fail RIM | [11 empty] | Commercial | Network PC Power Management | N | Restaurants | New | 0.8166 | 0.36388 | 2.2441 | 0 | 0 | 0 | Fail TRC
[12 empty] | Commercial | Water Cooled Refrigeration Heat Recovery | N | Assembly | New | 0.0253 | 0.30259 | 0.083612 | 0 | 0 | 0 | Fail RIM | [11 empty] | Commercial | Network PC Power Management | N | Retail | New | 0.77835 | 0.35379 | 2.2001 | 0 | 0 | 0 | Fail TRC
[12 empty] | Commercial | Water Cooled Refrigeration Heat Recovery | N | College and University | New | 0.03927 | 0.30991 | 0.12671 | 0 | 0 | 0 | Fail RIM | [11 empty] | Commercial | Network PC Power Management | N | Schools K-12 | New | 0.79699 | 0.35379 | 2.2527 | 0 | 0 | 0 | Fail TRC
[12 empty] | Commercial | Water Cooled Refrigeration Heat Recovery | N | Grocery | New | 0.24909 | 0.30259 | 0.82318 | 0 | 0 | 0 | Fail RIM | [11 empty] | Commercial | Network PC Power Management | N | Warehouse | New | 0.65279 | 0.36388 | 1.794 | 0 | 0 | 0 | Fail TRC
[12 empty] | Commercial | Water Cooled Refrigeration Heat Recovery | N | Healthcare | New | 0.10428 | 0.30991 | 0.33647 | 0 | 0 | 0 | Fail RIM | [11 empty] | Commercial | Smart Strip Plug Outlet | N | Assembly | Existing | 0.89214 | 0.36342 | 2.4549 | 0 | 0 | 0 | Fail TRC
[12 empty] | Commercial | Water Cooled Refrigeration Heat Recovery | N | Hospitals | New | 0.10428 | 0.30991 | 0.33647 | 0 | 0 | 0 | Fail RIM | [11 empty] | Commercial | Smart Strip Plug Outlet | N | College and University | Existing | 1.1401 | 0.35347 | 3.2253 | 0 | 0 | 0 | Fail 2-year Threshold
[12 empty] | Commercial | Water Cooled Refrigeration Heat Recovery | N | Institutional | New | 0.11479 | 0.30259 | 0.37936 | 0 | 0 | 0 | Fail RIM | [11 empty] | Commercial | Smart Strip Plug Outlet | N | Grocery | Existing | 1.1042 | 0.35347 | 3.1239 | 0 | 0 | 0 | Fail 2-year Threshold
[12 empty] | Commercial | Water Cooled Refrigeration Heat Recovery | N | Lodging/Hospitality | New | 0.058857 | 0.30991 | 0.18991 | 0 | 0 | 0 | Fail RIM | [11 empty] | Commercial | Smart Strip Plug Outlet | N | Healthcare | Existing | 1.5518 | 0.35347 | 4.3903 | 0 | 0 | 0 | Fail 2-year Threshold
[12 empty] | Commercial | Water Cooled Refrigeration Heat Recovery | N | Miscellaneous | New | 0.73621 | 0.30259 | 2.433 | 0 | 0 | 0 | Fail RIM | [11 empty] | Commercial | Smart Strip Plug Outlet | N | Hospitals | Existing | 1.7015 | 0.35347 | 4.8136 | 0 | 0 | 0 | Fail 2-year Threshold
[12 empty] | Commercial | Water Cooled Refrigeration Heat Recovery | N | Offices | New | 0.10505 | 0.30259 | 0.34717 | 0 | 0 | 0 | Fail RIM | [11 empty] | Commercial | Smart Strip Plug Outlet | N | Institutional | Existing | 1.4565 | 0.36342 | 4.0078 | 0 | 0 | 0 | Fail 2-year Threshold
[12 empty] | Commercial | Water Cooled Refrigeration Heat Recovery | N | Restaurants | New | 0.24657 | 0.30991 | 0.7956 | 0 | 0 | 0 | Fail RIM | [11 empty] | Commercial | Smart Strip Plug Outlet | N | Lodging/Hospitality | Existing | 1.2742 | 0.35347 | 3.6048 | 0 | 0 | 0 | Fail 2-year Threshold
[12 empty] | Commercial | Water Cooled Refrigeration Heat Recovery | N | Retail | New | 0.046675 | 0.30259 | 0.15425 | 0 | 0 | 0 | Fail RIM | [11 empty] | Commercial | Smart Strip Plug Outlet | N | Miscellaneous | Existing | 1.7778 | 0.36342 | 4.892 | 0 | 0 | 0 | Fail 2-year Threshold
[12 empty] | Commercial | Water Cooled Refrigeration Heat Recovery | N | Schools K-12 | New | 0.03927 | 0.30991 | 0.12671 | 0 | 0 | 0 | Fail RIM | [11 empty] | Commercial | Smart Strip Plug Outlet | N | Offices | Existing | 1.0769 | 0.35347 | 3.0467 | 0 | 0 | 0 | Fail 2-year Threshold
[12 empty] | Commercial | Water Cooled Refrigeration Heat Recovery | N | Warehouse | New | 0.012344 | 0.30259 | 0.040795 | 0 | 0 | 0 | Fail RIM | [11 empty] | Commercial | Smart Strip Plug Outlet | N | Restaurants | Existing | 1.0674 | 0.36342 | 2.9372 | 0 | 0 | 0 | Fail 2-year Threshold
[12 empty] | Commercial | Waterside Economizer | N | Assembly | Existing | 0.019198 | 0.38761 | 0.049528 | 0 | 0 | 0 | Fail RIM | [11 empty] | Commercial | Smart Strip Plug Outlet | N | Retail | Existing | 0.46976 | 0.35347 | 1.329 | 0 | 0 | 0 | Fail TRC
[12 empty] | Commercial | Waterside Economizer | N | College and University | Existing | 0.021298 | 0.38761 | 0.054947 | 0 | 0 | 0 | Fail RIM | [11 empty] | Commercial | Smart Strip Plug Outlet | N | Schools K-12 | Existing | 1.5633 | 0.35347 | 4.4227 | 0 | 0 | 0 | Fail 2-year Threshold
[12 empty] | Commercial | Waterside Economizer | N | Grocery | Existing | 0.010605 | 0.38761 | 0.02736 | 0 | 0 | 0 | Fail RIM | [11 empty] | Commercial | Smart Strip Plug Outlet | N | Warehouse | Existing | 0.13128 | 0.36342 | 0.36122 | 0 | 0 | 0 | Fail TRC
[12 empty] | Commercial | Waterside Economizer | N | Healthcare | Existing | 0.041774 | 0.38761 | 0.10777 | 0 | 0 | 0 | Fail RIM | [11 empty] | Commercial | Smart Strip Plug Outlet | N | Assembly | New | 0.89214 | 0.36342 | 2.4549 | 0 | 0 | 0 | Fail TRC
[12 empty] | Commercial | Waterside Economizer | N | Hospitals | Existing | 0.039571 | 0.38761 | 0.10209 | 0 | 0 | 0 | Fail RIM | [11 empty] | Commercial | Smart Strip Plug Outlet | N | College and University | New | 1.1401 | 0.35347 | 3.2253 | 0 | 0 | 0 | Fail 2-year Threshold
[12 empty] | Commercial | Waterside Economizer | N | Institutional | Existing | 0.01037 | 0.38761 | 0.026753 | 0 | 0 | 0 | Fail RIM | [11 empty] | Commercial | Smart Strip Plug Outlet | N | Grocery | New | 1.1042 | 0.35347 | 3.1239 | 0 | 0 | 0 | Fail 2-year Threshold
[12 empty] | Commercial | Waterside Economizer | N | Lodging/Hospitality | Existing | 0.031712 | 0.38761 | 0.081814 | 0 | 0 | 0 | Fail RIM | [11 empty] | Commercial | Smart Strip Plug Outlet | N | Healthcare | New | 1.5518 | 0.35347 | 4.3903 | 0 | 0 | 0 | Fail 2-year Threshold
[12 empty] | Commercial | Waterside Economizer | N | Miscellaneous | Existing | 0.010723 | 0.38761 | 0.027663 | 0 | 0 | 0 | Fail RIM | [11 empty] | Commercial | Smart Strip Plug Outlet | N | Hospitals | New | 1.7015 | 0.35347 | 4.8136 | 0 | 0 | 0 | Fail 2-year Threshold
[12 empty] | Commercial | Waterside Economizer | N | Offices | Existing | 0.021607 | 0.38761 | 0.055743 | 0 | 0 | 0 | Fail RIM | [11 empty] | Commercial | Smart Strip Plug Outlet | N | Institutional | New | 1.4565 | 0.36342 | 4.0078 | 0 | 0 | 0 | Fail 2-year Threshold
[12 empty] | Commercial | Waterside Economizer | N | Restaurants | Existing | 0.03111 | 0.38761 | 0.08026 | 0 | 0 | 0 | Fail RIM | [11 empty] | Commercial | Smart Strip Plug Outlet | N | Lodging/Hospitality | New | 1.2742 | 0.35347 | 3.6048 | 0 | 0 | 0 | Fail 2-year Threshold
[12 empty] | Commercial | Waterside Economizer | N | Retail | Existing | 0.024383 | 0.38761 | 0.062905 | 0 | 0 | 0 | Fail RIM | [11 empty] | Commercial | Smart Strip Plug Outlet | N | Miscellaneous | New | 1.7778 | 0.36342 | 4.892 | 0 | 0 | 0 | Fail 2-year Threshold
[12 empty] | Commercial | Waterside Economizer | N | Schools K-12 | Existing | 0.021195 | 0.38761 | 0.054682 | 0 | 0 | 0 | Fail RIM | [11 empty] | Commercial | Smart Strip Plug Outlet | N | Offices | New | 1.0769 | 0.35347 | 3.0467 | 0 | 0 | 0 | Fail 2-year Threshold
[12 empty] | Commercial | Waterside Economizer | N | Warehouse | Existing | 0.0046562 | 0.38761 | 0.012013 | 0 | 0 | 0 | Fail RIM | [11 empty] | Commercial | Smart Strip Plug Outlet | N | Restaurants | New | 1.0674 | 0.36342 | 2.9372 | 0 | 0 | 0 | Fail 2-year Threshold
[12 empty] | Commercial | Waterside Economizer | N | Assembly | New | 0.019198 | 0.38761 | 0.049528 | 0 | 0 | 0 | Fail RIM | [11 empty] | Commercial | Smart Strip Plug Outlet | N | Retail | New | 0.46976 | 0.35347 | 1.329 | 0 | 0 | 0 | Fail TRC
[12 empty] | Commercial | Waterside Economizer | N | College and University | New | 0.021298 | 0.38761 | 0.054947 | 0 | 0 | 0 | Fail RIM | [11 empty] | Commercial | Smart Strip Plug Outlet | N | Schools K-12 | New | 1.5633 | 0.35347 | 4.4227 | 0 | 0 | 0 | Fail 2-year Threshold
[12 empty] | Commercial | Waterside Economizer | N | Grocery | New | 0.010605 | 0.38761 | 0.02736 | 0 | 0 | 0 | Fail RIM | [11 empty] | Commercial | Smart Strip Plug Outlet | N | Warehouse | New | 0.13128 | 0.36342 | 0.36122 | 0 | 0 | 0 | Fail TRC
[12 empty] | Commercial | Waterside Economizer | N | Healthcare | New | 0.041774 | 0.38761 | 0.10777 | 0 | 0 | 0 | Fail RIM | [11 empty] | Commercial | Anti-Sweat Controls | N | Assembly | Existing | 1.5095 | 0.3274 | 4.6107 | 0 | 0 | 0 | Fail 2-year Threshold
[12 empty] | Commercial | Waterside Economizer | N | Hospitals | New | 0.039571 | 0.38761 | 0.10209 | 0 | 0 | 0 | Fail RIM | [11 empty] | Commercial | Anti-Sweat Controls | N | College and University | Existing | 1.6108 | 0.3485 | 4.6222 | 0 | 0 | 0 | Fail 2-year Threshold
[12 empty] | Commercial | Waterside Economizer | N | Institutional | New | 0.01037 | 0.38761 | 0.026753 | 0 | 0 | 0 | Fail RIM | [11 empty] | Commercial | Anti-Sweat Controls | N | Grocery | Existing | 1.5095 | 0.3274 | 4.6107 | 0 | 0 | 0 | Fail 2-year Threshold
[12 empty] | Commercial | Waterside Economizer | N | Lodging/Hospitality | New | 0.031712 | 0.38761 | 0.081814 | 0 | 0 | 0 | Fail RIM | [11 empty] | Commercial | Anti-Sweat Controls | N | Healthcare | Existing | 1.6108 | 0.3485 | 4.6222 | 0 | 0 | 0 | Fail 2-year Threshold
[12 empty] | Commercial | Waterside Economizer | N | Miscellaneous | New | 0.010723 | 0.38761 | 0.027663 | 0 | 0 | 0 | Fail RIM | [11 empty] | Commercial | Anti-Sweat Controls | N | Hospitals | Existing | 1.6108 | 0.3485 | 4.6222 | 0 | 0 | 0 | Fail 2-year Threshold
[12 empty] | Commercial | Waterside Economizer | N | Offices | New | 0.021607 | 0.38761 | 0.055743 | 0 | 0 | 0 | Fail RIM | [11 empty] | Commercial | Anti-Sweat Controls | N | Institutional | Existing | 1.5095 | 0.3274 | 4.6107 | 0 | 0 | 0 | Fail 2-year Threshold
[12 empty] | Commercial | Waterside Economizer | N | Restaurants | New | 0.03111 | 0.38761 | 0.08026 | 0 | 0 | 0 | Fail RIM | [11 empty] | Commercial | Anti-Sweat Controls | N | Lodging/Hospitality | Existing | 1.6108 | 0.3485 | 4.6222 | 0 | 0 | 0 | Fail 2-year Threshold
[12 empty] | Commercial | Waterside Economizer | N | Retail | New | 0.024383 | 0.38761 | 0.062905 | 0 | 0 | 0 | Fail RIM | [11 empty] | Commercial | Anti-Sweat Controls | N | Miscellaneous | Existing | 1.5095 | 0.3274 | 4.6107 | 0 | 0 | 0 | Fail 2-year Threshold
[12 empty] | Commercial | Waterside Economizer | N | Schools K-12 | New | 0.021195 | 0.38761 | 0.054682 | 0 | 0 | 0 | Fail RIM | [11 empty] | Commercial | Anti-Sweat Controls | N | Offices | Existing | 1.5095 | 0.3274 | 4.6107 | 0 | 0 | 0 | Fail 2-year Threshold
[12 empty] | Commercial | Waterside Economizer | N | Warehouse | New | 0.0046562 | 0.38761 | 0.012013 | 0 | 0 | 0 | Fail RIM | [11 empty] | Commercial | Anti-Sweat Controls | N | Restaurants | Existing | 1.6108 | 0.3485 | 4.6222 | 0 | 0 | 0 | Fail 2-year Threshold
[12 empty] | Commercial | Window Sun Protection | N | Assembly | Existing | 0.10468 | 0.37629 | 0.27818 | 0 | 0 | 0 | Fail RIM | [11 empty] | Commercial | Anti-Sweat Controls | N | Retail | Existing | 1.5095 | 0.3274 | 4.6107 | 0 | 0 | 0 | Fail 2-year Threshold
[12 empty] | Commercial | Window Sun Protection | N | College and University | Existing | 0.10468 | 0.37629 | 0.27818 | 0 | 0 | 0 | Fail RIM | [11 empty] | Commercial | Anti-Sweat Controls | N | Schools K-12 | Existing | 1.6108 | 0.3485 | 4.6222 | 0 | 0 | 0 | Fail 2-year Threshold
[12 empty] | Commercial | Window Sun Protection | N | Grocery | Existing | 0.10468 | 0.37629 | 0.27818 | 0 | 0 | 0 | Fail RIM | [11 empty] | Commercial | Anti-Sweat Controls | N | Warehouse | Existing | 1.5095 | 0.3274 | 4.6107 | 0 | 0 | 0 | Fail 2-year Threshold
[12 empty] | Commercial | Window Sun Protection | N | Healthcare | Existing | 0.10468 | 0.37629 | 0.27818 | 0 | 0 | 0 | Fail RIM | [11 empty] | Commercial | Anti-Sweat Controls | N | Assembly | New | 1.5095 | 0.3274 | 4.6107 | 0 | 0 | 0 | Fail 2-year Threshold
[12 empty] | Commercial | Window Sun Protection | N | Hospitals | Existing | 0.10468 | 0.37629 | 0.27818 | 0 | 0 | 0 | Fail RIM | [11 empty] | Commercial | Anti-Sweat Controls | N | College and University | New | 1.6108 | 0.3485 | 4.6222 | 0 | 0 | 0 | Fail 2-year Threshold
[12 empty] | Commercial | Window Sun Protection | N | Institutional | Existing | 0.10468 | 0.37629 | 0.27818 | 0 | 0 | 0 | Fail RIM | [11 empty] | Commercial | Anti-Sweat Controls | N | Grocery | New | 1.5095 | 0.3274 | 4.6107 | 0 | 0 | 0 | Fail 2-year Threshold
[12 empty] | Commercial | Window Sun Protection | N | Lodging/Hospitality | Existing | 0.1105 | 0.39596 | 0.27906 | 0 | 0 | 0 | Fail RIM | [11 empty] | Commercial | Anti-Sweat Controls | N | Healthcare | New | 1.6108 | 0.3485 | 4.6222 | 0 | 0 | 0 | Fail 2-year Threshold
[12 empty] | Commercial | Window Sun Protection | N | Miscellaneous | Existing | 0.10665 | 0.38069 | 0.28015 | 0 | 0 | 0 | Fail RIM | [11 empty] | Commercial | Anti-Sweat Controls | N | Hospitals | New | 1.6108 | 0.3485 | 4.6222 | 0 | 0 | 0 | Fail 2-year Threshold
[12 empty] | Commercial | Window Sun Protection | N | Offices | Existing | 0.10468 | 0.37629 | 0.27818 | 0 | 0 | 0 | Fail RIM | [11 empty] | Commercial | Anti-Sweat Controls | N | Institutional | New | 1.5095 | 0.3274 | 4.6107 | 0 | 0 | 0 | Fail 2-year Threshold
[12 empty] | Commercial | Window Sun Protection | N | Restaurants | Existing | 0.10468 | 0.37629 | 0.27818 | 0 | 0 | 0 | Fail RIM | [11 empty] | Commercial | Anti-Sweat Controls | N | Lodging/Hospitality | New | 1.6108 | 0.3485 | 4.6222 | 0 | 0 | 0 | Fail 2-year Threshold
[12 empty] | Commercial | Window Sun Protection | N | Retail | Existing | 0.10468 | 0.37629 | 0.27818 | 0 | 0 | 0 | Fail RIM | [11 empty] | Commercial | Anti-Sweat Controls | N | Miscellaneous | New | 1.5095 | 0.3274 | 4.6107 | 0 | 0 | 0 | Fail 2-year Threshold
[12 empty] | Commercial | Window Sun Protection | N | Schools K-12 | Existing | 0.10468 | 0.37629 | 0.27818 | 0 | 0 | 0 | Fail RIM | [11 empty] | Commercial | Anti-Sweat Controls | N | Offices | New | 1.5095 | 0.3274 | 4.6107 | 0 | 0 | 0 | Fail 2-year Threshold
[12 empty] | Commercial | Window Sun Protection | N | Warehouse | Existing | 0.10665 | 0.38069 | 0.28015 | 0 | 0 | 0 | Fail RIM | [11 empty] | Commercial | Anti-Sweat Controls | N | Restaurants | New | 1.6108 | 0.3485 | 4.6222 | 0 | 0 | 0 | Fail 2-year Threshold
[12 empty] | Commercial | Window Sun Protection | N | Assembly | New | 0.062807 | 0.37629 | 0.16691 | 0 | 0 | 0 | Fail RIM | [11 empty] | Commercial | Anti-Sweat Controls | N | Retail | New | 1.5095 | 0.3274 | 4.6107 | 0 | 0 | 0 | Fail 2-year Threshold
[12 empty] | Commercial | Window Sun Protection | N | College and University | New | 0.062807 | 0.37629 | 0.16691 | 0 | 0 | 0 | Fail RIM | [11 empty] | Commercial | Anti-Sweat Controls | N | Schools K-12 | New | 1.6108 | 0.3485 | 4.6222 | 0 | 0 | 0 | Fail 2-year Threshold
[12 empty] | Commercial | Window Sun Protection | N | Grocery | New | 0.062807 | 0.37629 | 0.16691 | 0 | 0 | 0 | Fail RIM | [11 empty] | Commercial | Anti-Sweat Controls | N | Warehouse | New | 1.5095 | 0.3274 | 4.6107 | 0 | 0 | 0 | Fail 2-year Threshold
[12 empty] | Commercial | Window Sun Protection | N | Healthcare | New | 0.062807 | 0.37629 | 0.16691 | 0 | 0 | 0 | Fail RIM | [11 empty] | Commercial | Automatic Door Closer for Walk-in Coolers and Freezers | N | Assembly | Existing | 0.065606 | 0.34043 | 0.19271 | 0 | 0 | 0 | Fail TRC
[12 empty] | Commercial | Window Sun Protection | N | Hospitals | New | 0.062807 | 0.37629 | 0.16691 | 0 | 0 | 0 | Fail RIM | [11 empty] | Commercial | Automatic Door Closer for Walk-in Coolers and Freezers | N | College and University | Existing | 0.067128 | 0.3485 | 0.19262 | 0 | 0 | 0 | Fail TRC
[12 empty] | Commercial | Window Sun Protection | N | Institutional | New | 0.062807 | 0.37629 | 0.16691 | 0 | 0 | 0 | Fail RIM | [11 empty] | Commercial | Automatic Door Closer for Walk-in Coolers and Freezers | N | Grocery | Existing | 0.065606 | 0.34043 | 0.19271 | 0 | 0 | 0 | Fail TRC
[12 empty] | Commercial | Window Sun Protection | N | Lodging/Hospitality | New | 0.066298 | 0.39596 | 0.16744 | 0 | 0 | 0 | Fail RIM | [11 empty] | Commercial | Automatic Door Closer for Walk-in Coolers and Freezers | N | Healthcare | Existing | 0.067128 | 0.3485 | 0.19262 | 0 | 0 | 0 | Fail TRC
[12 empty] | Commercial | Window Sun Protection | N | Miscellaneous | New | 0.063989 | 0.38069 | 0.16809 | 0 | 0 | 0 | Fail RIM | [11 empty] | Commercial | Automatic Door Closer for Walk-in Coolers and Freezers | N | Hospitals | Existing | 0.067128 | 0.3485 | 0.19262 | 0 | 0 | 0 | Fail TRC
[12 empty] | Commercial | Window Sun Protection | N | Offices | New | 0.062807 | 0.37629 | 0.16691 | 0 | 0 | 0 | Fail RIM | [11 empty] | Commercial | Automatic Door Closer for Walk-in Coolers and Freezers | N | Institutional | Existing | 0.065606 | 0.34043 | 0.19271 | 0 | 0 | 0 | Fail TRC
[12 empty] | Commercial | Window Sun Protection | N | Restaurants | New | 0.062807 | 0.37629 | 0.16691 | 0 | 0 | 0 | Fail RIM | [11 empty] | Commercial | Automatic Door Closer for Walk-in Coolers and Freezers | N | Lodging/Hospitality | Existing | 0.067128 | 0.3485 | 0.19262 | 0 | 0 | 0 | Fail TRC
[12 empty] | Commercial | Window Sun Protection | N | Retail | New | 0.062807 | 0.37629 | 0.16691 | 0 | 0 | 0 | Fail RIM | [11 empty] | Commercial | Automatic Door Closer for Walk-in Coolers and Freezers | N | Miscellaneous | Existing | 0.065606 | 0.34043 | 0.19271 | 0 | 0 | 0 | Fail TRC
[12 empty] | Commercial | Window Sun Protection | N | Schools K-12 | New | 0.062807 | 0.37629 | 0.16691 | 0 | 0 | 0 | Fail RIM | [11 empty] | Commercial | Automatic Door Closer for Walk-in Coolers and Freezers | N | Offices | Existing | 0.065606 | 0.34043 | 0.19271 | 0 | 0 | 0 | Fail TRC
[12 empty] | Commercial | Window Sun Protection | N | Warehouse | New | 0.063989 | 0.38069 | 0.16809 | 0 | 0 | 0 | Fail RIM | [11 empty] | Commercial | Automatic Door Closer for Walk-in Coolers and Freezers | N | Restaurants | Existing | 0.067128 | 0.3485 | 0.19262 | 0 | 0 | 0 | Fail TRC
[12 empty] | Commercial | Bi-Level Lighting Control (Interior) | N | Assembly | Existing | 0.30189 | 0.32891 | 0.91786 | 0 | 0 | 0 | Fail RIM | [11 empty] | Commercial | Automatic Door Closer for Walk-in Coolers and Freezers | N | Retail | Existing | 0.065606 | 0.34043 | 0.19271 | 0 | 0 | 0 | Fail TRC
[12 empty] | Commercial | Bi-Level Lighting Control (Interior) | N | College and University | Existing | 0.4627 | 0.32891 | 1.4068 | 0 | 0 | 0 | Fail RIM | [11 empty] | Commercial | Automatic Door Closer for Walk-in Coolers and Freezers | N | Schools K-12 | Existing | 0.067128 | 0.3485 | 0.19262 | 0 | 0 | 0 | Fail TRC
[12 empty] | Commercial | Bi-Level Lighting Control (Interior) | N | Grocery | Existing | 0.58329 | 0.32951 | 1.7702 | 0 | 0 | 0 | Fail RIM | [11 empty] | Commercial | Automatic Door Closer for Walk-in Coolers and Freezers | N | Warehouse | Existing | 0.065606 | 0.34043 | 0.19271 | 0 | 0 | 0 | Fail TRC
[12 empty] | Commercial | Bi-Level Lighting Control (Interior) | N | Healthcare | Existing | 0.52779 | 0.32891 | 1.6047 | 0 | 0 | 0 | Fail RIM | [11 empty] | Commercial | Automatic Door Closer for Walk-in Coolers and Freezers | N | Assembly | New | 0.065606 | 0.34043 | 0.19271 | 0 | 0 | 0 | Fail TRC
[12 empty] | Commercial | Bi-Level Lighting Control (Interior) | N | Hospitals | Existing | 0.714 | 0.32891 | 2.1708 | 0 | 0 | 0 | Fail RIM | [11 empty] | Commercial | Automatic Door Closer for Walk-in Coolers and Freezers | N | College and University | New | 0.067128 | 0.3485 | 0.19262 | 0 | 0 | 0 | Fail TRC
[12 empty] | Commercial | Bi-Level Lighting Control (Interior) | N | Institutional | Existing | 0.34629 | 0.32891 | 1.0529 | 0 | 0 | 0 | Fail RIM | [11 empty] | Commercial | Automatic Door Closer for Walk-in Coolers and Freezers | N | Grocery | New | 0.065606 | 0.34043 | 0.19271 | 0 | 0 | 0 | Fail TRC
[12 empty] | Commercial | Bi-Level Lighting Control (Interior) | N | Lodging/Hospitality | Existing | 0.39496 | 0.32951 | 1.1986 | 0 | 0 | 0 | Fail RIM | [11 empty] | Commercial | Automatic Door Closer for Walk-in Coolers and Freezers | N | Healthcare | New | 0.067128 | 0.3485 | 0.19262 | 0 | 0 | 0 | Fail TRC
[12 empty] | Commercial | Bi-Level Lighting Control (Interior) | N | Miscellaneous | Existing | 0.4627 | 0.32891 | 1.4068 | 0 | 0 | 0 | Fail RIM | [11 empty] | Commercial | Automatic Door Closer for Walk-in Coolers and Freezers | N | Hospitals | New | 0.067128 | 0.3485 | 0.19262 | 0 | 0 | 0 | Fail TRC
[12 empty] | Commercial | Bi-Level Lighting Control (Interior) | N | Offices | Existing | 0.34146 | 0.32891 | 1.0382 | 0 | 0 | 0 | Fail RIM | [11 empty] | Commercial | Automatic Door Closer for Walk-in Coolers and Freezers | N | Institutional | New | 0.065606 | 0.34043 | 0.19271 | 0 | 0 | 0 | Fail TRC
[12 empty] | Commercial | Bi-Level Lighting Control (Interior) | N | Restaurants | Existing | 0.35319 | 0.32951 | 1.0719 | 0 | 0 | 0 | Fail RIM | [11 empty] | Commercial | Automatic Door Closer for Walk-in Coolers and Freezers | N | Lodging/Hospitality | New | 0.067128 | 0.3485 | 0.19262 | 0 | 0 | 0 | Fail TRC
[12 empty] | Commercial | Bi-Level Lighting Control (Interior) | N | Retail | Existing | 0.52437 | 0.32951 | 1.5914 | 0 | 0 | 0 | Fail RIM | [11 empty] | Commercial | Automatic Door Closer for Walk-in Coolers and Freezers | N | Miscellaneous | New | 0.065606 | 0.34043 | 0.19271 | 0 | 0 | 0 | Fail TRC
[12 empty] | Commercial | Bi-Level Lighting Control (Interior) | N | Schools K-12 | Existing | 0.24972 | 0.32891 | 0.75925 | 0 | 0 | 0 | Fail RIM | [11 empty] | Commercial | Automatic Door Closer for Walk-in Coolers and Freezers | N | Offices | New | 0.065606 | 0.34043 | 0.19271 | 0 | 0 | 0 | Fail TRC
[12 empty] | Commercial | Bi-Level Lighting Control (Interior) | N | Warehouse | Existing | 0.4014 | 0.32891 | 1.2204 | 0 | 0 | 0 | Fail RIM | [11 empty] | Commercial | Automatic Door Closer for Walk-in Coolers and Freezers | N | Restaurants | New | 0.067128 | 0.3485 | 0.19262 | 0 | 0 | 0 | Fail TRC
[12 empty] | Commercial | Bi-Level Lighting Control (Interior) | N | Assembly | New | 0.30189 | 0.32891 | 0.91786 | 0 | 0 | 0 | Fail RIM | [11 empty] | Commercial | Automatic Door Closer for Walk-in Coolers and Freezers | N | Retail | New | 0.065606 | 0.34043 | 0.19271 | 0 | 0 | 0 | Fail TRC
[12 empty] | Commercial | Bi-Level Lighting Control (Interior) | N | College and University | New | 0.4627 | 0.32891 | 1.4068 | 0 | 0 | 0 | Fail RIM | [11 empty] | Commercial | Automatic Door Closer for Walk-in Coolers and Freezers | N | Schools K-12 | New | 0.067128 | 0.3485 | 0.19262 | 0 | 0 | 0 | Fail TRC
[12 empty] | Commercial | Bi-Level Lighting Control (Interior) | N | Grocery | New | 0.58329 | 0.32951 | 1.7702 | 0 | 0 | 0 | Fail RIM | [11 empty] | Commercial | Automatic Door Closer for Walk-in Coolers and Freezers | N | Warehouse | New | 0.065606 | 0.34043 | 0.19271 | 0 | 0 | 0 | Fail TRC
[12 empty] | Commercial | Bi-Level Lighting Control (Interior) | N | Healthcare | New | 0.52779 | 0.32891 | 1.6047 | 0 | 0 | 0 | Fail RIM | [11 empty] | Commercial | Demand Defrost | N | Assembly | Existing | 0.18204 | 0.33835 | 0.53801 | 0 | 0 | 0 | Fail TRC
[12 empty] | Commercial | Bi-Level Lighting Control (Interior) | N | Hospitals | New | 0.714 | 0.32891 | 2.1708 | 0 | 0 | 0 | Fail RIM | [11 empty] | Commercial | Demand Defrost | N | College and University | Existing | 0.18692 | 0.34759 | 0.53775 | 0 | 0 | 0 | Fail TRC
[12 empty] | Commercial | Bi-Level Lighting Control (Interior) | N | Institutional | New | 0.34629 | 0.32891 | 1.0529 | 0 | 0 | 0 | Fail RIM | [11 empty] | Commercial | Demand Defrost | N | Grocery | Existing | 0.18204 | 0.33835 | 0.53801 | 0 | 0 | 0 | Fail TRC
[12 empty] | Commercial | Bi-Level Lighting Control (Interior) | N | Lodging/Hospitality | New | 0.39496 | 0.32951 | 1.1986 | 0 | 0 | 0 | Fail RIM | [11 empty] | Commercial | Demand Defrost | N | Healthcare | Existing | 0.18692 | 0.34759 | 0.53775 | 0 | 0 | 0 | Fail TRC
[12 empty] | Commercial | Bi-Level Lighting Control (Interior) | N | Miscellaneous | New | 0.4627 | 0.32891 | 1.4068 | 0 | 0 | 0 | Fail RIM | [11 empty] | Commercial | Demand Defrost | N | Hospitals | Existing | 0.18692 | 0.34759 | 0.53775 | 0 | 0 | 0 | Fail TRC
[12 empty] | Commercial | Bi-Level Lighting Control (Interior) | N | Offices | New | 0.34146 | 0.32891 | 1.0382 | 0 | 0 | 0 | Fail RIM | [11 empty] | Commercial | Demand Defrost | N | Institutional | Existing | 0.18204 | 0.33835 | 0.53801 | 0 | 0 | 0 | Fail TRC
[12 empty] | Commercial | Bi-Level Lighting Control (Interior) | N | Restaurants | New | 0.35319 | 0.32951 | 1.0719 | 0 | 0 | 0 | Fail RIM | [11 empty] | Commercial | Demand Defrost | N | Lodging/Hospitality | Existing | 0.18692 | 0.34759 | 0.53775 | 0 | 0 | 0 | Fail TRC
[12 empty] | Commercial | Bi-Level Lighting Control (Interior) | N | Retail | New | 0.52437 | 0.32951 | 1.5914 | 0 | 0 | 0 | Fail RIM | [11 empty] | Commercial | Demand Defrost | N | Miscellaneous | Existing | 0.18204 | 0.33835 | 0.53801 | 0 | 0 | 0 | Fail TRC
[12 empty] | Commercial | Bi-Level Lighting Control (Interior) | N | Schools K-12 | New | 0.24972 | 0.32891 | 0.75925 | 0 | 0 | 0 | Fail RIM | [11 empty] | Commercial | Demand Defrost | N | Offices | Existing | 0.18204 | 0.33835 | 0.53801 | 0 | 0 | 0 | Fail TRC
[12 empty] | Commercial | Bi-Level Lighting Control (Interior) | N | Warehouse | New | 0.4014 | 0.32891 | 1.2204 | 0 | 0 | 0 | Fail RIM | [11 empty] | Commercial | Demand Defrost | N | Restaurants | Existing | 0.18692 | 0.34759 | 0.53775 | 0 | 0 | 0 | Fail TRC
[12 empty] | Commercial | Interior Lighting Controls | N | Assembly | Existing | 0.65286 | 0.3302 | 1.9772 | 0 | 0 | 0 | Fail RIM | [11 empty] | Commercial | Demand Defrost | N | Retail | Existing | 0.18204 | 0.33835 | 0.53801 | 0 | 0 | 0 | Fail TRC
[12 empty] | Commercial | Interior Lighting Controls | N | College and University | Existing | 1.0006 | 0.3302 | 3.0304 | 0 | 0 | 0 | Fail RIM | [11 empty] | Commercial | Demand Defrost | N | Schools K-12 | Existing | 0.18692 | 0.34759 | 0.53775 | 0 | 0 | 0 | Fail TRC
[12 empty] | Commercial | Interior Lighting Controls | N | Grocery | Existing | 1.2585 | 0.3302 | 3.8113 | 0 | 0 | 0 | Fail RIM | [11 empty] | Commercial | Demand Defrost | N | Warehouse | Existing | 0.18204 | 0.33835 | 0.53801 | 0 | 0 | 0 | Fail TRC
[12 empty] | Commercial | Interior Lighting Controls | N | Healthcare | Existing | 1.1414 | 0.3302 | 3.4566 | 0 | 0 | 0 | Fail RIM | [11 empty] | Commercial | Demand Defrost | N | Assembly | New | 0.18204 | 0.33835 | 0.53801 | 0 | 0 | 0 | Fail TRC
[12 empty] | Commercial | Interior Lighting Controls | N | Hospitals | Existing | 1.5441 | 0.3302 | 4.6762 | 0 | 0 | 0 | Fail RIM | [11 empty] | Commercial | Demand Defrost | N | College and University | New | 0.18692 | 0.34759 | 0.53775 | 0 | 0 | 0 | Fail TRC
[12 empty] | Commercial | Interior Lighting Controls | N | Institutional | Existing | 0.74888 | 0.3302 | 2.268 | 0 | 0 | 0 | Fail RIM | [11 empty] | Commercial | Demand Defrost | N | Grocery | New | 0.18204 | 0.33835 | 0.53801 | 0 | 0 | 0 | Fail TRC
[12 empty] | Commercial | Interior Lighting Controls | N | Lodging/Hospitality | Existing | 0.85217 | 0.3302 | 2.5808 | 0 | 0 | 0 | Fail RIM | [11 empty] | Commercial | Demand Defrost | N | Healthcare | New | 0.18692 | 0.34759 | 0.53775 | 0 | 0 | 0 | Fail TRC
[12 empty] | Commercial | Interior Lighting Controls | N | Miscellaneous | Existing | 1.0006 | 0.3302 | 3.0304 | 0 | 0 | 0 | Fail RIM | [11 empty] | Commercial | Demand Defrost | N | Hospitals | New | 0.18692 | 0.34759 | 0.53775 | 0 | 0 | 0 | Fail TRC
[12 empty] | Commercial | Interior Lighting Controls | N | Offices | Existing | 0.73844 | 0.3302 | 2.2363 | 0 | 0 | 0 | Fail RIM | [11 empty] | Commercial | Demand Defrost | N | Institutional | New | 0.18204 | 0.33835 | 0.53801 | 0 | 0 | 0 | Fail TRC
[12 empty] | Commercial | Interior Lighting Controls | N | Restaurants | Existing | 0.76205 | 0.3302 | 2.3078 | 0 | 0 | 0 | Fail RIM | [11 empty] | Commercial | Demand Defrost | N | Lodging/Hospitality | New | 0.18692 | 0.34759 | 0.53775 | 0 | 0 | 0 | Fail TRC
[12 empty] | Commercial | Interior Lighting Controls | N | Retail | Existing | 1.1314 | 0.3302 | 3.4263 | 0 | 0 | 0 | Fail RIM | [11 empty] | Commercial | Demand Defrost | N | Miscellaneous | New | 0.18204 | 0.33835 | 0.53801 | 0 | 0 | 0 | Fail TRC
[12 empty] | Commercial | Interior Lighting Controls | N | Schools K-12 | Existing | 0.54004 | 0.3302 | 1.6355 | 0 | 0 | 0 | Fail RIM | [11 empty] | Commercial | Demand Defrost | N | Offices | New | 0.18204 | 0.33835 | 0.53801 | 0 | 0 | 0 | Fail TRC
[12 empty] | Commercial | Interior Lighting Controls | N | Warehouse | Existing | 0.86806 | 0.3302 | 2.6289 | 0 | 0 | 0 | Fail RIM | [11 empty] | Commercial | Demand Defrost | N | Restaurants | New | 0.18692 | 0.34759 | 0.53775 | 0 | 0 | 0 | Fail TRC
[12 empty] | Commercial | Interior Lighting Controls | N | Assembly | New | 0.65286 | 0.3302 | 1.9772 | 0 | 0 | 0 | Fail RIM | [11 empty] | Commercial | Demand Defrost | N | Retail | New | 0.18204 | 0.33835 | 0.53801 | 0 | 0 | 0 | Fail TRC
[12 empty] | Commercial | Interior Lighting Controls | N | College and University | New | 1.0006 | 0.3302 | 3.0304 | 0 | 0 | 0 | Fail RIM | [11 empty] | Commercial | Demand Defrost | N | Schools K-12 | New | 0.18692 | 0.34759 | 0.53775 | 0 | 0 | 0 | Fail TRC
[12 empty] | Commercial | Interior Lighting Controls | N | Grocery | New | 1.2585 | 0.3302 | 3.8113 | 0 | 0 | 0 | Fail RIM | [11 empty] | Commercial | Demand Defrost | N | Warehouse | New | 0.18204 | 0.33835 | 0.53801 | 0 | 0 | 0 | Fail TRC
[12 empty] | Commercial | Interior Lighting Controls | N | Healthcare | New | 1.1414 | 0.3302 | 3.4566 | 0 | 0 | 0 | Fail RIM | [11 empty] | Commercial | Floating Head Pressure Controls | N | Assembly | Existing | 3.3029 | 0.3408 | 9.6916 | 0 | 0 | 0 | Fail 2-year Threshold
[12 empty] | Commercial | Interior Lighting Controls | N | Hospitals | New | 1.5441 | 0.3302 | 4.6762 | 0 | 0 | 0 | Fail RIM | [11 empty] | Commercial | Floating Head Pressure Controls | N | College and University | Existing | 3.3243 | 0.34337 | 9.6814 | 0 | 0 | 0 | Fail 2-year Threshold
[12 empty] | Commercial | Interior Lighting Controls | N | Institutional | New | 0.74888 | 0.3302 | 2.268 | 0 | 0 | 0 | Fail RIM | [11 empty] | Commercial | Floating Head Pressure Controls | N | Grocery | Existing | 3.3029 | 0.3408 | 9.6916 | 0 | 0 | 0 | Fail 2-year Threshold
[12 empty] | Commercial | Interior Lighting Controls | N | Lodging/Hospitality | New | 0.85217 | 0.3302 | 2.5808 | 0 | 0 | 0 | Fail RIM | [11 empty] | Commercial | Floating Head Pressure Controls | N | Healthcare | Existing | 3.3243 | 0.34337 | 9.6814 | 0 | 0 | 0 | Fail 2-year Threshold
[12 empty] | Commercial | Interior Lighting Controls | N | Miscellaneous | New | 1.0006 | 0.3302 | 3.0304 | 0 | 0 | 0 | Fail RIM | [11 empty] | Commercial | Floating Head Pressure Controls | N | Hospitals | Existing | 3.3243 | 0.34337 | 9.6814 | 0 | 0 | 0 | Fail 2-year Threshold
[12 empty] | Commercial | Interior Lighting Controls | N | Offices | New | 0.73844 | 0.3302 | 2.2363 | 0 | 0 | 0 | Fail RIM | [11 empty] | Commercial | Floating Head Pressure Controls | N | Institutional | Existing | 3.3029 | 0.3408 | 9.6916 | 0 | 0 | 0 | Fail 2-year Threshold
[12 empty] | Commercial | Interior Lighting Controls | N | Restaurants | New | 0.76205 | 0.3302 | 2.3078 | 0 | 0 | 0 | Fail RIM | [11 empty] | Commercial | Floating Head Pressure Controls | N | Lodging/Hospitality | Existing | 3.3243 | 0.34337 | 9.6814 | 0 | 0 | 0 | Fail 2-year Threshold
[12 empty] | Commercial | Interior Lighting Controls | N | Retail | New | 1.1314 | 0.3302 | 3.4263 | 0 | 0 | 0 | Fail RIM | [11 empty] | Commercial | Floating Head Pressure Controls | N | Miscellaneous | Existing | 3.3029 | 0.3408 | 9.6916 | 0 | 0 | 0 | Fail 2-year Threshold
[12 empty] | Commercial | Interior Lighting Controls | N | Schools K-12 | New | 0.54004 | 0.3302 | 1.6355 | 0 | 0 | 0 | Fail RIM | [11 empty] | Commercial | Floating Head Pressure Controls | N | Offices | Existing | 3.3029 | 0.3408 | 9.6916 | 0 | 0 | 0 | Fail 2-year Threshold
[12 empty] | Commercial | Interior Lighting Controls | N | Warehouse | New | 0.86806 | 0.3302 | 2.6289 | 0 | 0 | 0 | Fail RIM | [11 empty] | Commercial | Floating Head Pressure Controls | N | Restaurants | Existing | 3.3243 | 0.34337 | 9.6814 | 0 | 0 | 0 | Fail 2-year Threshold
[12 empty] | Commercial | Efficient Motor Belts | N | Assembly | Existing | 0.073995 | 0.34038 | 0.21739 | 0 | 0 | 0 | Fail RIM | [11 empty] | Commercial | Floating Head Pressure Controls | N | Retail | Existing | 3.3029 | 0.3408 | 9.6916 | 0 | 0 | 0 | Fail 2-year Threshold
[12 empty] | Commercial | Efficient Motor Belts | N | College and University | Existing | 0.075533 | 0.34759 | 0.21731 | 0 | 0 | 0 | Fail RIM | [11 empty] | Commercial | Floating Head Pressure Controls | N | Schools K-12 | Existing | 3.3243 | 0.34337 | 9.6814 | 0 | 0 | 0 | Fail 2-year Threshold
[12 empty] | Commercial | Efficient Motor Belts | N | Grocery | Existing | 0.073995 | 0.34038 | 0.21739 | 0 | 0 | 0 | Fail RIM | [11 empty] | Commercial | Floating Head Pressure Controls | N | Warehouse | Existing | 3.3029 | 0.3408 | 9.6916 | 0 | 0 | 0 | Fail 2-year Threshold
[12 empty] | Commercial | Efficient Motor Belts | N | Healthcare | Existing | 0.075533 | 0.34759 | 0.21731 | 0 | 0 | 0 | Fail RIM | [11 empty] | Commercial | Floating Head Pressure Controls | N | Assembly | New | 3.3029 | 0.3408 | 9.6916 | 0 | 0 | 0 | Fail 2-year Threshold
[12 empty] | Commercial | Efficient Motor Belts | N | Hospitals | Existing | 0.075533 | 0.34759 | 0.21731 | 0 | 0 | 0 | Fail RIM | [11 empty] | Commercial | Floating Head Pressure Controls | N | College and University | New | 3.3243 | 0.34337 | 9.6814 | 0 | 0 | 0 | Fail 2-year Threshold
[12 empty] | Commercial | Efficient Motor Belts | N | Institutional | Existing | 0.073995 | 0.34038 | 0.21739 | 0 | 0 | 0 | Fail RIM | [11 empty] | Commercial | Floating Head Pressure Controls | N | Grocery | New | 3.3029 | 0.3408 | 9.6916 | 0 | 0 | 0 | Fail 2-year Threshold
[12 empty] | Commercial | Efficient Motor Belts | N | Lodging/Hospitality | Existing | 0.075533 | 0.34759 | 0.21731 | 0 | 0 | 0 | Fail RIM | [11 empty] | Commercial | Floating Head Pressure Controls | N | Healthcare | New | 3.3243 | 0.34337 | 9.6814 | 0 | 0 | 0 | Fail 2-year Threshold
[12 empty] | Commercial | Efficient Motor Belts | N | Miscellaneous | Existing | 0.073995 | 0.34038 | 0.21739 | 0 | 0 | 0 | Fail RIM | [11 empty] | Commercial | Floating Head Pressure Controls | N | Hospitals | New | 3.3243 | 0.34337 | 9.6814 | 0 | 0 | 0 | Fail 2-year Threshold
[12 empty] | Commercial | Efficient Motor Belts | N | Offices | Existing | 0.073995 | 0.34038 | 0.21739 | 0 | 0 | 0 | Fail RIM | [11 empty] | Commercial | Floating Head Pressure Controls | N | Institutional | New | 3.3029 | 0.3408 | 9.6916 | 0 | 0 | 0 | Fail 2-year Threshold
[12 empty] | Commercial | Efficient Motor Belts | N | Restaurants | Existing | 0.075533 | 0.34759 | 0.21731 | 0 | 0 | 0 | Fail RIM | [11 empty] | Commercial | Floating Head Pressure Controls | N | Lodging/Hospitality | New | 3.3243 | 0.34337 | 9.6814 | 0 | 0 | 0 | Fail 2-year Threshold
[12 empty] | Commercial | Efficient Motor Belts | N | Retail | Existing | 0.073995 | 0.34038 | 0.21739 | 0 | 0 | 0 | Fail RIM | [11 empty] | Commercial | Floating Head Pressure Controls | N | Miscellaneous | New | 3.3029 | 0.3408 | 9.6916 | 0 | 0 | 0 | Fail 2-year Threshold
[12 empty] | Commercial | Efficient Motor Belts | N | Schools K-12 | Existing | 0.075533 | 0.34759 | 0.21731 | 0 | 0 | 0 | Fail RIM | [11 empty] | Commercial | Floating Head Pressure Controls | N | Offices | New | 3.3029 | 0.3408 | 9.6916 | 0 | 0 | 0 | Fail 2-year Threshold
[12 empty] | Commercial | Efficient Motor Belts | N | Warehouse | Existing | 0.073995 | 0.34038 | 0.21739 | 0 | 0 | 0 | Fail RIM | [11 empty] | Commercial | Floating Head Pressure Controls | N | Restaurants | New | 3.3243 | 0.34337 | 9.6814 | 0 | 0 | 0 | Fail 2-year Threshold
[12 empty] | Commercial | Efficient Motor Belts | N | Assembly | New | 0.073995 | 0.34038 | 0.21739 | 0 | 0 | 0 | Fail RIM | [11 empty] | Commercial | Floating Head Pressure Controls | N | Retail | New | 3.3029 | 0.3408 | 9.6916 | 0 | 0 | 0 | Fail 2-year Threshold
[12 empty] | Commercial | Efficient Motor Belts | N | College and University | New | 0.075533 | 0.34759 | 0.21731 | 0 | 0 | 0 | Fail RIM | [11 empty] | Commercial | Floating Head Pressure Controls | N | Schools K-12 | New | 3.3243 | 0.34337 | 9.6814 | 0 | 0 | 0 | Fail 2-year Threshold
[12 empty] | Commercial | Efficient Motor Belts | N | Grocery | New | 0.073995 | 0.34038 | 0.21739 | 0 | 0 | 0 | Fail RIM | [11 empty] | Commercial | Floating Head Pressure Controls | N | Warehouse | New | 3.3029 | 0.3408 | 9.6916 | 0 | 0 | 0 | Fail 2-year Threshold
[12 empty] | Commercial | Efficient Motor Belts | N | Healthcare | New | 0.075533 | 0.34759 | 0.21731 | 0 | 0 | 0 | Fail RIM | [11 empty] | Commercial | Freezer-Cooler Replacement Gaskets | N | Assembly | Existing | 0.24287 | 0.34252 | 0.70906 | 0 | 0 | 0 | Fail TRC
[12 empty] | Commercial | Efficient Motor Belts | N | Hospitals | New | 0.075533 | 0.34759 | 0.21731 | 0 | 0 | 0 | Fail RIM | [11 empty] | Commercial | Freezer-Cooler Replacement Gaskets | N | College and University | Existing | 0.24636 | 0.34772 | 0.7085 | 0 | 0 | 0 | Fail TRC
[12 empty] | Commercial | Efficient Motor Belts | N | Institutional | New | 0.073995 | 0.34038 | 0.21739 | 0 | 0 | 0 | Fail RIM | [11 empty] | Commercial | Freezer-Cooler Replacement Gaskets | N | Grocery | Existing | 0.24287 | 0.34252 | 0.70906 | 0 | 0 | 0 | Fail TRC
[12 empty] | Commercial | Efficient Motor Belts | N | Lodging/Hospitality | New | 0.075533 | 0.34759 | 0.21731 | 0 | 0 | 0 | Fail RIM | [11 empty] | Commercial | Freezer-Cooler Replacement Gaskets | N | Healthcare | Existing | 0.24636 | 0.34772 | 0.7085 | 0 | 0 | 0 | Fail TRC
[12 empty] | Commercial | Efficient Motor Belts | N | Miscellaneous | New | 0.073995 | 0.34038 | 0.21739 | 0 | 0 | 0 | Fail RIM | [11 empty] | Commercial | Freezer-Cooler Replacement Gaskets | N | Hospitals | Existing | 0.24636 | 0.34772 | 0.7085 | 0 | 0 | 0 | Fail TRC
[12 empty] | Commercial | Efficient Motor Belts | N | Offices | New | 0.073995 | 0.34038 | 0.21739 | 0 | 0 | 0 | Fail RIM | [11 empty] | Commercial | Freezer-Cooler Replacement Gaskets | N | Institutional | Existing | 0.24287 | 0.34252 | 0.70906 | 0 | 0 | 0 | Fail TRC
[12 empty] | Commercial | Efficient Motor Belts | N | Restaurants | New | 0.075533 | 0.34759 | 0.21731 | 0 | 0 | 0 | Fail RIM | [11 empty] | Commercial | Freezer-Cooler Replacement Gaskets | N | Lodging/Hospitality | Existing | 0.24636 | 0.34772 | 0.7085 | 0 | 0 | 0 | Fail TRC
[12 empty] | Commercial | Efficient Motor Belts | N | Retail | New | 0.073995 | 0.34038 | 0.21739 | 0 | 0 | 0 | Fail RIM | [11 empty] | Commercial | Freezer-Cooler Replacement Gaskets | N | Miscellaneous | Existing | 0.24287 | 0.34252 | 0.70906 | 0 | 0 | 0 | Fail TRC
[12 empty] | Commercial | Efficient Motor Belts | N | Schools K-12 | New | 0.075533 | 0.34759 | 0.21731 | 0 | 0 | 0 | Fail RIM | [11 empty] | Commercial | Freezer-Cooler Replacement Gaskets | N | Offices | Existing | 0.24287 | 0.34252 | 0.70906 | 0 | 0 | 0 | Fail TRC
[12 empty] | Commercial | Efficient Motor Belts | N | Warehouse | New | 0.073995 | 0.34038 | 0.21739 | 0 | 0 | 0 | Fail RIM | [11 empty] | Commercial | Freezer-Cooler Replacement Gaskets | N | Restaurants | Existing | 0.24636 | 0.34772 | 0.7085 | 0 | 0 | 0 | Fail TRC
[12 empty] | Commercial | Engine Block Timer | N | Assembly | Existing | 0.53294 | 0.30593 | 1.7421 | 0 | 0 | 0 | Fail RIM | [11 empty] | Commercial | Freezer-Cooler Replacement Gaskets | N | Retail | Existing | 0.24287 | 0.34252 | 0.70906 | 0 | 0 | 0 | Fail TRC
[12 empty] | Commercial | Engine Block Timer | N | College and University | Existing | 0.60562 | 0.34549 | 1.7529 | 0 | 0 | 0 | Fail RIM | [11 empty] | Commercial | Freezer-Cooler Replacement Gaskets | N | Schools K-12 | Existing | 0.24636 | 0.34772 | 0.7085 | 0 | 0 | 0 | Fail TRC
[12 empty] | Commercial | Engine Block Timer | N | Grocery | Existing | 0.53294 | 0.30593 | 1.7421 | 0 | 0 | 0 | Fail RIM | [11 empty] | Commercial | Freezer-Cooler Replacement Gaskets | N | Warehouse | Existing | 0.24287 | 0.34252 | 0.70906 | 0 | 0 | 0 | Fail TRC
[12 empty] | Commercial | Engine Block Timer | N | Healthcare | Existing | 0.53294 | 0.30593 | 1.7421 | 0 | 0 | 0 | Fail RIM | [11 empty] | Commercial | Freezer-Cooler Replacement Gaskets | N | Assembly | New | 0 | 0 | 0 | 0 | 0 | 0 | Fail TRC
[12 empty] | Commercial | Engine Block Timer | N | Hospitals | Existing | 0.60562 | 0.34549 | 1.7529 | 0 | 0 | 0 | Fail RIM | [11 empty] | Commercial | Freezer-Cooler Replacement Gaskets | N | College and University | New | 0 | 0 | 0 | 0 | 0 | 0 | Fail TRC
[12 empty] | Commercial | Engine Block Timer | N | Institutional | Existing | 0.55318 | 0.31679 | 1.7462 | 0 | 0 | 0 | Fail RIM | [11 empty] | Commercial | Freezer-Cooler Replacement Gaskets | N | Grocery | New | 0 | 0 | 0 | 0 | 0 | 0 | Fail TRC
[12 empty] | Commercial | Engine Block Timer | N | Lodging/Hospitality | Existing | 0.53294 | 0.30593 | 1.7421 | 0 | 0 | 0 | Fail RIM | [11 empty] | Commercial | Freezer-Cooler Replacement Gaskets | N | Healthcare | New | 0 | 0 | 0 | 0 | 0 | 0 | Fail TRC
[12 empty] | Commercial | Engine Block Timer | N | Miscellaneous | Existing | 0.55318 | 0.31679 | 1.7462 | 0 | 0 | 0 | Fail RIM | [11 empty] | Commercial | Freezer-Cooler Replacement Gaskets | N | Hospitals | New | 0 | 0 | 0 | 0 | 0 | 0 | Fail TRC
[12 empty] | Commercial | Engine Block Timer | N | Offices | Existing | 0.55318 | 0.31679 | 1.7462 | 0 | 0 | 0 | Fail RIM | [11 empty] | Commercial | Freezer-Cooler Replacement Gaskets | N | Institutional | New | 0 | 0 | 0 | 0 | 0 | 0 | Fail TRC
[12 empty] | Commercial | Engine Block Timer | N | Restaurants | Existing | 0.55318 | 0.31679 | 1.7462 | 0 | 0 | 0 | Fail RIM | [11 empty] | Commercial | Freezer-Cooler Replacement Gaskets | N | Lodging/Hospitality | New | 0 | 0 | 0 | 0 | 0 | 0 | Fail TRC
[12 empty] | Commercial | Engine Block Timer | N | Retail | Existing | 0.55318 | 0.31679 | 1.7462 | 0 | 0 | 0 | Fail RIM | [11 empty] | Commercial | Freezer-Cooler Replacement Gaskets | N | Miscellaneous | New | 0 | 0 | 0 | 0 | 0 | 0 | Fail TRC
[12 empty] | Commercial | Engine Block Timer | N | Schools K-12 | Existing | 0.55318 | 0.31679 | 1.7462 | 0 | 0 | 0 | Fail RIM | [11 empty] | Commercial | Freezer-Cooler Replacement Gaskets | N | Offices | New | 0 | 0 | 0 | 0 | 0 | 0 | Fail TRC
[12 empty] | Commercial | Engine Block Timer | N | Warehouse | Existing | 0.55318 | 0.31679 | 1.7462 | 0 | 0 | 0 | Fail RIM | [11 empty] | Commercial | Freezer-Cooler Replacement Gaskets | N | Restaurants | New | 0 | 0 | 0 | 0 | 0 | 0 | Fail TRC
[12 empty] | Commercial | Engine Block Timer | N | Assembly | New | 0.53294 | 0.30593 | 1.7421 | 0 | 0 | 0 | Fail RIM | [11 empty] | Commercial | Freezer-Cooler Replacement Gaskets | N | Retail | New | 0 | 0 | 0 | 0 | 0 | 0 | Fail TRC
[12 empty] | Commercial | Engine Block Timer | N | College and University | New | 0.60562 | 0.34549 | 1.7529 | 0 | 0 | 0 | Fail RIM | [11 empty] | Commercial | Freezer-Cooler Replacement Gaskets | N | Schools K-12 | New | 0 | 0 | 0 | 0 | 0 | 0 | Fail TRC
[12 empty] | Commercial | Engine Block Timer | N | Grocery | New | 0.53294 | 0.30593 | 1.7421 | 0 | 0 | 0 | Fail RIM | [11 empty] | Commercial | Freezer-Cooler Replacement Gaskets | N | Warehouse | New | 0 | 0 | 0 | 0 | 0 | 0 | Fail TRC
[12 empty] | Commercial | Engine Block Timer | N | Healthcare | New | 0.53294 | 0.30593 | 1.7421 | 0 | 0 | 0 | Fail RIM | [11 empty] | Commercial | High Efficiency Refrigeration Compressor | N | Assembly | Existing | 0.22671 | 0.34267 | 0.66158 | 0 | 0 | 0 | Fail TRC
[12 empty] | Commercial | Engine Block Timer | N | Hospitals | New | 0.60562 | 0.34549 | 1.7529 | 0 | 0 | 0 | Fail RIM | [11 empty] | Commercial | High Efficiency Refrigeration Compressor | N | College and University | Existing | 0.22817 | 0.34525 | 0.66089 | 0 | 0 | 0 | Fail TRC
[12 empty] | Commercial | Engine Block Timer | N | Institutional | New | 0.55318 | 0.31679 | 1.7462 | 0 | 0 | 0 | Fail RIM | [11 empty] | Commercial | High Efficiency Refrigeration Compressor | N | Grocery | Existing | 0.22671 | 0.34267 | 0.66158 | 0 | 0 | 0 | Fail TRC
[12 empty] | Commercial | Engine Block Timer | N | Lodging/Hospitality | New | 0.53294 | 0.30593 | 1.7421 | 0 | 0 | 0 | Fail RIM | [11 empty] | Commercial | High Efficiency Refrigeration Compressor | N | Healthcare | Existing | 0.22817 | 0.34525 | 0.66089 | 0 | 0 | 0 | Fail TRC
[12 empty] | Commercial | Engine Block Timer | N | Miscellaneous | New | 0.55318 | 0.31679 | 1.7462 | 0 | 0 | 0 | Fail RIM | [11 empty] | Commercial | High Efficiency Refrigeration Compressor | N | Hospitals | Existing | 0.22817 | 0.34525 | 0.66089 | 0 | 0 | 0 | Fail TRC
[12 empty] | Commercial | Engine Block Timer | N | Offices | New | 0.55318 | 0.31679 | 1.7462 | 0 | 0 | 0 | Fail RIM | [11 empty] | Commercial | High Efficiency Refrigeration Compressor | N | Institutional | Existing | 0.22671 | 0.34267 | 0.66158 | 0 | 0 | 0 | Fail TRC
[12 empty] | Commercial | Engine Block Timer | N | Restaurants | New | 0.55318 | 0.31679 | 1.7462 | 0 | 0 | 0 | Fail RIM | [11 empty] | Commercial | High Efficiency Refrigeration Compressor | N | Lodging/Hospitality | Existing | 0.22817 | 0.34525 | 0.66089 | 0 | 0 | 0 | Fail TRC
[12 empty] | Commercial | Engine Block Timer | N | Retail | New | 0.55318 | 0.31679 | 1.7462 | 0 | 0 | 0 | Fail RIM | [11 empty] | Commercial | High Efficiency Refrigeration Compressor | N | Miscellaneous | Existing | 0.22671 | 0.34267 | 0.66158 | 0 | 0 | 0 | Fail TRC
[12 empty] | Commercial | Engine Block Timer | N | Schools K-12 | New | 0.55318 | 0.31679 | 1.7462 | 0 | 0 | 0 | Fail RIM | [11 empty] | Commercial | High Efficiency Refrigeration Compressor | N | Offices | Existing | 0.22671 | 0.34267 | 0.66158 | 0 | 0 | 0 | Fail TRC
[12 empty] | Commercial | Engine Block Timer | N | Warehouse | New | 0.55318 | 0.31679 | 1.7462 | 0 | 0 | 0 | Fail RIM | [11 empty] | Commercial | High Efficiency Refrigeration Compressor | N | Restaurants | Existing | 0.22817 | 0.34525 | 0.66089 | 0 | 0 | 0 | Fail TRC
[12 empty] | Commercial | Regenerative Drive Elevator Motor | N | Assembly | Existing | 0.073724 | 0.33614 | 0.21933 | 0 | 0 | 0 | Fail RIM | [11 empty] | Commercial | High Efficiency Refrigeration Compressor | N | Retail | Existing | 0.22671 | 0.34267 | 0.66158 | 0 | 0 | 0 | Fail TRC
[12 empty] | Commercial | Regenerative Drive Elevator Motor | N | College and University | Existing | 0.075687 | 0.34525 | 0.21922 | 0 | 0 | 0 | Fail RIM | [11 empty] | Commercial | High Efficiency Refrigeration Compressor | N | Schools K-12 | Existing | 0.22817 | 0.34525 | 0.66089 | 0 | 0 | 0 | Fail TRC
[12 empty] | Commercial | Regenerative Drive Elevator Motor | N | Grocery | Existing | 0.073724 | 0.33614 | 0.21933 | 0 | 0 | 0 | Fail RIM | [11 empty] | Commercial | High Efficiency Refrigeration Compressor | N | Warehouse | Existing | 0.22671 | 0.34267 | 0.66158 | 0 | 0 | 0 | Fail TRC
[12 empty] | Commercial | Regenerative Drive Elevator Motor | N | Healthcare | Existing | 0.075687 | 0.34525 | 0.21922 | 0 | 0 | 0 | Fail RIM | [11 empty] | Commercial | High Efficiency Refrigeration Compressor | N | Assembly | New | 0.22671 | 0.34267 | 0.66158 | 0 | 0 | 0 | Fail TRC
[12 empty] | Commercial | Regenerative Drive Elevator Motor | N | Hospitals | Existing | 0.075687 | 0.34525 | 0.21922 | 0 | 0 | 0 | Fail RIM | [11 empty] | Commercial | High Efficiency Refrigeration Compressor | N | College and University | New | 0.22817 | 0.34525 | 0.66089 | 0 | 0 | 0 | Fail TRC
[12 empty] | Commercial | Regenerative Drive Elevator Motor | N | Institutional | Existing | 0.073724 | 0.33614 | 0.21933 | 0 | 0 | 0 | Fail RIM | [11 empty] | Commercial | High Efficiency Refrigeration Compressor | N | Grocery | New | 0.22671 | 0.34267 | 0.66158 | 0 | 0 | 0 | Fail TRC
[12 empty] | Commercial | Regenerative Drive Elevator Motor | N | Lodging/Hospitality | Existing | 0.075687 | 0.34525 | 0.21922 | 0 | 0 | 0 | Fail RIM | [11 empty] | Commercial | High Efficiency Refrigeration Compressor | N | Healthcare | New | 0.22817 | 0.34525 | 0.66089 | 0 | 0 | 0 | Fail TRC
[12 empty] | Commercial | Regenerative Drive Elevator Motor | N | Miscellaneous | Existing | 0.073724 | 0.33614 | 0.21933 | 0 | 0 | 0 | Fail RIM | [11 empty] | Commercial | High Efficiency Refrigeration Compressor | N | Hospitals | New | 0.22817 | 0.34525 | 0.66089 | 0 | 0 | 0 | Fail TRC
[12 empty] | Commercial | Regenerative Drive Elevator Motor | N | Offices | Existing | 0.073724 | 0.33614 | 0.21933 | 0 | 0 | 0 | Fail RIM | [11 empty] | Commercial | High Efficiency Refrigeration Compressor | N | Institutional | New | 0.22671 | 0.34267 | 0.66158 | 0 | 0 | 0 | Fail TRC
[12 empty] | Commercial | Regenerative Drive Elevator Motor | N | Restaurants | Existing | 0.075687 | 0.34525 | 0.21922 | 0 | 0 | 0 | Fail RIM | [11 empty] | Commercial | High Efficiency Refrigeration Compressor | N | Lodging/Hospitality | New | 0.22817 | 0.34525 | 0.66089 | 0 | 0 | 0 | Fail TRC
[12 empty] | Commercial | Regenerative Drive Elevator Motor | N | Retail | Existing | 0.073724 | 0.33614 | 0.21933 | 0 | 0 | 0 | Fail RIM | [11 empty] | Commercial | High Efficiency Refrigeration Compressor | N | Miscellaneous | New | 0.22671 | 0.34267 | 0.66158 | 0 | 0 | 0 | Fail TRC
[12 empty] | Commercial | Regenerative Drive Elevator Motor | N | Schools K-12 | Existing | 0.075687 | 0.34525 | 0.21922 | 0 | 0 | 0 | Fail RIM | [11 empty] | Commercial | High Efficiency Refrigeration Compressor | N | Offices | New | 0.22671 | 0.34267 | 0.66158 | 0 | 0 | 0 | Fail TRC
[12 empty] | Commercial | Regenerative Drive Elevator Motor | N | Warehouse | Existing | 0.073724 | 0.33614 | 0.21933 | 0 | 0 | 0 | Fail RIM | [11 empty] | Commercial | High Efficiency Refrigeration Compressor | N | Restaurants | New | 0.22817 | 0.34525 | 0.66089 | 0 | 0 | 0 | Fail TRC
[12 empty] | Commercial | Regenerative Drive Elevator Motor | N | Assembly | New | 0.073724 | 0.33614 | 0.21933 | 0 | 0 | 0 | Fail RIM | [11 empty] | Commercial | High Efficiency Refrigeration Compressor | N | Retail | New | 0.22671 | 0.34267 | 0.66158 | 0 | 0 | 0 | Fail TRC
[12 empty] | Commercial | Regenerative Drive Elevator Motor | N | College and University | New | 0.075687 | 0.34525 | 0.21922 | 0 | 0 | 0 | Fail RIM | [11 empty] | Commercial | High Efficiency Refrigeration Compressor | N | Schools K-12 | New | 0.22817 | 0.34525 | 0.66089 | 0 | 0 | 0 | Fail TRC
[12 empty] | Commercial | Regenerative Drive Elevator Motor | N | Grocery | New | 0.073724 | 0.33614 | 0.21933 | 0 | 0 | 0 | Fail RIM | [11 empty] | Commercial | High Efficiency Refrigeration Compressor | N | Warehouse | New | 0.22671 | 0.34267 | 0.66158 | 0 | 0 | 0 | Fail TRC
[12 empty] | Commercial | Regenerative Drive Elevator Motor | N | Healthcare | New | 0.075687 | 0.34525 | 0.21922 | 0 | 0 | 0 | Fail RIM | [11 empty] | Commercial | High R-Value Glass Doors | N | Assembly | Existing | 0.15582 | 0.34117 | 0.45674 | 0 | 0 | 0 | Fail TRC
[12 empty] | Commercial | Regenerative Drive Elevator Motor | N | Hospitals | New | 0.075687 | 0.34525 | 0.21922 | 0 | 0 | 0 | Fail RIM | [11 empty] | Commercial | High R-Value Glass Doors | N | College and University | Existing | 0.15795 | 0.34609 | 0.45637 | 0 | 0 | 0 | Fail TRC
[12 empty] | Commercial | Regenerative Drive Elevator Motor | N | Institutional | New | 0.073724 | 0.33614 | 0.21933 | 0 | 0 | 0 | Fail RIM | [11 empty] | Commercial | High R-Value Glass Doors | N | Grocery | Existing | 0.15582 | 0.34117 | 0.45674 | 0 | 0 | 0 | Fail TRC
[12 empty] | Commercial | Regenerative Drive Elevator Motor | N | Lodging/Hospitality | New | 0.075687 | 0.34525 | 0.21922 | 0 | 0 | 0 | Fail RIM | [11 empty] | Commercial | High R-Value Glass Doors | N | Healthcare | Existing | 0.15795 | 0.34609 | 0.45637 | 0 | 0 | 0 | Fail TRC
[12 empty] | Commercial | Regenerative Drive Elevator Motor | N | Miscellaneous | New | 0.073724 | 0.33614 | 0.21933 | 0 | 0 | 0 | Fail RIM | [11 empty] | Commercial | High R-Value Glass Doors | N | Hospitals | Existing | 0.15795 | 0.34609 | 0.45637 | 0 | 0 | 0 | Fail TRC
[12 empty] | Commercial | Regenerative Drive Elevator Motor | N | Offices | New | 0.073724 | 0.33614 | 0.21933 | 0 | 0 | 0 | Fail RIM | [11 empty] | Commercial | High R-Value Glass Doors | N | Institutional | Existing | 0.15582 | 0.34117 | 0.45674 | 0 | 0 | 0 | Fail TRC
[12 empty] | Commercial | Regenerative Drive Elevator Motor | N | Restaurants | New | 0.075687 | 0.34525 | 0.21922 | 0 | 0 | 0 | Fail RIM | [11 empty] | Commercial | High R-Value Glass Doors | N | Lodging/Hospitality | Existing | 0.15795 | 0.34609 | 0.45637 | 0 | 0 | 0 | Fail TRC
[12 empty] | Commercial | Regenerative Drive Elevator Motor | N | Retail | New | 0.073724 | 0.33614 | 0.21933 | 0 | 0 | 0 | Fail RIM | [11 empty] | Commercial | High R-Value Glass Doors | N | Miscellaneous | Existing | 0.15582 | 0.34117 | 0.45674 | 0 | 0 | 0 | Fail TRC
[12 empty] | Commercial | Regenerative Drive Elevator Motor | N | Schools K-12 | New | 0.075687 | 0.34525 | 0.21922 | 0 | 0 | 0 | Fail RIM | [11 empty] | Commercial | High R-Value Glass Doors | N | Offices | Existing | 0.15582 | 0.34117 | 0.45674 | 0 | 0 | 0 | Fail TRC
[12 empty] | Commercial | Regenerative Drive Elevator Motor | N | Warehouse | New | 0.073724 | 0.33614 | 0.21933 | 0 | 0 | 0 | Fail RIM | [11 empty] | Commercial | High R-Value Glass Doors | N | Restaurants | Existing | 0.15795 | 0.34609 | 0.45637 | 0 | 0 | 0 | Fail TRC
[12 empty] | Commercial | VSD Controlled Compressor | N | Assembly | Existing | 1.3266 | 0.3408 | 3.8926 | 0 | 0 | 0 | Fail RIM | [11 empty] | Commercial | High R-Value Glass Doors | N | Retail | Existing | 0.15582 | 0.34117 | 0.45674 | 0 | 0 | 0 | Fail TRC
[12 empty] | Commercial | VSD Controlled Compressor | N | College and University | Existing | 1.3352 | 0.34337 | 3.8885 | 0 | 0 | 0 | Fail RIM | [11 empty] | Commercial | High R-Value Glass Doors | N | Schools K-12 | Existing | 0.15795 | 0.34609 | 0.45637 | 0 | 0 | 0 | Fail TRC
[12 empty] | Commercial | VSD Controlled Compressor | N | Grocery | Existing | 1.3266 | 0.3408 | 3.8926 | 0 | 0 | 0 | Fail RIM | [11 empty] | Commercial | High R-Value Glass Doors | N | Warehouse | Existing | 0.15582 | 0.34117 | 0.45674 | 0 | 0 | 0 | Fail TRC
[12 empty] | Commercial | VSD Controlled Compressor | N | Healthcare | Existing | 1.3352 | 0.34337 | 3.8885 | 0 | 0 | 0 | Fail RIM | [11 empty] | Commercial | High R-Value Glass Doors | N | Assembly | New | 0 | 0 | 0 | 0 | 0 | 0 | Fail TRC
[12 empty] | Commercial | VSD Controlled Compressor | N | Hospitals | Existing | 1.3352 | 0.34337 | 3.8885 | 0 | 0 | 0 | Fail RIM | [11 empty] | Commercial | High R-Value Glass Doors | N | College and University | New | 0 | 0 | 0 | 0 | 0 | 0 | Fail TRC
[12 empty] | Commercial | VSD Controlled Compressor | N | Institutional | Existing | 1.3266 | 0.3408 | 3.8926 | 0 | 0 | 0 | Fail RIM | [11 empty] | Commercial | High R-Value Glass Doors | N | Grocery | New | 0 | 0 | 0 | 0 | 0 | 0 | Fail TRC
[12 empty] | Commercial | VSD Controlled Compressor | N | Lodging/Hospitality | Existing | 1.3352 | 0.34337 | 3.8885 | 0 | 0 | 0 | Fail RIM | [11 empty] | Commercial | High R-Value Glass Doors | N | Healthcare | New | 0 | 0 | 0 | 0 | 0 | 0 | Fail TRC
[12 empty] | Commercial | VSD Controlled Compressor | N | Miscellaneous | Existing | 1.3266 | 0.3408 | 3.8926 | 0 | 0 | 0 | Fail RIM | [11 empty] | Commercial | High R-Value Glass Doors | N | Hospitals | New | 0 | 0 | 0 | 0 | 0 | 0 | Fail TRC
[12 empty] | Commercial | VSD Controlled Compressor | N | Offices | Existing | 1.3266 | 0.3408 | 3.8926 | 0 | 0 | 0 | Fail RIM | [11 empty] | Commercial | High R-Value Glass Doors | N | Institutional | New | 0 | 0 | 0 | 0 | 0 | 0 | Fail TRC
[12 empty] | Commercial | VSD Controlled Compressor | N | Restaurants | Existing | 1.3352 | 0.34337 | 3.8885 | 0 | 0 | 0 | Fail RIM | [11 empty] | Commercial | High R-Value Glass Doors | N | Lodging/Hospitality | New | 0 | 0 | 0 | 0 | 0 | 0 | Fail TRC
[12 empty] | Commercial | VSD Controlled Compressor | N | Retail | Existing | 1.3266 | 0.3408 | 3.8926 | 0 | 0 | 0 | Fail RIM | [11 empty] | Commercial | High R-Value Glass Doors | N | Miscellaneous | New | 0 | 0 | 0 | 0 | 0 | 0 | Fail TRC
[12 empty] | Commercial | VSD Controlled Compressor | N | Schools K-12 | Existing | 1.3352 | 0.34337 | 3.8885 | 0 | 0 | 0 | Fail RIM | [11 empty] | Commercial | High R-Value Glass Doors | N | Offices | New | 0 | 0 | 0 | 0 | 0 | 0 | Fail TRC
[12 empty] | Commercial | VSD Controlled Compressor | N | Warehouse | Existing | 1.3266 | 0.3408 | 3.8926 | 0 | 0 | 0 | Fail RIM | [11 empty] | Commercial | High R-Value Glass Doors | N | Restaurants | New | 0 | 0 | 0 | 0 | 0 | 0 | Fail TRC
[12 empty] | Commercial | VSD Controlled Compressor | N | Assembly | New | 1.3266 | 0.3408 | 3.8926 | 0 | 0 | 0 | Fail RIM | [11 empty] | Commercial | High R-Value Glass Doors | N | Retail | New | 0 | 0 | 0 | 0 | 0 | 0 | Fail TRC
[12 empty] | Commercial | VSD Controlled Compressor | N | College and University | New | 1.3352 | 0.34337 | 3.8885 | 0 | 0 | 0 | Fail RIM | [11 empty] | Commercial | High R-Value Glass Doors | N | Schools K-12 | New | 0 | 0 | 0 | 0 | 0 | 0 | Fail TRC
[12 empty] | Commercial | VSD Controlled Compressor | N | Grocery | New | 1.3266 | 0.3408 | 3.8926 | 0 | 0 | 0 | Fail RIM | [11 empty] | Commercial | High R-Value Glass Doors | N | Warehouse | New | 0 | 0 | 0 | 0 | 0 | 0 | Fail TRC
[12 empty] | Commercial | VSD Controlled Compressor | N | Healthcare | New | 1.3352 | 0.34337 | 3.8885 | 0 | 0 | 0 | Fail RIM | [11 empty] | Commercial | Night Covers for Display Cases | N | Assembly | Existing | 0.026542 | 0.34512 | 0.076905 | 0 | 0 | 0 | Fail TRC
[12 empty] | Commercial | VSD Controlled Compressor | N | Hospitals | New | 1.3352 | 0.34337 | 3.8885 | 0 | 0 | 0 | Fail RIM | [11 empty] | Commercial | Night Covers for Display Cases | N | College and University | Existing | 0.026542 | 0.34512 | 0.076905 | 0 | 0 | 0 | Fail TRC
[12 empty] | Commercial | VSD Controlled Compressor | N | Institutional | New | 1.3266 | 0.3408 | 3.8926 | 0 | 0 | 0 | Fail RIM | [11 empty] | Commercial | Night Covers for Display Cases | N | Grocery | Existing | 0.026542 | 0.34512 | 0.076905 | 0 | 0 | 0 | Fail TRC
[12 empty] | Commercial | VSD Controlled Compressor | N | Lodging/Hospitality | New | 1.3352 | 0.34337 | 3.8885 | 0 | 0 | 0 | Fail RIM | [11 empty] | Commercial | Night Covers for Display Cases | N | Healthcare | Existing | 0.026542 | 0.34512 | 0.076905 | 0 | 0 | 0 | Fail TRC
[12 empty] | Commercial | VSD Controlled Compressor | N | Miscellaneous | New | 1.3266 | 0.3408 | 3.8926 | 0 | 0 | 0 | Fail RIM | [11 empty] | Commercial | Night Covers for Display Cases | N | Hospitals | Existing | 0.026542 | 0.34512 | 0.076905 | 0 | 0 | 0 | Fail TRC
[12 empty] | Commercial | VSD Controlled Compressor | N | Offices | New | 1.3266 | 0.3408 | 3.8926 | 0 | 0 | 0 | Fail RIM | [11 empty] | Commercial | Night Covers for Display Cases | N | Institutional | Existing | 0.026542 | 0.34512 | 0.076905 | 0 | 0 | 0 | Fail TRC
[12 empty] | Commercial | VSD Controlled Compressor | N | Restaurants | New | 1.3352 | 0.34337 | 3.8885 | 0 | 0 | 0 | Fail RIM | [11 empty] | Commercial | Night Covers for Display Cases | N | Lodging/Hospitality | Existing | 0.026542 | 0.34512 | 0.076905 | 0 | 0 | 0 | Fail TRC
[12 empty] | Commercial | VSD Controlled Compressor | N | Retail | New | 1.3266 | 0.3408 | 3.8926 | 0 | 0 | 0 | Fail RIM | [11 empty] | Commercial | Night Covers for Display Cases | N | Miscellaneous | Existing | 0.026542 | 0.34512 | 0.076905 | 0 | 0 | 0 | Fail TRC
[12 empty] | Commercial | VSD Controlled Compressor | N | Schools K-12 | New | 1.3352 | 0.34337 | 3.8885 | 0 | 0 | 0 | Fail RIM | [11 empty] | Commercial | Night Covers for Display Cases | N | Offices | Existing | 0.026542 | 0.34512 | 0.076905 | 0 | 0 | 0 | Fail TRC
[12 empty] | Commercial | VSD Controlled Compressor | N | Warehouse | New | 1.3266 | 0.3408 | 3.8926 | 0 | 0 | 0 | Fail RIM | [11 empty] | Commercial | Night Covers for Display Cases | N | Restaurants | Existing | 0.026542 | 0.34512 | 0.076905 | 0 | 0 | 0 | Fail TRC
[12 empty] | Commercial | Network PC Power Management | N | Assembly | Existing | 0.80661 | 0.36388 | 2.2167 | 0 | 0 | 0 | Fail RIM | [11 empty] | Commercial | Night Covers for Display Cases | N | Retail | Existing | 0.026542 | 0.34512 | 0.076905 | 0 | 0 | 0 | Fail TRC
[12 empty] | Commercial | Network PC Power Management | N | College and University | Existing | 0.77841 | 0.3465 | 2.2465 | 0 | 0 | 0 | Fail RIM | [11 empty] | Commercial | Night Covers for Display Cases | N | Schools K-12 | Existing | 0.026542 | 0.34512 | 0.076905 | 0 | 0 | 0 | Fail TRC
[12 empty] | Commercial | Network PC Power Management | N | Grocery | Existing | 0.7841 | 0.35379 | 2.2163 | 0 | 0 | 0 | Fail RIM | [11 empty] | Commercial | Night Covers for Display Cases | N | Warehouse | Existing | 0.026542 | 0.34512 | 0.076905 | 0 | 0 | 0 | Fail TRC
[12 empty] | Commercial | Network PC Power Management | N | Healthcare | Existing | 0.79116 | 0.35379 | 2.2363 | 0 | 0 | 0 | Fail RIM | [11 empty] | Commercial | Night Covers for Display Cases | N | Assembly | New | 0.026542 | 0.34512 | 0.076905 | 0 | 0 | 0 | Fail TRC
[12 empty] | Commercial | Network PC Power Management | N | Hospitals | Existing | 0.78598 | 0.3465 | 2.2684 | 0 | 0 | 0 | Fail RIM | [11 empty] | Commercial | Night Covers for Display Cases | N | College and University | New | 0.026542 | 0.34512 | 0.076905 | 0 | 0 | 0 | Fail TRC
[12 empty] | Commercial | Network PC Power Management | N | Institutional | Existing | 0.80474 | 0.36388 | 2.2115 | 0 | 0 | 0 | Fail RIM | [11 empty] | Commercial | Night Covers for Display Cases | N | Grocery | New | 0.026542 | 0.34512 | 0.076905 | 0 | 0 | 0 | Fail TRC
[12 empty] | Commercial | Network PC Power Management | N | Lodging/Hospitality | Existing | 0.79172 | 0.35379 | 2.2378 | 0 | 0 | 0 | Fail RIM | [11 empty] | Commercial | Night Covers for Display Cases | N | Healthcare | New | 0.026542 | 0.34512 | 0.076905 | 0 | 0 | 0 | Fail TRC
[12 empty] | Commercial | Network PC Power Management | N | Miscellaneous | Existing | 0.82587 | 0.36388 | 2.2696 | 0 | 0 | 0 | Fail RIM | [11 empty] | Commercial | Night Covers for Display Cases | N | Hospitals | New | 0.026542 | 0.34512 | 0.076905 | 0 | 0 | 0 | Fail TRC
[12 empty] | Commercial | Network PC Power Management | N | Offices | Existing | 0.79305 | 0.35379 | 2.2416 | 0 | 0 | 0 | Fail RIM | [11 empty] | Commercial | Night Covers for Display Cases | N | Institutional | New | 0.026542 | 0.34512 | 0.076905 | 0 | 0 | 0 | Fail TRC
[12 empty] | Commercial | Network PC Power Management | N | Restaurants | Existing | 0.8166 | 0.36388 | 2.2441 | 0 | 0 | 0 | Fail RIM | [11 empty] | Commercial | Night Covers for Display Cases | N | Lodging/Hospitality | New | 0.026542 | 0.34512 | 0.076905 | 0 | 0 | 0 | Fail TRC
[12 empty] | Commercial | Network PC Power Management | N | Retail | Existing | 0.77835 | 0.35379 | 2.2001 | 0 | 0 | 0 | Fail RIM | [11 empty] | Commercial | Night Covers for Display Cases | N | Miscellaneous | New | 0.026542 | 0.34512 | 0.076905 | 0 | 0 | 0 | Fail TRC
[12 empty] | Commercial | Network PC Power Management | N | Schools K-12 | Existing | 0.79699 | 0.35379 | 2.2527 | 0 | 0 | 0 | Fail RIM | [11 empty] | Commercial | Night Covers for Display Cases | N | Offices | New | 0.026542 | 0.34512 | 0.076905 | 0 | 0 | 0 | Fail TRC
[12 empty] | Commercial | Network PC Power Management | N | Warehouse | Existing | 0.65279 | 0.36388 | 1.794 | 0 | 0 | 0 | Fail RIM | [11 empty] | Commercial | Night Covers for Display Cases | N | Restaurants | New | 0.026542 | 0.34512 | 0.076905 | 0 | 0 | 0 | Fail TRC
[12 empty] | Commercial | Network PC Power Management | N | Assembly | New | 0.80661 | 0.36388 | 2.2167 | 0 | 0 | 0 | Fail RIM | [11 empty] | Commercial | Night Covers for Display Cases | N | Retail | New | 0.026542 | 0.34512 | 0.076905 | 0 | 0 | 0 | Fail TRC
[12 empty] | Commercial | Network PC Power Management | N | College and University | New | 0.77841 | 0.3465 | 2.2465 | 0 | 0 | 0 | Fail RIM | [11 empty] | Commercial | Night Covers for Display Cases | N | Schools K-12 | New | 0.026542 | 0.34512 | 0.076905 | 0 | 0 | 0 | Fail TRC
[12 empty] | Commercial | Network PC Power Management | N | Grocery | New | 0.7841 | 0.35379 | 2.2163 | 0 | 0 | 0 | Fail RIM | [11 empty] | Commercial | Night Covers for Display Cases | N | Warehouse | New | 0.026542 | 0.34512 | 0.076905 | 0 | 0 | 0 | Fail TRC
[12 empty] | Commercial | Network PC Power Management | N | Healthcare | New | 0.79116 | 0.35379 | 2.2363 | 0 | 0 | 0 | Fail RIM | [11 empty] | Commercial | PSC to ECM Evaporator Fan Motor (Walk-In, Refrigerator) | N | Assembly | Existing | 0.72795 | 0.33434 | 2.1773 | 0 | 0 | 0 | Fail TRC
[12 empty] | Commercial | Network PC Power Management | N | Hospitals | New | 0.78598 | 0.3465 | 2.2684 | 0 | 0 | 0 | Fail RIM | [11 empty] | Commercial | PSC to ECM Evaporator Fan Motor (Walk-In, Refrigerator) | N | College and University | Existing | 0.74725 | 0.34337 | 2.1762 | 0 | 0 | 0 | Fail TRC
[12 empty] | Commercial | Network PC Power Management | N | Institutional | New | 0.80474 | 0.36388 | 2.2115 | 0 | 0 | 0 | Fail RIM | [11 empty] | Commercial | PSC to ECM Evaporator Fan Motor (Walk-In, Refrigerator) | N | Grocery | Existing | 0.72795 | 0.33434 | 2.1773 | 0 | 0 | 0 | Fail TRC
[12 empty] | Commercial | Network PC Power Management | N | Lodging/Hospitality | New | 0.79172 | 0.35379 | 2.2378 | 0 | 0 | 0 | Fail RIM | [11 empty] | Commercial | PSC to ECM Evaporator Fan Motor (Walk-In, Refrigerator) | N | Healthcare | Existing | 0.74725 | 0.34337 | 2.1762 | 0 | 0 | 0 | Fail TRC
[12 empty] | Commercial | Network PC Power Management | N | Miscellaneous | New | 0.82587 | 0.36388 | 2.2696 | 0 | 0 | 0 | Fail RIM | [11 empty] | Commercial | PSC to ECM Evaporator Fan Motor (Walk-In, Refrigerator) | N | Hospitals | Existing | 0.74725 | 0.34337 | 2.1762 | 0 | 0 | 0 | Fail TRC
[12 empty] | Commercial | Network PC Power Management | N | Offices | New | 0.79305 | 0.35379 | 2.2416 | 0 | 0 | 0 | Fail RIM | [11 empty] | Commercial | PSC to ECM Evaporator Fan Motor (Walk-In, Refrigerator) | N | Institutional | Existing | 0.72795 | 0.33434 | 2.1773 | 0 | 0 | 0 | Fail TRC
[12 empty] | Commercial | Network PC Power Management | N | Restaurants | New | 0.8166 | 0.36388 | 2.2441 | 0 | 0 | 0 | Fail RIM | [11 empty] | Commercial | PSC to ECM Evaporator Fan Motor (Walk-In, Refrigerator) | N | Lodging/Hospitality | Existing | 0.74725 | 0.34337 | 2.1762 | 0 | 0 | 0 | Fail TRC
[12 empty] | Commercial | Network PC Power Management | N | Retail | New | 0.77835 | 0.35379 | 2.2001 | 0 | 0 | 0 | Fail RIM | [11 empty] | Commercial | PSC to ECM Evaporator Fan Motor (Walk-In, Refrigerator) | N | Miscellaneous | Existing | 0.72795 | 0.33434 | 2.1773 | 0 | 0 | 0 | Fail TRC
[12 empty] | Commercial | Network PC Power Management | N | Schools K-12 | New | 0.79699 | 0.35379 | 2.2527 | 0 | 0 | 0 | Fail RIM | [11 empty] | Commercial | PSC to ECM Evaporator Fan Motor (Walk-In, Refrigerator) | N | Offices | Existing | 0.72795 | 0.33434 | 2.1773 | 0 | 0 | 0 | Fail TRC
[12 empty] | Commercial | Network PC Power Management | N | Warehouse | New | 0.65279 | 0.36388 | 1.794 | 0 | 0 | 0 | Fail RIM | [11 empty] | Commercial | PSC to ECM Evaporator Fan Motor (Walk-In, Refrigerator) | N | Restaurants | Existing | 0.74725 | 0.34337 | 2.1762 | 0 | 0 | 0 | Fail TRC
[12 empty] | Commercial | Smart Strip Plug Outlet | N | Assembly | Existing | 0.89214 | 0.36342 | 2.4549 | 0 | 0 | 0 | Fail RIM | [11 empty] | Commercial | PSC to ECM Evaporator Fan Motor (Walk-In, Refrigerator) | N | Retail | Existing | 0.72795 | 0.33434 | 2.1773 | 0 | 0 | 0 | Fail TRC
[12 empty] | Commercial | Smart Strip Plug Outlet | N | College and University | Existing | 1.1401 | 0.35347 | 3.2253 | 0 | 0 | 0 | Fail RIM | [11 empty] | Commercial | PSC to ECM Evaporator Fan Motor (Walk-In, Refrigerator) | N | Schools K-12 | Existing | 0.74725 | 0.34337 | 2.1762 | 0 | 0 | 0 | Fail TRC
[12 empty] | Commercial | Smart Strip Plug Outlet | N | Grocery | Existing | 1.1042 | 0.35347 | 3.1239 | 0 | 0 | 0 | Fail RIM | [11 empty] | Commercial | PSC to ECM Evaporator Fan Motor (Walk-In, Refrigerator) | N | Warehouse | Existing | 0.72795 | 0.33434 | 2.1773 | 0 | 0 | 0 | Fail TRC
[12 empty] | Commercial | Smart Strip Plug Outlet | N | Healthcare | Existing | 1.5518 | 0.35347 | 4.3903 | 0 | 0 | 0 | Fail RIM | [11 empty] | Commercial | PSC to ECM Evaporator Fan Motor (Walk-In, Refrigerator) | N | Assembly | New | 0.72795 | 0.33434 | 2.1773 | 0 | 0 | 0 | Fail TRC
[12 empty] | Commercial | Smart Strip Plug Outlet | N | Hospitals | Existing | 1.7015 | 0.35347 | 4.8136 | 0 | 0 | 0 | Fail RIM | [11 empty] | Commercial | PSC to ECM Evaporator Fan Motor (Walk-In, Refrigerator) | N | College and University | New | 0.74725 | 0.34337 | 2.1762 | 0 | 0 | 0 | Fail TRC
[12 empty] | Commercial | Smart Strip Plug Outlet | N | Institutional | Existing | 1.4565 | 0.36342 | 4.0078 | 0 | 0 | 0 | Fail RIM | [11 empty] | Commercial | PSC to ECM Evaporator Fan Motor (Walk-In, Refrigerator) | N | Grocery | New | 0.72795 | 0.33434 | 2.1773 | 0 | 0 | 0 | Fail TRC
[12 empty] | Commercial | Smart Strip Plug Outlet | N | Lodging/Hospitality | Existing | 1.2742 | 0.35347 | 3.6048 | 0 | 0 | 0 | Fail RIM | [11 empty] | Commercial | PSC to ECM Evaporator Fan Motor (Walk-In, Refrigerator) | N | Healthcare | New | 0.74725 | 0.34337 | 2.1762 | 0 | 0 | 0 | Fail TRC
[12 empty] | Commercial | Smart Strip Plug Outlet | N | Miscellaneous | Existing | 1.7778 | 0.36342 | 4.892 | 0 | 0 | 0 | Fail RIM | [11 empty] | Commercial | PSC to ECM Evaporator Fan Motor (Walk-In, Refrigerator) | N | Hospitals | New | 0.74725 | 0.34337 | 2.1762 | 0 | 0 | 0 | Fail TRC
[12 empty] | Commercial | Smart Strip Plug Outlet | N | Offices | Existing | 1.0769 | 0.35347 | 3.0467 | 0 | 0 | 0 | Fail RIM | [11 empty] | Commercial | PSC to ECM Evaporator Fan Motor (Walk-In, Refrigerator) | N | Institutional | New | 0.72795 | 0.33434 | 2.1773 | 0 | 0 | 0 | Fail TRC
[12 empty] | Commercial | Smart Strip Plug Outlet | N | Restaurants | Existing | 1.0674 | 0.36342 | 2.9372 | 0 | 0 | 0 | Fail RIM | [11 empty] | Commercial | PSC to ECM Evaporator Fan Motor (Walk-In, Refrigerator) | N | Lodging/Hospitality | New | 0.74725 | 0.34337 | 2.1762 | 0 | 0 | 0 | Fail TRC
[12 empty] | Commercial | Smart Strip Plug Outlet | N | Retail | Existing | 0.46976 | 0.35347 | 1.329 | 0 | 0 | 0 | Fail RIM | [11 empty] | Commercial | PSC to ECM Evaporator Fan Motor (Walk-In, Refrigerator) | N | Miscellaneous | New | 0.72795 | 0.33434 | 2.1773 | 0 | 0 | 0 | Fail TRC
[12 empty] | Commercial | Smart Strip Plug Outlet | N | Schools K-12 | Existing | 1.5633 | 0.35347 | 4.4227 | 0 | 0 | 0 | Fail RIM | [11 empty] | Commercial | PSC to ECM Evaporator Fan Motor (Walk-In, Refrigerator) | N | Offices | New | 0.72795 | 0.33434 | 2.1773 | 0 | 0 | 0 | Fail TRC
[12 empty] | Commercial | Smart Strip Plug Outlet | N | Warehouse | Existing | 0.13128 | 0.36342 | 0.36122 | 0 | 0 | 0 | Fail RIM | [11 empty] | Commercial | PSC to ECM Evaporator Fan Motor (Walk-In, Refrigerator) | N | Restaurants | New | 0.74725 | 0.34337 | 2.1762 | 0 | 0 | 0 | Fail TRC
[12 empty] | Commercial | Smart Strip Plug Outlet | N | Assembly | New | 0.89214 | 0.36342 | 2.4549 | 0 | 0 | 0 | Fail RIM | [11 empty] | Commercial | PSC to ECM Evaporator Fan Motor (Walk-In, Refrigerator) | N | Retail | New | 0.72795 | 0.33434 | 2.1773 | 0 | 0 | 0 | Fail TRC
[12 empty] | Commercial | Smart Strip Plug Outlet | N | College and University | New | 1.1401 | 0.35347 | 3.2253 | 0 | 0 | 0 | Fail RIM | [11 empty] | Commercial | PSC to ECM Evaporator Fan Motor (Walk-In, Refrigerator) | N | Schools K-12 | New | 0.74725 | 0.34337 | 2.1762 | 0 | 0 | 0 | Fail TRC
[12 empty] | Commercial | Smart Strip Plug Outlet | N | Grocery | New | 1.1042 | 0.35347 | 3.1239 | 0 | 0 | 0 | Fail RIM | [11 empty] | Commercial | PSC to ECM Evaporator Fan Motor (Walk-In, Refrigerator) | N | Warehouse | New | 0.72795 | 0.33434 | 2.1773 | 0 | 0 | 0 | Fail TRC
[12 empty] | Commercial | Smart Strip Plug Outlet | N | Healthcare | New | 1.5518 | 0.35347 | 4.3903 | 0 | 0 | 0 | Fail RIM | [11 empty] | Commercial | Refrigerated Display Case Lighting Controls | N | Assembly | Existing | 0.16018 | 0.35116 | 0.45614 | 0 | 0 | 0 | Fail TRC
[12 empty] | Commercial | Smart Strip Plug Outlet | N | Hospitals | New | 1.7015 | 0.35347 | 4.8136 | 0 | 0 | 0 | Fail RIM | [11 empty] | Commercial | Refrigerated Display Case Lighting Controls | N | College and University | Existing | 0.16018 | 0.35116 | 0.45614 | 0 | 0 | 0 | Fail TRC
[12 empty] | Commercial | Smart Strip Plug Outlet | N | Institutional | New | 1.4565 | 0.36342 | 4.0078 | 0 | 0 | 0 | Fail RIM | [11 empty] | Commercial | Refrigerated Display Case Lighting Controls | N | Grocery | Existing | 0.16018 | 0.35116 | 0.45614 | 0 | 0 | 0 | Fail TRC
[12 empty] | Commercial | Smart Strip Plug Outlet | N | Lodging/Hospitality | New | 1.2742 | 0.35347 | 3.6048 | 0 | 0 | 0 | Fail RIM | [11 empty] | Commercial | Refrigerated Display Case Lighting Controls | N | Healthcare | Existing | 0.16018 | 0.35116 | 0.45614 | 0 | 0 | 0 | Fail TRC
[12 empty] | Commercial | Smart Strip Plug Outlet | N | Miscellaneous | New | 1.7778 | 0.36342 | 4.892 | 0 | 0 | 0 | Fail RIM | [11 empty] | Commercial | Refrigerated Display Case Lighting Controls | N | Hospitals | Existing | 0.16018 | 0.35116 | 0.45614 | 0 | 0 | 0 | Fail TRC
[12 empty] | Commercial | Smart Strip Plug Outlet | N | Offices | New | 1.0769 | 0.35347 | 3.0467 | 0 | 0 | 0 | Fail RIM | [11 empty] | Commercial | Refrigerated Display Case Lighting Controls | N | Institutional | Existing | 0.16018 | 0.35116 | 0.45614 | 0 | 0 | 0 | Fail TRC
[12 empty] | Commercial | Smart Strip Plug Outlet | N | Restaurants | New | 1.0674 | 0.36342 | 2.9372 | 0 | 0 | 0 | Fail RIM | [11 empty] | Commercial | Refrigerated Display Case Lighting Controls | N | Lodging/Hospitality | Existing | 0.16018 | 0.35116 | 0.45614 | 0 | 0 | 0 | Fail TRC
[12 empty] | Commercial | Smart Strip Plug Outlet | N | Retail | New | 0.46976 | 0.35347 | 1.329 | 0 | 0 | 0 | Fail RIM | [11 empty] | Commercial | Refrigerated Display Case Lighting Controls | N | Miscellaneous | Existing | 0.16018 | 0.35116 | 0.45614 | 0 | 0 | 0 | Fail TRC
[12 empty] | Commercial | Smart Strip Plug Outlet | N | Schools K-12 | New | 1.5633 | 0.35347 | 4.4227 | 0 | 0 | 0 | Fail RIM | [11 empty] | Commercial | Refrigerated Display Case Lighting Controls | N | Offices | Existing | 0.16018 | 0.35116 | 0.45614 | 0 | 0 | 0 | Fail TRC
[12 empty] | Commercial | Smart Strip Plug Outlet | N | Warehouse | New | 0.13128 | 0.36342 | 0.36122 | 0 | 0 | 0 | Fail RIM | [11 empty] | Commercial | Refrigerated Display Case Lighting Controls | N | Restaurants | Existing | 0.16018 | 0.35116 | 0.45614 | 0 | 0 | 0 | Fail TRC
[12 empty] | Commercial | Anti-Sweat Controls | N | Assembly | Existing | 1.5095 | 0.3274 | 4.6107 | 0 | 0 | 0 | Fail RIM | [11 empty] | Commercial | Refrigerated Display Case Lighting Controls | N | Retail | Existing | 0.16018 | 0.35116 | 0.45614 | 0 | 0 | 0 | Fail TRC
[12 empty] | Commercial | Anti-Sweat Controls | N | College and University | Existing | 1.6108 | 0.3485 | 4.6222 | 0 | 0 | 0 | Fail RIM | [11 empty] | Commercial | Refrigerated Display Case Lighting Controls | N | Schools K-12 | Existing | 0.16018 | 0.35116 | 0.45614 | 0 | 0 | 0 | Fail TRC
[12 empty] | Commercial | Anti-Sweat Controls | N | Grocery | Existing | 1.5095 | 0.3274 | 4.6107 | 0 | 0 | 0 | Fail RIM | [11 empty] | Commercial | Refrigerated Display Case Lighting Controls | N | Warehouse | Existing | 0.16018 | 0.35116 | 0.45614 | 0 | 0 | 0 | Fail TRC
[12 empty] | Commercial | Anti-Sweat Controls | N | Healthcare | Existing | 1.6108 | 0.3485 | 4.6222 | 0 | 0 | 0 | Fail RIM | [11 empty] | Commercial | Refrigerated Display Case Lighting Controls | N | Assembly | New | 0.05944 | 0.35116 | 0.16927 | 0 | 0 | 0 | Fail TRC
[12 empty] | Commercial | Anti-Sweat Controls | N | Hospitals | Existing | 1.6108 | 0.3485 | 4.6222 | 0 | 0 | 0 | Fail RIM | [11 empty] | Commercial | Refrigerated Display Case Lighting Controls | N | College and University | New | 0.05944 | 0.35116 | 0.16927 | 0 | 0 | 0 | Fail TRC
[12 empty] | Commercial | Anti-Sweat Controls | N | Institutional | Existing | 1.5095 | 0.3274 | 4.6107 | 0 | 0 | 0 | Fail RIM | [11 empty] | Commercial | Refrigerated Display Case Lighting Controls | N | Grocery | New | 0.05944 | 0.35116 | 0.16927 | 0 | 0 | 0 | Fail TRC
[12 empty] | Commercial | Anti-Sweat Controls | N | Lodging/Hospitality | Existing | 1.6108 | 0.3485 | 4.6222 | 0 | 0 | 0 | Fail RIM | [11 empty] | Commercial | Refrigerated Display Case Lighting Controls | N | Healthcare | New | 0.05944 | 0.35116 | 0.16927 | 0 | 0 | 0 | Fail TRC
[12 empty] | Commercial | Anti-Sweat Controls | N | Miscellaneous | Existing | 1.5095 | 0.3274 | 4.6107 | 0 | 0 | 0 | Fail RIM | [11 empty] | Commercial | Refrigerated Display Case Lighting Controls | N | Hospitals | New | 0.05944 | 0.35116 | 0.16927 | 0 | 0 | 0 | Fail TRC
[12 empty] | Commercial | Anti-Sweat Controls | N | Offices | Existing | 1.5095 | 0.3274 | 4.6107 | 0 | 0 | 0 | Fail RIM | [11 empty] | Commercial | Refrigerated Display Case Lighting Controls | N | Institutional | New | 0.05944 | 0.35116 | 0.16927 | 0 | 0 | 0 | Fail TRC
[12 empty] | Commercial | Anti-Sweat Controls | N | Restaurants | Existing | 1.6108 | 0.3485 | 4.6222 | 0 | 0 | 0 | Fail RIM | [11 empty] | Commercial | Refrigerated Display Case Lighting Controls | N | Lodging/Hospitality | New | 0.05944 | 0.35116 | 0.16927 | 0 | 0 | 0 | Fail TRC
[12 empty] | Commercial | Anti-Sweat Controls | N | Retail | Existing | 1.5095 | 0.3274 | 4.6107 | 0 | 0 | 0 | Fail RIM | [11 empty] | Commercial | Refrigerated Display Case Lighting Controls | N | Miscellaneous | New | 0.05944 | 0.35116 | 0.16927 | 0 | 0 | 0 | Fail TRC
[12 empty] | Commercial | Anti-Sweat Controls | N | Schools K-12 | Existing | 1.6108 | 0.3485 | 4.6222 | 0 | 0 | 0 | Fail RIM | [11 empty] | Commercial | Refrigerated Display Case Lighting Controls | N | Offices | New | 0.05944 | 0.35116 | 0.16927 | 0 | 0 | 0 | Fail TRC
[12 empty] | Commercial | Anti-Sweat Controls | N | Warehouse | Existing | 1.5095 | 0.3274 | 4.6107 | 0 | 0 | 0 | Fail RIM | [11 empty] | Commercial | Refrigerated Display Case Lighting Controls | N | Restaurants | New | 0.05944 | 0.35116 | 0.16927 | 0 | 0 | 0 | Fail TRC
[12 empty] | Commercial | Anti-Sweat Controls | N | Assembly | New | 1.5095 | 0.3274 | 4.6107 | 0 | 0 | 0 | Fail RIM | [11 empty] | Commercial | Refrigerated Display Case Lighting Controls | N | Retail | New | 0.05944 | 0.35116 | 0.16927 | 0 | 0 | 0 | Fail TRC
[12 empty] | Commercial | Anti-Sweat Controls | N | College and University | New | 1.6108 | 0.3485 | 4.6222 | 0 | 0 | 0 | Fail RIM | [11 empty] | Commercial | Refrigerated Display Case Lighting Controls | N | Schools K-12 | New | 0.05944 | 0.35116 | 0.16927 | 0 | 0 | 0 | Fail TRC
[12 empty] | Commercial | Anti-Sweat Controls | N | Grocery | New | 1.5095 | 0.3274 | 4.6107 | 0 | 0 | 0 | Fail RIM | [11 empty] | Commercial | Refrigerated Display Case Lighting Controls | N | Warehouse | New | 0.05944 | 0.35116 | 0.16927 | 0 | 0 | 0 | Fail TRC
[12 empty] | Commercial | Anti-Sweat Controls | N | Healthcare | New | 1.6108 | 0.3485 | 4.6222 | 0 | 0 | 0 | Fail RIM | [11 empty] | Commercial | Strip Curtains for Walk-ins | N | Assembly | Existing | 0.2935 | 0.34162 | 0.85915 | 0 | 0 | 0 | Fail TRC
[12 empty] | Commercial | Anti-Sweat Controls | N | Hospitals | New | 1.6108 | 0.3485 | 4.6222 | 0 | 0 | 0 | Fail RIM | [11 empty] | Commercial | Strip Curtains for Walk-ins | N | College and University | Existing | 0.29852 | 0.34772 | 0.85851 | 0 | 0 | 0 | Fail TRC
[12 empty] | Commercial | Anti-Sweat Controls | N | Institutional | New | 1.5095 | 0.3274 | 4.6107 | 0 | 0 | 0 | Fail RIM | [11 empty] | Commercial | Strip Curtains for Walk-ins | N | Grocery | Existing | 0.2935 | 0.34162 | 0.85915 | 0 | 0 | 0 | Fail TRC
[12 empty] | Commercial | Anti-Sweat Controls | N | Lodging/Hospitality | New | 1.6108 | 0.3485 | 4.6222 | 0 | 0 | 0 | Fail RIM | [11 empty] | Commercial | Strip Curtains for Walk-ins | N | Healthcare | Existing | 0.29852 | 0.34772 | 0.85851 | 0 | 0 | 0 | Fail TRC
[12 empty] | Commercial | Anti-Sweat Controls | N | Miscellaneous | New | 1.5095 | 0.3274 | 4.6107 | 0 | 0 | 0 | Fail RIM | [11 empty] | Commercial | Strip Curtains for Walk-ins | N | Hospitals | Existing | 0.29852 | 0.34772 | 0.85851 | 0 | 0 | 0 | Fail TRC
[12 empty] | Commercial | Anti-Sweat Controls | N | Offices | New | 1.5095 | 0.3274 | 4.6107 | 0 | 0 | 0 | Fail RIM | [11 empty] | Commercial | Strip Curtains for Walk-ins | N | Institutional | Existing | 0.2935 | 0.34162 | 0.85915 | 0 | 0 | 0 | Fail TRC
[12 empty] | Commercial | Anti-Sweat Controls | N | Restaurants | New | 1.6108 | 0.3485 | 4.6222 | 0 | 0 | 0 | Fail RIM | [11 empty] | Commercial | Strip Curtains for Walk-ins | N | Lodging/Hospitality | Existing | 0.29852 | 0.34772 | 0.85851 | 0 | 0 | 0 | Fail TRC
[12 empty] | Commercial | Anti-Sweat Controls | N | Retail | New | 1.5095 | 0.3274 | 4.6107 | 0 | 0 | 0 | Fail RIM | [11 empty] | Commercial | Strip Curtains for Walk-ins | N | Miscellaneous | Existing | 0.2935 | 0.34162 | 0.85915 | 0 | 0 | 0 | Fail TRC
[12 empty] | Commercial | Anti-Sweat Controls | N | Schools K-12 | New | 1.6108 | 0.3485 | 4.6222 | 0 | 0 | 0 | Fail RIM | [11 empty] | Commercial | Strip Curtains for Walk-ins | N | Offices | Existing | 0.2935 | 0.34162 | 0.85915 | 0 | 0 | 0 | Fail TRC
[12 empty] | Commercial | Anti-Sweat Controls | N | Warehouse | New | 1.5095 | 0.3274 | 4.6107 | 0 | 0 | 0 | Fail RIM | [11 empty] | Commercial | Strip Curtains for Walk-ins | N | Restaurants | Existing | 0.29852 | 0.34772 | 0.85851 | 0 | 0 | 0 | Fail TRC
[12 empty] | Commercial | Automatic Door Closer for Walk-in Coolers and Freezers | N | Assembly | Existing | 0.065606 | 0.34043 | 0.19271 | 0 | 0 | 0 | Fail RIM | [11 empty] | Commercial | Strip Curtains for Walk-ins | N | Retail | Existing | 0.2935 | 0.34162 | 0.85915 | 0 | 0 | 0 | Fail TRC
[12 empty] | Commercial | Automatic Door Closer for Walk-in Coolers and Freezers | N | College and University | Existing | 0.067128 | 0.3485 | 0.19262 | 0 | 0 | 0 | Fail RIM | [11 empty] | Commercial | Strip Curtains for Walk-ins | N | Schools K-12 | Existing | 0.29852 | 0.34772 | 0.85851 | 0 | 0 | 0 | Fail TRC
[12 empty] | Commercial | Automatic Door Closer for Walk-in Coolers and Freezers | N | Grocery | Existing | 0.065606 | 0.34043 | 0.19271 | 0 | 0 | 0 | Fail RIM | [11 empty] | Commercial | Strip Curtains for Walk-ins | N | Warehouse | Existing | 0.2935 | 0.34162 | 0.85915 | 0 | 0 | 0 | Fail TRC
[12 empty] | Commercial | Automatic Door Closer for Walk-in Coolers and Freezers | N | Healthcare | Existing | 0.067128 | 0.3485 | 0.19262 | 0 | 0 | 0 | Fail RIM | [11 empty] | Commercial | Strip Curtains for Walk-ins | N | Assembly | New | 0.2935 | 0.34162 | 0.85915 | 0 | 0 | 0 | Fail TRC
[12 empty] | Commercial | Automatic Door Closer for Walk-in Coolers and Freezers | N | Hospitals | Existing | 0.067128 | 0.3485 | 0.19262 | 0 | 0 | 0 | Fail RIM | [11 empty] | Commercial | Strip Curtains for Walk-ins | N | College and University | New | 0.29852 | 0.34772 | 0.85851 | 0 | 0 | 0 | Fail TRC
[12 empty] | Commercial | Automatic Door Closer for Walk-in Coolers and Freezers | N | Institutional | Existing | 0.065606 | 0.34043 | 0.19271 | 0 | 0 | 0 | Fail RIM | [11 empty] | Commercial | Strip Curtains for Walk-ins | N | Grocery | New | 0.2935 | 0.34162 | 0.85915 | 0 | 0 | 0 | Fail TRC
[12 empty] | Commercial | Automatic Door Closer for Walk-in Coolers and Freezers | N | Lodging/Hospitality | Existing | 0.067128 | 0.3485 | 0.19262 | 0 | 0 | 0 | Fail RIM | [11 empty] | Commercial | Strip Curtains for Walk-ins | N | Healthcare | New | 0.29852 | 0.34772 | 0.85851 | 0 | 0 | 0 | Fail TRC
[12 empty] | Commercial | Automatic Door Closer for Walk-in Coolers and Freezers | N | Miscellaneous | Existing | 0.065606 | 0.34043 | 0.19271 | 0 | 0 | 0 | Fail RIM | [11 empty] | Commercial | Strip Curtains for Walk-ins | N | Hospitals | New | 0.29852 | 0.34772 | 0.85851 | 0 | 0 | 0 | Fail TRC
[12 empty] | Commercial | Automatic Door Closer for Walk-in Coolers and Freezers | N | Offices | Existing | 0.065606 | 0.34043 | 0.19271 | 0 | 0 | 0 | Fail RIM | [11 empty] | Commercial | Strip Curtains for Walk-ins | N | Institutional | New | 0.2935 | 0.34162 | 0.85915 | 0 | 0 | 0 | Fail TRC
[12 empty] | Commercial | Automatic Door Closer for Walk-in Coolers and Freezers | N | Restaurants | Existing | 0.067128 | 0.3485 | 0.19262 | 0 | 0 | 0 | Fail RIM | [11 empty] | Commercial | Strip Curtains for Walk-ins | N | Lodging/Hospitality | New | 0.29852 | 0.34772 | 0.85851 | 0 | 0 | 0 | Fail TRC
[12 empty] | Commercial | Automatic Door Closer for Walk-in Coolers and Freezers | N | Retail | Existing | 0.065606 | 0.34043 | 0.19271 | 0 | 0 | 0 | Fail RIM | [11 empty] | Commercial | Strip Curtains for Walk-ins | N | Miscellaneous | New | 0.2935 | 0.34162 | 0.85915 | 0 | 0 | 0 | Fail TRC
[12 empty] | Commercial | Automatic Door Closer for Walk-in Coolers and Freezers | N | Schools K-12 | Existing | 0.067128 | 0.3485 | 0.19262 | 0 | 0 | 0 | Fail RIM | [11 empty] | Commercial | Strip Curtains for Walk-ins | N | Offices | New | 0.2935 | 0.34162 | 0.85915 | 0 | 0 | 0 | Fail TRC
[12 empty] | Commercial | Automatic Door Closer for Walk-in Coolers and Freezers | N | Warehouse | Existing | 0.065606 | 0.34043 | 0.19271 | 0 | 0 | 0 | Fail RIM | [11 empty] | Commercial | Strip Curtains for Walk-ins | N | Restaurants | New | 0.29852 | 0.34772 | 0.85851 | 0 | 0 | 0 | Fail TRC
[12 empty] | Commercial | Automatic Door Closer for Walk-in Coolers and Freezers | N | Assembly | New | 0.065606 | 0.34043 | 0.19271 | 0 | 0 | 0 | Fail RIM | [11 empty] | Commercial | Strip Curtains for Walk-ins | N | Retail | New | 0.2935 | 0.34162 | 0.85915 | 0 | 0 | 0 | Fail TRC
[12 empty] | Commercial | Automatic Door Closer for Walk-in Coolers and Freezers | N | College and University | New | 0.067128 | 0.3485 | 0.19262 | 0 | 0 | 0 | Fail RIM | [11 empty] | Commercial | Strip Curtains for Walk-ins | N | Schools K-12 | New | 0.29852 | 0.34772 | 0.85851 | 0 | 0 | 0 | Fail TRC
[12 empty] | Commercial | Automatic Door Closer for Walk-in Coolers and Freezers | N | Grocery | New | 0.065606 | 0.34043 | 0.19271 | 0 | 0 | 0 | Fail RIM | [11 empty] | Commercial | Strip Curtains for Walk-ins | N | Warehouse | New | 0.2935 | 0.34162 | 0.85915 | 0 | 0 | 0 | Fail TRC
[12 empty] | Commercial | Automatic Door Closer for Walk-in Coolers and Freezers | N | Healthcare | New | 0.067128 | 0.3485 | 0.19262 | 0 | 0 | 0 | Fail RIM | [11 empty] | Commercial | CO Sensors for Parking Garage Exhaust | N | Assembly | Existing | 3.0325 | 0.31523 | 9.6198 | 0 | 0 | 0 | Fail 2-year Threshold
[12 empty] | Commercial | Automatic Door Closer for Walk-in Coolers and Freezers | N | Hospitals | New | 0.067128 | 0.3485 | 0.19262 | 0 | 0 | 0 | Fail RIM | [11 empty] | Commercial | CO Sensors for Parking Garage Exhaust | N | College and University | Existing | 3.0325 | 0.31523 | 9.6198 | 0 | 0 | 0 | Fail 2-year Threshold
[12 empty] | Commercial | Automatic Door Closer for Walk-in Coolers and Freezers | N | Institutional | New | 0.065606 | 0.34043 | 0.19271 | 0 | 0 | 0 | Fail RIM | [11 empty] | Commercial | CO Sensors for Parking Garage Exhaust | N | Grocery | Existing | 3.0325 | 0.31523 | 9.6198 | 0 | 0 | 0 | Fail 2-year Threshold
[12 empty] | Commercial | Automatic Door Closer for Walk-in Coolers and Freezers | N | Lodging/Hospitality | New | 0.067128 | 0.3485 | 0.19262 | 0 | 0 | 0 | Fail RIM | [11 empty] | Commercial | CO Sensors for Parking Garage Exhaust | N | Healthcare | Existing | 3.0325 | 0.31523 | 9.6198 | 0 | 0 | 0 | Fail 2-year Threshold
[12 empty] | Commercial | Automatic Door Closer for Walk-in Coolers and Freezers | N | Miscellaneous | New | 0.065606 | 0.34043 | 0.19271 | 0 | 0 | 0 | Fail RIM | [11 empty] | Commercial | CO Sensors for Parking Garage Exhaust | N | Hospitals | Existing | 3.0325 | 0.31523 | 9.6198 | 0 | 0 | 0 | Fail 2-year Threshold
[12 empty] | Commercial | Automatic Door Closer for Walk-in Coolers and Freezers | N | Offices | New | 0.065606 | 0.34043 | 0.19271 | 0 | 0 | 0 | Fail RIM | [11 empty] | Commercial | CO Sensors for Parking Garage Exhaust | N | Institutional | Existing | 3.0325 | 0.31523 | 9.6198 | 0 | 0 | 0 | Fail 2-year Threshold
[12 empty] | Commercial | Automatic Door Closer for Walk-in Coolers and Freezers | N | Restaurants | New | 0.067128 | 0.3485 | 0.19262 | 0 | 0 | 0 | Fail RIM | [11 empty] | Commercial | CO Sensors for Parking Garage Exhaust | N | Lodging/Hospitality | Existing | 3.0325 | 0.31523 | 9.6198 | 0 | 0 | 0 | Fail 2-year Threshold
[12 empty] | Commercial | Automatic Door Closer for Walk-in Coolers and Freezers | N | Retail | New | 0.065606 | 0.34043 | 0.19271 | 0 | 0 | 0 | Fail RIM | [11 empty] | Commercial | CO Sensors for Parking Garage Exhaust | N | Miscellaneous | Existing | 3.0325 | 0.31523 | 9.6198 | 0 | 0 | 0 | Fail 2-year Threshold
[12 empty] | Commercial | Automatic Door Closer for Walk-in Coolers and Freezers | N | Schools K-12 | New | 0.067128 | 0.3485 | 0.19262 | 0 | 0 | 0 | Fail RIM | [11 empty] | Commercial | CO Sensors for Parking Garage Exhaust | N | Offices | Existing | 3.0325 | 0.31523 | 9.6198 | 0 | 0 | 0 | Fail 2-year Threshold
[12 empty] | Commercial | Automatic Door Closer for Walk-in Coolers and Freezers | N | Warehouse | New | 0.065606 | 0.34043 | 0.19271 | 0 | 0 | 0 | Fail RIM | [11 empty] | Commercial | CO Sensors for Parking Garage Exhaust | N | Restaurants | Existing | 3.0325 | 0.31523 | 9.6198 | 0 | 0 | 0 | Fail 2-year Threshold
[12 empty] | Commercial | Demand Defrost | N | Assembly | Existing | 0.18204 | 0.33835 | 0.53801 | 0 | 0 | 0 | Fail RIM | [11 empty] | Commercial | CO Sensors for Parking Garage Exhaust | N | Retail | Existing | 3.0325 | 0.31523 | 9.6198 | 0 | 0 | 0 | Fail 2-year Threshold
[12 empty] | Commercial | Demand Defrost | N | College and University | Existing | 0.18692 | 0.34759 | 0.53775 | 0 | 0 | 0 | Fail RIM | [11 empty] | Commercial | CO Sensors for Parking Garage Exhaust | N | Schools K-12 | Existing | 3.0325 | 0.31523 | 9.6198 | 0 | 0 | 0 | Fail 2-year Threshold
[12 empty] | Commercial | Demand Defrost | N | Grocery | Existing | 0.18204 | 0.33835 | 0.53801 | 0 | 0 | 0 | Fail RIM | [11 empty] | Commercial | CO Sensors for Parking Garage Exhaust | N | Warehouse | Existing | 3.0325 | 0.31523 | 9.6198 | 0 | 0 | 0 | Fail 2-year Threshold
[12 empty] | Commercial | Demand Defrost | N | Healthcare | Existing | 0.18692 | 0.34759 | 0.53775 | 0 | 0 | 0 | Fail RIM | [11 empty] | Commercial | CO Sensors for Parking Garage Exhaust | N | Assembly | New | 3.0325 | 0.31523 | 9.6198 | 0 | 0 | 0 | Fail 2-year Threshold
[12 empty] | Commercial | Demand Defrost | N | Hospitals | Existing | 0.18692 | 0.34759 | 0.53775 | 0 | 0 | 0 | Fail RIM | [11 empty] | Commercial | CO Sensors for Parking Garage Exhaust | N | College and University | New | 3.0325 | 0.31523 | 9.6198 | 0 | 0 | 0 | Fail 2-year Threshold
[12 empty] | Commercial | Demand Defrost | N | Institutional | Existing | 0.18204 | 0.33835 | 0.53801 | 0 | 0 | 0 | Fail RIM | [11 empty] | Commercial | CO Sensors for Parking Garage Exhaust | N | Grocery | New | 3.0325 | 0.31523 | 9.6198 | 0 | 0 | 0 | Fail 2-year Threshold
[12 empty] | Commercial | Demand Defrost | N | Lodging/Hospitality | Existing | 0.18692 | 0.34759 | 0.53775 | 0 | 0 | 0 | Fail RIM | [11 empty] | Commercial | CO Sensors for Parking Garage Exhaust | N | Healthcare | New | 3.0325 | 0.31523 | 9.6198 | 0 | 0 | 0 | Fail 2-year Threshold
[12 empty] | Commercial | Demand Defrost | N | Miscellaneous | Existing | 0.18204 | 0.33835 | 0.53801 | 0 | 0 | 0 | Fail RIM | [11 empty] | Commercial | CO Sensors for Parking Garage Exhaust | N | Hospitals | New | 3.0325 | 0.31523 | 9.6198 | 0 | 0 | 0 | Fail 2-year Threshold
[12 empty] | Commercial | Demand Defrost | N | Offices | Existing | 0.18204 | 0.33835 | 0.53801 | 0 | 0 | 0 | Fail RIM | [11 empty] | Commercial | CO Sensors for Parking Garage Exhaust | N | Institutional | New | 3.0325 | 0.31523 | 9.6198 | 0 | 0 | 0 | Fail 2-year Threshold
[12 empty] | Commercial | Demand Defrost | N | Restaurants | Existing | 0.18692 | 0.34759 | 0.53775 | 0 | 0 | 0 | Fail RIM | [11 empty] | Commercial | CO Sensors for Parking Garage Exhaust | N | Lodging/Hospitality | New | 3.0325 | 0.31523 | 9.6198 | 0 | 0 | 0 | Fail 2-year Threshold
[12 empty] | Commercial | Demand Defrost | N | Retail | Existing | 0.18204 | 0.33835 | 0.53801 | 0 | 0 | 0 | Fail RIM | [11 empty] | Commercial | CO Sensors for Parking Garage Exhaust | N | Miscellaneous | New | 3.0325 | 0.31523 | 9.6198 | 0 | 0 | 0 | Fail 2-year Threshold
[12 empty] | Commercial | Demand Defrost | N | Schools K-12 | Existing | 0.18692 | 0.34759 | 0.53775 | 0 | 0 | 0 | Fail RIM | [11 empty] | Commercial | CO Sensors for Parking Garage Exhaust | N | Offices | New | 3.0325 | 0.31523 | 9.6198 | 0 | 0 | 0 | Fail 2-year Threshold
[12 empty] | Commercial | Demand Defrost | N | Warehouse | Existing | 0.18204 | 0.33835 | 0.53801 | 0 | 0 | 0 | Fail RIM | [11 empty] | Commercial | CO Sensors for Parking Garage Exhaust | N | Restaurants | New | 3.0325 | 0.31523 | 9.6198 | 0 | 0 | 0 | Fail 2-year Threshold
[12 empty] | Commercial | Demand Defrost | N | Assembly | New | 0.18204 | 0.33835 | 0.53801 | 0 | 0 | 0 | Fail RIM | [11 empty] | Commercial | CO Sensors for Parking Garage Exhaust | N | Retail | New | 3.0325 | 0.31523 | 9.6198 | 0 | 0 | 0 | Fail 2-year Threshold
[12 empty] | Commercial | Demand Defrost | N | College and University | New | 0.18692 | 0.34759 | 0.53775 | 0 | 0 | 0 | Fail RIM | [11 empty] | Commercial | CO Sensors for Parking Garage Exhaust | N | Schools K-12 | New | 3.0325 | 0.31523 | 9.6198 | 0 | 0 | 0 | Fail 2-year Threshold
[12 empty] | Commercial | Demand Defrost | N | Grocery | New | 0.18204 | 0.33835 | 0.53801 | 0 | 0 | 0 | Fail RIM | [11 empty] | Commercial | CO Sensors for Parking Garage Exhaust | N | Warehouse | New | 3.0325 | 0.31523 | 9.6198 | 0 | 0 | 0 | Fail 2-year Threshold
[12 empty] | Commercial | Demand Defrost | N | Healthcare | New | 0.18692 | 0.34759 | 0.53775 | 0 | 0 | 0 | Fail RIM | [11 empty] | Commercial | Demand Controlled Ventilation | N | Assembly | Existing | 0.99763 | 0.35239 | 2.8311 | 0 | 0 | 0 | Fail TRC
[12 empty] | Commercial | Demand Defrost | N | Hospitals | New | 0.18692 | 0.34759 | 0.53775 | 0 | 0 | 0 | Fail RIM | [11 empty] | Commercial | Demand Controlled Ventilation | N | College and University | Existing | 1.9862 | 0.35239 | 5.6363 | 0 | 0 | 0 | Fail 2-year Threshold
[12 empty] | Commercial | Demand Defrost | N | Institutional | New | 0.18204 | 0.33835 | 0.53801 | 0 | 0 | 0 | Fail RIM | [11 empty] | Commercial | Demand Controlled Ventilation | N | Grocery | Existing | 0.45318 | 0.35239 | 1.286 | 0 | 0 | 0 | Fail TRC
[12 empty] | Commercial | Demand Defrost | N | Lodging/Hospitality | New | 0.18692 | 0.34759 | 0.53775 | 0 | 0 | 0 | Fail RIM | [11 empty] | Commercial | Demand Controlled Ventilation | N | Healthcare | Existing | 1.9353 | 0.35239 | 5.4919 | 0 | 0 | 0 | Fail 2-year Threshold
[12 empty] | Commercial | Demand Defrost | N | Miscellaneous | New | 0.18204 | 0.33835 | 0.53801 | 0 | 0 | 0 | Fail RIM | [11 empty] | Commercial | Demand Controlled Ventilation | N | Hospitals | Existing | 2.8807 | 0.35239 | 8.175 | 0 | 0 | 0 | Fail 2-year Threshold
[12 empty] | Commercial | Demand Defrost | N | Offices | New | 0.18204 | 0.33835 | 0.53801 | 0 | 0 | 0 | Fail RIM | [11 empty] | Commercial | Demand Controlled Ventilation | N | Institutional | Existing | 1.9843 | 0.35239 | 5.631 | 0 | 0 | 0 | Fail 2-year Threshold
[12 empty] | Commercial | Demand Defrost | N | Restaurants | New | 0.18692 | 0.34759 | 0.53775 | 0 | 0 | 0 | Fail RIM | [11 empty] | Commercial | Demand Controlled Ventilation | N | Lodging/Hospitality | Existing | 1.6257 | 0.35239 | 4.6135 | 0 | 0 | 0 | Fail 2-year Threshold
[12 empty] | Commercial | Demand Defrost | N | Retail | New | 0.18204 | 0.33835 | 0.53801 | 0 | 0 | 0 | Fail RIM | [11 empty] | Commercial | Demand Controlled Ventilation | N | Miscellaneous | Existing | 1.4748 | 0.35239 | 4.1852 | 0 | 0 | 0 | Fail 2-year Threshold
[12 empty] | Commercial | Demand Defrost | N | Schools K-12 | New | 0.18692 | 0.34759 | 0.53775 | 0 | 0 | 0 | Fail RIM | [11 empty] | Commercial | Demand Controlled Ventilation | N | Offices | Existing | 1.5452 | 0.35239 | 4.3849 | 0 | 0 | 0 | Fail 2-year Threshold
[12 empty] | Commercial | Demand Defrost | N | Warehouse | New | 0.18204 | 0.33835 | 0.53801 | 0 | 0 | 0 | Fail RIM | [11 empty] | Commercial | Demand Controlled Ventilation | N | Restaurants | Existing | 0.48859 | 0.35239 | 1.3865 | 0 | 0 | 0 | Fail TRC
[12 empty] | Commercial | Floating Head Pressure Controls | N | Assembly | Existing | 3.3029 | 0.3408 | 9.6916 | 0 | 0 | 0 | Fail RIM | [11 empty] | Commercial | Demand Controlled Ventilation | N | Schools K-12 | Existing | 2.0426 | 0.35239 | 5.7965 | 0 | 0 | 0 | Fail 2-year Threshold
[12 empty] | Commercial | Floating Head Pressure Controls | N | College and University | Existing | 3.3243 | 0.34337 | 9.6814 | 0 | 0 | 0 | Fail RIM | [11 empty] | Commercial | Demand Controlled Ventilation | N | Warehouse | Existing | 0.40583 | 0.35239 | 1.1517 | 0 | 0 | 0 | Fail TRC
[12 empty] | Commercial | Floating Head Pressure Controls | N | Grocery | Existing | 3.3029 | 0.3408 | 9.6916 | 0 | 0 | 0 | Fail RIM | [11 empty] | Commercial | Demand Controlled Ventilation | N | Assembly | New | 0.99763 | 0.35239 | 2.8311 | 0 | 0 | 0 | Fail TRC
[12 empty] | Commercial | Floating Head Pressure Controls | N | Healthcare | Existing | 3.3243 | 0.34337 | 9.6814 | 0 | 0 | 0 | Fail RIM | [11 empty] | Commercial | Demand Controlled Ventilation | N | College and University | New | 1.9862 | 0.35239 | 5.6363 | 0 | 0 | 0 | Fail 2-year Threshold
[12 empty] | Commercial | Floating Head Pressure Controls | N | Hospitals | Existing | 3.3243 | 0.34337 | 9.6814 | 0 | 0 | 0 | Fail RIM | [11 empty] | Commercial | Demand Controlled Ventilation | N | Grocery | New | 0.45318 | 0.35239 | 1.286 | 0 | 0 | 0 | Fail TRC
[12 empty] | Commercial | Floating Head Pressure Controls | N | Institutional | Existing | 3.3029 | 0.3408 | 9.6916 | 0 | 0 | 0 | Fail RIM | [11 empty] | Commercial | Demand Controlled Ventilation | N | Healthcare | New | 1.9353 | 0.35239 | 5.4919 | 0 | 0 | 0 | Fail 2-year Threshold
[12 empty] | Commercial | Floating Head Pressure Controls | N | Lodging/Hospitality | Existing | 3.3243 | 0.34337 | 9.6814 | 0 | 0 | 0 | Fail RIM | [11 empty] | Commercial | Demand Controlled Ventilation | N | Hospitals | New | 2.8807 | 0.35239 | 8.175 | 0 | 0 | 0 | Fail 2-year Threshold
[12 empty] | Commercial | Floating Head Pressure Controls | N | Miscellaneous | Existing | 3.3029 | 0.3408 | 9.6916 | 0 | 0 | 0 | Fail RIM | [11 empty] | Commercial | Demand Controlled Ventilation | N | Institutional | New | 1.9843 | 0.35239 | 5.631 | 0 | 0 | 0 | Fail 2-year Threshold
[12 empty] | Commercial | Floating Head Pressure Controls | N | Offices | Existing | 3.3029 | 0.3408 | 9.6916 | 0 | 0 | 0 | Fail RIM | [11 empty] | Commercial | Demand Controlled Ventilation | N | Lodging/Hospitality | New | 1.6257 | 0.35239 | 4.6135 | 0 | 0 | 0 | Fail 2-year Threshold
[12 empty] | Commercial | Floating Head Pressure Controls | N | Restaurants | Existing | 3.3243 | 0.34337 | 9.6814 | 0 | 0 | 0 | Fail RIM | [11 empty] | Commercial | Demand Controlled Ventilation | N | Miscellaneous | New | 1.4748 | 0.35239 | 4.1852 | 0 | 0 | 0 | Fail 2-year Threshold
[12 empty] | Commercial | Floating Head Pressure Controls | N | Retail | Existing | 3.3029 | 0.3408 | 9.6916 | 0 | 0 | 0 | Fail RIM | [11 empty] | Commercial | Demand Controlled Ventilation | N | Offices | New | 1.5452 | 0.35239 | 4.3849 | 0 | 0 | 0 | Fail 2-year Threshold
[12 empty] | Commercial | Floating Head Pressure Controls | N | Schools K-12 | Existing | 3.3243 | 0.34337 | 9.6814 | 0 | 0 | 0 | Fail RIM | [11 empty] | Commercial | Demand Controlled Ventilation | N | Restaurants | New | 0.48859 | 0.35239 | 1.3865 | 0 | 0 | 0 | Fail TRC
[12 empty] | Commercial | Floating Head Pressure Controls | N | Warehouse | Existing | 3.3029 | 0.3408 | 9.6916 | 0 | 0 | 0 | Fail RIM | [11 empty] | Commercial | Demand Controlled Ventilation | N | Schools K-12 | New | 2.0426 | 0.35239 | 5.7965 | 0 | 0 | 0 | Fail 2-year Threshold
[12 empty] | Commercial | Floating Head Pressure Controls | N | Assembly | New | 3.3029 | 0.3408 | 9.6916 | 0 | 0 | 0 | Fail RIM | [11 empty] | Commercial | Demand Controlled Ventilation | N | Warehouse | New | 0.40583 | 0.35239 | 1.1517 | 0 | 0 | 0 | Fail TRC
[12 empty] | Commercial | Floating Head Pressure Controls | N | College and University | New | 3.3243 | 0.34337 | 9.6814 | 0 | 0 | 0 | Fail RIM | [11 empty] | Commercial | VAV System | N | Assembly | Existing | 4.8015 | 0.37879 | 12.6757 | 0 | 0 | 0 | Fail 2-year Threshold
[12 empty] | Commercial | Floating Head Pressure Controls | N | Grocery | New | 3.3029 | 0.3408 | 9.6916 | 0 | 0 | 0 | Fail RIM | [11 empty] | Commercial | VAV System | N | College and University | Existing | 4.8015 | 0.37879 | 12.6757 | 0 | 0 | 0 | Fail 2-year Threshold
[12 empty] | Commercial | Floating Head Pressure Controls | N | Healthcare | New | 3.3243 | 0.34337 | 9.6814 | 0 | 0 | 0 | Fail RIM | [11 empty] | Commercial | VAV System | N | Grocery | Existing | 4.8015 | 0.37879 | 12.6757 | 0 | 0 | 0 | Fail 2-year Threshold
[12 empty] | Commercial | Floating Head Pressure Controls | N | Hospitals | New | 3.3243 | 0.34337 | 9.6814 | 0 | 0 | 0 | Fail RIM | [11 empty] | Commercial | VAV System | N | Healthcare | Existing | 4.8015 | 0.37879 | 12.6757 | 0 | 0 | 0 | Fail 2-year Threshold
[12 empty] | Commercial | Floating Head Pressure Controls | N | Institutional | New | 3.3029 | 0.3408 | 9.6916 | 0 | 0 | 0 | Fail RIM | [11 empty] | Commercial | VAV System | N | Hospitals | Existing | 4.8015 | 0.37879 | 12.6757 | 0 | 0 | 0 | Fail 2-year Threshold
[12 empty] | Commercial | Floating Head Pressure Controls | N | Lodging/Hospitality | New | 3.3243 | 0.34337 | 9.6814 | 0 | 0 | 0 | Fail RIM | [11 empty] | Commercial | VAV System | N | Institutional | Existing | 4.8015 | 0.37879 | 12.6757 | 0 | 0 | 0 | Fail 2-year Threshold
[12 empty] | Commercial | Floating Head Pressure Controls | N | Miscellaneous | New | 3.3029 | 0.3408 | 9.6916 | 0 | 0 | 0 | Fail RIM | [11 empty] | Commercial | VAV System | N | Lodging/Hospitality | Existing | 4.8015 | 0.37879 | 12.6757 | 0 | 0 | 0 | Fail 2-year Threshold
[12 empty] | Commercial | Floating Head Pressure Controls | N | Offices | New | 3.3029 | 0.3408 | 9.6916 | 0 | 0 | 0 | Fail RIM | [11 empty] | Commercial | VAV System | N | Miscellaneous | Existing | 4.8015 | 0.37879 | 12.6757 | 0 | 0 | 0 | Fail 2-year Threshold
[12 empty] | Commercial | Floating Head Pressure Controls | N | Restaurants | New | 3.3243 | 0.34337 | 9.6814 | 0 | 0 | 0 | Fail RIM | [11 empty] | Commercial | VAV System | N | Offices | Existing | 4.8015 | 0.37879 | 12.6757 | 0 | 0 | 0 | Fail 2-year Threshold
[12 empty] | Commercial | Floating Head Pressure Controls | N | Retail | New | 3.3029 | 0.3408 | 9.6916 | 0 | 0 | 0 | Fail RIM | [11 empty] | Commercial | VAV System | N | Restaurants | Existing | 4.8015 | 0.37879 | 12.6757 | 0 | 0 | 0 | Fail 2-year Threshold
[12 empty] | Commercial | Floating Head Pressure Controls | N | Schools K-12 | New | 3.3243 | 0.34337 | 9.6814 | 0 | 0 | 0 | Fail RIM | [11 empty] | Commercial | VAV System | N | Retail | Existing | 4.8015 | 0.37879 | 12.6757 | 0 | 0 | 0 | Fail 2-year Threshold
[12 empty] | Commercial | Floating Head Pressure Controls | N | Warehouse | New | 3.3029 | 0.3408 | 9.6916 | 0 | 0 | 0 | Fail RIM | [11 empty] | Commercial | VAV System | N | Schools K-12 | Existing | 4.8015 | 0.37879 | 12.6757 | 0 | 0 | 0 | Fail 2-year Threshold
[12 empty] | Commercial | Freezer-Cooler Replacement Gaskets | N | Assembly | Existing | 0.24287 | 0.34252 | 0.70906 | 0 | 0 | 0 | Fail RIM | [11 empty] | Commercial | VAV System | N | Warehouse | Existing | 4.8015 | 0.37879 | 12.6757 | 0 | 0 | 0 | Fail 2-year Threshold
[12 empty] | Commercial | Freezer-Cooler Replacement Gaskets | N | College and University | Existing | 0.24636 | 0.34772 | 0.7085 | 0 | 0 | 0 | Fail RIM | [11 empty] | Commercial | VAV System | N | Assembly | New | 4.8015 | 0.37879 | 12.6757 | 0 | 0 | 0 | Fail 2-year Threshold
[12 empty] | Commercial | Freezer-Cooler Replacement Gaskets | N | Grocery | Existing | 0.24287 | 0.34252 | 0.70906 | 0 | 0 | 0 | Fail RIM | [11 empty] | Commercial | VAV System | N | College and University | New | 4.8015 | 0.37879 | 12.6757 | 0 | 0 | 0 | Fail 2-year Threshold
[12 empty] | Commercial | Freezer-Cooler Replacement Gaskets | N | Healthcare | Existing | 0.24636 | 0.34772 | 0.7085 | 0 | 0 | 0 | Fail RIM | [11 empty] | Commercial | VAV System | N | Grocery | New | 4.8015 | 0.37879 | 12.6757 | 0 | 0 | 0 | Fail 2-year Threshold
[12 empty] | Commercial | Freezer-Cooler Replacement Gaskets | N | Hospitals | Existing | 0.24636 | 0.34772 | 0.7085 | 0 | 0 | 0 | Fail RIM | [11 empty] | Commercial | VAV System | N | Healthcare | New | 4.8015 | 0.37879 | 12.6757 | 0 | 0 | 0 | Fail 2-year Threshold
[12 empty] | Commercial | Freezer-Cooler Replacement Gaskets | N | Institutional | Existing | 0.24287 | 0.34252 | 0.70906 | 0 | 0 | 0 | Fail RIM | [11 empty] | Commercial | VAV System | N | Hospitals | New | 4.8015 | 0.37879 | 12.6757 | 0 | 0 | 0 | Fail 2-year Threshold
[12 empty] | Commercial | Freezer-Cooler Replacement Gaskets | N | Lodging/Hospitality | Existing | 0.24636 | 0.34772 | 0.7085 | 0 | 0 | 0 | Fail RIM | [11 empty] | Commercial | VAV System | N | Institutional | New | 4.8015 | 0.37879 | 12.6757 | 0 | 0 | 0 | Fail 2-year Threshold
[12 empty] | Commercial | Freezer-Cooler Replacement Gaskets | N | Miscellaneous | Existing | 0.24287 | 0.34252 | 0.70906 | 0 | 0 | 0 | Fail RIM | [11 empty] | Commercial | VAV System | N | Lodging/Hospitality | New | 4.8015 | 0.37879 | 12.6757 | 0 | 0 | 0 | Fail 2-year Threshold
[12 empty] | Commercial | Freezer-Cooler Replacement Gaskets | N | Offices | Existing | 0.24287 | 0.34252 | 0.70906 | 0 | 0 | 0 | Fail RIM | [11 empty] | Commercial | VAV System | N | Miscellaneous | New | 4.8015 | 0.37879 | 12.6757 | 0 | 0 | 0 | Fail 2-year Threshold
[12 empty] | Commercial | Freezer-Cooler Replacement Gaskets | N | Restaurants | Existing | 0.24636 | 0.34772 | 0.7085 | 0 | 0 | 0 | Fail RIM | [11 empty] | Commercial | VAV System | N | Offices | New | 4.8015 | 0.37879 | 12.6757 | 0 | 0 | 0 | Fail 2-year Threshold
[12 empty] | Commercial | Freezer-Cooler Replacement Gaskets | N | Retail | Existing | 0.24287 | 0.34252 | 0.70906 | 0 | 0 | 0 | Fail RIM | [11 empty] | Commercial | VAV System | N | Restaurants | New | 4.8015 | 0.37879 | 12.6757 | 0 | 0 | 0 | Fail 2-year Threshold
[12 empty] | Commercial | Freezer-Cooler Replacement Gaskets | N | Schools K-12 | Existing | 0.24636 | 0.34772 | 0.7085 | 0 | 0 | 0 | Fail RIM | [11 empty] | Commercial | VAV System | N | Retail | New | 4.8015 | 0.37879 | 12.6757 | 0 | 0 | 0 | Fail 2-year Threshold
[12 empty] | Commercial | Freezer-Cooler Replacement Gaskets | N | Warehouse | Existing | 0.24287 | 0.34252 | 0.70906 | 0 | 0 | 0 | Fail RIM | [11 empty] | Commercial | VAV System | N | Schools K-12 | New | 4.8015 | 0.37879 | 12.6757 | 0 | 0 | 0 | Fail 2-year Threshold
[12 empty] | Commercial | Freezer-Cooler Replacement Gaskets | N | Assembly | New | 0 | 0 | 0 | 0 | 0 | 0 | Fail RIM | [11 empty] | Commercial | VAV System | N | Warehouse | New | 4.8015 | 0.37879 | 12.6757 | 0 | 0 | 0 | Fail 2-year Threshold
[12 empty] | Commercial | Freezer-Cooler Replacement Gaskets | N | College and University | New | 0 | 0 | 0 | 0 | 0 | 0 | Fail RIM | [11 empty] | Commercial | Retro-Commissioning | N | Assembly | Existing | 0.6557 | 0.36714 | 1.786 | 0 | 0 | 0 | Fail TRC
[12 empty] | Commercial | Freezer-Cooler Replacement Gaskets | N | Grocery | New | 0 | 0 | 0 | 0 | 0 | 0 | Fail RIM | [11 empty] | Commercial | Retro-Commissioning | N | College and University | Existing | 1.1041 | 0.40283 | 2.7409 | 0 | 0 | 0 | Fail 2-year Threshold
[12 empty] | Commercial | Freezer-Cooler Replacement Gaskets | N | Healthcare | New | 0 | 0 | 0 | 0 | 0 | 0 | Fail RIM | [11 empty] | Commercial | Retro-Commissioning | N | Grocery | Existing | 7.1164 | 0.40189 | 17.7073 | 0 | 0 | 0 | Fail 2-year Threshold
[12 empty] | Commercial | Freezer-Cooler Replacement Gaskets | N | Hospitals | New | 0 | 0 | 0 | 0 | 0 | 0 | Fail RIM | [11 empty] | Commercial | Retro-Commissioning | N | Healthcare | Existing | 2.6387 | 0.36714 | 7.1871 | 0 | 0 | 0 | Fail 2-year Threshold
[12 empty] | Commercial | Freezer-Cooler Replacement Gaskets | N | Institutional | New | 0 | 0 | 0 | 0 | 0 | 0 | Fail RIM | [11 empty] | Commercial | Retro-Commissioning | N | Hospitals | Existing | 2.9319 | 0.40283 | 7.2782 | 0 | 0 | 0 | Fail 2-year Threshold
[12 empty] | Commercial | Freezer-Cooler Replacement Gaskets | N | Lodging/Hospitality | New | 0 | 0 | 0 | 0 | 0 | 0 | Fail RIM | [11 empty] | Commercial | Retro-Commissioning | N | Institutional | Existing | 2.975 | 0.36714 | 8.1032 | 0 | 0 | 0 | Fail 2-year Threshold
[12 empty] | Commercial | Freezer-Cooler Replacement Gaskets | N | Miscellaneous | New | 0 | 0 | 0 | 0 | 0 | 0 | Fail RIM | [11 empty] | Commercial | Retro-Commissioning | N | Lodging/Hospitality | Existing | 1.6418 | 0.40189 | 4.0852 | 0 | 0 | 0 | Fail 2-year Threshold
[12 empty] | Commercial | Freezer-Cooler Replacement Gaskets | N | Offices | New | 0 | 0 | 0 | 0 | 0 | 0 | Fail RIM | [11 empty] | Commercial | Retro-Commissioning | N | Miscellaneous | Existing | 2.0318 | 0.36714 | 5.5343 | 0 | 0 | 0 | Fail 2-year Threshold
[12 empty] | Commercial | Freezer-Cooler Replacement Gaskets | N | Restaurants | New | 0 | 0 | 0 | 0 | 0 | 0 | Fail RIM | [11 empty] | Commercial | Retro-Commissioning | N | Offices | Existing | 2.7226 | 0.36714 | 7.4158 | 0 | 0 | 0 | Fail 2-year Threshold
[12 empty] | Commercial | Freezer-Cooler Replacement Gaskets | N | Retail | New | 0 | 0 | 0 | 0 | 0 | 0 | Fail RIM | [11 empty] | Commercial | Retro-Commissioning | N | Restaurants | Existing | 6.878 | 0.40189 | 17.1141 | 0 | 0 | 0 | Fail 2-year Threshold
[12 empty] | Commercial | Freezer-Cooler Replacement Gaskets | N | Schools K-12 | New | 0 | 0 | 0 | 0 | 0 | 0 | Fail RIM | [11 empty] | Commercial | Retro-Commissioning | N | Retail | Existing | 1.3335 | 0.40189 | 3.3181 | 0 | 0 | 0 | Fail 2-year Threshold
[12 empty] | Commercial | Freezer-Cooler Replacement Gaskets | N | Warehouse | New | 0 | 0 | 0 | 0 | 0 | 0 | Fail RIM | [11 empty] | Commercial | Retro-Commissioning | N | Schools K-12 | Existing | 0.9937 | 0.36714 | 2.7066 | 0 | 0 | 0 | Fail TRC
[12 empty] | Commercial | High Efficiency Refrigeration Compressor | N | Assembly | Existing | 0.22671 | 0.34267 | 0.66158 | 0 | 0 | 0 | Fail RIM | [11 empty] | Commercial | Retro-Commissioning | N | Warehouse | Existing | 0.31992 | 0.36714 | 0.8714 | 0 | 0 | 0 | Fail TRC
[12 empty] | Commercial | High Efficiency Refrigeration Compressor | N | College and University | Existing | 0.22817 | 0.34525 | 0.66089 | 0 | 0 | 0 | Fail RIM | [11 empty] | Commercial | Retro-Commissioning | N | Assembly | New | 0.6557 | 0.36714 | 1.786 | 0 | 0 | 0 | Fail TRC
[12 empty] | Commercial | High Efficiency Refrigeration Compressor | N | Grocery | Existing | 0.22671 | 0.34267 | 0.66158 | 0 | 0 | 0 | Fail RIM | [11 empty] | Commercial | Retro-Commissioning | N | College and University | New | 1.1041 | 0.40283 | 2.7409 | 0 | 0 | 0 | Fail 2-year Threshold
[12 empty] | Commercial | High Efficiency Refrigeration Compressor | N | Healthcare | Existing | 0.22817 | 0.34525 | 0.66089 | 0 | 0 | 0 | Fail RIM | [11 empty] | Commercial | Retro-Commissioning | N | Grocery | New | 7.1164 | 0.40189 | 17.7073 | 0 | 0 | 0 | Fail 2-year Threshold
[12 empty] | Commercial | High Efficiency Refrigeration Compressor | N | Hospitals | Existing | 0.22817 | 0.34525 | 0.66089 | 0 | 0 | 0 | Fail RIM | [11 empty] | Commercial | Retro-Commissioning | N | Healthcare | New | 2.6387 | 0.36714 | 7.1871 | 0 | 0 | 0 | Fail 2-year Threshold
[12 empty] | Commercial | High Efficiency Refrigeration Compressor | N | Institutional | Existing | 0.22671 | 0.34267 | 0.66158 | 0 | 0 | 0 | Fail RIM | [11 empty] | Commercial | Retro-Commissioning | N | Hospitals | New | 2.9319 | 0.40283 | 7.2782 | 0 | 0 | 0 | Fail 2-year Threshold
[12 empty] | Commercial | High Efficiency Refrigeration Compressor | N | Lodging/Hospitality | Existing | 0.22817 | 0.34525 | 0.66089 | 0 | 0 | 0 | Fail RIM | [11 empty] | Commercial | Retro-Commissioning | N | Institutional | New | 2.975 | 0.36714 | 8.1032 | 0 | 0 | 0 | Fail 2-year Threshold
[12 empty] | Commercial | High Efficiency Refrigeration Compressor | N | Miscellaneous | Existing | 0.22671 | 0.34267 | 0.66158 | 0 | 0 | 0 | Fail RIM | [11 empty] | Commercial | Retro-Commissioning | N | Lodging/Hospitality | New | 1.6418 | 0.40189 | 4.0852 | 0 | 0 | 0 | Fail 2-year Threshold
[12 empty] | Commercial | High Efficiency Refrigeration Compressor | N | Offices | Existing | 0.22671 | 0.34267 | 0.66158 | 0 | 0 | 0 | Fail RIM | [11 empty] | Commercial | Retro-Commissioning | N | Miscellaneous | New | 2.0318 | 0.36714 | 5.5343 | 0 | 0 | 0 | Fail 2-year Threshold
[12 empty] | Commercial | High Efficiency Refrigeration Compressor | N | Restaurants | Existing | 0.22817 | 0.34525 | 0.66089 | 0 | 0 | 0 | Fail RIM | [11 empty] | Commercial | Retro-Commissioning | N | Offices | New | 2.7226 | 0.36714 | 7.4158 | 0 | 0 | 0 | Fail 2-year Threshold
[12 empty] | Commercial | High Efficiency Refrigeration Compressor | N | Retail | Existing | 0.22671 | 0.34267 | 0.66158 | 0 | 0 | 0 | Fail RIM | [11 empty] | Commercial | Retro-Commissioning | N | Restaurants | New | 6.878 | 0.40189 | 17.1141 | 0 | 0 | 0 | Fail 2-year Threshold
[12 empty] | Commercial | High Efficiency Refrigeration Compressor | N | Schools K-12 | Existing | 0.22817 | 0.34525 | 0.66089 | 0 | 0 | 0 | Fail RIM | [11 empty] | Commercial | Retro-Commissioning | N | Retail | New | 1.3335 | 0.40189 | 3.3181 | 0 | 0 | 0 | Fail 2-year Threshold
[12 empty] | Commercial | High Efficiency Refrigeration Compressor | N | Warehouse | Existing | 0.22671 | 0.34267 | 0.66158 | 0 | 0 | 0 | Fail RIM | [11 empty] | Commercial | Retro-Commissioning | N | Schools K-12 | New | 0.9937 | 0.36714 | 2.7066 | 0 | 0 | 0 | Fail TRC
[12 empty] | Commercial | High Efficiency Refrigeration Compressor | N | Assembly | New | 0.22671 | 0.34267 | 0.66158 | 0 | 0 | 0 | Fail RIM | [11 empty] | Commercial | Retro-Commissioning | N | Warehouse | New | 0.31992 | 0.36714 | 0.8714 | 0 | 0 | 0 | Fail TRC
[12 empty] | Commercial | High Efficiency Refrigeration Compressor | N | College and University | New | 0.22817 | 0.34525 | 0.66089 | 0 | 0 | 0 | Fail RIM | [11 empty] | Industrial | Compressed Air System Optimization | N | Agriculture and Assembly | Existing | 6.354 | 0.55788 | 11.3897 | 0 | 0 | 0 | Fail 2-year Threshold
[12 empty] | Commercial | High Efficiency Refrigeration Compressor | N | Grocery | New | 0.22671 | 0.34267 | 0.66158 | 0 | 0 | 0 | Fail RIM | [11 empty] | Industrial | Compressed Air System Optimization | N | Agriculture and Assembly | New | 6.354 | 0.55788 | 11.3897 | 0 | 0 | 0 | Fail 2-year Threshold
[12 empty] | Commercial | High Efficiency Refrigeration Compressor | N | Healthcare | New | 0.22817 | 0.34525 | 0.66089 | 0 | 0 | 0 | Fail RIM | [11 empty] | Industrial | HVAC Improved Controls | N | Agriculture and Assembly | Existing | 46.027 | 0.54413 | 84.5885 | 0 | 0 | 0 | Fail 2-year Threshold
[12 empty] | Commercial | High Efficiency Refrigeration Compressor | N | Hospitals | New | 0.22817 | 0.34525 | 0.66089 | 0 | 0 | 0 | Fail RIM | [11 empty] | Industrial | HVAC Improved Controls | N | Agriculture and Assembly | New | 46.027 | 0.54413 | 84.5885 | 0 | 0 | 0 | Fail 2-year Threshold
[12 empty] | Commercial | High Efficiency Refrigeration Compressor | N | Institutional | New | 0.22671 | 0.34267 | 0.66158 | 0 | 0 | 0 | Fail RIM | [11 empty] | Industrial | HVAC Recommissioning | N | Agriculture and Assembly | Existing | 3.938 | 0.55082 | 7.1492 | 0 | 0 | 0 | Fail 2-year Threshold
[12 empty] | Commercial | High Efficiency Refrigeration Compressor | N | Lodging/Hospitality | New | 0.22817 | 0.34525 | 0.66089 | 0 | 0 | 0 | Fail RIM | [11 empty] | Industrial | HVAC Recommissioning | N | Agriculture and Assembly | New | 3.938 | 0.55082 | 7.1492 | 0 | 0 | 0 | Fail 2-year Threshold
[12 empty] | Commercial | High Efficiency Refrigeration Compressor | N | Miscellaneous | New | 0.22671 | 0.34267 | 0.66158 | 0 | 0 | 0 | Fail RIM | [11 empty] | Industrial | Fan Improved Controls | N | Agriculture and Assembly | Existing | 16.4072 | 0.55115 | 29.7689 | 0 | 0 | 0 | Fail 2-year Threshold
[12 empty] | Commercial | High Efficiency Refrigeration Compressor | N | Offices | New | 0.22671 | 0.34267 | 0.66158 | 0 | 0 | 0 | Fail RIM | [11 empty] | Industrial | Fan Improved Controls | N | Agriculture and Assembly | New | 16.4072 | 0.55115 | 29.7689 | 0 | 0 | 0 | Fail 2-year Threshold
[12 empty] | Commercial | High Efficiency Refrigeration Compressor | N | Restaurants | New | 0.22817 | 0.34525 | 0.66089 | 0 | 0 | 0 | Fail RIM | [11 empty] | Industrial | Motor Improved Controls | N | Agriculture and Assembly | Existing | 6.3265 | 0.55115 | 11.4787 | 0 | 0 | 0 | Fail 2-year Threshold
[12 empty] | Commercial | High Efficiency Refrigeration Compressor | N | Retail | New | 0.22671 | 0.34267 | 0.66158 | 0 | 0 | 0 | Fail RIM | [11 empty] | Industrial | Motor Improved Controls | N | Agriculture and Assembly | New | 6.3265 | 0.55115 | 11.4787 | 0 | 0 | 0 | Fail 2-year Threshold
[12 empty] | Commercial | High Efficiency Refrigeration Compressor | N | Schools K-12 | New | 0.22817 | 0.34525 | 0.66089 | 0 | 0 | 0 | Fail RIM | [11 empty] | Industrial | Pump Improved Controls | N | Agriculture and Assembly | Existing | 6.3265 | 0.55115 | 11.4787 | 0 | 0 | 0 | Fail 2-year Threshold
[12 empty] | Commercial | High Efficiency Refrigeration Compressor | N | Warehouse | New | 0.22671 | 0.34267 | 0.66158 | 0 | 0 | 0 | Fail RIM | [11 empty] | Industrial | Pump Improved Controls | N | Agriculture and Assembly | New | 6.3265 | 0.55115 | 11.4787 | 0 | 0 | 0 | Fail 2-year Threshold
[12 empty] | Commercial | High R-Value Glass Doors | N | Assembly | Existing | 0.15582 | 0.34117 | 0.45674 | 0 | 0 | 0 | Fail RIM | [11 empty] | Industrial | Pump System Optimization | N | Agriculture and Assembly | Existing | 5.6898 | 0.55788 | 10.1991 | 0 | 0 | 0 | Fail 2-year Threshold
[12 empty] | Commercial | High R-Value Glass Doors | N | College and University | Existing | 0.15795 | 0.34609 | 0.45637 | 0 | 0 | 0 | Fail RIM | [11 empty] | Industrial | Pump System Optimization | N | Agriculture and Assembly | New | 5.6898 | 0.55788 | 10.1991 | 0 | 0 | 0 | Fail 2-year Threshold
[12 empty] | Commercial | High R-Value Glass Doors | N | Grocery | Existing | 0.15582 | 0.34117 | 0.45674 | 0 | 0 | 0 | Fail RIM | [11 empty] | Industrial | Process Refrig Controls | N | Agriculture and Assembly | Existing | 0.9122 | 0.54822 | 1.6639 | 0 | 0 | 0 | Fail TRC
[12 empty] | Commercial | High R-Value Glass Doors | N | Healthcare | Existing | 0.15795 | 0.34609 | 0.45637 | 0 | 0 | 0 | Fail RIM | [11 empty] | Industrial | Process Refrig Controls | N | Agriculture and Assembly | New | 0.9122 | 0.54822 | 1.6639 | 0 | 0 | 0 | Fail TRC
[12 empty] | Commercial | High R-Value Glass Doors | N | Hospitals | Existing | 0.15795 | 0.34609 | 0.45637 | 0 | 0 | 0 | Fail RIM | [11 empty] | Industrial | Process Refrig System Optimization | N | Agriculture and Assembly | Existing | 0.83045 | 0.55742 | 1.4898 | 0 | 0 | 0 | Fail TRC
[12 empty] | Commercial | High R-Value Glass Doors | N | Institutional | Existing | 0.15582 | 0.34117 | 0.45674 | 0 | 0 | 0 | Fail RIM | [11 empty] | Industrial | Process Refrig System Optimization | N | Agriculture and Assembly | New | 0.83045 | 0.55742 | 1.4898 | 0 | 0 | 0 | Fail TRC
[12 empty] | Commercial | High R-Value Glass Doors | N | Lodging/Hospitality | Existing | 0.15795 | 0.34609 | 0.45637 | 0 | 0 | 0 | Fail RIM | [11 empty] | Industrial | Process Heat Improved Controls | N | Agriculture and Assembly | Existing | 0.45097 | 0.54822 | 0.82259 | 0 | 0 | 0 | Fail TRC
[12 empty] | Commercial | High R-Value Glass Doors | N | Miscellaneous | Existing | 0.15582 | 0.34117 | 0.45674 | 0 | 0 | 0 | Fail RIM | [11 empty] | Industrial | Process Heat Improved Controls | N | Agriculture and Assembly | New | 0.45097 | 0.54822 | 0.82259 | 0 | 0 | 0 | Fail TRC
[12 empty] | Commercial | High R-Value Glass Doors | N | Offices | Existing | 0.15582 | 0.34117 | 0.45674 | 0 | 0 | 0 | Fail RIM | [11 empty] | Industrial | Process Heat System Optimization | N | Agriculture and Assembly | Existing | 0.047425 | 0.559 | 0.084839 | 0 | 0 | 0 | Fail TRC
[12 empty] | Commercial | High R-Value Glass Doors | N | Restaurants | Existing | 0.15795 | 0.34609 | 0.45637 | 0 | 0 | 0 | Fail RIM | [11 empty] | Industrial | Process Heat System Optimization | N | Agriculture and Assembly | New | 0.047425 | 0.559 | 0.084839 | 0 | 0 | 0 | Fail TRC
[12 empty] | Commercial | High R-Value Glass Doors | N | Retail | Existing | 0.15582 | 0.34117 | 0.45674 | 0 | 0 | 0 | Fail RIM | [11 empty] | Industrial | Process Other Systems Optimization | N | Agriculture and Assembly | Existing | 8.4127 | 0.55667 | 15.1126 | 0 | 0 | 0 | Fail 2-year Threshold
[12 empty] | Commercial | High R-Value Glass Doors | N | Schools K-12 | Existing | 0.15795 | 0.34609 | 0.45637 | 0 | 0 | 0 | Fail RIM | [11 empty] | Industrial | Process Other Systems Optimization | N | Agriculture and Assembly | New | 8.4127 | 0.55667 | 15.1126 | 0 | 0 | 0 | Fail 2-year Threshold
[12 empty] | Commercial | High R-Value Glass Doors | N | Warehouse | Existing | 0.15582 | 0.34117 | 0.45674 | 0 | 0 | 0 | Fail RIM | [11 empty] | Industrial | Compressed Air System Optimization | N | Chemicals and Plastics | Existing | 5.9474 | 0.55788 | 10.6608 | 0 | 0 | 0 | Fail 2-year Threshold
[12 empty] | Commercial | High R-Value Glass Doors | N | Assembly | New | 0 | 0 | 0 | 0 | 0 | 0 | Fail RIM | [11 empty] | Industrial | Compressed Air System Optimization | N | Chemicals and Plastics | New | 5.9474 | 0.55788 | 10.6608 | 0 | 0 | 0 | Fail 2-year Threshold
[12 empty] | Commercial | High R-Value Glass Doors | N | College and University | New | 0 | 0 | 0 | 0 | 0 | 0 | Fail RIM | [11 empty] | Industrial | Plant Energy Management | N | Chemicals and Plastics | Existing | 14.0848 | 0.55491 | 25.3822 | 0 | 0 | 0 | Fail 2-year Threshold
[12 empty] | Commercial | High R-Value Glass Doors | N | Grocery | New | 0 | 0 | 0 | 0 | 0 | 0 | Fail RIM | [11 empty] | Industrial | Plant Energy Management | N | Chemicals and Plastics | New | 14.0848 | 0.55491 | 25.3822 | 0 | 0 | 0 | Fail 2-year Threshold
[12 empty] | Commercial | High R-Value Glass Doors | N | Healthcare | New | 0 | 0 | 0 | 0 | 0 | 0 | Fail RIM | [11 empty] | Industrial | HVAC Improved Controls | N | Chemicals and Plastics | Existing | 23.4921 | 0.54413 | 43.1738 | 0 | 0 | 0 | Fail 2-year Threshold
[12 empty] | Commercial | High R-Value Glass Doors | N | Hospitals | New | 0 | 0 | 0 | 0 | 0 | 0 | Fail RIM | [11 empty] | Industrial | HVAC Improved Controls | N | Chemicals and Plastics | New | 23.4921 | 0.54413 | 43.1738 | 0 | 0 | 0 | Fail 2-year Threshold
[12 empty] | Commercial | High R-Value Glass Doors | N | Institutional | New | 0 | 0 | 0 | 0 | 0 | 0 | Fail RIM | [11 empty] | Industrial | Fan Improved Controls | N | Chemicals and Plastics | Existing | 16.4072 | 0.55115 | 29.7689 | 0 | 0 | 0 | Fail 2-year Threshold
[12 empty] | Commercial | High R-Value Glass Doors | N | Lodging/Hospitality | New | 0 | 0 | 0 | 0 | 0 | 0 | Fail RIM | [11 empty] | Industrial | Fan Improved Controls | N | Chemicals and Plastics | New | 16.4072 | 0.55115 | 29.7689 | 0 | 0 | 0 | Fail 2-year Threshold
[12 empty] | Commercial | High R-Value Glass Doors | N | Miscellaneous | New | 0 | 0 | 0 | 0 | 0 | 0 | Fail RIM | [11 empty] | Industrial | Fan System Optimization | N | Chemicals and Plastics | Existing | 3.8428 | 0.55788 | 6.8883 | 0 | 0 | 0 | Fail 2-year Threshold
[12 empty] | Commercial | High R-Value Glass Doors | N | Offices | New | 0 | 0 | 0 | 0 | 0 | 0 | Fail RIM | [11 empty] | Industrial | Fan System Optimization | N | Chemicals and Plastics | New | 3.8428 | 0.55788 | 6.8883 | 0 | 0 | 0 | Fail 2-year Threshold
[12 empty] | Commercial | High R-Value Glass Doors | N | Restaurants | New | 0 | 0 | 0 | 0 | 0 | 0 | Fail RIM | [11 empty] | Industrial | Motor Optimization | N | Chemicals and Plastics | Existing | 3.3796 | 0.55788 | 6.058 | 0 | 0 | 0 | Fail 2-year Threshold
[12 empty] | Commercial | High R-Value Glass Doors | N | Retail | New | 0 | 0 | 0 | 0 | 0 | 0 | Fail RIM | [11 empty] | Industrial | Motor Optimization | N | Chemicals and Plastics | New | 3.3796 | 0.55788 | 6.058 | 0 | 0 | 0 | Fail 2-year Threshold
[12 empty] | Commercial | High R-Value Glass Doors | N | Schools K-12 | New | 0 | 0 | 0 | 0 | 0 | 0 | Fail RIM | [11 empty] | Industrial | Pump Improved Controls | N | Chemicals and Plastics | Existing | 6.3265 | 0.55115 | 11.4787 | 0 | 0 | 0 | Fail 2-year Threshold
[12 empty] | Commercial | High R-Value Glass Doors | N | Warehouse | New | 0 | 0 | 0 | 0 | 0 | 0 | Fail RIM | [11 empty] | Industrial | Pump Improved Controls | N | Chemicals and Plastics | New | 6.3265 | 0.55115 | 11.4787 | 0 | 0 | 0 | Fail 2-year Threshold
[12 empty] | Commercial | Night Covers for Display Cases | N | Assembly | Existing | 0.026542 | 0.34512 | 0.076905 | 0 | 0 | 0 | Fail RIM | [11 empty] | Industrial | Process Refrig System Optimization | N | Chemicals and Plastics | Existing | 8.3398 | 0.55742 | 14.9614 | 0 | 0 | 0 | Fail 2-year Threshold
[12 empty] | Commercial | Night Covers for Display Cases | N | College and University | Existing | 0.026542 | 0.34512 | 0.076905 | 0 | 0 | 0 | Fail RIM | [11 empty] | Industrial | Process Refrig System Optimization | N | Chemicals and Plastics | New | 8.3398 | 0.55742 | 14.9614 | 0 | 0 | 0 | Fail 2-year Threshold
[12 empty] | Commercial | Night Covers for Display Cases | N | Grocery | Existing | 0.026542 | 0.34512 | 0.076905 | 0 | 0 | 0 | Fail RIM | [11 empty] | Industrial | Process Heat Improved Controls | N | Chemicals and Plastics | Existing | 0.66025 | 0.54822 | 1.2043 | 0 | 0 | 0 | Fail TRC
[12 empty] | Commercial | Night Covers for Display Cases | N | Healthcare | Existing | 0.026542 | 0.34512 | 0.076905 | 0 | 0 | 0 | Fail RIM | [11 empty] | Industrial | Process Heat Improved Controls | N | Chemicals and Plastics | New | 0.66025 | 0.54822 | 1.2043 | 0 | 0 | 0 | Fail TRC
[12 empty] | Commercial | Night Covers for Display Cases | N | Hospitals | Existing | 0.026542 | 0.34512 | 0.076905 | 0 | 0 | 0 | Fail RIM | [11 empty] | Industrial | Process Heat System Optimization | N | Chemicals and Plastics | Existing | 0.22343 | 0.559 | 0.39969 | 0 | 0 | 0 | Fail TRC
[12 empty] | Commercial | Night Covers for Display Cases | N | Institutional | Existing | 0.026542 | 0.34512 | 0.076905 | 0 | 0 | 0 | Fail RIM | [11 empty] | Industrial | Process Heat System Optimization | N | Chemicals and Plastics | New | 0.22343 | 0.559 | 0.39969 | 0 | 0 | 0 | Fail TRC
[12 empty] | Commercial | Night Covers for Display Cases | N | Lodging/Hospitality | Existing | 0.026542 | 0.34512 | 0.076905 | 0 | 0 | 0 | Fail RIM | [11 empty] | Industrial | Process Other Systems Optimization | N | Chemicals and Plastics | Existing | 8.4127 | 0.55667 | 15.1126 | 0 | 0 | 0 | Fail 2-year Threshold
[12 empty] | Commercial | Night Covers for Display Cases | N | Miscellaneous | Existing | 0.026542 | 0.34512 | 0.076905 | 0 | 0 | 0 | Fail RIM | [11 empty] | Industrial | Process Other Systems Optimization | N | Chemicals and Plastics | New | 8.4127 | 0.55667 | 15.1126 | 0 | 0 | 0 | Fail 2-year Threshold
[12 empty] | Commercial | Night Covers for Display Cases | N | Offices | Existing | 0.026542 | 0.34512 | 0.076905 | 0 | 0 | 0 | Fail RIM | [11 empty] | Industrial | Compressed Air Controls | N | Construction | Existing | 6.5765 | 0.55521 | 11.8451 | 0 | 0 | 0 | Fail 2-year Threshold
[12 empty] | Commercial | Night Covers for Display Cases | N | Restaurants | Existing | 0.026542 | 0.34512 | 0.076905 | 0 | 0 | 0 | Fail RIM | [11 empty] | Industrial | Compressed Air Controls | N | Construction | New | 6.5765 | 0.55521 | 11.8451 | 0 | 0 | 0 | Fail 2-year Threshold
[12 empty] | Commercial | Night Covers for Display Cases | N | Retail | Existing | 0.026542 | 0.34512 | 0.076905 | 0 | 0 | 0 | Fail RIM | [11 empty] | Industrial | Compressed Air System Optimization | N | Construction | Existing | 5.8419 | 0.55788 | 10.4717 | 0 | 0 | 0 | Fail 2-year Threshold
[12 empty] | Commercial | Night Covers for Display Cases | N | Schools K-12 | Existing | 0.026542 | 0.34512 | 0.076905 | 0 | 0 | 0 | Fail RIM | [11 empty] | Industrial | Compressed Air System Optimization | N | Construction | New | 5.8419 | 0.55788 | 10.4717 | 0 | 0 | 0 | Fail 2-year Threshold
[12 empty] | Commercial | Night Covers for Display Cases | N | Warehouse | Existing | 0.026542 | 0.34512 | 0.076905 | 0 | 0 | 0 | Fail RIM | [11 empty] | Industrial | Plant Energy Management | N | Construction | Existing | 14.0848 | 0.55491 | 25.3822 | 0 | 0 | 0 | Fail 2-year Threshold
[12 empty] | Commercial | Night Covers for Display Cases | N | Assembly | New | 0.026542 | 0.34512 | 0.076905 | 0 | 0 | 0 | Fail RIM | [11 empty] | Industrial | Plant Energy Management | N | Construction | New | 14.0848 | 0.55491 | 25.3822 | 0 | 0 | 0 | Fail 2-year Threshold
[12 empty] | Commercial | Night Covers for Display Cases | N | College and University | New | 0.026542 | 0.34512 | 0.076905 | 0 | 0 | 0 | Fail RIM | [11 empty] | Industrial | HVAC Improved Controls | N | Construction | Existing | 8.0557 | 0.54413 | 14.8048 | 0 | 0 | 0 | Fail 2-year Threshold
[12 empty] | Commercial | Night Covers for Display Cases | N | Grocery | New | 0.026542 | 0.34512 | 0.076905 | 0 | 0 | 0 | Fail RIM | [11 empty] | Industrial | HVAC Improved Controls | N | Construction | New | 8.0557 | 0.54413 | 14.8048 | 0 | 0 | 0 | Fail 2-year Threshold
[12 empty] | Commercial | Night Covers for Display Cases | N | Healthcare | New | 0.026542 | 0.34512 | 0.076905 | 0 | 0 | 0 | Fail RIM | [11 empty] | Industrial | Fan Improved Controls | N | Construction | Existing | 12.1111 | 0.55115 | 21.9743 | 0 | 0 | 0 | Fail 2-year Threshold
[12 empty] | Commercial | Night Covers for Display Cases | N | Hospitals | New | 0.026542 | 0.34512 | 0.076905 | 0 | 0 | 0 | Fail RIM | [11 empty] | Industrial | Fan Improved Controls | N | Construction | New | 12.1111 | 0.55115 | 21.9743 | 0 | 0 | 0 | Fail 2-year Threshold
[12 empty] | Commercial | Night Covers for Display Cases | N | Institutional | New | 0.026542 | 0.34512 | 0.076905 | 0 | 0 | 0 | Fail RIM | [11 empty] | Industrial | Fan System Optimization | N | Construction | Existing | 8.9274 | 0.55788 | 16.0024 | 0 | 0 | 0 | Fail 2-year Threshold
[12 empty] | Commercial | Night Covers for Display Cases | N | Lodging/Hospitality | New | 0.026542 | 0.34512 | 0.076905 | 0 | 0 | 0 | Fail RIM | [11 empty] | Industrial | Fan System Optimization | N | Construction | New | 8.9274 | 0.55788 | 16.0024 | 0 | 0 | 0 | Fail 2-year Threshold
[12 empty] | Commercial | Night Covers for Display Cases | N | Miscellaneous | New | 0.026542 | 0.34512 | 0.076905 | 0 | 0 | 0 | Fail RIM | [11 empty] | Industrial | Motor Optimization | N | Construction | Existing | 0.69131 | 0.55788 | 1.2392 | 0 | 0 | 0 | Fail TRC
[12 empty] | Commercial | Night Covers for Display Cases | N | Offices | New | 0.026542 | 0.34512 | 0.076905 | 0 | 0 | 0 | Fail RIM | [11 empty] | Industrial | Motor Optimization | N | Construction | New | 0.69131 | 0.55788 | 1.2392 | 0 | 0 | 0 | Fail TRC
[12 empty] | Commercial | Night Covers for Display Cases | N | Restaurants | New | 0.026542 | 0.34512 | 0.076905 | 0 | 0 | 0 | Fail RIM | [11 empty] | Industrial | Pump Improved Controls | N | Construction | Existing | 6.3265 | 0.55115 | 11.4787 | 0 | 0 | 0 | Fail 2-year Threshold
[12 empty] | Commercial | Night Covers for Display Cases | N | Retail | New | 0.026542 | 0.34512 | 0.076905 | 0 | 0 | 0 | Fail RIM | [11 empty] | Industrial | Pump Improved Controls | N | Construction | New | 6.3265 | 0.55115 | 11.4787 | 0 | 0 | 0 | Fail 2-year Threshold
[12 empty] | Commercial | Night Covers for Display Cases | N | Schools K-12 | New | 0.026542 | 0.34512 | 0.076905 | 0 | 0 | 0 | Fail RIM | [11 empty] | Industrial | Pump System Optimization | N | Construction | Existing | 4.7513 | 0.55788 | 8.5167 | 0 | 0 | 0 | Fail 2-year Threshold
[12 empty] | Commercial | Night Covers for Display Cases | N | Warehouse | New | 0.026542 | 0.34512 | 0.076905 | 0 | 0 | 0 | Fail RIM | [11 empty] | Industrial | Pump System Optimization | N | Construction | New | 4.7513 | 0.55788 | 8.5167 | 0 | 0 | 0 | Fail 2-year Threshold
[12 empty] | Commercial | PSC to ECM Evaporator Fan Motor (Reach-In) | N | Assembly | Existing | 1.1216 | 0.33434 | 3.3548 | 0 | 0 | 0 | Fail RIM | [11 empty] | Industrial | Process Refrig Controls | N | Construction | Existing | 6.1015 | 0.54822 | 11.1296 | 0 | 0 | 0 | Fail 2-year Threshold
[12 empty] | Commercial | PSC to ECM Evaporator Fan Motor (Reach-In) | N | College and University | Existing | 1.1514 | 0.34337 | 3.3532 | 0 | 0 | 0 | Fail RIM | [11 empty] | Industrial | Process Refrig Controls | N | Construction | New | 6.1015 | 0.54822 | 11.1296 | 0 | 0 | 0 | Fail 2-year Threshold
[12 empty] | Commercial | PSC to ECM Evaporator Fan Motor (Reach-In) | N | Grocery | Existing | 1.1216 | 0.33434 | 3.3548 | 0 | 0 | 0 | Fail RIM | [11 empty] | Industrial | Process Heat Improved Controls | N | Construction | Existing | 0.42024 | 0.54822 | 0.76655 | 0 | 0 | 0 | Fail TRC
[12 empty] | Commercial | PSC to ECM Evaporator Fan Motor (Reach-In) | N | Healthcare | Existing | 1.1514 | 0.34337 | 3.3532 | 0 | 0 | 0 | Fail RIM | [11 empty] | Industrial | Process Heat Improved Controls | N | Construction | New | 0.42024 | 0.54822 | 0.76655 | 0 | 0 | 0 | Fail TRC
[12 empty] | Commercial | PSC to ECM Evaporator Fan Motor (Reach-In) | N | Hospitals | Existing | 1.1514 | 0.34337 | 3.3532 | 0 | 0 | 0 | Fail RIM | [11 empty] | Industrial | Process Heat System Optimization | N | Construction | Existing | 0.26497 | 0.559 | 0.47401 | 0 | 0 | 0 | Fail TRC
[12 empty] | Commercial | PSC to ECM Evaporator Fan Motor (Reach-In) | N | Institutional | Existing | 1.1216 | 0.33434 | 3.3548 | 0 | 0 | 0 | Fail RIM | [11 empty] | Industrial | Process Heat System Optimization | N | Construction | New | 0.26497 | 0.559 | 0.47401 | 0 | 0 | 0 | Fail TRC
[12 empty] | Commercial | PSC to ECM Evaporator Fan Motor (Reach-In) | N | Lodging/Hospitality | Existing | 1.1514 | 0.34337 | 3.3532 | 0 | 0 | 0 | Fail RIM | [11 empty] | Industrial | Process Other Systems Optimization | N | Construction | Existing | 5.96 | 0.55667 | 10.7066 | 0 | 0 | 0 | Fail 2-year Threshold
[12 empty] | Commercial | PSC to ECM Evaporator Fan Motor (Reach-In) | N | Miscellaneous | Existing | 1.1216 | 0.33434 | 3.3548 | 0 | 0 | 0 | Fail RIM | [11 empty] | Industrial | Process Other Systems Optimization | N | Construction | New | 5.96 | 0.55667 | 10.7066 | 0 | 0 | 0 | Fail 2-year Threshold
[12 empty] | Commercial | PSC to ECM Evaporator Fan Motor (Reach-In) | N | Offices | Existing | 1.1216 | 0.33434 | 3.3548 | 0 | 0 | 0 | Fail RIM | [11 empty] | Industrial | Compressed Air Controls | N | Electrical and Electronic Equip. | Existing | 11.8574 | 0.55521 | 21.3565 | 0 | 0 | 0 | Fail 2-year Threshold
[12 empty] | Commercial | PSC to ECM Evaporator Fan Motor (Reach-In) | N | Restaurants | Existing | 1.1514 | 0.34337 | 3.3532 | 0 | 0 | 0 | Fail RIM | [11 empty] | Industrial | Compressed Air Controls | N | Electrical and Electronic Equip. | New | 11.8574 | 0.55521 | 21.3565 | 0 | 0 | 0 | Fail 2-year Threshold
[12 empty] | Commercial | PSC to ECM Evaporator Fan Motor (Reach-In) | N | Retail | Existing | 1.1216 | 0.33434 | 3.3548 | 0 | 0 | 0 | Fail RIM | [11 empty] | Industrial | Compressed Air Equipment | N | Electrical and Electronic Equip. | New | 10.5574 | 0.55115 | 19.1552 | 0 | 0 | 0 | Fail 2-year Threshold
[12 empty] | Commercial | PSC to ECM Evaporator Fan Motor (Reach-In) | N | Schools K-12 | Existing | 1.1514 | 0.34337 | 3.3532 | 0 | 0 | 0 | Fail RIM | [11 empty] | Industrial | Compressed Air Equipment | N | Electrical and Electronic Equip. | Turnover | 10.5574 | 0.55115 | 19.1552 | 0 | 0 | 0 | Fail 2-year Threshold
[12 empty] | Commercial | PSC to ECM Evaporator Fan Motor (Reach-In) | N | Warehouse | Existing | 1.1216 | 0.33434 | 3.3548 | 0 | 0 | 0 | Fail RIM | [11 empty] | Industrial | Compressed Air System Optimization | N | Electrical and Electronic Equip. | Existing | 6.5366 | 0.55788 | 11.7169 | 0 | 0 | 0 | Fail 2-year Threshold
[12 empty] | Commercial | PSC to ECM Evaporator Fan Motor (Reach-In) | N | Assembly | New | 1.1216 | 0.33434 | 3.3548 | 0 | 0 | 0 | Fail RIM | [11 empty] | Industrial | Compressed Air System Optimization | N | Electrical and Electronic Equip. | New | 6.5366 | 0.55788 | 11.7169 | 0 | 0 | 0 | Fail 2-year Threshold
[12 empty] | Commercial | PSC to ECM Evaporator Fan Motor (Reach-In) | N | College and University | New | 1.1514 | 0.34337 | 3.3532 | 0 | 0 | 0 | Fail RIM | [11 empty] | Industrial | Plant Energy Management | N | Electrical and Electronic Equip. | Existing | 14.0848 | 0.55491 | 25.3822 | 0 | 0 | 0 | Fail 2-year Threshold
[12 empty] | Commercial | PSC to ECM Evaporator Fan Motor (Reach-In) | N | Grocery | New | 1.1216 | 0.33434 | 3.3548 | 0 | 0 | 0 | Fail RIM | [11 empty] | Industrial | Plant Energy Management | N | Electrical and Electronic Equip. | New | 14.0848 | 0.55491 | 25.3822 | 0 | 0 | 0 | Fail 2-year Threshold
[12 empty] | Commercial | PSC to ECM Evaporator Fan Motor (Reach-In) | N | Healthcare | New | 1.1514 | 0.34337 | 3.3532 | 0 | 0 | 0 | Fail RIM | [11 empty] | Industrial | HVAC Recommissioning | N | Electrical and Electronic Equip. | Existing | 8.8451 | 0.55082 | 16.058 | 0 | 0 | 0 | Fail 2-year Threshold
[12 empty] | Commercial | PSC to ECM Evaporator Fan Motor (Reach-In) | N | Hospitals | New | 1.1514 | 0.34337 | 3.3532 | 0 | 0 | 0 | Fail RIM | [11 empty] | Industrial | HVAC Recommissioning | N | Electrical and Electronic Equip. | New | 8.8451 | 0.55082 | 16.058 | 0 | 0 | 0 | Fail 2-year Threshold
[12 empty] | Commercial | PSC to ECM Evaporator Fan Motor (Reach-In) | N | Institutional | New | 1.1216 | 0.33434 | 3.3548 | 0 | 0 | 0 | Fail RIM | [11 empty] | Industrial | Fan Improved Controls | N | Electrical and Electronic Equip. | Existing | 16.4072 | 0.55115 | 29.7689 | 0 | 0 | 0 | Fail 2-year Threshold
[12 empty] | Commercial | PSC to ECM Evaporator Fan Motor (Reach-In) | N | Lodging/Hospitality | New | 1.1514 | 0.34337 | 3.3532 | 0 | 0 | 0 | Fail RIM | [11 empty] | Industrial | Fan Improved Controls | N | Electrical and Electronic Equip. | New | 16.4072 | 0.55115 | 29.7689 | 0 | 0 | 0 | Fail 2-year Threshold
[12 empty] | Commercial | PSC to ECM Evaporator Fan Motor (Reach-In) | N | Miscellaneous | New | 1.1216 | 0.33434 | 3.3548 | 0 | 0 | 0 | Fail RIM | [11 empty] | Industrial | Motor Improved Controls | N | Electrical and Electronic Equip. | Existing | 6.3265 | 0.55115 | 11.4787 | 0 | 0 | 0 | Fail 2-year Threshold
[12 empty] | Commercial | PSC to ECM Evaporator Fan Motor (Reach-In) | N | Offices | New | 1.1216 | 0.33434 | 3.3548 | 0 | 0 | 0 | Fail RIM | [11 empty] | Industrial | Motor Improved Controls | N | Electrical and Electronic Equip. | New | 6.3265 | 0.55115 | 11.4787 | 0 | 0 | 0 | Fail 2-year Threshold
[12 empty] | Commercial | PSC to ECM Evaporator Fan Motor (Reach-In) | N | Restaurants | New | 1.1514 | 0.34337 | 3.3532 | 0 | 0 | 0 | Fail RIM | [11 empty] | Industrial | Motor Optimization | N | Electrical and Electronic Equip. | Existing | 4.4436 | 0.55788 | 7.9652 | 0 | 0 | 0 | Fail 2-year Threshold
[12 empty] | Commercial | PSC to ECM Evaporator Fan Motor (Reach-In) | N | Retail | New | 1.1216 | 0.33434 | 3.3548 | 0 | 0 | 0 | Fail RIM | [11 empty] | Industrial | Motor Optimization | N | Electrical and Electronic Equip. | New | 4.4436 | 0.55788 | 7.9652 | 0 | 0 | 0 | Fail 2-year Threshold
[12 empty] | Commercial | PSC to ECM Evaporator Fan Motor (Reach-In) | N | Schools K-12 | New | 1.1514 | 0.34337 | 3.3532 | 0 | 0 | 0 | Fail RIM | [11 empty] | Industrial | Pump Improved Controls | N | Electrical and Electronic Equip. | Existing | 6.3265 | 0.55115 | 11.4787 | 0 | 0 | 0 | Fail 2-year Threshold
[12 empty] | Commercial | PSC to ECM Evaporator Fan Motor (Reach-In) | N | Warehouse | New | 1.1216 | 0.33434 | 3.3548 | 0 | 0 | 0 | Fail RIM | [11 empty] | Industrial | Pump Improved Controls | N | Electrical and Electronic Equip. | New | 6.3265 | 0.55115 | 11.4787 | 0 | 0 | 0 | Fail 2-year Threshold
[12 empty] | Commercial | PSC to ECM Evaporator Fan Motor (Walk-In, Refrigerator) | N | Assembly | Existing | 0.72795 | 0.33434 | 2.1773 | 0 | 0 | 0 | Fail RIM | [11 empty] | Industrial | Process Refrig Controls | N | Electrical and Electronic Equip. | Existing | 0.4599 | 0.54822 | 0.83889 | 0 | 0 | 0 | Fail TRC
[12 empty] | Commercial | PSC to ECM Evaporator Fan Motor (Walk-In, Refrigerator) | N | College and University | Existing | 0.74725 | 0.34337 | 2.1762 | 0 | 0 | 0 | Fail RIM | [11 empty] | Industrial | Process Refrig Controls | N | Electrical and Electronic Equip. | New | 0.4599 | 0.54822 | 0.83889 | 0 | 0 | 0 | Fail TRC
[12 empty] | Commercial | PSC to ECM Evaporator Fan Motor (Walk-In, Refrigerator) | N | Grocery | Existing | 0.72795 | 0.33434 | 2.1773 | 0 | 0 | 0 | Fail RIM | [11 empty] | Industrial | Process Refrig Equipment Upgrade | N | Electrical and Electronic Equip. | New | 3.5054 | 0.55494 | 6.3167 | 0 | 0 | 0 | Fail 2-year Threshold
[12 empty] | Commercial | PSC to ECM Evaporator Fan Motor (Walk-In, Refrigerator) | N | Healthcare | Existing | 0.74725 | 0.34337 | 2.1762 | 0 | 0 | 0 | Fail RIM | [11 empty] | Industrial | Process Refrig Equipment Upgrade | N | Electrical and Electronic Equip. | Turnover | 3.5054 | 0.55494 | 6.3167 | 0 | 0 | 0 | Fail 2-year Threshold
[12 empty] | Commercial | PSC to ECM Evaporator Fan Motor (Walk-In, Refrigerator) | N | Hospitals | Existing | 0.74725 | 0.34337 | 2.1762 | 0 | 0 | 0 | Fail RIM | [11 empty] | Industrial | Process Refrig System Optimization | N | Electrical and Electronic Equip. | Existing | 24.2407 | 0.55742 | 43.4872 | 0 | 0 | 0 | Fail 2-year Threshold
[12 empty] | Commercial | PSC to ECM Evaporator Fan Motor (Walk-In, Refrigerator) | N | Institutional | Existing | 0.72795 | 0.33434 | 2.1773 | 0 | 0 | 0 | Fail RIM | [11 empty] | Industrial | Process Refrig System Optimization | N | Electrical and Electronic Equip. | New | 24.2407 | 0.55742 | 43.4872 | 0 | 0 | 0 | Fail 2-year Threshold
[12 empty] | Commercial | PSC to ECM Evaporator Fan Motor (Walk-In, Refrigerator) | N | Lodging/Hospitality | Existing | 0.74725 | 0.34337 | 2.1762 | 0 | 0 | 0 | Fail RIM | [11 empty] | Industrial | Process Heat Improved Controls | N | Electrical and Electronic Equip. | Existing | 0.45097 | 0.54822 | 0.82259 | 0 | 0 | 0 | Fail TRC
[12 empty] | Commercial | PSC to ECM Evaporator Fan Motor (Walk-In, Refrigerator) | N | Miscellaneous | Existing | 0.72795 | 0.33434 | 2.1773 | 0 | 0 | 0 | Fail RIM | [11 empty] | Industrial | Process Heat Improved Controls | N | Electrical and Electronic Equip. | New | 0.45097 | 0.54822 | 0.82259 | 0 | 0 | 0 | Fail TRC
[12 empty] | Commercial | PSC to ECM Evaporator Fan Motor (Walk-In, Refrigerator) | N | Offices | Existing | 0.72795 | 0.33434 | 2.1773 | 0 | 0 | 0 | Fail RIM | [11 empty] | Industrial | Process Heat System Optimization | N | Electrical and Electronic Equip. | Existing | 1.9378 | 0.559 | 3.4666 | 0 | 0 | 0 | Fail 2-year Threshold
[12 empty] | Commercial | PSC to ECM Evaporator Fan Motor (Walk-In, Refrigerator) | N | Restaurants | Existing | 0.74725 | 0.34337 | 2.1762 | 0 | 0 | 0 | Fail RIM | [11 empty] | Industrial | Process Heat System Optimization | N | Electrical and Electronic Equip. | New | 1.9378 | 0.559 | 3.4666 | 0 | 0 | 0 | Fail 2-year Threshold
[12 empty] | Commercial | PSC to ECM Evaporator Fan Motor (Walk-In, Refrigerator) | N | Retail | Existing | 0.72795 | 0.33434 | 2.1773 | 0 | 0 | 0 | Fail RIM | [11 empty] | Industrial | Compressed Air Controls | N | Lumber/Furniture/Pulp/Paper | Existing | 10.6693 | 0.55521 | 19.2166 | 0 | 0 | 0 | Fail 2-year Threshold
[12 empty] | Commercial | PSC to ECM Evaporator Fan Motor (Walk-In, Refrigerator) | N | Schools K-12 | Existing | 0.74725 | 0.34337 | 2.1762 | 0 | 0 | 0 | Fail RIM | [11 empty] | Industrial | Compressed Air Controls | N | Lumber/Furniture/Pulp/Paper | New | 10.6693 | 0.55521 | 19.2166 | 0 | 0 | 0 | Fail 2-year Threshold
[12 empty] | Commercial | PSC to ECM Evaporator Fan Motor (Walk-In, Refrigerator) | N | Warehouse | Existing | 0.72795 | 0.33434 | 2.1773 | 0 | 0 | 0 | Fail RIM | [11 empty] | Industrial | Compressed Air System Optimization | N | Lumber/Furniture/Pulp/Paper | Existing | 6.4242 | 0.55788 | 11.5154 | 0 | 0 | 0 | Fail 2-year Threshold
[12 empty] | Commercial | PSC to ECM Evaporator Fan Motor (Walk-In, Refrigerator) | N | Assembly | New | 0.72795 | 0.33434 | 2.1773 | 0 | 0 | 0 | Fail RIM | [11 empty] | Industrial | Compressed Air System Optimization | N | Lumber/Furniture/Pulp/Paper | New | 6.4242 | 0.55788 | 11.5154 | 0 | 0 | 0 | Fail 2-year Threshold
[12 empty] | Commercial | PSC to ECM Evaporator Fan Motor (Walk-In, Refrigerator) | N | College and University | New | 0.74725 | 0.34337 | 2.1762 | 0 | 0 | 0 | Fail RIM | [11 empty] | Industrial | HVAC Improved Controls | N | Lumber/Furniture/Pulp/Paper | Existing | 23.6617 | 0.54413 | 43.4855 | 0 | 0 | 0 | Fail 2-year Threshold
[12 empty] | Commercial | PSC to ECM Evaporator Fan Motor (Walk-In, Refrigerator) | N | Grocery | New | 0.72795 | 0.33434 | 2.1773 | 0 | 0 | 0 | Fail RIM | [11 empty] | Industrial | HVAC Improved Controls | N | Lumber/Furniture/Pulp/Paper | New | 23.6617 | 0.54413 | 43.4855 | 0 | 0 | 0 | Fail 2-year Threshold
[12 empty] | Commercial | PSC to ECM Evaporator Fan Motor (Walk-In, Refrigerator) | N | Healthcare | New | 0.74725 | 0.34337 | 2.1762 | 0 | 0 | 0 | Fail RIM | [11 empty] | Industrial | Fan Improved Controls | N | Lumber/Furniture/Pulp/Paper | Existing | 16.4072 | 0.55115 | 29.7689 | 0 | 0 | 0 | Fail 2-year Threshold
[12 empty] | Commercial | PSC to ECM Evaporator Fan Motor (Walk-In, Refrigerator) | N | Hospitals | New | 0.74725 | 0.34337 | 2.1762 | 0 | 0 | 0 | Fail RIM | [11 empty] | Industrial | Fan Improved Controls | N | Lumber/Furniture/Pulp/Paper | New | 16.4072 | 0.55115 | 29.7689 | 0 | 0 | 0 | Fail 2-year Threshold
[12 empty] | Commercial | PSC to ECM Evaporator Fan Motor (Walk-In, Refrigerator) | N | Institutional | New | 0.72795 | 0.33434 | 2.1773 | 0 | 0 | 0 | Fail RIM | [11 empty] | Industrial | Fan System Optimization | N | Lumber/Furniture/Pulp/Paper | Existing | 8.9929 | 0.55788 | 16.1198 | 0 | 0 | 0 | Fail 2-year Threshold
[12 empty] | Commercial | PSC to ECM Evaporator Fan Motor (Walk-In, Refrigerator) | N | Lodging/Hospitality | New | 0.74725 | 0.34337 | 2.1762 | 0 | 0 | 0 | Fail RIM | [11 empty] | Industrial | Fan System Optimization | N | Lumber/Furniture/Pulp/Paper | New | 8.9929 | 0.55788 | 16.1198 | 0 | 0 | 0 | Fail 2-year Threshold
[12 empty] | Commercial | PSC to ECM Evaporator Fan Motor (Walk-In, Refrigerator) | N | Miscellaneous | New | 0.72795 | 0.33434 | 2.1773 | 0 | 0 | 0 | Fail RIM | [11 empty] | Industrial | Motor Equipment Upgrades | N | Lumber/Furniture/Pulp/Paper | New | 4.8047 | 0.55788 | 8.6126 | 0 | 0 | 0 | Fail 2-year Threshold
[12 empty] | Commercial | PSC to ECM Evaporator Fan Motor (Walk-In, Refrigerator) | N | Offices | New | 0.72795 | 0.33434 | 2.1773 | 0 | 0 | 0 | Fail RIM | [11 empty] | Industrial | Motor Equipment Upgrades | N | Lumber/Furniture/Pulp/Paper | Turnover | 4.8047 | 0.55788 | 8.6126 | 0 | 0 | 0 | Fail 2-year Threshold
[12 empty] | Commercial | PSC to ECM Evaporator Fan Motor (Walk-In, Refrigerator) | N | Restaurants | New | 0.74725 | 0.34337 | 2.1762 | 0 | 0 | 0 | Fail RIM | [11 empty] | Industrial | Motor Improved Controls | N | Lumber/Furniture/Pulp/Paper | Existing | 8.2017 | 0.55115 | 14.8811 | 0 | 0 | 0 | Fail 2-year Threshold
[12 empty] | Commercial | PSC to ECM Evaporator Fan Motor (Walk-In, Refrigerator) | N | Retail | New | 0.72795 | 0.33434 | 2.1773 | 0 | 0 | 0 | Fail RIM | [11 empty] | Industrial | Motor Improved Controls | N | Lumber/Furniture/Pulp/Paper | New | 8.2017 | 0.55115 | 14.8811 | 0 | 0 | 0 | Fail 2-year Threshold
[12 empty] | Commercial | PSC to ECM Evaporator Fan Motor (Walk-In, Refrigerator) | N | Schools K-12 | New | 0.74725 | 0.34337 | 2.1762 | 0 | 0 | 0 | Fail RIM | [11 empty] | Industrial | Motor Optimization | N | Lumber/Furniture/Pulp/Paper | Existing | 4.004 | 0.55788 | 7.1772 | 0 | 0 | 0 | Fail 2-year Threshold
[12 empty] | Commercial | PSC to ECM Evaporator Fan Motor (Walk-In, Refrigerator) | N | Warehouse | New | 0.72795 | 0.33434 | 2.1773 | 0 | 0 | 0 | Fail RIM | [11 empty] | Industrial | Motor Optimization | N | Lumber/Furniture/Pulp/Paper | New | 4.004 | 0.55788 | 7.1772 | 0 | 0 | 0 | Fail 2-year Threshold
[12 empty] | Commercial | Refrigerated Display Case Lighting Controls | N | Assembly | Existing | 0.16018 | 0.35116 | 0.45614 | 0 | 0 | 0 | Fail RIM | [11 empty] | Industrial | Pump Improved Controls | N | Lumber/Furniture/Pulp/Paper | Existing | 6.3265 | 0.55115 | 11.4787 | 0 | 0 | 0 | Fail 2-year Threshold
[12 empty] | Commercial | Refrigerated Display Case Lighting Controls | N | College and University | Existing | 0.16018 | 0.35116 | 0.45614 | 0 | 0 | 0 | Fail RIM | [11 empty] | Industrial | Pump Improved Controls | N | Lumber/Furniture/Pulp/Paper | New | 6.3265 | 0.55115 | 11.4787 | 0 | 0 | 0 | Fail 2-year Threshold
[12 empty] | Commercial | Refrigerated Display Case Lighting Controls | N | Grocery | Existing | 0.16018 | 0.35116 | 0.45614 | 0 | 0 | 0 | Fail RIM | [11 empty] | Industrial | Process Refrig Controls | N | Lumber/Furniture/Pulp/Paper | Existing | 0.4599 | 0.54822 | 0.83889 | 0 | 0 | 0 | Fail TRC
[12 empty] | Commercial | Refrigerated Display Case Lighting Controls | N | Healthcare | Existing | 0.16018 | 0.35116 | 0.45614 | 0 | 0 | 0 | Fail RIM | [11 empty] | Industrial | Process Refrig Controls | N | Lumber/Furniture/Pulp/Paper | New | 0.4599 | 0.54822 | 0.83889 | 0 | 0 | 0 | Fail TRC
[12 empty] | Commercial | Refrigerated Display Case Lighting Controls | N | Hospitals | Existing | 0.16018 | 0.35116 | 0.45614 | 0 | 0 | 0 | Fail RIM | [11 empty] | Industrial | Process Heat Improved Controls | N | Lumber/Furniture/Pulp/Paper | Existing | 0.45097 | 0.54822 | 0.82259 | 0 | 0 | 0 | Fail TRC
[12 empty] | Commercial | Refrigerated Display Case Lighting Controls | N | Institutional | Existing | 0.16018 | 0.35116 | 0.45614 | 0 | 0 | 0 | Fail RIM | [11 empty] | Industrial | Process Heat Improved Controls | N | Lumber/Furniture/Pulp/Paper | New | 0.45097 | 0.54822 | 0.82259 | 0 | 0 | 0 | Fail TRC
[12 empty] | Commercial | Refrigerated Display Case Lighting Controls | N | Lodging/Hospitality | Existing | 0.16018 | 0.35116 | 0.45614 | 0 | 0 | 0 | Fail RIM | [11 empty] | Industrial | Process Heat System Optimization | N | Lumber/Furniture/Pulp/Paper | Existing | 0.28802 | 0.559 | 0.51525 | 0 | 0 | 0 | Fail TRC
[12 empty] | Commercial | Refrigerated Display Case Lighting Controls | N | Miscellaneous | Existing | 0.16018 | 0.35116 | 0.45614 | 0 | 0 | 0 | Fail RIM | [11 empty] | Industrial | Process Heat System Optimization | N | Lumber/Furniture/Pulp/Paper | New | 0.28802 | 0.559 | 0.51525 | 0 | 0 | 0 | Fail TRC
[12 empty] | Commercial | Refrigerated Display Case Lighting Controls | N | Offices | Existing | 0.16018 | 0.35116 | 0.45614 | 0 | 0 | 0 | Fail RIM | [11 empty] | Industrial | Process Other Equipment Upgrades | N | Lumber/Furniture/Pulp/Paper | New | 3.6137 | 0.55494 | 6.512 | 0 | 0 | 0 | Fail 2-year Threshold
[12 empty] | Commercial | Refrigerated Display Case Lighting Controls | N | Restaurants | Existing | 0.16018 | 0.35116 | 0.45614 | 0 | 0 | 0 | Fail RIM | [11 empty] | Industrial | Process Other Equipment Upgrades | N | Lumber/Furniture/Pulp/Paper | Turnover | 3.6137 | 0.55494 | 6.512 | 0 | 0 | 0 | Fail 2-year Threshold
[12 empty] | Commercial | Refrigerated Display Case Lighting Controls | N | Retail | Existing | 0.16018 | 0.35116 | 0.45614 | 0 | 0 | 0 | Fail RIM | [11 empty] | Industrial | Compressed Air Controls | N | Metal Products and Machinery | Existing | 7.226 | 0.55521 | 13.0149 | 0 | 0 | 0 | Fail 2-year Threshold
[12 empty] | Commercial | Refrigerated Display Case Lighting Controls | N | Schools K-12 | Existing | 0.16018 | 0.35116 | 0.45614 | 0 | 0 | 0 | Fail RIM | [11 empty] | Industrial | Compressed Air Controls | N | Metal Products and Machinery | New | 7.226 | 0.55521 | 13.0149 | 0 | 0 | 0 | Fail 2-year Threshold
[12 empty] | Commercial | Refrigerated Display Case Lighting Controls | N | Warehouse | Existing | 0.16018 | 0.35116 | 0.45614 | 0 | 0 | 0 | Fail RIM | [11 empty] | Industrial | Compressed Air System Optimization | N | Metal Products and Machinery | Existing | 6.6201 | 0.55788 | 11.8667 | 0 | 0 | 0 | Fail 2-year Threshold
[12 empty] | Commercial | Refrigerated Display Case Lighting Controls | N | Assembly | New | 0.05944 | 0.35116 | 0.16927 | 0 | 0 | 0 | Fail RIM | [11 empty] | Industrial | Compressed Air System Optimization | N | Metal Products and Machinery | New | 6.6201 | 0.55788 | 11.8667 | 0 | 0 | 0 | Fail 2-year Threshold
[12 empty] | Commercial | Refrigerated Display Case Lighting Controls | N | College and University | New | 0.05944 | 0.35116 | 0.16927 | 0 | 0 | 0 | Fail RIM | [11 empty] | Industrial | HVAC Improved Controls | N | Metal Products and Machinery | Existing | 6.9405 | 0.54413 | 12.7553 | 0 | 0 | 0 | Fail 2-year Threshold
[12 empty] | Commercial | Refrigerated Display Case Lighting Controls | N | Grocery | New | 0.05944 | 0.35116 | 0.16927 | 0 | 0 | 0 | Fail RIM | [11 empty] | Industrial | HVAC Improved Controls | N | Metal Products and Machinery | New | 6.9405 | 0.54413 | 12.7553 | 0 | 0 | 0 | Fail 2-year Threshold
[12 empty] | Commercial | Refrigerated Display Case Lighting Controls | N | Healthcare | New | 0.05944 | 0.35116 | 0.16927 | 0 | 0 | 0 | Fail RIM | [11 empty] | Industrial | HVAC Recommissioning | N | Metal Products and Machinery | Existing | 0.27279 | 0.55082 | 0.49525 | 0 | 0 | 0 | Fail TRC
[12 empty] | Commercial | Refrigerated Display Case Lighting Controls | N | Hospitals | New | 0.05944 | 0.35116 | 0.16927 | 0 | 0 | 0 | Fail RIM | [11 empty] | Industrial | HVAC Recommissioning | N | Metal Products and Machinery | New | 0.27279 | 0.55082 | 0.49525 | 0 | 0 | 0 | Fail TRC
[12 empty] | Commercial | Refrigerated Display Case Lighting Controls | N | Institutional | New | 0.05944 | 0.35116 | 0.16927 | 0 | 0 | 0 | Fail RIM | [11 empty] | Industrial | Fan Improved Controls | N | Metal Products and Machinery | Existing | 16.4072 | 0.55115 | 29.7689 | 0 | 0 | 0 | Fail 2-year Threshold
[12 empty] | Commercial | Refrigerated Display Case Lighting Controls | N | Lodging/Hospitality | New | 0.05944 | 0.35116 | 0.16927 | 0 | 0 | 0 | Fail RIM | [11 empty] | Industrial | Fan Improved Controls | N | Metal Products and Machinery | New | 16.4072 | 0.55115 | 29.7689 | 0 | 0 | 0 | Fail 2-year Threshold
[12 empty] | Commercial | Refrigerated Display Case Lighting Controls | N | Miscellaneous | New | 0.05944 | 0.35116 | 0.16927 | 0 | 0 | 0 | Fail RIM | [11 empty] | Industrial | Fan System Optimization | N | Metal Products and Machinery | Existing | 15.2958 | 0.55788 | 27.4179 | 0 | 0 | 0 | Fail 2-year Threshold
[12 empty] | Commercial | Refrigerated Display Case Lighting Controls | N | Offices | New | 0.05944 | 0.35116 | 0.16927 | 0 | 0 | 0 | Fail RIM | [11 empty] | Industrial | Fan System Optimization | N | Metal Products and Machinery | New | 15.2958 | 0.55788 | 27.4179 | 0 | 0 | 0 | Fail 2-year Threshold
[12 empty] | Commercial | Refrigerated Display Case Lighting Controls | N | Restaurants | New | 0.05944 | 0.35116 | 0.16927 | 0 | 0 | 0 | Fail RIM | [11 empty] | Industrial | Motor Improved Controls | N | Metal Products and Machinery | Existing | 8.9035 | 0.55115 | 16.1545 | 0 | 0 | 0 | Fail 2-year Threshold
[12 empty] | Commercial | Refrigerated Display Case Lighting Controls | N | Retail | New | 0.05944 | 0.35116 | 0.16927 | 0 | 0 | 0 | Fail RIM | [11 empty] | Industrial | Motor Improved Controls | N | Metal Products and Machinery | New | 8.9035 | 0.55115 | 16.1545 | 0 | 0 | 0 | Fail 2-year Threshold
[12 empty] | Commercial | Refrigerated Display Case Lighting Controls | N | Schools K-12 | New | 0.05944 | 0.35116 | 0.16927 | 0 | 0 | 0 | Fail RIM | [11 empty] | Industrial | Motor Optimization | N | Metal Products and Machinery | Existing | 3.8886 | 0.55788 | 6.9704 | 0 | 0 | 0 | Fail 2-year Threshold
[12 empty] | Commercial | Refrigerated Display Case Lighting Controls | N | Warehouse | New | 0.05944 | 0.35116 | 0.16927 | 0 | 0 | 0 | Fail RIM | [11 empty] | Industrial | Motor Optimization | N | Metal Products and Machinery | New | 3.8886 | 0.55788 | 6.9704 | 0 | 0 | 0 | Fail 2-year Threshold
[12 empty] | Commercial | Strip Curtains for Walk-ins | N | Assembly | Existing | 0.2935 | 0.34162 | 0.85915 | 0 | 0 | 0 | Fail RIM | [11 empty] | Industrial | Pump Improved Controls | N | Metal Products and Machinery | Existing | 6.3265 | 0.55115 | 11.4787 | 0 | 0 | 0 | Fail 2-year Threshold
[12 empty] | Commercial | Strip Curtains for Walk-ins | N | College and University | Existing | 0.29852 | 0.34772 | 0.85851 | 0 | 0 | 0 | Fail RIM | [11 empty] | Industrial | Pump Improved Controls | N | Metal Products and Machinery | New | 6.3265 | 0.55115 | 11.4787 | 0 | 0 | 0 | Fail 2-year Threshold
[12 empty] | Commercial | Strip Curtains for Walk-ins | N | Grocery | Existing | 0.2935 | 0.34162 | 0.85915 | 0 | 0 | 0 | Fail RIM | [11 empty] | Industrial | Pump System Optimization | N | Metal Products and Machinery | Existing | 10.7956 | 0.55788 | 19.3513 | 0 | 0 | 0 | Fail 2-year Threshold
[12 empty] | Commercial | Strip Curtains for Walk-ins | N | Healthcare | Existing | 0.29852 | 0.34772 | 0.85851 | 0 | 0 | 0 | Fail RIM | [11 empty] | Industrial | Pump System Optimization | N | Metal Products and Machinery | New | 10.7956 | 0.55788 | 19.3513 | 0 | 0 | 0 | Fail 2-year Threshold
[12 empty] | Commercial | Strip Curtains for Walk-ins | N | Hospitals | Existing | 0.29852 | 0.34772 | 0.85851 | 0 | 0 | 0 | Fail RIM | [11 empty] | Industrial | Process Refrig Controls | N | Metal Products and Machinery | Existing | 0.68015 | 0.54822 | 1.2406 | 0 | 0 | 0 | Fail TRC
[12 empty] | Commercial | Strip Curtains for Walk-ins | N | Institutional | Existing | 0.2935 | 0.34162 | 0.85915 | 0 | 0 | 0 | Fail RIM | [11 empty] | Industrial | Process Refrig Controls | N | Metal Products and Machinery | New | 0.68015 | 0.54822 | 1.2406 | 0 | 0 | 0 | Fail TRC
[12 empty] | Commercial | Strip Curtains for Walk-ins | N | Lodging/Hospitality | Existing | 0.29852 | 0.34772 | 0.85851 | 0 | 0 | 0 | Fail RIM | [11 empty] | Industrial | Process Refrig System Optimization | N | Metal Products and Machinery | Existing | 31.2964 | 0.55742 | 56.145 | 0 | 0 | 0 | Fail 2-year Threshold
[12 empty] | Commercial | Strip Curtains for Walk-ins | N | Miscellaneous | Existing | 0.2935 | 0.34162 | 0.85915 | 0 | 0 | 0 | Fail RIM | [11 empty] | Industrial | Process Refrig System Optimization | N | Metal Products and Machinery | New | 31.2964 | 0.55742 | 56.145 | 0 | 0 | 0 | Fail 2-year Threshold
[12 empty] | Commercial | Strip Curtains for Walk-ins | N | Offices | Existing | 0.2935 | 0.34162 | 0.85915 | 0 | 0 | 0 | Fail RIM | [11 empty] | Industrial | Process Heat Improved Controls | N | Metal Products and Machinery | Existing | 0.44986 | 0.54822 | 0.82058 | 0 | 0 | 0 | Fail TRC
[12 empty] | Commercial | Strip Curtains for Walk-ins | N | Restaurants | Existing | 0.29852 | 0.34772 | 0.85851 | 0 | 0 | 0 | Fail RIM | [11 empty] | Industrial | Process Heat Improved Controls | N | Metal Products and Machinery | New | 0.44986 | 0.54822 | 0.82058 | 0 | 0 | 0 | Fail TRC
[12 empty] | Commercial | Strip Curtains for Walk-ins | N | Retail | Existing | 0.2935 | 0.34162 | 0.85915 | 0 | 0 | 0 | Fail RIM | [11 empty] | Industrial | Process Heat System Optimization | N | Metal Products and Machinery | Existing | 0.42592 | 0.559 | 0.76194 | 0 | 0 | 0 | Fail TRC
[12 empty] | Commercial | Strip Curtains for Walk-ins | N | Schools K-12 | Existing | 0.29852 | 0.34772 | 0.85851 | 0 | 0 | 0 | Fail RIM | [11 empty] | Industrial | Process Heat System Optimization | N | Metal Products and Machinery | New | 0.42592 | 0.559 | 0.76194 | 0 | 0 | 0 | Fail TRC
[12 empty] | Commercial | Strip Curtains for Walk-ins | N | Warehouse | Existing | 0.2935 | 0.34162 | 0.85915 | 0 | 0 | 0 | Fail RIM | [11 empty] | Industrial | Compressed Air Controls | N | Miscellaneous Manufacturing | Existing | 55.9668 | 0.55521 | 100.8024 | 0 | 0 | 0 | Fail 2-year Threshold
[12 empty] | Commercial | Strip Curtains for Walk-ins | N | Assembly | New | 0.2935 | 0.34162 | 0.85915 | 0 | 0 | 0 | Fail RIM | [11 empty] | Industrial | Compressed Air Controls | N | Miscellaneous Manufacturing | New | 55.9668 | 0.55521 | 100.8024 | 0 | 0 | 0 | Fail 2-year Threshold
[12 empty] | Commercial | Strip Curtains for Walk-ins | N | College and University | New | 0.29852 | 0.34772 | 0.85851 | 0 | 0 | 0 | Fail RIM | [11 empty] | Industrial | Compressed Air Equipment | N | Miscellaneous Manufacturing | New | 28.0023 | 0.55115 | 50.807 | 0 | 0 | 0 | Fail 2-year Threshold
[12 empty] | Commercial | Strip Curtains for Walk-ins | N | Grocery | New | 0.2935 | 0.34162 | 0.85915 | 0 | 0 | 0 | Fail RIM | [11 empty] | Industrial | Compressed Air Equipment | N | Miscellaneous Manufacturing | Turnover | 28.0023 | 0.55115 | 50.807 | 0 | 0 | 0 | Fail 2-year Threshold
[12 empty] | Commercial | Strip Curtains for Walk-ins | N | Healthcare | New | 0.29852 | 0.34772 | 0.85851 | 0 | 0 | 0 | Fail RIM | [11 empty] | Industrial | Compressed Air System Optimization | N | Miscellaneous Manufacturing | Existing | 4.2649 | 0.55788 | 7.645 | 0 | 0 | 0 | Fail 2-year Threshold
[12 empty] | Commercial | Strip Curtains for Walk-ins | N | Hospitals | New | 0.29852 | 0.34772 | 0.85851 | 0 | 0 | 0 | Fail RIM | [11 empty] | Industrial | Compressed Air System Optimization | N | Miscellaneous Manufacturing | New | 4.2649 | 0.55788 | 7.645 | 0 | 0 | 0 | Fail 2-year Threshold
[12 empty] | Commercial | Strip Curtains for Walk-ins | N | Institutional | New | 0.2935 | 0.34162 | 0.85915 | 0 | 0 | 0 | Fail RIM | [11 empty] | Industrial | Plant Energy Management | N | Miscellaneous Manufacturing | Existing | 14.0848 | 0.55491 | 25.3822 | 0 | 0 | 0 | Fail 2-year Threshold
[12 empty] | Commercial | Strip Curtains for Walk-ins | N | Lodging/Hospitality | New | 0.29852 | 0.34772 | 0.85851 | 0 | 0 | 0 | Fail RIM | [11 empty] | Industrial | Plant Energy Management | N | Miscellaneous Manufacturing | New | 14.0848 | 0.55491 | 25.3822 | 0 | 0 | 0 | Fail 2-year Threshold
[12 empty] | Commercial | Strip Curtains for Walk-ins | N | Miscellaneous | New | 0.2935 | 0.34162 | 0.85915 | 0 | 0 | 0 | Fail RIM | [11 empty] | Industrial | HVAC Improved Controls | N | Miscellaneous Manufacturing | Existing | 65.1925 | 0.54413 | 119.8108 | 0 | 0 | 0 | Fail 2-year Threshold
[12 empty] | Commercial | Strip Curtains for Walk-ins | N | Offices | New | 0.2935 | 0.34162 | 0.85915 | 0 | 0 | 0 | Fail RIM | [11 empty] | Industrial | HVAC Improved Controls | N | Miscellaneous Manufacturing | New | 65.1925 | 0.54413 | 119.8108 | 0 | 0 | 0 | Fail 2-year Threshold
[12 empty] | Commercial | Strip Curtains for Walk-ins | N | Restaurants | New | 0.29852 | 0.34772 | 0.85851 | 0 | 0 | 0 | Fail RIM | [11 empty] | Industrial | Fan Improved Controls | N | Miscellaneous Manufacturing | Existing | 16.4072 | 0.55115 | 29.7689 | 0 | 0 | 0 | Fail 2-year Threshold
[12 empty] | Commercial | Strip Curtains for Walk-ins | N | Retail | New | 0.2935 | 0.34162 | 0.85915 | 0 | 0 | 0 | Fail RIM | [11 empty] | Industrial | Fan Improved Controls | N | Miscellaneous Manufacturing | New | 16.4072 | 0.55115 | 29.7689 | 0 | 0 | 0 | Fail 2-year Threshold
[12 empty] | Commercial | Strip Curtains for Walk-ins | N | Schools K-12 | New | 0.29852 | 0.34772 | 0.85851 | 0 | 0 | 0 | Fail RIM | [11 empty] | Industrial | Motor Improved Controls | N | Miscellaneous Manufacturing | Existing | 6.3265 | 0.55115 | 11.4787 | 0 | 0 | 0 | Fail 2-year Threshold
[12 empty] | Commercial | Strip Curtains for Walk-ins | N | Warehouse | New | 0.2935 | 0.34162 | 0.85915 | 0 | 0 | 0 | Fail RIM | [11 empty] | Industrial | Motor Improved Controls | N | Miscellaneous Manufacturing | New | 6.3265 | 0.55115 | 11.4787 | 0 | 0 | 0 | Fail 2-year Threshold
[12 empty] | Commercial | CO Sensors for Parking Garage Exhaust | N | Assembly | Existing | 3.0325 | 0.31523 | 9.6198 | 0 | 0 | 0 | Fail RIM | [11 empty] | Industrial | Motor Optimization | N | Miscellaneous Manufacturing | Existing | 0.50896 | 0.55788 | 0.91232 | 0 | 0 | 0 | Fail TRC
[12 empty] | Commercial | CO Sensors for Parking Garage Exhaust | N | College and University | Existing | 3.0325 | 0.31523 | 9.6198 | 0 | 0 | 0 | Fail RIM | [11 empty] | Industrial | Motor Optimization | N | Miscellaneous Manufacturing | New | 0.50896 | 0.55788 | 0.91232 | 0 | 0 | 0 | Fail TRC
[12 empty] | Commercial | CO Sensors for Parking Garage Exhaust | N | Grocery | Existing | 3.0325 | 0.31523 | 9.6198 | 0 | 0 | 0 | Fail RIM | [11 empty] | Industrial | Pump Improved Controls | N | Miscellaneous Manufacturing | Existing | 6.3265 | 0.55115 | 11.4787 | 0 | 0 | 0 | Fail 2-year Threshold
[12 empty] | Commercial | CO Sensors for Parking Garage Exhaust | N | Healthcare | Existing | 3.0325 | 0.31523 | 9.6198 | 0 | 0 | 0 | Fail RIM | [11 empty] | Industrial | Pump Improved Controls | N | Miscellaneous Manufacturing | New | 6.3265 | 0.55115 | 11.4787 | 0 | 0 | 0 | Fail 2-year Threshold
[12 empty] | Commercial | CO Sensors for Parking Garage Exhaust | N | Hospitals | Existing | 3.0325 | 0.31523 | 9.6198 | 0 | 0 | 0 | Fail RIM | [11 empty] | Industrial | Process Refrig Controls | N | Miscellaneous Manufacturing | Existing | 0.4599 | 0.54822 | 0.83889 | 0 | 0 | 0 | Fail TRC
[12 empty] | Commercial | CO Sensors for Parking Garage Exhaust | N | Institutional | Existing | 3.0325 | 0.31523 | 9.6198 | 0 | 0 | 0 | Fail RIM | [11 empty] | Industrial | Process Refrig Controls | N | Miscellaneous Manufacturing | New | 0.4599 | 0.54822 | 0.83889 | 0 | 0 | 0 | Fail TRC
[12 empty] | Commercial | CO Sensors for Parking Garage Exhaust | N | Lodging/Hospitality | Existing | 3.0325 | 0.31523 | 9.6198 | 0 | 0 | 0 | Fail RIM | [11 empty] | Industrial | Process Refrig System Optimization | N | Miscellaneous Manufacturing | Existing | 0.54679 | 0.55742 | 0.98093 | 0 | 0 | 0 | Fail TRC
[12 empty] | Commercial | CO Sensors for Parking Garage Exhaust | N | Miscellaneous | Existing | 3.0325 | 0.31523 | 9.6198 | 0 | 0 | 0 | Fail RIM | [11 empty] | Industrial | Process Refrig System Optimization | N | Miscellaneous Manufacturing | New | 0.54679 | 0.55742 | 0.98093 | 0 | 0 | 0 | Fail TRC
[12 empty] | Commercial | CO Sensors for Parking Garage Exhaust | N | Offices | Existing | 3.0325 | 0.31523 | 9.6198 | 0 | 0 | 0 | Fail RIM | [11 empty] | Industrial | Process Heat Improved Controls | N | Miscellaneous Manufacturing | Existing | 0.45097 | 0.54822 | 0.82259 | 0 | 0 | 0 | Fail TRC
[12 empty] | Commercial | CO Sensors for Parking Garage Exhaust | N | Restaurants | Existing | 3.0325 | 0.31523 | 9.6198 | 0 | 0 | 0 | Fail RIM | [11 empty] | Industrial | Process Heat Improved Controls | N | Miscellaneous Manufacturing | New | 0.45097 | 0.54822 | 0.82259 | 0 | 0 | 0 | Fail TRC
[12 empty] | Commercial | CO Sensors for Parking Garage Exhaust | N | Retail | Existing | 3.0325 | 0.31523 | 9.6198 | 0 | 0 | 0 | Fail RIM | [11 empty] | Industrial | Process Heat System Optimization | N | Miscellaneous Manufacturing | Existing | 0.53025 | 0.559 | 0.94857 | 0 | 0 | 0 | Fail TRC
[12 empty] | Commercial | CO Sensors for Parking Garage Exhaust | N | Schools K-12 | Existing | 3.0325 | 0.31523 | 9.6198 | 0 | 0 | 0 | Fail RIM | [11 empty] | Industrial | Process Heat System Optimization | N | Miscellaneous Manufacturing | New | 0.53025 | 0.559 | 0.94857 | 0 | 0 | 0 | Fail TRC
[12 empty] | Commercial | CO Sensors for Parking Garage Exhaust | N | Warehouse | Existing | 3.0325 | 0.31523 | 9.6198 | 0 | 0 | 0 | Fail RIM | [11 empty] | Industrial | Process Other Systems Optimization | N | Miscellaneous Manufacturing | Existing | 8.4127 | 0.55667 | 15.1126 | 0 | 0 | 0 | Fail 2-year Threshold
[12 empty] | Commercial | CO Sensors for Parking Garage Exhaust | N | Assembly | New | 3.0325 | 0.31523 | 9.6198 | 0 | 0 | 0 | Fail RIM | [11 empty] | Industrial | Process Other Systems Optimization | N | Miscellaneous Manufacturing | New | 8.4127 | 0.55667 | 15.1126 | 0 | 0 | 0 | Fail 2-year Threshold
[12 empty] | Commercial | CO Sensors for Parking Garage Exhaust | N | College and University | New | 3.0325 | 0.31523 | 9.6198 | 0 | 0 | 0 | Fail RIM | [11 empty] | Industrial | Compressed Air Controls | N | Primary Resources Industries | Existing | 7.9873 | 0.55521 | 14.3861 | 0 | 0 | 0 | Fail 2-year Threshold
[12 empty] | Commercial | CO Sensors for Parking Garage Exhaust | N | Grocery | New | 3.0325 | 0.31523 | 9.6198 | 0 | 0 | 0 | Fail RIM | [11 empty] | Industrial | Compressed Air Controls | N | Primary Resources Industries | New | 7.9873 | 0.55521 | 14.3861 | 0 | 0 | 0 | Fail 2-year Threshold
[12 empty] | Commercial | CO Sensors for Parking Garage Exhaust | N | Healthcare | New | 3.0325 | 0.31523 | 9.6198 | 0 | 0 | 0 | Fail RIM | [11 empty] | Industrial | Compressed Air System Optimization | N | Primary Resources Industries | Existing | 6.8922 | 0.55788 | 12.3543 | 0 | 0 | 0 | Fail 2-year Threshold
[12 empty] | Commercial | CO Sensors for Parking Garage Exhaust | N | Hospitals | New | 3.0325 | 0.31523 | 9.6198 | 0 | 0 | 0 | Fail RIM | [11 empty] | Industrial | Compressed Air System Optimization | N | Primary Resources Industries | New | 6.8922 | 0.55788 | 12.3543 | 0 | 0 | 0 | Fail 2-year Threshold
[12 empty] | Commercial | CO Sensors for Parking Garage Exhaust | N | Institutional | New | 3.0325 | 0.31523 | 9.6198 | 0 | 0 | 0 | Fail RIM | [11 empty] | Industrial | Plant Energy Management | N | Primary Resources Industries | Existing | 14.0848 | 0.55491 | 25.3822 | 0 | 0 | 0 | Fail 2-year Threshold
[12 empty] | Commercial | CO Sensors for Parking Garage Exhaust | N | Lodging/Hospitality | New | 3.0325 | 0.31523 | 9.6198 | 0 | 0 | 0 | Fail RIM | [11 empty] | Industrial | Plant Energy Management | N | Primary Resources Industries | New | 14.0848 | 0.55491 | 25.3822 | 0 | 0 | 0 | Fail 2-year Threshold
[12 empty] | Commercial | CO Sensors for Parking Garage Exhaust | N | Miscellaneous | New | 3.0325 | 0.31523 | 9.6198 | 0 | 0 | 0 | Fail RIM | [11 empty] | Industrial | HVAC Improved Controls | N | Primary Resources Industries | Existing | 13.0531 | 0.54413 | 23.9891 | 0 | 0 | 0 | Fail 2-year Threshold
[12 empty] | Commercial | CO Sensors for Parking Garage Exhaust | N | Offices | New | 3.0325 | 0.31523 | 9.6198 | 0 | 0 | 0 | Fail RIM | [11 empty] | Industrial | HVAC Improved Controls | N | Primary Resources Industries | New | 13.0531 | 0.54413 | 23.9891 | 0 | 0 | 0 | Fail 2-year Threshold
[12 empty] | Commercial | CO Sensors for Parking Garage Exhaust | N | Restaurants | New | 3.0325 | 0.31523 | 9.6198 | 0 | 0 | 0 | Fail RIM | [11 empty] | Industrial | Fan Improved Controls | N | Primary Resources Industries | Existing | 16.4072 | 0.55115 | 29.7689 | 0 | 0 | 0 | Fail 2-year Threshold
[12 empty] | Commercial | CO Sensors for Parking Garage Exhaust | N | Retail | New | 3.0325 | 0.31523 | 9.6198 | 0 | 0 | 0 | Fail RIM | [11 empty] | Industrial | Fan Improved Controls | N | Primary Resources Industries | New | 16.4072 | 0.55115 | 29.7689 | 0 | 0 | 0 | Fail 2-year Threshold
[12 empty] | Commercial | CO Sensors for Parking Garage Exhaust | N | Schools K-12 | New | 3.0325 | 0.31523 | 9.6198 | 0 | 0 | 0 | Fail RIM | [11 empty] | Industrial | Fan System Optimization | N | Primary Resources Industries | Existing | 96.8566 | 0.55788 | 173.6167 | 0 | 0 | 0 | Fail 2-year Threshold
[12 empty] | Commercial | CO Sensors for Parking Garage Exhaust | N | Warehouse | New | 3.0325 | 0.31523 | 9.6198 | 0 | 0 | 0 | Fail RIM | [11 empty] | Industrial | Fan System Optimization | N | Primary Resources Industries | New | 96.8566 | 0.55788 | 173.6167 | 0 | 0 | 0 | Fail 2-year Threshold
[12 empty] | Commercial | Demand Controlled Ventilation | N | Assembly | Existing | 0.99763 | 0.35239 | 2.8311 | 0 | 0 | 0 | Fail RIM | [11 empty] | Industrial | Motor Improved Controls | N | Primary Resources Industries | Existing | 6.3265 | 0.55115 | 11.4787 | 0 | 0 | 0 | Fail 2-year Threshold
[12 empty] | Commercial | Demand Controlled Ventilation | N | College and University | Existing | 1.9862 | 0.35239 | 5.6363 | 0 | 0 | 0 | Fail RIM | [11 empty] | Industrial | Motor Improved Controls | N | Primary Resources Industries | New | 6.3265 | 0.55115 | 11.4787 | 0 | 0 | 0 | Fail 2-year Threshold
[12 empty] | Commercial | Demand Controlled Ventilation | N | Grocery | Existing | 0.45318 | 0.35239 | 1.286 | 0 | 0 | 0 | Fail RIM | [11 empty] | Industrial | Motor Optimization | N | Primary Resources Industries | Existing | 5.1261 | 0.55788 | 9.1886 | 0 | 0 | 0 | Fail 2-year Threshold
[12 empty] | Commercial | Demand Controlled Ventilation | N | Healthcare | Existing | 1.9353 | 0.35239 | 5.4919 | 0 | 0 | 0 | Fail RIM | [11 empty] | Industrial | Motor Optimization | N | Primary Resources Industries | New | 5.1261 | 0.55788 | 9.1886 | 0 | 0 | 0 | Fail 2-year Threshold
[12 empty] | Commercial | Demand Controlled Ventilation | N | Hospitals | Existing | 2.8807 | 0.35239 | 8.175 | 0 | 0 | 0 | Fail RIM | [11 empty] | Industrial | Pump Improved Controls | N | Primary Resources Industries | Existing | 6.3265 | 0.55115 | 11.4787 | 0 | 0 | 0 | Fail 2-year Threshold
[12 empty] | Commercial | Demand Controlled Ventilation | N | Institutional | Existing | 1.9843 | 0.35239 | 5.631 | 0 | 0 | 0 | Fail RIM | [11 empty] | Industrial | Pump Improved Controls | N | Primary Resources Industries | New | 6.3265 | 0.55115 | 11.4787 | 0 | 0 | 0 | Fail 2-year Threshold
[12 empty] | Commercial | Demand Controlled Ventilation | N | Lodging/Hospitality | Existing | 1.6257 | 0.35239 | 4.6135 | 0 | 0 | 0 | Fail RIM | [11 empty] | Industrial | Pump System Optimization | N | Primary Resources Industries | Existing | 37.6376 | 0.55788 | 67.4659 | 0 | 0 | 0 | Fail 2-year Threshold
[12 empty] | Commercial | Demand Controlled Ventilation | N | Miscellaneous | Existing | 1.4748 | 0.35239 | 4.1852 | 0 | 0 | 0 | Fail RIM | [11 empty] | Industrial | Pump System Optimization | N | Primary Resources Industries | New | 37.6376 | 0.55788 | 67.4659 | 0 | 0 | 0 | Fail 2-year Threshold
[12 empty] | Commercial | Demand Controlled Ventilation | N | Offices | Existing | 1.5452 | 0.35239 | 4.3849 | 0 | 0 | 0 | Fail RIM | [11 empty] | Industrial | Process Refrig Controls | N | Primary Resources Industries | Existing | 0.4599 | 0.54822 | 0.83889 | 0 | 0 | 0 | Fail TRC
[12 empty] | Commercial | Demand Controlled Ventilation | N | Restaurants | Existing | 0.48859 | 0.35239 | 1.3865 | 0 | 0 | 0 | Fail RIM | [11 empty] | Industrial | Process Refrig Controls | N | Primary Resources Industries | New | 0.4599 | 0.54822 | 0.83889 | 0 | 0 | 0 | Fail TRC
[12 empty] | Commercial | Demand Controlled Ventilation | N | Retail | Existing | 1.0932 | 0.35239 | 3.1022 | 0 | 0 | 0 | Fail RIM | [11 empty] | Industrial | Process Refrig System Optimization | N | Primary Resources Industries | Existing | 31.2964 | 0.55742 | 56.145 | 0 | 0 | 0 | Fail 2-year Threshold
[12 empty] | Commercial | Demand Controlled Ventilation | N | Schools K-12 | Existing | 2.0426 | 0.35239 | 5.7965 | 0 | 0 | 0 | Fail RIM | [11 empty] | Industrial | Process Refrig System Optimization | N | Primary Resources Industries | New | 31.2964 | 0.55742 | 56.145 | 0 | 0 | 0 | Fail 2-year Threshold
[12 empty] | Commercial | Demand Controlled Ventilation | N | Warehouse | Existing | 0.40583 | 0.35239 | 1.1517 | 0 | 0 | 0 | Fail RIM | [11 empty] | Industrial | Process Heat Improved Controls | N | Primary Resources Industries | Existing | 0.45097 | 0.54822 | 0.82259 | 0 | 0 | 0 | Fail TRC
[12 empty] | Commercial | Demand Controlled Ventilation | N | Assembly | New | 0.99763 | 0.35239 | 2.8311 | 0 | 0 | 0 | Fail RIM | [11 empty] | Industrial | Process Heat Improved Controls | N | Primary Resources Industries | New | 0.45097 | 0.54822 | 0.82259 | 0 | 0 | 0 | Fail TRC
[12 empty] | Commercial | Demand Controlled Ventilation | N | College and University | New | 1.9862 | 0.35239 | 5.6363 | 0 | 0 | 0 | Fail RIM | [11 empty] | Industrial | Process Heat System Optimization | N | Primary Resources Industries | Existing | 0.47332 | 0.559 | 0.84672 | 0 | 0 | 0 | Fail TRC
[12 empty] | Commercial | Demand Controlled Ventilation | N | Grocery | New | 0.45318 | 0.35239 | 1.286 | 0 | 0 | 0 | Fail RIM | [11 empty] | Industrial | Process Heat System Optimization | N | Primary Resources Industries | New | 0.47332 | 0.559 | 0.84672 | 0 | 0 | 0 | Fail TRC
[12 empty] | Commercial | Demand Controlled Ventilation | N | Healthcare | New | 1.9353 | 0.35239 | 5.4919 | 0 | 0 | 0 | Fail RIM | [11 empty] | Industrial | Compressed Air Controls | N | Stone/Clay/Glass/Concrete | Existing | 6.8087 | 0.55521 | 12.2632 | 0 | 0 | 0 | Fail 2-year Threshold
[12 empty] | Commercial | Demand Controlled Ventilation | N | Hospitals | New | 2.8807 | 0.35239 | 8.175 | 0 | 0 | 0 | Fail RIM | [11 empty] | Industrial | Compressed Air Controls | N | Stone/Clay/Glass/Concrete | New | 6.8087 | 0.55521 | 12.2632 | 0 | 0 | 0 | Fail 2-year Threshold
[12 empty] | Commercial | Demand Controlled Ventilation | N | Institutional | New | 1.9843 | 0.35239 | 5.631 | 0 | 0 | 0 | Fail RIM | [11 empty] | Industrial | Compressed Air System Optimization | N | Stone/Clay/Glass/Concrete | Existing | 5.1204 | 0.55788 | 9.1783 | 0 | 0 | 0 | Fail 2-year Threshold
[12 empty] | Commercial | Demand Controlled Ventilation | N | Lodging/Hospitality | New | 1.6257 | 0.35239 | 4.6135 | 0 | 0 | 0 | Fail RIM | [11 empty] | Industrial | Compressed Air System Optimization | N | Stone/Clay/Glass/Concrete | New | 5.1204 | 0.55788 | 9.1783 | 0 | 0 | 0 | Fail 2-year Threshold
[12 empty] | Commercial | Demand Controlled Ventilation | N | Miscellaneous | New | 1.4748 | 0.35239 | 4.1852 | 0 | 0 | 0 | Fail RIM | [11 empty] | Industrial | Plant Energy Management | N | Stone/Clay/Glass/Concrete | Existing | 14.0848 | 0.55491 | 25.3822 | 0 | 0 | 0 | Fail 2-year Threshold
[12 empty] | Commercial | Demand Controlled Ventilation | N | Offices | New | 1.5452 | 0.35239 | 4.3849 | 0 | 0 | 0 | Fail RIM | [11 empty] | Industrial | Plant Energy Management | N | Stone/Clay/Glass/Concrete | New | 14.0848 | 0.55491 | 25.3822 | 0 | 0 | 0 | Fail 2-year Threshold
[12 empty] | Commercial | Demand Controlled Ventilation | N | Restaurants | New | 0.48859 | 0.35239 | 1.3865 | 0 | 0 | 0 | Fail RIM | [11 empty] | Industrial | HVAC Improved Controls | N | Stone/Clay/Glass/Concrete | Existing | 9.9878 | 0.54413 | 18.3555 | 0 | 0 | 0 | Fail 2-year Threshold
[12 empty] | Commercial | Demand Controlled Ventilation | N | Retail | New | 1.0932 | 0.35239 | 3.1022 | 0 | 0 | 0 | Fail RIM | [11 empty] | Industrial | HVAC Improved Controls | N | Stone/Clay/Glass/Concrete | New | 9.9878 | 0.54413 | 18.3555 | 0 | 0 | 0 | Fail 2-year Threshold
[12 empty] | Commercial | Demand Controlled Ventilation | N | Schools K-12 | New | 2.0426 | 0.35239 | 5.7965 | 0 | 0 | 0 | Fail RIM | [11 empty] | Industrial | Fan Improved Controls | N | Stone/Clay/Glass/Concrete | Existing | 16.4072 | 0.55115 | 29.7689 | 0 | 0 | 0 | Fail 2-year Threshold
[12 empty] | Commercial | Demand Controlled Ventilation | N | Warehouse | New | 0.40583 | 0.35239 | 1.1517 | 0 | 0 | 0 | Fail RIM | [11 empty] | Industrial | Fan Improved Controls | N | Stone/Clay/Glass/Concrete | New | 16.4072 | 0.55115 | 29.7689 | 0 | 0 | 0 | Fail 2-year Threshold
[12 empty] | Commercial | VAV System | N | Assembly | Existing | 4.8015 | 0.37879 | 12.6757 | 0 | 0 | 0 | Fail RIM | [11 empty] | Industrial | Motor Equipment Upgrades | N | Stone/Clay/Glass/Concrete | New | 5.1504 | 0.55788 | 9.2321 | 0 | 0 | 0 | Fail 2-year Threshold
[12 empty] | Commercial | VAV System | N | College and University | Existing | 4.8015 | 0.37879 | 12.6757 | 0 | 0 | 0 | Fail RIM | [11 empty] | Industrial | Motor Equipment Upgrades | N | Stone/Clay/Glass/Concrete | Turnover | 5.1504 | 0.55788 | 9.2321 | 0 | 0 | 0 | Fail 2-year Threshold
[12 empty] | Commercial | VAV System | N | Grocery | Existing | 4.8015 | 0.37879 | 12.6757 | 0 | 0 | 0 | Fail RIM | [11 empty] | Industrial | Motor Improved Controls | N | Stone/Clay/Glass/Concrete | Existing | 6.3265 | 0.55115 | 11.4787 | 0 | 0 | 0 | Fail 2-year Threshold
[12 empty] | Commercial | VAV System | N | Healthcare | Existing | 4.8015 | 0.37879 | 12.6757 | 0 | 0 | 0 | Fail RIM | [11 empty] | Industrial | Motor Improved Controls | N | Stone/Clay/Glass/Concrete | New | 6.3265 | 0.55115 | 11.4787 | 0 | 0 | 0 | Fail 2-year Threshold
[12 empty] | Commercial | VAV System | N | Hospitals | Existing | 4.8015 | 0.37879 | 12.6757 | 0 | 0 | 0 | Fail RIM | [11 empty] | Industrial | Motor Optimization | N | Stone/Clay/Glass/Concrete | Existing | 4.8272 | 0.55788 | 8.6529 | 0 | 0 | 0 | Fail 2-year Threshold
[12 empty] | Commercial | VAV System | N | Institutional | Existing | 4.8015 | 0.37879 | 12.6757 | 0 | 0 | 0 | Fail RIM | [11 empty] | Industrial | Motor Optimization | N | Stone/Clay/Glass/Concrete | New | 4.8272 | 0.55788 | 8.6529 | 0 | 0 | 0 | Fail 2-year Threshold
[12 empty] | Commercial | VAV System | N | Lodging/Hospitality | Existing | 4.8015 | 0.37879 | 12.6757 | 0 | 0 | 0 | Fail RIM | [11 empty] | Industrial | Pump Improved Controls | N | Stone/Clay/Glass/Concrete | Existing | 6.3265 | 0.55115 | 11.4787 | 0 | 0 | 0 | Fail 2-year Threshold
[12 empty] | Commercial | VAV System | N | Miscellaneous | Existing | 4.8015 | 0.37879 | 12.6757 | 0 | 0 | 0 | Fail RIM | [11 empty] | Industrial | Pump Improved Controls | N | Stone/Clay/Glass/Concrete | New | 6.3265 | 0.55115 | 11.4787 | 0 | 0 | 0 | Fail 2-year Threshold
[12 empty] | Commercial | VAV System | N | Offices | Existing | 4.8015 | 0.37879 | 12.6757 | 0 | 0 | 0 | Fail RIM | [11 empty] | Industrial | Pump System Optimization | N | Stone/Clay/Glass/Concrete | Existing | 34.7342 | 0.55788 | 62.2615 | 0 | 0 | 0 | Fail 2-year Threshold
[12 empty] | Commercial | VAV System | N | Restaurants | Existing | 4.8015 | 0.37879 | 12.6757 | 0 | 0 | 0 | Fail RIM | [11 empty] | Industrial | Pump System Optimization | N | Stone/Clay/Glass/Concrete | New | 34.7342 | 0.55788 | 62.2615 | 0 | 0 | 0 | Fail 2-year Threshold
[12 empty] | Commercial | VAV System | N | Retail | Existing | 4.8015 | 0.37879 | 12.6757 | 0 | 0 | 0 | Fail RIM | [11 empty] | Industrial | Process Refrig Controls | N | Stone/Clay/Glass/Concrete | Existing | 0.4599 | 0.54822 | 0.83889 | 0 | 0 | 0 | Fail TRC
[12 empty] | Commercial | VAV System | N | Schools K-12 | Existing | 4.8015 | 0.37879 | 12.6757 | 0 | 0 | 0 | Fail RIM | [11 empty] | Industrial | Process Refrig Controls | N | Stone/Clay/Glass/Concrete | New | 0.4599 | 0.54822 | 0.83889 | 0 | 0 | 0 | Fail TRC
[12 empty] | Commercial | VAV System | N | Warehouse | Existing | 4.8015 | 0.37879 | 12.6757 | 0 | 0 | 0 | Fail RIM | [11 empty] | Industrial | Process Heat Improved Controls | N | Stone/Clay/Glass/Concrete | Existing | 0.45097 | 0.54822 | 0.82259 | 0 | 0 | 0 | Fail TRC
[12 empty] | Commercial | VAV System | N | Assembly | New | 4.8015 | 0.37879 | 12.6757 | 0 | 0 | 0 | Fail RIM | [11 empty] | Industrial | Process Heat Improved Controls | N | Stone/Clay/Glass/Concrete | New | 0.45097 | 0.54822 | 0.82259 | 0 | 0 | 0 | Fail TRC
[12 empty] | Commercial | VAV System | N | College and University | New | 4.8015 | 0.37879 | 12.6757 | 0 | 0 | 0 | Fail RIM | [11 empty] | Industrial | Process Heat System Optimization | N | Stone/Clay/Glass/Concrete | Existing | 0.25201 | 0.559 | 0.45082 | 0 | 0 | 0 | Fail TRC
[12 empty] | Commercial | VAV System | N | Grocery | New | 4.8015 | 0.37879 | 12.6757 | 0 | 0 | 0 | Fail RIM | [11 empty] | Industrial | Process Heat System Optimization | N | Stone/Clay/Glass/Concrete | New | 0.25201 | 0.559 | 0.45082 | 0 | 0 | 0 | Fail TRC
[12 empty] | Commercial | VAV System | N | Healthcare | New | 4.8015 | 0.37879 | 12.6757 | 0 | 0 | 0 | Fail RIM | [11 empty] | Industrial | Process Other Systems Optimization | N | Stone/Clay/Glass/Concrete | Existing | 8.4127 | 0.55667 | 15.1126 | 0 | 0 | 0 | Fail 2-year Threshold
[12 empty] | Commercial | VAV System | N | Hospitals | New | 4.8015 | 0.37879 | 12.6757 | 0 | 0 | 0 | Fail RIM | [11 empty] | Industrial | Process Other Systems Optimization | N | Stone/Clay/Glass/Concrete | New | 8.4127 | 0.55667 | 15.1126 | 0 | 0 | 0 | Fail 2-year Threshold
[12 empty] | Commercial | VAV System | N | Institutional | New | 4.8015 | 0.37879 | 12.6757 | 0 | 0 | 0 | Fail RIM | [11 empty] | Industrial | Compressed Air Controls | N | Textiles and Leather | Existing | 6.626 | 0.55521 | 11.9342 | 0 | 0 | 0 | Fail 2-year Threshold
[12 empty] | Commercial | VAV System | N | Lodging/Hospitality | New | 4.8015 | 0.37879 | 12.6757 | 0 | 0 | 0 | Fail RIM | [11 empty] | Industrial | Compressed Air Controls | N | Textiles and Leather | New | 6.626 | 0.55521 | 11.9342 | 0 | 0 | 0 | Fail 2-year Threshold
[12 empty] | Commercial | VAV System | N | Miscellaneous | New | 4.8015 | 0.37879 | 12.6757 | 0 | 0 | 0 | Fail RIM | [11 empty] | Industrial | Compressed Air System Optimization | N | Textiles and Leather | Existing | 6.3086 | 0.55788 | 11.3083 | 0 | 0 | 0 | Fail 2-year Threshold
[12 empty] | Commercial | VAV System | N | Offices | New | 4.8015 | 0.37879 | 12.6757 | 0 | 0 | 0 | Fail RIM | [11 empty] | Industrial | Compressed Air System Optimization | N | Textiles and Leather | New | 6.3086 | 0.55788 | 11.3083 | 0 | 0 | 0 | Fail 2-year Threshold
[12 empty] | Commercial | VAV System | N | Restaurants | New | 4.8015 | 0.37879 | 12.6757 | 0 | 0 | 0 | Fail RIM | [11 empty] | Industrial | HVAC Improved Controls | N | Textiles and Leather | Existing | 124.2064 | 0.54413 | 228.2667 | 0 | 0 | 0 | Fail 2-year Threshold
[12 empty] | Commercial | VAV System | N | Retail | New | 4.8015 | 0.37879 | 12.6757 | 0 | 0 | 0 | Fail RIM | [11 empty] | Industrial | HVAC Improved Controls | N | Textiles and Leather | New | 124.2064 | 0.54413 | 228.2667 | 0 | 0 | 0 | Fail 2-year Threshold
[12 empty] | Commercial | VAV System | N | Schools K-12 | New | 4.8015 | 0.37879 | 12.6757 | 0 | 0 | 0 | Fail RIM | [11 empty] | Industrial | HVAC Recommissioning | N | Textiles and Leather | Existing | 5.3526 | 0.55082 | 9.7175 | 0 | 0 | 0 | Fail 2-year Threshold
[12 empty] | Commercial | VAV System | N | Warehouse | New | 4.8015 | 0.37879 | 12.6757 | 0 | 0 | 0 | Fail RIM | [11 empty] | Industrial | HVAC Recommissioning | N | Textiles and Leather | New | 5.3526 | 0.55082 | 9.7175 | 0 | 0 | 0 | Fail 2-year Threshold
[12 empty] | Commercial | Retro-Commissioning | N | Assembly | Existing | 0.6557 | 0.36714 | 1.786 | 0 | 0 | 0 | Fail RIM | [11 empty] | Industrial | Fan Improved Controls | N | Textiles and Leather | Existing | 16.4072 | 0.55115 | 29.7689 | 0 | 0 | 0 | Fail 2-year Threshold
[12 empty] | Commercial | Retro-Commissioning | N | College and University | Existing | 1.1041 | 0.40283 | 2.7409 | 0 | 0 | 0 | Fail RIM | [11 empty] | Industrial | Fan Improved Controls | N | Textiles and Leather | New | 16.4072 | 0.55115 | 29.7689 | 0 | 0 | 0 | Fail 2-year Threshold
[12 empty] | Commercial | Retro-Commissioning | N | Grocery | Existing | 7.1164 | 0.40189 | 17.7073 | 0 | 0 | 0 | Fail RIM | [11 empty] | Industrial | Motor Improved Controls | N | Textiles and Leather | Existing | 6.3265 | 0.55115 | 11.4787 | 0 | 0 | 0 | Fail 2-year Threshold
[12 empty] | Commercial | Retro-Commissioning | N | Healthcare | Existing | 2.6387 | 0.36714 | 7.1871 | 0 | 0 | 0 | Fail RIM | [11 empty] | Industrial | Motor Improved Controls | N | Textiles and Leather | New | 6.3265 | 0.55115 | 11.4787 | 0 | 0 | 0 | Fail 2-year Threshold
[12 empty] | Commercial | Retro-Commissioning | N | Hospitals | Existing | 2.9319 | 0.40283 | 7.2782 | 0 | 0 | 0 | Fail RIM | [11 empty] | Industrial | Pump Improved Controls | N | Textiles and Leather | Existing | 6.3265 | 0.55115 | 11.4787 | 0 | 0 | 0 | Fail 2-year Threshold
[12 empty] | Commercial | Retro-Commissioning | N | Institutional | Existing | 2.975 | 0.36714 | 8.1032 | 0 | 0 | 0 | Fail RIM | [11 empty] | Industrial | Pump Improved Controls | N | Textiles and Leather | New | 6.3265 | 0.55115 | 11.4787 | 0 | 0 | 0 | Fail 2-year Threshold
[12 empty] | Commercial | Retro-Commissioning | N | Lodging/Hospitality | Existing | 1.6418 | 0.40189 | 4.0852 | 0 | 0 | 0 | Fail RIM | [11 empty] | Industrial | Process Refrig Controls | N | Textiles and Leather | Existing | 0.4599 | 0.54822 | 0.83889 | 0 | 0 | 0 | Fail TRC
[12 empty] | Commercial | Retro-Commissioning | N | Miscellaneous | Existing | 2.0318 | 0.36714 | 5.5343 | 0 | 0 | 0 | Fail RIM | [11 empty] | Industrial | Process Refrig Controls | N | Textiles and Leather | New | 0.4599 | 0.54822 | 0.83889 | 0 | 0 | 0 | Fail TRC
[12 empty] | Commercial | Retro-Commissioning | N | Offices | Existing | 2.7226 | 0.36714 | 7.4158 | 0 | 0 | 0 | Fail RIM | [11 empty] | Industrial | Process Heat Equipment Upgrade | N | Textiles and Leather | New | 8.4623 | 0.55494 | 15.249 | 0 | 0 | 0 | Fail 2-year Threshold
[12 empty] | Commercial | Retro-Commissioning | N | Restaurants | Existing | 6.878 | 0.40189 | 17.1141 | 0 | 0 | 0 | Fail RIM | [11 empty] | Industrial | Process Heat Equipment Upgrade | N | Textiles and Leather | Turnover | 8.4623 | 0.55494 | 15.249 | 0 | 0 | 0 | Fail 2-year Threshold
[12 empty] | Commercial | Retro-Commissioning | N | Retail | Existing | 1.3335 | 0.40189 | 3.3181 | 0 | 0 | 0 | Fail RIM | [11 empty] | Industrial | Process Heat System Optimization | N | Textiles and Leather | Existing | 0.077554 | 0.559 | 0.13874 | 0 | 0 | 0 | Fail TRC
[12 empty] | Commercial | Retro-Commissioning | N | Schools K-12 | Existing | 0.9937 | 0.36714 | 2.7066 | 0 | 0 | 0 | Fail RIM | [11 empty] | Industrial | Process Heat System Optimization | N | Textiles and Leather | New | 0.077554 | 0.559 | 0.13874 | 0 | 0 | 0 | Fail TRC
[12 empty] | Commercial | Retro-Commissioning | N | Warehouse | Existing | 0.31992 | 0.36714 | 0.8714 | 0 | 0 | 0 | Fail RIM | [11 empty] | Industrial | Process Other Systems Optimization | N | Textiles and Leather | Existing | 3.5693 | 0.55667 | 6.412 | 0 | 0 | 0 | Fail 2-year Threshold
[12 empty] | Commercial | Retro-Commissioning | N | Assembly | New | 0.6557 | 0.36714 | 1.786 | 0 | 0 | 0 | Fail RIM | [11 empty] | Industrial | Process Other Systems Optimization | N | Textiles and Leather | New | 3.5693 | 0.55667 | 6.412 | 0 | 0 | 0 | Fail 2-year Threshold
[12 empty] | Commercial | Retro-Commissioning | N | College and University | New | 1.1041 | 0.40283 | 2.7409 | 0 | 0 | 0 | Fail RIM | [11 empty] | Industrial | Compressed Air Controls | N | Transportation Equipment | Existing | 5.3423 | 0.55521 | 9.6222 | 0 | 0 | 0 | Fail 2-year Threshold
[12 empty] | Commercial | Retro-Commissioning | N | Grocery | New | 7.1164 | 0.40189 | 17.7073 | 0 | 0 | 0 | Fail RIM | [11 empty] | Industrial | Compressed Air Controls | N | Transportation Equipment | New | 5.3423 | 0.55521 | 9.6222 | 0 | 0 | 0 | Fail 2-year Threshold
[12 empty] | Commercial | Retro-Commissioning | N | Healthcare | New | 2.6387 | 0.36714 | 7.1871 | 0 | 0 | 0 | Fail RIM | [11 empty] | Industrial | Compressed Air Equipment | N | Transportation Equipment | New | 4.6578 | 0.55115 | 8.451 | 0 | 0 | 0 | Fail 2-year Threshold
[12 empty] | Commercial | Retro-Commissioning | N | Hospitals | New | 2.9319 | 0.40283 | 7.2782 | 0 | 0 | 0 | Fail RIM | [11 empty] | Industrial | Compressed Air Equipment | N | Transportation Equipment | Turnover | 4.6578 | 0.55115 | 8.451 | 0 | 0 | 0 | Fail 2-year Threshold
[12 empty] | Commercial | Retro-Commissioning | N | Institutional | New | 2.975 | 0.36714 | 8.1032 | 0 | 0 | 0 | Fail RIM | [11 empty] | Industrial | Compressed Air System Optimization | N | Transportation Equipment | Existing | 5.1626 | 0.55788 | 9.254 | 0 | 0 | 0 | Fail 2-year Threshold
[12 empty] | Commercial | Retro-Commissioning | N | Lodging/Hospitality | New | 1.6418 | 0.40189 | 4.0852 | 0 | 0 | 0 | Fail RIM | [11 empty] | Industrial | Compressed Air System Optimization | N | Transportation Equipment | New | 5.1626 | 0.55788 | 9.254 | 0 | 0 | 0 | Fail 2-year Threshold
[12 empty] | Commercial | Retro-Commissioning | N | Miscellaneous | New | 2.0318 | 0.36714 | 5.5343 | 0 | 0 | 0 | Fail RIM | [11 empty] | Industrial | Plant Energy Management | N | Transportation Equipment | Existing | 14.0848 | 0.55491 | 25.3822 | 0 | 0 | 0 | Fail 2-year Threshold
[12 empty] | Commercial | Retro-Commissioning | N | Offices | New | 2.7226 | 0.36714 | 7.4158 | 0 | 0 | 0 | Fail RIM | [11 empty] | Industrial | Plant Energy Management | N | Transportation Equipment | New | 14.0848 | 0.55491 | 25.3822 | 0 | 0 | 0 | Fail 2-year Threshold
[12 empty] | Commercial | Retro-Commissioning | N | Restaurants | New | 6.878 | 0.40189 | 17.1141 | 0 | 0 | 0 | Fail RIM | [11 empty] | Industrial | HVAC Improved Controls | N | Transportation Equipment | Existing | 27.0145 | 0.54413 | 49.6472 | 0 | 0 | 0 | Fail 2-year Threshold
[12 empty] | Commercial | Retro-Commissioning | N | Retail | New | 1.3335 | 0.40189 | 3.3181 | 0 | 0 | 0 | Fail RIM | [11 empty] | Industrial | HVAC Improved Controls | N | Transportation Equipment | New | 27.0145 | 0.54413 | 49.6472 | 0 | 0 | 0 | Fail 2-year Threshold
[12 empty] | Commercial | Retro-Commissioning | N | Schools K-12 | New | 0.9937 | 0.36714 | 2.7066 | 0 | 0 | 0 | Fail RIM | [11 empty] | Industrial | Fan Improved Controls | N | Transportation Equipment | Existing | 40.9457 | 0.55115 | 74.2914 | 0 | 0 | 0 | Fail 2-year Threshold
[12 empty] | Commercial | Retro-Commissioning | N | Warehouse | New | 0.31992 | 0.36714 | 0.8714 | 0 | 0 | 0 | Fail RIM | [11 empty] | Industrial | Fan Improved Controls | N | Transportation Equipment | New | 40.9457 | 0.55115 | 74.2914 | 0 | 0 | 0 | Fail 2-year Threshold
[12 empty] | Industrial | Compressed Air Controls | N | Agriculture and Assembly | Existing | 1.4832 | 0.55521 | 2.6714 | 0 | 0 | 0 | Fail RIM | [11 empty] | Industrial | Fan System Optimization | N | Transportation Equipment | Existing | 8.9929 | 0.55788 | 16.1198 | 0 | 0 | 0 | Fail 2-year Threshold
[12 empty] | Industrial | Compressed Air Controls | N | Agriculture and Assembly | New | 1.4832 | 0.55521 | 2.6714 | 0 | 0 | 0 | Fail RIM | [11 empty] | Industrial | Fan System Optimization | N | Transportation Equipment | New | 8.9929 | 0.55788 | 16.1198 | 0 | 0 | 0 | Fail 2-year Threshold
[12 empty] | Industrial | Compressed Air Equipment | N | Agriculture and Assembly | New | 1.7517 | 0.55115 | 3.1783 | 0 | 0 | 0 | Fail RIM | [11 empty] | Industrial | Motor Equipment Upgrades | N | Transportation Equipment | New | 10.0236 | 0.55788 | 17.9674 | 0 | 0 | 0 | Fail 2-year Threshold
[12 empty] | Industrial | Compressed Air Equipment | N | Agriculture and Assembly | Turnover | 1.7517 | 0.55115 | 3.1783 | 0 | 0 | 0 | Fail RIM | [11 empty] | Industrial | Motor Equipment Upgrades | N | Transportation Equipment | Turnover | 10.0236 | 0.55788 | 17.9674 | 0 | 0 | 0 | Fail 2-year Threshold
[12 empty] | Industrial | Compressed Air System Optimization | N | Agriculture and Assembly | Existing | 6.354 | 0.55788 | 11.3897 | 0 | 0 | 0 | Fail RIM | [11 empty] | Industrial | Motor Improved Controls | N | Transportation Equipment | Existing | 6.3265 | 0.55115 | 11.4787 | 0 | 0 | 0 | Fail 2-year Threshold
[12 empty] | Industrial | Compressed Air System Optimization | N | Agriculture and Assembly | New | 6.354 | 0.55788 | 11.3897 | 0 | 0 | 0 | Fail RIM | [11 empty] | Industrial | Motor Improved Controls | N | Transportation Equipment | New | 6.3265 | 0.55115 | 11.4787 | 0 | 0 | 0 | Fail 2-year Threshold
[12 empty] | Industrial | Plant Energy Management | N | Agriculture and Assembly | Existing | 2.7038 | 0.55491 | 4.8725 | 0 | 0 | 0 | Fail RIM | [11 empty] | Industrial | Motor Optimization | N | Transportation Equipment | Existing | 3.7637 | 0.55788 | 6.7465 | 0 | 0 | 0 | Fail 2-year Threshold
[12 empty] | Industrial | Plant Energy Management | N | Agriculture and Assembly | New | 2.7038 | 0.55491 | 4.8725 | 0 | 0 | 0 | Fail RIM | [11 empty] | Industrial | Motor Optimization | N | Transportation Equipment | New | 3.7637 | 0.55788 | 6.7465 | 0 | 0 | 0 | Fail 2-year Threshold
[12 empty] | Industrial | Efficient Lighting - Exterior | N | Agriculture and Assembly | New | 2.9212 | 0.75161 | 3.8866 | 0 | 0 | 0 | Fail RIM | [11 empty] | Industrial | Pump Improved Controls | N | Transportation Equipment | Existing | 6.3265 | 0.55115 | 11.4787 | 0 | 0 | 0 | Fail 2-year Threshold
[12 empty] | Industrial | Efficient Lighting - Exterior | N | Agriculture and Assembly | Turnover | 2.9212 | 0.75161 | 3.8866 | 0 | 0 | 0 | Fail RIM | [11 empty] | Industrial | Pump Improved Controls | N | Transportation Equipment | New | 6.3265 | 0.55115 | 11.4787 | 0 | 0 | 0 | Fail 2-year Threshold
[12 empty] | Industrial | Lighting Controls - Exterior | N | Agriculture and Assembly | Existing | 2.1768 | 0.75616 | 2.8787 | 0 | 0 | 0 | Fail RIM | [11 empty] | Industrial | Pump System Optimization | N | Transportation Equipment | Existing | 4.0253 | 0.55788 | 7.2153 | 0 | 0 | 0 | Fail 2-year Threshold
[12 empty] | Industrial | Lighting Controls - Exterior | N | Agriculture and Assembly | New | 2.1768 | 0.75616 | 2.8787 | 0 | 0 | 0 | Fail RIM | [11 empty] | Industrial | Pump System Optimization | N | Transportation Equipment | New | 4.0253 | 0.55788 | 7.2153 | 0 | 0 | 0 | Fail 2-year Threshold
[12 empty] | Industrial | Building Envelope Improvements | N | Agriculture and Assembly | Existing | 2.5215 | 0.54413 | 4.634 | 0 | 0 | 0 | Fail RIM | [11 empty] | Industrial | Process Refrig Controls | N | Transportation Equipment | Existing | 0.4599 | 0.54822 | 0.83889 | 0 | 0 | 0 | Fail TRC
[12 empty] | Industrial | Building Envelope Improvements | N | Agriculture and Assembly | New | 2.5215 | 0.54413 | 4.634 | 0 | 0 | 0 | Fail RIM | [11 empty] | Industrial | Process Refrig Controls | N | Transportation Equipment | New | 0.4599 | 0.54822 | 0.83889 | 0 | 0 | 0 | Fail TRC
[12 empty] | Industrial | HVAC Equipment Upgrades | Y | Agriculture and Assembly | New | 3.58 | 0.54009 | 6.6284 | 0 | 0 | 0 | Fail RIM | [11 empty] | Industrial | Process Heat Improved Controls | N | Transportation Equipment | Existing | 0.45097 | 0.54822 | 0.82259 | 0 | 0 | 0 | Fail TRC
[12 empty] | Industrial | HVAC Equipment Upgrades | Y | Agriculture and Assembly | Turnover | 3.58 | 0.54009 | 6.6284 | 0 | 0 | 0 | Fail RIM | [11 empty] | Industrial | Process Heat Improved Controls | N | Transportation Equipment | New | 0.45097 | 0.54822 | 0.82259 | 0 | 0 | 0 | Fail TRC
[12 empty] | Industrial | HVAC Improved Controls | N | Agriculture and Assembly | Existing | 46.027 | 0.54413 | 84.5885 | 0 | 0 | 0 | Fail RIM | [11 empty] | Industrial | Process Heat System Optimization | N | Transportation Equipment | Existing | 0.88524 | 0.559 | 1.5836 | 0 | 0 | 0 | Fail TRC
[12 empty] | Industrial | HVAC Improved Controls | N | Agriculture and Assembly | New | 46.027 | 0.54413 | 84.5885 | 0 | 0 | 0 | Fail RIM | [11 empty] | Industrial | Process Heat System Optimization | N | Transportation Equipment | New | 0.88524 | 0.559 | 1.5836 | 0 | 0 | 0 | Fail TRC
[12 empty] | Industrial | HVAC Recommissioning | N | Agriculture and Assembly | Existing | 3.938 | 0.55082 | 7.1492 | 0 | 0 | 0 | Fail RIM | [11 empty] | Industrial | Process Other Systems Optimization | N | Transportation Equipment | Existing | 8.4127 | 0.55667 | 15.1126 | 0 | 0 | 0 | Fail 2-year Threshold
[12 empty] | Industrial | HVAC Recommissioning | N | Agriculture and Assembly | New | 3.938 | 0.55082 | 7.1492 | 0 | 0 | 0 | Fail RIM | [11 empty] | Industrial | Process Other Systems Optimization | N | Transportation Equipment | New | 8.4127 | 0.55667 | 15.1126 | 0 | 0 | 0 | Fail 2-year Threshold
[12 empty] | Industrial | Efficient Lighting - High Bay | N | Agriculture and Assembly | New | 1.7898 | 0.54633 | 3.2759 | 0 | 0 | 0 | Fail RIM | [11 empty] | Industrial | Compressed Air Controls | N | Water and Wastewater | Existing | 6.5765 | 0.55521 | 11.8451 | 0 | 0 | 0 | Fail 2-year Threshold
[12 empty] | Industrial | Efficient Lighting - High Bay | N | Agriculture and Assembly | Turnover | 1.7898 | 0.54633 | 3.2759 | 0 | 0 | 0 | Fail RIM | [11 empty] | Industrial | Compressed Air Controls | N | Water and Wastewater | New | 6.5765 | 0.55521 | 11.8451 | 0 | 0 | 0 | Fail 2-year Threshold
[12 empty] | Industrial | Efficient Lighting - Other Interior Lighting | N | Agriculture and Assembly | New | 1.0011 | 0.54497 | 1.837 | 0 | 0 | 0 | Fail RIM | [11 empty] | Industrial | Compressed Air System Optimization | N | Water and Wastewater | Existing | 5.8419 | 0.55788 | 10.4717 | 0 | 0 | 0 | Fail 2-year Threshold
[12 empty] | Industrial | Efficient Lighting - Other Interior Lighting | N | Agriculture and Assembly | Turnover | 1.0011 | 0.54497 | 1.837 | 0 | 0 | 0 | Fail RIM | [11 empty] | Industrial | Compressed Air System Optimization | N | Water and Wastewater | New | 5.8419 | 0.55788 | 10.4717 | 0 | 0 | 0 | Fail 2-year Threshold
[12 empty] | Industrial | Lighting Controls | N | Agriculture and Assembly | Existing | 2.5135 | 0.55058 | 4.5652 | 0 | 0 | 0 | Fail RIM | [11 empty] | Industrial | Plant Energy Management | N | Water and Wastewater | Existing | 14.0848 | 0.55491 | 25.3822 | 0 | 0 | 0 | Fail 2-year Threshold
[12 empty] | Industrial | Lighting Controls | N | Agriculture and Assembly | New | 2.5135 | 0.55058 | 4.5652 | 0 | 0 | 0 | Fail RIM | [11 empty] | Industrial | Plant Energy Management | N | Water and Wastewater | New | 14.0848 | 0.55491 | 25.3822 | 0 | 0 | 0 | Fail 2-year Threshold
[12 empty] | Industrial | Fan Equipment Upgrades | N | Agriculture and Assembly | New | 1.8675 | 0.55115 | 3.3884 | 0 | 0 | 0 | Fail RIM | [11 empty] | Industrial | HVAC Improved Controls | N | Water and Wastewater | Existing | 8.0557 | 0.54413 | 14.8048 | 0 | 0 | 0 | Fail 2-year Threshold
[12 empty] | Industrial | Fan Equipment Upgrades | N | Agriculture and Assembly | Turnover | 1.8675 | 0.55115 | 3.3884 | 0 | 0 | 0 | Fail RIM | [11 empty] | Industrial | HVAC Improved Controls | N | Water and Wastewater | New | 8.0557 | 0.54413 | 14.8048 | 0 | 0 | 0 | Fail 2-year Threshold
[12 empty] | Industrial | Fan Improved Controls | N | Agriculture and Assembly | Existing | 16.4072 | 0.55115 | 29.7689 | 0 | 0 | 0 | Fail RIM | [11 empty] | Industrial | Fan Improved Controls | N | Water and Wastewater | Existing | 12.1111 | 0.55115 | 21.9743 | 0 | 0 | 0 | Fail 2-year Threshold
[12 empty] | Industrial | Fan Improved Controls | N | Agriculture and Assembly | New | 16.4072 | 0.55115 | 29.7689 | 0 | 0 | 0 | Fail RIM | [11 empty] | Industrial | Fan Improved Controls | N | Water and Wastewater | New | 12.1111 | 0.55115 | 21.9743 | 0 | 0 | 0 | Fail 2-year Threshold
[12 empty] | Industrial | Motor Equipment Upgrades | N | Agriculture and Assembly | New | 1.9911 | 0.55788 | 3.5691 | 0 | 0 | 0 | Fail RIM | [11 empty] | Industrial | Fan System Optimization | N | Water and Wastewater | Existing | 8.9274 | 0.55788 | 16.0024 | 0 | 0 | 0 | Fail 2-year Threshold
[12 empty] | Industrial | Motor Equipment Upgrades | N | Agriculture and Assembly | Turnover | 1.9911 | 0.55788 | 3.5691 | 0 | 0 | 0 | Fail RIM | [11 empty] | Industrial | Fan System Optimization | N | Water and Wastewater | New | 8.9274 | 0.55788 | 16.0024 | 0 | 0 | 0 | Fail 2-year Threshold
[12 empty] | Industrial | Motor Improved Controls | N | Agriculture and Assembly | Existing | 6.3265 | 0.55115 | 11.4787 | 0 | 0 | 0 | Fail RIM | [11 empty] | Industrial | Motor Optimization | N | Water and Wastewater | Existing | 0.69131 | 0.55788 | 1.2392 | 0 | 0 | 0 | Fail TRC
[12 empty] | Industrial | Motor Improved Controls | N | Agriculture and Assembly | New | 6.3265 | 0.55115 | 11.4787 | 0 | 0 | 0 | Fail RIM | [11 empty] | Industrial | Motor Optimization | N | Water and Wastewater | New | 0.69131 | 0.55788 | 1.2392 | 0 | 0 | 0 | Fail TRC
[12 empty] | Industrial | Motor Optimization | N | Agriculture and Assembly | Existing | 2.4532 | 0.55788 | 4.3974 | 0 | 0 | 0 | Fail RIM | [11 empty] | Industrial | Pump Improved Controls | N | Water and Wastewater | Existing | 6.3265 | 0.55115 | 11.4787 | 0 | 0 | 0 | Fail 2-year Threshold
[12 empty] | Industrial | Motor Optimization | N | Agriculture and Assembly | New | 2.4532 | 0.55788 | 4.3974 | 0 | 0 | 0 | Fail RIM | [11 empty] | Industrial | Pump Improved Controls | N | Water and Wastewater | New | 6.3265 | 0.55115 | 11.4787 | 0 | 0 | 0 | Fail 2-year Threshold
[12 empty] | Industrial | Pump Equipment Upgrade | N | Agriculture and Assembly | New | 1.359 | 0.55115 | 2.4657 | 0 | 0 | 0 | Fail RIM | [11 empty] | Industrial | Pump System Optimization | N | Water and Wastewater | Existing | 4.7513 | 0.55788 | 8.5167 | 0 | 0 | 0 | Fail 2-year Threshold
[12 empty] | Industrial | Pump Equipment Upgrade | N | Agriculture and Assembly | Turnover | 1.359 | 0.55115 | 2.4657 | 0 | 0 | 0 | Fail RIM | [11 empty] | Industrial | Pump System Optimization | N | Water and Wastewater | New | 4.7513 | 0.55788 | 8.5167 | 0 | 0 | 0 | Fail 2-year Threshold
[12 empty] | Industrial | Pump Improved Controls | N | Agriculture and Assembly | Existing | 6.3265 | 0.55115 | 11.4787 | 0 | 0 | 0 | Fail RIM | [11 empty] | Industrial | Process Refrig Controls | N | Water and Wastewater | Existing | 6.1015 | 0.54822 | 11.1296 | 0 | 0 | 0 | Fail 2-year Threshold
[12 empty] | Industrial | Pump Improved Controls | N | Agriculture and Assembly | New | 6.3265 | 0.55115 | 11.4787 | 0 | 0 | 0 | Fail RIM | [11 empty] | Industrial | Process Refrig Controls | N | Water and Wastewater | New | 6.1015 | 0.54822 | 11.1296 | 0 | 0 | 0 | Fail 2-year Threshold
[12 empty] | Industrial | Pump System Optimization | N | Agriculture and Assembly | Existing | 5.6898 | 0.55788 | 10.1991 | 0 | 0 | 0 | Fail RIM | [11 empty] | Industrial | Process Heat Improved Controls | N | Water and Wastewater | Existing | 0.42024 | 0.54822 | 0.76655 | 0 | 0 | 0 | Fail TRC
[12 empty] | Industrial | Pump System Optimization | N | Agriculture and Assembly | New | 5.6898 | 0.55788 | 10.1991 | 0 | 0 | 0 | Fail RIM | [11 empty] | Industrial | Process Heat Improved Controls | N | Water and Wastewater | New | 0.42024 | 0.54822 | 0.76655 | 0 | 0 | 0 | Fail TRC
[12 empty] | Industrial | Process Refrig Controls | N | Agriculture and Assembly | Existing | 0.9122 | 0.54822 | 1.6639 | 0 | 0 | 0 | Fail RIM | [11 empty] | Industrial | Process Heat System Optimization | N | Water and Wastewater | Existing | 0.26497 | 0.559 | 0.47401 | 0 | 0 | 0 | Fail TRC
[12 empty] | Industrial | Process Refrig Controls | N | Agriculture and Assembly | New | 0.9122 | 0.54822 | 1.6639 | 0 | 0 | 0 | Fail RIM | [11 empty] | Industrial | Process Heat System Optimization | N | Water and Wastewater | New | 0.26497 | 0.559 | 0.47401 | 0 | 0 | 0 | Fail TRC
[12 empty] | Industrial | Process Refrig Equipment Upgrade | N | Agriculture and Assembly | New | 1.7197 | 0.55494 | 3.0989 | 0 | 0 | 0 | Fail RIM | [11 empty] | Industrial | Process Other Systems Optimization | N | Water and Wastewater | Existing | 5.96 | 0.55667 | 10.7066 | 0 | 0 | 0 | Fail 2-year Threshold
[12 empty] | Industrial | Process Refrig Equipment Upgrade | N | Agriculture and Assembly | Turnover | 1.7197 | 0.55494 | 3.0989 | 0 | 0 | 0 | Fail RIM | [11 empty] | Industrial | Process Other Systems Optimization | N | Water and Wastewater | New | 5.96 | 0.55667 | 10.7066 | 0 | 0 | 0 | Fail 2-year Threshold
[12 empty] | Industrial | Process Refrig System Optimization | N | Agriculture and Assembly | Existing | 0.83045 | 0.55742 | 1.4898 | 0 | 0 | 0 | Fail RIM | [11 empty] | Residential | HVAC - Load Shed | N | Single Family | New | 0.027546 | 0.027546 | N/A | 0 | 0 | 0 | Fail TRC
[12 empty] | Industrial | Process Refrig System Optimization | N | Agriculture and Assembly | New | 0.83045 | 0.55742 | 1.4898 | 0 | 0 | 0 | Fail RIM | [11 empty] | Residential | HVAC - Load Shed | N | Multi Family | New | 0.01127 | 0.01127 | N/A | 0 | 0 | 0 | Fail TRC
[12 empty] | Industrial | Process Heat Improved Controls | N | Agriculture and Assembly | Existing | 0.45097 | 0.54822 | 0.82259 | 0 | 0 | 0 | Fail RIM | [11 empty] | Residential | HVAC - Load Shed | N | Mobile Home/Other | New | 0.0077619 | 0.0077619 | N/A | 0 | 0 | 0 | Fail TRC
[12 empty] | Industrial | Process Heat Improved Controls | N | Agriculture and Assembly | New | 0.45097 | 0.54822 | 0.82259 | 0 | 0 | 0 | Fail RIM | [11 empty] | Residential | HVAC - 50% cycling | N | Single Family | New | 0.013811 | 0.013811 | N/A | 0 | 0 | 0 | Fail TRC
[12 empty] | Industrial | Process Heat System Optimization | N | Agriculture and Assembly | Existing | 0.047425 | 0.559 | 0.084839 | 0 | 0 | 0 | Fail RIM | [11 empty] | Residential | HVAC - 50% cycling | N | Multi Family | New | 0.0056611 | 0.0056611 | N/A | 0 | 0 | 0 | Fail TRC
[12 empty] | Industrial | Process Heat System Optimization | N | Agriculture and Assembly | New | 0.047425 | 0.559 | 0.084839 | 0 | 0 | 0 | Fail RIM | [11 empty] | Residential | HVAC - 50% cycling | N | Mobile Home/Other | New | 0.0038714 | 0.0038714 | N/A | 0 | 0 | 0 | Fail TRC
[12 empty] | Industrial | Process Other Systems Optimization | N | Agriculture and Assembly | Existing | 8.4127 | 0.55667 | 15.1126 | 0 | 0 | 0 | Fail RIM | [11 empty] | Residential | Water heater switches | N | Single Family | New | 0.0029219 | 0.0029219 | N/A | 0 | 0 | 0 | Fail TRC
[12 empty] | Industrial | Process Other Systems Optimization | N | Agriculture and Assembly | New | 8.4127 | 0.55667 | 15.1126 | 0 | 0 | 0 | Fail RIM | [11 empty] | Residential | Water heater switches | N | Multi Family | New | 0.002339 | 0.002339 | N/A | 0 | 0 | 0 | Fail TRC
[12 empty] | Industrial | Compressed Air Controls | N | Chemicals and Plastics | Existing | 1.9975 | 0.55521 | 3.5978 | 0 | 0 | 0 | Fail RIM | [11 empty] | Residential | Water heater switches | N | Mobile Home/Other | New | 0.00083518 | 0.00083518 | N/A | 0 | 0 | 0 | Fail TRC
[12 empty] | Industrial | Compressed Air Controls | N | Chemicals and Plastics | New | 1.9975 | 0.55521 | 3.5978 | 0 | 0 | 0 | Fail RIM | [11 empty] | Residential | Pool pump switches | N | Single Family | New | 0.0051609 | 0.0051609 | N/A | 0 | 0 | 0 | Fail TRC
[12 empty] | Industrial | Compressed Air Equipment | N | Chemicals and Plastics | New | 2.9915 | 0.55115 | 5.4277 | 0 | 0 | 0 | Fail RIM | [11 empty] | Residential | Pool pump switches | N | Multi Family | New | 0.0019845 | 0.0019845 | N/A | 0 | 0 | 0 | Fail TRC
[12 empty] | Industrial | Compressed Air Equipment | N | Chemicals and Plastics | Turnover | 2.9915 | 0.55115 | 5.4277 | 0 | 0 | 0 | Fail RIM | [11 empty] | Residential | Pool pump switches | N | Mobile Home/Other | New | 0.00044251 | 0.00044251 | N/A | 0 | 0 | 0 | Fail TRC
[12 empty] | Industrial | Compressed Air System Optimization | N | Chemicals and Plastics | Existing | 5.9474 | 0.55788 | 10.6608 | 0 | 0 | 0 | Fail RIM | [11 empty] | Residential | Room AC control | N | Single Family | New | 0.00041839 | 0.00041839 | N/A | 0 | 0 | 0 | Fail TRC
[12 empty] | Industrial | Compressed Air System Optimization | N | Chemicals and Plastics | New | 5.9474 | 0.55788 | 10.6608 | 0 | 0 | 0 | Fail RIM | [11 empty] | Residential | Room AC control | N | Multi Family | New | 0.00013574 | 0.00013574 | N/A | 0 | 0 | 0 | Fail TRC
[12 empty] | Industrial | Plant Energy Management | N | Chemicals and Plastics | Existing | 14.0848 | 0.55491 | 25.3822 | 0 | 0 | 0 | Fail RIM | [11 empty] | Residential | Room AC control | N | Mobile Home/Other | New | 0.0064625 | 0.0064625 | N/A | 0 | 0 | 0 | Fail TRC
[12 empty] | Industrial | Plant Energy Management | N | Chemicals and Plastics | New | 14.0848 | 0.55491 | 25.3822 | 0 | 0 | 0 | Fail RIM | [11 empty] | Residential | Smart thermostats - Utility Installation | N | Single Family | New | 0.00043683 | 0.00043683 | N/A | 0 | 0 | 0 | Fail TRC
[12 empty] | Industrial | Efficient Lighting - Exterior | N | Chemicals and Plastics | New | 2.9212 | 0.75161 | 3.8866 | 0 | 0 | 0 | Fail RIM | [11 empty] | Residential | Smart thermostats - Utility Installation | N | Multi Family | New | 0.00040506 | 0.00040506 | N/A | 0 | 0 | 0 | Fail TRC
[12 empty] | Industrial | Efficient Lighting - Exterior | N | Chemicals and Plastics | Turnover | 2.9212 | 0.75161 | 3.8866 | 0 | 0 | 0 | Fail RIM | [11 empty] | Residential | Smart thermostats - Utility Installation | N | Mobile Home/Other | New | 0.00038314 | 0.00038314 | N/A | 0 | 0 | 0 | Fail TRC
[12 empty] | Industrial | Lighting Controls - Exterior | N | Chemicals and Plastics | Existing | 1.9436 | 0.75616 | 2.5704 | 0 | 0 | 0 | Fail RIM | [11 empty] | Residential | Smart thermostats - BYOT | N | Single Family | New | 0.0015601 | 0.0015601 | N/A | 0 | 0 | 0 | Fail TRC
[12 empty] | Industrial | Lighting Controls - Exterior | N | Chemicals and Plastics | New | 1.9436 | 0.75616 | 2.5704 | 0 | 0 | 0 | Fail RIM | [11 empty] | Residential | Smart thermostats - BYOT | N | Multi Family | New | 0.00049739 | 0.00049739 | N/A | 0 | 0 | 0 | Fail TRC
[12 empty] | Industrial | Building Envelope Improvements | N | Chemicals and Plastics | Existing | 3.6385 | 0.54413 | 6.6869 | 0 | 0 | 0 | Fail RIM | [11 empty] | Residential | Smart thermostats - BYOT | N | Mobile Home/Other | New | 0.00021237 | 0.00021237 | N/A | 0 | 0 | 0 | Fail TRC
[12 empty] | Industrial | Building Envelope Improvements | N | Chemicals and Plastics | New | 3.6385 | 0.54413 | 6.6869 | 0 | 0 | 0 | Fail RIM | [11 empty] | Residential | CPP + Tech | N | Single Family | New | 0.00075879 | 0.00075879 | N/A | 0 | 0 | 0 | Fail TRC
[12 empty] | Industrial | HVAC Equipment Upgrades | Y | Chemicals and Plastics | New | 4.6848 | 0.54009 | 8.674 | 0 | 0 | 0 | Fail RIM | [11 empty] | Residential | CPP + Tech | N | Multi Family | New | 0.00081189 | 0.00081189 | N/A | 0 | 0 | 0 | Fail TRC
[12 empty] | Industrial | HVAC Equipment Upgrades | Y | Chemicals and Plastics | Turnover | 4.6848 | 0.54009 | 8.674 | 0 | 0 | 0 | Fail RIM | [11 empty] | Residential | CPP + Tech | N | Mobile Home/Other | New | 0.00069347 | 0.00069347 | N/A | 0 | 0 | 0 | Fail TRC
[12 empty] | Industrial | HVAC Improved Controls | N | Chemicals and Plastics | Existing | 23.4921 | 0.54413 | 43.1738 | 0 | 0 | 0 | Fail RIM | [11 empty] | Residential | Central Heating - Load Shed | N | Single Family | New | 0.016452 | 0.016452 | N/A | 0 | 0 | 0 | Fail TRC
[12 empty] | Industrial | HVAC Improved Controls | N | Chemicals and Plastics | New | 23.4921 | 0.54413 | 43.1738 | 0 | 0 | 0 | Fail RIM | [11 empty] | Residential | Central Heating - Load Shed | N | Multi Family | New | 0.005817 | 0.005817 | N/A | 0 | 0 | 0 | Fail TRC
[12 empty] | Industrial | Efficient Lighting - High Bay | N | Chemicals and Plastics | New | 1.7898 | 0.54633 | 3.2759 | 0 | 0 | 0 | Fail RIM | [11 empty] | Residential | Central Heating - Load Shed | N | Mobile Home/Other | New | 0.0055963 | 0.0055963 | N/A | 0 | 0 | 0 | Fail TRC
[12 empty] | Industrial | Efficient Lighting - High Bay | N | Chemicals and Plastics | Turnover | 1.7898 | 0.54633 | 3.2759 | 0 | 0 | 0 | Fail RIM | [11 empty] | Residential | Central Heating - 50% cycling | N | Single Family | New | 0.0082261 | 0.0082261 | N/A | 0 | 0 | 0 | Fail TRC
[12 empty] | Industrial | Efficient Lighting - Other Interior Lighting | N | Chemicals and Plastics | New | 1.0011 | 0.54497 | 1.837 | 0 | 0 | 0 | Fail RIM | [11 empty] | Residential | Central Heating - 50% cycling | N | Multi Family | New | 0.0029085 | 0.0029085 | N/A | 0 | 0 | 0 | Fail TRC
[12 empty] | Industrial | Efficient Lighting - Other Interior Lighting | N | Chemicals and Plastics | Turnover | 1.0011 | 0.54497 | 1.837 | 0 | 0 | 0 | Fail RIM | [11 empty] | Residential | Central Heating - 50% cycling | N | Mobile Home/Other | New | 0.0027981 | 0.0027981 | N/A | 0 | 0 | 0 | Fail TRC
[12 empty] | Industrial | Lighting Controls | N | Chemicals and Plastics | Existing | 2.2443 | 0.55058 | 4.0761 | 0 | 0 | 0 | Fail RIM | [11 empty] | Residential | Central air conditioner - Load Shed | N | Single Family | New | 0.012994 | 0.012994 | N/A | 0 | 0 | 0 | Fail TRC
[12 empty] | Industrial | Lighting Controls | N | Chemicals and Plastics | New | 2.2443 | 0.55058 | 4.0761 | 0 | 0 | 0 | Fail RIM | [11 empty] | Residential | Central air conditioner - Load Shed | N | Multi Family | New | 0.0060751 | 0.0060751 | N/A | 0 | 0 | 0 | Fail TRC
[12 empty] | Industrial | Fan Equipment Upgrades | N | Chemicals and Plastics | New | 1.7775 | 0.55115 | 3.2251 | 0 | 0 | 0 | Fail RIM | [11 empty] | Residential | Central air conditioner - Load Shed | N | Mobile Home/Other | New | 0.0023691 | 0.0023691 | N/A | 0 | 0 | 0 | Fail TRC
[12 empty] | Industrial | Fan Equipment Upgrades | N | Chemicals and Plastics | Turnover | 1.7775 | 0.55115 | 3.2251 | 0 | 0 | 0 | Fail RIM | [11 empty] | Residential | Central air conditioner - 50% cycling | N | Single Family | New | 0.0063767 | 0.0063767 | N/A | 0 | 0 | 0 | Fail TRC
[12 empty] | Industrial | Fan Improved Controls | N | Chemicals and Plastics | Existing | 16.4072 | 0.55115 | 29.7689 | 0 | 0 | 0 | Fail RIM | [11 empty] | Residential | Central air conditioner - 50% cycling | N | Multi Family | New | 0.0030665 | 0.0030665 | N/A | 0 | 0 | 0 | Fail TRC
[12 empty] | Industrial | Fan Improved Controls | N | Chemicals and Plastics | New | 16.4072 | 0.55115 | 29.7689 | 0 | 0 | 0 | Fail RIM | [11 empty] | Residential | Central air conditioner - 50% cycling | N | Mobile Home/Other | New | 0.0011741 | 0.0011741 | N/A | 0 | 0 | 0 | Fail TRC
[12 empty] | Industrial | Fan System Optimization | N | Chemicals and Plastics | Existing | 3.8428 | 0.55788 | 6.8883 | 0 | 0 | 0 | Fail RIM | [11 empty] | Small Medium Business | HVAC - Load Shed | N | 0-15,000 kWh | New | 0.001807 | 0.001807 | N/A | 0 | 0 | 0 | Fail TRC
[12 empty] | Industrial | Fan System Optimization | N | Chemicals and Plastics | New | 3.8428 | 0.55788 | 6.8883 | 0 | 0 | 0 | Fail RIM | [11 empty] | Small Medium Business | HVAC - Load Shed | N | 15,001-25,000 kWh | New | 0.00078705 | 0.00078705 | N/A | 0 | 0 | 0 | Fail TRC
[12 empty] | Industrial | Motor Equipment Upgrades | N | Chemicals and Plastics | New | 1.4703 | 0.55788 | 2.6356 | 0 | 0 | 0 | Fail RIM | [11 empty] | Small Medium Business | HVAC - Load Shed | N | 25,001-50,000 kWh | New | 0.0011024 | 0.0011024 | N/A | 0 | 0 | 0 | Fail TRC
[12 empty] | Industrial | Motor Equipment Upgrades | N | Chemicals and Plastics | Turnover | 1.4703 | 0.55788 | 2.6356 | 0 | 0 | 0 | Fail RIM | [11 empty] | Small Medium Business | HVAC - Load Shed | N | 50,001 kWh + | New | 0.0014517 | 0.0014517 | N/A | 0 | 0 | 0 | Fail TRC
[12 empty] | Industrial | Motor Improved Controls | N | Chemicals and Plastics | Existing | 3.8087 | 0.55115 | 6.9104 | 0 | 0 | 0 | Fail RIM | [11 empty] | Small Medium Business | HVAC - 50% cycling | N | 0-15,000 kWh | New | 0.0009035 | 0.0009035 | N/A | 0 | 0 | 0 | Fail TRC
[12 empty] | Industrial | Motor Improved Controls | N | Chemicals and Plastics | New | 3.8087 | 0.55115 | 6.9104 | 0 | 0 | 0 | Fail RIM | [11 empty] | Small Medium Business | HVAC - 50% cycling | N | 15,001-25,000 kWh | New | 0.00039353 | 0.00039353 | N/A | 0 | 0 | 0 | Fail TRC
[12 empty] | Industrial | Motor Optimization | N | Chemicals and Plastics | Existing | 3.3796 | 0.55788 | 6.058 | 0 | 0 | 0 | Fail RIM | [11 empty] | Small Medium Business | HVAC - 50% cycling | N | 25,001-50,000 kWh | New | 0.00055122 | 0.00055122 | N/A | 0 | 0 | 0 | Fail TRC
[12 empty] | Industrial | Motor Optimization | N | Chemicals and Plastics | New | 3.3796 | 0.55788 | 6.058 | 0 | 0 | 0 | Fail RIM | [11 empty] | Small Medium Business | HVAC - 50% cycling | N | 50,001 kWh + | New | 0.00072585 | 0.00072585 | N/A | 0 | 0 | 0 | Fail TRC
[12 empty] | Industrial | Pump Equipment Upgrade | N | Chemicals and Plastics | New | 1.7799 | 0.55115 | 3.2295 | 0 | 0 | 0 | Fail RIM | [11 empty] | Small Medium Business | Smart thermostats - Utility Installation | N | 0-15,000 kWh | New | 0.00044889 | 0.00044889 | N/A | 0 | 0 | 0 | Fail TRC
[12 empty] | Industrial | Pump Equipment Upgrade | N | Chemicals and Plastics | Turnover | 1.7799 | 0.55115 | 3.2295 | 0 | 0 | 0 | Fail RIM | [11 empty] | Small Medium Business | Smart thermostats - Utility Installation | N | 15,001-25,000 kWh | New | 0.00020194 | 0.00020194 | N/A | 0 | 0 | 0 | Fail TRC
[12 empty] | Industrial | Pump Improved Controls | N | Chemicals and Plastics | Existing | 6.3265 | 0.55115 | 11.4787 | 0 | 0 | 0 | Fail RIM | [11 empty] | Small Medium Business | Smart thermostats - Utility Installation | N | 25,001-50,000 kWh | New | 0.00025392 | 0.00025392 | N/A | 0 | 0 | 0 | Fail TRC
[12 empty] | Industrial | Pump Improved Controls | N | Chemicals and Plastics | New | 6.3265 | 0.55115 | 11.4787 | 0 | 0 | 0 | Fail RIM | [11 empty] | Small Medium Business | Smart thermostats - Utility Installation | N | 50,001 kWh + | New | 0.00034274 | 0.00034274 | N/A | 0 | 0 | 0 | Fail TRC
[12 empty] | Industrial | Pump System Optimization | N | Chemicals and Plastics | Existing | 3.2614 | 0.55788 | 5.8461 | 0 | 0 | 0 | Fail RIM | [11 empty] | Small Medium Business | Smart thermostats - BYOT | N | 0-15,000 kWh | New | 0 | 0 | N/A | 0 | 0 | 0 | Fail TRC
[12 empty] | Industrial | Pump System Optimization | N | Chemicals and Plastics | New | 3.2614 | 0.55788 | 5.8461 | 0 | 0 | 0 | Fail RIM | [11 empty] | Small Medium Business | Smart thermostats - BYOT | N | 15,001-25,000 kWh | New | 0 | 0 | N/A | 0 | 0 | 0 | Fail TRC
[12 empty] | Industrial | Process Refrig Controls | N | Chemicals and Plastics | Existing | 1.2718 | 0.54822 | 2.3199 | 0 | 0 | 0 | Fail RIM | [11 empty] | Small Medium Business | Smart thermostats - BYOT | N | 25,001-50,000 kWh | New | 0 | 0 | N/A | 0 | 0 | 0 | Fail TRC
[12 empty] | Industrial | Process Refrig Controls | N | Chemicals and Plastics | New | 1.2718 | 0.54822 | 2.3199 | 0 | 0 | 0 | Fail RIM | [11 empty] | Small Medium Business | Smart thermostats - BYOT | N | 50,001 kWh + | New | 0 | 0 | N/A | 0 | 0 | 0 | Fail TRC
[12 empty] | Industrial | Process Refrig Equipment Upgrade | N | Chemicals and Plastics | New | 1.8973 | 0.55494 | 3.4189 | 0 | 0 | 0 | Fail RIM | [11 empty] | Small Medium Business | CPP + Tech | N | 0-15,000 kWh | New | 0.00052887 | 0.00052887 | N/A | 0 | 0 | 0 | Fail TRC
[12 empty] | Industrial | Process Refrig Equipment Upgrade | N | Chemicals and Plastics | Turnover | 1.8973 | 0.55494 | 3.4189 | 0 | 0 | 0 | Fail RIM | [11 empty] | Small Medium Business | CPP + Tech | N | 15,001-25,000 kWh | New | 0.00024908 | 0.00024908 | N/A | 0 | 0 | 0 | Fail TRC
[12 empty] | Industrial | Process Refrig System Optimization | N | Chemicals and Plastics | Existing | 8.3398 | 0.55742 | 14.9614 | 0 | 0 | 0 | Fail RIM | [11 empty] | Small Medium Business | CPP + Tech | N | 25,001-50,000 kWh | New | 0.00031562 | 0.00031562 | N/A | 0 | 0 | 0 | Fail TRC
[12 empty] | Industrial | Process Refrig System Optimization | N | Chemicals and Plastics | New | 8.3398 | 0.55742 | 14.9614 | 0 | 0 | 0 | Fail RIM | [11 empty] | Small Medium Business | CPP + Tech | N | 50,001 kWh + | New | 0.0003975 | 0.0003975 | N/A | 0 | 0 | 0 | Fail TRC
[12 empty] | Industrial | Process Heat Equipment Upgrade | N | Chemicals and Plastics | New | 1.3626 | 0.55494 | 2.4554 | 0 | 0 | 0 | Fail RIM | [11 empty] | Small Medium Business | Central air conditioner - Load Shed | N | 0-15,000 kWh | New | 0.00081354 | 0.00081354 | N/A | 0 | 0 | 0 | Fail TRC
[12 empty] | Industrial | Process Heat Equipment Upgrade | N | Chemicals and Plastics | Turnover | 1.3626 | 0.55494 | 2.4554 | 0 | 0 | 0 | Fail RIM | [11 empty] | Small Medium Business | Central air conditioner - Load Shed | N | 15,001-25,000 kWh | New | 0.00034211 | 0.00034211 | N/A | 0 | 0 | 0 | Fail TRC
[12 empty] | Industrial | Process Heat Improved Controls | N | Chemicals and Plastics | Existing | 0.66025 | 0.54822 | 1.2043 | 0 | 0 | 0 | Fail RIM | [11 empty] | Small Medium Business | Central air conditioner - Load Shed | N | 25,001-50,000 kWh | New | 0.0004387 | 0.0004387 | N/A | 0 | 0 | 0 | Fail TRC
[12 empty] | Industrial | Process Heat Improved Controls | N | Chemicals and Plastics | New | 0.66025 | 0.54822 | 1.2043 | 0 | 0 | 0 | Fail RIM | [11 empty] | Small Medium Business | Central air conditioner - Load Shed | N | 50,001 kWh + | New | 0.00089865 | 0.00089865 | N/A | 0 | 0 | 0 | Fail TRC
[12 empty] | Industrial | Process Heat System Optimization | N | Chemicals and Plastics | Existing | 0.22343 | 0.559 | 0.39969 | 0 | 0 | 0 | Fail RIM | [11 empty] | Small Medium Business | Central Heating - Load Shed | N | 0-15,000 kWh | New | 0.00058415 | 0.00058415 | N/A | 0 | 0 | 0 | Fail TRC
[12 empty] | Industrial | Process Heat System Optimization | N | Chemicals and Plastics | New | 0.22343 | 0.559 | 0.39969 | 0 | 0 | 0 | Fail RIM | [11 empty] | Small Medium Business | Central Heating - Load Shed | N | 15,001-25,000 kWh | New | 0.00027866 | 0.00027866 | N/A | 0 | 0 | 0 | Fail TRC
[12 empty] | Industrial | Process Other Systems Optimization | N | Chemicals and Plastics | Existing | 8.4127 | 0.55667 | 15.1126 | 0 | 0 | 0 | Fail RIM | [11 empty] | Small Medium Business | Central Heating - Load Shed | N | 25,001-50,000 kWh | New | 0.00039906 | 0.00039906 | N/A | 0 | 0 | 0 | Fail TRC
[12 empty] | Industrial | Process Other Systems Optimization | N | Chemicals and Plastics | New | 8.4127 | 0.55667 | 15.1126 | 0 | 0 | 0 | Fail RIM | [11 empty] | Small Medium Business | Central Heating - Load Shed | N | 50,001 kWh + | New | 0.0004029 | 0.0004029 | N/A | 0 | 0 | 0 | Fail TRC
[12 empty] | Industrial | Compressed Air Controls | N | Construction | Existing | 6.5765 | 0.55521 | 11.8451 | 0 | 0 | 0 | Fail RIM | [11 empty] | Small Medium Business | Central air conditioner - 50% cycling | N | 0-15,000 kWh | New | 0.00045067 | 0.00045067 | N/A | 0 | 0 | 0 | Fail TRC
[12 empty] | Industrial | Compressed Air Controls | N | Construction | New | 6.5765 | 0.55521 | 11.8451 | 0 | 0 | 0 | Fail RIM | [11 empty] | Small Medium Business | Central air conditioner - 50% cycling | N | 15,001-25,000 kWh | New | 0.00017448 | 0.00017448 | N/A | 0 | 0 | 0 | Fail TRC
[12 empty] | Industrial | Compressed Air Equipment | N | Construction | New | 3.8984 | 0.55115 | 7.0733 | 0 | 0 | 0 | Fail RIM | [11 empty] | Small Medium Business | Central air conditioner - 50% cycling | N | 25,001-50,000 kWh | New | 0.00022365 | 0.00022365 | N/A | 0 | 0 | 0 | Fail TRC
[12 empty] | Industrial | Compressed Air Equipment | N | Construction | Turnover | 3.8984 | 0.55115 | 7.0733 | 0 | 0 | 0 | Fail RIM | [11 empty] | Small Medium Business | Central air conditioner - 50% cycling | N | 50,001 kWh + | New | 0.00045601 | 0.00045601 | N/A | 0 | 0 | 0 | Fail TRC
[12 empty] | Industrial | Compressed Air System Optimization | N | Construction | Existing | 5.8419 | 0.55788 | 10.4717 | 0 | 0 | 0 | Fail RIM | [11 empty] | Small Medium Business | Central Heating - 50% cycling | N | 0-15,000 kWh | New | 0.00045117 | 0.00045117 | N/A | 0 | 0 | 0 | Fail TRC
[12 empty] | Industrial | Compressed Air System Optimization | N | Construction | New | 5.8419 | 0.55788 | 10.4717 | 0 | 0 | 0 | Fail RIM | [11 empty] | Small Medium Business | Central Heating - 50% cycling | N | 15,001-25,000 kWh | New | 0.00021028 | 0.00021028 | N/A | 0 | 0 | 0 | Fail TRC
[12 empty] | Industrial | Plant Energy Management | N | Construction | Existing | 14.0848 | 0.55491 | 25.3822 | 0 | 0 | 0 | Fail RIM | [11 empty] | Small Medium Business | Central Heating - 50% cycling | N | 25,001-50,000 kWh | New | 0.000397 | 0.000397 | N/A | 0 | 0 | 0 | Fail TRC
[12 empty] | Industrial | Plant Energy Management | N | Construction | New | 14.0848 | 0.55491 | 25.3822 | 0 | 0 | 0 | Fail RIM | [11 empty] | Small Medium Business | Central Heating - 50% cycling | N | 50,001 kWh + | New | 0.0004063 | 0.0004063 | N/A | 0 | 0 | 0 | Fail TRC
[12 empty] | Industrial | Efficient Lighting - Exterior | N | Construction | New | 2.9212 | 0.75161 | 3.8866 | 0 | 0 | 0 | Fail RIM | [11 empty] | Large C&I | Auto DR | N | 0-50 kW | New | 0.093729 | 0.093729 | N/A | 0 | 0 | 0 | Fail TRC
[12 empty] | Industrial | Efficient Lighting - Exterior | N | Construction | Turnover | 2.9212 | 0.75161 | 3.8866 | 0 | 0 | 0 | Fail RIM | [11 empty] | Large C&I | Auto DR | N | 51-300 kW | New | 0.38716 | 0.38716 | N/A | 0 | 0 | 0 | Fail TRC
[12 empty] | Industrial | Lighting Controls - Exterior | N | Construction | Existing | 1.9671 | 0.75616 | 2.6015 | 0 | 0 | 0 | Fail RIM | [11 empty] | Large C&I | Auto DR | N | 301-500 kW | New | 0.22795 | 0.22795 | N/A | 0 | 0 | 0 | Fail TRC
[12 empty] | Industrial | Lighting Controls - Exterior | N | Construction | New | 1.9671 | 0.75616 | 2.6015 | 0 | 0 | 0 | Fail RIM | [11 empty] | Large C&I | Auto DR | N | 501 kW + | New | 0.37433 | 0.37433 | N/A | 0 | 0 | 0 | Fail TRC
[12 empty] | Industrial | Building Envelope Improvements | N | Construction | Existing | 2.8167 | 0.54413 | 5.1765 | 0 | 0 | 0 | Fail RIM | [11 empty] | Large C&I | CPP | N | 0-50 kW | New | 0.040008 | 0.040008 | N/A | 0 | 0 | 0 | Fail TRC
[12 empty] | Industrial | Building Envelope Improvements | N | Construction | New | 2.8167 | 0.54413 | 5.1765 | 0 | 0 | 0 | Fail RIM | [11 empty] | Large C&I | CPP | N | 51-300 kW | New | 0.20351 | 0.20351 | N/A | 0 | 0 | 0 | Fail TRC
[12 empty] | Industrial | HVAC Equipment Upgrades | Y | Construction | New | 3.246 | 0.54009 | 6.0101 | 0 | 0 | 0 | Fail RIM | [11 empty] | Large C&I | CPP | N | 301-500 kW | New | 0.10957 | 0.10957 | N/A | 0 | 0 | 0 | Fail TRC
[12 empty] | Industrial | HVAC Equipment Upgrades | Y | Construction | Turnover | 3.246 | 0.54009 | 6.0101 | 0 | 0 | 0 | Fail RIM | [11 empty] | Large C&I | CPP | N | 501 kW + | New | 0.20411 | 0.20411 | N/A | 0 | 0 | 0 | Fail TRC
[12 empty] | Industrial | HVAC Improved Controls | N | Construction | Existing | 8.0557 | 0.54413 | 14.8048 | 0 | 0 | 0 | Fail RIM | [11 empty] | Large C&I | Firm Service Level | N | 0-50 kW | New | 0.093729 | 0.093729 | N/A | 0 | 0 | 0 | Fail TRC
[12 empty] | Industrial | HVAC Improved Controls | N | Construction | New | 8.0557 | 0.54413 | 14.8048 | 0 | 0 | 0 | Fail RIM | [11 empty] | Large C&I | Firm Service Level | N | 51-300 kW | New | 0.38716 | 0.38716 | N/A | 0 | 0 | 0 | Fail TRC
[12 empty] | Industrial | HVAC Recommissioning | N | Construction | Existing | 1.3752 | 0.55082 | 2.4966 | 0 | 0 | 0 | Fail RIM | [11 empty] | Large C&I | Firm Service Level | N | 301-500 kW | New | 0.22795 | 0.22795 | N/A | 0 | 0 | 0 | Fail TRC
[12 empty] | Industrial | HVAC Recommissioning | N | Construction | New | 1.3752 | 0.55082 | 2.4966 | 0 | 0 | 0 | Fail RIM | [11 empty] | Large C&I | Firm Service Level | N | 501 kW + | New | 0.37433 | 0.37433 | N/A | 0 | 0 | 0 | Fail TRC
[12 empty] | Industrial | Efficient Lighting - High Bay | N | Construction | New | 1.7898 | 0.54633 | 3.2759 | 0 | 0 | 0 | Fail RIM | [11 empty] | Large C&I | Guaranteed Load Drop | N | 0-50 kW | New | 0.093729 | 0.093729 | N/A | 0 | 0 | 0 | Fail TRC
[12 empty] | Industrial | Efficient Lighting - High Bay | N | Construction | Turnover | 1.7898 | 0.54633 | 3.2759 | 0 | 0 | 0 | Fail RIM | [11 empty] | Large C&I | Guaranteed Load Drop | N | 51-300 kW | New | 0.38716 | 0.38716 | N/A | 0 | 0 | 0 | Fail TRC
[12 empty] | Industrial | Efficient Lighting - Other Interior Lighting | N | Construction | New | 1.0011 | 0.54497 | 1.837 | 0 | 0 | 0 | Fail RIM | [11 empty] | Large C&I | Guaranteed Load Drop | N | 301-500 kW | New | 0.22795 | 0.22795 | N/A | 0 | 0 | 0 | Fail TRC
[12 empty] | Industrial | Efficient Lighting - Other Interior Lighting | N | Construction | Turnover | 1.0011 | 0.54497 | 1.837 | 0 | 0 | 0 | Fail RIM | [11 empty] | Large C&I | Guaranteed Load Drop | N | 501 kW + | New | 0.37433 | 0.37433 | N/A | 0 | 0 | 0 | Fail TRC
[12 empty] | Industrial | Lighting Controls | N | Construction | Existing | 2.2714 | 0.55058 | 4.1254 | 0 | 0 | 0 | Fail RIM | [11 empty] | Residential | PV System | N | Single Family | New | 0.34325 | 0.25699 | 0.74869 | 0 | 0 | 0 | Fail TRC
[12 empty] | Industrial | Lighting Controls | N | Construction | New | 2.2714 | 0.55058 | 4.1254 | 0 | 0 | 0 | Fail RIM | [11 empty] | Residential | PV System | N | Multi-Family | New | 0.34325 | 0.25699 | 0.74869 | 0 | 0 | 0 | Fail TRC
[12 empty] | Industrial | Fan Equipment Upgrades | N | Construction | New | 2.2131 | 0.55115 | 4.0154 | 0 | 0 | 0 | Fail RIM | [11 empty] | Residential | Battery Storage from PV System | N | Single Family | New | 999 | 0.0018264 | 0.000397 | 0 | 0 | 0 | Fail TRC
[12 empty] | Industrial | Fan Equipment Upgrades | N | Construction | Turnover | 2.2131 | 0.55115 | 4.0154 | 0 | 0 | 0 | Fail RIM | [11 empty] | Residential | Battery Storage from PV System | N | Multi-Family | New | 999 | 0.0050642 | 0.0004063 | 0 | 0 | 0 | Fail TRC
[12 empty] | Industrial | Fan Improved Controls | N | Construction | Existing | 12.1111 | 0.55115 | 21.9743 | 0 | 0 | 0 | Fail RIM | [11 empty] | Commercial | Solar Voltaic (17.1w/sf2) | N | Assembly | New | 0.35729 | 0.37974 | 1.0628 | 0 | 0 | 0 | Fail TRC
[12 empty] | Industrial | Fan Improved Controls | N | Construction | New | 12.1111 | 0.55115 | 21.9743 | 0 | 0 | 0 | Fail RIM | [11 empty] | Commercial | Solar Voltaic (17.1w/sf2) | N | College and University | New | 0.35729 | 0.37974 | 1.0628 | 0 | 0 | 0 | Fail TRC
[12 empty] | Industrial | Fan System Optimization | N | Construction | Existing | 8.9274 | 0.55788 | 16.0024 | 0 | 0 | 0 | Fail RIM | [11 empty] | Commercial | Solar Voltaic (17.1w/sf2) | N | Grocery | New | 0.35729 | 0.37974 | 1.0628 | 0 | 0 | 0 | Fail TRC
[12 empty] | Industrial | Fan System Optimization | N | Construction | New | 8.9274 | 0.55788 | 16.0024 | 0 | 0 | 0 | Fail RIM | [11 empty] | Commercial | Solar Voltaic (17.1w/sf2) | N | Healthcare | New | 0.35729 | 0.37974 | 1.0628 | 0 | 0 | 0 | Fail TRC
[12 empty] | Industrial | Motor Equipment Upgrades | N | Construction | New | 1.8913 | 0.55788 | 3.3902 | 0 | 0 | 0 | Fail RIM | [11 empty] | Commercial | Solar Voltaic (17.1w/sf2) | N | Hospitals | New | 0.35729 | 0.37974 | 1.0628 | 0 | 0 | 0 | Fail TRC
[12 empty] | Industrial | Motor Equipment Upgrades | N | Construction | Turnover | 1.8913 | 0.55788 | 3.3902 | 0 | 0 | 0 | Fail RIM | [11 empty] | Commercial | Solar Voltaic (17.1w/sf2) | N | Institutional | New | 0.35729 | 0.37974 | 1.0628 | 0 | 0 | 0 | Fail TRC
[12 empty] | Industrial | Motor Improved Controls | N | Construction | Existing | 3.8923 | 0.55115 | 7.0621 | 0 | 0 | 0 | Fail RIM | [11 empty] | Commercial | Solar Voltaic (17.1w/sf2) | N | Lodging/Hospitality | New | 0.35729 | 0.37974 | 1.0628 | 0 | 0 | 0 | Fail TRC
[12 empty] | Industrial | Motor Improved Controls | N | Construction | New | 3.8923 | 0.55115 | 7.0621 | 0 | 0 | 0 | Fail RIM | [11 empty] | Commercial | Solar Voltaic (17.1w/sf2) | N | Miscellaneous | New | 0.35729 | 0.37974 | 1.0628 | 0 | 0 | 0 | Fail TRC
[12 empty] | Industrial | Motor Optimization | N | Construction | Existing | 0.69131 | 0.55788 | 1.2392 | 0 | 0 | 0 | Fail RIM | [11 empty] | Commercial | Solar Voltaic (17.1w/sf2) | N | Offices | New | 0.35729 | 0.37974 | 1.0628 | 0 | 0 | 0 | Fail TRC
[12 empty] | Industrial | Motor Optimization | N | Construction | New | 0.69131 | 0.55788 | 1.2392 | 0 | 0 | 0 | Fail RIM | [11 empty] | Commercial | Solar Voltaic (17.1w/sf2) | N | Restaurants | New | 0.35729 | 0.37974 | 1.0628 | 0 | 0 | 0 | Fail TRC
[12 empty] | Industrial | Pump Equipment Upgrade | N | Construction | New | 3.0315 | 0.55115 | 5.5003 | 0 | 0 | 0 | Fail RIM | [11 empty] | Commercial | Solar Voltaic (17.1w/sf2) | N | Retail | New | 0.35729 | 0.37974 | 1.0628 | 0 | 0 | 0 | Fail TRC
[12 empty] | Industrial | Pump Equipment Upgrade | N | Construction | Turnover | 3.0315 | 0.55115 | 5.5003 | 0 | 0 | 0 | Fail RIM | [11 empty] | Commercial | Solar Voltaic (17.1w/sf2) | N | Schools K-12 | New | 0.35729 | 0.37974 | 1.0628 | 0 | 0 | 0 | Fail TRC
[12 empty] | Industrial | Pump Improved Controls | N | Construction | Existing | 6.3265 | 0.55115 | 11.4787 | 0 | 0 | 0 | Fail RIM | [11 empty] | Commercial | Solar Voltaic (17.1w/sf2) | N | Warehouse | New | 0.35729 | 0.37974 | 1.0628 | 0 | 0 | 0 | Fail TRC
[12 empty] | Industrial | Pump Improved Controls | N | Construction | New | 6.3265 | 0.55115 | 11.4787 | 0 | 0 | 0 | Fail RIM | [11 empty] | Commercial | Storage with other DSM (EE and DR) - Seg 1 - 15 MWh | N | All | New | 5.1266 | 0.0034144 | 0.00066602 | 0 | 0 | 0 | Fail TRC
[12 empty] | Industrial | Pump System Optimization | N | Construction | Existing | 4.7513 | 0.55788 | 8.5167 | 0 | 0 | 0 | Fail RIM | [11 empty] | Commercial | Storage with other DSM (EE and DR) - Seg 2 - 25 MWh | N | All | New | 5.1266 | 0.0013589 | 0.00026507 | 0 | 0 | 0 | Fail TRC
[12 empty] | Industrial | Pump System Optimization | N | Construction | New | 4.7513 | 0.55788 | 8.5167 | 0 | 0 | 0 | Fail RIM | [11 empty] | Commercial | Storage with other DSM (EE and DR) - Seg 3 - 50 MWh | N | All | New | 5.1266 | 0.0012648 | 0.00024671 | 0 | 0 | 0 | Fail TRC
[12 empty] | Industrial | Process Refrig Controls | N | Construction | Existing | 6.1015 | 0.54822 | 11.1296 | 0 | 0 | 0 | Fail RIM | [11 empty] | Commercial | Storage with other DSM (EE and DR) - Seg 4 51+ MWh | N | All | New | 5.1266 | 0.0026276 | 0.00051255 | 0 | 0 | 0 | Fail TRC
[12 empty] | Industrial | Process Refrig Controls | N | Construction | New | 6.1015 | 0.54822 | 11.1296 | 0 | 0 | 0 | Fail RIM | [11 empty] | Commercial | 3500 kW Gas Turbine | N | All | New | 0.34083 | 0.1851 | 0.54309 | 0 | 0 | 0 | Fail TRC
[12 empty] | Industrial | Process Refrig Equipment Upgrade | N | Construction | New | 1.5293 | 0.55494 | 2.7558 | 0 | 0 | 0 | Fail RIM | [11 empty] | Commercial | 3000 kW Gas Turbine | N | All | New | 0.34083 | 0.18174 | 0.53321 | 0 | 0 | 0 | Fail TRC
[12 empty] | Industrial | Process Refrig Equipment Upgrade | N | Construction | Turnover | 1.5293 | 0.55494 | 2.7558 | 0 | 0 | 0 | Fail RIM | [11 empty] | Commercial | 2500 kW Gas Turbine | N | All | New | 0.34083 | 0.17831 | 0.52316 | 0 | 0 | 0 | Fail TRC
[12 empty] | Industrial | Process Refrig System Optimization | N | Construction | Existing | 1.5412 | 0.55742 | 2.7649 | 0 | 0 | 0 | Fail RIM | [11 empty] | Commercial | 4500 kW Reciprocating Engine | N | All | New | 0.37327 | 0.2473 | 0.66253 | 0 | 0 | 0 | Fail TRC
[12 empty] | Industrial | Process Refrig System Optimization | N | Construction | New | 1.5412 | 0.55742 | 2.7649 | 0 | 0 | 0 | Fail RIM | [11 empty] | Commercial | 3000 kW Reciprocating Engine | N | All | New | 0.37327 | 0.24531 | 0.65719 | 0 | 0 | 0 | Fail TRC
[12 empty] | Industrial | Process Heat Improved Controls | N | Construction | Existing | 0.42024 | 0.54822 | 0.76655 | 0 | 0 | 0 | Fail RIM | [11 empty] | Commercial | 1125 kW Fuel Cell | N | All | New | 0.35372 | 0.25224 | 0.71311 | 0 | 0 | 0 | Fail TRC
[12 empty] | Industrial | Process Heat Improved Controls | N | Construction | New | 0.42024 | 0.54822 | 0.76655 | 0 | 0 | 0 | Fail RIM | [11 empty] | Commercial | 1250 kW Reciprocating Engine | N | All | New | 0.37327 | 0.21735 | 0.58228 | 0 | 0 | 0 | Fail TRC
[12 empty] | Industrial | Process Heat System Optimization | N | Construction | Existing | 0.26497 | 0.559 | 0.47401 | 0 | 0 | 0 | Fail RIM | [11 empty] | Commercial | 500 kW Fuel Cell | N | All | New | 0.35372 | 0.1953 | 0.55214 | 0 | 0 | 0 | Fail TRC
[12 empty] | Industrial | Process Heat System Optimization | N | Construction | New | 0.26497 | 0.559 | 0.47401 | 0 | 0 | 0 | Fail RIM | [11 empty] | Commercial | 350 kW Reciprocating Engine | N | All | New | 0.37327 | 0.18883 | 0.50588 | 0 | 0 | 0 | Fail TRC
[12 empty] | Industrial | Process Other Systems Optimization | N | Construction | Existing | 5.96 | 0.55667 | 10.7066 | 0 | 0 | 0 | Fail RIM | [11 empty] | Commercial | 175 kW Fuel Cell | N | All | New | 0.35372 | 0.11131 | 0.31469 | 0 | 0 | 0 | Fail TRC
[12 empty] | Industrial | Process Other Systems Optimization | N | Construction | New | 5.96 | 0.55667 | 10.7066 | 0 | 0 | 0 | Fail RIM | [11 empty] | Commercial | 200 kW Micro Turbine | N | All | New | 0.37081 | 0.13087 | 0.35294 | 0 | 0 | 0 | Fail TRC
[12 empty] | Industrial | Compressed Air Controls | N | Electrical and Electronic Equip. | Existing | 11.8574 | 0.55521 | 21.3565 | 0 | 0 | 0 | Fail RIM | [11 empty] | Commercial | 150 kW Reciprocating Engine | N | All | New | 0.37327 | 0.1801 | 0.48251 | 0 | 0 | 0 | Fail TRC
[12 empty] | Industrial | Compressed Air Controls | N | Electrical and Electronic Equip. | New | 11.8574 | 0.55521 | 21.3565 | 0 | 0 | 0 | Fail RIM | [11 empty] | Commercial | 100 kW Micro Turbine | N | All | New | 0.37081 | 0.12774 | 0.3445 | 0 | 0 | 0 | Fail TRC
[12 empty] | Industrial | Compressed Air Equipment | N | Electrical and Electronic Equip. | New | 10.5574 | 0.55115 | 19.1552 | 0 | 0 | 0 | Fail RIM | [11 empty] | Commercial | 50 kW Micro Turbine | N | All | New | 0.37081 | 0.12361 | 0.33335 | 0 | 0 | 0 | Fail TRC
[12 empty] | Industrial | Compressed Air Equipment | N | Electrical and Electronic Equip. | Turnover | 10.5574 | 0.55115 | 19.1552 | 0 | 0 | 0 | Fail RIM | [11 empty] | Industrial | 5500 kW Steam Turbine-Biomass | N | All | New | 0.51467 | 0.22491 | 0.43699 | 0 | 0 | 0 | Fail TRC
[12 empty] | Industrial | Compressed Air System Optimization | N | Electrical and Electronic Equip. | Existing | 6.5366 | 0.55788 | 11.7169 | 0 | 0 | 0 | Fail RIM | [11 empty] | Industrial | 3500 kW Steam Turbine-Biomass | N | All | New | 0.51467 | 0.21113 | 0.41023 | 0 | 0 | 0 | Fail TRC
[12 empty] | Industrial | Compressed Air System Optimization | N | Electrical and Electronic Equip. | New | 6.5366 | 0.55788 | 11.7169 | 0 | 0 | 0 | Fail RIM | [11 empty] | Industrial | 3500 kW Gas Turbine | N | All | New | 0.53946 | 0.1851 | 0.34313 | 0 | 0 | 0 | Fail TRC
[12 empty] | Industrial | Plant Energy Management | N | Electrical and Electronic Equip. | Existing | 14.0848 | 0.55491 | 25.3822 | 0 | 0 | 0 | Fail RIM | [11 empty] | Industrial | 3000 kW Gas Turbine | N | All | New | 0.53946 | 0.18174 | 0.33688 | 0 | 0 | 0 | Fail TRC
[12 empty] | Industrial | Plant Energy Management | N | Electrical and Electronic Equip. | New | 14.0848 | 0.55491 | 25.3822 | 0 | 0 | 0 | Fail RIM | [11 empty] | Industrial | 2500 kW Gas Turbine | N | All | New | 0.53946 | 0.17831 | 0.33053 | 0 | 0 | 0 | Fail TRC
[12 empty] | Industrial | Efficient Lighting - Exterior | N | Electrical and Electronic Equip. | New | 2.9212 | 0.75161 | 3.8866 | 0 | 0 | 0 | Fail RIM | [11 empty] | Industrial | 4500 kW Reciprocating Engine | N | All | New | 0.43257 | 0.2473 | 0.57169 | 0 | 0 | 0 | Fail TRC
[12 empty] | Industrial | Efficient Lighting - Exterior | N | Electrical and Electronic Equip. | Turnover | 2.9212 | 0.75161 | 3.8866 | 0 | 0 | 0 | Fail RIM | [11 empty] | Industrial | 1500 kW Steam Turbine-Biomass | N | All | New | 0.51467 | 0.22819 | 0.44338 | 0 | 0 | 0 | Fail TRC
[12 empty] | Industrial | Lighting Controls - Exterior | N | Electrical and Electronic Equip. | Existing | 1.9049 | 0.75616 | 2.5192 | 0 | 0 | 0 | Fail RIM | [11 empty] | Industrial | 3000 kW Reciprocating Engine | N | All | New | 0.43257 | 0.24531 | 0.56709 | 0 | 0 | 0 | Fail TRC
[12 empty] | Industrial | Lighting Controls - Exterior | N | Electrical and Electronic Equip. | New | 1.9049 | 0.75616 | 2.5192 | 0 | 0 | 0 | Fail RIM | [11 empty] | Industrial | 1125 kW Fuel Cell | N | All | New | 0.53291 | 0.25224 | 0.47332 | 0 | 0 | 0 | Fail TRC
[12 empty] | Industrial | Building Envelope Improvements | N | Electrical and Electronic Equip. | Existing | 2.3386 | 0.54413 | 4.298 | 0 | 0 | 0 | Fail RIM | [11 empty] | Industrial | 800 kW Fuel Cell-Biogas | N | All | New | 0.53291 | 0.22521 | 0.4226 | 0 | 0 | 0 | Fail TRC
[12 empty] | Industrial | Building Envelope Improvements | N | Electrical and Electronic Equip. | New | 2.3386 | 0.54413 | 4.298 | 0 | 0 | 0 | Fail RIM | [11 empty] | Industrial | 1250 kW Reciprocating Engine | N | All | New | 0.43257 | 0.21735 | 0.50245 | 0 | 0 | 0 | Fail TRC
[12 empty] | Industrial | HVAC Equipment Upgrades | Y | Electrical and Electronic Equip. | New | 3.58 | 0.54009 | 6.6284 | 0 | 0 | 0 | Fail RIM | [11 empty] | Industrial | 1250 kW Reciprocating Engine-Biogas | N | All | New | 0.43257 | 0.21141 | 0.48872 | 0 | 0 | 0 | Fail TRC
[12 empty] | Industrial | HVAC Equipment Upgrades | Y | Electrical and Electronic Equip. | Turnover | 3.58 | 0.54009 | 6.6284 | 0 | 0 | 0 | Fail RIM | [11 empty] | Industrial | 500 kW Fuel Cell | N | All | New | 0.53291 | 0.1953 | 0.36648 | 0 | 0 | 0 | Fail TRC
[12 empty] | Industrial | HVAC Improved Controls | N | Electrical and Electronic Equip. | Existing | 2.9907 | 0.54413 | 5.4963 | 0 | 0 | 0 | Fail RIM | [11 empty] | Industrial | 350 kW Reciprocating Engine | N | All | New | 0.43257 | 0.18883 | 0.43652 | 0 | 0 | 0 | Fail TRC
[12 empty] | Industrial | HVAC Improved Controls | N | Electrical and Electronic Equip. | New | 2.9907 | 0.54413 | 5.4963 | 0 | 0 | 0 | Fail RIM | [11 empty] | Industrial | 175 kW Fuel Cell | N | All | New | 0.53291 | 0.11131 | 0.20887 | 0 | 0 | 0 | Fail TRC
[12 empty] | Industrial | HVAC Recommissioning | N | Electrical and Electronic Equip. | Existing | 8.8451 | 0.55082 | 16.058 | 0 | 0 | 0 | Fail RIM | [11 empty] | Industrial | 200 kW Micro Turbine | N | All | New | 0.47575 | 0.13087 | 0.27509 | 0 | 0 | 0 | Fail TRC
[12 empty] | Industrial | HVAC Recommissioning | N | Electrical and Electronic Equip. | New | 8.8451 | 0.55082 | 16.058 | 0 | 0 | 0 | Fail RIM | [11 empty] | Industrial | 150 kW Reciprocating Engine | N | All | New | 0.43257 | 0.1801 | 0.41635 | 0 | 0 | 0 | Fail TRC
[12 empty] | Industrial | Efficient Lighting - High Bay | N | Electrical and Electronic Equip. | New | 1.7898 | 0.54633 | 3.2759 | 0 | 0 | 0 | Fail RIM | [11 empty] | Industrial | 100 kW Micro Turbine | N | All | New | 0.47575 | 0.12774 | 0.26851 | 0 | 0 | 0 | Fail TRC
[12 empty] | Industrial | Efficient Lighting - High Bay | N | Electrical and Electronic Equip. | Turnover | 1.7898 | 0.54633 | 3.2759 | 0 | 0 | 0 | Fail RIM | [11 empty] | Industrial | 100 kW Micro Turbine- Biogas | N | All | New | 0.47575 | 0.12405 | 0.26074 | 0 | 0 | 0 | Fail TRC
[12 empty] | Industrial | Efficient Lighting - Other Interior Lighting | N | Electrical and Electronic Equip. | New | 1.0011 | 0.54497 | 1.837 | 0 | 0 | 0 | Fail RIM | [11 empty] | Industrial | 50 kW Micro Turbine | N | All | New | 0.47575 | 0.12361 | 0.25982 | 0 | 0 | 0 | Fail TRC
[12 empty] | Industrial | Efficient Lighting - Other Interior Lighting | N | Electrical and Electronic Equip. | Turnover | 1.0011 | 0.54497 | 1.837 | 0 | 0 | 0 | Fail RIM
[12 empty] | Industrial | Lighting Controls | N | Electrical and Electronic Equip. | Existing | 2.1996 | 0.55058 | 3.995 | 0 | 0 | 0 | Fail RIM
[12 empty] | Industrial | Lighting Controls | N | Electrical and Electronic Equip. | New | 2.1996 | 0.55058 | 3.995 | 0 | 0 | 0 | Fail RIM
[12 empty] | Industrial | Fan Improved Controls | N | Electrical and Electronic Equip. | Existing | 16.4072 | 0.55115 | 29.7689 | 0 | 0 | 0 | Fail RIM
[12 empty] | Industrial | Fan Improved Controls | N | Electrical and Electronic Equip. | New | 16.4072 | 0.55115 | 29.7689 | 0 | 0 | 0 | Fail RIM
[12 empty] | Industrial | Motor Equipment Upgrades | N | Electrical and Electronic Equip. | New | 1.9177 | 0.55788 | 3.4376 | 0 | 0 | 0 | Fail RIM
[12 empty] | Industrial | Motor Equipment Upgrades | N | Electrical and Electronic Equip. | Turnover | 1.9177 | 0.55788 | 3.4376 | 0 | 0 | 0 | Fail RIM
[12 empty] | Industrial | Motor Improved Controls | N | Electrical and Electronic Equip. | Existing | 6.3265 | 0.55115 | 11.4787 | 0 | 0 | 0 | Fail RIM
[12 empty] | Industrial | Motor Improved Controls | N | Electrical and Electronic Equip. | New | 6.3265 | 0.55115 | 11.4787 | 0 | 0 | 0 | Fail RIM
[12 empty] | Industrial | Motor Optimization | N | Electrical and Electronic Equip. | Existing | 4.4436 | 0.55788 | 7.9652 | 0 | 0 | 0 | Fail RIM
[12 empty] | Industrial | Motor Optimization | N | Electrical and Electronic Equip. | New | 4.4436 | 0.55788 | 7.9652 | 0 | 0 | 0 | Fail RIM
[12 empty] | Industrial | Pump Improved Controls | N | Electrical and Electronic Equip. | Existing | 6.3265 | 0.55115 | 11.4787 | 0 | 0 | 0 | Fail RIM
[12 empty] | Industrial | Pump Improved Controls | N | Electrical and Electronic Equip. | New | 6.3265 | 0.55115 | 11.4787 | 0 | 0 | 0 | Fail RIM
[12 empty] | Industrial | Process Refrig Controls | N | Electrical and Electronic Equip. | Existing | 0.4599 | 0.54822 | 0.83889 | 0 | 0 | 0 | Fail RIM
[12 empty] | Industrial | Process Refrig Controls | N | Electrical and Electronic Equip. | New | 0.4599 | 0.54822 | 0.83889 | 0 | 0 | 0 | Fail RIM
[12 empty] | Industrial | Process Refrig Equipment Upgrade | N | Electrical and Electronic Equip. | New | 3.5054 | 0.55494 | 6.3167 | 0 | 0 | 0 | Fail RIM
[12 empty] | Industrial | Process Refrig Equipment Upgrade | N | Electrical and Electronic Equip. | Turnover | 3.5054 | 0.55494 | 6.3167 | 0 | 0 | 0 | Fail RIM
[12 empty] | Industrial | Process Refrig System Optimization | N | Electrical and Electronic Equip. | Existing | 24.2407 | 0.55742 | 43.4872 | 0 | 0 | 0 | Fail RIM
[12 empty] | Industrial | Process Refrig System Optimization | N | Electrical and Electronic Equip. | New | 24.2407 | 0.55742 | 43.4872 | 0 | 0 | 0 | Fail RIM
[12 empty] | Industrial | Process Heat Improved Controls | N | Electrical and Electronic Equip. | Existing | 0.45097 | 0.54822 | 0.82259 | 0 | 0 | 0 | Fail RIM
[12 empty] | Industrial | Process Heat Improved Controls | N | Electrical and Electronic Equip. | New | 0.45097 | 0.54822 | 0.82259 | 0 | 0 | 0 | Fail RIM
[12 empty] | Industrial | Process Heat System Optimization | N | Electrical and Electronic Equip. | Existing | 1.9378 | 0.559 | 3.4666 | 0 | 0 | 0 | Fail RIM
[12 empty] | Industrial | Process Heat System Optimization | N | Electrical and Electronic Equip. | New | 1.9378 | 0.559 | 3.4666 | 0 | 0 | 0 | Fail RIM
[12 empty] | Industrial | Process Other Systems Optimization | N | Electrical and Electronic Equip. | Existing | 1.6272 | 0.55667 | 2.9232 | 0 | 0 | 0 | Fail RIM
[12 empty] | Industrial | Process Other Systems Optimization | N | Electrical and Electronic Equip. | New | 1.6272 | 0.55667 | 2.9232 | 0 | 0 | 0 | Fail RIM
[12 empty] | Industrial | Compressed Air Controls | N | Lumber/Furniture/Pulp/Paper | Existing | 10.6693 | 0.55521 | 19.2166 | 0 | 0 | 0 | Fail RIM
[12 empty] | Industrial | Compressed Air Controls | N | Lumber/Furniture/Pulp/Paper | New | 10.6693 | 0.55521 | 19.2166 | 0 | 0 | 0 | Fail RIM
[12 empty] | Industrial | Compressed Air Equipment | N | Lumber/Furniture/Pulp/Paper | New | 2.7732 | 0.55115 | 5.0317 | 0 | 0 | 0 | Fail RIM
[12 empty] | Industrial | Compressed Air Equipment | N | Lumber/Furniture/Pulp/Paper | Turnover | 2.7732 | 0.55115 | 5.0317 | 0 | 0 | 0 | Fail RIM
[12 empty] | Industrial | Compressed Air System Optimization | N | Lumber/Furniture/Pulp/Paper | Existing | 6.4242 | 0.55788 | 11.5154 | 0 | 0 | 0 | Fail RIM
[12 empty] | Industrial | Compressed Air System Optimization | N | Lumber/Furniture/Pulp/Paper | New | 6.4242 | 0.55788 | 11.5154 | 0 | 0 | 0 | Fail RIM
[12 empty] | Industrial | Plant Energy Management | N | Lumber/Furniture/Pulp/Paper | Existing | 2.7038 | 0.55491 | 4.8725 | 0 | 0 | 0 | Fail RIM
[12 empty] | Industrial | Plant Energy Management | N | Lumber/Furniture/Pulp/Paper | New | 2.7038 | 0.55491 | 4.8725 | 0 | 0 | 0 | Fail RIM
[12 empty] | Industrial | Efficient Lighting - Exterior | N | Lumber/Furniture/Pulp/Paper | New | 2.9212 | 0.75161 | 3.8866 | 0 | 0 | 0 | Fail RIM
[12 empty] | Industrial | Efficient Lighting - Exterior | N | Lumber/Furniture/Pulp/Paper | Turnover | 2.9212 | 0.75161 | 3.8866 | 0 | 0 | 0 | Fail RIM
[12 empty] | Industrial | Lighting Controls - Exterior | N | Lumber/Furniture/Pulp/Paper | Existing | 1.5771 | 0.75616 | 2.0857 | 0 | 0 | 0 | Fail RIM
[12 empty] | Industrial | Lighting Controls - Exterior | N | Lumber/Furniture/Pulp/Paper | New | 1.5771 | 0.75616 | 2.0857 | 0 | 0 | 0 | Fail RIM
[12 empty] | Industrial | HVAC Equipment Upgrades | Y | Lumber/Furniture/Pulp/Paper | New | 3.58 | 0.54009 | 6.6284 | 0 | 0 | 0 | Fail RIM
[12 empty] | Industrial | HVAC Equipment Upgrades | Y | Lumber/Furniture/Pulp/Paper | Turnover | 3.58 | 0.54009 | 6.6284 | 0 | 0 | 0 | Fail RIM
[12 empty] | Industrial | HVAC Improved Controls | N | Lumber/Furniture/Pulp/Paper | Existing | 23.6617 | 0.54413 | 43.4855 | 0 | 0 | 0 | Fail RIM
[12 empty] | Industrial | HVAC Improved Controls | N | Lumber/Furniture/Pulp/Paper | New | 23.6617 | 0.54413 | 43.4855 | 0 | 0 | 0 | Fail RIM
[12 empty] | Industrial | Efficient Lighting - High Bay | N | Lumber/Furniture/Pulp/Paper | New | 1.7898 | 0.54633 | 3.2759 | 0 | 0 | 0 | Fail RIM
[12 empty] | Industrial | Efficient Lighting - High Bay | N | Lumber/Furniture/Pulp/Paper | Turnover | 1.7898 | 0.54633 | 3.2759 | 0 | 0 | 0 | Fail RIM
[12 empty] | Industrial | Efficient Lighting - Other Interior Lighting | N | Lumber/Furniture/Pulp/Paper | New | 1.0011 | 0.54497 | 1.837 | 0 | 0 | 0 | Fail RIM
[12 empty] | Industrial | Efficient Lighting - Other Interior Lighting | N | Lumber/Furniture/Pulp/Paper | Turnover | 1.0011 | 0.54497 | 1.837 | 0 | 0 | 0 | Fail RIM
[12 empty] | Industrial | Lighting Controls | N | Lumber/Furniture/Pulp/Paper | Existing | 1.8211 | 0.55058 | 3.3076 | 0 | 0 | 0 | Fail RIM
[12 empty] | Industrial | Lighting Controls | N | Lumber/Furniture/Pulp/Paper | New | 1.8211 | 0.55058 | 3.3076 | 0 | 0 | 0 | Fail RIM
[12 empty] | Industrial | Fan Equipment Upgrades | N | Lumber/Furniture/Pulp/Paper | New | 1.7435 | 0.55115 | 3.1635 | 0 | 0 | 0 | Fail RIM
[12 empty] | Industrial | Fan Equipment Upgrades | N | Lumber/Furniture/Pulp/Paper | Turnover | 1.7435 | 0.55115 | 3.1635 | 0 | 0 | 0 | Fail RIM
[12 empty] | Industrial | Fan Improved Controls | N | Lumber/Furniture/Pulp/Paper | Existing | 16.4072 | 0.55115 | 29.7689 | 0 | 0 | 0 | Fail RIM
[12 empty] | Industrial | Fan Improved Controls | N | Lumber/Furniture/Pulp/Paper | New | 16.4072 | 0.55115 | 29.7689 | 0 | 0 | 0 | Fail RIM
[12 empty] | Industrial | Fan System Optimization | N | Lumber/Furniture/Pulp/Paper | Existing | 8.9929 | 0.55788 | 16.1198 | 0 | 0 | 0 | Fail RIM
[12 empty] | Industrial | Fan System Optimization | N | Lumber/Furniture/Pulp/Paper | New | 8.9929 | 0.55788 | 16.1198 | 0 | 0 | 0 | Fail RIM
[12 empty] | Industrial | Motor Equipment Upgrades | N | Lumber/Furniture/Pulp/Paper | New | 4.8047 | 0.55788 | 8.6126 | 0 | 0 | 0 | Fail RIM
[12 empty] | Industrial | Motor Equipment Upgrades | N | Lumber/Furniture/Pulp/Paper | Turnover | 4.8047 | 0.55788 | 8.6126 | 0 | 0 | 0 | Fail RIM
[12 empty] | Industrial | Motor Improved Controls | N | Lumber/Furniture/Pulp/Paper | Existing | 8.2017 | 0.55115 | 14.8811 | 0 | 0 | 0 | Fail RIM
[12 empty] | Industrial | Motor Improved Controls | N | Lumber/Furniture/Pulp/Paper | New | 8.2017 | 0.55115 | 14.8811 | 0 | 0 | 0 | Fail RIM
[12 empty] | Industrial | Motor Optimization | N | Lumber/Furniture/Pulp/Paper | Existing | 4.004 | 0.55788 | 7.1772 | 0 | 0 | 0 | Fail RIM
[12 empty] | Industrial | Motor Optimization | N | Lumber/Furniture/Pulp/Paper | New | 4.004 | 0.55788 | 7.1772 | 0 | 0 | 0 | Fail RIM
[12 empty] | Industrial | Pump Equipment Upgrade | N | Lumber/Furniture/Pulp/Paper | New | 1.2771 | 0.55115 | 2.3172 | 0 | 0 | 0 | Fail RIM
[12 empty] | Industrial | Pump Equipment Upgrade | N | Lumber/Furniture/Pulp/Paper | Turnover | 1.2771 | 0.55115 | 2.3172 | 0 | 0 | 0 | Fail RIM
[12 empty] | Industrial | Pump Improved Controls | N | Lumber/Furniture/Pulp/Paper | Existing | 6.3265 | 0.55115 | 11.4787 | 0 | 0 | 0 | Fail RIM
[12 empty] | Industrial | Pump Improved Controls | N | Lumber/Furniture/Pulp/Paper | New | 6.3265 | 0.55115 | 11.4787 | 0 | 0 | 0 | Fail RIM
[12 empty] | Industrial | Pump System Optimization | N | Lumber/Furniture/Pulp/Paper | Existing | 1.246 | 0.55788 | 2.2334 | 0 | 0 | 0 | Fail RIM
[12 empty] | Industrial | Pump System Optimization | N | Lumber/Furniture/Pulp/Paper | New | 1.246 | 0.55788 | 2.2334 | 0 | 0 | 0 | Fail RIM
[12 empty] | Industrial | Process Refrig Controls | N | Lumber/Furniture/Pulp/Paper | Existing | 0.4599 | 0.54822 | 0.83889 | 0 | 0 | 0 | Fail RIM
[12 empty] | Industrial | Process Refrig Controls | N | Lumber/Furniture/Pulp/Paper | New | 0.4599 | 0.54822 | 0.83889 | 0 | 0 | 0 | Fail RIM
[12 empty] | Industrial | Process Refrig Equipment Upgrade | N | Lumber/Furniture/Pulp/Paper | New | 1.3206 | 0.55494 | 2.3798 | 0 | 0 | 0 | Fail RIM
[12 empty] | Industrial | Process Refrig Equipment Upgrade | N | Lumber/Furniture/Pulp/Paper | Turnover | 1.3206 | 0.55494 | 2.3798 | 0 | 0 | 0 | Fail RIM
[12 empty] | Industrial | Process Heat Improved Controls | N | Lumber/Furniture/Pulp/Paper | Existing | 0.45097 | 0.54822 | 0.82259 | 0 | 0 | 0 | Fail RIM
[12 empty] | Industrial | Process Heat Improved Controls | N | Lumber/Furniture/Pulp/Paper | New | 0.45097 | 0.54822 | 0.82259 | 0 | 0 | 0 | Fail RIM
[12 empty] | Industrial | Process Heat System Optimization | N | Lumber/Furniture/Pulp/Paper | Existing | 0.28802 | 0.559 | 0.51525 | 0 | 0 | 0 | Fail RIM
[12 empty] | Industrial | Process Heat System Optimization | N | Lumber/Furniture/Pulp/Paper | New | 0.28802 | 0.559 | 0.51525 | 0 | 0 | 0 | Fail RIM
[12 empty] | Industrial | Process Other Equipment Upgrades | N | Lumber/Furniture/Pulp/Paper | New | 3.6137 | 0.55494 | 6.512 | 0 | 0 | 0 | Fail RIM
[12 empty] | Industrial | Process Other Equipment Upgrades | N | Lumber/Furniture/Pulp/Paper | Turnover | 3.6137 | 0.55494 | 6.512 | 0 | 0 | 0 | Fail RIM
[12 empty] | Industrial | Process Other Systems Optimization | N | Lumber/Furniture/Pulp/Paper | Existing | 1.654 | 0.55667 | 2.9712 | 0 | 0 | 0 | Fail RIM
[12 empty] | Industrial | Process Other Systems Optimization | N | Lumber/Furniture/Pulp/Paper | New | 1.654 | 0.55667 | 2.9712 | 0 | 0 | 0 | Fail RIM
[12 empty] | Industrial | Compressed Air Controls | N | Metal Products and Machinery | Existing | 7.226 | 0.55521 | 13.0149 | 0 | 0 | 0 | Fail RIM
[12 empty] | Industrial | Compressed Air Controls | N | Metal Products and Machinery | New | 7.226 | 0.55521 | 13.0149 | 0 | 0 | 0 | Fail RIM
[12 empty] | Industrial | Compressed Air Equipment | N | Metal Products and Machinery | New | 4.0905 | 0.55115 | 7.4218 | 0 | 0 | 0 | Fail RIM
[12 empty] | Industrial | Compressed Air Equipment | N | Metal Products and Machinery | Turnover | 4.0905 | 0.55115 | 7.4218 | 0 | 0 | 0 | Fail RIM
[12 empty] | Industrial | Compressed Air System Optimization | N | Metal Products and Machinery | Existing | 6.6201 | 0.55788 | 11.8667 | 0 | 0 | 0 | Fail RIM
[12 empty] | Industrial | Compressed Air System Optimization | N | Metal Products and Machinery | New | 6.6201 | 0.55788 | 11.8667 | 0 | 0 | 0 | Fail RIM
[12 empty] | Industrial | Plant Energy Management | N | Metal Products and Machinery | Existing | 2.9451 | 0.55491 | 5.3075 | 0 | 0 | 0 | Fail RIM
[12 empty] | Industrial | Plant Energy Management | N | Metal Products and Machinery | New | 2.9451 | 0.55491 | 5.3075 | 0 | 0 | 0 | Fail RIM
[12 empty] | Industrial | Efficient Lighting - Exterior | N | Metal Products and Machinery | New | 2.9212 | 0.75161 | 3.8866 | 0 | 0 | 0 | Fail RIM
[12 empty] | Industrial | Efficient Lighting - Exterior | N | Metal Products and Machinery | Turnover | 2.9212 | 0.75161 | 3.8866 | 0 | 0 | 0 | Fail RIM
[12 empty] | Industrial | Lighting Controls - Exterior | N | Metal Products and Machinery | Existing | 1.7292 | 0.75616 | 2.2869 | 0 | 0 | 0 | Fail RIM
[12 empty] | Industrial | Lighting Controls - Exterior | N | Metal Products and Machinery | New | 1.7292 | 0.75616 | 2.2869 | 0 | 0 | 0 | Fail RIM
[12 empty] | Industrial | Building Envelope Improvements | N | Metal Products and Machinery | Existing | 3.1545 | 0.54413 | 5.7974 | 0 | 0 | 0 | Fail RIM
[12 empty] | Industrial | Building Envelope Improvements | N | Metal Products and Machinery | New | 3.1545 | 0.54413 | 5.7974 | 0 | 0 | 0 | Fail RIM
[12 empty] | Industrial | HVAC Equipment Upgrades | Y | Metal Products and Machinery | New | 2.9992 | 0.54009 | 5.5531 | 0 | 0 | 0 | Fail RIM
[12 empty] | Industrial | HVAC Equipment Upgrades | Y | Metal Products and Machinery | Turnover | 2.9992 | 0.54009 | 5.5531 | 0 | 0 | 0 | Fail RIM
[12 empty] | Industrial | HVAC Improved Controls | N | Metal Products and Machinery | Existing | 6.9405 | 0.54413 | 12.7553 | 0 | 0 | 0 | Fail RIM
[12 empty] | Industrial | HVAC Improved Controls | N | Metal Products and Machinery | New | 6.9405 | 0.54413 | 12.7553 | 0 | 0 | 0 | Fail RIM
[12 empty] | Industrial | HVAC Recommissioning | N | Metal Products and Machinery | Existing | 0.27279 | 0.55082 | 0.49525 | 0 | 0 | 0 | Fail RIM
[12 empty] | Industrial | HVAC Recommissioning | N | Metal Products and Machinery | New | 0.27279 | 0.55082 | 0.49525 | 0 | 0 | 0 | Fail RIM
[12 empty] | Industrial | Efficient Lighting - High Bay | N | Metal Products and Machinery | New | 1.7898 | 0.54633 | 3.2759 | 0 | 0 | 0 | Fail RIM
[12 empty] | Industrial | Efficient Lighting - High Bay | N | Metal Products and Machinery | Turnover | 1.7898 | 0.54633 | 3.2759 | 0 | 0 | 0 | Fail RIM
[12 empty] | Industrial | Efficient Lighting - Other Interior Lighting | N | Metal Products and Machinery | New | 1.0011 | 0.54497 | 1.837 | 0 | 0 | 0 | Fail RIM
[12 empty] | Industrial | Efficient Lighting - Other Interior Lighting | N | Metal Products and Machinery | Turnover | 1.0011 | 0.54497 | 1.837 | 0 | 0 | 0 | Fail RIM
[12 empty] | Industrial | Lighting Controls | N | Metal Products and Machinery | Existing | 1.9967 | 0.55058 | 3.6266 | 0 | 0 | 0 | Fail RIM
[12 empty] | Industrial | Lighting Controls | N | Metal Products and Machinery | New | 1.9967 | 0.55058 | 3.6266 | 0 | 0 | 0 | Fail RIM
[12 empty] | Industrial | Fan Equipment Upgrades | N | Metal Products and Machinery | New | 2.7476 | 0.55115 | 4.9851 | 0 | 0 | 0 | Fail RIM
[12 empty] | Industrial | Fan Equipment Upgrades | N | Metal Products and Machinery | Turnover | 2.7476 | 0.55115 | 4.9851 | 0 | 0 | 0 | Fail RIM
[12 empty] | Industrial | Fan Improved Controls | N | Metal Products and Machinery | Existing | 16.4072 | 0.55115 | 29.7689 | 0 | 0 | 0 | Fail RIM
[12 empty] | Industrial | Fan Improved Controls | N | Metal Products and Machinery | New | 16.4072 | 0.55115 | 29.7689 | 0 | 0 | 0 | Fail RIM
[12 empty] | Industrial | Fan System Optimization | N | Metal Products and Machinery | Existing | 15.2958 | 0.55788 | 27.4179 | 0 | 0 | 0 | Fail RIM
[12 empty] | Industrial | Fan System Optimization | N | Metal Products and Machinery | New | 15.2958 | 0.55788 | 27.4179 | 0 | 0 | 0 | Fail RIM
[12 empty] | Industrial | Motor Equipment Upgrades | N | Metal Products and Machinery | New | 1.7214 | 0.55788 | 3.0855 | 0 | 0 | 0 | Fail RIM
[12 empty] | Industrial | Motor Equipment Upgrades | N | Metal Products and Machinery | Turnover | 1.7214 | 0.55788 | 3.0855 | 0 | 0 | 0 | Fail RIM
[12 empty] | Industrial | Motor Improved Controls | N | Metal Products and Machinery | Existing | 8.9035 | 0.55115 | 16.1545 | 0 | 0 | 0 | Fail RIM
[12 empty] | Industrial | Motor Improved Controls | N | Metal Products and Machinery | New | 8.9035 | 0.55115 | 16.1545 | 0 | 0 | 0 | Fail RIM
[12 empty] | Industrial | Motor Optimization | N | Metal Products and Machinery | Existing | 3.8886 | 0.55788 | 6.9704 | 0 | 0 | 0 | Fail RIM
[12 empty] | Industrial | Motor Optimization | N | Metal Products and Machinery | New | 3.8886 | 0.55788 | 6.9704 | 0 | 0 | 0 | Fail RIM
[12 empty] | Industrial | Pump Equipment Upgrade | N | Metal Products and Machinery | New | 2.7476 | 0.55115 | 4.9851 | 0 | 0 | 0 | Fail RIM
[12 empty] | Industrial | Pump Equipment Upgrade | N | Metal Products and Machinery | Turnover | 2.7476 | 0.55115 | 4.9851 | 0 | 0 | 0 | Fail RIM
[12 empty] | Industrial | Pump Improved Controls | N | Metal Products and Machinery | Existing | 6.3265 | 0.55115 | 11.4787 | 0 | 0 | 0 | Fail RIM
[12 empty] | Industrial | Pump Improved Controls | N | Metal Products and Machinery | New | 6.3265 | 0.55115 | 11.4787 | 0 | 0 | 0 | Fail RIM
[12 empty] | Industrial | Pump System Optimization | N | Metal Products and Machinery | Existing | 10.7956 | 0.55788 | 19.3513 | 0 | 0 | 0 | Fail RIM
[12 empty] | Industrial | Pump System Optimization | N | Metal Products and Machinery | New | 10.7956 | 0.55788 | 19.3513 | 0 | 0 | 0 | Fail RIM
[12 empty] | Industrial | Process Refrig Controls | N | Metal Products and Machinery | Existing | 0.68015 | 0.54822 | 1.2406 | 0 | 0 | 0 | Fail RIM
[12 empty] | Industrial | Process Refrig Controls | N | Metal Products and Machinery | New | 0.68015 | 0.54822 | 1.2406 | 0 | 0 | 0 | Fail RIM
[12 empty] | Industrial | Process Refrig Equipment Upgrade | N | Metal Products and Machinery | New | 1.6165 | 0.55494 | 2.9129 | 0 | 0 | 0 | Fail RIM
[12 empty] | Industrial | Process Refrig Equipment Upgrade | N | Metal Products and Machinery | Turnover | 1.6165 | 0.55494 | 2.9129 | 0 | 0 | 0 | Fail RIM
[12 empty] | Industrial | Process Refrig System Optimization | N | Metal Products and Machinery | Existing | 31.2964 | 0.55742 | 56.145 | 0 | 0 | 0 | Fail RIM
[12 empty] | Industrial | Process Refrig System Optimization | N | Metal Products and Machinery | New | 31.2964 | 0.55742 | 56.145 | 0 | 0 | 0 | Fail RIM
[12 empty] | Industrial | Process Heat Equipment Upgrade | N | Metal Products and Machinery | New | 3.0918 | 0.55494 | 5.5714 | 0 | 0 | 0 | Fail RIM
[12 empty] | Industrial | Process Heat Equipment Upgrade | N | Metal Products and Machinery | Turnover | 3.0918 | 0.55494 | 5.5714 | 0 | 0 | 0 | Fail RIM
[12 empty] | Industrial | Process Heat Improved Controls | N | Metal Products and Machinery | Existing | 0.44986 | 0.54822 | 0.82058 | 0 | 0 | 0 | Fail RIM
[12 empty] | Industrial | Process Heat Improved Controls | N | Metal Products and Machinery | New | 0.44986 | 0.54822 | 0.82058 | 0 | 0 | 0 | Fail RIM
[12 empty] | Industrial | Process Heat System Optimization | N | Metal Products and Machinery | Existing | 0.42592 | 0.559 | 0.76194 | 0 | 0 | 0 | Fail RIM
[12 empty] | Industrial | Process Heat System Optimization | N | Metal Products and Machinery | New | 0.42592 | 0.559 | 0.76194 | 0 | 0 | 0 | Fail RIM
[12 empty] | Industrial | Process Other Systems Optimization | N | Metal Products and Machinery | Existing | 1.0992 | 0.55667 | 1.9747 | 0 | 0 | 0 | Fail RIM
[12 empty] | Industrial | Process Other Systems Optimization | N | Metal Products and Machinery | New | 1.0992 | 0.55667 | 1.9747 | 0 | 0 | 0 | Fail RIM
[12 empty] | Industrial | Compressed Air Controls | N | Miscellaneous Manufacturing | Existing | 55.9668 | 0.55521 | 100.8024 | 0 | 0 | 0 | Fail RIM
[12 empty] | Industrial | Compressed Air Controls | N | Miscellaneous Manufacturing | New | 55.9668 | 0.55521 | 100.8024 | 0 | 0 | 0 | Fail RIM
[12 empty] | Industrial | Compressed Air Equipment | N | Miscellaneous Manufacturing | New | 28.0023 | 0.55115 | 50.807 | 0 | 0 | 0 | Fail RIM
[12 empty] | Industrial | Compressed Air Equipment | N | Miscellaneous Manufacturing | Turnover | 28.0023 | 0.55115 | 50.807 | 0 | 0 | 0 | Fail RIM
[12 empty] | Industrial | Compressed Air System Optimization | N | Miscellaneous Manufacturing | Existing | 4.2649 | 0.55788 | 7.645 | 0 | 0 | 0 | Fail RIM
[12 empty] | Industrial | Compressed Air System Optimization | N | Miscellaneous Manufacturing | New | 4.2649 | 0.55788 | 7.645 | 0 | 0 | 0 | Fail RIM
[12 empty] | Industrial | Plant Energy Management | N | Miscellaneous Manufacturing | Existing | 14.0848 | 0.55491 | 25.3822 | 0 | 0 | 0 | Fail RIM
[12 empty] | Industrial | Plant Energy Management | N | Miscellaneous Manufacturing | New | 14.0848 | 0.55491 | 25.3822 | 0 | 0 | 0 | Fail RIM
[12 empty] | Industrial | Efficient Lighting - Exterior | N | Miscellaneous Manufacturing | New | 2.9212 | 0.75161 | 3.8866 | 0 | 0 | 0 | Fail RIM
[12 empty] | Industrial | Efficient Lighting - Exterior | N | Miscellaneous Manufacturing | Turnover | 2.9212 | 0.75161 | 3.8866 | 0 | 0 | 0 | Fail RIM
[12 empty] | Industrial | Lighting Controls - Exterior | N | Miscellaneous Manufacturing | Existing | 2.4381 | 0.75616 | 3.2244 | 0 | 0 | 0 | Fail RIM
[12 empty] | Industrial | Lighting Controls - Exterior | N | Miscellaneous Manufacturing | New | 2.4381 | 0.75616 | 3.2244 | 0 | 0 | 0 | Fail RIM
[12 empty] | Industrial | Building Envelope Improvements | N | Miscellaneous Manufacturing | Existing | 4.0741 | 0.54413 | 7.4874 | 0 | 0 | 0 | Fail RIM
[12 empty] | Industrial | Building Envelope Improvements | N | Miscellaneous Manufacturing | New | 4.0741 | 0.54413 | 7.4874 | 0 | 0 | 0 | Fail RIM
[12 empty] | Industrial | HVAC Equipment Upgrades | Y | Miscellaneous Manufacturing | New | 1.3717 | 0.54009 | 2.5397 | 0 | 0 | 0 | Fail RIM
[12 empty] | Industrial | HVAC Equipment Upgrades | Y | Miscellaneous Manufacturing | Turnover | 1.3717 | 0.54009 | 2.5397 | 0 | 0 | 0 | Fail RIM
[12 empty] | Industrial | HVAC Improved Controls | N | Miscellaneous Manufacturing | Existing | 65.1925 | 0.54413 | 119.8108 | 0 | 0 | 0 | Fail RIM
[12 empty] | Industrial | HVAC Improved Controls | N | Miscellaneous Manufacturing | New | 65.1925 | 0.54413 | 119.8108 | 0 | 0 | 0 | Fail RIM
[12 empty] | Industrial | Efficient Lighting - High Bay | N | Miscellaneous Manufacturing | New | 1.7898 | 0.54633 | 3.2759 | 0 | 0 | 0 | Fail RIM
[12 empty] | Industrial | Efficient Lighting - High Bay | N | Miscellaneous Manufacturing | Turnover | 1.7898 | 0.54633 | 3.2759 | 0 | 0 | 0 | Fail RIM
[12 empty] | Industrial | Efficient Lighting - Other Interior Lighting | N | Miscellaneous Manufacturing | New | 1.0011 | 0.54497 | 1.837 | 0 | 0 | 0 | Fail RIM
[12 empty] | Industrial | Efficient Lighting - Other Interior Lighting | N | Miscellaneous Manufacturing | Turnover | 1.0011 | 0.54497 | 1.837 | 0 | 0 | 0 | Fail RIM
[12 empty] | Industrial | Lighting Controls | N | Miscellaneous Manufacturing | Existing | 2.8153 | 0.55058 | 5.1133 | 0 | 0 | 0 | Fail RIM
[12 empty] | Industrial | Lighting Controls | N | Miscellaneous Manufacturing | New | 2.8153 | 0.55058 | 5.1133 | 0 | 0 | 0 | Fail RIM
[12 empty] | Industrial | Fan Equipment Upgrades | N | Miscellaneous Manufacturing | New | 2.2131 | 0.55115 | 4.0154 | 0 | 0 | 0 | Fail RIM
[12 empty] | Industrial | Fan Equipment Upgrades | N | Miscellaneous Manufacturing | Turnover | 2.2131 | 0.55115 | 4.0154 | 0 | 0 | 0 | Fail RIM
[12 empty] | Industrial | Fan Improved Controls | N | Miscellaneous Manufacturing | Existing | 16.4072 | 0.55115 | 29.7689 | 0 | 0 | 0 | Fail RIM
[12 empty] | Industrial | Fan Improved Controls | N | Miscellaneous Manufacturing | New | 16.4072 | 0.55115 | 29.7689 | 0 | 0 | 0 | Fail RIM
[12 empty] | Industrial | Motor Equipment Upgrades | N | Miscellaneous Manufacturing | New | 1.4489 | 0.55788 | 2.5971 | 0 | 0 | 0 | Fail RIM
[12 empty] | Industrial | Motor Equipment Upgrades | N | Miscellaneous Manufacturing | Turnover | 1.4489 | 0.55788 | 2.5971 | 0 | 0 | 0 | Fail RIM
[12 empty] | Industrial | Motor Improved Controls | N | Miscellaneous Manufacturing | Existing | 6.3265 | 0.55115 | 11.4787 | 0 | 0 | 0 | Fail RIM
[12 empty] | Industrial | Motor Improved Controls | N | Miscellaneous Manufacturing | New | 6.3265 | 0.55115 | 11.4787 | 0 | 0 | 0 | Fail RIM
[12 empty] | Industrial | Motor Optimization | N | Miscellaneous Manufacturing | Existing | 0.50896 | 0.55788 | 0.91232 | 0 | 0 | 0 | Fail RIM
[12 empty] | Industrial | Motor Optimization | N | Miscellaneous Manufacturing | New | 0.50896 | 0.55788 | 0.91232 | 0 | 0 | 0 | Fail RIM
[12 empty] | Industrial | Pump Equipment Upgrade | N | Miscellaneous Manufacturing | New | 3.0315 | 0.55115 | 5.5003 | 0 | 0 | 0 | Fail RIM
[12 empty] | Industrial | Pump Equipment Upgrade | N | Miscellaneous Manufacturing | Turnover | 3.0315 | 0.55115 | 5.5003 | 0 | 0 | 0 | Fail RIM
[12 empty] | Industrial | Pump Improved Controls | N | Miscellaneous Manufacturing | Existing | 6.3265 | 0.55115 | 11.4787 | 0 | 0 | 0 | Fail RIM
[12 empty] | Industrial | Pump Improved Controls | N | Miscellaneous Manufacturing | New | 6.3265 | 0.55115 | 11.4787 | 0 | 0 | 0 | Fail RIM
[12 empty] | Industrial | Pump System Optimization | N | Miscellaneous Manufacturing | Existing | 2.2418 | 0.55788 | 4.0184 | 0 | 0 | 0 | Fail RIM
[12 empty] | Industrial | Pump System Optimization | N | Miscellaneous Manufacturing | New | 2.2418 | 0.55788 | 4.0184 | 0 | 0 | 0 | Fail RIM
[12 empty] | Industrial | Process Refrig Controls | N | Miscellaneous Manufacturing | Existing | 0.4599 | 0.54822 | 0.83889 | 0 | 0 | 0 | Fail RIM
[12 empty] | Industrial | Process Refrig Controls | N | Miscellaneous Manufacturing | New | 0.4599 | 0.54822 | 0.83889 | 0 | 0 | 0 | Fail RIM
[12 empty] | Industrial | Process Refrig Equipment Upgrade | N | Miscellaneous Manufacturing | New | 1.3344 | 0.55494 | 2.4045 | 0 | 0 | 0 | Fail RIM
[12 empty] | Industrial | Process Refrig Equipment Upgrade | N | Miscellaneous Manufacturing | Turnover | 1.3344 | 0.55494 | 2.4045 | 0 | 0 | 0 | Fail RIM
[12 empty] | Industrial | Process Refrig System Optimization | N | Miscellaneous Manufacturing | Existing | 0.54679 | 0.55742 | 0.98093 | 0 | 0 | 0 | Fail RIM
[12 empty] | Industrial | Process Refrig System Optimization | N | Miscellaneous Manufacturing | New | 0.54679 | 0.55742 | 0.98093 | 0 | 0 | 0 | Fail RIM
[12 empty] | Industrial | Process Heat Improved Controls | N | Miscellaneous Manufacturing | Existing | 0.45097 | 0.54822 | 0.82259 | 0 | 0 | 0 | Fail RIM
[12 empty] | Industrial | Process Heat Improved Controls | N | Miscellaneous Manufacturing | New | 0.45097 | 0.54822 | 0.82259 | 0 | 0 | 0 | Fail RIM
[12 empty] | Industrial | Process Heat System Optimization | N | Miscellaneous Manufacturing | Existing | 0.53025 | 0.559 | 0.94857 | 0 | 0 | 0 | Fail RIM
[12 empty] | Industrial | Process Heat System Optimization | N | Miscellaneous Manufacturing | New | 0.53025 | 0.559 | 0.94857 | 0 | 0 | 0 | Fail RIM
[12 empty] | Industrial | Process Other Systems Optimization | N | Miscellaneous Manufacturing | Existing | 8.4127 | 0.55667 | 15.1126 | 0 | 0 | 0 | Fail RIM
[12 empty] | Industrial | Process Other Systems Optimization | N | Miscellaneous Manufacturing | New | 8.4127 | 0.55667 | 15.1126 | 0 | 0 | 0 | Fail RIM
[12 empty] | Industrial | Compressed Air Controls | N | Primary Resources Industries | Existing | 7.9873 | 0.55521 | 14.3861 | 0 | 0 | 0 | Fail RIM
[12 empty] | Industrial | Compressed Air Controls | N | Primary Resources Industries | New | 7.9873 | 0.55521 | 14.3861 | 0 | 0 | 0 | Fail RIM
[12 empty] | Industrial | Compressed Air Equipment | N | Primary Resources Industries | New | 3.3396 | 0.55115 | 6.0593 | 0 | 0 | 0 | Fail RIM
[12 empty] | Industrial | Compressed Air Equipment | N | Primary Resources Industries | Turnover | 3.3396 | 0.55115 | 6.0593 | 0 | 0 | 0 | Fail RIM
[12 empty] | Industrial | Compressed Air System Optimization | N | Primary Resources Industries | Existing | 6.8922 | 0.55788 | 12.3543 | 0 | 0 | 0 | Fail RIM
[12 empty] | Industrial | Compressed Air System Optimization | N | Primary Resources Industries | New | 6.8922 | 0.55788 | 12.3543 | 0 | 0 | 0 | Fail RIM
[12 empty] | Industrial | Plant Energy Management | N | Primary Resources Industries | Existing | 14.0848 | 0.55491 | 25.3822 | 0 | 0 | 0 | Fail RIM
[12 empty] | Industrial | Plant Energy Management | N | Primary Resources Industries | New | 14.0848 | 0.55491 | 25.3822 | 0 | 0 | 0 | Fail RIM
[12 empty] | Industrial | Efficient Lighting - Exterior | N | Primary Resources Industries | New | 2.9212 | 0.75161 | 3.8866 | 0 | 0 | 0 | Fail RIM
[12 empty] | Industrial | Efficient Lighting - Exterior | N | Primary Resources Industries | Turnover | 2.9212 | 0.75161 | 3.8866 | 0 | 0 | 0 | Fail RIM
[12 empty] | Industrial | Lighting Controls - Exterior | N | Primary Resources Industries | Existing | 1.8725 | 0.75616 | 2.4763 | 0 | 0 | 0 | Fail RIM
[12 empty] | Industrial | Lighting Controls - Exterior | N | Primary Resources Industries | New | 1.8725 | 0.75616 | 2.4763 | 0 | 0 | 0 | Fail RIM
[12 empty] | Industrial | Building Envelope Improvements | N | Primary Resources Industries | Existing | 3.1301 | 0.54413 | 5.7525 | 0 | 0 | 0 | Fail RIM
[12 empty] | Industrial | Building Envelope Improvements | N | Primary Resources Industries | New | 3.1301 | 0.54413 | 5.7525 | 0 | 0 | 0 | Fail RIM
[12 empty] | Industrial | HVAC Equipment Upgrades | Y | Primary Resources Industries | New | 1.8605 | 0.54009 | 3.4447 | 0 | 0 | 0 | Fail RIM
[12 empty] | Industrial | HVAC Equipment Upgrades | Y | Primary Resources Industries | Turnover | 1.8605 | 0.54009 | 3.4447 | 0 | 0 | 0 | Fail RIM
[12 empty] | Industrial | HVAC Improved Controls | N | Primary Resources Industries | Existing | 13.0531 | 0.54413 | 23.9891 | 0 | 0 | 0 | Fail RIM
[12 empty] | Industrial | HVAC Improved Controls | N | Primary Resources Industries | New | 13.0531 | 0.54413 | 23.9891 | 0 | 0 | 0 | Fail RIM
[12 empty] | Industrial | Efficient Lighting - High Bay | N | Primary Resources Industries | New | 1.7898 | 0.54633 | 3.2759 | 0 | 0 | 0 | Fail RIM
[12 empty] | Industrial | Efficient Lighting - High Bay | N | Primary Resources Industries | Turnover | 1.7898 | 0.54633 | 3.2759 | 0 | 0 | 0 | Fail RIM
[12 empty] | Industrial | Efficient Lighting - Other Interior Lighting | N | Primary Resources Industries | New | 1.0011 | 0.54497 | 1.837 | 0 | 0 | 0 | Fail RIM
[12 empty] | Industrial | Efficient Lighting - Other Interior Lighting | N | Primary Resources Industries | Turnover | 1.0011 | 0.54497 | 1.837 | 0 | 0 | 0 | Fail RIM
[12 empty] | Industrial | Lighting Controls | N | Primary Resources Industries | Existing | 2.1621 | 0.55058 | 3.927 | 0 | 0 | 0 | Fail RIM
[12 empty] | Industrial | Lighting Controls | N | Primary Resources Industries | New | 2.1621 | 0.55058 | 3.927 | 0 | 0 | 0 | Fail RIM
[12 empty] | Industrial | Fan Equipment Upgrades | N | Primary Resources Industries | New | 3.6287 | 0.55115 | 6.5838 | 0 | 0 | 0 | Fail RIM
[12 empty] | Industrial | Fan Equipment Upgrades | N | Primary Resources Industries | Turnover | 3.6287 | 0.55115 | 6.5838 | 0 | 0 | 0 | Fail RIM
[12 empty] | Industrial | Fan Improved Controls | N | Primary Resources Industries | Existing | 16.4072 | 0.55115 | 29.7689 | 0 | 0 | 0 | Fail RIM
[12 empty] | Industrial | Fan Improved Controls | N | Primary Resources Industries | New | 16.4072 | 0.55115 | 29.7689 | 0 | 0 | 0 | Fail RIM
[12 empty] | Industrial | Fan System Optimization | N | Primary Resources Industries | Existing | 96.8566 | 0.55788 | 173.6167 | 0 | 0 | 0 | Fail RIM
[12 empty] | Industrial | Fan System Optimization | N | Primary Resources Industries | New | 96.8566 | 0.55788 | 173.6167 | 0 | 0 | 0 | Fail RIM
[12 empty] | Industrial | Motor Equipment Upgrades | N | Primary Resources Industries | New | 1.825 | 0.55788 | 3.2713 | 0 | 0 | 0 | Fail RIM
[12 empty] | Industrial | Motor Equipment Upgrades | N | Primary Resources Industries | Turnover | 1.825 | 0.55788 | 3.2713 | 0 | 0 | 0 | Fail RIM
[12 empty] | Industrial | Motor Improved Controls | N | Primary Resources Industries | Existing | 6.3265 | 0.55115 | 11.4787 | 0 | 0 | 0 | Fail RIM
[12 empty] | Industrial | Motor Improved Controls | N | Primary Resources Industries | New | 6.3265 | 0.55115 | 11.4787 | 0 | 0 | 0 | Fail RIM
[12 empty] | Industrial | Motor Optimization | N | Primary Resources Industries | Existing | 5.1261 | 0.55788 | 9.1886 | 0 | 0 | 0 | Fail RIM
[12 empty] | Industrial | Motor Optimization | N | Primary Resources Industries | New | 5.1261 | 0.55788 | 9.1886 | 0 | 0 | 0 | Fail RIM
[12 empty] | Industrial | Pump Equipment Upgrade | N | Primary Resources Industries | New | 3.6287 | 0.55115 | 6.5838 | 0 | 0 | 0 | Fail RIM
[12 empty] | Industrial | Pump Equipment Upgrade | N | Primary Resources Industries | Turnover | 3.6287 | 0.55115 | 6.5838 | 0 | 0 | 0 | Fail RIM
[12 empty] | Industrial | Pump Improved Controls | N | Primary Resources Industries | Existing | 6.3265 | 0.55115 | 11.4787 | 0 | 0 | 0 | Fail RIM
[12 empty] | Industrial | Pump Improved Controls | N | Primary Resources Industries | New | 6.3265 | 0.55115 | 11.4787 | 0 | 0 | 0 | Fail RIM
[12 empty] | Industrial | Pump System Optimization | N | Primary Resources Industries | Existing | 37.6376 | 0.55788 | 67.4659 | 0 | 0 | 0 | Fail RIM
[12 empty] | Industrial | Pump System Optimization | N | Primary Resources Industries | New | 37.6376 | 0.55788 | 67.4659 | 0 | 0 | 0 | Fail RIM
[12 empty] | Industrial | Process Refrig Controls | N | Primary Resources Industries | Existing | 0.4599 | 0.54822 | 0.83889 | 0 | 0 | 0 | Fail RIM
[12 empty] | Industrial | Process Refrig Controls | N | Primary Resources Industries | New | 0.4599 | 0.54822 | 0.83889 | 0 | 0 | 0 | Fail RIM
[12 empty] | Industrial | Process Refrig Equipment Upgrade | N | Primary Resources Industries | New | 2.1503 | 0.55494 | 3.8748 | 0 | 0 | 0 | Fail RIM
[12 empty] | Industrial | Process Refrig Equipment Upgrade | N | Primary Resources Industries | Turnover | 2.1503 | 0.55494 | 3.8748 | 0 | 0 | 0 | Fail RIM
[12 empty] | Industrial | Process Refrig System Optimization | N | Primary Resources Industries | Existing | 31.2964 | 0.55742 | 56.145 | 0 | 0 | 0 | Fail RIM
[12 empty] | Industrial | Process Refrig System Optimization | N | Primary Resources Industries | New | 31.2964 | 0.55742 | 56.145 | 0 | 0 | 0 | Fail RIM
[12 empty] | Industrial | Process Heat Improved Controls | N | Primary Resources Industries | Existing | 0.45097 | 0.54822 | 0.82259 | 0 | 0 | 0 | Fail RIM
[12 empty] | Industrial | Process Heat Improved Controls | N | Primary Resources Industries | New | 0.45097 | 0.54822 | 0.82259 | 0 | 0 | 0 | Fail RIM
[12 empty] | Industrial | Process Heat System Optimization | N | Primary Resources Industries | Existing | 0.47332 | 0.559 | 0.84672 | 0 | 0 | 0 | Fail RIM
[12 empty] | Industrial | Process Heat System Optimization | N | Primary Resources Industries | New | 0.47332 | 0.559 | 0.84672 | 0 | 0 | 0 | Fail RIM
[12 empty] | Industrial | Process Other Systems Optimization | N | Primary Resources Industries | Existing | 1.0115 | 0.55667 | 1.817 | 0 | 0 | 0 | Fail RIM
[12 empty] | Industrial | Process Other Systems Optimization | N | Primary Resources Industries | New | 1.0115 | 0.55667 | 1.817 | 0 | 0 | 0 | Fail RIM
[12 empty] | Industrial | Compressed Air Controls | N | Stone/Clay/Glass/Concrete | Existing | 6.8087 | 0.55521 | 12.2632 | 0 | 0 | 0 | Fail RIM
[12 empty] | Industrial | Compressed Air Controls | N | Stone/Clay/Glass/Concrete | New | 6.8087 | 0.55521 | 12.2632 | 0 | 0 | 0 | Fail RIM
[12 empty] | Industrial | Compressed Air Equipment | N | Stone/Clay/Glass/Concrete | New | 1.8234 | 0.55115 | 3.3083 | 0 | 0 | 0 | Fail RIM
[12 empty] | Industrial | Compressed Air Equipment | N | Stone/Clay/Glass/Concrete | Turnover | 1.8234 | 0.55115 | 3.3083 | 0 | 0 | 0 | Fail RIM
[12 empty] | Industrial | Compressed Air System Optimization | N | Stone/Clay/Glass/Concrete | Existing | 5.1204 | 0.55788 | 9.1783 | 0 | 0 | 0 | Fail RIM
[12 empty] | Industrial | Compressed Air System Optimization | N | Stone/Clay/Glass/Concrete | New | 5.1204 | 0.55788 | 9.1783 | 0 | 0 | 0 | Fail RIM
[12 empty] | Industrial | Plant Energy Management | N | Stone/Clay/Glass/Concrete | Existing | 14.0848 | 0.55491 | 25.3822 | 0 | 0 | 0 | Fail RIM
[12 empty] | Industrial | Plant Energy Management | N | Stone/Clay/Glass/Concrete | New | 14.0848 | 0.55491 | 25.3822 | 0 | 0 | 0 | Fail RIM
[12 empty] | Industrial | Efficient Lighting - Exterior | N | Stone/Clay/Glass/Concrete | New | 2.9212 | 0.75161 | 3.8866 | 0 | 0 | 0 | Fail RIM
[12 empty] | Industrial | Efficient Lighting - Exterior | N | Stone/Clay/Glass/Concrete | Turnover | 2.9212 | 0.75161 | 3.8866 | 0 | 0 | 0 | Fail RIM
[12 empty] | Industrial | Lighting Controls - Exterior | N | Stone/Clay/Glass/Concrete | Existing | 1.8363 | 0.75616 | 2.4284 | 0 | 0 | 0 | Fail RIM
[12 empty] | Industrial | Lighting Controls - Exterior | N | Stone/Clay/Glass/Concrete | New | 1.8363 | 0.75616 | 2.4284 | 0 | 0 | 0 | Fail RIM
[12 empty] | Industrial | Building Envelope Improvements | N | Stone/Clay/Glass/Concrete | Existing | 2.6266 | 0.54413 | 4.8272 | 0 | 0 | 0 | Fail RIM
[12 empty] | Industrial | Building Envelope Improvements | N | Stone/Clay/Glass/Concrete | New | 2.6266 | 0.54413 | 4.8272 | 0 | 0 | 0 | Fail RIM
[12 empty] | Industrial | HVAC Equipment Upgrades | Y | Stone/Clay/Glass/Concrete | New | 3.58 | 0.54009 | 6.6284 | 0 | 0 | 0 | Fail RIM
[12 empty] | Industrial | HVAC Equipment Upgrades | Y | Stone/Clay/Glass/Concrete | Turnover | 3.58 | 0.54009 | 6.6284 | 0 | 0 | 0 | Fail RIM
[12 empty] | Industrial | HVAC Improved Controls | N | Stone/Clay/Glass/Concrete | Existing | 9.9878 | 0.54413 | 18.3555 | 0 | 0 | 0 | Fail RIM
[12 empty] | Industrial | HVAC Improved Controls | N | Stone/Clay/Glass/Concrete | New | 9.9878 | 0.54413 | 18.3555 | 0 | 0 | 0 | Fail RIM
[12 empty] | Industrial | Efficient Lighting - High Bay | N | Stone/Clay/Glass/Concrete | New | 1.7898 | 0.54633 | 3.2759 | 0 | 0 | 0 | Fail RIM
[12 empty] | Industrial | Efficient Lighting - High Bay | N | Stone/Clay/Glass/Concrete | Turnover | 1.7898 | 0.54633 | 3.2759 | 0 | 0 | 0 | Fail RIM
[12 empty] | Industrial | Efficient Lighting - Other Interior Lighting | N | Stone/Clay/Glass/Concrete | New | 1.0011 | 0.54497 | 1.837 | 0 | 0 | 0 | Fail RIM
[12 empty] | Industrial | Efficient Lighting - Other Interior Lighting | N | Stone/Clay/Glass/Concrete | Turnover | 1.0011 | 0.54497 | 1.837 | 0 | 0 | 0 | Fail RIM
[12 empty] | Industrial | Lighting Controls | N | Stone/Clay/Glass/Concrete | Existing | 2.1203 | 0.55058 | 3.851 | 0 | 0 | 0 | Fail RIM
[12 empty] | Industrial | Lighting Controls | N | Stone/Clay/Glass/Concrete | New | 2.1203 | 0.55058 | 3.851 | 0 | 0 | 0 | Fail RIM
[12 empty] | Industrial | Fan Equipment Upgrades | N | Stone/Clay/Glass/Concrete | New | 2.2131 | 0.55115 | 4.0154 | 0 | 0 | 0 | Fail RIM
[12 empty] | Industrial | Fan Equipment Upgrades | N | Stone/Clay/Glass/Concrete | Turnover | 2.2131 | 0.55115 | 4.0154 | 0 | 0 | 0 | Fail RIM
[12 empty] | Industrial | Fan Improved Controls | N | Stone/Clay/Glass/Concrete | Existing | 16.4072 | 0.55115 | 29.7689 | 0 | 0 | 0 | Fail RIM
[12 empty] | Industrial | Fan Improved Controls | N | Stone/Clay/Glass/Concrete | New | 16.4072 | 0.55115 | 29.7689 | 0 | 0 | 0 | Fail RIM
[12 empty] | Industrial | Motor Equipment Upgrades | N | Stone/Clay/Glass/Concrete | New | 5.1504 | 0.55788 | 9.2321 | 0 | 0 | 0 | Fail RIM
[12 empty] | Industrial | Motor Equipment Upgrades | N | Stone/Clay/Glass/Concrete | Turnover | 5.1504 | 0.55788 | 9.2321 | 0 | 0 | 0 | Fail RIM
[12 empty] | Industrial | Motor Improved Controls | N | Stone/Clay/Glass/Concrete | Existing | 6.3265 | 0.55115 | 11.4787 | 0 | 0 | 0 | Fail RIM
[12 empty] | Industrial | Motor Improved Controls | N | Stone/Clay/Glass/Concrete | New | 6.3265 | 0.55115 | 11.4787 | 0 | 0 | 0 | Fail RIM
[12 empty] | Industrial | Motor Optimization | N | Stone/Clay/Glass/Concrete | Existing | 4.8272 | 0.55788 | 8.6529 | 0 | 0 | 0 | Fail RIM
[12 empty] | Industrial | Motor Optimization | N | Stone/Clay/Glass/Concrete | New | 4.8272 | 0.55788 | 8.6529 | 0 | 0 | 0 | Fail RIM
[12 empty] | Industrial | Pump Equipment Upgrade | N | Stone/Clay/Glass/Concrete | New | 2.2131 | 0.55115 | 4.0154 | 0 | 0 | 0 | Fail RIM
[12 empty] | Industrial | Pump Equipment Upgrade | N | Stone/Clay/Glass/Concrete | Turnover | 2.2131 | 0.55115 | 4.0154 | 0 | 0 | 0 | Fail RIM
[12 empty] | Industrial | Pump Improved Controls | N | Stone/Clay/Glass/Concrete | Existing | 6.3265 | 0.55115 | 11.4787 | 0 | 0 | 0 | Fail RIM
[12 empty] | Industrial | Pump Improved Controls | N | Stone/Clay/Glass/Concrete | New | 6.3265 | 0.55115 | 11.4787 | 0 | 0 | 0 | Fail RIM
[12 empty] | Industrial | Pump System Optimization | N | Stone/Clay/Glass/Concrete | Existing | 34.7342 | 0.55788 | 62.2615 | 0 | 0 | 0 | Fail RIM
[12 empty] | Industrial | Pump System Optimization | N | Stone/Clay/Glass/Concrete | New | 34.7342 | 0.55788 | 62.2615 | 0 | 0 | 0 | Fail RIM
[12 empty] | Industrial | Process Refrig Controls | N | Stone/Clay/Glass/Concrete | Existing | 0.4599 | 0.54822 | 0.83889 | 0 | 0 | 0 | Fail RIM
[12 empty] | Industrial | Process Refrig Controls | N | Stone/Clay/Glass/Concrete | New | 0.4599 | 0.54822 | 0.83889 | 0 | 0 | 0 | Fail RIM
[12 empty] | Industrial | Process Refrig Equipment Upgrade | N | Stone/Clay/Glass/Concrete | New | 1.2271 | 0.55494 | 2.2113 | 0 | 0 | 0 | Fail RIM
[12 empty] | Industrial | Process Refrig Equipment Upgrade | N | Stone/Clay/Glass/Concrete | Turnover | 1.2271 | 0.55494 | 2.2113 | 0 | 0 | 0 | Fail RIM
[12 empty] | Industrial | Process Heat Equipment Upgrade | N | Stone/Clay/Glass/Concrete | New | 1.3626 | 0.55494 | 2.4554 | 0 | 0 | 0 | Fail RIM
[12 empty] | Industrial | Process Heat Equipment Upgrade | N | Stone/Clay/Glass/Concrete | Turnover | 1.3626 | 0.55494 | 2.4554 | 0 | 0 | 0 | Fail RIM
[12 empty] | Industrial | Process Heat Improved Controls | N | Stone/Clay/Glass/Concrete | Existing | 0.45097 | 0.54822 | 0.82259 | 0 | 0 | 0 | Fail RIM
[12 empty] | Industrial | Process Heat Improved Controls | N | Stone/Clay/Glass/Concrete | New | 0.45097 | 0.54822 | 0.82259 | 0 | 0 | 0 | Fail RIM
[12 empty] | Industrial | Process Heat System Optimization | N | Stone/Clay/Glass/Concrete | Existing | 0.25201 | 0.559 | 0.45082 | 0 | 0 | 0 | Fail RIM
[12 empty] | Industrial | Process Heat System Optimization | N | Stone/Clay/Glass/Concrete | New | 0.25201 | 0.559 | 0.45082 | 0 | 0 | 0 | Fail RIM
[12 empty] | Industrial | Process Other Systems Optimization | N | Stone/Clay/Glass/Concrete | Existing | 8.4127 | 0.55667 | 15.1126 | 0 | 0 | 0 | Fail RIM
[12 empty] | Industrial | Process Other Systems Optimization | N | Stone/Clay/Glass/Concrete | New | 8.4127 | 0.55667 | 15.1126 | 0 | 0 | 0 | Fail RIM
[12 empty] | Industrial | Compressed Air Controls | N | Textiles and Leather | Existing | 6.626 | 0.55521 | 11.9342 | 0 | 0 | 0 | Fail RIM
[12 empty] | Industrial | Compressed Air Controls | N | Textiles and Leather | New | 6.626 | 0.55521 | 11.9342 | 0 | 0 | 0 | Fail RIM
[12 empty] | Industrial | Compressed Air Equipment | N | Textiles and Leather | New | 3.206 | 0.55115 | 5.817 | 0 | 0 | 0 | Fail RIM
[12 empty] | Industrial | Compressed Air Equipment | N | Textiles and Leather | Turnover | 3.206 | 0.55115 | 5.817 | 0 | 0 | 0 | Fail RIM
[12 empty] | Industrial | Compressed Air System Optimization | N | Textiles and Leather | Existing | 6.3086 | 0.55788 | 11.3083 | 0 | 0 | 0 | Fail RIM
[12 empty] | Industrial | Compressed Air System Optimization | N | Textiles and Leather | New | 6.3086 | 0.55788 | 11.3083 | 0 | 0 | 0 | Fail RIM
[12 empty] | Industrial | Efficient Lighting - Exterior | N | Textiles and Leather | New | 2.9212 | 0.75161 | 3.8866 | 0 | 0 | 0 | Fail RIM
[12 empty] | Industrial | Efficient Lighting - Exterior | N | Textiles and Leather | Turnover | 2.9212 | 0.75161 | 3.8866 | 0 | 0 | 0 | Fail RIM
[12 empty] | Industrial | Lighting Controls - Exterior | N | Textiles and Leather | Existing | 2.1436 | 0.75616 | 2.8348 | 0 | 0 | 0 | Fail RIM
[12 empty] | Industrial | Lighting Controls - Exterior | N | Textiles and Leather | New | 2.1436 | 0.75616 | 2.8348 | 0 | 0 | 0 | Fail RIM
[12 empty] | Industrial | Building Envelope Improvements | N | Textiles and Leather | Existing | 1.4441 | 0.54413 | 2.6539 | 0 | 0 | 0 | Fail RIM
[12 empty] | Industrial | Building Envelope Improvements | N | Textiles and Leather | New | 1.4441 | 0.54413 | 2.6539 | 0 | 0 | 0 | Fail RIM
[12 empty] | Industrial | HVAC Equipment Upgrades | Y | Textiles and Leather | New | 3.4918 | 0.54009 | 6.4651 | 0 | 0 | 0 | Fail RIM
[12 empty] | Industrial | HVAC Equipment Upgrades | Y | Textiles and Leather | Turnover | 3.4918 | 0.54009 | 6.4651 | 0 | 0 | 0 | Fail RIM
[12 empty] | Industrial | HVAC Improved Controls | N | Textiles and Leather | Existing | 124.2064 | 0.54413 | 228.2667 | 0 | 0 | 0 | Fail RIM
[12 empty] | Industrial | HVAC Improved Controls | N | Textiles and Leather | New | 124.2064 | 0.54413 | 228.2667 | 0 | 0 | 0 | Fail RIM
[12 empty] | Industrial | HVAC Recommissioning | N | Textiles and Leather | Existing | 5.3526 | 0.55082 | 9.7175 | 0 | 0 | 0 | Fail RIM
[12 empty] | Industrial | HVAC Recommissioning | N | Textiles and Leather | New | 5.3526 | 0.55082 | 9.7175 | 0 | 0 | 0 | Fail RIM
[12 empty] | Industrial | Efficient Lighting - High Bay | N | Textiles and Leather | New | 1.7898 | 0.54633 | 3.2759 | 0 | 0 | 0 | Fail RIM
[12 empty] | Industrial | Efficient Lighting - High Bay | N | Textiles and Leather | Turnover | 1.7898 | 0.54633 | 3.2759 | 0 | 0 | 0 | Fail RIM
[12 empty] | Industrial | Efficient Lighting - Other Interior Lighting | N | Textiles and Leather | New | 1.0011 | 0.54497 | 1.837 | 0 | 0 | 0 | Fail RIM
[12 empty] | Industrial | Efficient Lighting - Other Interior Lighting | N | Textiles and Leather | Turnover | 1.0011 | 0.54497 | 1.837 | 0 | 0 | 0 | Fail RIM
[12 empty] | Industrial | Lighting Controls | N | Textiles and Leather | Existing | 2.4752 | 0.55058 | 4.4956 | 0 | 0 | 0 | Fail RIM
[12 empty] | Industrial | Lighting Controls | N | Textiles and Leather | New | 2.4752 | 0.55058 | 4.4956 | 0 | 0 | 0 | Fail RIM
[12 empty] | Industrial | Fan Equipment Upgrades | N | Textiles and Leather | New | 3.1565 | 0.55115 | 5.7271 | 0 | 0 | 0 | Fail RIM
[12 empty] | Industrial | Fan Equipment Upgrades | N | Textiles and Leather | Turnover | 3.1565 | 0.55115 | 5.7271 | 0 | 0 | 0 | Fail RIM
[12 empty] | Industrial | Fan Improved Controls | N | Textiles and Leather | Existing | 16.4072 | 0.55115 | 29.7689 | 0 | 0 | 0 | Fail RIM
[12 empty] | Industrial | Fan Improved Controls | N | Textiles and Leather | New | 16.4072 | 0.55115 | 29.7689 | 0 | 0 | 0 | Fail RIM
[12 empty] | Industrial | Motor Equipment Upgrades | N | Textiles and Leather | New | 2.2411 | 0.55788 | 4.0173 | 0 | 0 | 0 | Fail RIM
[12 empty] | Industrial | Motor Equipment Upgrades | N | Textiles and Leather | Turnover | 2.2411 | 0.55788 | 4.0173 | 0 | 0 | 0 | Fail RIM
[12 empty] | Industrial | Motor Improved Controls | N | Textiles and Leather | Existing | 6.3265 | 0.55115 | 11.4787 | 0 | 0 | 0 | Fail RIM
[12 empty] | Industrial | Motor Improved Controls | N | Textiles and Leather | New | 6.3265 | 0.55115 | 11.4787 | 0 | 0 | 0 | Fail RIM
[12 empty] | Industrial | Motor Optimization | N | Textiles and Leather | Existing | 1.0295 | 0.55788 | 1.8454 | 0 | 0 | 0 | Fail RIM
[12 empty] | Industrial | Motor Optimization | N | Textiles and Leather | New | 1.0295 | 0.55788 | 1.8454 | 0 | 0 | 0 | Fail RIM
[12 empty] | Industrial | Pump Equipment Upgrade | N | Textiles and Leather | New | 3.1565 | 0.55115 | 5.7271 | 0 | 0 | 0 | Fail RIM
[12 empty] | Industrial | Pump Equipment Upgrade | N | Textiles and Leather | Turnover | 3.1565 | 0.55115 | 5.7271 | 0 | 0 | 0 | Fail RIM
[12 empty] | Industrial | Pump Improved Controls | N | Textiles and Leather | Existing | 6.3265 | 0.55115 | 11.4787 | 0 | 0 | 0 | Fail RIM
[12 empty] | Industrial | Pump Improved Controls | N | Textiles and Leather | New | 6.3265 | 0.55115 | 11.4787 | 0 | 0 | 0 | Fail RIM
[12 empty] | Industrial | Process Refrig Controls | N | Textiles and Leather | Existing | 0.4599 | 0.54822 | 0.83889 | 0 | 0 | 0 | Fail RIM
[12 empty] | Industrial | Process Refrig Controls | N | Textiles and Leather | New | 0.4599 | 0.54822 | 0.83889 | 0 | 0 | 0 | Fail RIM
[12 empty] | Industrial | Process Refrig Equipment Upgrade | N | Textiles and Leather | New | 1.9202 | 0.55494 | 3.4603 | 0 | 0 | 0 | Fail RIM
[12 empty] | Industrial | Process Refrig Equipment Upgrade | N | Textiles and Leather | Turnover | 1.9202 | 0.55494 | 3.4603 | 0 | 0 | 0 | Fail RIM
[12 empty] | Industrial | Process Heat Equipment Upgrade | N | Textiles and Leather | New | 8.4623 | 0.55494 | 15.249 | 0 | 0 | 0 | Fail RIM
[12 empty] | Industrial | Process Heat Equipment Upgrade | N | Textiles and Leather | Turnover | 8.4623 | 0.55494 | 15.249 | 0 | 0 | 0 | Fail RIM
[12 empty] | Industrial | Process Heat System Optimization | N | Textiles and Leather | Existing | 0.077554 | 0.559 | 0.13874 | 0 | 0 | 0 | Fail RIM
[12 empty] | Industrial | Process Heat System Optimization | N | Textiles and Leather | New | 0.077554 | 0.559 | 0.13874 | 0 | 0 | 0 | Fail RIM
[12 empty] | Industrial | Process Other Systems Optimization | N | Textiles and Leather | Existing | 3.5693 | 0.55667 | 6.412 | 0 | 0 | 0 | Fail RIM
[12 empty] | Industrial | Process Other Systems Optimization | N | Textiles and Leather | New | 3.5693 | 0.55667 | 6.412 | 0 | 0 | 0 | Fail RIM
[12 empty] | Industrial | Compressed Air Controls | N | Transportation Equipment | Existing | 5.3423 | 0.55521 | 9.6222 | 0 | 0 | 0 | Fail RIM
[12 empty] | Industrial | Compressed Air Controls | N | Transportation Equipment | New | 5.3423 | 0.55521 | 9.6222 | 0 | 0 | 0 | Fail RIM
[12 empty] | Industrial | Compressed Air Equipment | N | Transportation Equipment | New | 4.6578 | 0.55115 | 8.451 | 0 | 0 | 0 | Fail RIM
[12 empty] | Industrial | Compressed Air Equipment | N | Transportation Equipment | Turnover | 4.6578 | 0.55115 | 8.451 | 0 | 0 | 0 | Fail RIM
[12 empty] | Industrial | Compressed Air System Optimization | N | Transportation Equipment | Existing | 5.1626 | 0.55788 | 9.254 | 0 | 0 | 0 | Fail RIM
[12 empty] | Industrial | Compressed Air System Optimization | N | Transportation Equipment | New | 5.1626 | 0.55788 | 9.254 | 0 | 0 | 0 | Fail RIM
[12 empty] | Industrial | Plant Energy Management | N | Transportation Equipment | Existing | 14.0848 | 0.55491 | 25.3822 | 0 | 0 | 0 | Fail RIM
[12 empty] | Industrial | Plant Energy Management | N | Transportation Equipment | New | 14.0848 | 0.55491 | 25.3822 | 0 | 0 | 0 | Fail RIM
[12 empty] | Industrial | Efficient Lighting - Exterior | N | Transportation Equipment | New | 2.9212 | 0.75161 | 3.8866 | 0 | 0 | 0 | Fail RIM
[12 empty] | Industrial | Efficient Lighting - Exterior | N | Transportation Equipment | Turnover | 2.9212 | 0.75161 | 3.8866 | 0 | 0 | 0 | Fail RIM
[12 empty] | Industrial | Lighting Controls - Exterior | N | Transportation Equipment | Existing | 2.0939 | 0.75616 | 2.7691 | 0 | 0 | 0 | Fail RIM
[12 empty] | Industrial | Lighting Controls - Exterior | N | Transportation Equipment | New | 2.0939 | 0.75616 | 2.7691 | 0 | 0 | 0 | Fail RIM
[12 empty] | Industrial | Building Envelope Improvements | N | Transportation Equipment | Existing | 3.002 | 0.54413 | 5.5171 | 0 | 0 | 0 | Fail RIM
[12 empty] | Industrial | Building Envelope Improvements | N | Transportation Equipment | New | 3.002 | 0.54413 | 5.5171 | 0 | 0 | 0 | Fail RIM
[12 empty] | Industrial | HVAC Equipment Upgrades | Y | Transportation Equipment | New | 3.58 | 0.54009 | 6.6284 | 0 | 0 | 0 | Fail RIM
[12 empty] | Industrial | HVAC Equipment Upgrades | Y | Transportation Equipment | Turnover | 3.58 | 0.54009 | 6.6284 | 0 | 0 | 0 | Fail RIM
[12 empty] | Industrial | HVAC Improved Controls | N | Transportation Equipment | Existing | 27.0145 | 0.54413 | 49.6472 | 0 | 0 | 0 | Fail RIM
[12 empty] | Industrial | HVAC Improved Controls | N | Transportation Equipment | New | 27.0145 | 0.54413 | 49.6472 | 0 | 0 | 0 | Fail RIM
[12 empty] | Industrial | HVAC Recommissioning | N | Transportation Equipment | Existing | 1.3646 | 0.55082 | 2.4773 | 0 | 0 | 0 | Fail RIM
[12 empty] | Industrial | HVAC Recommissioning | N | Transportation Equipment | New | 1.3646 | 0.55082 | 2.4773 | 0 | 0 | 0 | Fail RIM
[12 empty] | Industrial | Efficient Lighting - High Bay | N | Transportation Equipment | New | 1.7898 | 0.54633 | 3.2759 | 0 | 0 | 0 | Fail RIM
[12 empty] | Industrial | Efficient Lighting - High Bay | N | Transportation Equipment | Turnover | 1.7898 | 0.54633 | 3.2759 | 0 | 0 | 0 | Fail RIM
[12 empty] | Industrial | Efficient Lighting - Other Interior Lighting | N | Transportation Equipment | New | 1.0011 | 0.54497 | 1.837 | 0 | 0 | 0 | Fail RIM
[12 empty] | Industrial | Efficient Lighting - Other Interior Lighting | N | Transportation Equipment | Turnover | 1.0011 | 0.54497 | 1.837 | 0 | 0 | 0 | Fail RIM
[12 empty] | Industrial | Lighting Controls | N | Transportation Equipment | Existing | 2.4178 | 0.55058 | 4.3913 | 0 | 0 | 0 | Fail RIM
[12 empty] | Industrial | Lighting Controls | N | Transportation Equipment | New | 2.4178 | 0.55058 | 4.3913 | 0 | 0 | 0 | Fail RIM
[12 empty] | Industrial | Fan Equipment Upgrades | N | Transportation Equipment | New | 1.5906 | 0.55115 | 2.8859 | 0 | 0 | 0 | Fail RIM
[12 empty] | Industrial | Fan Equipment Upgrades | N | Transportation Equipment | Turnover | 1.5906 | 0.55115 | 2.8859 | 0 | 0 | 0 | Fail RIM
[12 empty] | Industrial | Fan Improved Controls | N | Transportation Equipment | Existing | 40.9457 | 0.55115 | 74.2914 | 0 | 0 | 0 | Fail RIM
[12 empty] | Industrial | Fan Improved Controls | N | Transportation Equipment | New | 40.9457 | 0.55115 | 74.2914 | 0 | 0 | 0 | Fail RIM
[12 empty] | Industrial | Fan System Optimization | N | Transportation Equipment | Existing | 8.9929 | 0.55788 | 16.1198 | 0 | 0 | 0 | Fail RIM
[12 empty] | Industrial | Fan System Optimization | N | Transportation Equipment | New | 8.9929 | 0.55788 | 16.1198 | 0 | 0 | 0 | Fail RIM
[12 empty] | Industrial | Motor Equipment Upgrades | N | Transportation Equipment | New | 10.0236 | 0.55788 | 17.9674 | 0 | 0 | 0 | Fail RIM
[12 empty] | Industrial | Motor Equipment Upgrades | N | Transportation Equipment | Turnover | 10.0236 | 0.55788 | 17.9674 | 0 | 0 | 0 | Fail RIM
[12 empty] | Industrial | Motor Improved Controls | N | Transportation Equipment | Existing | 6.3265 | 0.55115 | 11.4787 | 0 | 0 | 0 | Fail RIM
[12 empty] | Industrial | Motor Improved Controls | N | Transportation Equipment | New | 6.3265 | 0.55115 | 11.4787 | 0 | 0 | 0 | Fail RIM
[12 empty] | Industrial | Motor Optimization | N | Transportation Equipment | Existing | 3.7637 | 0.55788 | 6.7465 | 0 | 0 | 0 | Fail RIM
[12 empty] | Industrial | Motor Optimization | N | Transportation Equipment | New | 3.7637 | 0.55788 | 6.7465 | 0 | 0 | 0 | Fail RIM
[12 empty] | Industrial | Pump Equipment Upgrade | N | Transportation Equipment | New | 1.5906 | 0.55115 | 2.8859 | 0 | 0 | 0 | Fail RIM
[12 empty] | Industrial | Pump Equipment Upgrade | N | Transportation Equipment | Turnover | 1.5906 | 0.55115 | 2.8859 | 0 | 0 | 0 | Fail RIM
[12 empty] | Industrial | Pump Improved Controls | N | Transportation Equipment | Existing | 6.3265 | 0.55115 | 11.4787 | 0 | 0 | 0 | Fail RIM
[12 empty] | Industrial | Pump Improved Controls | N | Transportation Equipment | New | 6.3265 | 0.55115 | 11.4787 | 0 | 0 | 0 | Fail RIM
[12 empty] | Industrial | Pump System Optimization | N | Transportation Equipment | Existing | 4.0253 | 0.55788 | 7.2153 | 0 | 0 | 0 | Fail RIM
[12 empty] | Industrial | Pump System Optimization | N | Transportation Equipment | New | 4.0253 | 0.55788 | 7.2153 | 0 | 0 | 0 | Fail RIM
[12 empty] | Industrial | Process Refrig Controls | N | Transportation Equipment | Existing | 0.4599 | 0.54822 | 0.83889 | 0 | 0 | 0 | Fail RIM
[12 empty] | Industrial | Process Refrig Controls | N | Transportation Equipment | New | 0.4599 | 0.54822 | 0.83889 | 0 | 0 | 0 | Fail RIM
[12 empty] | Industrial | Process Refrig Equipment Upgrade | N | Transportation Equipment | New | 2.5835 | 0.55494 | 4.6554 | 0 | 0 | 0 | Fail RIM
[12 empty] | Industrial | Process Refrig Equipment Upgrade | N | Transportation Equipment | Turnover | 2.5835 | 0.55494 | 4.6554 | 0 | 0 | 0 | Fail RIM
[12 empty] | Industrial | Process Heat Improved Controls | N | Transportation Equipment | Existing | 0.45097 | 0.54822 | 0.82259 | 0 | 0 | 0 | Fail RIM
[12 empty] | Industrial | Process Heat Improved Controls | N | Transportation Equipment | New | 0.45097 | 0.54822 | 0.82259 | 0 | 0 | 0 | Fail RIM
[12 empty] | Industrial | Process Heat System Optimization | N | Transportation Equipment | Existing | 0.88524 | 0.559 | 1.5836 | 0 | 0 | 0 | Fail RIM
[12 empty] | Industrial | Process Heat System Optimization | N | Transportation Equipment | New | 0.88524 | 0.559 | 1.5836 | 0 | 0 | 0 | Fail RIM
[12 empty] | Industrial | Process Other Systems Optimization | N | Transportation Equipment | Existing | 8.4127 | 0.55667 | 15.1126 | 0 | 0 | 0 | Fail RIM
[12 empty] | Industrial | Process Other Systems Optimization | N | Transportation Equipment | New | 8.4127 | 0.55667 | 15.1126 | 0 | 0 | 0 | Fail RIM
[12 empty] | Industrial | Compressed Air Controls | N | Water and Wastewater | Existing | 6.5765 | 0.55521 | 11.8451 | 0 | 0 | 0 | Fail RIM
[12 empty] | Industrial | Compressed Air Controls | N | Water and Wastewater | New | 6.5765 | 0.55521 | 11.8451 | 0 | 0 | 0 | Fail RIM
[12 empty] | Industrial | Compressed Air Equipment | N | Water and Wastewater | New | 3.8984 | 0.55115 | 7.0733 | 0 | 0 | 0 | Fail RIM
[12 empty] | Industrial | Compressed Air Equipment | N | Water and Wastewater | Turnover | 3.8984 | 0.55115 | 7.0733 | 0 | 0 | 0 | Fail RIM
[12 empty] | Industrial | Compressed Air System Optimization | N | Water and Wastewater | Existing | 5.8419 | 0.55788 | 10.4717 | 0 | 0 | 0 | Fail RIM
[12 empty] | Industrial | Compressed Air System Optimization | N | Water and Wastewater | New | 5.8419 | 0.55788 | 10.4717 | 0 | 0 | 0 | Fail RIM
[12 empty] | Industrial | Plant Energy Management | N | Water and Wastewater | Existing | 14.0848 | 0.55491 | 25.3822 | 0 | 0 | 0 | Fail RIM
[12 empty] | Industrial | Plant Energy Management | N | Water and Wastewater | New | 14.0848 | 0.55491 | 25.3822 | 0 | 0 | 0 | Fail RIM
[12 empty] | Industrial | Efficient Lighting - Exterior | N | Water and Wastewater | New | 2.9212 | 0.75161 | 3.8866 | 0 | 0 | 0 | Fail RIM
[12 empty] | Industrial | Efficient Lighting - Exterior | N | Water and Wastewater | Turnover | 2.9212 | 0.75161 | 3.8866 | 0 | 0 | 0 | Fail RIM
[12 empty] | Industrial | Lighting Controls - Exterior | N | Water and Wastewater | Existing | 1.9671 | 0.75616 | 2.6015 | 0 | 0 | 0 | Fail RIM
[12 empty] | Industrial | Lighting Controls - Exterior | N | Water and Wastewater | New | 1.9671 | 0.75616 | 2.6015 | 0 | 0 | 0 | Fail RIM
[12 empty] | Industrial | Building Envelope Improvements | N | Water and Wastewater | Existing | 2.8167 | 0.54413 | 5.1765 | 0 | 0 | 0 | Fail RIM
[12 empty] | Industrial | Building Envelope Improvements | N | Water and Wastewater | New | 2.8167 | 0.54413 | 5.1765 | 0 | 0 | 0 | Fail RIM
[12 empty] | Industrial | HVAC Equipment Upgrades | Y | Water and Wastewater | New | 3.246 | 0.54009 | 6.0101 | 0 | 0 | 0 | Fail RIM
[12 empty] | Industrial | HVAC Equipment Upgrades | Y | Water and Wastewater | Turnover | 3.246 | 0.54009 | 6.0101 | 0 | 0 | 0 | Fail RIM
[12 empty] | Industrial | HVAC Improved Controls | N | Water and Wastewater | Existing | 8.0557 | 0.54413 | 14.8048 | 0 | 0 | 0 | Fail RIM
[12 empty] | Industrial | HVAC Improved Controls | N | Water and Wastewater | New | 8.0557 | 0.54413 | 14.8048 | 0 | 0 | 0 | Fail RIM
[12 empty] | Industrial | HVAC Recommissioning | N | Water and Wastewater | Existing | 1.3752 | 0.55082 | 2.4966 | 0 | 0 | 0 | Fail RIM
[12 empty] | Industrial | HVAC Recommissioning | N | Water and Wastewater | New | 1.3752 | 0.55082 | 2.4966 | 0 | 0 | 0 | Fail RIM
[12 empty] | Industrial | Efficient Lighting - High Bay | N | Water and Wastewater | New | 1.7898 | 0.54633 | 3.2759 | 0 | 0 | 0 | Fail RIM
[12 empty] | Industrial | Efficient Lighting - High Bay | N | Water and Wastewater | Turnover | 1.7898 | 0.54633 | 3.2759 | 0 | 0 | 0 | Fail RIM
[12 empty] | Industrial | Efficient Lighting - Other Interior Lighting | N | Water and Wastewater | New | 1.0011 | 0.54497 | 1.837 | 0 | 0 | 0 | Fail RIM
[12 empty] | Industrial | Efficient Lighting - Other Interior Lighting | N | Water and Wastewater | Turnover | 1.0011 | 0.54497 | 1.837 | 0 | 0 | 0 | Fail RIM
[12 empty] | Industrial | Lighting Controls | N | Water and Wastewater | Existing | 2.2714 | 0.55058 | 4.1254 | 0 | 0 | 0 | Fail RIM
[12 empty] | Industrial | Lighting Controls | N | Water and Wastewater | New | 2.2714 | 0.55058 | 4.1254 | 0 | 0 | 0 | Fail RIM
[12 empty] | Industrial | Fan Equipment Upgrades | N | Water and Wastewater | New | 2.2131 | 0.55115 | 4.0154 | 0 | 0 | 0 | Fail RIM
[12 empty] | Industrial | Fan Equipment Upgrades | N | Water and Wastewater | Turnover | 2.2131 | 0.55115 | 4.0154 | 0 | 0 | 0 | Fail RIM
[12 empty] | Industrial | Fan Improved Controls | N | Water and Wastewater | Existing | 12.1111 | 0.55115 | 21.9743 | 0 | 0 | 0 | Fail RIM
[12 empty] | Industrial | Fan Improved Controls | N | Water and Wastewater | New | 12.1111 | 0.55115 | 21.9743 | 0 | 0 | 0 | Fail RIM
[12 empty] | Industrial | Fan System Optimization | N | Water and Wastewater | Existing | 8.9274 | 0.55788 | 16.0024 | 0 | 0 | 0 | Fail RIM
[12 empty] | Industrial | Fan System Optimization | N | Water and Wastewater | New | 8.9274 | 0.55788 | 16.0024 | 0 | 0 | 0 | Fail RIM
[12 empty] | Industrial | Motor Equipment Upgrades | N | Water and Wastewater | New | 1.8913 | 0.55788 | 3.3902 | 0 | 0 | 0 | Fail RIM
[12 empty] | Industrial | Motor Equipment Upgrades | N | Water and Wastewater | Turnover | 1.8913 | 0.55788 | 3.3902 | 0 | 0 | 0 | Fail RIM
[12 empty] | Industrial | Motor Improved Controls | N | Water and Wastewater | Existing | 3.8923 | 0.55115 | 7.0621 | 0 | 0 | 0 | Fail RIM
[12 empty] | Industrial | Motor Improved Controls | N | Water and Wastewater | New | 3.8923 | 0.55115 | 7.0621 | 0 | 0 | 0 | Fail RIM
[12 empty] | Industrial | Motor Optimization | N | Water and Wastewater | Existing | 0.69131 | 0.55788 | 1.2392 | 0 | 0 | 0 | Fail RIM
[12 empty] | Industrial | Motor Optimization | N | Water and Wastewater | New | 0.69131 | 0.55788 | 1.2392 | 0 | 0 | 0 | Fail RIM
[12 empty] | Industrial | Pump Equipment Upgrade | N | Water and Wastewater | New | 3.0315 | 0.55115 | 5.5003 | 0 | 0 | 0 | Fail RIM
[12 empty] | Industrial | Pump Equipment Upgrade | N | Water and Wastewater | Turnover | 3.0315 | 0.55115 | 5.5003 | 0 | 0 | 0 | Fail RIM
[12 empty] | Industrial | Pump Improved Controls | N | Water and Wastewater | Existing | 6.3265 | 0.55115 | 11.4787 | 0 | 0 | 0 | Fail RIM
[12 empty] | Industrial | Pump Improved Controls | N | Water and Wastewater | New | 6.3265 | 0.55115 | 11.4787 | 0 | 0 | 0 | Fail RIM
[12 empty] | Industrial | Pump System Optimization | N | Water and Wastewater | Existing | 4.7513 | 0.55788 | 8.5167 | 0 | 0 | 0 | Fail RIM
[12 empty] | Industrial | Pump System Optimization | N | Water and Wastewater | New | 4.7513 | 0.55788 | 8.5167 | 0 | 0 | 0 | Fail RIM
[12 empty] | Industrial | Process Refrig Controls | N | Water and Wastewater | Existing | 6.1015 | 0.54822 | 11.1296 | 0 | 0 | 0 | Fail RIM
[12 empty] | Industrial | Process Refrig Controls | N | Water and Wastewater | New | 6.1015 | 0.54822 | 11.1296 | 0 | 0 | 0 | Fail RIM
[12 empty] | Industrial | Process Refrig Equipment Upgrade | N | Water and Wastewater | New | 1.5293 | 0.55494 | 2.7558 | 0 | 0 | 0 | Fail RIM
[12 empty] | Industrial | Process Refrig Equipment Upgrade | N | Water and Wastewater | Turnover | 1.5293 | 0.55494 | 2.7558 | 0 | 0 | 0 | Fail RIM
[12 empty] | Industrial | Process Refrig System Optimization | N | Water and Wastewater | Existing | 1.5412 | 0.55742 | 2.7649 | 0 | 0 | 0 | Fail RIM
[12 empty] | Industrial | Process Refrig System Optimization | N | Water and Wastewater | New | 1.5412 | 0.55742 | 2.7649 | 0 | 0 | 0 | Fail RIM
[12 empty] | Industrial | Process Heat Improved Controls | N | Water and Wastewater | Existing | 0.42024 | 0.54822 | 0.76655 | 0 | 0 | 0 | Fail RIM
[12 empty] | Industrial | Process Heat Improved Controls | N | Water and Wastewater | New | 0.42024 | 0.54822 | 0.76655 | 0 | 0 | 0 | Fail RIM
[12 empty] | Industrial | Process Heat System Optimization | N | Water and Wastewater | Existing | 0.26497 | 0.559 | 0.47401 | 0 | 0 | 0 | Fail RIM
[12 empty] | Industrial | Process Heat System Optimization | N | Water and Wastewater | New | 0.26497 | 0.559 | 0.47401 | 0 | 0 | 0 | Fail RIM
[12 empty] | Industrial | Process Other Systems Optimization | N | Water and Wastewater | Existing | 5.96 | 0.55667 | 10.7066 | 0 | 0 | 0 | Fail RIM
[12 empty] | Industrial | Process Other Systems Optimization | N | Water and Wastewater | New | 5.96 | 0.55667 | 10.7066 | 0 | 0 | 0 | Fail RIM
[12 empty] | Residential | HVAC - Load Shed | N | Single Family | New | 0.027546 | 0.027546 | N/A | 0 | 0 | 0 | Fail RIM
[12 empty] | Residential | HVAC - Load Shed | N | Multi Family | New | 0.01127 | 0.01127 | N/A | 0 | 0 | 0 | Fail RIM
[12 empty] | Residential | HVAC - Load Shed | N | Mobile Home/Other | New | 0.0077619 | 0.0077619 | N/A | 0 | 0 | 0 | Fail RIM
[12 empty] | Residential | HVAC - 50% cycling | N | Single Family | New | 0.013811 | 0.013811 | N/A | 0 | 0 | 0 | Fail RIM
[12 empty] | Residential | HVAC - 50% cycling | N | Multi Family | New | 0.0056611 | 0.0056611 | N/A | 0 | 0 | 0 | Fail RIM
[12 empty] | Residential | HVAC - 50% cycling | N | Mobile Home/Other | New | 0.0038714 | 0.0038714 | N/A | 0 | 0 | 0 | Fail RIM
[12 empty] | Residential | Water heater switches | N | Single Family | New | 0.0029219 | 0.0029219 | N/A | 0 | 0 | 0 | Fail RIM
[12 empty] | Residential | Water heater switches | N | Multi Family | New | 0.002339 | 0.002339 | N/A | 0 | 0 | 0 | Fail RIM
[12 empty] | Residential | Water heater switches | N | Mobile Home/Other | New | 0.00083518 | 0.00083518 | N/A | 0 | 0 | 0 | Fail RIM
[12 empty] | Residential | Pool pump switches | N | Single Family | New | 0.0051609 | 0.0051609 | N/A | 0 | 0 | 0 | Fail RIM
[12 empty] | Residential | Pool pump switches | N | Multi Family | New | 0.0019845 | 0.0019845 | N/A | 0 | 0 | 0 | Fail RIM
[12 empty] | Residential | Pool pump switches | N | Mobile Home/Other | New | 0.00044251 | 0.00044251 | N/A | 0 | 0 | 0 | Fail RIM
[12 empty] | Residential | Room AC control | N | Single Family | New | 0.00041839 | 0.00041839 | N/A | 0 | 0 | 0 | Fail RIM
[12 empty] | Residential | Room AC control | N | Multi Family | New | 0.00013574 | 0.00013574 | N/A | 0 | 0 | 0 | Fail RIM
[12 empty] | Residential | Room AC control | N | Mobile Home/Other | New | 0.0064625 | 0.0064625 | N/A | 0 | 0 | 0 | Fail RIM
[12 empty] | Residential | Smart thermostats - Utility Installation | N | Single Family | New | 0.00043683 | 0.00043683 | N/A | 0 | 0 | 0 | Fail RIM
[12 empty] | Residential | Smart thermostats - Utility Installation | N | Multi Family | New | 0.00040506 | 0.00040506 | N/A | 0 | 0 | 0 | Fail RIM
[12 empty] | Residential | Smart thermostats - Utility Installation | N | Mobile Home/Other | New | 0.00038314 | 0.00038314 | N/A | 0 | 0 | 0 | Fail RIM
[12 empty] | Residential | Smart thermostats - BYOT | N | Single Family | New | 0.0015601 | 0.0015601 | N/A | 0 | 0 | 0 | Fail RIM
[12 empty] | Residential | Smart thermostats - BYOT | N | Multi Family | New | 0.00049739 | 0.00049739 | N/A | 0 | 0 | 0 | Fail RIM
[12 empty] | Residential | Smart thermostats - BYOT | N | Mobile Home/Other | New | 0.00021237 | 0.00021237 | N/A | 0 | 0 | 0 | Fail RIM
[12 empty] | Residential | CPP + Tech | N | Single Family | New | 0.00075879 | 0.00075879 | N/A | 0 | 0 | 0 | Fail RIM
[12 empty] | Residential | CPP + Tech | N | Multi Family | New | 0.00081189 | 0.00081189 | N/A | 0 | 0 | 0 | Fail RIM
[12 empty] | Residential | CPP + Tech | N | Mobile Home/Other | New | 0.00069347 | 0.00069347 | N/A | 0 | 0 | 0 | Fail RIM
[12 empty] | Residential | Central Heating - Load Shed | N | Single Family | New | 0.016452 | 0.016452 | N/A | 0 | 0 | 0 | Fail RIM
[12 empty] | Residential | Central Heating - Load Shed | N | Multi Family | New | 0.005817 | 0.005817 | N/A | 0 | 0 | 0 | Fail RIM
[12 empty] | Residential | Central Heating - Load Shed | N | Mobile Home/Other | New | 0.0055963 | 0.0055963 | N/A | 0 | 0 | 0 | Fail RIM
[12 empty] | Residential | Central Heating - 50% cycling | N | Single Family | New | 0.0082261 | 0.0082261 | N/A | 0 | 0 | 0 | Fail RIM
[12 empty] | Residential | Central Heating - 50% cycling | N | Multi Family | New | 0.0029085 | 0.0029085 | N/A | 0 | 0 | 0 | Fail RIM
[12 empty] | Residential | Central Heating - 50% cycling | N | Mobile Home/Other | New | 0.0027981 | 0.0027981 | N/A | 0 | 0 | 0 | Fail RIM
[12 empty] | Residential | Central air conditioner - Load Shed | N | Single Family | New | 0.012994 | 0.012994 | N/A | 0 | 0 | 0 | Fail RIM
[12 empty] | Residential | Central air conditioner - Load Shed | N | Multi Family | New | 0.0060751 | 0.0060751 | N/A | 0 | 0 | 0 | Fail RIM
[12 empty] | Residential | Central air conditioner - Load Shed | N | Mobile Home/Other | New | 0.0023691 | 0.0023691 | N/A | 0 | 0 | 0 | Fail RIM
[12 empty] | Residential | Central air conditioner - 50% cycling | N | Single Family | New | 0.0063767 | 0.0063767 | N/A | 0 | 0 | 0 | Fail RIM
[12 empty] | Residential | Central air conditioner - 50% cycling | N | Multi Family | New | 0.0030665 | 0.0030665 | N/A | 0 | 0 | 0 | Fail RIM
[12 empty] | Residential | Central air conditioner - 50% cycling | N | Mobile Home/Other | New | 0.0011741 | 0.0011741 | N/A | 0 | 0 | 0 | Fail RIM
[12 empty] | Small Medium Business | HVAC - Load Shed | N | 0-15,000 kWh | New | 0.001807 | 0.001807 | N/A | 0 | 0 | 0 | Fail RIM
[12 empty] | Small Medium Business | HVAC - Load Shed | N | 15,001-25,000 kWh | New | 0.00078705 | 0.00078705 | N/A | 0 | 0 | 0 | Fail RIM
[12 empty] | Small Medium Business | HVAC - Load Shed | N | 25,001-50,000 kWh | New | 0.0011024 | 0.0011024 | N/A | 0 | 0 | 0 | Fail RIM
[12 empty] | Small Medium Business | HVAC - Load Shed | N | 50,001 kWh + | New | 0.0014517 | 0.0014517 | N/A | 0 | 0 | 0 | Fail RIM
[12 empty] | Small Medium Business | HVAC - 50% cycling | N | 0-15,000 kWh | New | 0.0009035 | 0.0009035 | N/A | 0 | 0 | 0 | Fail RIM
[12 empty] | Small Medium Business | HVAC - 50% cycling | N | 15,001-25,000 kWh | New | 0.00039353 | 0.00039353 | N/A | 0 | 0 | 0 | Fail RIM
[12 empty] | Small Medium Business | HVAC - 50% cycling | N | 25,001-50,000 kWh | New | 0.00055122 | 0.00055122 | N/A | 0 | 0 | 0 | Fail RIM
[12 empty] | Small Medium Business | HVAC - 50% cycling | N | 50,001 kWh + | New | 0.00072585 | 0.00072585 | N/A | 0 | 0 | 0 | Fail RIM
[12 empty] | Small Medium Business | Smart thermostats - Utility Installation | N | 0-15,000 kWh | New | 0.00044889 | 0.00044889 | N/A | 0 | 0 | 0 | Fail RIM
[12 empty] | Small Medium Business | Smart thermostats - Utility Installation | N | 15,001-25,000 kWh | New | 0.00020194 | 0.00020194 | N/A | 0 | 0 | 0 | Fail RIM
[12 empty] | Small Medium Business | Smart thermostats - Utility Installation | N | 25,001-50,000 kWh | New | 0.00025392 | 0.00025392 | N/A | 0 | 0 | 0 | Fail RIM
[12 empty] | Small Medium Business | Smart thermostats - Utility Installation | N | 50,001 kWh + | New | 0.00034274 | 0.00034274 | N/A | 0 | 0 | 0 | Fail RIM
[12 empty] | Small Medium Business | Smart thermostats - BYOT | N | 0-15,000 kWh | New | 0 | 0 | N/A | 0 | 0 | 0 | Fail RIM
[12 empty] | Small Medium Business | Smart thermostats - BYOT | N | 15,001-25,000 kWh | New | 0 | 0 | N/A | 0 | 0 | 0 | Fail RIM
[12 empty] | Small Medium Business | Smart thermostats - BYOT | N | 25,001-50,000 kWh | New | 0 | 0 | N/A | 0 | 0 | 0 | Fail RIM
[12 empty] | Small Medium Business | Smart thermostats - BYOT | N | 50,001 kWh + | New | 0 | 0 | N/A | 0 | 0 | 0 | Fail RIM
[12 empty] | Small Medium Business | CPP + Tech | N | 0-15,000 kWh | New | 0.00052887 | 0.00052887 | N/A | 0 | 0 | 0 | Fail RIM
[12 empty] | Small Medium Business | CPP + Tech | N | 15,001-25,000 kWh | New | 0.00024908 | 0.00024908 | N/A | 0 | 0 | 0 | Fail RIM
[12 empty] | Small Medium Business | CPP + Tech | N | 25,001-50,000 kWh | New | 0.00031562 | 0.00031562 | N/A | 0 | 0 | 0 | Fail RIM
[12 empty] | Small Medium Business | CPP + Tech | N | 50,001 kWh + | New | 0.0003975 | 0.0003975 | N/A | 0 | 0 | 0 | Fail RIM
[12 empty] | Small Medium Business | Central air conditioner - Load Shed | N | 0-15,000 kWh | New | 0.00081354 | 0.00081354 | N/A | 0 | 0 | 0 | Fail RIM
[12 empty] | Small Medium Business | Central air conditioner - Load Shed | N | 15,001-25,000 kWh | New | 0.00034211 | 0.00034211 | N/A | 0 | 0 | 0 | Fail RIM
[12 empty] | Small Medium Business | Central air conditioner - Load Shed | N | 25,001-50,000 kWh | New | 0.0004387 | 0.0004387 | N/A | 0 | 0 | 0 | Fail RIM
[12 empty] | Small Medium Business | Central air conditioner - Load Shed | N | 50,001 kWh + | New | 0.00089865 | 0.00089865 | N/A | 0 | 0 | 0 | Fail RIM
[12 empty] | Small Medium Business | Central Heating - Load Shed | N | 0-15,000 kWh | New | 0.00058415 | 0.00058415 | N/A | 0 | 0 | 0 | Fail RIM
[12 empty] | Small Medium Business | Central Heating - Load Shed | N | 15,001-25,000 kWh | New | 0.00027866 | 0.00027866 | N/A | 0 | 0 | 0 | Fail RIM
[12 empty] | Small Medium Business | Central Heating - Load Shed | N | 25,001-50,000 kWh | New | 0.00039906 | 0.00039906 | N/A | 0 | 0 | 0 | Fail RIM
[12 empty] | Small Medium Business | Central Heating - Load Shed | N | 50,001 kWh + | New | 0.0004029 | 0.0004029 | N/A | 0 | 0 | 0 | Fail RIM
[12 empty] | Small Medium Business | Central air conditioner - 50% cycling | N | 0-15,000 kWh | New | 0.00045067 | 0.00045067 | N/A | 0 | 0 | 0 | Fail RIM
[12 empty] | Small Medium Business | Central air conditioner - 50% cycling | N | 15,001-25,000 kWh | New | 0.00017448 | 0.00017448 | N/A | 0 | 0 | 0 | Fail RIM
[12 empty] | Small Medium Business | Central air conditioner - 50% cycling | N | 25,001-50,000 kWh | New | 0.00022365 | 0.00022365 | N/A | 0 | 0 | 0 | Fail RIM
[12 empty] | Small Medium Business | Central air conditioner - 50% cycling | N | 50,001 kWh + | New | 0.00045601 | 0.00045601 | N/A | 0 | 0 | 0 | Fail RIM
[12 empty] | Small Medium Business | Central Heating - 50% cycling | N | 0-15,000 kWh | New | 0.00045117 | 0.00045117 | N/A | 0 | 0 | 0 | Fail RIM
[12 empty] | Small Medium Business | Central Heating - 50% cycling | N | 15,001-25,000 kWh | New | 0.00021028 | 0.00021028 | N/A | 0 | 0 | 0 | Fail RIM
[12 empty] | Small Medium Business | Central Heating - 50% cycling | N | 25,001-50,000 kWh | New | 0.000397 | 0.000397 | N/A | 0 | 0 | 0 | Fail RIM
[12 empty] | Small Medium Business | Central Heating - 50% cycling | N | 50,001 kWh + | New | 0.0004063 | 0.0004063 | N/A | 0 | 0 | 0 | Fail RIM
[12 empty] | Large C&I | Auto DR | N | 0-50 kW | New | 0.093729 | 0.093729 | N/A | 0 | 0 | 0 | Fail RIM
[12 empty] | Large C&I | Auto DR | N | 51-300 kW | New | 0.38716 | 0.38716 | N/A | 0 | 0 | 0 | Fail RIM
[12 empty] | Large C&I | Auto DR | N | 301-500 kW | New | 0.22795 | 0.22795 | N/A | 0 | 0 | 0 | Fail RIM
[12 empty] | Large C&I | Auto DR | N | 501 kW + | New | 0.37433 | 0.37433 | N/A | 0 | 0 | 0 | Fail RIM
[12 empty] | Large C&I | CPP | N | 0-50 kW | New | 0.040008 | 0.040008 | N/A | 0 | 0 | 0 | Fail RIM
[12 empty] | Large C&I | CPP | N | 51-300 kW | New | 0.20351 | 0.20351 | N/A | 0 | 0 | 0 | Fail RIM
[12 empty] | Large C&I | CPP | N | 301-500 kW | New | 0.10957 | 0.10957 | N/A | 0 | 0 | 0 | Fail RIM
[12 empty] | Large C&I | CPP | N | 501 kW + | New | 0.20411 | 0.20411 | N/A | 0 | 0 | 0 | Fail RIM
[12 empty] | Large C&I | Firm Service Level | N | 0-50 kW | New | 0.093729 | 0.093729 | N/A | 0 | 0 | 0 | Fail RIM
[12 empty] | Large C&I | Firm Service Level | N | 51-300 kW | New | 0.38716 | 0.38716 | N/A | 0 | 0 | 0 | Fail RIM
[12 empty] | Large C&I | Firm Service Level | N | 301-500 kW | New | 0.22795 | 0.22795 | N/A | 0 | 0 | 0 | Fail RIM
[12 empty] | Large C&I | Firm Service Level | N | 501 kW + | New | 0.37433 | 0.37433 | N/A | 0 | 0 | 0 | Fail RIM
[12 empty] | Large C&I | Guaranteed Load Drop | N | 0-50 kW | New | 0.093729 | 0.093729 | N/A | 0 | 0 | 0 | Fail RIM
[12 empty] | Large C&I | Guaranteed Load Drop | N | 51-300 kW | New | 0.38716 | 0.38716 | N/A | 0 | 0 | 0 | Fail RIM
[12 empty] | Large C&I | Guaranteed Load Drop | N | 301-500 kW | New | 0.22795 | 0.22795 | N/A | 0 | 0 | 0 | Fail RIM
[12 empty] | Large C&I | Guaranteed Load Drop | N | 501 kW + | New | 0.37433 | 0.37433 | N/A | 0 | 0 | 0 | Fail RIM
[12 empty] | Residential | PV System | N | Single Family | New | 0.34325 | 0.25699 | 0.74869 | 0 | 0 | 0 | Fail RIM
[12 empty] | Residential | PV System | N | Multi-Family | New | 0.34325 | 0.25699 | 0.74869 | 0 | 0 | 0 | Fail RIM
[12 empty] | Residential | Battery Storage from PV System | N | Single Family | New | 999 | 0.0018264 | 0.000397 | 0 | 0 | 0 | Fail PCT
[12 empty] | Residential | Battery Storage from PV System | N | Multi-Family | New | 999 | 0.0050642 | 0.0004063 | 0 | 0 | 0 | Fail PCT
[12 empty] | Commercial | Solar Voltaic (17.1w/sf2) | N | Assembly | New | 0.35729 | 0.37974 | 1.0628 | 0 | 0 | 0 | Fail RIM
[12 empty] | Commercial | Solar Voltaic (17.1w/sf2) | N | College and University | New | 0.35729 | 0.37974 | 1.0628 | 0 | 0 | 0 | Fail RIM
[12 empty] | Commercial | Solar Voltaic (17.1w/sf2) | N | Grocery | New | 0.35729 | 0.37974 | 1.0628 | 0 | 0 | 0 | Fail RIM
[12 empty] | Commercial | Solar Voltaic (17.1w/sf2) | N | Healthcare | New | 0.35729 | 0.37974 | 1.0628 | 0 | 0 | 0 | Fail RIM
[12 empty] | Commercial | Solar Voltaic (17.1w/sf2) | N | Hospitals | New | 0.35729 | 0.37974 | 1.0628 | 0 | 0 | 0 | Fail RIM
[12 empty] | Commercial | Solar Voltaic (17.1w/sf2) | N | Institutional | New | 0.35729 | 0.37974 | 1.0628 | 0 | 0 | 0 | Fail RIM
[12 empty] | Commercial | Solar Voltaic (17.1w/sf2) | N | Lodging/Hospitality | New | 0.35729 | 0.37974 | 1.0628 | 0 | 0 | 0 | Fail RIM
[12 empty] | Commercial | Solar Voltaic (17.1w/sf2) | N | Miscellaneous | New | 0.35729 | 0.37974 | 1.0628 | 0 | 0 | 0 | Fail RIM
[12 empty] | Commercial | Solar Voltaic (17.1w/sf2) | N | Offices | New | 0.35729 | 0.37974 | 1.0628 | 0 | 0 | 0 | Fail RIM
[12 empty] | Commercial | Solar Voltaic (17.1w/sf2) | N | Restaurants | New | 0.35729 | 0.37974 | 1.0628 | 0 | 0 | 0 | Fail RIM
[12 empty] | Commercial | Solar Voltaic (17.1w/sf2) | N | Retail | New | 0.35729 | 0.37974 | 1.0628 | 0 | 0 | 0 | Fail RIM
[12 empty] | Commercial | Solar Voltaic (17.1w/sf2) | N | Schools K-12 | New | 0.35729 | 0.37974 | 1.0628 | 0 | 0 | 0 | Fail RIM
[12 empty] | Commercial | Solar Voltaic (17.1w/sf2) | N | Warehouse | New | 0.35729 | 0.37974 | 1.0628 | 0 | 0 | 0 | Fail RIM
[12 empty] | Commercial | Storage with other DSM (EE and DR) - Seg 1 - 15 MWh | N | All | New | 5.1266 | 0.0034144 | 0.00066602 | 0 | 0 | 0 | Fail PCT
[12 empty] | Commercial | Storage with other DSM (EE and DR) - Seg 2 - 25 MWh | N | All | New | 5.1266 | 0.0013589 | 0.00026507 | 0 | 0 | 0 | Fail PCT
[12 empty] | Commercial | Storage with other DSM (EE and DR) - Seg 3 - 50 MWh | N | All | New | 5.1266 | 0.0012648 | 0.00024671 | 0 | 0 | 0 | Fail PCT
[12 empty] | Commercial | Storage with other DSM (EE and DR) - Seg 4 51+ MWh | N | All | New | 5.1266 | 0.0026276 | 0.00051255 | 0 | 0 | 0 | Fail PCT
[12 empty] | Commercial | 3500 kW Gas Turbine | N | All | New | 0.34083 | 0.1851 | 0.54309 | 0 | 0 | 0 | Fail RIM
[12 empty] | Commercial | 3000 kW Gas Turbine | N | All | New | 0.34083 | 0.18174 | 0.53321 | 0 | 0 | 0 | Fail RIM
[12 empty] | Commercial | 2500 kW Gas Turbine | N | All | New | 0.34083 | 0.17831 | 0.52316 | 0 | 0 | 0 | Fail RIM
[12 empty] | Commercial | 4500 kW Reciprocating Engine | N | All | New | 0.37327 | 0.2473 | 0.66253 | 0 | 0 | 0 | Fail RIM
[12 empty] | Commercial | 3000 kW Reciprocating Engine | N | All | New | 0.37327 | 0.24531 | 0.65719 | 0 | 0 | 0 | Fail RIM
[12 empty] | Commercial | 1125 kW Fuel Cell | N | All | New | 0.35372 | 0.25224 | 0.71311 | 0 | 0 | 0 | Fail RIM
[12 empty] | Commercial | 1250 kW Reciprocating Engine | N | All | New | 0.37327 | 0.21735 | 0.58228 | 0 | 0 | 0 | Fail RIM
[12 empty] | Commercial | 500 kW Fuel Cell | N | All | New | 0.35372 | 0.1953 | 0.55214 | 0 | 0 | 0 | Fail RIM
[12 empty] | Commercial | 350 kW Reciprocating Engine | N | All | New | 0.37327 | 0.18883 | 0.50588 | 0 | 0 | 0 | Fail RIM
[12 empty] | Commercial | 175 kW Fuel Cell | N | All | New | 0.35372 | 0.11131 | 0.31469 | 0 | 0 | 0 | Fail RIM
[12 empty] | Commercial | 200 kW Micro Turbine | N | All | New | 0.37081 | 0.13087 | 0.35294 | 0 | 0 | 0 | Fail RIM
[12 empty] | Commercial | 150 kW Reciprocating Engine | N | All | New | 0.37327 | 0.1801 | 0.48251 | 0 | 0 | 0 | Fail RIM
[12 empty] | Commercial | 100 kW Micro Turbine | N | All | New | 0.37081 | 0.12774 | 0.3445 | 0 | 0 | 0 | Fail RIM
[12 empty] | Commercial | 50 kW Micro Turbine | N | All | New | 0.37081 | 0.12361 | 0.33335 | 0 | 0 | 0 | Fail RIM
[12 empty] | Industrial | 5500 kW Steam Turbine-Biomass | N | All | New | 0.51467 | 0.22491 | 0.43699 | 0 | 0 | 0 | Fail RIM
[12 empty] | Industrial | 3500 kW Steam Turbine-Biomass | N | All | New | 0.51467 | 0.21113 | 0.41023 | 0 | 0 | 0 | Fail RIM
[12 empty] | Industrial | 3500 kW Gas Turbine | N | All | New | 0.53946 | 0.1851 | 0.34313 | 0 | 0 | 0 | Fail RIM
[12 empty] | Industrial | 3000 kW Gas Turbine | N | All | New | 0.53946 | 0.18174 | 0.33688 | 0 | 0 | 0 | Fail RIM
[12 empty] | Industrial | 2500 kW Gas Turbine | N | All | New | 0.53946 | 0.17831 | 0.33053 | 0 | 0 | 0 | Fail RIM
[12 empty] | Industrial | 4500 kW Reciprocating Engine | N | All | New | 0.43257 | 0.2473 | 0.57169 | 0 | 0 | 0 | Fail RIM
[12 empty] | Industrial | 1500 kW Steam Turbine-Biomass | N | All | New | 0.51467 | 0.22819 | 0.44338 | 0 | 0 | 0 | Fail RIM
[12 empty] | Industrial | 3000 kW Reciprocating Engine | N | All | New | 0.43257 | 0.24531 | 0.56709 | 0 | 0 | 0 | Fail RIM
[12 empty] | Industrial | 1125 kW Fuel Cell | N | All | New | 0.53291 | 0.25224 | 0.47332 | 0 | 0 | 0 | Fail RIM
[12 empty] | Industrial | 800 kW Fuel Cell-Biogas | N | All | New | 0.53291 | 0.22521 | 0.4226 | 0 | 0 | 0 | Fail RIM
[12 empty] | Industrial | 1250 kW Reciprocating Engine | N | All | New | 0.43257 | 0.21735 | 0.50245 | 0 | 0 | 0 | Fail RIM
[12 empty] | Industrial | 1250 kW Reciprocating Engine-Biogas | N | All | New | 0.43257 | 0.21141 | 0.48872 | 0 | 0 | 0 | Fail RIM
[12 empty] | Industrial | 500 kW Fuel Cell | N | All | New | 0.53291 | 0.1953 | 0.36648 | 0 | 0 | 0 | Fail RIM
[12 empty] | Industrial | 350 kW Reciprocating Engine | N | All | New | 0.43257 | 0.18883 | 0.43652 | 0 | 0 | 0 | Fail RIM
[12 empty] | Industrial | 175 kW Fuel Cell | N | All | New | 0.53291 | 0.11131 | 0.20887 | 0 | 0 | 0 | Fail RIM
[12 empty] | Industrial | 200 kW Micro Turbine | N | All | New | 0.47575 | 0.13087 | 0.27509 | 0 | 0 | 0 | Fail RIM
[12 empty] | Industrial | 150 kW Reciprocating Engine | N | All | New | 0.43257 | 0.1801 | 0.41635 | 0 | 0 | 0 | Fail RIM
[12 empty] | Industrial | 100 kW Micro Turbine | N | All | New | 0.47575 | 0.12774 | 0.26851 | 0 | 0 | 0 | Fail RIM
[12 empty] | Industrial | 100 kW Micro Turbine- Biogas | N | All | New | 0.47575 | 0.12405 | 0.26074 | 0 | 0 | 0 | Fail RIM
[12 empty] | Industrial | 50 kW Micro Turbine | N | All | New | 0.47575 | 0.12361 | 0.25982 | 0 | 0 | 0 | Fail RIM

## Staff ROG34_AP
PRIVILEGED AND CONFIDENTIAL
Attorney-Client Communication/Attorney Work Product
Prepared at the Direction of the Legal Counsel
| Achievable Potential - RIM | [10 empty] | Achievable Potential - RIM | [11 empty] | Achievable Potential - TRC | [10 empty] | Achievable Potential - TRC
| Passing Measures Results | [10 empty] | Falling Measures Results | [11 empty] | Passing Measures Results | [10 empty] | Falling Measures Results
| [Economic Potential or Achievable Potential] – [TRC or RIM] | [10 empty] | [Economic Potential or Achievable Potential] – [TRC or RIM] | [11 empty] | [Economic Potential or Achievable Potential] – [TRC or RIM] | [10 empty] | [Economic Potential or Achievable Potential] – [TRC or RIM]
| Customer | Measure | Included | Segment | Vintage | TRC | RIM | PCT | Summer | Winter | Energy | Customer | Measure | Included | Segment | Vintage | TRC | RIM | PCT | Summer | Winter | Energy | Reason For | Customer | Measure | Included | Segment | Vintage | TRC | RIM | PCT | Summer | Winter | Energy | Customer | Measure | Included | Segment | Vintage | TRC | RIM | PCT | Summer | Winter | Energy | Reason For
| Class | Name | (Y/N) | [5 empty] | (MW) | (MW) | (GWh) | Class | Name | (Y/N) | [5 empty] | (MW) | (MW) | (GWh) | Failure | Class | Name | (Y/N) | [5 empty] | (MW) | (MW) | (GWh) | Class | Name | (Y/N) | [5 empty] | (MW) | (MW) | (GWh) | Failure
| N/A | [10 empty] | N/A | [11 empty] | Residential | Ceiling Insulation(R2 to R38) | N | Single Family | Existing | 1.0027 | 0.30339 | 4.7618 | 0.066217 | 0.071957 | 0.21313 | Residential | CFL-13W | N | Single Family | Turnover | 0.83407 | 0.29774 | 3.1701 | 0 | 0 | 0 | Fail TRC
[24 empty] | Residential | Ceiling Insulation(R2 to R38) | N | Single Family | New | 1.0027 | 0.30339 | 4.7618 | 0 | 0 | 0 | Residential | CFL-13W | N | Multi-Family | Turnover | 0.83407 | 0.29774 | 3.1701 | 0 | 0 | 0 | Fail TRC
[24 empty] | Residential | Programmable Thermostat | N | Single Family | New | 1.0232 | 0.39879 | 3.6353 | 0.00043457 | 0 | 0.00039738 | Residential | CFL-13W | N | Manufactured Home | Turnover | 0.83407 | 0.29774 | 3.1701 | 0 | 0 | 0 | Fail TRC
[24 empty] | Residential | Programmable Thermostat | N | Manufactured Home | New | 1.0099 | 0.39674 | 3.5779 | 0.0001708 | 0 | 0.00010623 | Residential | CFL-13W | N | Single Family | New | 0.83407 | 0.29774 | 3.1701 | 0 | 0 | 0 | Fail TRC
[24 empty] | Commercial | Efficient Exhaust Hood | N | Assembly | Turnover | 1.6505 | 0.36409 | 4.8521 | 0 | 0 | 0 | Residential | CFL-13W | N | Multi-Family | New | 0.83407 | 0.29774 | 3.1701 | 0 | 0 | 0 | Fail TRC
[24 empty] | Commercial | Efficient Exhaust Hood | N | College and University | Turnover | 1.6505 | 0.36409 | 4.8521 | 1.81e-05 | 7.1044e-06 | 8.2794e-05 | Residential | CFL-13W | N | Manufactured Home | New | 0.83407 | 0.29774 | 3.1701 | 0 | 0 | 0 | Fail TRC
[24 empty] | Commercial | Efficient Exhaust Hood | N | Grocery | Turnover | 1.6505 | 0.36409 | 4.8521 | 0 | 0 | 0 | Residential | LED - 9W Flood | N | Single Family | Turnover | 0.89912 | 0.2902 | 3.4775 | 0 | 0 | 0 | Fail TRC
[24 empty] | Commercial | Efficient Exhaust Hood | N | Healthcare | Turnover | 1.6505 | 0.36409 | 4.8521 | 0.00013236 | 5.195e-05 | 0.00060542 | Residential | LED - 9W Flood | N | Multi-Family | Turnover | 0.89912 | 0.2902 | 3.4775 | 0 | 0 | 0 | Fail TRC
[24 empty] | Commercial | Efficient Exhaust Hood | N | Hospitals | Turnover | 1.6505 | 0.36409 | 4.8521 | 0.00044102 | 0.0001731 | 0.0020173 | Residential | LED - 9W Flood | N | Manufactured Home | Turnover | 0.89912 | 0.2902 | 3.4775 | 0 | 0 | 0 | Fail TRC
[24 empty] | Commercial | Efficient Exhaust Hood | N | Institutional | Turnover | 1.6505 | 0.36409 | 4.8521 | 0 | 0 | 0 | Residential | LED - 9W Flood | N | Single Family | New | 0.89912 | 0.2902 | 3.4775 | 0 | 0 | 0 | Fail TRC
[24 empty] | Commercial | Efficient Exhaust Hood | N | Lodging/Hospitality | Turnover | 1.6505 | 0.36409 | 4.8521 | 0.0010465 | 0.00041077 | 0.0047871 | Residential | LED - 9W Flood | N | Multi-Family | New | 0.89912 | 0.2902 | 3.4775 | 0 | 0 | 0 | Fail TRC
[24 empty] | Commercial | Efficient Exhaust Hood | N | Miscellaneous | Turnover | 1.6505 | 0.36409 | 4.8521 | 0 | 0 | 0 | Residential | LED - 9W Flood | N | Manufactured Home | New | 0.89912 | 0.2902 | 3.4775 | 0 | 0 | 0 | Fail TRC
[24 empty] | Commercial | Efficient Exhaust Hood | N | Offices | Turnover | 1.6505 | 0.36409 | 4.8521 | 0 | 0 | 0 | Residential | LED Specialty Lamps-5W Chandelier | N | Single Family | Turnover | 0.94634 | 0.29495 | 3.6326 | 0 | 0 | 0 | Fail TRC
[24 empty] | Commercial | Efficient Exhaust Hood | N | Restaurants | Turnover | 1.6505 | 0.36409 | 4.8521 | 0.0064415 | 0.0025283 | 0.029464 | Residential | LED Specialty Lamps-5W Chandelier | N | Multi-Family | Turnover | 0.94634 | 0.29495 | 3.6326 | 0 | 0 | 0 | Fail TRC
[24 empty] | Commercial | Efficient Exhaust Hood | N | Retail | Turnover | 1.6505 | 0.36409 | 4.8521 | 0 | 0 | 0 | Residential | LED Specialty Lamps-5W Chandelier | N | Manufactured Home | Turnover | 0.94634 | 0.29495 | 3.6326 | 0 | 0 | 0 | Fail TRC
[24 empty] | Commercial | Efficient Exhaust Hood | N | Schools K-12 | Turnover | 1.6505 | 0.36409 | 4.8521 | 0.00031799 | 0.00012481 | 0.0014545 | Residential | LED Specialty Lamps-5W Chandelier | N | Single Family | New | 0.94634 | 0.29495 | 3.6326 | 0 | 0 | 0 | Fail TRC
[24 empty] | Commercial | Efficient Exhaust Hood | N | Warehouse | Turnover | 1.6505 | 0.36409 | 4.8521 | 0 | 0 | 0 | Residential | LED Specialty Lamps-5W Chandelier | N | Multi-Family | New | 0.94634 | 0.29495 | 3.6326 | 0 | 0 | 0 | Fail TRC
[24 empty] | Commercial | Efficient Exhaust Hood | N | Assembly | New | 1.6505 | 0.36409 | 4.8521 | 0 | 0 | 0 | Residential | LED Specialty Lamps-5W Chandelier | N | Manufactured Home | New | 0.94634 | 0.29495 | 3.6326 | 0 | 0 | 0 | Fail TRC
[24 empty] | Commercial | Efficient Exhaust Hood | N | College and University | New | 1.6505 | 0.36409 | 4.8521 | 1.5125e-06 | 5.9366e-07 | 6.9185e-06 | Residential | Solar Pool Heater | N | Single Family | Turnover | 0.75237 | 0.23988 | 3.855 | 0 | 0 | 0 | Fail TRC
[24 empty] | Commercial | Efficient Exhaust Hood | N | Grocery | New | 1.6505 | 0.36409 | 4.8521 | 0 | 0 | 0 | Residential | Solar Pool Heater | N | Multi-Family | Turnover | 0.75237 | 0.23988 | 3.855 | 0 | 0 | 0 | Fail TRC
[24 empty] | Commercial | Efficient Exhaust Hood | N | Healthcare | New | 1.6505 | 0.36409 | 4.8521 | 1.2148e-05 | 4.7682e-06 | 5.5569e-05 | Residential | Solar Pool Heater | N | Manufactured Home | Turnover | 0.75237 | 0.23988 | 3.855 | 0 | 0 | 0 | Fail TRC
[24 empty] | Commercial | Efficient Exhaust Hood | N | Hospitals | New | 1.6505 | 0.36409 | 4.8521 | 4.0479e-05 | 1.5888e-05 | 0.00018516 | Residential | Solar Pool Heater | N | Single Family | New | 0.75237 | 0.23988 | 3.855 | 0 | 0 | 0 | Fail TRC
[24 empty] | Commercial | Efficient Exhaust Hood | N | Institutional | New | 1.6505 | 0.36409 | 4.8521 | 0 | 0 | 0 | Residential | Solar Pool Heater | N | Multi-Family | New | 0.75237 | 0.23988 | 3.855 | 0 | 0 | 0 | Fail TRC
[24 empty] | Commercial | Efficient Exhaust Hood | N | Lodging/Hospitality | New | 1.6505 | 0.36409 | 4.8521 | 0.00012232 | 4.801e-05 | 0.00055951 | Residential | Solar Pool Heater | N | Manufactured Home | New | 0.75237 | 0.23988 | 3.855 | 0 | 0 | 0 | Fail TRC
[24 empty] | Commercial | Efficient Exhaust Hood | N | Miscellaneous | New | 1.6505 | 0.36409 | 4.8521 | 0 | 0 | 0 | Residential | Ceiling Insulation(R2 to R38) | N | Multi-Family | Existing | 0.81371 | 0.28347 | 3.7277 | 0 | 0 | 0 | Fail TRC
[24 empty] | Commercial | Efficient Exhaust Hood | N | Offices | New | 1.6505 | 0.36409 | 4.8521 | 0 | 0 | 0 | Residential | Ceiling Insulation(R2 to R38) | N | Manufactured Home | Existing | 0.80044 | 0.28184 | 3.6634 | 0 | 0 | 0 | Fail TRC
[24 empty] | Commercial | Efficient Exhaust Hood | N | Restaurants | New | 1.6505 | 0.36409 | 4.8521 | 0.0013864 | 0.00054415 | 0.0063415 | Residential | Ceiling Insulation(R2 to R38) | N | Multi-Family | New | 0.81371 | 0.28347 | 3.7277 | 0 | 0 | 0 | Fail TRC
[24 empty] | Commercial | Efficient Exhaust Hood | N | Retail | New | 1.6505 | 0.36409 | 4.8521 | 0 | 0 | 0 | Residential | Ceiling Insulation(R2 to R38) | N | Manufactured Home | New | 0.80044 | 0.28184 | 3.6634 | 0 | 0 | 0 | Fail TRC
[24 empty] | Commercial | Efficient Exhaust Hood | N | Schools K-12 | New | 1.6505 | 0.36409 | 4.8521 | 2.6572e-05 | 1.0429e-05 | 0.00012154 | Residential | Duct Repair | N | Single Family | Existing | 0.70297 | 0.29246 | 3.2063 | 0 | 0 | 0 | Fail TRC
[24 empty] | Commercial | Efficient Exhaust Hood | N | Warehouse | New | 1.6505 | 0.36409 | 4.8521 | 0 | 0 | 0 | Residential | Duct Repair | N | Manufactured Home | Existing | 0.64332 | 0.26985 | 3.1582 | 0 | 0 | 0 | Fail TRC
[24 empty] | Commercial | High Efficiency Chiller (Air Cooled, 50 tons) | Y | Healthcare | Turnover | 1.7843 | 0.35521 | 5.7594 | 0 | 0 | 0 | Residential | Programmable Thermostat | N | Multi-Family | New | 0.77543 | 0.35463 | 2.7137 | 0 | 0 | 0 | Fail TRC
[24 empty] | Commercial | High Efficiency Chiller (Air Cooled, 50 tons) | Y | Hospitals | Turnover | 1.7041 | 0.35191 | 5.5084 | 0.0025896 | 0.00059732 | 0.011167 | Residential | Smart Thermostat | N | Single Family | New | 0.7166 | 0.34179 | 2.532 | 0 | 0 | 0 | Fail TRC
[24 empty] | Commercial | High Efficiency Chiller (Air Cooled, 50 tons) | Y | Lodging/Hospitality | Turnover | 1.4069 | 0.3372 | 4.6131 | 0.00030656 | 7.0714e-05 | 0.0013219 | Commercial | High Efficiency Chiller (Air Cooled, 50 tons) | Y | College and University | Turnover | 0.98433 | 0.30574 | 3.4266 | 0 | 0 | 0 | Fail TRC
[24 empty] | Commercial | High Efficiency Chiller (Air Cooled, 50 tons) | Y | Restaurants | Turnover | 1.3834 | 0.33583 | 4.5445 | 0.00010336 | 2.3842e-05 | 0.0004457 | Commercial | High Efficiency Chiller (Air Cooled, 50 tons) | Y | Offices | Turnover | 0.99736 | 0.30699 | 3.4617 | 0 | 0 | 0 | Fail TRC
[24 empty] | Commercial | High Efficiency Chiller (Air Cooled, 50 tons) | Y | Retail | Turnover | 1.1131 | 0.31714 | 3.778 | 0 | 0 | 0 | Commercial | High Efficiency Chiller (Air Cooled, 50 tons) | Y | Schools K-12 | Turnover | 0.97999 | 0.30532 | 3.4149 | 0 | 0 | 0 | Fail TRC
[24 empty] | Commercial | High Efficiency Chiller (Air Cooled, 50 tons) | Y | Healthcare | New | 1.7843 | 0.35521 | 5.7594 | 0 | 0 | 0 | Commercial | High Efficiency Chiller (Air Cooled, 50 tons) | Y | College and University | New | 0.98433 | 0.30574 | 3.4266 | 0 | 0 | 0 | Fail TRC
[24 empty] | Commercial | High Efficiency Chiller (Air Cooled, 50 tons) | Y | Hospitals | New | 1.7041 | 0.35191 | 5.5084 | 0.00039763 | 9.1719e-05 | 0.0017146 | Commercial | High Efficiency Chiller (Air Cooled, 50 tons) | Y | Offices | New | 0.99736 | 0.30699 | 3.4617 | 0 | 0 | 0 | Fail TRC
[24 empty] | Commercial | High Efficiency Chiller (Air Cooled, 50 tons) | Y | Lodging/Hospitality | New | 1.4069 | 0.3372 | 4.6131 | 6.0439e-05 | 1.3941e-05 | 0.00026062 | Commercial | High Efficiency Chiller (Air Cooled, 50 tons) | Y | Schools K-12 | New | 0.97999 | 0.30532 | 3.4149 | 0 | 0 | 0 | Fail TRC
[24 empty] | Commercial | High Efficiency Chiller (Air Cooled, 50 tons) | Y | Restaurants | New | 1.3834 | 0.33583 | 4.5445 | 3.7127e-05 | 8.5638e-06 | 0.00016009 | Commercial | High Efficiency Chiller (Water cooled-centrifugal, 200 tons) | Y | Offices | Turnover | 0.93618 | 0.31026 | 3.1858 | 0 | 0 | 0 | Fail TRC
[24 empty] | Commercial | High Efficiency Chiller (Air Cooled, 50 tons) | Y | Retail | New | 1.1131 | 0.31714 | 3.778 | 0 | 0 | 0 | Commercial | High Efficiency Chiller (Water cooled-centrifugal, 200 tons) | Y | Offices | New | 0.93618 | 0.31026 | 3.1858 | 0 | 0 | 0 | Fail TRC
[24 empty] | Commercial | High Efficiency Chiller (Water cooled-centrifugal, 200 tons) | Y | Healthcare | Turnover | 1.6885 | 0.36402 | 5.2261 | 0 | 0 | 0 | Commercial | High Efficiency Chiller (Water cooled-positive displacement, 100 tons) | Y | Hospitals | Turnover | 0.9924 | 0.3162 | 3.3288 | 0 | 0 | 0 | Fail TRC
[24 empty] | Commercial | High Efficiency Chiller (Water cooled-centrifugal, 200 tons) | Y | Hospitals | Turnover | 1.6113 | 0.36029 | 5.0032 | 0.0018488 | 1.8201e-05 | 0.0057631 | Commercial | High Efficiency Chiller (Water cooled-positive displacement, 100 tons) | Y | Hospitals | New | 0.9924 | 0.3162 | 3.3288 | 0 | 0 | 0 | Fail TRC
[24 empty] | Commercial | High Efficiency Chiller (Water cooled-centrifugal, 200 tons) | Y | Lodging/Hospitality | Turnover | 1.3262 | 0.34377 | 4.2082 | 0.00021635 | 2.13e-06 | 0.00067442 | Commercial | Energy Star Uninterruptable Power Supply | N | Assembly | Turnover | 0.99484 | 0.31419 | 3.3331 | 0 | 0 | 0 | Fail TRC
[24 empty] | Commercial | High Efficiency Chiller (Water cooled-centrifugal, 200 tons) | Y | Restaurants | Turnover | 1.3038 | 0.34224 | 4.1473 | 7.2869e-05 | 7.174e-07 | 0.00022715 | Commercial | Energy Star Uninterruptable Power Supply | N | College and University | Turnover | 0.99484 | 0.31419 | 3.3331 | 0 | 0 | 0 | Fail TRC
[24 empty] | Commercial | High Efficiency Chiller (Water cooled-centrifugal, 200 tons) | Y | Retail | Turnover | 1.0461 | 0.32146 | 3.4667 | 0 | 0 | 0 | Commercial | Energy Star Uninterruptable Power Supply | N | Grocery | Turnover | 0.99484 | 0.31419 | 3.3331 | 0 | 0 | 0 | Fail TRC
[24 empty] | Commercial | High Efficiency Chiller (Water cooled-centrifugal, 200 tons) | Y | Healthcare | New | 1.6885 | 0.36402 | 5.2261 | 0 | 0 | 0 | Commercial | Energy Star Uninterruptable Power Supply | N | Healthcare | Turnover | 0.99484 | 0.31419 | 3.3331 | 0 | 0 | 0 | Fail TRC
[24 empty] | Commercial | High Efficiency Chiller (Water cooled-centrifugal, 200 tons) | Y | Hospitals | New | 1.6113 | 0.36029 | 5.0032 | 0.00028401 | 2.7961e-06 | 0.00088534 | Commercial | Energy Star Uninterruptable Power Supply | N | Hospitals | Turnover | 0.99484 | 0.31419 | 3.3331 | 0 | 0 | 0 | Fail TRC
[24 empty] | Commercial | High Efficiency Chiller (Water cooled-centrifugal, 200 tons) | Y | Lodging/Hospitality | New | 1.3262 | 0.34377 | 4.2082 | 4.2709e-05 | 4.2047e-07 | 0.00013314 | Commercial | Energy Star Uninterruptable Power Supply | N | Institutional | Turnover | 0.99484 | 0.31419 | 3.3331 | 0 | 0 | 0 | Fail TRC
[24 empty] | Commercial | High Efficiency Chiller (Water cooled-centrifugal, 200 tons) | Y | Restaurants | New | 1.3038 | 0.34224 | 4.1473 | 2.6179e-05 | 2.5773e-07 | 8.1606e-05 | Commercial | Energy Star Uninterruptable Power Supply | N | Lodging/Hospitality | Turnover | 0.99484 | 0.31419 | 3.3331 | 0 | 0 | 0 | Fail TRC
[24 empty] | Commercial | High Efficiency Chiller (Water cooled-centrifugal, 200 tons) | Y | Retail | New | 1.0461 | 0.32146 | 3.4667 | 0 | 0 | 0 | Commercial | Energy Star Uninterruptable Power Supply | N | Miscellaneous | Turnover | 0.99484 | 0.31419 | 3.3331 | 0 | 0 | 0 | Fail TRC
[24 empty] | Commercial | High Efficiency Chiller (Water cooled-positive displacement, 100 tons) | Y | Healthcare | Turnover | 1.0429 | 0.32116 | 3.4584 | 0 | 0 | 0 | Commercial | Energy Star Uninterruptable Power Supply | N | Offices | Turnover | 0.99484 | 0.31419 | 3.3331 | 0 | 0 | 0 | Fail TRC
[24 empty] | Commercial | High Efficiency Chiller (Water cooled-positive displacement, 100 tons) | Y | Healthcare | New | 1.0429 | 0.32116 | 3.4584 | 0 | 0 | 0 | Commercial | Energy Star Uninterruptable Power Supply | N | Restaurants | Turnover | 0.99484 | 0.31419 | 3.3331 | 0 | 0 | 0 | Fail TRC
[24 empty] | Commercial | High Efficiency PTAC | Y | Grocery | Turnover | 1.4385 | 0.37119 | 4.3096 | 0 | 0 | 0 | Commercial | Energy Star Uninterruptable Power Supply | N | Retail | Turnover | 0.99484 | 0.31419 | 3.3331 | 0 | 0 | 0 | Fail TRC
[24 empty] | Commercial | High Efficiency PTAC | Y | Institutional | Turnover | 1.4107 | 0.36932 | 4.2363 | 0 | 0 | 0 | Commercial | Energy Star Uninterruptable Power Supply | N | Schools K-12 | Turnover | 0.99484 | 0.31419 | 3.3331 | 0 | 0 | 0 | Fail TRC
[24 empty] | Commercial | High Efficiency PTAC | Y | Miscellaneous | Turnover | 1.4114 | 0.363 | 4.3293 | 0 | 0 | 0 | Commercial | Energy Star Uninterruptable Power Supply | N | Warehouse | Turnover | 0.99484 | 0.31419 | 3.3331 | 0 | 0 | 0 | Fail TRC
[24 empty] | Commercial | High Efficiency PTAC | Y | Grocery | New | 1.4385 | 0.37119 | 4.3096 | 0 | 0 | 0 | Commercial | Energy Star Uninterruptable Power Supply | N | Assembly | New | 0.99484 | 0.31419 | 3.3331 | 0 | 0 | 0 | Fail TRC
[24 empty] | Commercial | High Efficiency PTAC | Y | Institutional | New | 1.4107 | 0.36932 | 4.2363 | 0 | 0 | 0 | Commercial | Energy Star Uninterruptable Power Supply | N | College and University | New | 0.99484 | 0.31419 | 3.3331 | 0 | 0 | 0 | Fail TRC
[24 empty] | Commercial | High Efficiency PTAC | Y | Miscellaneous | New | 1.4114 | 0.363 | 4.3293 | 0 | 0 | 0 | Commercial | Energy Star Uninterruptable Power Supply | N | Grocery | New | 0.99484 | 0.31419 | 3.3331 | 0 | 0 | 0 | Fail TRC
[24 empty] | Commercial | High Efficiency PTHP | Y | Grocery | Turnover | 1.4819 | 0.374 | 4.4252 | 0 | 1.3262e-07 | 0.00072824 | Commercial | Energy Star Uninterruptable Power Supply | N | Healthcare | New | 0.99484 | 0.31419 | 3.3331 | 0 | 0 | 0 | Fail TRC
[24 empty] | Commercial | High Efficiency PTHP | Y | Institutional | Turnover | 1.4329 | 0.3708 | 4.2949 | 0.00047795 | 6.0711e-07 | 0.0042948 | Commercial | Energy Star Uninterruptable Power Supply | N | Hospitals | New | 0.99484 | 0.31419 | 3.3331 | 0 | 0 | 0 | Fail TRC
[24 empty] | Commercial | High Efficiency PTHP | Y | Miscellaneous | Turnover | 1.4662 | 0.37299 | 4.3834 | 0.00052816 | 0 | 0.0010619 | Commercial | Energy Star Uninterruptable Power Supply | N | Institutional | New | 0.99484 | 0.31419 | 3.3331 | 0 | 0 | 0 | Fail TRC
[24 empty] | Commercial | High Efficiency PTHP | Y | Grocery | New | 1.4819 | 0.374 | 4.4252 | 0 | 3.8098e-08 | 0.00020921 | Commercial | Energy Star Uninterruptable Power Supply | N | Lodging/Hospitality | New | 0.99484 | 0.31419 | 3.3331 | 0 | 0 | 0 | Fail TRC
[24 empty] | Commercial | High Efficiency PTHP | Y | Institutional | New | 1.4329 | 0.3708 | 4.2949 | 8.9123e-05 | 1.1687e-07 | 0.00082098 | Commercial | Energy Star Uninterruptable Power Supply | N | Miscellaneous | New | 0.99484 | 0.31419 | 3.3331 | 0 | 0 | 0 | Fail TRC
[24 empty] | Commercial | High Efficiency PTHP | Y | Miscellaneous | New | 1.4662 | 0.37299 | 4.3834 | 0 | 0 | 0 | Commercial | Energy Star Uninterruptable Power Supply | N | Offices | New | 0.99484 | 0.31419 | 3.3331 | 0 | 0 | 0 | Fail TRC
[24 empty] | Commercial | High Bay LED | N | Assembly | Turnover | 1.5281 | 0.34696 | 4.6999 | 0.006373 | 0.0062526 | 0.034462 | Commercial | Energy Star Uninterruptable Power Supply | N | Restaurants | New | 0.99484 | 0.31419 | 3.3331 | 0 | 0 | 0 | Fail TRC
[24 empty] | Commercial | High Bay LED | N | Schools K-12 | Turnover | 1.2817 | 0.33245 | 4.0606 | 0 | 0 | 0 | Commercial | Energy Star Uninterruptable Power Supply | N | Retail | New | 0.99484 | 0.31419 | 3.3331 | 0 | 0 | 0 | Fail TRC
[24 empty] | Commercial | High Bay LED | N | Assembly | New | 1.5281 | 0.34696 | 4.6999 | 0 | 0 | 0 | Commercial | Energy Star Uninterruptable Power Supply | N | Schools K-12 | New | 0.99484 | 0.31419 | 3.3331 | 0 | 0 | 0 | Fail TRC
[24 empty] | Commercial | High Bay LED | N | Schools K-12 | New | 1.2817 | 0.33245 | 4.0606 | 0 | 0 | 0 | Commercial | Energy Star Uninterruptable Power Supply | N | Warehouse | New | 0.99484 | 0.31419 | 3.3331 | 0 | 0 | 0 | Fail TRC
[24 empty] | Commercial | Solar Pool Heater | N | Assembly | Turnover | 1.1286 | 0.32426 | 3.7287 | 0 | 4.3085e-07 | 1.1795e-05 | Commercial | ECM Motors on Furnaces | N | Grocery | Existing | 0.89839 | 0.27097 | 3.5986 | 0 | 0 | 0 | Fail TRC
[24 empty] | Commercial | Solar Pool Heater | N | College and University | Turnover | 1.1286 | 0.32426 | 3.7287 | 0 | 0 | 0 | Commercial | ECM Motors on Furnaces | N | Hospitals | Existing | 0.94349 | 0.27816 | 3.6953 | 0 | 0 | 0 | Fail TRC
[24 empty] | Commercial | Solar Pool Heater | N | Grocery | Turnover | 1.1286 | 0.32426 | 3.7287 | 0 | 0 | 0 | Commercial | ECM Motors on Furnaces | N | Grocery | New | 0.89839 | 0.27097 | 3.5986 | 0 | 0 | 0 | Fail TRC
[24 empty] | Commercial | Solar Pool Heater | N | Healthcare | Turnover | 1.1286 | 0.32426 | 3.7287 | 0 | 0 | 0 | Commercial | ECM Motors on Furnaces | N | Hospitals | New | 0.94349 | 0.27816 | 3.6953 | 0 | 0 | 0 | Fail TRC
[24 empty] | Commercial | Solar Pool Heater | N | Hospitals | Turnover | 1.1286 | 0.32426 | 3.7287 | 0 | 0 | 0 | Commercial | Facility Energy Management System | N | Retail | Existing | 0.98747 | 0.31602 | 3.2358 | 0 | 0 | 0 | Fail TRC
[24 empty] | Commercial | Solar Pool Heater | N | Institutional | Turnover | 1.1286 | 0.32426 | 3.7287 | 0 | 0 | 0 | Commercial | Facility Energy Management System | N | Retail | New | 0.98747 | 0.31602 | 3.2358 | 0 | 0 | 0 | Fail TRC
[24 empty] | Commercial | Solar Pool Heater | N | Lodging/Hospitality | Turnover | 1.1286 | 0.32426 | 3.7287 | 0 | 1.3612e-05 | 0.00037264 | Commercial | Smart Thermostat | N | Miscellaneous | Existing | 0.9176 | 0.28443 | 3.5712 | 0 | 0 | 0 | Fail TRC
[24 empty] | Commercial | Solar Pool Heater | N | Miscellaneous | Turnover | 1.1286 | 0.32426 | 3.7287 | 0 | 0 | 0 | Commercial | Smart Thermostat | N | Miscellaneous | New | 0.9176 | 0.28443 | 3.5712 | 0 | 0 | 0 | Fail TRC
[24 empty] | Commercial | Solar Pool Heater | N | Offices | Turnover | 1.1286 | 0.32426 | 3.7287 | 0 | 0 | 0 | Commercial | Wall Insulation | N | Grocery | Existing | 0.9217 | 0.29313 | 3.3381 | 0 | 0 | 0 | Fail TRC
[24 empty] | Commercial | Solar Pool Heater | N | Restaurants | Turnover | 1.1286 | 0.32426 | 3.7287 | 0 | 0 | 0 | Commercial | Wall Insulation | N | Restaurants | Existing | 0.93418 | 0.29438 | 3.3726 | 0 | 0 | 0 | Fail TRC
[24 empty] | Commercial | Solar Pool Heater | N | Retail | Turnover | 1.1286 | 0.32426 | 3.7287 | 0 | 0 | 0 | Commercial | Wall Insulation | N | Retail | Existing | 0.9217 | 0.29313 | 3.3381 | 0 | 0 | 0 | Fail TRC
[24 empty] | Commercial | Solar Pool Heater | N | Schools K-12 | Turnover | 1.1286 | 0.32426 | 3.7287 | 0 | 0 | 0 | Commercial | Interior Lighting Controls | N | College and University | Existing | 0.91988 | 0.31307 | 3.1084 | 0 | 0 | 0 | Fail TRC
[24 empty] | Commercial | Solar Pool Heater | N | Warehouse | Turnover | 1.1286 | 0.32426 | 3.7287 | 0 | 0 | 0 | Commercial | Interior Lighting Controls | N | Miscellaneous | Existing | 0.91988 | 0.31307 | 3.1084 | 0 | 0 | 0 | Fail TRC
[24 empty] | Commercial | Solar Pool Heater | N | Assembly | New | 1.1286 | 0.32426 | 3.7287 | 0 | 6.5136e-08 | 1.7831e-06 | Commercial | Interior Lighting Controls | N | College and University | New | 0.91988 | 0.31307 | 3.1084 | 0 | 0 | 0 | Fail TRC
[24 empty] | Commercial | Solar Pool Heater | N | College and University | New | 1.1286 | 0.32426 | 3.7287 | 0 | 0 | 0 | Commercial | Interior Lighting Controls | N | Miscellaneous | New | 0.91988 | 0.31307 | 3.1084 | 0 | 0 | 0 | Fail TRC
[24 empty] | Commercial | Solar Pool Heater | N | Grocery | New | 1.1286 | 0.32426 | 3.7287 | 0 | 0 | 0 | Commercial | Demand Controlled Ventilation | N | Retail | Existing | 0.95006 | 0.31646 | 3.3037 | 0 | 0 | 0 | Fail TRC
[24 empty] | Commercial | Solar Pool Heater | N | Healthcare | New | 1.1286 | 0.32426 | 3.7287 | 0 | 0 | 0 | Commercial | Demand Controlled Ventilation | N | Retail | New | 0.95006 | 0.31646 | 3.3037 | 0 | 0 | 0 | Fail TRC
[24 empty] | Commercial | Solar Pool Heater | N | Hospitals | New | 1.1286 | 0.32426 | 3.7287 | 0 | 0 | 0 | Industrial | Efficient Lighting - Other Interior Lighting | N | Agriculture and Assembly | New | 0.94814 | 0.37686 | 2.6005 | 0 | 0 | 0 | Fail TRC
[24 empty] | Commercial | Solar Pool Heater | N | Institutional | New | 1.1286 | 0.32426 | 3.7287 | 0 | 0 | 0 | Industrial | Efficient Lighting - Other Interior Lighting | N | Agriculture and Assembly | Turnover | 0.94814 | 0.37686 | 2.6005 | 0 | 0 | 0 | Fail TRC
[24 empty] | Commercial | Solar Pool Heater | N | Lodging/Hospitality | New | 1.1286 | 0.32426 | 3.7287 | 0 | 1.2346e-06 | 3.3798e-05 | Industrial | Efficient Lighting - Other Interior Lighting | N | Chemicals and Plastics | New | 0.94814 | 0.37686 | 2.6005 | 0 | 0 | 0 | Fail TRC
[24 empty] | Commercial | Solar Pool Heater | N | Miscellaneous | New | 1.1286 | 0.32426 | 3.7287 | 0 | 0 | 0 | Industrial | Efficient Lighting - Other Interior Lighting | N | Chemicals and Plastics | Turnover | 0.94814 | 0.37686 | 2.6005 | 0 | 0 | 0 | Fail TRC
[24 empty] | Commercial | Solar Pool Heater | N | Offices | New | 1.1286 | 0.32426 | 3.7287 | 0 | 0 | 0 | Industrial | Efficient Lighting - Other Interior Lighting | N | Construction | New | 0.94814 | 0.37686 | 2.6005 | 0 | 0 | 0 | Fail TRC
[24 empty] | Commercial | Solar Pool Heater | N | Restaurants | New | 1.1286 | 0.32426 | 3.7287 | 0 | 0 | 0 | Industrial | Efficient Lighting - Other Interior Lighting | N | Construction | Turnover | 0.94814 | 0.37686 | 2.6005 | 0 | 0 | 0 | Fail TRC
[24 empty] | Commercial | Solar Pool Heater | N | Retail | New | 1.1286 | 0.32426 | 3.7287 | 0 | 0 | 0 | Industrial | Efficient Lighting - Other Interior Lighting | N | Electrical and Electronic Equip. | New | 0.94814 | 0.37686 | 2.6005 | 0 | 0 | 0 | Fail TRC
[24 empty] | Commercial | Solar Pool Heater | N | Schools K-12 | New | 1.1286 | 0.32426 | 3.7287 | 0 | 0 | 0 | Industrial | Efficient Lighting - Other Interior Lighting | N | Electrical and Electronic Equip. | Turnover | 0.94814 | 0.37686 | 2.6005 | 0 | 0 | 0 | Fail TRC
[24 empty] | Commercial | Solar Pool Heater | N | Warehouse | New | 1.1286 | 0.32426 | 3.7287 | 0 | 0 | 0 | Industrial | Efficient Lighting - Other Interior Lighting | N | Lumber/Furniture/Pulp/Paper | New | 0.94814 | 0.37686 | 2.6005 | 0 | 0 | 0 | Fail TRC
[24 empty] | Commercial | Ceiling Insulation(R2 to R38) | N | Assembly | Existing | 1.1075 | 0.28933 | 4.179 | 0 | 0 | 0 | Industrial | Efficient Lighting - Other Interior Lighting | N | Lumber/Furniture/Pulp/Paper | Turnover | 0.94814 | 0.37686 | 2.6005 | 0 | 0 | 0 | Fail TRC
[24 empty] | Commercial | Ceiling Insulation(R2 to R38) | N | College and University | Existing | 1.391 | 0.35712 | 4.2547 | 0 | 0 | 0 | Industrial | Efficient Lighting - Other Interior Lighting | N | Metal Products and Machinery | New | 0.94814 | 0.37686 | 2.6005 | 0 | 0 | 0 | Fail TRC
[24 empty] | Commercial | Ceiling Insulation(R2 to R38) | N | Grocery | Existing | 1.229 | 0.31845 | 4.2144 | 0 | 0 | 0 | Industrial | Efficient Lighting - Other Interior Lighting | N | Metal Products and Machinery | Turnover | 0.94814 | 0.37686 | 2.6005 | 0 | 0 | 0 | Fail TRC
[24 empty] | Commercial | Ceiling Insulation(R2 to R38) | N | Healthcare | Existing | 1.1075 | 0.28933 | 4.179 | 0.00023779 | 0.0017607 | 0.015786 | Industrial | Process Other Systems Optimization | N | Metal Products and Machinery | Existing | 0.92105 | 0.41682 | 2.4438 | 0 | 0 | 0 | Fail TRC
[24 empty] | Commercial | Ceiling Insulation(R2 to R38) | N | Hospitals | Existing | 1.391 | 0.35712 | 4.2547 | 0 | 0 | 0 | Industrial | Process Other Systems Optimization | N | Metal Products and Machinery | New | 0.92105 | 0.41682 | 2.4438 | 0 | 0 | 0 | Fail TRC
[24 empty] | Commercial | Ceiling Insulation(R2 to R38) | N | Institutional | Existing | 1.1075 | 0.28933 | 4.179 | 0 | 0 | 0 | Industrial | Efficient Lighting - Other Interior Lighting | N | Miscellaneous Manufacturing | New | 0.94814 | 0.37686 | 2.6005 | 0 | 0 | 0 | Fail TRC
[24 empty] | Commercial | Ceiling Insulation(R2 to R38) | N | Lodging/Hospitality | Existing | 1.391 | 0.35712 | 4.2547 | 0 | 0 | 0 | Industrial | Efficient Lighting - Other Interior Lighting | N | Miscellaneous Manufacturing | Turnover | 0.94814 | 0.37686 | 2.6005 | 0 | 0 | 0 | Fail TRC
[24 empty] | Commercial | Ceiling Insulation(R2 to R38) | N | Miscellaneous | Existing | 1.1075 | 0.28933 | 4.179 | 0 | 0 | 0 | Industrial | Efficient Lighting - Other Interior Lighting | N | Primary Resources Industries | New | 0.94814 | 0.37686 | 2.6005 | 0 | 0 | 0 | Fail TRC
[24 empty] | Commercial | Ceiling Insulation(R2 to R38) | N | Offices | Existing | 1.1075 | 0.28933 | 4.179 | 0.00017876 | 0.0060882 | 0.02243 | Industrial | Efficient Lighting - Other Interior Lighting | N | Primary Resources Industries | Turnover | 0.94814 | 0.37686 | 2.6005 | 0 | 0 | 0 | Fail TRC
[24 empty] | Commercial | Ceiling Insulation(R2 to R38) | N | Restaurants | Existing | 1.229 | 0.31845 | 4.2144 | 0 | 0 | 0 | Industrial | Process Other Systems Optimization | N | Primary Resources Industries | Existing | 0.85861 | 0.40354 | 2.3285 | 0 | 0 | 0 | Fail TRC
[24 empty] | Commercial | Ceiling Insulation(R2 to R38) | N | Retail | Existing | 1.229 | 0.31845 | 4.2144 | 0 | 0 | 0 | Industrial | Process Other Systems Optimization | N | Primary Resources Industries | New | 0.85861 | 0.40354 | 2.3285 | 0 | 0 | 0 | Fail TRC
[24 empty] | Commercial | Ceiling Insulation(R2 to R38) | N | Schools K-12 | Existing | 1.1075 | 0.28933 | 4.179 | 0 | 0 | 0 | Industrial | Efficient Lighting - Other Interior Lighting | N | Stone/Clay/Glass/Concrete | New | 0.94814 | 0.37686 | 2.6005 | 0 | 0 | 0 | Fail TRC
[24 empty] | Commercial | Ceiling Insulation(R2 to R38) | N | Assembly | New | 1.0923 | 0.28829 | 4.1302 | 0 | 0 | 0 | Industrial | Efficient Lighting - Other Interior Lighting | N | Stone/Clay/Glass/Concrete | Turnover | 0.94814 | 0.37686 | 2.6005 | 0 | 0 | 0 | Fail TRC
[24 empty] | Commercial | Ceiling Insulation(R2 to R38) | N | College and University | New | 1.372 | 0.35585 | 4.2047 | 0 | 0 | 0 | Industrial | Efficient Lighting - Other Interior Lighting | N | Textiles and Leather | New | 0.94814 | 0.37686 | 2.6005 | 0 | 0 | 0 | Fail TRC
[24 empty] | Commercial | Ceiling Insulation(R2 to R38) | N | Grocery | New | 1.2122 | 0.31731 | 4.165 | 0 | 0 | 0 | Industrial | Efficient Lighting - Other Interior Lighting | N | Textiles and Leather | Turnover | 0.94814 | 0.37686 | 2.6005 | 0 | 0 | 0 | Fail TRC
[24 empty] | Commercial | Ceiling Insulation(R2 to R38) | N | Healthcare | New | 1.0923 | 0.28829 | 4.1302 | 0 | 0 | 0 | Industrial | Motor Optimization | N | Textiles and Leather | Existing | 0.92578 | 0.3885 | 2.5379 | 0 | 0 | 0 | Fail TRC
[24 empty] | Commercial | Ceiling Insulation(R2 to R38) | N | Hospitals | New | 1.372 | 0.35585 | 4.2047 | 0 | 0 | 0 | Industrial | Motor Optimization | N | Textiles and Leather | New | 0.92578 | 0.3885 | 2.5379 | 0 | 0 | 0 | Fail TRC
[24 empty] | Commercial | Ceiling Insulation(R2 to R38) | N | Institutional | New | 1.0923 | 0.28829 | 4.1302 | 0 | 0 | 0 | Industrial | Efficient Lighting - Other Interior Lighting | N | Transportation Equipment | New | 0.94814 | 0.37686 | 2.6005 | 0 | 0 | 0 | Fail TRC
[24 empty] | Commercial | Ceiling Insulation(R2 to R38) | N | Lodging/Hospitality | New | 1.372 | 0.35585 | 4.2047 | 0 | 0 | 0 | Industrial | Efficient Lighting - Other Interior Lighting | N | Transportation Equipment | Turnover | 0.94814 | 0.37686 | 2.6005 | 0 | 0 | 0 | Fail TRC
[24 empty] | Commercial | Ceiling Insulation(R2 to R38) | N | Miscellaneous | New | 1.0923 | 0.28829 | 4.1302 | 0 | 0 | 0 | Industrial | Efficient Lighting - Other Interior Lighting | N | Water and Wastewater | New | 0.94814 | 0.37686 | 2.6005 | 0 | 0 | 0 | Fail TRC
[24 empty] | Commercial | Ceiling Insulation(R2 to R38) | N | Offices | New | 1.0923 | 0.28829 | 4.1302 | 0 | 0 | 0 | Industrial | Efficient Lighting - Other Interior Lighting | N | Water and Wastewater | Turnover | 0.94814 | 0.37686 | 2.6005 | 0 | 0 | 0 | Fail TRC
[24 empty] | Commercial | Ceiling Insulation(R2 to R38) | N | Restaurants | New | 1.2122 | 0.31731 | 4.165 | 0 | 0 | 0
[24 empty] | Commercial | Ceiling Insulation(R2 to R38) | N | Retail | New | 1.2122 | 0.31731 | 4.165 | 0 | 0 | 0
[24 empty] | Commercial | Ceiling Insulation(R2 to R38) | N | Schools K-12 | New | 1.0923 | 0.28829 | 4.1302 | 0 | 0 | 0
[24 empty] | Commercial | Duct Sealing Repair | N | Assembly | Existing | 1.007 | 0.30473 | 3.5809 | 0 | 0 | 0
[24 empty] | Commercial | Duct Sealing Repair | N | College and University | Existing | 1.4462 | 0.33557 | 4.9113 | 0 | 0 | 0
[24 empty] | Commercial | Duct Sealing Repair | N | Schools K-12 | Existing | 1.4462 | 0.33557 | 4.9113 | 0 | 0 | 0
[24 empty] | Commercial | Duct Sealing Repair | N | Assembly | New | 1.007 | 0.30473 | 3.5809 | 0 | 0 | 0
[24 empty] | Commercial | Duct Sealing Repair | N | College and University | New | 1.4462 | 0.33557 | 4.9113 | 0 | 0 | 0
[24 empty] | Commercial | Duct Sealing Repair | N | Schools K-12 | New | 1.4462 | 0.33557 | 4.9113 | 0 | 0 | 0
[24 empty] | Commercial | ECM Motors on Furnaces | N | Retail | Existing | 1.164 | 0.291 | 4.493 | 0 | 2.0155e-06 | 1.7655e-05
[24 empty] | Commercial | ECM Motors on Furnaces | N | Schools K-12 | Existing | 1.0468 | 0.27601 | 4.215 | 0 | 0 | 0
[24 empty] | Commercial | ECM Motors on Furnaces | N | Retail | New | 1.164 | 0.291 | 4.493 | 0 | 2.6389e-07 | 2.3117e-06
[24 empty] | Commercial | ECM Motors on Furnaces | N | Schools K-12 | New | 1.0468 | 0.27601 | 4.215 | 0 | 0 | 0
[24 empty] | Commercial | Facility Energy Management System | N | Lodging/Hospitality | Existing | 1.202 | 0.33516 | 3.7527 | 0.00025578 | 3.7541e-05 | 0.0011809
[24 empty] | Commercial | Facility Energy Management System | N | Miscellaneous | Existing | 1.5556 | 0.35086 | 4.7342 | 0.0012769 | 9.662e-05 | 0.0066205
[24 empty] | Commercial | Facility Energy Management System | N | Lodging/Hospitality | New | 1.202 | 0.33516 | 3.7527 | 0.00024454 | 6.1515e-05 | 0.0010662
[24 empty] | Commercial | Facility Energy Management System | N | Miscellaneous | New | 1.5556 | 0.35086 | 4.7342 | 0 | 0 | 0
[24 empty] | Commercial | Wall Insulation | N | College and University | Existing | 1.0294 | 0.32758 | 3.3333 | 0 | 0 | 0
[24 empty] | Commercial | Wall Insulation | N | Hospitals | Existing | 1.0432 | 0.32896 | 3.3674 | 0 | 0 | 0
[24 empty] | Commercial | Wall Insulation | N | Lodging/Hospitality | Existing | 1.0294 | 0.32758 | 3.3333 | 0 | 0 | 0
[24 empty] | Commercial | VSD Controlled Compressor | N | Assembly | Existing | 1.1916 | 0.31329 | 4.1212 | 9.3986e-06 | 4.3989e-06 | 6.2332e-05
[24 empty] | Commercial | VSD Controlled Compressor | N | College and University | Existing | 1.1993 | 0.31562 | 4.1171 | 2.4994e-05 | 2.0935e-05 | 0.00019277
[24 empty] | Commercial | VSD Controlled Compressor | N | Grocery | Existing | 1.1916 | 0.31329 | 4.1212 | 0.00056179 | 0.00026294 | 0.0037258
[24 empty] | Commercial | VSD Controlled Compressor | N | Healthcare | Existing | 1.1993 | 0.31562 | 4.1171 | 1.9534e-05 | 1.6362e-05 | 0.00015066
[24 empty] | Commercial | VSD Controlled Compressor | N | Hospitals | Existing | 1.1993 | 0.31562 | 4.1171 | 1.8344e-05 | 1.5366e-05 | 0.00014148
[24 empty] | Commercial | VSD Controlled Compressor | N | Institutional | Existing | 1.1916 | 0.31329 | 4.1212 | 6.1761e-05 | 2.8907e-05 | 0.0004096
[24 empty] | Commercial | VSD Controlled Compressor | N | Lodging/Hospitality | Existing | 1.1993 | 0.31562 | 4.1171 | 2.8225e-05 | 2.3642e-05 | 0.0002177
[24 empty] | Commercial | VSD Controlled Compressor | N | Miscellaneous | Existing | 1.1916 | 0.31329 | 4.1212 | 0.00055298 | 0.00025882 | 0.0036674
[24 empty] | Commercial | VSD Controlled Compressor | N | Offices | Existing | 1.1916 | 0.31329 | 4.1212 | 0.00012284 | 5.7496e-05 | 0.00081471
[24 empty] | Commercial | VSD Controlled Compressor | N | Restaurants | Existing | 1.1993 | 0.31562 | 4.1171 | 0.00023964 | 0.00020072 | 0.0018483
[24 empty] | Commercial | VSD Controlled Compressor | N | Retail | Existing | 1.1916 | 0.31329 | 4.1212 | 8.9913e-05 | 4.2083e-05 | 0.0005963
[24 empty] | Commercial | VSD Controlled Compressor | N | Schools K-12 | Existing | 1.1993 | 0.31562 | 4.1171 | 4.5716e-05 | 3.8293e-05 | 0.0003526
[24 empty] | Commercial | VSD Controlled Compressor | N | Warehouse | Existing | 1.1916 | 0.31329 | 4.1212 | 1.5875e-05 | 7.4304e-06 | 0.00010529
[24 empty] | Commercial | VSD Controlled Compressor | N | Assembly | New | 1.1916 | 0.31329 | 4.1212 | 0.00017477 | 8.1798e-05 | 0.0011591
[24 empty] | Commercial | VSD Controlled Compressor | N | College and University | New | 1.1993 | 0.31562 | 4.1171 | 0.00016638 | 0.00013937 | 0.0012833
[24 empty] | Commercial | VSD Controlled Compressor | N | Grocery | New | 1.1916 | 0.31329 | 4.1212 | 0.00016458 | 7.7031e-05 | 0.0010915
[24 empty] | Commercial | VSD Controlled Compressor | N | Healthcare | New | 1.1993 | 0.31562 | 4.1171 | 0.0001435 | 0.0001202 | 0.0011068
[24 empty] | Commercial | VSD Controlled Compressor | N | Hospitals | New | 1.1993 | 0.31562 | 4.1171 | 0.00013476 | 0.00011288 | 0.0010394
[24 empty] | Commercial | VSD Controlled Compressor | N | Institutional | New | 1.1916 | 0.31329 | 4.1212 | 0.00070532 | 0.00033012 | 0.0046777
[24 empty] | Commercial | VSD Controlled Compressor | N | Lodging/Hospitality | New | 1.1993 | 0.31562 | 4.1171 | 0.0002688 | 0.00022515 | 0.0020732
[24 empty] | Commercial | VSD Controlled Compressor | N | Miscellaneous | New | 1.1916 | 0.31329 | 4.1212 | 0 | 0 | 0
[24 empty] | Commercial | VSD Controlled Compressor | N | Offices | New | 1.1916 | 0.31329 | 4.1212 | 0.00059732 | 0.00027957 | 0.0039614
[24 empty] | Commercial | VSD Controlled Compressor | N | Restaurants | New | 1.1993 | 0.31562 | 4.1171 | 0.00034961 | 0.00029284 | 0.0026965
[24 empty] | Commercial | VSD Controlled Compressor | N | Retail | New | 1.1916 | 0.31329 | 4.1212 | 0.00075413 | 0.00035296 | 0.0050014
[24 empty] | Commercial | VSD Controlled Compressor | N | Schools K-12 | New | 1.1993 | 0.31562 | 4.1171 | 0.00030433 | 0.00025492 | 0.0023472
[24 empty] | Commercial | VSD Controlled Compressor | N | Warehouse | New | 1.1916 | 0.31329 | 4.1212 | 8.724e-05 | 4.0832e-05 | 0.00057858
[24 empty] | Commercial | PSC to ECM Evaporator Fan Motor (Reach-In) | N | Assembly | Existing | 1.0548 | 0.29887 | 3.6896 | 3.2631e-07 | 2.9892e-08 | 2.3445e-06
[24 empty] | Commercial | PSC to ECM Evaporator Fan Motor (Reach-In) | N | College and University | Existing | 1.0828 | 0.30693 | 3.688 | 2.4438e-07 | 2.047e-07 | 1.8848e-06
[24 empty] | Commercial | PSC to ECM Evaporator Fan Motor (Reach-In) | N | Grocery | Existing | 1.0548 | 0.29887 | 3.6896 | 0.0050448 | 0.00046214 | 0.036246
[24 empty] | Commercial | PSC to ECM Evaporator Fan Motor (Reach-In) | N | Healthcare | Existing | 1.0828 | 0.30693 | 3.688 | 3.5457e-07 | 2.97e-07 | 2.7347e-06
[24 empty] | Commercial | PSC to ECM Evaporator Fan Motor (Reach-In) | N | Hospitals | Existing | 1.0828 | 0.30693 | 3.688 | 3.5409e-06 | 2.9659e-06 | 2.731e-05
[24 empty] | Commercial | PSC to ECM Evaporator Fan Motor (Reach-In) | N | Institutional | Existing | 1.0548 | 0.29887 | 3.6896 | 0 | 0 | 0
[24 empty] | Commercial | PSC to ECM Evaporator Fan Motor (Reach-In) | N | Lodging/Hospitality | Existing | 1.0828 | 0.30693 | 3.688 | 1.0092e-05 | 8.4535e-06 | 7.7839e-05
[24 empty] | Commercial | PSC to ECM Evaporator Fan Motor (Reach-In) | N | Miscellaneous | Existing | 1.0548 | 0.29887 | 3.6896 | 0 | 0 | 0
[24 empty] | Commercial | PSC to ECM Evaporator Fan Motor (Reach-In) | N | Offices | Existing | 1.0548 | 0.29887 | 3.6896 | 0 | 0 | 0
[24 empty] | Commercial | PSC to ECM Evaporator Fan Motor (Reach-In) | N | Restaurants | Existing | 1.0828 | 0.30693 | 3.688 | 0.0015525 | 0.0013004 | 0.011974
[24 empty] | Commercial | PSC to ECM Evaporator Fan Motor (Reach-In) | N | Retail | Existing | 1.0548 | 0.29887 | 3.6896 | 3.469e-05 | 3.1779e-06 | 0.00024924
[24 empty] | Commercial | PSC to ECM Evaporator Fan Motor (Reach-In) | N | Schools K-12 | Existing | 1.0828 | 0.30693 | 3.688 | 4.9458e-06 | 4.1427e-06 | 3.8146e-05
[24 empty] | Commercial | PSC to ECM Evaporator Fan Motor (Reach-In) | N | Warehouse | Existing | 1.0548 | 0.29887 | 3.6896 | 0 | 0 | 0
[24 empty] | Commercial | PSC to ECM Evaporator Fan Motor (Reach-In) | N | Assembly | New | 1.0548 | 0.29887 | 3.6896 | 4.459e-06 | 4.0848e-07 | 3.2037e-05
[24 empty] | Commercial | PSC to ECM Evaporator Fan Motor (Reach-In) | N | College and University | New | 1.0828 | 0.30693 | 3.688 | 1.198e-06 | 1.0035e-06 | 9.24e-06
[24 empty] | Commercial | PSC to ECM Evaporator Fan Motor (Reach-In) | N | Grocery | New | 1.0548 | 0.29887 | 3.6896 | 0.0054559 | 0.0004998 | 0.0392
[24 empty] | Commercial | PSC to ECM Evaporator Fan Motor (Reach-In) | N | Healthcare | New | 1.0828 | 0.30693 | 3.688 | 1.9185e-06 | 1.607e-06 | 1.4797e-05
[24 empty] | Commercial | PSC to ECM Evaporator Fan Motor (Reach-In) | N | Hospitals | New | 1.0828 | 0.30693 | 3.688 | 1.9159e-05 | 1.6048e-05 | 0.00014777
[24 empty] | Commercial | PSC to ECM Evaporator Fan Motor (Reach-In) | N | Institutional | New | 1.0548 | 0.29887 | 3.6896 | 0 | 0 | 0
[24 empty] | Commercial | PSC to ECM Evaporator Fan Motor (Reach-In) | N | Lodging/Hospitality | New | 1.0828 | 0.30693 | 3.688 | 7.1081e-05 | 5.9539e-05 | 0.00054823
[24 empty] | Commercial | PSC to ECM Evaporator Fan Motor (Reach-In) | N | Miscellaneous | New | 1.0548 | 0.29887 | 3.6896 | 0 | 0 | 0
[24 empty] | Commercial | PSC to ECM Evaporator Fan Motor (Reach-In) | N | Offices | New | 1.0548 | 0.29887 | 3.6896 | 0 | 0 | 0
[24 empty] | Commercial | PSC to ECM Evaporator Fan Motor (Reach-In) | N | Restaurants | New | 1.0828 | 0.30693 | 3.688 | 0.0016731 | 0.0014015 | 0.012905
[24 empty] | Commercial | PSC to ECM Evaporator Fan Motor (Reach-In) | N | Retail | New | 1.0548 | 0.29887 | 3.6896 | 0.00021472 | 1.967e-05 | 0.0015427
[24 empty] | Commercial | PSC to ECM Evaporator Fan Motor (Reach-In) | N | Schools K-12 | New | 1.0828 | 0.30693 | 3.688 | 2.4246e-05 | 2.0309e-05 | 0.000187
[24 empty] | Commercial | PSC to ECM Evaporator Fan Motor (Reach-In) | N | Warehouse | New | 1.0548 | 0.29887 | 3.6896 | 0 | 0 | 0
[24 empty] | Industrial | Compressed Air Controls | N | Agriculture and Assembly | Existing | 1.3011 | 0.43276 | 3.2874 | 0.00075833 | 0.0007383 | 0.0056314
[24 empty] | Industrial | Compressed Air Controls | N | Agriculture and Assembly | New | 1.3011 | 0.43276 | 3.2874 | 1.2028e-05 | 1.171e-05 | 8.9319e-05
[24 empty] | Industrial | Compressed Air Equipment | N | Agriculture and Assembly | New | 1.5246 | 0.44704 | 3.7696 | 2.9758e-05 | 2.8972e-05 | 0.00022099
[24 empty] | Industrial | Compressed Air Equipment | N | Agriculture and Assembly | Turnover | 1.5246 | 0.44704 | 3.7696 | 0.0013409 | 0.0013055 | 0.0099576
[24 empty] | Industrial | Plant Energy Management | N | Agriculture and Assembly | Existing | 2.1054 | 0.50287 | 5.0925 | 0.015933 | 0.015592 | 0.1165
[24 empty] | Industrial | Plant Energy Management | N | Agriculture and Assembly | New | 2.1054 | 0.50287 | 5.0925 | 0.00017656 | 0.00017278 | 0.001291
[24 empty] | Industrial | Efficient Lighting - Exterior | N | Agriculture and Assembly | New | 2.4456 | 0.68608 | 4.0633 | 0 | 0 | 2.9804e-05
[24 empty] | Industrial | Efficient Lighting - Exterior | N | Agriculture and Assembly | Turnover | 2.4456 | 0.68608 | 4.0633 | 0 | 0 | 0.0027878
[24 empty] | Industrial | Lighting Controls - Exterior | N | Agriculture and Assembly | Existing | 1.8511 | 0.65767 | 3.1339 | 0 | 0 | 0.00028572
[24 empty] | Industrial | Lighting Controls - Exterior | N | Agriculture and Assembly | New | 1.8511 | 0.65767 | 3.1339 | 0 | 0 | 4.6781e-06
[24 empty] | Industrial | Building Envelope Improvements | N | Agriculture and Assembly | Existing | 1.9804 | 0.47367 | 5.0501 | 0.002334 | 0.0022774 | 0.016385
[24 empty] | Industrial | Building Envelope Improvements | N | Agriculture and Assembly | New | 1.9804 | 0.47367 | 5.0501 | 2.5052e-05 | 2.4444e-05 | 0.00017586
[24 empty] | Industrial | HVAC Equipment Upgrades | Y | Agriculture and Assembly | New | 2.6441 | 0.49543 | 6.872 | 1.7693e-05 | 1.7264e-05 | 0.0001242
[24 empty] | Industrial | HVAC Equipment Upgrades | Y | Agriculture and Assembly | Turnover | 2.6441 | 0.49543 | 6.872 | 0.00056427 | 0.00055058 | 0.0039611
[24 empty] | Industrial | Efficient Lighting - High Bay | N | Agriculture and Assembly | New | 1.6225 | 0.45394 | 3.8396 | 0.00015482 | 0.00015049 | 0.0010847
[24 empty] | Industrial | Efficient Lighting - High Bay | N | Agriculture and Assembly | Turnover | 1.6225 | 0.45394 | 3.8396 | 0.0065014 | 0.0063195 | 0.045548
[24 empty] | Industrial | Lighting Controls | N | Agriculture and Assembly | Existing | 2.1375 | 0.50308 | 4.8203 | 0.00040191 | 0.00039066 | 0.0028157
[24 empty] | Industrial | Lighting Controls | N | Agriculture and Assembly | New | 2.1375 | 0.50308 | 4.8203 | 7.0563e-06 | 6.8589e-06 | 4.9435e-05
[24 empty] | Industrial | Fan Equipment Upgrades | N | Agriculture and Assembly | New | 1.6116 | 0.45422 | 3.9527 | 1.1613e-05 | 1.1307e-05 | 8.6241e-05
[24 empty] | Industrial | Fan Equipment Upgrades | N | Agriculture and Assembly | Turnover | 1.6116 | 0.45422 | 3.9527 | 0.00048009 | 0.00046741 | 0.0035651
[24 empty] | Industrial | Motor Equipment Upgrades | N | Agriculture and Assembly | New | 1.6365 | 0.47509 | 3.9743 | 9.3992e-06 | 9.1509e-06 | 6.9799e-05
[24 empty] | Industrial | Motor Equipment Upgrades | N | Agriculture and Assembly | Turnover | 1.6365 | 0.47509 | 3.9743 | 0.00044389 | 0.00043216 | 0.0032963
[24 empty] | Industrial | Motor Optimization | N | Agriculture and Assembly | Existing | 1.9362 | 0.49744 | 4.6646 | 0.00086727 | 0.00084437 | 0.0064404
[24 empty] | Industrial | Motor Optimization | N | Agriculture and Assembly | New | 1.9362 | 0.49744 | 4.6646 | 2.2801e-05 | 2.2199e-05 | 0.00016932
[24 empty] | Industrial | Pump Equipment Upgrade | N | Agriculture and Assembly | New | 1.2182 | 0.41633 | 3.1487 | 1.1645e-05 | 1.1337e-05 | 8.6477e-05
[24 empty] | Industrial | Pump Equipment Upgrade | N | Agriculture and Assembly | Turnover | 1.2182 | 0.41633 | 3.1487 | 0.00069687 | 0.00067847 | 0.005175
[24 empty] | Industrial | Process Refrig Equipment Upgrade | N | Agriculture and Assembly | New | 1.4492 | 0.45576 | 3.5866 | 4.0648e-06 | 3.9646e-06 | 2.9525e-05
[24 empty] | Industrial | Process Refrig Equipment Upgrade | N | Agriculture and Assembly | Turnover | 1.4492 | 0.45576 | 3.5866 | 0.00014089 | 0.00013742 | 0.0010234
[24 empty] | Industrial | Compressed Air Controls | N | Chemicals and Plastics | Existing | 1.6808 | 0.46792 | 4.0806 | 0.010819 | 0.010533 | 0.080341
[24 empty] | Industrial | Compressed Air Controls | N | Chemicals and Plastics | New | 1.6808 | 0.46792 | 4.0806 | 8.343e-05 | 8.1226e-05 | 0.00061955
[24 empty] | Industrial | Compressed Air Equipment | N | Chemicals and Plastics | New | 2.3849 | 0.49991 | 5.7297 | 0.00015874 | 0.00015455 | 0.0011788
[24 empty] | Industrial | Compressed Air Equipment | N | Chemicals and Plastics | Turnover | 2.3849 | 0.49991 | 5.7297 | 0.0069357 | 0.0067526 | 0.051505
[24 empty] | Industrial | Efficient Lighting - Exterior | N | Chemicals and Plastics | New | 2.4456 | 0.68608 | 4.0633 | 0 | 0 | 7.1628e-05
[24 empty] | Industrial | Efficient Lighting - Exterior | N | Chemicals and Plastics | Turnover | 2.4456 | 0.68608 | 4.0633 | 0 | 0 | 0.0066998
[24 empty] | Industrial | Lighting Controls - Exterior | N | Chemicals and Plastics | Existing | 1.6797 | 0.63467 | 2.9053 | 0 | 0 | 0.00071122
[24 empty] | Industrial | Lighting Controls - Exterior | N | Chemicals and Plastics | New | 1.6797 | 0.63467 | 2.9053 | 0 | 0 | 1.1645e-05
[24 empty] | Industrial | Building Envelope Improvements | N | Chemicals and Plastics | Existing | 2.6097 | 0.50266 | 6.8444 | 0.00093277 | 0.00091014 | 0.0065479
[24 empty] | Industrial | Building Envelope Improvements | N | Chemicals and Plastics | New | 2.6097 | 0.50266 | 6.8444 | 1.0146e-05 | 9.8999e-06 | 7.1224e-05
[24 empty] | Industrial | HVAC Equipment Upgrades | Y | Chemicals and Plastics | New | 3.2017 | 0.51215 | 8.6841 | 2.5237e-05 | 2.4625e-05 | 0.00017716
[24 empty] | Industrial | HVAC Equipment Upgrades | Y | Chemicals and Plastics | Turnover | 3.2017 | 0.51215 | 8.6841 | 0.00080485 | 0.00078533 | 0.0056499
[24 empty] | Industrial | Efficient Lighting - High Bay | N | Chemicals and Plastics | New | 1.6225 | 0.45394 | 3.8396 | 8.3932e-05 | 8.1584e-05 | 0.00058802
[24 empty] | Industrial | Efficient Lighting - High Bay | N | Chemicals and Plastics | Turnover | 1.6225 | 0.45394 | 3.8396 | 0.0035282 | 0.0034295 | 0.024718
[24 empty] | Industrial | Lighting Controls | N | Chemicals and Plastics | Existing | 1.9396 | 0.49128 | 4.4111 | 0.0010729 | 0.0010429 | 0.0075164
[24 empty] | Industrial | Lighting Controls | N | Chemicals and Plastics | New | 1.9396 | 0.49128 | 4.4111 | 1.8836e-05 | 1.8309e-05 | 0.00013197
[24 empty] | Industrial | Fan Equipment Upgrades | N | Chemicals and Plastics | New | 1.5441 | 0.4487 | 3.8103 | 1.3004e-05 | 1.266e-05 | 9.6565e-05
[24 empty] | Industrial | Fan Equipment Upgrades | N | Chemicals and Plastics | Turnover | 1.5441 | 0.4487 | 3.8103 | 0.00052124 | 0.00050747 | 0.0038707
[24 empty] | Industrial | Motor Equipment Upgrades | N | Chemicals and Plastics | New | 1.2675 | 0.43806 | 3.1964 | 1.9312e-05 | 1.8802e-05 | 0.00014341
[24 empty] | Industrial | Motor Equipment Upgrades | N | Chemicals and Plastics | Turnover | 1.2675 | 0.43806 | 3.1964 | 0.0016042 | 0.0015618 | 0.011913
[24 empty] | Industrial | Motor Improved Controls | N | Chemicals and Plastics | Existing | 2.8771 | 0.5185 | 7.0218 | 0.0011068 | 0.0010775 | 0.008219
[24 empty] | Industrial | Motor Improved Controls | N | Chemicals and Plastics | New | 2.8771 | 0.5185 | 7.0218 | 1.2267e-05 | 1.1943e-05 | 9.1093e-05
[24 empty] | Industrial | Pump Equipment Upgrade | N | Chemicals and Plastics | New | 1.546 | 0.44885 | 3.8142 | 5.7685e-05 | 5.6161e-05 | 0.00042837
[24 empty] | Industrial | Pump Equipment Upgrade | N | Chemicals and Plastics | Turnover | 1.546 | 0.44885 | 3.8142 | 0.0039245 | 0.0038208 | 0.029143
[24 empty] | Industrial | Pump System Optimization | N | Chemicals and Plastics | Existing | 2.4069 | 0.52376 | 5.8718 | 0.0034536 | 0.0033624 | 0.025647
[24 empty] | Industrial | Pump System Optimization | N | Chemicals and Plastics | New | 2.4069 | 0.52376 | 5.8718 | 8.063e-05 | 7.8501e-05 | 0.00059876
[24 empty] | Industrial | Process Refrig Controls | N | Chemicals and Plastics | Existing | 1.148 | 0.4061 | 3.0239 | 0.00080095 | 0.0007812 | 0.0058178
[24 empty] | Industrial | Process Refrig Controls | N | Chemicals and Plastics | New | 1.148 | 0.4061 | 3.0239 | 8.6998e-06 | 8.4853e-06 | 6.3192e-05
[24 empty] | Industrial | Process Refrig Equipment Upgrade | N | Chemicals and Plastics | New | 1.5732 | 0.46735 | 3.8536 | 3.4785e-05 | 3.3927e-05 | 0.00025266
[24 empty] | Industrial | Process Refrig Equipment Upgrade | N | Chemicals and Plastics | Turnover | 1.5732 | 0.46735 | 3.8536 | 0.0011691 | 0.0011403 | 0.0084918
[24 empty] | Industrial | Process Heat Equipment Upgrade | N | Chemicals and Plastics | New | 1.187 | 0.42616 | 3.0495 | 4.0963e-05 | 3.9953e-05 | 0.00029754
[24 empty] | Industrial | Process Heat Equipment Upgrade | N | Chemicals and Plastics | Turnover | 1.187 | 0.42616 | 3.0495 | 0.0018451 | 0.0017996 | 0.013402
[24 empty] | Industrial | Compressed Air Equipment | N | Construction | New | 2.928 | 0.52013 | 7.1637 | 4.179e-06 | 4.0687e-06 | 3.1034e-05
[24 empty] | Industrial | Compressed Air Equipment | N | Construction | Turnover | 2.928 | 0.52013 | 7.1637 | 0.00018259 | 0.00017777 | 0.0013559
[24 empty] | Industrial | Efficient Lighting - Exterior | N | Construction | New | 2.4456 | 0.68608 | 4.0633 | 0 | 0 | 1.1963e-05
[24 empty] | Industrial | Efficient Lighting - Exterior | N | Construction | Turnover | 2.4456 | 0.68608 | 4.0633 | 0 | 0 | 0.0011189
[24 empty] | Industrial | Lighting Controls - Exterior | N | Construction | Existing | 1.6973 | 0.63715 | 2.9283 | 0 | 0 | 0.00011837
[24 empty] | Industrial | Lighting Controls - Exterior | N | Construction | New | 1.6973 | 0.63715 | 2.9283 | 0 | 0 | 1.9381e-06
[24 empty] | Industrial | Building Envelope Improvements | N | Construction | Existing | 2.1581 | 0.48318 | 5.5243 | 0.00054795 | 0.00053465 | 0.0038465
[24 empty] | Industrial | Building Envelope Improvements | N | Construction | New | 2.1581 | 0.48318 | 5.5243 | 5.9621e-06 | 5.8175e-06 | 4.1853e-05
[24 empty] | Industrial | HVAC Equipment Upgrades | Y | Construction | New | 2.4573 | 0.48848 | 6.3242 | 5.1533e-06 | 5.0283e-06 | 3.6175e-05
[24 empty] | Industrial | HVAC Equipment Upgrades | Y | Construction | Turnover | 2.4573 | 0.48848 | 6.3242 | 0.00016435 | 0.00016036 | 0.0011537
[24 empty] | Industrial | HVAC Recommissioning | N | Construction | Existing | 1.1549 | 0.4193 | 3.089 | 0.00035597 | 0.00034733 | 0.0024988
[24 empty] | Industrial | HVAC Recommissioning | N | Construction | New | 1.1549 | 0.4193 | 3.089 | 9.2595e-06 | 9.0349e-06 | 6.5e-05
[24 empty] | Industrial | Efficient Lighting - High Bay | N | Construction | New | 1.6225 | 0.45394 | 3.8396 | 2.159e-05 | 2.0986e-05 | 0.00015126
[24 empty] | Industrial | Efficient Lighting - High Bay | N | Construction | Turnover | 1.6225 | 0.45394 | 3.8396 | 0.00090756 | 0.00088218 | 0.0063583
[24 empty] | Industrial | Lighting Controls | N | Construction | Existing | 1.9598 | 0.49257 | 4.4523 | 0.0001786 | 0.00017361 | 0.0012513
[24 empty] | Industrial | Lighting Controls | N | Construction | New | 1.9598 | 0.49257 | 4.4523 | 3.1358e-06 | 3.0481e-06 | 2.1969e-05
[24 empty] | Industrial | Fan Equipment Upgrades | N | Construction | New | 1.8626 | 0.47216 | 4.499 | 3.7923e-06 | 3.6921e-06 | 2.8162e-05
[24 empty] | Industrial | Fan Equipment Upgrades | N | Construction | Turnover | 1.8626 | 0.47216 | 4.499 | 0.00015201 | 0.000148 | 0.0011288
[24 empty] | Industrial | Motor Equipment Upgrades | N | Construction | New | 1.5684 | 0.46918 | 3.8252 | 3.3375e-06 | 3.2493e-06 | 2.4784e-05
[24 empty] | Industrial | Motor Equipment Upgrades | N | Construction | Turnover | 1.5684 | 0.46918 | 3.8252 | 0.00013661 | 0.000133 | 0.0010145
[24 empty] | Industrial | Motor Improved Controls | N | Construction | Existing | 2.9245 | 0.52002 | 7.154 | 3.9509e-05 | 3.8466e-05 | 0.0002934
[24 empty] | Industrial | Motor Improved Controls | N | Construction | New | 2.9245 | 0.52002 | 7.154 | 4.3789e-07 | 4.2632e-07 | 3.2518e-06
[24 empty] | Industrial | Pump Equipment Upgrade | N | Construction | New | 2.4103 | 0.50101 | 5.793 | 2.4692e-05 | 2.404e-05 | 0.00018336
[24 empty] | Industrial | Pump Equipment Upgrade | N | Construction | Turnover | 2.4103 | 0.50101 | 5.793 | 0.00099961 | 0.00097321 | 0.0074231
[24 empty] | Industrial | Process Refrig Equipment Upgrade | N | Construction | New | 1.3116 | 0.4412 | 3.3002 | 7.173e-06 | 6.9961e-06 | 5.2102e-05
[24 empty] | Industrial | Process Refrig Equipment Upgrade | N | Construction | Turnover | 1.3116 | 0.4412 | 3.3002 | 0.00024108 | 0.00023513 | 0.0017511
[24 empty] | Industrial | Process Refrig System Optimization | N | Construction | Existing | 1.1822 | 0.4764 | 2.9313 | 0.00019685 | 0.00019199 | 0.0014298
[24 empty] | Industrial | Process Refrig System Optimization | N | Construction | New | 1.1822 | 0.4764 | 2.9313 | 0 | 0 | 0
[24 empty] | Industrial | Efficient Lighting - Exterior | N | Electrical and Electronic Equip. | New | 2.4456 | 0.68608 | 4.0633 | 0 | 0 | 2.3665e-05
[24 empty] | Industrial | Efficient Lighting - Exterior | N | Electrical and Electronic Equip. | Turnover | 2.4456 | 0.68608 | 4.0633 | 0 | 0 | 0.0022136
[24 empty] | Industrial | Lighting Controls - Exterior | N | Electrical and Electronic Equip. | Existing | 1.6508 | 0.63049 | 2.8674 | 0 | 0 | 0.00023633
[24 empty] | Industrial | Lighting Controls - Exterior | N | Electrical and Electronic Equip. | New | 1.6508 | 0.63049 | 2.8674 | 0 | 0 | 3.8695e-06
[24 empty] | Industrial | Building Envelope Improvements | N | Electrical and Electronic Equip. | Existing | 1.8658 | 0.46681 | 4.7564 | 0.00050119 | 0.00048903 | 0.0035182
[24 empty] | Industrial | Building Envelope Improvements | N | Electrical and Electronic Equip. | New | 1.8658 | 0.46681 | 4.7564 | 1.3272e-05 | 1.295e-05 | 9.317e-05
[24 empty] | Industrial | HVAC Equipment Upgrades | Y | Electrical and Electronic Equip. | New | 2.6441 | 0.49543 | 6.872 | 1.1005e-05 | 1.0738e-05 | 7.725e-05
[24 empty] | Industrial | HVAC Equipment Upgrades | Y | Electrical and Electronic Equip. | Turnover | 2.6441 | 0.49543 | 6.872 | 0.00035096 | 0.00034244 | 0.0024637
[24 empty] | Industrial | HVAC Improved Controls | N | Electrical and Electronic Equip. | Existing | 2.2587 | 0.48805 | 5.8038 | 0.00045438 | 0.00044335 | 0.0031896
[24 empty] | Industrial | HVAC Improved Controls | N | Electrical and Electronic Equip. | New | 2.2587 | 0.48805 | 5.8038 | 4.9697e-06 | 4.8491e-06 | 3.4886e-05
[24 empty] | Industrial | Efficient Lighting - High Bay | N | Electrical and Electronic Equip. | New | 1.6225 | 0.45394 | 3.8396 | 2.7815e-05 | 2.7037e-05 | 0.00019487
[24 empty] | Industrial | Efficient Lighting - High Bay | N | Electrical and Electronic Equip. | Turnover | 1.6225 | 0.45394 | 3.8396 | 0.0011657 | 0.0011331 | 0.0081667
[24 empty] | Industrial | Lighting Controls | N | Electrical and Electronic Equip. | Existing | 1.9061 | 0.48911 | 4.3432 | 0.00028696 | 0.00027893 | 0.0020104
[24 empty] | Industrial | Lighting Controls | N | Electrical and Electronic Equip. | New | 1.9061 | 0.48911 | 4.3432 | 5.0382e-06 | 4.8973e-06 | 3.5297e-05
[24 empty] | Industrial | Motor Equipment Upgrades | N | Electrical and Electronic Equip. | New | 1.5866 | 0.47079 | 3.8647 | 2.2572e-06 | 2.1976e-06 | 1.6762e-05
[24 empty] | Industrial | Motor Equipment Upgrades | N | Electrical and Electronic Equip. | Turnover | 1.5866 | 0.47079 | 3.8647 | 9.1317e-05 | 8.8905e-05 | 0.00067813
[24 empty] | Industrial | Process Other Systems Optimization | N | Electrical and Electronic Equip. | Existing | 1.265 | 0.4753 | 3.1372 | 5.7765e-05 | 5.6341e-05 | 0.00041958
[24 empty] | Industrial | Process Other Systems Optimization | N | Electrical and Electronic Equip. | New | 1.265 | 0.4753 | 3.1372 | 0 | 0 | 0
[24 empty] | Industrial | Compressed Air Equipment | N | Lumber/Furniture/Pulp/Paper | New | 2.2441 | 0.49342 | 5.3847 | 9.1339e-05 | 8.8926e-05 | 0.00067829
[24 empty] | Industrial | Compressed Air Equipment | N | Lumber/Furniture/Pulp/Paper | Turnover | 2.2441 | 0.49342 | 5.3847 | 0.0039908 | 0.0038854 | 0.029636
[24 empty] | Industrial | Plant Energy Management | N | Lumber/Furniture/Pulp/Paper | Existing | 2.1054 | 0.50287 | 5.0925 | 0.021809 | 0.021289 | 0.16093
[24 empty] | Industrial | Plant Energy Management | N | Lumber/Furniture/Pulp/Paper | New | 2.1054 | 0.50287 | 5.0925 | 0.0002392 | 0.0002335 | 0.0017649
[24 empty] | Industrial | Efficient Lighting - Exterior | N | Lumber/Furniture/Pulp/Paper | New | 2.4456 | 0.68608 | 4.0633 | 0 | 0 | 2.9403e-05
[24 empty] | Industrial | Efficient Lighting - Exterior | N | Lumber/Furniture/Pulp/Paper | Turnover | 2.4456 | 0.68608 | 4.0633 | 0 | 0 | 0.0027502
[24 empty] | Industrial | Lighting Controls - Exterior | N | Lumber/Furniture/Pulp/Paper | Existing | 1.3988 | 0.58991 | 2.5461 | 0 | 0 | 0.0003078
[24 empty] | Industrial | Lighting Controls - Exterior | N | Lumber/Furniture/Pulp/Paper | New | 1.3988 | 0.58991 | 2.5461 | 0 | 0 | 5.0397e-06
[24 empty] | Industrial | HVAC Equipment Upgrades | Y | Lumber/Furniture/Pulp/Paper | New | 2.6441 | 0.49543 | 6.872 | 1.7974e-06 | 1.7538e-06 | 1.2617e-05
[24 empty] | Industrial | HVAC Equipment Upgrades | Y | Lumber/Furniture/Pulp/Paper | Turnover | 2.6441 | 0.49543 | 6.872 | 5.7321e-05 | 5.5931e-05 | 0.00040239
[24 empty] | Industrial | Efficient Lighting - High Bay | N | Lumber/Furniture/Pulp/Paper | New | 1.6225 | 0.45394 | 3.8396 | 3.4994e-05 | 3.4015e-05 | 0.00024516
[24 empty] | Industrial | Efficient Lighting - High Bay | N | Lumber/Furniture/Pulp/Paper | Turnover | 1.6225 | 0.45394 | 3.8396 | 0.0014483 | 0.0014078 | 0.010147
[24 empty] | Industrial | Lighting Controls | N | Lumber/Furniture/Pulp/Paper | Existing | 1.6152 | 0.4675 | 3.7679 | 0.0004909 | 0.00047717 | 0.0034392
[24 empty] | Industrial | Lighting Controls | N | Lumber/Furniture/Pulp/Paper | New | 1.6152 | 0.4675 | 3.7679 | 8.0712e-06 | 7.8454e-06 | 5.6546e-05
[24 empty] | Industrial | Fan Equipment Upgrades | N | Lumber/Furniture/Pulp/Paper | New | 1.5185 | 0.4465 | 3.7567 | 5.6993e-05 | 5.5488e-05 | 0.00042323
[24 empty] | Industrial | Fan Equipment Upgrades | N | Lumber/Furniture/Pulp/Paper | Turnover | 1.5185 | 0.4465 | 3.7567 | 0.002356 | 0.0022938 | 0.017496
[24 empty] | Industrial | Pump Equipment Upgrade | N | Lumber/Furniture/Pulp/Paper | New | 1.152 | 0.40831 | 3.0192 | 6.9007e-05 | 6.7184e-05 | 0.00051245
[24 empty] | Industrial | Pump Equipment Upgrade | N | Lumber/Furniture/Pulp/Paper | Turnover | 1.152 | 0.40831 | 3.0192 | 0.0028791 | 0.0028031 | 0.02138
[24 empty] | Industrial | Pump System Optimization | N | Lumber/Furniture/Pulp/Paper | Existing | 1.0972 | 0.41576 | 2.8613 | 0.0032131 | 0.0031282 | 0.023861
[24 empty] | Industrial | Pump System Optimization | N | Lumber/Furniture/Pulp/Paper | New | 1.0972 | 0.41576 | 2.8613 | 8.2699e-05 | 8.0515e-05 | 0.00061413
[24 empty] | Industrial | Process Refrig Equipment Upgrade | N | Lumber/Furniture/Pulp/Paper | New | 1.155 | 0.42197 | 2.9863 | 6.0966e-07 | 5.9462e-07 | 4.4283e-06
[24 empty] | Industrial | Process Refrig Equipment Upgrade | N | Lumber/Furniture/Pulp/Paper | Turnover | 1.155 | 0.42197 | 2.9863 | 2.1132e-05 | 2.061e-05 | 0.00015349
[24 empty] | Industrial | Process Other Systems Optimization | N | Lumber/Furniture/Pulp/Paper | Existing | 1.2811 | 0.47755 | 3.1724 | 7.321e-07 | 7.1405e-07 | 5.3177e-06
[24 empty] | Industrial | Process Other Systems Optimization | N | Lumber/Furniture/Pulp/Paper | New | 1.2811 | 0.47755 | 3.1724 | 0 | 0 | 0
[24 empty] | Industrial | Compressed Air Equipment | N | Metal Products and Machinery | New | 3.0351 | 0.52341 | 7.4674 | 2.206e-05 | 2.1478e-05 | 0.00016382
[24 empty] | Industrial | Compressed Air Equipment | N | Metal Products and Machinery | Turnover | 3.0351 | 0.52341 | 7.4674 | 0.00096385 | 0.00093839 | 0.0071576
[24 empty] | Industrial | Plant Energy Management | N | Metal Products and Machinery | Existing | 2.2489 | 0.51065 | 5.4578 | 0.028807 | 0.028146 | 0.21088
[24 empty] | Industrial | Plant Energy Management | N | Metal Products and Machinery | New | 2.2489 | 0.51065 | 5.4578 | 0.00031819 | 0.00031089 | 0.0023293
[24 empty] | Industrial | Efficient Lighting - Exterior | N | Metal Products and Machinery | New | 2.4456 | 0.68608 | 4.0633 | 0 | 0 | 6.3547e-05
[24 empty] | Industrial | Efficient Lighting - Exterior | N | Metal Products and Machinery | Turnover | 2.4456 | 0.68608 | 4.0633 | 0 | 0 | 0.0059439
[24 empty] | Industrial | Lighting Controls - Exterior | N | Metal Products and Machinery | Existing | 1.5172 | 0.60998 | 2.6952 | 0 | 0 | 0.00065102
[24 empty] | Industrial | Lighting Controls - Exterior | N | Metal Products and Machinery | New | 1.5172 | 0.60998 | 2.6952 | 0 | 0 | 1.0659e-05
[24 empty] | Industrial | Building Envelope Improvements | N | Metal Products and Machinery | Existing | 2.351 | 0.49222 | 6.0669 | 0.0031014 | 0.0030261 | 0.021771
[24 empty] | Industrial | Building Envelope Improvements | N | Metal Products and Machinery | New | 2.351 | 0.49222 | 6.0669 | 3.4298e-05 | 3.3466e-05 | 0.00024077
[24 empty] | Industrial | HVAC Equipment Upgrades | Y | Metal Products and Machinery | New | 2.3132 | 0.4825 | 5.9194 | 3.7141e-05 | 3.624e-05 | 0.00026072
[24 empty] | Industrial | HVAC Equipment Upgrades | Y | Metal Products and Machinery | Turnover | 2.3132 | 0.4825 | 5.9194 | 0.0012108 | 0.0011814 | 0.0084997
[24 empty] | Industrial | Efficient Lighting - High Bay | N | Metal Products and Machinery | New | 1.6225 | 0.45394 | 3.8396 | 0.0001594 | 0.00015494 | 0.0011167
[24 empty] | Industrial | Efficient Lighting - High Bay | N | Metal Products and Machinery | Turnover | 1.6225 | 0.45394 | 3.8396 | 0.0067042 | 0.0065166 | 0.046969
[24 empty] | Industrial | Lighting Controls | N | Metal Products and Machinery | Existing | 1.7519 | 0.4783 | 4.0348 | 0.0010158 | 0.00098739 | 0.0071166
[24 empty] | Industrial | Lighting Controls | N | Metal Products and Machinery | New | 1.7519 | 0.4783 | 4.0348 | 1.7835e-05 | 1.7336e-05 | 0.00012495
[24 empty] | Industrial | Fan Equipment Upgrades | N | Metal Products and Machinery | New | 2.2273 | 0.4926 | 5.3441 | 1.8406e-05 | 1.792e-05 | 0.00013668
[24 empty] | Industrial | Fan Equipment Upgrades | N | Metal Products and Machinery | Turnover | 2.2273 | 0.4926 | 5.3441 | 0.00075803 | 0.00073801 | 0.0056292
[24 empty] | Industrial | Motor Equipment Upgrades | N | Metal Products and Machinery | New | 1.4497 | 0.45796 | 3.5714 | 4.8992e-06 | 4.7698e-06 | 3.6382e-05
[24 empty] | Industrial | Motor Equipment Upgrades | N | Metal Products and Machinery | Turnover | 1.4497 | 0.45796 | 3.5714 | 0.00020398 | 0.00019859 | 0.0015148
[24 empty] | Industrial | Pump Equipment Upgrade | N | Metal Products and Machinery | New | 2.2273 | 0.4926 | 5.3441 | 3.1815e-05 | 3.0974e-05 | 0.00023626
[24 empty] | Industrial | Pump Equipment Upgrade | N | Metal Products and Machinery | Turnover | 2.2273 | 0.4926 | 5.3441 | 0.0013224 | 0.0012875 | 0.0098201
[24 empty] | Industrial | Process Refrig Equipment Upgrade | N | Metal Products and Machinery | New | 1.3752 | 0.44818 | 3.4313 | 6.242e-06 | 6.0881e-06 | 4.5339e-05
[24 empty] | Industrial | Process Refrig Equipment Upgrade | N | Metal Products and Machinery | Turnover | 1.3752 | 0.44818 | 3.4313 | 0.0002163 | 0.00021097 | 0.0015712
[24 empty] | Industrial | Process Heat Equipment Upgrade | N | Metal Products and Machinery | New | 2.3148 | 0.51651 | 5.6503 | 4.4574e-05 | 4.3475e-05 | 0.00032377
[24 empty] | Industrial | Process Heat Equipment Upgrade | N | Metal Products and Machinery | Turnover | 2.3148 | 0.51651 | 5.6503 | 0.0020078 | 0.0019583 | 0.014584
[24 empty] | Industrial | Efficient Lighting - Exterior | N | Miscellaneous Manufacturing | New | 2.4456 | 0.68608 | 4.0633 | 0 | 0 | 6.7742e-06
[24 empty] | Industrial | Efficient Lighting - Exterior | N | Miscellaneous Manufacturing | Turnover | 2.4456 | 0.68608 | 4.0633 | 0 | 0 | 0.00063363
[24 empty] | Industrial | Lighting Controls - Exterior | N | Miscellaneous Manufacturing | Existing | 2.0368 | 0.67969 | 3.3901 | 0 | 0 | 6.2337e-05
[24 empty] | Industrial | Lighting Controls - Exterior | N | Miscellaneous Manufacturing | New | 2.0368 | 0.67969 | 3.3901 | 0 | 0 | 1.0207e-06
[24 empty] | Industrial | Building Envelope Improvements | N | Miscellaneous Manufacturing | Existing | 2.8264 | 0.51019 | 7.544 | 0.0010081 | 0.0009836 | 0.0070764
[24 empty] | Industrial | Building Envelope Improvements | N | Miscellaneous Manufacturing | New | 2.8264 | 0.51019 | 7.544 | 1.1148e-05 | 1.0878e-05 | 7.8258e-05
[24 empty] | Industrial | HVAC Equipment Upgrades | Y | Miscellaneous Manufacturing | New | 1.2079 | 0.40516 | 3.2499 | 1.3057e-05 | 1.2741e-05 | 9.1661e-05
[24 empty] | Industrial | HVAC Equipment Upgrades | Y | Miscellaneous Manufacturing | Turnover | 1.2079 | 0.40516 | 3.2499 | 0.00064007 | 0.00062454 | 0.0044932
[24 empty] | Industrial | Efficient Lighting - High Bay | N | Miscellaneous Manufacturing | New | 1.6225 | 0.45394 | 3.8396 | 7.9102e-06 | 7.6889e-06 | 5.5418e-05
[24 empty] | Industrial | Efficient Lighting - High Bay | N | Miscellaneous Manufacturing | Turnover | 1.6225 | 0.45394 | 3.8396 | 0.00033368 | 0.00032434 | 0.0023377
[24 empty] | Industrial | Lighting Controls | N | Miscellaneous Manufacturing | Existing | 2.3519 | 0.51411 | 5.279 | 0.00011494 | 0.00011172 | 0.00080523
[24 empty] | Industrial | Lighting Controls | N | Miscellaneous Manufacturing | New | 2.3519 | 0.51411 | 5.279 | 2.018e-06 | 1.9615e-06 | 1.4138e-05
[24 empty] | Industrial | Fan Equipment Upgrades | N | Miscellaneous Manufacturing | New | 1.8626 | 0.47216 | 4.499 | 7.8111e-07 | 7.6048e-07 | 5.8005e-06
[24 empty] | Industrial | Fan Equipment Upgrades | N | Miscellaneous Manufacturing | Turnover | 1.8626 | 0.47216 | 4.499 | 3.131e-05 | 3.0483e-05 | 0.00023251
[24 empty] | Industrial | Motor Equipment Upgrades | N | Miscellaneous Manufacturing | New | 1.2515 | 0.43614 | 3.1643 | 3.0773e-07 | 2.996e-07 | 2.2852e-06
[24 empty] | Industrial | Motor Equipment Upgrades | N | Miscellaneous Manufacturing | Turnover | 1.2515 | 0.43614 | 3.1643 | 1.284e-05 | 1.2501e-05 | 9.5349e-05
[24 empty] | Industrial | Pump Equipment Upgrade | N | Miscellaneous Manufacturing | New | 2.4103 | 0.50101 | 5.793 | 3.2666e-06 | 3.1803e-06 | 2.4258e-05
[24 empty] | Industrial | Pump Equipment Upgrade | N | Miscellaneous Manufacturing | Turnover | 2.4103 | 0.50101 | 5.793 | 0.00013215 | 0.00012866 | 0.00098136
[24 empty] | Industrial | Pump System Optimization | N | Miscellaneous Manufacturing | Existing | 1.8021 | 0.48811 | 4.3487 | 0.00029513 | 0.00028734 | 0.0021917
[24 empty] | Industrial | Pump System Optimization | N | Miscellaneous Manufacturing | New | 1.8021 | 0.48811 | 4.3487 | 3.183e-06 | 3.099e-06 | 2.3637e-05
[24 empty] | Industrial | Process Refrig Equipment Upgrade | N | Miscellaneous Manufacturing | New | 1.1655 | 0.42336 | 3.007 | 1.1687e-07 | 1.1399e-07 | 8.489e-07
[24 empty] | Industrial | Process Refrig Equipment Upgrade | N | Miscellaneous Manufacturing | Turnover | 1.1655 | 0.42336 | 3.007 | 3.9279e-06 | 3.8311e-06 | 2.8531e-05
[24 empty] | Industrial | Compressed Air Equipment | N | Primary Resources Industries | New | 2.6011 | 0.50877 | 6.2801 | 3.6245e-05 | 3.5288e-05 | 0.00026916
[24 empty] | Industrial | Compressed Air Equipment | N | Primary Resources Industries | Turnover | 2.6011 | 0.50877 | 6.2801 | 0.0015836 | 0.0015418 | 0.01176
[24 empty] | Industrial | Efficient Lighting - Exterior | N | Primary Resources Industries | New | 2.4456 | 0.68608 | 4.0633 | 0 | 0 | 4.3905e-05
[24 empty] | Industrial | Efficient Lighting - Exterior | N | Primary Resources Industries | Turnover | 2.4456 | 0.68608 | 4.0633 | 0 | 0 | 0.0041067
[24 empty] | Industrial | Lighting Controls - Exterior | N | Primary Resources Industries | Existing | 1.6263 | 0.62689 | 2.8356 | 0 | 0 | 0.00044054
[24 empty] | Industrial | Lighting Controls - Exterior | N | Primary Resources Industries | New | 1.6263 | 0.62689 | 2.8356 | 0 | 0 | 7.2131e-06
[24 empty] | Industrial | Building Envelope Improvements | N | Primary Resources Industries | Existing | 2.3374 | 0.49162 | 6.0277 | 0.00031963 | 0.00031188 | 0.0022437
[24 empty] | Industrial | Building Envelope Improvements | N | Primary Resources Industries | New | 2.3374 | 0.49162 | 6.0277 | 3.5348e-06 | 3.449e-06 | 2.4814e-05
[24 empty] | Industrial | HVAC Equipment Upgrades | Y | Primary Resources Industries | New | 1.5714 | 0.43925 | 4.0516 | 9.1427e-06 | 8.9209e-06 | 6.418e-05
[24 empty] | Industrial | HVAC Equipment Upgrades | Y | Primary Resources Industries | Turnover | 1.5714 | 0.43925 | 4.0516 | 0.00029281 | 0.00028571 | 0.0020555
[24 empty] | Industrial | Efficient Lighting - High Bay | N | Primary Resources Industries | New | 1.6225 | 0.45394 | 3.8396 | 0.0001052 | 0.00010225 | 0.000737
[24 empty] | Industrial | Efficient Lighting - High Bay | N | Primary Resources Industries | Turnover | 1.6225 | 0.45394 | 3.8396 | 0.0044468 | 0.0043224 | 0.031153
[24 empty] | Industrial | Lighting Controls | N | Primary Resources Industries | Existing | 1.8779 | 0.48723 | 4.2862 | 0.0008997 | 0.00087454 | 0.0063032
[24 empty] | Industrial | Lighting Controls | N | Primary Resources Industries | New | 1.8779 | 0.48723 | 4.2862 | 1.5796e-05 | 1.5354e-05 | 0.00011067
[24 empty] | Industrial | Fan Equipment Upgrades | N | Primary Resources Industries | New | 2.7732 | 0.51502 | 6.7372 | 3.038e-05 | 2.9577e-05 | 0.0002256
[24 empty] | Industrial | Fan Equipment Upgrades | N | Primary Resources Industries | Turnover | 2.7732 | 0.51502 | 6.7372 | 0.0012177 | 0.0011856 | 0.009043
[24 empty] | Industrial | Motor Equipment Upgrades | N | Primary Resources Industries | New | 1.5226 | 0.46499 | 3.7262 | 1.2057e-06 | 1.1739e-06 | 8.9538e-06
[24 empty] | Industrial | Motor Equipment Upgrades | N | Primary Resources Industries | Turnover | 1.5226 | 0.46499 | 3.7262 | 4.892e-05 | 4.7628e-05 | 0.00036328
[24 empty] | Industrial | Pump Equipment Upgrade | N | Primary Resources Industries | New | 2.7732 | 0.51502 | 6.7372 | 5.2236e-05 | 5.0857e-05 | 0.00038791
[24 empty] | Industrial | Pump Equipment Upgrade | N | Primary Resources Industries | Turnover | 2.7732 | 0.51502 | 6.7372 | 0.0021132 | 0.0020574 | 0.015693
[24 empty] | Industrial | Process Refrig Equipment Upgrade | N | Primary Resources Industries | New | 1.7433 | 0.4813 | 4.2342 | 8.8884e-06 | 8.6693e-06 | 6.4562e-05
[24 empty] | Industrial | Process Refrig Equipment Upgrade | N | Primary Resources Industries | Turnover | 1.7433 | 0.4813 | 4.2342 | 0.00029873 | 0.00029137 | 0.0021699
[24 empty] | Industrial | Compressed Air Equipment | N | Stone/Clay/Glass/Concrete | New | 1.5787 | 0.45157 | 3.8829 | 3.4696e-06 | 3.378e-06 | 2.5765e-05
[24 empty] | Industrial | Compressed Air Equipment | N | Stone/Clay/Glass/Concrete | Turnover | 1.5787 | 0.45157 | 3.8829 | 0.00015159 | 0.00014759 | 0.0011257
[24 empty] | Industrial | Efficient Lighting - Exterior | N | Stone/Clay/Glass/Concrete | New | 2.4456 | 0.68608 | 4.0633 | 0 | 0 | 1.0408e-05
[24 empty] | Industrial | Efficient Lighting - Exterior | N | Stone/Clay/Glass/Concrete | Turnover | 2.4456 | 0.68608 | 4.0633 | 0 | 0 | 0.00097353
[24 empty] | Industrial | Lighting Controls - Exterior | N | Stone/Clay/Glass/Concrete | Existing | 1.599 | 0.62278 | 2.8001 | 0 | 0 | 0.00010499
[24 empty] | Industrial | Lighting Controls - Exterior | N | Stone/Clay/Glass/Concrete | New | 1.599 | 0.62278 | 2.8001 | 0 | 0 | 1.719e-06
[24 empty] | Industrial | Building Envelope Improvements | N | Stone/Clay/Glass/Concrete | Existing | 2.0447 | 0.47726 | 5.219 | 6.6827e-05 | 6.5206e-05 | 0.00046912
[24 empty] | Industrial | Building Envelope Improvements | N | Stone/Clay/Glass/Concrete | New | 2.0447 | 0.47726 | 5.219 | 7.3857e-07 | 7.2065e-07 | 5.1846e-06
[24 empty] | Industrial | HVAC Equipment Upgrades | Y | Stone/Clay/Glass/Concrete | New | 2.6441 | 0.49543 | 6.872 | 1.5853e-07 | 1.5468e-07 | 1.1128e-06
[24 empty] | Industrial | HVAC Equipment Upgrades | Y | Stone/Clay/Glass/Concrete | Turnover | 2.6441 | 0.49543 | 6.872 | 5.0558e-06 | 4.9331e-06 | 3.5491e-05
[24 empty] | Industrial | Efficient Lighting - High Bay | N | Stone/Clay/Glass/Concrete | New | 1.6225 | 0.45394 | 3.8396 | 1.221e-05 | 1.1869e-05 | 8.5545e-05
[24 empty] | Industrial | Efficient Lighting - High Bay | N | Stone/Clay/Glass/Concrete | Turnover | 1.6225 | 0.45394 | 3.8396 | 0.00051267 | 0.00049833 | 0.0035917
[24 empty] | Industrial | Lighting Controls | N | Stone/Clay/Glass/Concrete | Existing | 1.8463 | 0.48508 | 4.2227 | 0.00014645 | 0.00014236 | 0.001026
[24 empty] | Industrial | Lighting Controls | N | Stone/Clay/Glass/Concrete | New | 1.8463 | 0.48508 | 4.2227 | 2.5713e-06 | 2.4994e-06 | 1.8014e-05
[24 empty] | Industrial | Fan Equipment Upgrades | N | Stone/Clay/Glass/Concrete | New | 1.8626 | 0.47216 | 4.499 | 5.7262e-06 | 5.575e-06 | 4.2523e-05
[24 empty] | Industrial | Fan Equipment Upgrades | N | Stone/Clay/Glass/Concrete | Turnover | 1.8626 | 0.47216 | 4.499 | 0.00022953 | 0.00022347 | 0.0017045
[24 empty] | Industrial | Pump Equipment Upgrade | N | Stone/Clay/Glass/Concrete | New | 1.8626 | 0.47216 | 4.499 | 9.9112e-06 | 9.6494e-06 | 7.3601e-05
[24 empty] | Industrial | Pump Equipment Upgrade | N | Stone/Clay/Glass/Concrete | Turnover | 1.8626 | 0.47216 | 4.499 | 0.00040096 | 0.00039037 | 0.0029776
[24 empty] | Industrial | Process Refrig Equipment Upgrade | N | Stone/Clay/Glass/Concrete | New | 1.0829 | 0.41194 | 2.8457 | 1.3933e-06 | 1.359e-06 | 1.012e-05
[24 empty] | Industrial | Process Refrig Equipment Upgrade | N | Stone/Clay/Glass/Concrete | Turnover | 1.0829 | 0.41194 | 2.8457 | 4.6828e-05 | 4.5673e-05 | 0.00034014
[24 empty] | Industrial | Process Heat Equipment Upgrade | N | Stone/Clay/Glass/Concrete | New | 1.187 | 0.42616 | 3.0495 | 7.9229e-05 | 7.7275e-05 | 0.00057549
[24 empty] | Industrial | Process Heat Equipment Upgrade | N | Stone/Clay/Glass/Concrete | Turnover | 1.187 | 0.42616 | 3.0495 | 0.0035687 | 0.0034807 | 0.025922
[24 empty] | Industrial | Compressed Air Equipment | N | Textiles and Leather | New | 2.5193 | 0.50556 | 6.0689 | 2.7553e-06 | 2.6825e-06 | 2.0461e-05
[24 empty] | Industrial | Compressed Air Equipment | N | Textiles and Leather | Turnover | 2.5193 | 0.50556 | 6.0689 | 0.00012038 | 0.0001172 | 0.00089398
[24 empty] | Industrial | Efficient Lighting - Exterior | N | Textiles and Leather | New | 2.4456 | 0.68608 | 4.0633 | 0 | 0 | 7.7434e-06
[24 empty] | Industrial | Efficient Lighting - Exterior | N | Textiles and Leather | Turnover | 2.4456 | 0.68608 | 4.0633 | 0 | 0 | 0.00072429
[24 empty] | Industrial | Lighting Controls - Exterior | N | Textiles and Leather | Existing | 1.827 | 0.65461 | 3.1013 | 0 | 0 | 7.461e-05
[24 empty] | Industrial | Lighting Controls - Exterior | N | Textiles and Leather | New | 1.827 | 0.65461 | 3.1013 | 0 | 0 | 1.2216e-06
[24 empty] | Industrial | Building Envelope Improvements | N | Textiles and Leather | Existing | 1.2487 | 0.41544 | 3.3195 | 0.00014402 | 0.00014053 | 0.001011
[24 empty] | Industrial | Building Envelope Improvements | N | Textiles and Leather | New | 1.2487 | 0.41544 | 3.3195 | 1.5745e-06 | 1.5363e-06 | 1.1052e-05
[24 empty] | Industrial | HVAC Equipment Upgrades | Y | Textiles and Leather | New | 2.5956 | 0.49371 | 6.7273 | 2.8921e-06 | 2.8219e-06 | 2.0302e-05
[24 empty] | Industrial | HVAC Equipment Upgrades | Y | Textiles and Leather | Turnover | 2.5956 | 0.49371 | 6.7273 | 9.2233e-05 | 8.9995e-05 | 0.00064746
[24 empty] | Industrial | Efficient Lighting - High Bay | N | Textiles and Leather | New | 1.6225 | 0.45394 | 3.8396 | 9.0915e-06 | 8.8372e-06 | 6.3694e-05
[24 empty] | Industrial | Efficient Lighting - High Bay | N | Textiles and Leather | Turnover | 1.6225 | 0.45394 | 3.8396 | 0.00038142 | 0.00037075 | 0.0026722
[24 empty] | Industrial | Lighting Controls | N | Textiles and Leather | Existing | 2.1097 | 0.50153 | 4.7621 | 9.8325e-05 | 9.5574e-05 | 0.00068885
[24 empty] | Industrial | Lighting Controls | N | Textiles and Leather | New | 2.1097 | 0.50153 | 4.7621 | 1.7263e-06 | 1.678e-06 | 1.2094e-05
[24 empty] | Industrial | Fan Equipment Upgrades | N | Textiles and Leather | New | 2.4886 | 0.50431 | 5.9906 | 3.5395e-06 | 3.446e-06 | 2.6285e-05
[24 empty] | Industrial | Fan Equipment Upgrades | N | Textiles and Leather | Turnover | 2.4886 | 0.50431 | 5.9906 | 0.00014188 | 0.00013813 | 0.0010536
[24 empty] | Industrial | Motor Equipment Upgrades | N | Textiles and Leather | New | 1.8017 | 0.48808 | 4.3478 | 1.159e-06 | 1.1284e-06 | 8.6071e-06
[24 empty] | Industrial | Motor Equipment Upgrades | N | Textiles and Leather | Turnover | 1.8017 | 0.48808 | 4.3478 | 4.6991e-05 | 4.575e-05 | 0.00034896
[24 empty] | Industrial | Pump Equipment Upgrade | N | Textiles and Leather | New | 2.4886 | 0.50431 | 5.9906 | 6.1264e-06 | 5.9646e-06 | 4.5495e-05
[24 empty] | Industrial | Pump Equipment Upgrade | N | Textiles and Leather | Turnover | 2.4886 | 0.50431 | 5.9906 | 0.00024785 | 0.0002413 | 0.0018405
[24 empty] | Industrial | Process Refrig Equipment Upgrade | N | Textiles and Leather | New | 1.589 | 0.46873 | 3.8882 | 8.5551e-07 | 8.3441e-07 | 6.2141e-06
[24 empty] | Industrial | Process Refrig Equipment Upgrade | N | Textiles and Leather | Turnover | 1.589 | 0.46873 | 3.8882 | 2.8753e-05 | 2.8044e-05 | 0.00020885
[24 empty] | Industrial | Efficient Lighting - Exterior | N | Transportation Equipment | New | 2.4456 | 0.68608 | 4.0633 | 0 | 0 | 3.1585e-05
[24 empty] | Industrial | Efficient Lighting - Exterior | N | Transportation Equipment | Turnover | 2.4456 | 0.68608 | 4.0633 | 0 | 0 | 0.0029543
[24 empty] | Industrial | Lighting Controls - Exterior | N | Transportation Equipment | Existing | 1.7908 | 0.6499 | 3.0526 | 0 | 0 | 0.00030664
[24 empty] | Industrial | Lighting Controls - Exterior | N | Transportation Equipment | New | 1.7908 | 0.6499 | 3.0526 | 0 | 0 | 5.0207e-06
[24 empty] | Industrial | Building Envelope Improvements | N | Transportation Equipment | Existing | 2.2652 | 0.48835 | 5.8219 | 0.0018091 | 0.0017652 | 0.0127
[24 empty] | Industrial | Building Envelope Improvements | N | Transportation Equipment | New | 2.2652 | 0.48835 | 5.8219 | 1.9523e-05 | 1.9049e-05 | 0.00013705
[24 empty] | Industrial | HVAC Equipment Upgrades | Y | Transportation Equipment | New | 2.6441 | 0.49543 | 6.872 | 2.0449e-05 | 1.9953e-05 | 0.00014355
[24 empty] | Industrial | HVAC Equipment Upgrades | Y | Transportation Equipment | Turnover | 2.6441 | 0.49543 | 6.872 | 0.00065217 | 0.00063635 | 0.0045781
[24 empty] | Industrial | HVAC Recommissioning | N | Transportation Equipment | Existing | 1.1474 | 0.41831 | 3.0728 | 0.00087808 | 0.00085678 | 0.006164
[24 empty] | Industrial | HVAC Recommissioning | N | Transportation Equipment | New | 1.1474 | 0.41831 | 3.0728 | 2.2562e-05 | 2.2015e-05 | 0.00015838
[24 empty] | Industrial | Efficient Lighting - High Bay | N | Transportation Equipment | New | 1.6225 | 0.45394 | 3.8396 | 3.6315e-05 | 3.5299e-05 | 0.00025442
[24 empty] | Industrial | Efficient Lighting - High Bay | N | Transportation Equipment | Turnover | 1.6225 | 0.45394 | 3.8396 | 0.0015558 | 0.0015123 | 0.0109
[24 empty] | Industrial | Lighting Controls | N | Transportation Equipment | Existing | 2.0678 | 0.49912 | 4.6748 | 0.0010172 | 0.00098878 | 0.0071266
[24 empty] | Industrial | Lighting Controls | N | Transportation Equipment | New | 2.0678 | 0.49912 | 4.6748 | 1.786e-05 | 1.736e-05 | 0.00012512
[24 empty] | Industrial | Fan Equipment Upgrades | N | Transportation Equipment | New | 1.4011 | 0.43577 | 3.5148 | 4.314e-06 | 4.2001e-06 | 3.2036e-05
[24 empty] | Industrial | Fan Equipment Upgrades | N | Transportation Equipment | Turnover | 1.4011 | 0.43577 | 3.5148 | 0.00017293 | 0.00016836 | 0.0012842
[24 empty] | Industrial | Pump Equipment Upgrade | N | Transportation Equipment | New | 1.4011 | 0.43577 | 3.5148 | 7.467e-06 | 7.2697e-06 | 5.545e-05
[24 empty] | Industrial | Pump Equipment Upgrade | N | Transportation Equipment | Turnover | 1.4011 | 0.43577 | 3.5148 | 0.00030208 | 0.0002941 | 0.0022433
[24 empty] | Industrial | Process Refrig Equipment Upgrade | N | Transportation Equipment | New | 2.0176 | 0.50007 | 4.8857 | 4.8807e-07 | 4.7603e-07 | 3.5451e-06
[24 empty] | Industrial | Process Refrig Equipment Upgrade | N | Transportation Equipment | Turnover | 2.0176 | 0.50007 | 4.8857 | 1.6403e-05 | 1.5999e-05 | 0.00011915
[24 empty] | Industrial | Compressed Air Equipment | N | Water and Wastewater | New | 2.928 | 0.52013 | 7.1637 | 5.2427e-08 | 5.1043e-08 | 3.8933e-07
[24 empty] | Industrial | Compressed Air Equipment | N | Water and Wastewater | Turnover | 2.928 | 0.52013 | 7.1637 | 2.2906e-06 | 2.2301e-06 | 1.701e-05
[24 empty] | Industrial | Efficient Lighting - Exterior | N | Water and Wastewater | New | 2.4456 | 0.68608 | 4.0633 | 0 | 0 | 1.5008e-07
[24 empty] | Industrial | Efficient Lighting - Exterior | N | Water and Wastewater | Turnover | 2.4456 | 0.68608 | 4.0633 | 0 | 0 | 1.4037e-05
[24 empty] | Industrial | Lighting Controls - Exterior | N | Water and Wastewater | Existing | 1.6973 | 0.63715 | 2.9283 | 0 | 0 | 1.485e-06
[24 empty] | Industrial | Lighting Controls - Exterior | N | Water and Wastewater | New | 1.6973 | 0.63715 | 2.9283 | 0 | 0 | 2.4314e-08
[24 empty] | Industrial | Building Envelope Improvements | N | Water and Wastewater | Existing | 2.1581 | 0.48318 | 5.5243 | 6.8742e-06 | 6.7074e-06 | 4.8256e-05
[24 empty] | Industrial | Building Envelope Improvements | N | Water and Wastewater | New | 2.1581 | 0.48318 | 5.5243 | 7.4797e-08 | 7.2982e-08 | 5.2506e-07
[24 empty] | Industrial | HVAC Equipment Upgrades | Y | Water and Wastewater | New | 2.4573 | 0.48848 | 6.3242 | 6.465e-08 | 6.3081e-08 | 4.5383e-07
[24 empty] | Industrial | HVAC Equipment Upgrades | Y | Water and Wastewater | Turnover | 2.4573 | 0.48848 | 6.3242 | 2.0618e-06 | 2.0118e-06 | 1.4473e-05
[24 empty] | Industrial | HVAC Recommissioning | N | Water and Wastewater | Existing | 1.1549 | 0.4193 | 3.089 | 4.4658e-06 | 4.3574e-06 | 3.1349e-05
[24 empty] | Industrial | HVAC Recommissioning | N | Water and Wastewater | New | 1.1549 | 0.4193 | 3.089 | 1.1616e-07 | 1.1335e-07 | 8.1545e-07
[24 empty] | Industrial | Efficient Lighting - High Bay | N | Water and Wastewater | New | 1.6225 | 0.45394 | 3.8396 | 2.7085e-07 | 2.6328e-07 | 1.8976e-06
[24 empty] | Industrial | Efficient Lighting - High Bay | N | Water and Wastewater | Turnover | 1.6225 | 0.45394 | 3.8396 | 1.1386e-05 | 1.1067e-05 | 7.9767e-05
[24 empty] | Industrial | Lighting Controls | N | Water and Wastewater | Existing | 1.9598 | 0.49257 | 4.4523 | 2.2407e-06 | 2.178e-06 | 1.5698e-05
[24 empty] | Industrial | Lighting Controls | N | Water and Wastewater | New | 1.9598 | 0.49257 | 4.4523 | 3.9339e-08 | 3.8239e-08 | 2.7561e-07
[24 empty] | Industrial | Fan Equipment Upgrades | N | Water and Wastewater | New | 1.8626 | 0.47216 | 4.499 | 4.7576e-08 | 4.6319e-08 | 3.533e-07
[24 empty] | Industrial | Fan Equipment Upgrades | N | Water and Wastewater | Turnover | 1.8626 | 0.47216 | 4.499 | 1.907e-06 | 1.8567e-06 | 1.4162e-05
[24 empty] | Industrial | Motor Equipment Upgrades | N | Water and Wastewater | New | 1.5684 | 0.46918 | 3.8252 | 4.187e-08 | 4.0764e-08 | 3.1093e-07
[24 empty] | Industrial | Motor Equipment Upgrades | N | Water and Wastewater | Turnover | 1.5684 | 0.46918 | 3.8252 | 1.7138e-06 | 1.6685e-06 | 1.2727e-05
[24 empty] | Industrial | Motor Improved Controls | N | Water and Wastewater | Existing | 2.9245 | 0.52002 | 7.154 | 4.9565e-07 | 4.8256e-07 | 3.6808e-06
[24 empty] | Industrial | Motor Improved Controls | N | Water and Wastewater | New | 2.9245 | 0.52002 | 7.154 | 5.4934e-09 | 5.3483e-09 | 4.0794e-08
[24 empty] | Industrial | Pump Equipment Upgrade | N | Water and Wastewater | New | 2.4103 | 0.50101 | 5.793 | 3.0977e-07 | 3.0159e-07 | 2.3004e-06
[24 empty] | Industrial | Pump Equipment Upgrade | N | Water and Wastewater | Turnover | 2.4103 | 0.50101 | 5.793 | 1.254e-05 | 1.2209e-05 | 9.3126e-05
[24 empty] | Industrial | Process Refrig Equipment Upgrade | N | Water and Wastewater | New | 1.3116 | 0.4412 | 3.3002 | 8.9987e-08 | 8.7768e-08 | 6.5363e-07
[24 empty] | Industrial | Process Refrig Equipment Upgrade | N | Water and Wastewater | Turnover | 1.3116 | 0.4412 | 3.3002 | 3.0244e-06 | 2.9498e-06 | 2.1968e-05
[24 empty] | Industrial | Process Refrig System Optimization | N | Water and Wastewater | Existing | 1.1822 | 0.4764 | 2.9313 | 2.4695e-06 | 2.4086e-06 | 1.7938e-05
[24 empty] | Industrial | Process Refrig System Optimization | N | Water and Wastewater | New | 1.1822 | 0.4764 | 2.9313 | 0 | 0 | 0

## Staff ROG35
PRIVILEGED AND CONFIDENTIAL
Attorney-Client Communication/Attorney Work Product
Prepared at the Direction of the Legal Counsel
| Economic Potential - RIM | [13 empty] | Economic Potential - TRC | [13 empty] | Achievable Potential - RIM | [13 empty] | Achievable Potential - TRC
| Passing Measures Savings & Costs | [13 empty] | Passing Measures Savings & Costs | [13 empty] | Passing Measures Savings & Costs | [13 empty] | Passing Measures Savings & Costs
| [Economic Potential or Achievable Potential] – [TRC or RIM] – [Nominal or NPV] | [13 empty] | [Economic Potential or Achievable Potential] – [TRC or RIM] – [Nominal or NPV] | [13 empty] | [Economic Potential or Achievable Potential] – [TRC or RIM] – [Nominal or NPV] | [13 empty] | [Economic Potential or Achievable Potential] – [TRC or RIM] – [Nominal or NPV]
| Customer Class | Measure Name | Segment | Vintage | Total Avoided Cost | Avoided Generation | Avoided T&D | Avoided O&M | Avoided Fuel | Admin Costs | Incentives | Lost Revenues | Utility Equipment | Customer Equipment | Customer Class | Measure Name | Segment | Vintage | Total Avoided Cost | Avoided Generation | Avoided T&D | Avoided O&M | Avoided Fuel | Admin Costs | Incentives | Lost Revenues | Utility Equipment | Customer Equipment | Customer Class | Measure Name | Segment | Vintage | Total Avoided Cost | Avoided Generation | Avoided T&D | Avoided O&M | Avoided Fuel | Admin Costs | Incentives | Lost Revenues | Utility Equipment | Customer Equipment | Customer Class | Measure Name | Segment | Vintage | Total Avoided Cost | Avoided Generation | Avoided T&D | Avoided O&M | Avoided Fuel | Admin Costs | Incentives | Lost Revenues | Utility Equipment | Customer Equipment
[5 empty] | NPV | N/A | N/A | N/A | N/A | N/A | N/A | NPV | N/A | Nominal |  |  |  |  | NPV | N/A | N/A | N/A | N/A | N/A | N/A | NPV | N/A | Nominal |  |  |  |  | NPV | N/A | N/A | N/A | N/A | NPV | NPV | NPV | N/A | NPV |  |  |  |  | NPV | N/A | N/A | N/A | N/A | NPV | NPV | NPV | N/A | NPV
| N/A | [13 empty] | Residential | CFL-13W | Single Family | Turnover | 130080.7364 | N/A | N/A | N/A | N/A | N/A | N/A | 407743.3405 | N/A | 129454.2332 | N/A | [13 empty] | Residential | Ceiling Insulation(R2 to R38) | Single Family | Existing | 74466.9709 | N/A | N/A | N/A | N/A | 28757.9953 | 10008.027 | 206683.6653 | N/A | 45506.2608
[15 empty] | Residential | CFL-13W | Multi-Family | Turnover | 25147.3765 | N/A | N/A | N/A | N/A | N/A | N/A | 78825.471 | N/A | 25026.2601 | [14 empty] | Residential | Ceiling Insulation(R2 to R38) | Single Family | New | 0 | N/A | N/A | N/A | N/A | 0 | 0 | 0 | N/A | 0
[15 empty] | Residential | CFL-13W | Manufactured Home | Turnover | 9171.7111 | N/A | N/A | N/A | N/A | N/A | N/A | 28749.1 | N/A | 9127.5377 | [14 empty] | Residential | Programmable Thermostat | Single Family | New | 162.3503 | N/A | N/A | N/A | N/A | 64.3921 | 14.7895 | 327.9245 | N/A | 94.2737
[15 empty] | Residential | CFL-13W | Single Family | New | 1393.6283 | N/A | N/A | N/A | N/A | N/A | N/A | 4368.3843 | N/A | 1386.9162 | [14 empty] | Residential | Programmable Thermostat | Manufactured Home | New | 43.4007 | N/A | N/A | N/A | N/A | 17.2137 | 4.515 | 87.6631 | N/A | 25.7633
[15 empty] | Residential | CFL-13W | Multi-Family | New | 269.418 | N/A | N/A | N/A | N/A | N/A | N/A | 844.5017 | N/A | 268.1204 | [14 empty] | Commercial | Efficient Exhaust Hood | Assembly | Turnover | 0 | N/A | N/A | N/A | N/A | 0 | 0 | 0 | N/A | 0
[15 empty] | Residential | CFL-13W | Manufactured Home | New | 98.2617 | N/A | N/A | N/A | N/A | N/A | N/A | 308.0053 | N/A | 97.7885 | [14 empty] | Commercial | Efficient Exhaust Hood | College and University | Turnover | 20.6368 | N/A | N/A | N/A | N/A | 1.0351 | 0.59631 | 55.0485 | N/A | 11.4681
[15 empty] | Residential | LED - 9W Flood | Single Family | Turnover | 412953.4217 | N/A | N/A | N/A | N/A | N/A | N/A | 1300082.3982 | N/A | 388982.0972 | [14 empty] | Commercial | Efficient Exhaust Hood | Grocery | Turnover | 0 | N/A | N/A | N/A | N/A | 0 | 0 | 0 | N/A | 0
[15 empty] | Residential | LED - 9W Flood | Multi-Family | Turnover | 79832.691 | N/A | N/A | N/A | N/A | N/A | N/A | 251333.6151 | N/A | 75198.5234 | [14 empty] | Commercial | Efficient Exhaust Hood | Healthcare | Turnover | 150.8526 | N/A | N/A | N/A | N/A | 7.5667 | 4.359 | 402.3988 | N/A | 83.831
[15 empty] | Residential | LED - 9W Flood | Manufactured Home | Turnover | 29116.4516 | N/A | N/A | N/A | N/A | N/A | N/A | 91665.9948 | N/A | 27426.2854 | [14 empty] | Commercial | Efficient Exhaust Hood | Hospitals | Turnover | 502.6505 | N/A | N/A | N/A | N/A | 25.2126 | 14.5244 | 1340.8181 | N/A | 279.3302
[15 empty] | Residential | LED - 9W Flood | Single Family | New | 4424.2028 | N/A | N/A | N/A | N/A | N/A | N/A | 13928.5157 | N/A | 4167.3845 | [14 empty] | Commercial | Efficient Exhaust Hood | Institutional | Turnover | 0 | N/A | N/A | N/A | N/A | 0 | 0 | 0 | N/A | 0
[15 empty] | Residential | LED - 9W Flood | Multi-Family | New | 855.2926 | N/A | N/A | N/A | N/A | N/A | N/A | 2692.6787 | N/A | 805.6442 | [14 empty] | Commercial | Efficient Exhaust Hood | Lodging/Hospitality | Turnover | 1191.9429 | N/A | N/A | N/A | N/A | 59.7871 | 34.4419 | 3179.5027 | N/A | 662.38
[15 empty] | Residential | LED - 9W Flood | Manufactured Home | New | 311.941 | N/A | N/A | N/A | N/A | N/A | N/A | 982.0695 | N/A | 293.8333 | [14 empty] | Commercial | Efficient Exhaust Hood | Miscellaneous | Turnover | 0 | N/A | N/A | N/A | N/A | 0 | 0 | 0 | N/A | 0
[15 empty] | Residential | LED Specialty Lamps-5W Chandelier | Single Family | Turnover | 18556.1637 | N/A | N/A | N/A | N/A | N/A | N/A | 58419.5228 | N/A | 16449.1923 | [14 empty] | Commercial | Efficient Exhaust Hood | Offices | Turnover | 0 | N/A | N/A | N/A | N/A | 0 | 0 | 0 | N/A | 0
[15 empty] | Residential | LED Specialty Lamps-5W Chandelier | Multi-Family | Turnover | 3634.1346 | N/A | N/A | N/A | N/A | N/A | N/A | 11441.18 | N/A | 3221.4945 | [14 empty] | Commercial | Efficient Exhaust Hood | Restaurants | Turnover | 7324.2314 | N/A | N/A | N/A | N/A | 367.379 | 211.6379 | 19537.3564 | N/A | 4070.1816
[15 empty] | Residential | LED Specialty Lamps-5W Chandelier | Manufactured Home | Turnover | 1313.7836 | N/A | N/A | N/A | N/A | N/A | N/A | 4136.1249 | N/A | 1164.6092 | [14 empty] | Commercial | Efficient Exhaust Hood | Retail | Turnover | 0 | N/A | N/A | N/A | N/A | 0 | 0 | 0 | N/A | 0
[15 empty] | Residential | LED Specialty Lamps-5W Chandelier | Single Family | New | 198.8026 | N/A | N/A | N/A | N/A | N/A | N/A | 625.8813 | N/A | 176.2295 | [14 empty] | Commercial | Efficient Exhaust Hood | Schools K-12 | Turnover | 362.5455 | N/A | N/A | N/A | N/A | 18.1851 | 10.476 | 967.0886 | N/A | 201.4718
[15 empty] | Residential | LED Specialty Lamps-5W Chandelier | Multi-Family | New | 38.9345 | N/A | N/A | N/A | N/A | N/A | N/A | 122.5758 | N/A | 34.5137 | [14 empty] | Commercial | Efficient Exhaust Hood | Warehouse | Turnover | 0 | N/A | N/A | N/A | N/A | 0 | 0 | 0 | N/A | 0
[15 empty] | Residential | LED Specialty Lamps-5W Chandelier | Manufactured Home | New | 14.0753 | N/A | N/A | N/A | N/A | N/A | N/A | 44.3126 | N/A | 12.4771 | [14 empty] | Commercial | Efficient Exhaust Hood | Assembly | New | 0 | N/A | N/A | N/A | N/A | 0 | 0 | 0 | N/A | 0
[15 empty] | Residential | Solar Pool Heater | Single Family | Turnover | 182629.4134 | N/A | N/A | N/A | N/A | N/A | N/A | 647976.8618 | N/A | 181643.1362 | [14 empty] | Commercial | Efficient Exhaust Hood | College and University | New | 1.7377 | N/A | N/A | N/A | N/A | 0.08716 | 0.050211 | 4.6352 | N/A | 0.96565
[15 empty] | Residential | Solar Pool Heater | Multi-Family | Turnover | 0 | N/A | N/A | N/A | N/A | N/A | N/A | 0 | N/A | 0 | [14 empty] | Commercial | Efficient Exhaust Hood | Grocery | New | 0 | N/A | N/A | N/A | N/A | 0 | 0 | 0 | N/A | 0
[15 empty] | Residential | Solar Pool Heater | Manufactured Home | Turnover | 0 | N/A | N/A | N/A | N/A | N/A | N/A | 0 | N/A | 0 | [14 empty] | Commercial | Efficient Exhaust Hood | Healthcare | New | 13.9695 | N/A | N/A | N/A | N/A | 0.7007 | 0.40366 | 37.2636 | N/A | 7.763
[15 empty] | Residential | Solar Pool Heater | Single Family | New | 1956.6119 | N/A | N/A | N/A | N/A | N/A | N/A | 6942.1414 | N/A | 1946.0453 | [14 empty] | Commercial | Efficient Exhaust Hood | Hospitals | New | 46.5472 | N/A | N/A | N/A | N/A | 2.3348 | 1.345 | 124.1645 | N/A | 25.867
[15 empty] | Residential | Solar Pool Heater | Multi-Family | New | 0 | N/A | N/A | N/A | N/A | N/A | N/A | 0 | N/A | 0 | [14 empty] | Commercial | Efficient Exhaust Hood | Institutional | New | 0 | N/A | N/A | N/A | N/A | 0 | 0 | 0 | N/A | 0
[15 empty] | Residential | Solar Pool Heater | Manufactured Home | New | 0 | N/A | N/A | N/A | N/A | N/A | N/A | 0 | N/A | 0 | [14 empty] | Commercial | Efficient Exhaust Hood | Lodging/Hospitality | New | 143.9116 | N/A | N/A | N/A | N/A | 7.2185 | 4.1584 | 383.8836 | N/A | 79.9738
[15 empty] | Residential | Ceiling Insulation(R2 to R38) | Single Family | Existing | 1960076.4359 | N/A | N/A | N/A | N/A | N/A | N/A | 5440207.6107 | N/A | 1197789.4137 | [14 empty] | Commercial | Efficient Exhaust Hood | Miscellaneous | New | 0 | N/A | N/A | N/A | N/A | 0 | 0 | 0 | N/A | 0
[15 empty] | Residential | Ceiling Insulation(R2 to R38) | Multi-Family | Existing | 487483.0561 | N/A | N/A | N/A | N/A | N/A | N/A | 1353013.0679 | N/A | 410831.6786 | [14 empty] | Commercial | Efficient Exhaust Hood | Offices | New | 0 | N/A | N/A | N/A | N/A | 0 | 0 | 0 | N/A | 0
[15 empty] | Residential | Ceiling Insulation(R2 to R38) | Manufactured Home | Existing | 144655.2998 | N/A | N/A | N/A | N/A | N/A | N/A | 401491.9259 | N/A | 124855.5882 | [14 empty] | Commercial | Efficient Exhaust Hood | Restaurants | New | 1578.9181 | N/A | N/A | N/A | N/A | 79.1976 | 45.6238 | 4211.7573 | N/A | 877.4277
[15 empty] | Residential | Ceiling Insulation(R2 to R38) | Single Family | New | 0 | N/A | N/A | N/A | N/A | N/A | N/A | 0 | N/A | 0 | [14 empty] | Commercial | Efficient Exhaust Hood | Retail | New | 0 | N/A | N/A | N/A | N/A | 0 | 0 | 0 | N/A | 0
[15 empty] | Residential | Ceiling Insulation(R2 to R38) | Multi-Family | New | 0 | N/A | N/A | N/A | N/A | N/A | N/A | 0 | N/A | 0 | [14 empty] | Commercial | Efficient Exhaust Hood | Schools K-12 | New | 30.5273 | N/A | N/A | N/A | N/A | 1.5312 | 0.8821 | 81.4314 | N/A | 16.9644
[15 empty] | Residential | Ceiling Insulation(R2 to R38) | Manufactured Home | New | 0 | N/A | N/A | N/A | N/A | N/A | N/A | 0 | N/A | 0 | [14 empty] | Commercial | Efficient Exhaust Hood | Warehouse | New | 0 | N/A | N/A | N/A | N/A | 0 | 0 | 0 | N/A | 0
[15 empty] | Residential | Duct Repair | Single Family | Existing | 464552.1231 | N/A | N/A | N/A | N/A | N/A | N/A | 1224354.8606 | N/A | 420426.1578 | [14 empty] | Commercial | High Efficiency Chiller (Air Cooled, 50 tons) | Healthcare | Turnover | 0 | N/A | N/A | N/A | N/A | 0 | 0 | 0 | N/A | 0
[15 empty] | Residential | Duct Repair | Manufactured Home | Existing | 140016.3982 | N/A | N/A | N/A | N/A | N/A | N/A | 397600.2468 | N/A | 139571.6016 | [14 empty] | Commercial | High Efficiency Chiller (Air Cooled, 50 tons) | Hospitals | Turnover | 3215.7537 | N/A | N/A | N/A | N/A | 278.81 | 130.1972 | 8729.0259 | N/A | 1608.3059
[15 empty] | Residential | Programmable Thermostat | Single Family | New | 1705.4663 | N/A | N/A | N/A | N/A | N/A | N/A | 3444.7987 | N/A | 990.3309 | [14 empty] | Commercial | High Efficiency Chiller (Air Cooled, 50 tons) | Lodging/Hospitality | Turnover | 380.3977 | N/A | N/A | N/A | N/A | 32.981 | 62.5451 | 1032.5732 | N/A | 237.3934
[15 empty] | Residential | Programmable Thermostat | Multi-Family | New | 1239.392 | N/A | N/A | N/A | N/A | N/A | N/A | 2503.3951 | N/A | 1106.7464 | [14 empty] | Commercial | High Efficiency Chiller (Air Cooled, 50 tons) | Restaurants | Turnover | 128.0336 | N/A | N/A | N/A | N/A | 11.1007 | 22.598 | 347.5417 | N/A | 81.4482
[15 empty] | Residential | Programmable Thermostat | Manufactured Home | New | 451.7183 | N/A | N/A | N/A | N/A | N/A | N/A | 912.4066 | N/A | 268.147 | [14 empty] | Commercial | High Efficiency Chiller (Air Cooled, 50 tons) | Retail | Turnover | 0 | N/A | N/A | N/A | N/A | 0 | 0 | 0 | N/A | 0
[15 empty] | Residential | Smart Thermostat | Single Family | New | 0 | N/A | N/A | N/A | N/A | N/A | N/A | 0 | N/A | 0 | [14 empty] | Commercial | High Efficiency Chiller (Air Cooled, 50 tons) | Healthcare | New | 0 | N/A | N/A | N/A | N/A | 0 | 0 | 0 | N/A | 0
[15 empty] | Commercial | Efficient Exhaust Hood | Assembly | Turnover | 0 | N/A | N/A | N/A | N/A | N/A | N/A | 0 | N/A | 0 | [14 empty] | Commercial | High Efficiency Chiller (Air Cooled, 50 tons) | Hospitals | New | 498.3689 | N/A | N/A | N/A | N/A | 43.2092 | 20.1776 | 1352.801 | N/A | 249.2509
[15 empty] | Commercial | Efficient Exhaust Hood | College and University | Turnover | 235.5045 | N/A | N/A | N/A | N/A | N/A | N/A | 628.2072 | N/A | 130.8733 | [14 empty] | Commercial | High Efficiency Chiller (Air Cooled, 50 tons) | Lodging/Hospitality | New | 77.6287 | N/A | N/A | N/A | N/A | 6.7305 | 12.7637 | 210.7198 | N/A | 48.4455
[15 empty] | Commercial | Efficient Exhaust Hood | Grocery | Turnover | 0 | N/A | N/A | N/A | N/A | N/A | N/A | 0 | N/A | 0 | [14 empty] | Commercial | High Efficiency Chiller (Air Cooled, 50 tons) | Restaurants | New | 46.0512 | N/A | N/A | N/A | N/A | 3.9927 | 8.1281 | 125.0041 | N/A | 29.2953
[15 empty] | Commercial | Efficient Exhaust Hood | Healthcare | Turnover | 1704.9241 | N/A | N/A | N/A | N/A | N/A | N/A | 4547.8779 | N/A | 947.4511 | [14 empty] | Commercial | High Efficiency Chiller (Air Cooled, 50 tons) | Retail | New | 0 | N/A | N/A | N/A | N/A | 0 | 0 | 0 | N/A | 0
[15 empty] | Commercial | Efficient Exhaust Hood | Hospitals | Turnover | 5680.915 | N/A | N/A | N/A | N/A | N/A | N/A | 15153.8168 | N/A | 3156.9669 | [14 empty] | Commercial | High Efficiency Chiller (Water cooled-centrifugal, 200 tons) | Healthcare | Turnover | 0 | N/A | N/A | N/A | N/A | 0 | 0 | 0 | N/A | 0
[15 empty] | Commercial | Efficient Exhaust Hood | Institutional | Turnover | 0 | N/A | N/A | N/A | N/A | N/A | N/A | 0 | N/A | 0 | [14 empty] | Commercial | High Efficiency Chiller (Water cooled-centrifugal, 200 tons) | Hospitals | Turnover | 1749.7092 | N/A | N/A | N/A | N/A | 144.0435 | 178.2192 | 4534.0812 | N/A | 941.8645
[15 empty] | Commercial | Efficient Exhaust Hood | Lodging/Hospitality | Turnover | 12924.2526 | N/A | N/A | N/A | N/A | N/A | N/A | 34475.3895 | N/A | 7182.1947 | [14 empty] | Commercial | High Efficiency Chiller (Water cooled-centrifugal, 200 tons) | Lodging/Hospitality | Turnover | 204.5727 | N/A | N/A | N/A | N/A | 16.8413 | 48.125 | 530.1162 | N/A | 137.409
[15 empty] | Commercial | Efficient Exhaust Hood | Miscellaneous | Turnover | 0 | N/A | N/A | N/A | N/A | N/A | N/A | 0 | N/A | 0 | [14 empty] | Commercial | High Efficiency Chiller (Water cooled-centrifugal, 200 tons) | Restaurants | Turnover | 68.7842 | N/A | N/A | N/A | N/A | 5.6626 | 17.0756 | 178.2427 | N/A | 47.0958
[15 empty] | Commercial | Efficient Exhaust Hood | Offices | Turnover | 0 | N/A | N/A | N/A | N/A | N/A | N/A | 0 | N/A | 0 | [14 empty] | Commercial | High Efficiency Chiller (Water cooled-centrifugal, 200 tons) | Retail | Turnover | 0 | N/A | N/A | N/A | N/A | 0 | 0 | 0 | N/A | 0
[15 empty] | Commercial | Efficient Exhaust Hood | Restaurants | Turnover | 78942.2448 | N/A | N/A | N/A | N/A | N/A | N/A | 210578.106 | N/A | 43869.3506 | [14 empty] | Commercial | High Efficiency Chiller (Water cooled-centrifugal, 200 tons) | Healthcare | New | 0 | N/A | N/A | N/A | N/A | 0 | 0 | 0 | N/A | 0
[15 empty] | Commercial | Efficient Exhaust Hood | Retail | Turnover | 0 | N/A | N/A | N/A | N/A | N/A | N/A | 0 | N/A | 0 | [14 empty] | Commercial | High Efficiency Chiller (Water cooled-centrifugal, 200 tons) | Hospitals | New | 271.3042 | N/A | N/A | N/A | N/A | 22.3349 | 27.6341 | 703.0397 | N/A | 146.0424
[15 empty] | Commercial | Efficient Exhaust Hood | Schools K-12 | Turnover | 4137.3301 | N/A | N/A | N/A | N/A | N/A | N/A | 11036.3106 | N/A | 2299.1743 | [14 empty] | Commercial | High Efficiency Chiller (Water cooled-centrifugal, 200 tons) | Lodging/Hospitality | New | 41.8105 | N/A | N/A | N/A | N/A | 3.442 | 9.8358 | 108.345 | N/A | 28.0836
[15 empty] | Commercial | Efficient Exhaust Hood | Warehouse | Turnover | 0 | N/A | N/A | N/A | N/A | N/A | N/A | 0 | N/A | 0 | [14 empty] | Commercial | High Efficiency Chiller (Water cooled-centrifugal, 200 tons) | Restaurants | New | 24.7438 | N/A | N/A | N/A | N/A | 2.037 | 6.1426 | 64.1195 | N/A | 16.9418
[15 empty] | Commercial | Efficient Exhaust Hood | Assembly | New | 0 | N/A | N/A | N/A | N/A | N/A | N/A | 0 | N/A | 0 | [14 empty] | Commercial | High Efficiency Chiller (Water cooled-centrifugal, 200 tons) | Retail | New | 0 | N/A | N/A | N/A | N/A | 0 | 0 | 0 | N/A | 0
[15 empty] | Commercial | Efficient Exhaust Hood | College and University | New | 1.7557 | N/A | N/A | N/A | N/A | N/A | N/A | 4.6834 | N/A | 0.97568 | [14 empty] | Commercial | High Efficiency Chiller (Water cooled-positive displacement, 100 tons) | Healthcare | Turnover | 0 | N/A | N/A | N/A | N/A | 0 | 0 | 0 | N/A | 0
[15 empty] | Commercial | Efficient Exhaust Hood | Grocery | New | 0 | N/A | N/A | N/A | N/A | N/A | N/A | 0 | N/A | 0 | [14 empty] | Commercial | High Efficiency Chiller (Water cooled-positive displacement, 100 tons) | Healthcare | New | 0 | N/A | N/A | N/A | N/A | 0 | 0 | 0 | N/A | 0
[15 empty] | Commercial | Efficient Exhaust Hood | Healthcare | New | 15.3101 | N/A | N/A | N/A | N/A | N/A | N/A | 40.8396 | N/A | 8.508 | [14 empty] | Commercial | High Efficiency PTAC | Grocery | Turnover | 0 | N/A | N/A | N/A | N/A | 0 | 0 | 0 | N/A | 0
[15 empty] | Commercial | Efficient Exhaust Hood | Hospitals | New | 51.0142 | N/A | N/A | N/A | N/A | N/A | N/A | 136.0801 | N/A | 28.3493 | [14 empty] | Commercial | High Efficiency PTAC | Institutional | Turnover | 0 | N/A | N/A | N/A | N/A | 0 | 0 | 0 | N/A | 0
[15 empty] | Commercial | Efficient Exhaust Hood | Institutional | New | 0 | N/A | N/A | N/A | N/A | N/A | N/A | 0 | N/A | 0 | [14 empty] | Commercial | High Efficiency PTAC | Miscellaneous | Turnover | 0 | N/A | N/A | N/A | N/A | 0 | 0 | 0 | N/A | 0
[15 empty] | Commercial | Efficient Exhaust Hood | Lodging/Hospitality | New | 309.6739 | N/A | N/A | N/A | N/A | N/A | N/A | 826.0538 | N/A | 172.0903 | [14 empty] | Commercial | High Efficiency PTAC | Grocery | New | 0 | N/A | N/A | N/A | N/A | 0 | 0 | 0 | N/A | 0
[15 empty] | Commercial | Efficient Exhaust Hood | Miscellaneous | New | 0 | N/A | N/A | N/A | N/A | N/A | N/A | 0 | N/A | 0 | [14 empty] | Commercial | High Efficiency PTAC | Institutional | New | 0 | N/A | N/A | N/A | N/A | 0 | 0 | 0 | N/A | 0
[15 empty] | Commercial | Efficient Exhaust Hood | Offices | New | 0 | N/A | N/A | N/A | N/A | N/A | N/A | 0 | N/A | 0 | [14 empty] | Commercial | High Efficiency PTAC | Miscellaneous | New | 0 | N/A | N/A | N/A | N/A | 0 | 0 | 0 | N/A | 0
[15 empty] | Commercial | Efficient Exhaust Hood | Restaurants | New | 991.1744 | N/A | N/A | N/A | N/A | N/A | N/A | 2643.9535 | N/A | 550.81 | [14 empty] | Commercial | High Efficiency PTHP | Grocery | Turnover | 226.1101 | N/A | N/A | N/A | N/A | 20.6259 | 22.6097 | 561.3339 | N/A | 131.9575
[15 empty] | Commercial | Efficient Exhaust Hood | Retail | New | 0 | N/A | N/A | N/A | N/A | N/A | N/A | 0 | N/A | 0 | [14 empty] | Commercial | High Efficiency PTHP | Institutional | Turnover | 1336.225 | N/A | N/A | N/A | N/A | 121.891 | 164.4695 | 3317.2701 | N/A | 810.6733
[15 empty] | Commercial | Efficient Exhaust Hood | Schools K-12 | New | 30.8445 | N/A | N/A | N/A | N/A | N/A | N/A | 82.2776 | N/A | 17.1407 | [14 empty] | Commercial | High Efficiency PTHP | Miscellaneous | Turnover | 335.7075 | N/A | N/A | N/A | N/A | 30.6234 | 35.9934 | 833.4168 | N/A | 198.3429
[15 empty] | Commercial | Efficient Exhaust Hood | Warehouse | New | 0 | N/A | N/A | N/A | N/A | N/A | N/A | 0 | N/A | 0 | [14 empty] | Commercial | High Efficiency PTHP | Grocery | New | 64.404 | N/A | N/A | N/A | N/A | 5.875 | 6.44 | 159.8874 | N/A | 37.5861
[15 empty] | Commercial | High Efficiency Chiller (Air Cooled, 50 tons) | College and University | Turnover | 9358.1417 | N/A | N/A | N/A | N/A | N/A | N/A | 25402.2754 | N/A | 8695.7107 | [14 empty] | Commercial | High Efficiency PTHP | Institutional | New | 253.5884 | N/A | N/A | N/A | N/A | 23.1324 | 31.213 | 629.5507 | N/A | 153.8494
[15 empty] | Commercial | High Efficiency Chiller (Air Cooled, 50 tons) | Healthcare | Turnover | 0 | N/A | N/A | N/A | N/A | N/A | N/A | 0 | N/A | 0 | [14 empty] | Commercial | High Efficiency PTHP | Miscellaneous | New | 0 | N/A | N/A | N/A | N/A | 0 | 0 | 0 | N/A | 0
[15 empty] | Commercial | High Efficiency Chiller (Air Cooled, 50 tons) | Hospitals | Turnover | 46156.5294 | N/A | N/A | N/A | N/A | N/A | N/A | 125289.9255 | N/A | 23084.423 | [14 empty] | Commercial | High Bay LED | Assembly | Turnover | 10762.3763 | N/A | N/A | N/A | N/A | 562.972 | 567.3118 | 29888.9947 | N/A | 6480.1491
[15 empty] | Commercial | High Efficiency Chiller (Air Cooled, 50 tons) | Lodging/Hospitality | Turnover | 4812.7403 | N/A | N/A | N/A | N/A | N/A | N/A | 13063.9777 | N/A | 3003.4697 | [14 empty] | Commercial | High Bay LED | Schools K-12 | Turnover | 0 | N/A | N/A | N/A | N/A | 0 | 0 | 0 | N/A | 0
[15 empty] | Commercial | High Efficiency Chiller (Air Cooled, 50 tons) | Offices | Turnover | 40498.2848 | N/A | N/A | N/A | N/A | N/A | N/A | 109930.8625 | N/A | 37094.321 | [14 empty] | Commercial | High Bay LED | Assembly | New | 0 | N/A | N/A | N/A | N/A | 0 | 0 | 0 | N/A | 0
[15 empty] | Commercial | High Efficiency Chiller (Air Cooled, 50 tons) | Restaurants | Turnover | 1601.473 | N/A | N/A | N/A | N/A | N/A | N/A | 4347.13 | N/A | 1018.7723 | [14 empty] | Commercial | High Bay LED | Schools K-12 | New | 0 | N/A | N/A | N/A | N/A | 0 | 0 | 0 | N/A | 0
[15 empty] | Commercial | High Efficiency Chiller (Air Cooled, 50 tons) | Retail | Turnover | 0 | N/A | N/A | N/A | N/A | N/A | N/A | 0 | N/A | 0 | [14 empty] | Commercial | Solar Pool Heater | Assembly | Turnover | 3.0942 | N/A | N/A | N/A | N/A | 0.24921 | 0.79574 | 8.4976 | N/A | 2.4924
[15 empty] | Commercial | High Efficiency Chiller (Air Cooled, 50 tons) | Schools K-12 | Turnover | 73060.1379 | N/A | N/A | N/A | N/A | N/A | N/A | 198318.6202 | N/A | 68217.7866 | [14 empty] | Commercial | Solar Pool Heater | College and University | Turnover | 0 | N/A | N/A | N/A | N/A | 0 | 0 | 0 | N/A | 0
[15 empty] | Commercial | High Efficiency Chiller (Air Cooled, 50 tons) | College and University | New | 69.7665 | N/A | N/A | N/A | N/A | N/A | N/A | 189.3782 | N/A | 64.828 | [14 empty] | Commercial | Solar Pool Heater | Grocery | Turnover | 0 | N/A | N/A | N/A | N/A | 0 | 0 | 0 | N/A | 0
[15 empty] | Commercial | High Efficiency Chiller (Air Cooled, 50 tons) | Healthcare | New | 0 | N/A | N/A | N/A | N/A | N/A | N/A | 0 | N/A | 0 | [14 empty] | Commercial | Solar Pool Heater | Healthcare | Turnover | 0 | N/A | N/A | N/A | N/A | 0 | 0 | 0 | N/A | 0
[15 empty] | Commercial | High Efficiency Chiller (Air Cooled, 50 tons) | Hospitals | New | 414.482 | N/A | N/A | N/A | N/A | N/A | N/A | 1125.0937 | N/A | 207.2963 | [14 empty] | Commercial | Solar Pool Heater | Hospitals | Turnover | 0 | N/A | N/A | N/A | N/A | 0 | 0 | 0 | N/A | 0
[15 empty] | Commercial | High Efficiency Chiller (Air Cooled, 50 tons) | Lodging/Hospitality | New | 115.3165 | N/A | N/A | N/A | N/A | N/A | N/A | 313.0218 | N/A | 71.9652 | [14 empty] | Commercial | Solar Pool Heater | Institutional | Turnover | 0 | N/A | N/A | N/A | N/A | 0 | 0 | 0 | N/A | 0
[15 empty] | Commercial | High Efficiency Chiller (Air Cooled, 50 tons) | Offices | New | 775.4953 | N/A | N/A | N/A | N/A | N/A | N/A | 2105.0488 | N/A | 710.3133 | [14 empty] | Commercial | Solar Pool Heater | Lodging/Hospitality | Turnover | 98.0449 | N/A | N/A | N/A | N/A | 7.8965 | 25.2139 | 269.256 | N/A | 78.9743
[15 empty] | Commercial | High Efficiency Chiller (Air Cooled, 50 tons) | Restaurants | New | 20.1076 | N/A | N/A | N/A | N/A | N/A | N/A | 54.5812 | N/A | 12.7914 | [14 empty] | Commercial | Solar Pool Heater | Miscellaneous | Turnover | 0 | N/A | N/A | N/A | N/A | 0 | 0 | 0 | N/A | 0
[15 empty] | Commercial | High Efficiency Chiller (Air Cooled, 50 tons) | Retail | New | 0 | N/A | N/A | N/A | N/A | N/A | N/A | 0 | N/A | 0 | [14 empty] | Commercial | Solar Pool Heater | Offices | Turnover | 0 | N/A | N/A | N/A | N/A | 0 | 0 | 0 | N/A | 0
[15 empty] | Commercial | High Efficiency Chiller (Air Cooled, 50 tons) | Schools K-12 | New | 544.6756 | N/A | N/A | N/A | N/A | N/A | N/A | 1478.4987 | N/A | 508.5751 | [14 empty] | Commercial | Solar Pool Heater | Restaurants | Turnover | 0 | N/A | N/A | N/A | N/A | 0 | 0 | 0 | N/A | 0
[15 empty] | Commercial | High Efficiency Chiller (Water cooled-centrifugal, 200 tons) | Healthcare | Turnover | 0 | N/A | N/A | N/A | N/A | N/A | N/A | 0 | N/A | 0 | [14 empty] | Commercial | Solar Pool Heater | Retail | Turnover | 0 | N/A | N/A | N/A | N/A | 0 | 0 | 0 | N/A | 0
[15 empty] | Commercial | High Efficiency Chiller (Water cooled-centrifugal, 200 tons) | Hospitals | Turnover | 23533.3544 | N/A | N/A | N/A | N/A | N/A | N/A | 60982.7829 | N/A | 12667.9505 | [14 empty] | Commercial | Solar Pool Heater | Schools K-12 | Turnover | 0 | N/A | N/A | N/A | N/A | 0 | 0 | 0 | N/A | 0
[15 empty] | Commercial | High Efficiency Chiller (Water cooled-centrifugal, 200 tons) | Lodging/Hospitality | Turnover | 2461.6633 | N/A | N/A | N/A | N/A | N/A | N/A | 6378.9921 | N/A | 1653.4693 | [14 empty] | Commercial | Solar Pool Heater | Warehouse | Turnover | 0 | N/A | N/A | N/A | N/A | 0 | 0 | 0 | N/A | 0
[15 empty] | Commercial | High Efficiency Chiller (Water cooled-centrifugal, 200 tons) | Offices | Turnover | 20648.4435 | N/A | N/A | N/A | N/A | N/A | N/A | 53507.0149 | N/A | 20356.1087 | [14 empty] | Commercial | Solar Pool Heater | Assembly | New | 0.4611 | N/A | N/A | N/A | N/A | 0.037137 | 0.11858 | 1.2663 | N/A | 0.37141
[15 empty] | Commercial | High Efficiency Chiller (Water cooled-centrifugal, 200 tons) | Restaurants | Turnover | 819.1357 | N/A | N/A | N/A | N/A | N/A | N/A | 2122.6543 | N/A | 560.8543 | [14 empty] | Commercial | Solar Pool Heater | College and University | New | 0 | N/A | N/A | N/A | N/A | 0 | 0 | 0 | N/A | 0
[15 empty] | Commercial | High Efficiency Chiller (Water cooled-centrifugal, 200 tons) | Retail | Turnover | 0 | N/A | N/A | N/A | N/A | N/A | N/A | 0 | N/A | 0 | [14 empty] | Commercial | Solar Pool Heater | Grocery | New | 0 | N/A | N/A | N/A | N/A | 0 | 0 | 0 | N/A | 0
[15 empty] | Commercial | High Efficiency Chiller (Water cooled-centrifugal, 200 tons) | Healthcare | New | 0 | N/A | N/A | N/A | N/A | N/A | N/A | 0 | N/A | 0 | [14 empty] | Commercial | Solar Pool Heater | Healthcare | New | 0 | N/A | N/A | N/A | N/A | 0 | 0 | 0 | N/A | 0
[15 empty] | Commercial | High Efficiency Chiller (Water cooled-centrifugal, 200 tons) | Hospitals | New | 211.3277 | N/A | N/A | N/A | N/A | N/A | N/A | 547.6206 | N/A | 113.7572 | [14 empty] | Commercial | Solar Pool Heater | Hospitals | New | 0 | N/A | N/A | N/A | N/A | 0 | 0 | 0 | N/A | 0
[15 empty] | Commercial | High Efficiency Chiller (Water cooled-centrifugal, 200 tons) | Lodging/Hospitality | New | 58.9831 | N/A | N/A | N/A | N/A | N/A | N/A | 152.845 | N/A | 39.6182 | [14 empty] | Commercial | Solar Pool Heater | Institutional | New | 0 | N/A | N/A | N/A | N/A | 0 | 0 | 0 | N/A | 0
[15 empty] | Commercial | High Efficiency Chiller (Water cooled-centrifugal, 200 tons) | Offices | New | 395.3938 | N/A | N/A | N/A | N/A | N/A | N/A | 1024.5974 | N/A | 389.7959 | [14 empty] | Commercial | Solar Pool Heater | Lodging/Hospitality | New | 9.3802 | N/A | N/A | N/A | N/A | 0.75547 | 2.4123 | 25.7603 | N/A | 7.5556
[15 empty] | Commercial | High Efficiency Chiller (Water cooled-centrifugal, 200 tons) | Restaurants | New | 10.2848 | N/A | N/A | N/A | N/A | N/A | N/A | 26.6514 | N/A | 7.0419 | [14 empty] | Commercial | Solar Pool Heater | Miscellaneous | New | 0 | N/A | N/A | N/A | N/A | 0 | 0 | 0 | N/A | 0
[15 empty] | Commercial | High Efficiency Chiller (Water cooled-centrifugal, 200 tons) | Retail | New | 0 | N/A | N/A | N/A | N/A | N/A | N/A | 0 | N/A | 0 | [14 empty] | Commercial | Solar Pool Heater | Offices | New | 0 | N/A | N/A | N/A | N/A | 0 | 0 | 0 | N/A | 0
[15 empty] | Commercial | High Efficiency Chiller (Water cooled-positive displacement, 100 tons) | Healthcare | Turnover | 0 | N/A | N/A | N/A | N/A | N/A | N/A | 0 | N/A | 0 | [14 empty] | Commercial | Solar Pool Heater | Restaurants | New | 0 | N/A | N/A | N/A | N/A | 0 | 0 | 0 | N/A | 0
[15 empty] | Commercial | High Efficiency Chiller (Water cooled-positive displacement, 100 tons) | Hospitals | Turnover | 14271.7281 | N/A | N/A | N/A | N/A | N/A | N/A | 36982.8151 | N/A | 13206.1751 | [14 empty] | Commercial | Solar Pool Heater | Retail | New | 0 | N/A | N/A | N/A | N/A | 0 | 0 | 0 | N/A | 0
[15 empty] | Commercial | High Efficiency Chiller (Water cooled-positive displacement, 100 tons) | Healthcare | New | 0 | N/A | N/A | N/A | N/A | N/A | N/A | 0 | N/A | 0 | [14 empty] | Commercial | Solar Pool Heater | Schools K-12 | New | 0 | N/A | N/A | N/A | N/A | 0 | 0 | 0 | N/A | 0
[15 empty] | Commercial | High Efficiency Chiller (Water cooled-positive displacement, 100 tons) | Hospitals | New | 128.159 | N/A | N/A | N/A | N/A | N/A | N/A | 332.1028 | N/A | 118.5904 | [14 empty] | Commercial | Solar Pool Heater | Warehouse | New | 0 | N/A | N/A | N/A | N/A | 0 | 0 | 0 | N/A | 0
[15 empty] | Commercial | High Efficiency PTAC | Grocery | Turnover | 0 | N/A | N/A | N/A | N/A | N/A | N/A | 0 | N/A | 0 | [14 empty] | Commercial | Ceiling Insulation(R2 to R38) | Assembly | Existing | 0 | N/A | N/A | N/A | N/A | 0 | 0 | 0 | N/A | 0
[15 empty] | Commercial | High Efficiency PTAC | Institutional | Turnover | 0 | N/A | N/A | N/A | N/A | N/A | N/A | 0 | N/A | 0 | [14 empty] | Commercial | Ceiling Insulation(R2 to R38) | College and University | Existing | 0 | N/A | N/A | N/A | N/A | 0 | 0 | 0 | N/A | 0
[15 empty] | Commercial | High Efficiency PTAC | Miscellaneous | Turnover | 0 | N/A | N/A | N/A | N/A | N/A | N/A | 0 | N/A | 0 | [14 empty] | Commercial | Ceiling Insulation(R2 to R38) | Grocery | Existing | 0 | N/A | N/A | N/A | N/A | 0 | 0 | 0 | N/A | 0
[15 empty] | Commercial | High Efficiency PTAC | Grocery | New | 0 | N/A | N/A | N/A | N/A | N/A | N/A | 0 | N/A | 0 | [14 empty] | Commercial | Ceiling Insulation(R2 to R38) | Healthcare | Existing | 4740.823 | N/A | N/A | N/A | N/A | 472.9047 | 1300.6731 | 14611.911 | N/A | 3807.7731
[15 empty] | Commercial | High Efficiency PTAC | Institutional | New | 0 | N/A | N/A | N/A | N/A | N/A | N/A | 0 | N/A | 0 | [14 empty] | Commercial | Ceiling Insulation(R2 to R38) | Hospitals | Existing | 0 | N/A | N/A | N/A | N/A | 0 | 0 | 0 | N/A | 0
[15 empty] | Commercial | High Efficiency PTAC | Miscellaneous | New | 0 | N/A | N/A | N/A | N/A | N/A | N/A | 0 | N/A | 0 | [14 empty] | Commercial | Ceiling Insulation(R2 to R38) | Institutional | Existing | 0 | N/A | N/A | N/A | N/A | 0 | 0 | 0 | N/A | 0
[15 empty] | Commercial | High Efficiency PTHP | Grocery | Turnover | 1154.255 | N/A | N/A | N/A | N/A | N/A | N/A | 2865.5172 | N/A | 673.6215 | [14 empty] | Commercial | Ceiling Insulation(R2 to R38) | Lodging/Hospitality | Existing | 0 | N/A | N/A | N/A | N/A | 0 | 0 | 0 | N/A | 0
[15 empty] | Commercial | High Efficiency PTHP | Institutional | Turnover | 6843.8627 | N/A | N/A | N/A | N/A | N/A | N/A | 16990.3584 | N/A | 4152.098 | [14 empty] | Commercial | Ceiling Insulation(R2 to R38) | Miscellaneous | Existing | 0 | N/A | N/A | N/A | N/A | 0 | 0 | 0 | N/A | 0
[15 empty] | Commercial | High Efficiency PTHP | Miscellaneous | Turnover | 2079.9078 | N/A | N/A | N/A | N/A | N/A | N/A | 5163.5136 | N/A | 1228.8525 | [14 empty] | Commercial | Ceiling Insulation(R2 to R38) | Offices | Existing | 6739.2196 | N/A | N/A | N/A | N/A | 672.248 | 1848.9452 | 20771.2623 | N/A | 5412.8617
[15 empty] | Commercial | High Efficiency PTHP | Grocery | New | 14.4925 | N/A | N/A | N/A | N/A | N/A | N/A | 35.9785 | N/A | 8.4578 | [14 empty] | Commercial | Ceiling Insulation(R2 to R38) | Restaurants | Existing | 0 | N/A | N/A | N/A | N/A | 0 | 0 | 0 | N/A | 0
[15 empty] | Commercial | High Efficiency PTHP | Institutional | New | 60.7607 | N/A | N/A | N/A | N/A | N/A | N/A | 150.8426 | N/A | 36.8629 | [14 empty] | Commercial | Ceiling Insulation(R2 to R38) | Retail | Existing | 0 | N/A | N/A | N/A | N/A | 0 | 0 | 0 | N/A | 0
[15 empty] | Commercial | High Efficiency PTHP | Miscellaneous | New | 0 | N/A | N/A | N/A | N/A | N/A | N/A | 0 | N/A | 0 | [14 empty] | Commercial | Ceiling Insulation(R2 to R38) | Schools K-12 | Existing | 0 | N/A | N/A | N/A | N/A | 0 | 0 | 0 | N/A | 0
[15 empty] | Commercial | High Bay LED | Assembly | Turnover | 60361.1721 | N/A | N/A | N/A | N/A | N/A | N/A | 167633.4948 | N/A | 36344.1476 | [14 empty] | Commercial | Ceiling Insulation(R2 to R38) | Assembly | New | 0 | N/A | N/A | N/A | N/A | 0 | 0 | 0 | N/A | 0
[15 empty] | Commercial | High Bay LED | Schools K-12 | Turnover | 0 | N/A | N/A | N/A | N/A | N/A | N/A | 0 | N/A | 0 | [14 empty] | Commercial | Ceiling Insulation(R2 to R38) | College and University | New | 0 | N/A | N/A | N/A | N/A | 0 | 0 | 0 | N/A | 0
[15 empty] | Commercial | High Bay LED | Assembly | New | 0 | N/A | N/A | N/A | N/A | N/A | N/A | 0 | N/A | 0 | [14 empty] | Commercial | Ceiling Insulation(R2 to R38) | Grocery | New | 0 | N/A | N/A | N/A | N/A | 0 | 0 | 0 | N/A | 0
[15 empty] | Commercial | High Bay LED | Schools K-12 | New | 0 | N/A | N/A | N/A | N/A | N/A | N/A | 0 | N/A | 0 | [14 empty] | Commercial | Ceiling Insulation(R2 to R38) | Healthcare | New | 0 | N/A | N/A | N/A | N/A | 0 | 0 | 0 | N/A | 0
[15 empty] | Commercial | Solar Pool Heater | Assembly | Turnover | 12.5391 | N/A | N/A | N/A | N/A | N/A | N/A | 34.4355 | N/A | 10.1001 | [14 empty] | Commercial | Ceiling Insulation(R2 to R38) | Hospitals | New | 0 | N/A | N/A | N/A | N/A | 0 | 0 | 0 | N/A | 0
[15 empty] | Commercial | Solar Pool Heater | College and University | Turnover | 0 | N/A | N/A | N/A | N/A | N/A | N/A | 0 | N/A | 0 | [14 empty] | Commercial | Ceiling Insulation(R2 to R38) | Institutional | New | 0 | N/A | N/A | N/A | N/A | 0 | 0 | 0 | N/A | 0
[15 empty] | Commercial | Solar Pool Heater | Grocery | Turnover | 0 | N/A | N/A | N/A | N/A | N/A | N/A | 0 | N/A | 0 | [14 empty] | Commercial | Ceiling Insulation(R2 to R38) | Lodging/Hospitality | New | 0 | N/A | N/A | N/A | N/A | 0 | 0 | 0 | N/A | 0
[15 empty] | Commercial | Solar Pool Heater | Healthcare | Turnover | 0 | N/A | N/A | N/A | N/A | N/A | N/A | 0 | N/A | 0 | [14 empty] | Commercial | Ceiling Insulation(R2 to R38) | Miscellaneous | New | 0 | N/A | N/A | N/A | N/A | 0 | 0 | 0 | N/A | 0
[15 empty] | Commercial | Solar Pool Heater | Hospitals | Turnover | 0 | N/A | N/A | N/A | N/A | N/A | N/A | 0 | N/A | 0 | [14 empty] | Commercial | Ceiling Insulation(R2 to R38) | Offices | New | 0 | N/A | N/A | N/A | N/A | 0 | 0 | 0 | N/A | 0
[15 empty] | Commercial | Solar Pool Heater | Institutional | Turnover | 0 | N/A | N/A | N/A | N/A | N/A | N/A | 0 | N/A | 0 | [14 empty] | Commercial | Ceiling Insulation(R2 to R38) | Restaurants | New | 0 | N/A | N/A | N/A | N/A | 0 | 0 | 0 | N/A | 0
[15 empty] | Commercial | Solar Pool Heater | Lodging/Hospitality | Turnover | 398.0203 | N/A | N/A | N/A | N/A | N/A | N/A | 1093.0634 | N/A | 320.6018 | [14 empty] | Commercial | Ceiling Insulation(R2 to R38) | Retail | New | 0 | N/A | N/A | N/A | N/A | 0 | 0 | 0 | N/A | 0
[15 empty] | Commercial | Solar Pool Heater | Miscellaneous | Turnover | 0 | N/A | N/A | N/A | N/A | N/A | N/A | 0 | N/A | 0 | [14 empty] | Commercial | Ceiling Insulation(R2 to R38) | Schools K-12 | New | 0 | N/A | N/A | N/A | N/A | 0 | 0 | 0 | N/A | 0
[15 empty] | Commercial | Solar Pool Heater | Offices | Turnover | 0 | N/A | N/A | N/A | N/A | N/A | N/A | 0 | N/A | 0 | [14 empty] | Commercial | Duct Sealing Repair | Assembly | Existing | 0 | N/A | N/A | N/A | N/A | 0 | 0 | 0 | N/A | 0
[15 empty] | Commercial | Solar Pool Heater | Restaurants | Turnover | 0 | N/A | N/A | N/A | N/A | N/A | N/A | 0 | N/A | 0 | [14 empty] | Commercial | Duct Sealing Repair | College and University | Existing | 0 | N/A | N/A | N/A | N/A | 0 | 0 | 0 | N/A | 0
[15 empty] | Commercial | Solar Pool Heater | Retail | Turnover | 0 | N/A | N/A | N/A | N/A | N/A | N/A | 0 | N/A | 0 | [14 empty] | Commercial | Duct Sealing Repair | Schools K-12 | Existing | 0 | N/A | N/A | N/A | N/A | 0 | 0 | 0 | N/A | 0
[15 empty] | Commercial | Solar Pool Heater | Schools K-12 | Turnover | 0 | N/A | N/A | N/A | N/A | N/A | N/A | 0 | N/A | 0 | [14 empty] | Commercial | Duct Sealing Repair | Assembly | New | 0 | N/A | N/A | N/A | N/A | 0 | 0 | 0 | N/A | 0
[15 empty] | Commercial | Solar Pool Heater | Warehouse | Turnover | 0 | N/A | N/A | N/A | N/A | N/A | N/A | 0 | N/A | 0 | [14 empty] | Commercial | Duct Sealing Repair | College and University | New | 0 | N/A | N/A | N/A | N/A | 0 | 0 | 0 | N/A | 0
[15 empty] | Commercial | Solar Pool Heater | Assembly | New | 0.10495 | N/A | N/A | N/A | N/A | N/A | N/A | 0.28821 | N/A | 0.084533 | [14 empty] | Commercial | Duct Sealing Repair | Schools K-12 | New | 0 | N/A | N/A | N/A | N/A | 0 | 0 | 0 | N/A | 0
[15 empty] | Commercial | Solar Pool Heater | College and University | New | 0 | N/A | N/A | N/A | N/A | N/A | N/A | 0 | N/A | 0 | [14 empty] | Commercial | ECM Motors on Furnaces | Retail | Existing | 3.6877 | N/A | N/A | N/A | N/A | 0.44725 | 0.34989 | 11.8755 | N/A | 2.721
[15 empty] | Commercial | Solar Pool Heater | Grocery | New | 0 | N/A | N/A | N/A | N/A | N/A | N/A | 0 | N/A | 0 | [14 empty] | Commercial | ECM Motors on Furnaces | Schools K-12 | Existing | 0 | N/A | N/A | N/A | N/A | 0 | 0 | 0 | N/A | 0
[15 empty] | Commercial | Solar Pool Heater | Healthcare | New | 0 | N/A | N/A | N/A | N/A | N/A | N/A | 0 | N/A | 0 | [14 empty] | Commercial | ECM Motors on Furnaces | Retail | New | 0.49343 | N/A | N/A | N/A | N/A | 0.059844 | 0.046816 | 1.589 | N/A | 0.36408
[15 empty] | Commercial | Solar Pool Heater | Hospitals | New | 0 | N/A | N/A | N/A | N/A | N/A | N/A | 0 | N/A | 0 | [14 empty] | Commercial | ECM Motors on Furnaces | Schools K-12 | New | 0 | N/A | N/A | N/A | N/A | 0 | 0 | 0 | N/A | 0
[15 empty] | Commercial | Solar Pool Heater | Institutional | New | 0 | N/A | N/A | N/A | N/A | N/A | N/A | 0 | N/A | 0 | [14 empty] | Commercial | Facility Energy Management System | Lodging/Hospitality | Existing | 320.519 | N/A | N/A | N/A | N/A | 16.1176 | 81.2619 | 858.9441 | N/A | 250.5438
[15 empty] | Commercial | Solar Pool Heater | Lodging/Hospitality | New | 9.5368 | N/A | N/A | N/A | N/A | N/A | N/A | 26.1905 | N/A | 7.6818 | [14 empty] | Commercial | Facility Energy Management System | Miscellaneous | Existing | 1980.7789 | N/A | N/A | N/A | N/A | 102.5034 | 94.2549 | 5448.7273 | N/A | 1170.8374
[15 empty] | Commercial | Solar Pool Heater | Miscellaneous | New | 0 | N/A | N/A | N/A | N/A | N/A | N/A | 0 | N/A | 0 | [14 empty] | Commercial | Facility Energy Management System | Lodging/Hospitality | New | 300.3751 | N/A | N/A | N/A | N/A | 15.1047 | 76.1548 | 804.9614 | N/A | 234.7977
[15 empty] | Commercial | Solar Pool Heater | Offices | New | 0 | N/A | N/A | N/A | N/A | N/A | N/A | 0 | N/A | 0 | [14 empty] | Commercial | Facility Energy Management System | Miscellaneous | New | 0 | N/A | N/A | N/A | N/A | 0 | 0 | 0 | N/A | 0
[15 empty] | Commercial | Solar Pool Heater | Restaurants | New | 0 | N/A | N/A | N/A | N/A | N/A | N/A | 0 | N/A | 0 | [14 empty] | Commercial | Wall Insulation | College and University | Existing | 0 | N/A | N/A | N/A | N/A | 0 | 0 | 0 | N/A | 0
[15 empty] | Commercial | Solar Pool Heater | Retail | New | 0 | N/A | N/A | N/A | N/A | N/A | N/A | 0 | N/A | 0 | [14 empty] | Commercial | Wall Insulation | Hospitals | Existing | 0 | N/A | N/A | N/A | N/A | 0 | 0 | 0 | N/A | 0
[15 empty] | Commercial | Solar Pool Heater | Schools K-12 | New | 0 | N/A | N/A | N/A | N/A | N/A | N/A | 0 | N/A | 0 | [14 empty] | Commercial | Wall Insulation | Lodging/Hospitality | Existing | 0 | N/A | N/A | N/A | N/A | 0 | 0 | 0 | N/A | 0
[15 empty] | Commercial | Solar Pool Heater | Warehouse | New | 0 | N/A | N/A | N/A | N/A | N/A | N/A | 0 | N/A | 0 | [14 empty] | Commercial | VSD Controlled Compressor | Assembly | Existing | 16.8898 | N/A | N/A | N/A | N/A | 1.4425 | 2.9107 | 49.5586 | N/A | 12.7314
[15 empty] | Commercial | Energy Star Uninterruptable Power Supply | Assembly | Turnover | 0 | N/A | N/A | N/A | N/A | N/A | N/A | 0 | N/A | 0 | [14 empty] | Commercial | VSD Controlled Compressor | College and University | Existing | 52.9087 | N/A | N/A | N/A | N/A | 4.4897 | 9.0595 | 154.0862 | N/A | 39.6259
[15 empty] | Commercial | Energy Star Uninterruptable Power Supply | College and University | Turnover | 1251.0345 | N/A | N/A | N/A | N/A | N/A | N/A | 3667.9465 | N/A | 1167.6782 | [14 empty] | Commercial | VSD Controlled Compressor | Grocery | Existing | 858.0424 | N/A | N/A | N/A | N/A | 73.2821 | 147.8728 | 2517.6988 | N/A | 646.7877
[15 empty] | Commercial | Energy Star Uninterruptable Power Supply | Grocery | Turnover | 0 | N/A | N/A | N/A | N/A | N/A | N/A | 0 | N/A | 0 | [14 empty] | Commercial | VSD Controlled Compressor | Healthcare | Existing | 41.3314 | N/A | N/A | N/A | N/A | 3.5073 | 7.0771 | 120.3695 | N/A | 30.9551
[15 empty] | Commercial | Energy Star Uninterruptable Power Supply | Healthcare | Turnover | 537.0805 | N/A | N/A | N/A | N/A | N/A | N/A | 1574.6829 | N/A | 501.2949 | [14 empty] | Commercial | VSD Controlled Compressor | Hospitals | Existing | 38.8139 | N/A | N/A | N/A | N/A | 3.2936 | 6.6461 | 113.0377 | N/A | 29.0696
[15 empty] | Commercial | Energy Star Uninterruptable Power Supply | Hospitals | Turnover | 627.7915 | N/A | N/A | N/A | N/A | N/A | N/A | 1840.6412 | N/A | 585.9618 | [14 empty] | Commercial | VSD Controlled Compressor | Institutional | Existing | 111.4103 | N/A | N/A | N/A | N/A | 9.5151 | 19.2002 | 326.9041 | N/A | 83.9805
[15 empty] | Commercial | Energy Star Uninterruptable Power Supply | Institutional | Turnover | 1249.1974 | N/A | N/A | N/A | N/A | N/A | N/A | 3662.5604 | N/A | 1165.9635 | [14 empty] | Commercial | VSD Controlled Compressor | Lodging/Hospitality | Existing | 59.5613 | N/A | N/A | N/A | N/A | 5.0542 | 10.1986 | 173.4604 | N/A | 44.6083
[15 empty] | Commercial | Energy Star Uninterruptable Power Supply | Lodging/Hospitality | Turnover | 2523.6539 | N/A | N/A | N/A | N/A | N/A | N/A | 7399.1785 | N/A | 2355.503 | [14 empty] | Commercial | VSD Controlled Compressor | Miscellaneous | Existing | 1023.3973 | N/A | N/A | N/A | N/A | 87.4045 | 176.3696 | 3002.889 | N/A | 771.4312
[15 empty] | Commercial | Energy Star Uninterruptable Power Supply | Miscellaneous | Turnover | 234.7719 | N/A | N/A | N/A | N/A | N/A | N/A | 688.3349 | N/A | 219.1291 | [14 empty] | Commercial | VSD Controlled Compressor | Offices | Existing | 222.1573 | N/A | N/A | N/A | N/A | 18.9736 | 38.286 | 651.8619 | N/A | 167.461
[15 empty] | Commercial | Energy Star Uninterruptable Power Supply | Offices | Turnover | 3412.966 | N/A | N/A | N/A | N/A | N/A | N/A | 10006.5801 | N/A | 3185.5604 | [14 empty] | Commercial | VSD Controlled Compressor | Restaurants | Existing | 428.388 | N/A | N/A | N/A | N/A | 36.3517 | 73.3526 | 1247.5949 | N/A | 320.8403
[15 empty] | Commercial | Energy Star Uninterruptable Power Supply | Restaurants | Turnover | 0 | N/A | N/A | N/A | N/A | N/A | N/A | 0 | N/A | 0 | [14 empty] | Commercial | VSD Controlled Compressor | Retail | Existing | 162.3535 | N/A | N/A | N/A | N/A | 13.866 | 27.9796 | 476.3836 | N/A | 122.3812
[15 empty] | Commercial | Energy Star Uninterruptable Power Supply | Retail | Turnover | 0 | N/A | N/A | N/A | N/A | N/A | N/A | 0 | N/A | 0 | [14 empty] | Commercial | VSD Controlled Compressor | Schools K-12 | Existing | 96.7759 | N/A | N/A | N/A | N/A | 8.2121 | 16.5709 | 281.8407 | N/A | 72.4801
[15 empty] | Commercial | Energy Star Uninterruptable Power Supply | Schools K-12 | Turnover | 1352.7031 | N/A | N/A | N/A | N/A | N/A | N/A | 3966.0318 | N/A | 1262.5726 | [14 empty] | Commercial | VSD Controlled Compressor | Warehouse | Existing | 28.725 | N/A | N/A | N/A | N/A | 2.4533 | 4.9504 | 84.286 | N/A | 21.6528
[15 empty] | Commercial | Energy Star Uninterruptable Power Supply | Warehouse | Turnover | 0 | N/A | N/A | N/A | N/A | N/A | N/A | 0 | N/A | 0 | [14 empty] | Commercial | VSD Controlled Compressor | Assembly | New | 264.8514 | N/A | N/A | N/A | N/A | 22.6199 | 45.6438 | 777.1365 | N/A | 199.6435
[15 empty] | Commercial | Energy Star Uninterruptable Power Supply | Assembly | New | 0 | N/A | N/A | N/A | N/A | N/A | N/A | 0 | N/A | 0 | [14 empty] | Commercial | VSD Controlled Compressor | College and University | New | 299.6443 | N/A | N/A | N/A | N/A | 25.4269 | 51.3079 | 872.6547 | N/A | 224.418
[15 empty] | Commercial | Energy Star Uninterruptable Power Supply | College and University | New | 9.3267 | N/A | N/A | N/A | N/A | N/A | N/A | 27.3452 | N/A | 8.7052 | [14 empty] | Commercial | VSD Controlled Compressor | Grocery | New | 250.0189 | N/A | N/A | N/A | N/A | 21.3532 | 43.0876 | 733.6145 | N/A | 188.4629
[15 empty] | Commercial | Energy Star Uninterruptable Power Supply | Grocery | New | 0 | N/A | N/A | N/A | N/A | N/A | N/A | 0 | N/A | 0 | [14 empty] | Commercial | VSD Controlled Compressor | Healthcare | New | 258.7347 | N/A | N/A | N/A | N/A | 21.9555 | 44.303 | 753.5134 | N/A | 193.7788
[15 empty] | Commercial | Energy Star Uninterruptable Power Supply | Healthcare | New | 4.8229 | N/A | N/A | N/A | N/A | N/A | N/A | 14.1405 | N/A | 4.5016 | [14 empty] | Commercial | VSD Controlled Compressor | Hospitals | New | 242.9748 | N/A | N/A | N/A | N/A | 20.6181 | 41.6044 | 707.6159 | N/A | 181.9755
[15 empty] | Commercial | Energy Star Uninterruptable Power Supply | Hospitals | New | 5.6375 | N/A | N/A | N/A | N/A | N/A | N/A | 16.5288 | N/A | 5.2619 | [14 empty] | Commercial | VSD Controlled Compressor | Institutional | New | 1074.3571 | N/A | N/A | N/A | N/A | 91.7567 | 185.1519 | 3152.4172 | N/A | 809.8445
[15 empty] | Commercial | Energy Star Uninterruptable Power Supply | Institutional | New | 11.0905 | N/A | N/A | N/A | N/A | N/A | N/A | 32.5167 | N/A | 10.3516 | [14 empty] | Commercial | VSD Controlled Compressor | Lodging/Hospitality | New | 496.9743 | N/A | N/A | N/A | N/A | 42.1718 | 85.0966 | 1447.3389 | N/A | 372.2078
[15 empty] | Commercial | Energy Star Uninterruptable Power Supply | Lodging/Hospitality | New | 60.4685 | N/A | N/A | N/A | N/A | N/A | N/A | 177.2893 | N/A | 56.4395 | [14 empty] | Commercial | VSD Controlled Compressor | Miscellaneous | New | 0 | N/A | N/A | N/A | N/A | 0 | 0 | 0 | N/A | 0
[15 empty] | Commercial | Energy Star Uninterruptable Power Supply | Miscellaneous | New | 0 | N/A | N/A | N/A | N/A | N/A | N/A | 0 | N/A | 0 | [14 empty] | Commercial | VSD Controlled Compressor | Offices | New | 964.1261 | N/A | N/A | N/A | N/A | 82.3423 | 166.1549 | 2828.9733 | N/A | 726.7529
[15 empty] | Commercial | Energy Star Uninterruptable Power Supply | Offices | New | 64.6843 | N/A | N/A | N/A | N/A | N/A | N/A | 189.6499 | N/A | 60.3744 | [14 empty] | Commercial | VSD Controlled Compressor | Restaurants | New | 623.6103 | N/A | N/A | N/A | N/A | 52.9177 | 106.7804 | 1816.1413 | N/A | 467.0517
[15 empty] | Commercial | Energy Star Uninterruptable Power Supply | Restaurants | New | 0 | N/A | N/A | N/A | N/A | N/A | N/A | 0 | N/A | 0 | [14 empty] | Commercial | VSD Controlled Compressor | Retail | New | 1174.5744 | N/A | N/A | N/A | N/A | 100.3159 | 202.423 | 3446.4783 | N/A | 885.3877
[15 empty] | Commercial | Energy Star Uninterruptable Power Supply | Retail | New | 0 | N/A | N/A | N/A | N/A | N/A | N/A | 0 | N/A | 0 | [14 empty] | Commercial | VSD Controlled Compressor | Schools K-12 | New | 548.0827 | N/A | N/A | N/A | N/A | 46.5087 | 93.8478 | 1596.1822 | N/A | 410.4854
[15 empty] | Commercial | Energy Star Uninterruptable Power Supply | Schools K-12 | New | 10.0846 | N/A | N/A | N/A | N/A | N/A | N/A | 29.5674 | N/A | 9.4127 | [14 empty] | Commercial | VSD Controlled Compressor | Warehouse | New | 135.8749 | N/A | N/A | N/A | N/A | 11.6046 | 23.4163 | 398.6891 | N/A | 102.4218
[15 empty] | Commercial | Energy Star Uninterruptable Power Supply | Warehouse | New | 0 | N/A | N/A | N/A | N/A | N/A | N/A | 0 | N/A | 0 | [14 empty] | Commercial | PSC to ECM Evaporator Fan Motor (Reach-In) | Assembly | Existing | 0.62388 | N/A | N/A | N/A | N/A | 0.035227 | 0.18623 | 1.866 | N/A | 0.55622
[15 empty] | Commercial | Ceiling Insulation(R2 to R38) | Assembly | Existing | 0 | N/A | N/A | N/A | N/A | N/A | N/A | 0 | N/A | 0 | [14 empty] | Commercial | PSC to ECM Evaporator Fan Motor (Reach-In) | College and University | Existing | 0.51819 | N/A | N/A | N/A | N/A | 0.028503 | 0.15069 | 1.5091 | N/A | 0.45006
[15 empty] | Commercial | Ceiling Insulation(R2 to R38) | College and University | Existing | 0 | N/A | N/A | N/A | N/A | N/A | N/A | 0 | N/A | 0 | [14 empty] | Commercial | PSC to ECM Evaporator Fan Motor (Reach-In) | Grocery | Existing | 8186.208 | N/A | N/A | N/A | N/A | 462.2308 | 2443.6446 | 24484.6683 | N/A | 7298.4069
[15 empty] | Commercial | Ceiling Insulation(R2 to R38) | Grocery | Existing | 0 | N/A | N/A | N/A | N/A | N/A | N/A | 0 | N/A | 0 | [14 empty] | Commercial | PSC to ECM Evaporator Fan Motor (Reach-In) | Healthcare | Existing | 0.75147 | N/A | N/A | N/A | N/A | 0.041335 | 0.21852 | 2.1885 | N/A | 0.65266
[15 empty] | Commercial | Ceiling Insulation(R2 to R38) | Healthcare | Existing | 74985.4699 | N/A | N/A | N/A | N/A | N/A | N/A | 231116.206 | N/A | 60227.4451 | [14 empty] | Commercial | PSC to ECM Evaporator Fan Motor (Reach-In) | Hospitals | Existing | 7.5045 | N/A | N/A | N/A | N/A | 0.41279 | 2.1823 | 21.8555 | N/A | 6.5178
[15 empty] | Commercial | Ceiling Insulation(R2 to R38) | Hospitals | Existing | 0 | N/A | N/A | N/A | N/A | N/A | N/A | 0 | N/A | 0 | [14 empty] | Commercial | PSC to ECM Evaporator Fan Motor (Reach-In) | Institutional | Existing | 0 | N/A | N/A | N/A | N/A | 0 | 0 | 0 | N/A | 0
[15 empty] | Commercial | Ceiling Insulation(R2 to R38) | Institutional | Existing | 0 | N/A | N/A | N/A | N/A | N/A | N/A | 0 | N/A | 0 | [14 empty] | Commercial | PSC to ECM Evaporator Fan Motor (Reach-In) | Lodging/Hospitality | Existing | 21.3311 | N/A | N/A | N/A | N/A | 1.1733 | 6.203 | 62.1227 | N/A | 18.5264
[15 empty] | Commercial | Ceiling Insulation(R2 to R38) | Lodging/Hospitality | Existing | 0 | N/A | N/A | N/A | N/A | N/A | N/A | 0 | N/A | 0 | [14 empty] | Commercial | PSC to ECM Evaporator Fan Motor (Reach-In) | Miscellaneous | Existing | 0 | N/A | N/A | N/A | N/A | 0 | 0 | 0 | N/A | 0
[15 empty] | Commercial | Ceiling Insulation(R2 to R38) | Miscellaneous | Existing | 0 | N/A | N/A | N/A | N/A | N/A | N/A | 0 | N/A | 0 | [14 empty] | Commercial | PSC to ECM Evaporator Fan Motor (Reach-In) | Offices | Existing | 0 | N/A | N/A | N/A | N/A | 0 | 0 | 0 | N/A | 0
[15 empty] | Commercial | Ceiling Insulation(R2 to R38) | Offices | Existing | 105298.026 | N/A | N/A | N/A | N/A | N/A | N/A | 324543.9454 | N/A | 84574.1325 | [14 empty] | Commercial | PSC to ECM Evaporator Fan Motor (Reach-In) | Restaurants | Existing | 2775.9812 | N/A | N/A | N/A | N/A | 152.6946 | 807.2405 | 8084.4942 | N/A | 2410.9766
[15 empty] | Commercial | Ceiling Insulation(R2 to R38) | Restaurants | Existing | 0 | N/A | N/A | N/A | N/A | N/A | N/A | 0 | N/A | 0 | [14 empty] | Commercial | PSC to ECM Evaporator Fan Motor (Reach-In) | Retail | Existing | 66.6451 | N/A | N/A | N/A | N/A | 3.7631 | 19.8941 | 199.3333 | N/A | 59.4174
[15 empty] | Commercial | Ceiling Insulation(R2 to R38) | Retail | Existing | 0 | N/A | N/A | N/A | N/A | N/A | N/A | 0 | N/A | 0 | [14 empty] | Commercial | PSC to ECM Evaporator Fan Motor (Reach-In) | Schools K-12 | Existing | 10.4872 | N/A | N/A | N/A | N/A | 0.57685 | 3.0496 | 30.5418 | N/A | 9.1083
[15 empty] | Commercial | Ceiling Insulation(R2 to R38) | Schools K-12 | Existing | 0 | N/A | N/A | N/A | N/A | N/A | N/A | 0 | N/A | 0 | [14 empty] | Commercial | PSC to ECM Evaporator Fan Motor (Reach-In) | Warehouse | Existing | 0 | N/A | N/A | N/A | N/A | 0 | 0 | 0 | N/A | 0
[15 empty] | Commercial | Ceiling Insulation(R2 to R38) | Assembly | New | 0 | N/A | N/A | N/A | N/A | N/A | N/A | 0 | N/A | 0 | [14 empty] | Commercial | PSC to ECM Evaporator Fan Motor (Reach-In) | Assembly | New | 7.1992 | N/A | N/A | N/A | N/A | 0.4065 | 2.149 | 21.5326 | N/A | 6.4185
[15 empty] | Commercial | Ceiling Insulation(R2 to R38) | College and University | New | 0 | N/A | N/A | N/A | N/A | N/A | N/A | 0 | N/A | 0 | [14 empty] | Commercial | PSC to ECM Evaporator Fan Motor (Reach-In) | College and University | New | 2.1654 | N/A | N/A | N/A | N/A | 0.11911 | 0.62969 | 6.3063 | N/A | 1.8807
[15 empty] | Commercial | Ceiling Insulation(R2 to R38) | Grocery | New | 0 | N/A | N/A | N/A | N/A | N/A | N/A | 0 | N/A | 0 | [14 empty] | Commercial | PSC to ECM Evaporator Fan Motor (Reach-In) | Grocery | New | 8831.9144 | N/A | N/A | N/A | N/A | 498.6903 | 2636.3928 | 26415.9539 | N/A | 7874.0858
[15 empty] | Commercial | Ceiling Insulation(R2 to R38) | Healthcare | New | 0 | N/A | N/A | N/A | N/A | N/A | N/A | 0 | N/A | 0 | [14 empty] | Commercial | PSC to ECM Evaporator Fan Motor (Reach-In) | Healthcare | New | 3.472 | N/A | N/A | N/A | N/A | 0.19098 | 1.0096 | 10.1114 | N/A | 3.0155
[15 empty] | Commercial | Ceiling Insulation(R2 to R38) | Hospitals | New | 0 | N/A | N/A | N/A | N/A | N/A | N/A | 0 | N/A | 0 | [14 empty] | Commercial | PSC to ECM Evaporator Fan Motor (Reach-In) | Hospitals | New | 34.6728 | N/A | N/A | N/A | N/A | 1.9072 | 10.0827 | 100.9778 | N/A | 30.1138
[15 empty] | Commercial | Ceiling Insulation(R2 to R38) | Institutional | New | 0 | N/A | N/A | N/A | N/A | N/A | N/A | 0 | N/A | 0 | [14 empty] | Commercial | PSC to ECM Evaporator Fan Motor (Reach-In) | Institutional | New | 0 | N/A | N/A | N/A | N/A | 0 | 0 | 0 | N/A | 0
[15 empty] | Commercial | Ceiling Insulation(R2 to R38) | Lodging/Hospitality | New | 0 | N/A | N/A | N/A | N/A | N/A | N/A | 0 | N/A | 0 | [14 empty] | Commercial | PSC to ECM Evaporator Fan Motor (Reach-In) | Lodging/Hospitality | New | 132.023 | N/A | N/A | N/A | N/A | 7.262 | 38.3916 | 384.4909 | N/A | 114.6638
[15 empty] | Commercial | Ceiling Insulation(R2 to R38) | Miscellaneous | New | 0 | N/A | N/A | N/A | N/A | N/A | N/A | 0 | N/A | 0 | [14 empty] | Commercial | PSC to ECM Evaporator Fan Motor (Reach-In) | Miscellaneous | New | 0 | N/A | N/A | N/A | N/A | 0 | 0 | 0 | N/A | 0
[15 empty] | Commercial | Ceiling Insulation(R2 to R38) | Offices | New | 0 | N/A | N/A | N/A | N/A | N/A | N/A | 0 | N/A | 0 | [14 empty] | Commercial | PSC to ECM Evaporator Fan Motor (Reach-In) | Offices | New | 0 | N/A | N/A | N/A | N/A | 0 | 0 | 0 | N/A | 0
[15 empty] | Commercial | Ceiling Insulation(R2 to R38) | Restaurants | New | 0 | N/A | N/A | N/A | N/A | N/A | N/A | 0 | N/A | 0 | [14 empty] | Commercial | PSC to ECM Evaporator Fan Motor (Reach-In) | Restaurants | New | 2994.1607 | N/A | N/A | N/A | N/A | 164.6957 | 870.686 | 8719.8986 | N/A | 2600.4683
[15 empty] | Commercial | Ceiling Insulation(R2 to R38) | Retail | New | 0 | N/A | N/A | N/A | N/A | N/A | N/A | 0 | N/A | 0 | [14 empty] | Commercial | PSC to ECM Evaporator Fan Motor (Reach-In) | Retail | New | 356.5439 | N/A | N/A | N/A | N/A | 20.1321 | 106.431 | 1066.4106 | N/A | 317.8764
[15 empty] | Commercial | Ceiling Insulation(R2 to R38) | Schools K-12 | New | 0 | N/A | N/A | N/A | N/A | N/A | N/A | 0 | N/A | 0 | [14 empty] | Commercial | PSC to ECM Evaporator Fan Motor (Reach-In) | Schools K-12 | New | 43.8237 | N/A | N/A | N/A | N/A | 2.4106 | 12.7437 | 127.6279 | N/A | 38.0615
[15 empty] | Commercial | Duct Sealing Repair | Assembly | Existing | 0 | N/A | N/A | N/A | N/A | N/A | N/A | 0 | N/A | 0 | [14 empty] | Commercial | PSC to ECM Evaporator Fan Motor (Reach-In) | Warehouse | New | 0 | N/A | N/A | N/A | N/A | 0 | 0 | 0 | N/A | 0
[15 empty] | Commercial | Duct Sealing Repair | College and University | Existing | 0 | N/A | N/A | N/A | N/A | N/A | N/A | 0 | N/A | 0 | [14 empty] | Industrial | Compressed Air Controls | Agriculture and Assembly | Existing | 1656.4129 | N/A | N/A | N/A | N/A | 156.2845 | 687.8705 | 2983.3833 | N/A | 1116.7765
[15 empty] | Commercial | Duct Sealing Repair | Schools K-12 | Existing | 0 | N/A | N/A | N/A | N/A | N/A | N/A | 0 | N/A | 0 | [14 empty] | Industrial | Compressed Air Controls | Agriculture and Assembly | New | 25.8369 | N/A | N/A | N/A | N/A | 2.4377 | 10.7295 | 46.5351 | N/A | 17.4196
[15 empty] | Commercial | Duct Sealing Repair | Assembly | New | 0 | N/A | N/A | N/A | N/A | N/A | N/A | 0 | N/A | 0 | [14 empty] | Industrial | Compressed Air Equipment | Agriculture and Assembly | New | 71.0604 | N/A | N/A | N/A | N/A | 6.0413 | 23.9869 | 128.9311 | N/A | 40.5665
[15 empty] | Commercial | Duct Sealing Repair | College and University | New | 0 | N/A | N/A | N/A | N/A | N/A | N/A | 0 | N/A | 0 | [14 empty] | Industrial | Compressed Air Equipment | Agriculture and Assembly | Turnover | 3242.2977 | N/A | N/A | N/A | N/A | 275.647 | 1094.4564 | 5882.786 | N/A | 1850.9398
[15 empty] | Commercial | Duct Sealing Repair | Schools K-12 | New | 0 | N/A | N/A | N/A | N/A | N/A | N/A | 0 | N/A | 0 | [14 empty] | Industrial | Plant Energy Management | Agriculture and Assembly | Existing | 25911.2883 | N/A | N/A | N/A | N/A | 2723.7667 | 2108.3168 | 46694.8428 | N/A | 9583.4012
[15 empty] | Commercial | ECM Motors on Furnaces | Grocery | Existing | 10.6992 | N/A | N/A | N/A | N/A | N/A | N/A | 34.4549 | N/A | 10.6117 | [14 empty] | Industrial | Plant Energy Management | Agriculture and Assembly | New | 335.763 | N/A | N/A | N/A | N/A | 35.295 | 27.3199 | 605.0799 | N/A | 124.1834
[15 empty] | Commercial | ECM Motors on Furnaces | Hospitals | Existing | 5.9597 | N/A | N/A | N/A | N/A | N/A | N/A | 18.8783 | N/A | 5.6057 | [14 empty] | Industrial | Efficient Lighting - Exterior | Agriculture and Assembly | New | 7.9334 | N/A | N/A | N/A | N/A | 0.52809 | 0.47997 | 10.5552 | N/A | 2.7158
[15 empty] | Commercial | ECM Motors on Furnaces | Retail | Existing | 29.0359 | N/A | N/A | N/A | N/A | N/A | N/A | 93.5047 | N/A | 21.4243 | [14 empty] | Industrial | Efficient Lighting - Exterior | Agriculture and Assembly | Turnover | 744.6062 | N/A | N/A | N/A | N/A | 49.5656 | 45.049 | 990.6833 | N/A | 254.898
[15 empty] | Commercial | ECM Motors on Furnaces | Schools K-12 | Existing | 0 | N/A | N/A | N/A | N/A | N/A | N/A | 0 | N/A | 0 | [14 empty] | Industrial | Lighting Controls - Exterior | Agriculture and Assembly | Existing | 53.3579 | N/A | N/A | N/A | N/A | 4.3125 | 6.2542 | 70.5647 | N/A | 24.5124
[15 empty] | Commercial | ECM Motors on Furnaces | Grocery | New | 0.13434 | N/A | N/A | N/A | N/A | N/A | N/A | 0.4326 | N/A | 0.13324 | [14 empty] | Industrial | Lighting Controls - Exterior | Agriculture and Assembly | New | 1.0176 | N/A | N/A | N/A | N/A | 0.082249 | 0.11928 | 1.3458 | N/A | 0.4675
[15 empty] | Commercial | ECM Motors on Furnaces | Hospitals | New | 0.053518 | N/A | N/A | N/A | N/A | N/A | N/A | 0.16953 | N/A | 0.050339 | [14 empty] | Industrial | Building Envelope Improvements | Agriculture and Assembly | Existing | 4543.1434 | N/A | N/A | N/A | N/A | 492.2669 | 749.7573 | 8349.3928 | N/A | 1801.759
[15 empty] | Commercial | ECM Motors on Furnaces | Retail | New | 0.28145 | N/A | N/A | N/A | N/A | N/A | N/A | 0.90635 | N/A | 0.20767 | [14 empty] | Industrial | Building Envelope Improvements | Agriculture and Assembly | New | 56.9789 | N/A | N/A | N/A | N/A | 6.1739 | 9.4033 | 104.7159 | N/A | 22.5972
[15 empty] | Commercial | ECM Motors on Furnaces | Schools K-12 | New | 0 | N/A | N/A | N/A | N/A | N/A | N/A | 0 | N/A | 0 | [14 empty] | Industrial | HVAC Equipment Upgrades | Agriculture and Assembly | New | 44.1026 | N/A | N/A | N/A | N/A | 4.3607 | 3.0002 | 81.6574 | N/A | 12.3192
[15 empty] | Commercial | Facility Energy Management System | Lodging/Hospitality | Existing | 3263.9024 | N/A | N/A | N/A | N/A | N/A | N/A | 8746.7807 | N/A | 2551.3323 | [14 empty] | Industrial | HVAC Equipment Upgrades | Agriculture and Assembly | Turnover | 1424.1446 | N/A | N/A | N/A | N/A | 140.8132 | 96.8829 | 2636.8503 | N/A | 397.8084
[15 empty] | Commercial | Facility Energy Management System | Miscellaneous | Existing | 97400.0546 | N/A | N/A | N/A | N/A | N/A | N/A | 267928.104 | N/A | 57573.1244 | [14 empty] | Industrial | Efficient Lighting - High Bay | Agriculture and Assembly | New | 333.8126 | N/A | N/A | N/A | N/A | 19.2207 | 105.1369 | 611.0036 | N/A | 186.5129
[15 empty] | Commercial | Facility Energy Management System | Retail | Existing | 112986.4519 | N/A | N/A | N/A | N/A | N/A | N/A | 302787.154 | N/A | 108738.2803 | [14 empty] | Industrial | Efficient Lighting - High Bay | Agriculture and Assembly | Turnover | 14064.5074 | N/A | N/A | N/A | N/A | 809.826 | 4429.726 | 25743.3823 | N/A | 7858.3405
[15 empty] | Commercial | Facility Energy Management System | Lodging/Hospitality | New | 466.5949 | N/A | N/A | N/A | N/A | N/A | N/A | 1250.4062 | N/A | 364.7287 | [14 empty] | Industrial | Lighting Controls | Agriculture and Assembly | Existing | 609.7149 | N/A | N/A | N/A | N/A | 42.677 | 61.8916 | 1107.3974 | N/A | 242.5762
[15 empty] | Commercial | Facility Energy Management System | Miscellaneous | New | 0 | N/A | N/A | N/A | N/A | N/A | N/A | 0 | N/A | 0 | [14 empty] | Industrial | Lighting Controls | Agriculture and Assembly | New | 12.42 | N/A | N/A | N/A | N/A | 0.86934 | 1.2607 | 22.558 | N/A | 4.9413
[15 empty] | Commercial | Facility Energy Management System | Retail | New | 1089.029 | N/A | N/A | N/A | N/A | N/A | N/A | 2918.4384 | N/A | 1048.0827 | [14 empty] | Industrial | Fan Equipment Upgrades | Agriculture and Assembly | New | 27.7317 | N/A | N/A | N/A | N/A | 2.3576 | 8.3792 | 50.3161 | N/A | 14.8495
[15 empty] | Commercial | Smart Thermostat | Miscellaneous | Existing | 29718.1721 | N/A | N/A | N/A | N/A | N/A | N/A | 95142.6645 | N/A | 28039.4163 | [14 empty] | Industrial | Fan Equipment Upgrades | Agriculture and Assembly | Turnover | 1160.8494 | N/A | N/A | N/A | N/A | 98.6907 | 350.7547 | 2106.2312 | N/A | 621.6007
[15 empty] | Commercial | Smart Thermostat | Miscellaneous | New | 0 | N/A | N/A | N/A | N/A | N/A | N/A | 0 | N/A | 0 | [14 empty] | Industrial | Motor Equipment Upgrades | Agriculture and Assembly | New | 17.5216 | N/A | N/A | N/A | N/A | 1.9071 | 3.5659 | 31.4076 | N/A | 8.7998
[15 empty] | Commercial | Wall Insulation | College and University | Existing | 0 | N/A | N/A | N/A | N/A | N/A | N/A | 0 | N/A | 0 | [14 empty] | Industrial | Motor Equipment Upgrades | Agriculture and Assembly | Turnover | 838.347 | N/A | N/A | N/A | N/A | 91.2496 | 170.6166 | 1502.7474 | N/A | 421.0414
[15 empty] | Commercial | Wall Insulation | Grocery | Existing | 0 | N/A | N/A | N/A | N/A | N/A | N/A | 0 | N/A | 0 | [14 empty] | Industrial | Motor Optimization | Agriculture and Assembly | Existing | 1642.5345 | N/A | N/A | N/A | N/A | 178.7812 | 178.9064 | 2944.2634 | N/A | 669.5521
[15 empty] | Commercial | Wall Insulation | Hospitals | Existing | 0 | N/A | N/A | N/A | N/A | N/A | N/A | 0 | N/A | 0 | [14 empty] | Industrial | Motor Optimization | Agriculture and Assembly | New | 42.5271 | N/A | N/A | N/A | N/A | 4.6289 | 4.6321 | 76.2304 | N/A | 17.3355
[15 empty] | Commercial | Wall Insulation | Lodging/Hospitality | Existing | 0 | N/A | N/A | N/A | N/A | N/A | N/A | 0 | N/A | 0 | [14 empty] | Industrial | Pump Equipment Upgrade | Agriculture and Assembly | New | 27.7554 | N/A | N/A | N/A | N/A | 2.3597 | 13.9477 | 50.359 | N/A | 20.4235
[15 empty] | Commercial | Wall Insulation | Restaurants | Existing | 0 | N/A | N/A | N/A | N/A | N/A | N/A | 0 | N/A | 0 | [14 empty] | Industrial | Pump Equipment Upgrade | Agriculture and Assembly | Turnover | 1678.5477 | N/A | N/A | N/A | N/A | 142.7033 | 843.5076 | 3045.5368 | N/A | 1235.1414
[15 empty] | Commercial | Wall Insulation | Retail | Existing | 109575.9799 | N/A | N/A | N/A | N/A | N/A | N/A | 307151.1101 | N/A | 109034.9571 | [14 empty] | Industrial | Process Refrig Equipment Upgrade | Agriculture and Assembly | New | 7.4353 | N/A | N/A | N/A | N/A | 0.80715 | 2.1085 | 13.3984 | N/A | 4.3236
[15 empty] | Commercial | Interior Lighting Controls | College and University | Existing | 21430.3218 | N/A | N/A | N/A | N/A | N/A | N/A | 64900.7431 | N/A | 21416.831 | [14 empty] | Industrial | Process Refrig Equipment Upgrade | Agriculture and Assembly | Turnover | 260.9639 | N/A | N/A | N/A | N/A | 28.3295 | 74.0035 | 470.258 | N/A | 151.7507
[15 empty] | Commercial | Interior Lighting Controls | Miscellaneous | Existing | 45647.1176 | N/A | N/A | N/A | N/A | N/A | N/A | 138240.1943 | N/A | 45618.3818 | [14 empty] | Industrial | Compressed Air Controls | Chemicals and Plastics | Existing | 19901.8533 | N/A | N/A | N/A | N/A | 1877.7631 | 4809.8352 | 35845.4453 | N/A | 9963.1541
[15 empty] | Commercial | Interior Lighting Controls | College and University | New | 159.7667 | N/A | N/A | N/A | N/A | N/A | N/A | 483.846 | N/A | 159.6661 | [14 empty] | Industrial | Compressed Air Controls | Chemicals and Plastics | New | 179.3179 | N/A | N/A | N/A | N/A | 16.9188 | 43.3371 | 322.9713 | N/A | 89.7691
[15 empty] | Commercial | Interior Lighting Controls | Miscellaneous | New | 0 | N/A | N/A | N/A | N/A | N/A | N/A | 0 | N/A | 0 | [14 empty] | Industrial | Compressed Air Equipment | Chemicals and Plastics | New | 379.0876 | N/A | N/A | N/A | N/A | 32.2285 | 38.2751 | 687.8121 | N/A | 126.7227
[15 empty] | Commercial | VSD Controlled Compressor | Assembly | Existing | 1214.3492 | N/A | N/A | N/A | N/A | N/A | N/A | 3563.187 | N/A | 915.3698 | [14 empty] | Industrial | Compressed Air Equipment | Chemicals and Plastics | Turnover | 16770.6602 | N/A | N/A | N/A | N/A | 1425.7733 | 1693.2714 | 30428.4844 | N/A | 5606.1527
[15 empty] | Commercial | VSD Controlled Compressor | College and University | Existing | 3956.8185 | N/A | N/A | N/A | N/A | N/A | N/A | 11523.4484 | N/A | 2963.451 | [14 empty] | Industrial | Efficient Lighting - Exterior | Chemicals and Plastics | New | 19.0662 | N/A | N/A | N/A | N/A | 1.2692 | 1.1535 | 25.3672 | N/A | 6.5269
[15 empty] | Commercial | VSD Controlled Compressor | Grocery | Existing | 6150.1324 | N/A | N/A | N/A | N/A | N/A | N/A | 18045.9391 | N/A | 4635.936 | [14 empty] | Industrial | Efficient Lighting - Exterior | Chemicals and Plastics | Turnover | 1789.5052 | N/A | N/A | N/A | N/A | 119.1204 | 108.266 | 2380.8999 | N/A | 612.5941
[15 empty] | Commercial | VSD Controlled Compressor | Healthcare | Existing | 3075.4522 | N/A | N/A | N/A | N/A | N/A | N/A | 8956.6443 | N/A | 2303.3536 | [14 empty] | Industrial | Lighting Controls - Exterior | Chemicals and Plastics | Existing | 132.8213 | N/A | N/A | N/A | N/A | 10.735 | 22.8886 | 175.6535 | N/A | 68.338
[15 empty] | Commercial | VSD Controlled Compressor | Hospitals | Existing | 2888.1224 | N/A | N/A | N/A | N/A | N/A | N/A | 8411.0833 | N/A | 2163.0533 | [14 empty] | Industrial | Lighting Controls - Exterior | Chemicals and Plastics | New | 2.5332 | N/A | N/A | N/A | N/A | 0.20474 | 0.43653 | 3.3501 | N/A | 1.3033
[15 empty] | Commercial | VSD Controlled Compressor | Institutional | Existing | 8192.948 | N/A | N/A | N/A | N/A | N/A | N/A | 24040.042 | N/A | 6175.7992 | [14 empty] | Industrial | Building Envelope Improvements | Chemicals and Plastics | Existing | 1815.6109 | N/A | N/A | N/A | N/A | 196.7283 | 78.5747 | 3336.7312 | N/A | 498.9941
[15 empty] | Commercial | VSD Controlled Compressor | Lodging/Hospitality | Existing | 4266.5265 | N/A | N/A | N/A | N/A | N/A | N/A | 12425.4116 | N/A | 3195.4062 | [14 empty] | Industrial | Building Envelope Improvements | Chemicals and Plastics | New | 23.0774 | N/A | N/A | N/A | N/A | 2.5005 | 0.99873 | 42.4117 | N/A | 6.3425
[15 empty] | Commercial | VSD Controlled Compressor | Miscellaneous | Existing | 92052.0987 | N/A | N/A | N/A | N/A | N/A | N/A | 270102.5709 | N/A | 69388.366 | [14 empty] | Industrial | HVAC Equipment Upgrades | Chemicals and Plastics | New | 62.9063 | N/A | N/A | N/A | N/A | 6.2199 | 0.13561 | 116.4731 | N/A | 13.4279
[15 empty] | Commercial | VSD Controlled Compressor | Offices | Existing | 16332.8277 | N/A | N/A | N/A | N/A | N/A | N/A | 47924.369 | N/A | 12311.5957 | [14 empty] | Industrial | HVAC Equipment Upgrades | Chemicals and Plastics | Turnover | 2031.3477 | N/A | N/A | N/A | N/A | 200.8508 | 4.379 | 3761.1069 | N/A | 433.6083
[15 empty] | Commercial | VSD Controlled Compressor | Restaurants | Existing | 3061.4426 | N/A | N/A | N/A | N/A | N/A | N/A | 8915.8439 | N/A | 2292.8611 | [14 empty] | Industrial | Efficient Lighting - High Bay | Chemicals and Plastics | New | 180.9644 | N/A | N/A | N/A | N/A | 10.4198 | 56.9961 | 331.2334 | N/A | 101.1112
[15 empty] | Commercial | VSD Controlled Compressor | Retail | Existing | 11974.4174 | N/A | N/A | N/A | N/A | N/A | N/A | 35135.7652 | N/A | 9026.25 | [14 empty] | Industrial | Efficient Lighting - High Bay | Chemicals and Plastics | Turnover | 7632.587 | N/A | N/A | N/A | N/A | 439.4798 | 2403.9428 | 13970.5287 | N/A | 4264.598
[15 empty] | Commercial | VSD Controlled Compressor | Schools K-12 | Existing | 7237.4599 | N/A | N/A | N/A | N/A | N/A | N/A | 21077.6654 | N/A | 5420.4805 | [14 empty] | Industrial | Lighting Controls | Chemicals and Plastics | Existing | 1627.6018 | N/A | N/A | N/A | N/A | 113.9241 | 242.9028 | 2956.1393 | N/A | 725.2309
[15 empty] | Commercial | VSD Controlled Compressor | Warehouse | Existing | 2157.5979 | N/A | N/A | N/A | N/A | N/A | N/A | 6330.9012 | N/A | 1626.3855 | [14 empty] | Industrial | Lighting Controls | Chemicals and Plastics | New | 33.1547 | N/A | N/A | N/A | N/A | 2.3207 | 4.948 | 60.2173 | N/A | 14.7731
[15 empty] | Commercial | VSD Controlled Compressor | Assembly | New | 50.8173 | N/A | N/A | N/A | N/A | N/A | N/A | 149.1099 | N/A | 38.3058 | [14 empty] | Industrial | Fan Equipment Upgrades | Chemicals and Plastics | New | 31.0533 | N/A | N/A | N/A | N/A | 2.64 | 10.2251 | 56.3428 | N/A | 17.4703
[15 empty] | Commercial | VSD Controlled Compressor | College and University | New | 147.4937 | N/A | N/A | N/A | N/A | N/A | N/A | 429.5462 | N/A | 110.4651 | [14 empty] | Industrial | Fan Equipment Upgrades | Chemicals and Plastics | Turnover | 1260.3529 | N/A | N/A | N/A | N/A | 107.1501 | 415.0019 | 2286.7692 | N/A | 709.0638
[15 empty] | Commercial | VSD Controlled Compressor | Grocery | New | 77.2192 | N/A | N/A | N/A | N/A | N/A | N/A | 226.5792 | N/A | 58.2074 | [14 empty] | Industrial | Motor Equipment Upgrades | Chemicals and Plastics | New | 35.8974 | N/A | N/A | N/A | N/A | 3.9072 | 13.6917 | 64.3466 | N/A | 24.4147
[15 empty] | Commercial | VSD Controlled Compressor | Healthcare | New | 138.0866 | N/A | N/A | N/A | N/A | N/A | N/A | 402.1498 | N/A | 103.4197 | [14 empty] | Industrial | Motor Equipment Upgrades | Chemicals and Plastics | Turnover | 3028.9553 | N/A | N/A | N/A | N/A | 329.6857 | 1155.2746 | 5429.4399 | N/A | 2060.0616
[15 empty] | Commercial | VSD Controlled Compressor | Hospitals | New | 129.6756 | N/A | N/A | N/A | N/A | N/A | N/A | 377.6543 | N/A | 97.1202 | [14 empty] | Industrial | Motor Improved Controls | Chemicals and Plastics | Existing | 2260.1742 | N/A | N/A | N/A | N/A | 192.1508 | 66.0929 | 4100.8329 | N/A | 593.4301
[15 empty] | Commercial | VSD Controlled Compressor | Institutional | New | 363.6902 | N/A | N/A | N/A | N/A | N/A | N/A | 1067.1528 | N/A | 274.1477 | [14 empty] | Industrial | Motor Improved Controls | Chemicals and Plastics | New | 29.2936 | N/A | N/A | N/A | N/A | 2.4904 | 0.85661 | 53.1499 | N/A | 7.6913
[15 empty] | Commercial | VSD Controlled Compressor | Lodging/Hospitality | New | 511.1444 | N/A | N/A | N/A | N/A | N/A | N/A | 1488.6066 | N/A | 382.8205 | [14 empty] | Industrial | Pump Equipment Upgrade | Chemicals and Plastics | New | 137.485 | N/A | N/A | N/A | N/A | 11.6884 | 45.1644 | 249.4511 | N/A | 77.242
[15 empty] | Commercial | VSD Controlled Compressor | Miscellaneous | New | 0 | N/A | N/A | N/A | N/A | N/A | N/A | 0 | N/A | 0 | [14 empty] | Industrial | Pump Equipment Upgrade | Chemicals and Plastics | Turnover | 9489.3427 | N/A | N/A | N/A | N/A | 806.7453 | 3117.2913 | 17217.3494 | N/A | 5331.317
[15 empty] | Commercial | VSD Controlled Compressor | Offices | New | 1547.741 | N/A | N/A | N/A | N/A | N/A | N/A | 4541.437 | N/A | 1166.6786 | [14 empty] | Industrial | Pump System Optimization | Chemicals and Plastics | Existing | 6540.7639 | N/A | N/A | N/A | N/A | 711.9275 | 51.7163 | 11724.4005 | N/A | 2005.5247
[15 empty] | Commercial | VSD Controlled Compressor | Restaurants | New | 192.1926 | N/A | N/A | N/A | N/A | N/A | N/A | 559.7229 | N/A | 143.9423 | [14 empty] | Industrial | Pump System Optimization | Chemicals and Plastics | New | 150.3058 | N/A | N/A | N/A | N/A | 16.36 | 1.1884 | 269.4249 | N/A | 46.0866
[15 empty] | Commercial | VSD Controlled Compressor | Retail | New | 580.3433 | N/A | N/A | N/A | N/A | N/A | N/A | 1702.8642 | N/A | 437.4596 | [14 empty] | Industrial | Process Refrig Controls | Chemicals and Plastics | Existing | 1604.9597 | N/A | N/A | N/A | N/A | 136.092 | 888.4342 | 2927.5582 | N/A | 1261.9241
[15 empty] | Commercial | VSD Controlled Compressor | Schools K-12 | New | 269.7824 | N/A | N/A | N/A | N/A | N/A | N/A | 785.6877 | N/A | 202.053 | [14 empty] | Industrial | Process Refrig Controls | Chemicals and Plastics | New | 20.3736 | N/A | N/A | N/A | N/A | 1.7276 | 11.2779 | 37.1629 | N/A | 16.0191
[15 empty] | Commercial | VSD Controlled Compressor | Warehouse | New | 62.9354 | N/A | N/A | N/A | N/A | N/A | N/A | 184.6672 | N/A | 47.4403 | [14 empty] | Industrial | Process Refrig Equipment Upgrade | Chemicals and Plastics | New | 63.6321 | N/A | N/A | N/A | N/A | 6.9077 | 14.5815 | 114.6653 | N/A | 33.5389
[15 empty] | Commercial | PSC to ECM Evaporator Fan Motor (Reach-In) | Assembly | Existing | 42.5213 | N/A | N/A | N/A | N/A | N/A | N/A | 127.1799 | N/A | 37.9099 | [14 empty] | Industrial | Process Refrig Equipment Upgrade | Chemicals and Plastics | Turnover | 2165.4268 | N/A | N/A | N/A | N/A | 235.0722 | 496.2136 | 3902.1075 | N/A | 1141.3441
[15 empty] | Commercial | PSC to ECM Evaporator Fan Motor (Reach-In) | College and University | Existing | 36.7268 | N/A | N/A | N/A | N/A | N/A | N/A | 106.9594 | N/A | 31.8977 | [14 empty] | Industrial | Process Heat Equipment Upgrade | Chemicals and Plastics | New | 74.9332 | N/A | N/A | N/A | N/A | 8.1345 | 32.6687 | 135.0299 | N/A | 54.993
[15 empty] | Commercial | PSC to ECM Evaporator Fan Motor (Reach-In) | Grocery | Existing | 55942.9689 | N/A | N/A | N/A | N/A | N/A | N/A | 167323.5071 | N/A | 49875.9066 | [14 empty] | Industrial | Process Heat Equipment Upgrade | Chemicals and Plastics | Turnover | 3417.5365 | N/A | N/A | N/A | N/A | 370.9975 | 1489.9467 | 6158.4139 | N/A | 2508.1094
[15 empty] | Commercial | PSC to ECM Evaporator Fan Motor (Reach-In) | Healthcare | Existing | 52.9943 | N/A | N/A | N/A | N/A | N/A | N/A | 154.3355 | N/A | 46.0263 | [14 empty] | Industrial | Compressed Air Equipment | Construction | New | 9.9798 | N/A | N/A | N/A | N/A | 0.84844 | 0.2315 | 18.1073 | N/A | 2.56
[15 empty] | Commercial | PSC to ECM Evaporator Fan Motor (Reach-In) | Hospitals | Existing | 529.2274 | N/A | N/A | N/A | N/A | N/A | N/A | 1541.2698 | N/A | 459.641 | [14 empty] | Industrial | Compressed Air Equipment | Construction | Turnover | 441.5024 | N/A | N/A | N/A | N/A | 37.5347 | 10.2413 | 801.0567 | N/A | 113.2513
[15 empty] | Commercial | PSC to ECM Evaporator Fan Motor (Reach-In) | Institutional | Existing | 0 | N/A | N/A | N/A | N/A | N/A | N/A | 0 | N/A | 0 | [14 empty] | Industrial | Efficient Lighting - Exterior | Construction | New | 3.1843 | N/A | N/A | N/A | N/A | 0.21196 | 0.19265 | 4.2366 | N/A | 1.0901
[15 empty] | Commercial | PSC to ECM Evaporator Fan Motor (Reach-In) | Lodging/Hospitality | Existing | 1448.5054 | N/A | N/A | N/A | N/A | N/A | N/A | 4218.4844 | N/A | 1258.0462 | [14 empty] | Industrial | Efficient Lighting - Exterior | Construction | Turnover | 298.8666 | N/A | N/A | N/A | N/A | 19.8944 | 18.0816 | 397.6359 | N/A | 102.3098
[15 empty] | Commercial | PSC to ECM Evaporator Fan Motor (Reach-In) | Miscellaneous | Existing | 0 | N/A | N/A | N/A | N/A | N/A | N/A | 0 | N/A | 0 | [14 empty] | Industrial | Lighting Controls - Exterior | Construction | Existing | 22.1053 | N/A | N/A | N/A | N/A | 1.7866 | 3.6734 | 29.2339 | N/A | 11.2375
[15 empty] | Commercial | PSC to ECM Evaporator Fan Motor (Reach-In) | Offices | Existing | 0 | N/A | N/A | N/A | N/A | N/A | N/A | 0 | N/A | 0 | [14 empty] | Industrial | Lighting Controls - Exterior | Construction | New | 0.42159 | N/A | N/A | N/A | N/A | 0.034074 | 0.070059 | 0.55755 | N/A | 0.21432
[15 empty] | Commercial | PSC to ECM Evaporator Fan Motor (Reach-In) | Restaurants | Existing | 18914.4285 | N/A | N/A | N/A | N/A | N/A | N/A | 55084.5184 | N/A | 16427.4326 | [14 empty] | Industrial | Building Envelope Improvements | Construction | Existing | 1066.5668 | N/A | N/A | N/A | N/A | 115.5666 | 131.6851 | 1960.1374 | N/A | 378.6573
[15 empty] | Commercial | PSC to ECM Evaporator Fan Motor (Reach-In) | Retail | Existing | 4658.8114 | N/A | N/A | N/A | N/A | N/A | N/A | 13934.3455 | N/A | 4153.5593 | [14 empty] | Industrial | Building Envelope Improvements | Construction | New | 13.5609 | N/A | N/A | N/A | N/A | 1.4694 | 1.6743 | 24.9222 | N/A | 4.8145
[15 empty] | Commercial | PSC to ECM Evaporator Fan Motor (Reach-In) | Schools K-12 | Existing | 743.2791 | N/A | N/A | N/A | N/A | N/A | N/A | 2164.6527 | N/A | 645.5477 | [14 empty] | Industrial | HVAC Equipment Upgrades | Construction | New | 12.8452 | N/A | N/A | N/A | N/A | 1.2701 | 1.243 | 23.7834 | N/A | 3.9572
[15 empty] | Commercial | PSC to ECM Evaporator Fan Motor (Reach-In) | Warehouse | Existing | 0 | N/A | N/A | N/A | N/A | N/A | N/A | 0 | N/A | 0 | [14 empty] | Industrial | HVAC Equipment Upgrades | Construction | Turnover | 414.7936 | N/A | N/A | N/A | N/A | 41.013 | 40.1383 | 768.0039 | N/A | 127.7853
[15 empty] | Commercial | PSC to ECM Evaporator Fan Motor (Reach-In) | Assembly | New | 1.4235 | N/A | N/A | N/A | N/A | N/A | N/A | 4.2577 | N/A | 1.2691 | [14 empty] | Industrial | HVAC Recommissioning | Construction | Existing | 642.6113 | N/A | N/A | N/A | N/A | 89.1367 | 276.7938 | 1166.6374 | N/A | 467.2839
[15 empty] | Commercial | PSC to ECM Evaporator Fan Motor (Reach-In) | College and University | New | 1.0952 | N/A | N/A | N/A | N/A | N/A | N/A | 3.1896 | N/A | 0.95121 | [14 empty] | Industrial | HVAC Recommissioning | Construction | New | 16.4512 | N/A | N/A | N/A | N/A | 2.2819 | 7.0861 | 29.8665 | N/A | 11.9627
[15 empty] | Commercial | PSC to ECM Evaporator Fan Motor (Reach-In) | Grocery | New | 2809.6104 | N/A | N/A | N/A | N/A | N/A | N/A | 8403.4487 | N/A | 2504.9058 | [14 empty] | Industrial | Efficient Lighting - High Bay | Construction | New | 46.5496 | N/A | N/A | N/A | N/A | 2.6803 | 14.6612 | 85.2034 | N/A | 26.0089
[15 empty] | Commercial | PSC to ECM Evaporator Fan Motor (Reach-In) | Healthcare | New | 1.9035 | N/A | N/A | N/A | N/A | N/A | N/A | 5.5437 | N/A | 1.6532 | [14 empty] | Industrial | Efficient Lighting - High Bay | Construction | Turnover | 1963.3443 | N/A | N/A | N/A | N/A | 113.0482 | 618.3706 | 3593.6647 | N/A | 1096.9903
[15 empty] | Commercial | PSC to ECM Evaporator Fan Motor (Reach-In) | Hospitals | New | 19.0097 | N/A | N/A | N/A | N/A | N/A | N/A | 55.3619 | N/A | 16.5102 | [14 empty] | Industrial | Lighting Controls | Construction | Existing | 270.9542 | N/A | N/A | N/A | N/A | 18.9655 | 38.9939 | 492.1219 | N/A | 119.2893
[15 empty] | Commercial | PSC to ECM Evaporator Fan Motor (Reach-In) | Institutional | New | 0 | N/A | N/A | N/A | N/A | N/A | N/A | 0 | N/A | 0 | [14 empty] | Industrial | Lighting Controls | Construction | New | 5.5194 | N/A | N/A | N/A | N/A | 0.38633 | 0.79432 | 10.0246 | N/A | 2.43
[15 empty] | Commercial | PSC to ECM Evaporator Fan Motor (Reach-In) | Lodging/Hospitality | New | 138.8287 | N/A | N/A | N/A | N/A | N/A | N/A | 404.311 | N/A | 120.5746 | [14 empty] | Industrial | Fan Equipment Upgrades | Construction | New | 9.0563 | N/A | N/A | N/A | N/A | 0.76993 | 1.9792 | 16.4316 | N/A | 4.0922
[15 empty] | Commercial | PSC to ECM Evaporator Fan Motor (Reach-In) | Miscellaneous | New | 0 | N/A | N/A | N/A | N/A | N/A | N/A | 0 | N/A | 0 | [14 empty] | Industrial | Fan Equipment Upgrades | Construction | Turnover | 367.5656 | N/A | N/A | N/A | N/A | 31.2489 | 80.3289 | 666.9066 | N/A | 166.0882
[15 empty] | Commercial | PSC to ECM Evaporator Fan Motor (Reach-In) | Offices | New | 0 | N/A | N/A | N/A | N/A | N/A | N/A | 0 | N/A | 0 | [14 empty] | Industrial | Motor Equipment Upgrades | Construction | New | 6.2226 | N/A | N/A | N/A | N/A | 0.6773 | 1.4313 | 11.1541 | N/A | 3.2901
[15 empty] | Commercial | PSC to ECM Evaporator Fan Motor (Reach-In) | Restaurants | New | 949.9348 | N/A | N/A | N/A | N/A | N/A | N/A | 2766.4967 | N/A | 825.031 | [14 empty] | Industrial | Motor Equipment Upgrades | Construction | Turnover | 257.8263 | N/A | N/A | N/A | N/A | 28.063 | 59.3053 | 462.1568 | N/A | 136.3212
[15 empty] | Commercial | PSC to ECM Evaporator Fan Motor (Reach-In) | Retail | New | 180.6324 | N/A | N/A | N/A | N/A | N/A | N/A | 540.2654 | N/A | 161.0427 | [14 empty] | Industrial | Motor Improved Controls | Construction | Existing | 80.6822 | N/A | N/A | N/A | N/A | 6.8593 | 1.9042 | 146.3888 | N/A | 20.7287
[15 empty] | Commercial | PSC to ECM Evaporator Fan Motor (Reach-In) | Schools K-12 | New | 22.1651 | N/A | N/A | N/A | N/A | N/A | N/A | 64.5514 | N/A | 19.2507 | [14 empty] | Industrial | Motor Improved Controls | Construction | New | 1.0457 | N/A | N/A | N/A | N/A | 0.088901 | 0.02468 | 1.8973 | N/A | 0.26866
[15 empty] | Commercial | PSC to ECM Evaporator Fan Motor (Reach-In) | Warehouse | New | 0 | N/A | N/A | N/A | N/A | N/A | N/A | 0 | N/A | 0 | [14 empty] | Industrial | Pump Equipment Upgrade | Construction | New | 58.9665 | N/A | N/A | N/A | N/A | 5.0131 | 5.6935 | 106.988 | N/A | 19.4513
[15 empty] | Commercial | Demand Controlled Ventilation | Retail | Existing | 76509.3514 | N/A | N/A | N/A | N/A | N/A | N/A | 217117.9301 | N/A | 69989.3882 | [14 empty] | Industrial | Pump Equipment Upgrade | Construction | Turnover | 2417.0535 | N/A | N/A | N/A | N/A | 205.488 | 233.3765 | 4385.4728 | N/A | 797.3163
[15 empty] | Commercial | Demand Controlled Ventilation | Retail | New | 741.6092 | N/A | N/A | N/A | N/A | N/A | N/A | 2104.5357 | N/A | 678.4109 | [14 empty] | Industrial | Process Refrig Equipment Upgrade | Construction | New | 13.1215 | N/A | N/A | N/A | N/A | 1.4244 | 4.6708 | 23.645 | N/A | 8.58
[15 empty] | Industrial | Compressed Air Controls | Agriculture and Assembly | Existing | 11570.677 | N/A | N/A | N/A | N/A | N/A | N/A | 20840.0726 | N/A | 7801.1106 | [14 empty] | Industrial | Process Refrig Equipment Upgrade | Construction | Turnover | 446.5304 | N/A | N/A | N/A | N/A | 48.474 | 158.9484 | 804.6494 | N/A | 291.9801
[15 empty] | Industrial | Compressed Air Controls | Agriculture and Assembly | New | 0 | N/A | N/A | N/A | N/A | N/A | N/A | 0 | N/A | 0 | [14 empty] | Industrial | Process Refrig System Optimization | Construction | Existing | 427.4829 | N/A | N/A | N/A | N/A | 84.2428 | 46.1744 | 766.8932 | N/A | 277.3697
[15 empty] | Industrial | Compressed Air Equipment | Agriculture and Assembly | New | 0 | N/A | N/A | N/A | N/A | N/A | N/A | 0 | N/A | 0 | [14 empty] | Industrial | Process Refrig System Optimization | Construction | New | 5.3754 | N/A | N/A | N/A | N/A | 1.0593 | 0.58062 | 9.6433 | N/A | 3.4878
[15 empty] | Industrial | Compressed Air Equipment | Agriculture and Assembly | Turnover | 21106.1254 | N/A | N/A | N/A | N/A | N/A | N/A | 38294.7003 | N/A | 12048.9146 | [14 empty] | Industrial | Efficient Lighting - Exterior | Electrical and Electronic Equip. | New | 6.2993 | N/A | N/A | N/A | N/A | 0.41932 | 0.38111 | 8.3811 | N/A | 2.1564
[15 empty] | Industrial | Plant Energy Management | Agriculture and Assembly | Existing | 122412.5845 | N/A | N/A | N/A | N/A | N/A | N/A | 220600.2388 | N/A | 45274.82 | [14 empty] | Industrial | Efficient Lighting - Exterior | Electrical and Electronic Equip. | Turnover | 591.2396 | N/A | N/A | N/A | N/A | 39.3565 | 35.7703 | 786.6321 | N/A | 202.3967
[15 empty] | Industrial | Plant Energy Management | Agriculture and Assembly | New | 0 | N/A | N/A | N/A | N/A | N/A | N/A | 0 | N/A | 0 | [14 empty] | Industrial | Lighting Controls - Exterior | Electrical and Electronic Equip. | Existing | 44.1345 | N/A | N/A | N/A | N/A | 3.5671 | 8.0665 | 58.367 | N/A | 23.1686
[15 empty] | Industrial | Efficient Lighting - Exterior | Agriculture and Assembly | New | 0 | N/A | N/A | N/A | N/A | N/A | N/A | 0 | N/A | 0 | [14 empty] | Industrial | Lighting Controls - Exterior | Electrical and Electronic Equip. | New | 0.84173 | N/A | N/A | N/A | N/A | 0.068031 | 0.15384 | 1.1132 | N/A | 0.44187
[15 empty] | Industrial | Efficient Lighting - Exterior | Agriculture and Assembly | Turnover | 1749.6078 | N/A | N/A | N/A | N/A | N/A | N/A | 2327.8172 | N/A | 598.9362 | [14 empty] | Industrial | Building Envelope Improvements | Electrical and Electronic Equip. | Existing | 1158.2403 | N/A | N/A | N/A | N/A | 125.4997 | 227.0605 | 2128.615 | N/A | 495.2605
[15 empty] | Industrial | Lighting Controls - Exterior | Agriculture and Assembly | Existing | 501.1703 | N/A | N/A | N/A | N/A | N/A | N/A | 662.7876 | N/A | 230.2361 | [14 empty] | Industrial | Building Envelope Improvements | Electrical and Electronic Equip. | New | 30.1881 | N/A | N/A | N/A | N/A | 3.271 | 5.9181 | 55.4798 | N/A | 12.9084
[15 empty] | Industrial | Lighting Controls - Exterior | Agriculture and Assembly | New | 0 | N/A | N/A | N/A | N/A | N/A | N/A | 0 | N/A | 0 | [14 empty] | Industrial | HVAC Equipment Upgrades | Electrical and Electronic Equip. | New | 27.4304 | N/A | N/A | N/A | N/A | 2.7122 | 1.8661 | 50.7882 | N/A | 7.6622
[15 empty] | Industrial | Building Envelope Improvements | Agriculture and Assembly | Existing | 18190.8013 | N/A | N/A | N/A | N/A | N/A | N/A | 33431.07 | N/A | 7214.2649 | [14 empty] | Industrial | HVAC Equipment Upgrades | Electrical and Electronic Equip. | Turnover | 885.771 | N/A | N/A | N/A | N/A | 87.5812 | 60.2579 | 1640.0341 | N/A | 247.4238
[15 empty] | Industrial | Building Envelope Improvements | Agriculture and Assembly | New | 0 | N/A | N/A | N/A | N/A | N/A | N/A | 0 | N/A | 0 | [14 empty] | Industrial | HVAC Improved Controls | Electrical and Electronic Equip. | Existing | 884.4298 | N/A | N/A | N/A | N/A | 95.8313 | 90.9307 | 1625.4058 | N/A | 295.7276
[15 empty] | Industrial | HVAC Equipment Upgrades | Agriculture and Assembly | New | 0 | N/A | N/A | N/A | N/A | N/A | N/A | 0 | N/A | 0 | [14 empty] | Industrial | HVAC Improved Controls | Electrical and Electronic Equip. | New | 11.3037 | N/A | N/A | N/A | N/A | 1.2248 | 1.1622 | 20.7739 | N/A | 3.7796
[15 empty] | Industrial | HVAC Equipment Upgrades | Agriculture and Assembly | Turnover | 15908.3386 | N/A | N/A | N/A | N/A | N/A | N/A | 29454.8103 | N/A | 4443.7002 | [14 empty] | Industrial | Efficient Lighting - High Bay | Electrical and Electronic Equip. | New | 59.9711 | N/A | N/A | N/A | N/A | 3.4531 | 18.8884 | 109.7699 | N/A | 33.508
[15 empty] | Industrial | Efficient Lighting - High Bay | Agriculture and Assembly | New | 0 | N/A | N/A | N/A | N/A | N/A | N/A | 0 | N/A | 0 | [14 empty] | Industrial | Efficient Lighting - High Bay | Electrical and Electronic Equip. | Turnover | 2521.7517 | N/A | N/A | N/A | N/A | 145.201 | 794.2453 | 4615.7619 | N/A | 1408.9924
[15 empty] | Industrial | Efficient Lighting - High Bay | Agriculture and Assembly | Turnover | 59968.1809 | N/A | N/A | N/A | N/A | N/A | N/A | 109764.5132 | N/A | 33506.3556 | [14 empty] | Industrial | Lighting Controls | Electrical and Electronic Equip. | Existing | 435.3385 | N/A | N/A | N/A | N/A | 30.4716 | 68.9073 | 790.6856 | N/A | 197.9168
[15 empty] | Industrial | Efficient Lighting - Other Interior Lighting | Agriculture and Assembly | New | 0 | N/A | N/A | N/A | N/A | N/A | N/A | 0 | N/A | 0 | [14 empty] | Industrial | Lighting Controls | Electrical and Electronic Equip. | New | 8.868 | N/A | N/A | N/A | N/A | 0.62071 | 1.4037 | 16.1065 | N/A | 4.0316
[15 empty] | Industrial | Efficient Lighting - Other Interior Lighting | Agriculture and Assembly | Turnover | 28484.4428 | N/A | N/A | N/A | N/A | N/A | N/A | 52267.9236 | N/A | 28453.5824 | [14 empty] | Industrial | Motor Equipment Upgrades | Electrical and Electronic Equip. | New | 4.2103 | N/A | N/A | N/A | N/A | 0.45827 | 0.9378 | 7.5471 | N/A | 2.1955
[15 empty] | Industrial | Lighting Controls | Agriculture and Assembly | Existing | 6403.0275 | N/A | N/A | N/A | N/A | N/A | N/A | 11629.5279 | N/A | 2547.4562 | [14 empty] | Industrial | Motor Equipment Upgrades | Electrical and Electronic Equip. | Turnover | 172.4659 | N/A | N/A | N/A | N/A | 18.772 | 38.4145 | 309.1472 | N/A | 89.9323
[15 empty] | Industrial | Lighting Controls | Agriculture and Assembly | New | 0 | N/A | N/A | N/A | N/A | N/A | N/A | 0 | N/A | 0 | [14 empty] | Industrial | Process Other Systems Optimization | Electrical and Electronic Equip. | Existing | 111.3539 | N/A | N/A | N/A | N/A | 19.5976 | 14.6479 | 200.0372 | N/A | 68.4314
[15 empty] | Industrial | Fan Equipment Upgrades | Agriculture and Assembly | New | 0 | N/A | N/A | N/A | N/A | N/A | N/A | 0 | N/A | 0 | [14 empty] | Industrial | Process Other Systems Optimization | Electrical and Electronic Equip. | New | 1.4499 | N/A | N/A | N/A | N/A | 0.25517 | 0.19072 | 2.6046 | N/A | 0.891
[15 empty] | Industrial | Fan Equipment Upgrades | Agriculture and Assembly | Turnover | 8324.4218 | N/A | N/A | N/A | N/A | N/A | N/A | 15103.731 | N/A | 4457.4827 | [14 empty] | Industrial | Compressed Air Equipment | Lumber/Furniture/Pulp/Paper | New | 218.1236 | N/A | N/A | N/A | N/A | 18.544 | 27.761 | 395.7608 | N/A | 78.6529
[15 empty] | Industrial | Motor Equipment Upgrades | Agriculture and Assembly | New | 0 | N/A | N/A | N/A | N/A | N/A | N/A | 0 | N/A | 0 | [14 empty] | Industrial | Compressed Air Equipment | Lumber/Furniture/Pulp/Paper | Turnover | 9649.6845 | N/A | N/A | N/A | N/A | 820.3769 | 1228.1329 | 17508.2716 | N/A | 3479.569
[15 empty] | Industrial | Motor Equipment Upgrades | Agriculture and Assembly | Turnover | 6083.9261 | N/A | N/A | N/A | N/A | N/A | N/A | 10905.5129 | N/A | 3055.5185 | [14 empty] | Industrial | Plant Energy Management | Lumber/Furniture/Pulp/Paper | Existing | 35786.6741 | N/A | N/A | N/A | N/A | 3761.8566 | 2911.8442 | 64491.3175 | N/A | 13235.8547
[15 empty] | Industrial | Motor Optimization | Agriculture and Assembly | Existing | 14456.5963 | N/A | N/A | N/A | N/A | N/A | N/A | 25913.6282 | N/A | 5892.9933 | [14 empty] | Industrial | Plant Energy Management | Lumber/Furniture/Pulp/Paper | New | 459.0099 | N/A | N/A | N/A | N/A | 48.2506 | 37.3481 | 827.1837 | N/A | 169.7668
[15 empty] | Industrial | Motor Optimization | Agriculture and Assembly | New | 0 | N/A | N/A | N/A | N/A | N/A | N/A | 0 | N/A | 0 | [14 empty] | Industrial | Efficient Lighting - Exterior | Lumber/Furniture/Pulp/Paper | New | 7.8266 | N/A | N/A | N/A | N/A | 0.52099 | 0.47351 | 10.4131 | N/A | 2.6792
[15 empty] | Industrial | Pump Equipment Upgrade | Agriculture and Assembly | New | 0 | N/A | N/A | N/A | N/A | N/A | N/A | 0 | N/A | 0 | [14 empty] | Industrial | Efficient Lighting - Exterior | Lumber/Furniture/Pulp/Paper | Turnover | 734.5843 | N/A | N/A | N/A | N/A | 48.8984 | 44.4427 | 977.3493 | N/A | 251.4673
[15 empty] | Industrial | Pump Equipment Upgrade | Agriculture and Assembly | Turnover | 11778.8099 | N/A | N/A | N/A | N/A | N/A | N/A | 21371.3312 | N/A | 8667.3117 | [14 empty] | Industrial | Lighting Controls - Exterior | Lumber/Furniture/Pulp/Paper | Existing | 57.4817 | N/A | N/A | N/A | N/A | 4.6458 | 16.7776 | 76.0184 | N/A | 36.447
[15 empty] | Industrial | Process Refrig Equipment Upgrade | Agriculture and Assembly | New | 0 | N/A | N/A | N/A | N/A | N/A | N/A | 0 | N/A | 0 | [14 empty] | Industrial | Lighting Controls - Exterior | Lumber/Furniture/Pulp/Paper | New | 1.0963 | N/A | N/A | N/A | N/A | 0.088606 | 0.31998 | 1.4498 | N/A | 0.69512
[15 empty] | Industrial | Process Refrig Equipment Upgrade | Agriculture and Assembly | Turnover | 2301.3214 | N/A | N/A | N/A | N/A | N/A | N/A | 4146.9901 | N/A | 1338.2199 | [14 empty] | Industrial | HVAC Equipment Upgrades | Lumber/Furniture/Pulp/Paper | New | 4.4802 | N/A | N/A | N/A | N/A | 0.44298 | 0.30478 | 8.2952 | N/A | 1.2514
[15 empty] | Industrial | Compressed Air Controls | Chemicals and Plastics | Existing | 75204.7188 | N/A | N/A | N/A | N/A | N/A | N/A | 135452.0402 | N/A | 37648.5641 | [14 empty] | Industrial | HVAC Equipment Upgrades | Lumber/Furniture/Pulp/Paper | Turnover | 144.6715 | N/A | N/A | N/A | N/A | 14.3045 | 9.8418 | 267.864 | N/A | 40.4113
[15 empty] | Industrial | Compressed Air Controls | Chemicals and Plastics | New | 0 | N/A | N/A | N/A | N/A | N/A | N/A | 0 | N/A | 0 | [14 empty] | Industrial | Efficient Lighting - High Bay | Lumber/Furniture/Pulp/Paper | New | 75.4433 | N/A | N/A | N/A | N/A | 4.344 | 23.7614 | 138.0898 | N/A | 42.1528
[15 empty] | Industrial | Compressed Air Equipment | Chemicals and Plastics | New | 0 | N/A | N/A | N/A | N/A | N/A | N/A | 0 | N/A | 0 | [14 empty] | Industrial | Efficient Lighting - High Bay | Lumber/Furniture/Pulp/Paper | Turnover | 3133.1449 | N/A | N/A | N/A | N/A | 180.4046 | 986.8084 | 5734.8434 | N/A | 1750.5995
[15 empty] | Industrial | Compressed Air Equipment | Chemicals and Plastics | Turnover | 133229.468 | N/A | N/A | N/A | N/A | N/A | N/A | 241729.946 | N/A | 44536.3946 | [14 empty] | Industrial | Lighting Controls | Lumber/Furniture/Pulp/Paper | Existing | 744.725 | N/A | N/A | N/A | N/A | 52.1271 | 188.2478 | 1352.6102 | N/A | 408.9417
[15 empty] | Industrial | Efficient Lighting - Exterior | Chemicals and Plastics | New | 0 | N/A | N/A | N/A | N/A | N/A | N/A | 0 | N/A | 0 | [14 empty] | Industrial | Lighting Controls | Lumber/Furniture/Pulp/Paper | New | 14.204 | N/A | N/A | N/A | N/A | 0.99421 | 3.5904 | 25.798 | N/A | 7.7997
[15 empty] | Industrial | Efficient Lighting - Exterior | Chemicals and Plastics | Turnover | 4204.8161 | N/A | N/A | N/A | N/A | N/A | N/A | 5594.4214 | N/A | 1439.4177 | [14 empty] | Industrial | Fan Equipment Upgrades | Lumber/Furniture/Pulp/Paper | New | 136.0951 | N/A | N/A | N/A | N/A | 11.5703 | 46.3036 | 246.9293 | N/A | 78.0569
[15 empty] | Industrial | Lighting Controls - Exterior | Chemicals and Plastics | Existing | 1204.458 | N/A | N/A | N/A | N/A | N/A | N/A | 1592.8712 | N/A | 619.707 | [14 empty] | Industrial | Fan Equipment Upgrades | Lumber/Furniture/Pulp/Paper | Turnover | 5696.9341 | N/A | N/A | N/A | N/A | 484.3301 | 1938.2661 | 10336.4487 | N/A | 3267.4581
[15 empty] | Industrial | Lighting Controls - Exterior | Chemicals and Plastics | New | 0 | N/A | N/A | N/A | N/A | N/A | N/A | 0 | N/A | 0 | [14 empty] | Industrial | Pump Equipment Upgrade | Lumber/Furniture/Pulp/Paper | New | 164.7827 | N/A | N/A | N/A | N/A | 14.0092 | 90.5825 | 298.9798 | N/A | 129.0291
[15 empty] | Industrial | Building Envelope Improvements | Chemicals and Plastics | Existing | 8440.6329 | N/A | N/A | N/A | N/A | N/A | N/A | 15512.2023 | N/A | 2319.7844 | [14 empty] | Industrial | Pump Equipment Upgrade | Lumber/Furniture/Pulp/Paper | Turnover | 6961.6649 | N/A | N/A | N/A | N/A | 591.8524 | 3826.8869 | 12631.1612 | N/A | 5451.1621
[15 empty] | Industrial | Building Envelope Improvements | Chemicals and Plastics | New | 0 | N/A | N/A | N/A | N/A | N/A | N/A | 0 | N/A | 0 | [14 empty] | Industrial | Pump System Optimization | Lumber/Furniture/Pulp/Paper | Existing | 6085.2673 | N/A | N/A | N/A | N/A | 662.3491 | 3066.1533 | 10907.9171 | N/A | 4883.8991
[15 empty] | Industrial | HVAC Equipment Upgrades | Chemicals and Plastics | New | 0 | N/A | N/A | N/A | N/A | N/A | N/A | 0 | N/A | 0 | [14 empty] | Industrial | Pump System Optimization | Lumber/Furniture/Pulp/Paper | New | 154.2395 | N/A | N/A | N/A | N/A | 16.7881 | 77.7159 | 276.4762 | N/A | 123.7891
[15 empty] | Industrial | HVAC Equipment Upgrades | Chemicals and Plastics | Turnover | 25358.7642 | N/A | N/A | N/A | N/A | N/A | N/A | 46952.583 | N/A | 5413.042 | [14 empty] | Industrial | Process Refrig Equipment Upgrade | Lumber/Furniture/Pulp/Paper | New | 1.1152 | N/A | N/A | N/A | N/A | 0.12106 | 0.51219 | 2.0096 | N/A | 0.84443
[15 empty] | Industrial | Efficient Lighting - High Bay | Chemicals and Plastics | New | 0 | N/A | N/A | N/A | N/A | N/A | N/A | 0 | N/A | 0 | [14 empty] | Industrial | Process Refrig Equipment Upgrade | Lumber/Furniture/Pulp/Paper | Turnover | 39.1405 | N/A | N/A | N/A | N/A | 4.249 | 17.977 | 70.5313 | N/A | 29.6378
[15 empty] | Industrial | Efficient Lighting - High Bay | Chemicals and Plastics | Turnover | 32412.6869 | N/A | N/A | N/A | N/A | N/A | N/A | 59327.5091 | N/A | 18110.1217 | [14 empty] | Industrial | Process Other Systems Optimization | Lumber/Furniture/Pulp/Paper | Existing | 17.8476 | N/A | N/A | N/A | N/A | 3.1411 | 2.1704 | 32.0616 | N/A | 10.7907
[15 empty] | Industrial | Efficient Lighting - Other Interior Lighting | Chemicals and Plastics | New | 0 | N/A | N/A | N/A | N/A | N/A | N/A | 0 | N/A | 0 | [14 empty] | Industrial | Process Other Systems Optimization | Lumber/Furniture/Pulp/Paper | New | 0.46648 | N/A | N/A | N/A | N/A | 0.082098 | 0.056727 | 0.83799 | N/A | 0.28204
[15 empty] | Industrial | Efficient Lighting - Other Interior Lighting | Chemicals and Plastics | Turnover | 87562.4138 | N/A | N/A | N/A | N/A | N/A | N/A | 160673.8665 | N/A | 87467.5469 | [14 empty] | Industrial | Compressed Air Equipment | Metal Products and Machinery | New | 52.6813 | N/A | N/A | N/A | N/A | 4.4787 | 0.58738 | 95.5842 | N/A | 12.8788
[15 empty] | Industrial | Lighting Controls | Chemicals and Plastics | Existing | 16502.2774 | N/A | N/A | N/A | N/A | N/A | N/A | 29972.3365 | N/A | 7353.1258 | [14 empty] | Industrial | Compressed Air Equipment | Metal Products and Machinery | Turnover | 2330.5942 | N/A | N/A | N/A | N/A | 198.1376 | 25.9855 | 4228.6021 | N/A | 569.7529
[15 empty] | Industrial | Lighting Controls | Chemicals and Plastics | New | 0 | N/A | N/A | N/A | N/A | N/A | N/A | 0 | N/A | 0 | [14 empty] | Industrial | Plant Energy Management | Metal Products and Machinery | Existing | 46885.8301 | N/A | N/A | N/A | N/A | 4928.5879 | 2393.7397 | 84493.1537 | N/A | 15919.7186
[15 empty] | Industrial | Fan Equipment Upgrades | Chemicals and Plastics | New | 0 | N/A | N/A | N/A | N/A | N/A | N/A | 0 | N/A | 0 | [14 empty] | Industrial | Plant Energy Management | Metal Products and Machinery | New | 605.7886 | N/A | N/A | N/A | N/A | 63.6798 | 30.9283 | 1091.6943 | N/A | 205.6908
[15 empty] | Industrial | Fan Equipment Upgrades | Chemicals and Plastics | Turnover | 9706.4993 | N/A | N/A | N/A | N/A | N/A | N/A | 17611.3558 | N/A | 5460.7936 | [14 empty] | Industrial | Efficient Lighting - Exterior | Metal Products and Machinery | New | 16.9152 | N/A | N/A | N/A | N/A | 1.126 | 1.0234 | 22.5053 | N/A | 5.7905
[15 empty] | Industrial | Motor Equipment Upgrades | Chemicals and Plastics | New | 0 | N/A | N/A | N/A | N/A | N/A | N/A | 0 | N/A | 0 | [14 empty] | Industrial | Efficient Lighting - Exterior | Metal Products and Machinery | Turnover | 1587.618 | N/A | N/A | N/A | N/A | 105.6816 | 96.0517 | 2112.2932 | N/A | 543.4829
[15 empty] | Industrial | Motor Equipment Upgrades | Chemicals and Plastics | Turnover | 21796.4437 | N/A | N/A | N/A | N/A | N/A | N/A | 39070.3957 | N/A | 14824.2591 | [14 empty] | Industrial | Lighting Controls - Exterior | Metal Products and Machinery | Existing | 121.5779 | N/A | N/A | N/A | N/A | 9.8263 | 28.7056 | 160.7843 | N/A | 70.3077
[15 empty] | Industrial | Motor Improved Controls | Chemicals and Plastics | Existing | 11235.7491 | N/A | N/A | N/A | N/A | N/A | N/A | 20386.0081 | N/A | 2950.0523 | [14 empty] | Industrial | Lighting Controls - Exterior | Metal Products and Machinery | New | 2.3187 | N/A | N/A | N/A | N/A | 0.18741 | 0.54747 | 3.0665 | N/A | 1.3409
[15 empty] | Industrial | Motor Improved Controls | Chemicals and Plastics | New | 0 | N/A | N/A | N/A | N/A | N/A | N/A | 0 | N/A | 0 | [14 empty] | Industrial | Building Envelope Improvements | Metal Products and Machinery | Existing | 6036.7092 | N/A | N/A | N/A | N/A | 654.1004 | 515.8153 | 11094.2692 | N/A | 1913.6642
[15 empty] | Industrial | Pump Equipment Upgrade | Chemicals and Plastics | New | 0 | N/A | N/A | N/A | N/A | N/A | N/A | 0 | N/A | 0 | [14 empty] | Industrial | Building Envelope Improvements | Metal Products and Machinery | New | 78.0137 | N/A | N/A | N/A | N/A | 8.4531 | 6.666 | 143.3736 | N/A | 24.7307
[15 empty] | Industrial | Pump Equipment Upgrade | Chemicals and Plastics | Turnover | 69147.7352 | N/A | N/A | N/A | N/A | N/A | N/A | 125460.8199 | N/A | 38848.6858 | [14 empty] | Industrial | HVAC Equipment Upgrades | Metal Products and Machinery | New | 92.5739 | N/A | N/A | N/A | N/A | 9.1533 | 11.305 | 171.4036 | N/A | 30.8661
[15 empty] | Industrial | Pump System Optimization | Chemicals and Plastics | Existing | 69323.9428 | N/A | N/A | N/A | N/A | N/A | N/A | 124264.0273 | N/A | 21256.0611 | [14 empty] | Industrial | HVAC Equipment Upgrades | Metal Products and Machinery | Turnover | 3055.9224 | N/A | N/A | N/A | N/A | 302.1562 | 373.1859 | 5658.1405 | N/A | 1018.9106
[15 empty] | Industrial | Pump System Optimization | Chemicals and Plastics | New | 0 | N/A | N/A | N/A | N/A | N/A | N/A | 0 | N/A | 0 | [14 empty] | Industrial | Efficient Lighting - High Bay | Metal Products and Machinery | New | 343.6793 | N/A | N/A | N/A | N/A | 19.7888 | 108.2445 | 629.0634 | N/A | 192.0258
[15 empty] | Industrial | Process Refrig Controls | Chemicals and Plastics | Existing | 5914.1707 | N/A | N/A | N/A | N/A | N/A | N/A | 10787.8585 | N/A | 4650.1071 | [14 empty] | Industrial | Efficient Lighting - High Bay | Metal Products and Machinery | Turnover | 14503.233 | N/A | N/A | N/A | N/A | 835.0876 | 4567.9059 | 26546.4165 | N/A | 8103.472
[15 empty] | Industrial | Process Refrig Controls | Chemicals and Plastics | New | 0 | N/A | N/A | N/A | N/A | N/A | N/A | 0 | N/A | 0 | [14 empty] | Industrial | Lighting Controls | Metal Products and Machinery | Existing | 1541.0414 | N/A | N/A | N/A | N/A | 107.8653 | 315.1079 | 2798.9235 | N/A | 771.7844
[15 empty] | Industrial | Process Refrig Equipment Upgrade | Chemicals and Plastics | New | 0 | N/A | N/A | N/A | N/A | N/A | N/A | 0 | N/A | 0 | [14 empty] | Industrial | Lighting Controls | Metal Products and Machinery | New | 31.3914 | N/A | N/A | N/A | N/A | 2.1972 | 6.4188 | 57.0148 | N/A | 15.7214
[15 empty] | Industrial | Process Refrig Equipment Upgrade | Chemicals and Plastics | Turnover | 21131.9052 | N/A | N/A | N/A | N/A | N/A | N/A | 38079.7743 | N/A | 11138.1157 | [14 empty] | Industrial | Fan Equipment Upgrades | Metal Products and Machinery | New | 43.9526 | N/A | N/A | N/A | N/A | 3.7367 | 5.7421 | 79.7471 | N/A | 15.997
[15 empty] | Industrial | Process Heat Equipment Upgrade | Chemicals and Plastics | New | 0 | N/A | N/A | N/A | N/A | N/A | N/A | 0 | N/A | 0 | [14 empty] | Industrial | Fan Equipment Upgrades | Metal Products and Machinery | Turnover | 1832.9284 | N/A | N/A | N/A | N/A | 155.8281 | 239.4594 | 3325.6433 | N/A | 667.1129
[15 empty] | Industrial | Process Heat Equipment Upgrade | Chemicals and Plastics | Turnover | 23342.3218 | N/A | N/A | N/A | N/A | N/A | N/A | 42062.9534 | N/A | 17130.7892 | [14 empty] | Industrial | Motor Equipment Upgrades | Metal Products and Machinery | New | 9.1377 | N/A | N/A | N/A | N/A | 0.99459 | 2.5789 | 16.3794 | N/A | 5.3084
[15 empty] | Industrial | Compressed Air Equipment | Construction | New | 0 | N/A | N/A | N/A | N/A | N/A | N/A | 0 | N/A | 0 | [14 empty] | Industrial | Motor Equipment Upgrades | Metal Products and Machinery | Turnover | 385.1632 | N/A | N/A | N/A | N/A | 41.923 | 108.7033 | 690.4099 | N/A | 223.7564
[15 empty] | Industrial | Compressed Air Equipment | Construction | Turnover | 3866.6305 | N/A | N/A | N/A | N/A | N/A | N/A | 7015.5678 | N/A | 991.8429 | [14 empty] | Industrial | Pump Equipment Upgrade | Metal Products and Machinery | New | 75.9715 | N/A | N/A | N/A | N/A | 6.4588 | 9.9252 | 137.8418 | N/A | 27.6506
[15 empty] | Industrial | Efficient Lighting - Exterior | Construction | New | 0 | N/A | N/A | N/A | N/A | N/A | N/A | 0 | N/A | 0 | [14 empty] | Industrial | Pump Equipment Upgrade | Metal Products and Machinery | Turnover | 3197.5263 | N/A | N/A | N/A | N/A | 271.8407 | 417.7346 | 5801.5534 | N/A | 1163.7721
[15 empty] | Industrial | Efficient Lighting - Exterior | Construction | Turnover | 702.2495 | N/A | N/A | N/A | N/A | N/A | N/A | 934.3286 | N/A | 240.3982 | [14 empty] | Industrial | Process Refrig Equipment Upgrade | Metal Products and Machinery | New | 11.4178 | N/A | N/A | N/A | N/A | 1.2395 | 3.6618 | 20.5749 | N/A | 7.0634
[15 empty] | Industrial | Lighting Controls - Exterior | Construction | Existing | 201.1575 | N/A | N/A | N/A | N/A | N/A | N/A | 266.0266 | N/A | 102.2606 | [14 empty] | Industrial | Process Refrig Equipment Upgrade | Metal Products and Machinery | Turnover | 400.6467 | N/A | N/A | N/A | N/A | 43.493 | 128.4911 | 721.9669 | N/A | 247.853
[15 empty] | Industrial | Lighting Controls - Exterior | Construction | New | 0 | N/A | N/A | N/A | N/A | N/A | N/A | 0 | N/A | 0 | [14 empty] | Industrial | Process Heat Equipment Upgrade | Metal Products and Machinery | New | 81.5395 | N/A | N/A | N/A | N/A | 8.8517 | 2.0804 | 146.9345 | N/A | 26.3728
[15 empty] | Industrial | Building Envelope Improvements | Construction | Existing | 4555.9271 | N/A | N/A | N/A | N/A | N/A | N/A | 8372.8867 | N/A | 1617.4656 | [14 empty] | Industrial | Process Heat Equipment Upgrade | Metal Products and Machinery | Turnover | 3718.8339 | N/A | N/A | N/A | N/A | 403.7054 | 94.8802 | 6701.3529 | N/A | 1202.8064
[15 empty] | Industrial | Building Envelope Improvements | Construction | New | 0 | N/A | N/A | N/A | N/A | N/A | N/A | 0 | N/A | 0 | [14 empty] | Industrial | Efficient Lighting - Exterior | Miscellaneous Manufacturing | New | 1.8032 | N/A | N/A | N/A | N/A | 0.12003 | 0.10909 | 2.3991 | N/A | 0.61727
[15 empty] | Industrial | HVAC Equipment Upgrades | Construction | New | 0 | N/A | N/A | N/A | N/A | N/A | N/A | 0 | N/A | 0 | [14 empty] | Industrial | Efficient Lighting - Exterior | Miscellaneous Manufacturing | Turnover | 169.2408 | N/A | N/A | N/A | N/A | 11.2657 | 10.2392 | 225.1714 | N/A | 57.9355
[15 empty] | Industrial | HVAC Equipment Upgrades | Construction | Turnover | 4490.6318 | N/A | N/A | N/A | N/A | N/A | N/A | 8314.552 | N/A | 1383.4269 | [14 empty] | Industrial | Lighting Controls - Exterior | Miscellaneous Manufacturing | Existing | 11.6414 | N/A | N/A | N/A | N/A | 0.94089 | 0.79118 | 15.3955 | N/A | 4.7747
[15 empty] | Industrial | HVAC Recommissioning | Construction | Existing | 4856.0132 | N/A | N/A | N/A | N/A | N/A | N/A | 8815.9148 | N/A | 3531.1188 | [14 empty] | Industrial | Lighting Controls - Exterior | Miscellaneous Manufacturing | New | 0.22203 | N/A | N/A | N/A | N/A | 0.017945 | 0.015089 | 0.29362 | N/A | 0.091063
[15 empty] | Industrial | HVAC Recommissioning | Construction | New | 0 | N/A | N/A | N/A | N/A | N/A | N/A | 0 | N/A | 0 | [14 empty] | Industrial | Building Envelope Improvements | Miscellaneous Manufacturing | Existing | 1962.1629 | N/A | N/A | N/A | N/A | 212.6078 | 27.2661 | 3606.0646 | N/A | 481.6208
[15 empty] | Industrial | Efficient Lighting - High Bay | Construction | New | 0 | N/A | N/A | N/A | N/A | N/A | N/A | 0 | N/A | 0 | [14 empty] | Industrial | Building Envelope Improvements | Miscellaneous Manufacturing | New | 25.3574 | N/A | N/A | N/A | N/A | 2.7476 | 0.35237 | 46.6019 | N/A | 6.2241
[15 empty] | Industrial | Efficient Lighting - High Bay | Construction | Turnover | 8337.4387 | N/A | N/A | N/A | N/A | N/A | N/A | 15260.6747 | N/A | 4658.4236 | [14 empty] | Industrial | HVAC Equipment Upgrades | Miscellaneous Manufacturing | New | 32.5072 | N/A | N/A | N/A | N/A | 3.2142 | 16.83 | 60.1881 | N/A | 23.6989
[15 empty] | Industrial | Efficient Lighting - Other Interior Lighting | Construction | New | 0 | N/A | N/A | N/A | N/A | N/A | N/A | 0 | N/A | 0 | [14 empty] | Industrial | HVAC Equipment Upgrades | Miscellaneous Manufacturing | Turnover | 1615.4585 | N/A | N/A | N/A | N/A | 159.7295 | 836.3755 | 2991.0744 | N/A | 1177.7262
[15 empty] | Industrial | Efficient Lighting - Other Interior Lighting | Construction | Turnover | 11903.6889 | N/A | N/A | N/A | N/A | N/A | N/A | 21842.8392 | N/A | 11890.7924 | [14 empty] | Industrial | Efficient Lighting - High Bay | Miscellaneous Manufacturing | New | 17.0552 | N/A | N/A | N/A | N/A | 0.98203 | 5.3717 | 31.2175 | N/A | 9.5294
[15 empty] | Industrial | Lighting Controls | Construction | Existing | 2756.8091 | N/A | N/A | N/A | N/A | N/A | N/A | 5007.0672 | N/A | 1213.7023 | [14 empty] | Industrial | Efficient Lighting - High Bay | Miscellaneous Manufacturing | Turnover | 721.8449 | N/A | N/A | N/A | N/A | 41.5634 | 227.3507 | 1321.25 | N/A | 403.3204
[15 empty] | Industrial | Lighting Controls | Construction | New | 0 | N/A | N/A | N/A | N/A | N/A | N/A | 0 | N/A | 0 | [14 empty] | Industrial | Lighting Controls | Miscellaneous Manufacturing | Existing | 174.3657 | N/A | N/A | N/A | N/A | 12.2047 | 10.2628 | 316.6925 | N/A | 61.9348
[15 empty] | Industrial | Fan Equipment Upgrades | Construction | New | 0 | N/A | N/A | N/A | N/A | N/A | N/A | 0 | N/A | 0 | [14 empty] | Industrial | Lighting Controls | Miscellaneous Manufacturing | New | 3.5519 | N/A | N/A | N/A | N/A | 0.24861 | 0.20905 | 6.4511 | N/A | 1.2616
[15 empty] | Industrial | Fan Equipment Upgrades | Construction | Turnover | 2947.7609 | N/A | N/A | N/A | N/A | N/A | N/A | 5348.3819 | N/A | 1331.9752 | [14 empty] | Industrial | Fan Equipment Upgrades | Miscellaneous Manufacturing | New | 1.8653 | N/A | N/A | N/A | N/A | 0.15858 | 0.40766 | 3.3844 | N/A | 0.84287
[15 empty] | Industrial | Motor Equipment Upgrades | Construction | New | 0 | N/A | N/A | N/A | N/A | N/A | N/A | 0 | N/A | 0 | [14 empty] | Industrial | Fan Equipment Upgrades | Miscellaneous Manufacturing | Turnover | 75.7079 | N/A | N/A | N/A | N/A | 6.4364 | 16.5454 | 137.3636 | N/A | 34.2094
[15 empty] | Industrial | Motor Equipment Upgrades | Construction | Turnover | 1963.0728 | N/A | N/A | N/A | N/A | N/A | N/A | 3518.8324 | N/A | 1037.9411 | [14 empty] | Industrial | Motor Equipment Upgrades | Miscellaneous Manufacturing | New | 0.57393 | N/A | N/A | N/A | N/A | 0.062469 | 0.22468 | 1.0288 | N/A | 0.39612
[15 empty] | Industrial | Motor Improved Controls | Construction | Existing | 404.872 | N/A | N/A | N/A | N/A | N/A | N/A | 734.5949 | N/A | 104.0189 | [14 empty] | Industrial | Motor Equipment Upgrades | Miscellaneous Manufacturing | Turnover | 24.2371 | N/A | N/A | N/A | N/A | 2.6381 | 9.4884 | 43.4453 | N/A | 16.7284
[15 empty] | Industrial | Motor Improved Controls | Construction | New | 0 | N/A | N/A | N/A | N/A | N/A | N/A | 0 | N/A | 0 | [14 empty] | Industrial | Pump Equipment Upgrade | Miscellaneous Manufacturing | New | 7.8008 | N/A | N/A | N/A | N/A | 0.6632 | 0.7532 | 14.1538 | N/A | 2.5733
[15 empty] | Industrial | Pump Equipment Upgrade | Construction | New | 0 | N/A | N/A | N/A | N/A | N/A | N/A | 0 | N/A | 0 | [14 empty] | Industrial | Pump Equipment Upgrade | Miscellaneous Manufacturing | Turnover | 319.5422 | N/A | N/A | N/A | N/A | 27.1662 | 30.8531 | 579.7735 | N/A | 105.4078
[15 empty] | Industrial | Pump Equipment Upgrade | Construction | Turnover | 20787.528 | N/A | N/A | N/A | N/A | N/A | N/A | 37716.6411 | N/A | 6857.2067 | [14 empty] | Industrial | Pump System Optimization | Miscellaneous Manufacturing | Existing | 470.75 | N/A | N/A | N/A | N/A | 51.2386 | 69.3723 | 843.8252 | N/A | 209.9912
[15 empty] | Industrial | Process Refrig Equipment Upgrade | Construction | New | 0 | N/A | N/A | N/A | N/A | N/A | N/A | 0 | N/A | 0 | [14 empty] | Industrial | Pump System Optimization | Miscellaneous Manufacturing | New | 5.9369 | N/A | N/A | N/A | N/A | 0.6462 | 0.87489 | 10.642 | N/A | 2.6483
[15 empty] | Industrial | Process Refrig Equipment Upgrade | Construction | Turnover | 3908.1649 | N/A | N/A | N/A | N/A | N/A | N/A | 7042.5282 | N/A | 2555.4954 | [14 empty] | Industrial | Process Refrig Equipment Upgrade | Miscellaneous Manufacturing | New | 0.21379 | N/A | N/A | N/A | N/A | 0.023209 | 0.096528 | 0.38525 | N/A | 0.16022
[15 empty] | Industrial | Process Refrig System Optimization | Construction | Existing | 2065.6354 | N/A | N/A | N/A | N/A | N/A | N/A | 3705.6957 | N/A | 1340.2749 | [14 empty] | Industrial | Process Refrig Equipment Upgrade | Miscellaneous Manufacturing | Turnover | 7.2754 | N/A | N/A | N/A | N/A | 0.7898 | 3.2849 | 13.1103 | N/A | 5.4524
[15 empty] | Industrial | Process Refrig System Optimization | Construction | New | 0 | N/A | N/A | N/A | N/A | N/A | N/A | 0 | N/A | 0 | [14 empty] | Industrial | Compressed Air Equipment | Primary Resources Industries | New | 86.5556 | N/A | N/A | N/A | N/A | 7.3586 | 5.7231 | 157.0454 | N/A | 25.918
[15 empty] | Industrial | Efficient Lighting - Exterior | Electrical and Electronic Equip. | New | 0 | N/A | N/A | N/A | N/A | N/A | N/A | 0 | N/A | 0 | [14 empty] | Industrial | Compressed Air Equipment | Primary Resources Industries | Turnover | 3829.178 | N/A | N/A | N/A | N/A | 325.5411 | 253.1889 | 6947.6146 | N/A | 1146.6015
[15 empty] | Industrial | Efficient Lighting - Exterior | Electrical and Electronic Equip. | Turnover | 1389.2409 | N/A | N/A | N/A | N/A | N/A | N/A | 1848.3564 | N/A | 475.5732 | [14 empty] | Industrial | Efficient Lighting - Exterior | Primary Resources Industries | New | 11.6868 | N/A | N/A | N/A | N/A | 0.77794 | 0.70706 | 15.549 | N/A | 4.0007
[15 empty] | Industrial | Lighting Controls - Exterior | Electrical and Electronic Equip. | Existing | 397.9442 | N/A | N/A | N/A | N/A | N/A | N/A | 526.2732 | N/A | 208.9028 | [14 empty] | Industrial | Efficient Lighting - Exterior | Primary Resources Industries | Turnover | 1096.8922 | N/A | N/A | N/A | N/A | 73.0159 | 66.3625 | 1459.3925 | N/A | 375.4947
[15 empty] | Industrial | Lighting Controls - Exterior | Electrical and Electronic Equip. | New | 0 | N/A | N/A | N/A | N/A | N/A | N/A | 0 | N/A | 0 | [14 empty] | Industrial | Lighting Controls - Exterior | Primary Resources Industries | Existing | 82.2716 | N/A | N/A | N/A | N/A | 6.6494 | 15.7855 | 108.8025 | N/A | 43.9376
[15 empty] | Industrial | Building Envelope Improvements | Electrical and Electronic Equip. | Existing | 9687.2957 | N/A | N/A | N/A | N/A | N/A | N/A | 17803.3202 | N/A | 4142.2618 | [14 empty] | Industrial | Lighting Controls - Exterior | Primary Resources Industries | New | 1.5691 | N/A | N/A | N/A | N/A | 0.12682 | 0.30106 | 2.0751 | N/A | 0.83798
[15 empty] | Industrial | Building Envelope Improvements | Electrical and Electronic Equip. | New | 0 | N/A | N/A | N/A | N/A | N/A | N/A | 0 | N/A | 0 | [14 empty] | Industrial | Building Envelope Improvements | Primary Resources Industries | Existing | 622.1516 | N/A | N/A | N/A | N/A | 67.4125 | 54.7013 | 1143.3907 | N/A | 198.7655
[15 empty] | Industrial | HVAC Equipment Upgrades | Electrical and Electronic Equip. | New | 0 | N/A | N/A | N/A | N/A | N/A | N/A | 0 | N/A | 0 | [14 empty] | Industrial | Building Envelope Improvements | Primary Resources Industries | New | 8.0402 | N/A | N/A | N/A | N/A | 0.87119 | 0.70692 | 14.7763 | N/A | 2.5687
[15 empty] | Industrial | HVAC Equipment Upgrades | Electrical and Electronic Equip. | Turnover | 9894.463 | N/A | N/A | N/A | N/A | N/A | N/A | 18319.9225 | N/A | 2763.8352 | [14 empty] | Industrial | HVAC Equipment Upgrades | Primary Resources Industries | New | 22.7891 | N/A | N/A | N/A | N/A | 2.2533 | 7.4336 | 42.1947 | N/A | 12.249
[15 empty] | Industrial | HVAC Improved Controls | Electrical and Electronic Equip. | Existing | 3896.2463 | N/A | N/A | N/A | N/A | N/A | N/A | 7160.5248 | N/A | 1302.7916 | [14 empty] | Industrial | HVAC Equipment Upgrades | Primary Resources Industries | Turnover | 739.0169 | N/A | N/A | N/A | N/A | 73.0708 | 241.0618 | 1368.314 | N/A | 397.2181
[15 empty] | Industrial | HVAC Improved Controls | Electrical and Electronic Equip. | New | 0 | N/A | N/A | N/A | N/A | N/A | N/A | 0 | N/A | 0 | [14 empty] | Industrial | Efficient Lighting - High Bay | Primary Resources Industries | New | 226.8205 | N/A | N/A | N/A | N/A | 13.0602 | 71.4389 | 415.1675 | N/A | 126.7327
[15 empty] | Industrial | Efficient Lighting - High Bay | Electrical and Electronic Equip. | New | 0 | N/A | N/A | N/A | N/A | N/A | N/A | 0 | N/A | 0 | [14 empty] | Industrial | Efficient Lighting - High Bay | Primary Resources Industries | Turnover | 9619.7421 | N/A | N/A | N/A | N/A | 553.8991 | 3029.8126 | 17607.7762 | N/A | 5374.8921
[15 empty] | Industrial | Efficient Lighting - High Bay | Electrical and Electronic Equip. | Turnover | 10834.0786 | N/A | N/A | N/A | N/A | N/A | N/A | 19830.4726 | N/A | 6053.3851 | [14 empty] | Industrial | Lighting Controls | Primary Resources Industries | Existing | 1364.9033 | N/A | N/A | N/A | N/A | 95.5365 | 226.8008 | 2479.0118 | N/A | 631.2801
[15 empty] | Industrial | Efficient Lighting - Other Interior Lighting | Electrical and Electronic Equip. | New | 0 | N/A | N/A | N/A | N/A | N/A | N/A | 0 | N/A | 0 | [14 empty] | Industrial | Lighting Controls | Primary Resources Industries | New | 27.8034 | N/A | N/A | N/A | N/A | 1.9461 | 4.62 | 50.4981 | N/A | 12.8593
[15 empty] | Industrial | Efficient Lighting - Other Interior Lighting | Electrical and Electronic Equip. | Turnover | 28149.591 | N/A | N/A | N/A | N/A | N/A | N/A | 51653.4828 | N/A | 28119.0935 | [14 empty] | Industrial | Fan Equipment Upgrades | Primary Resources Industries | New | 72.5486 | N/A | N/A | N/A | N/A | 6.1678 | 3.0663 | 131.6313 | N/A | 19.9932
[15 empty] | Industrial | Lighting Controls | Electrical and Electronic Equip. | Existing | 4388.7701 | N/A | N/A | N/A | N/A | N/A | N/A | 7971.1238 | N/A | 1995.2544 | [14 empty] | Industrial | Fan Equipment Upgrades | Primary Resources Industries | Turnover | 2944.5103 | N/A | N/A | N/A | N/A | 250.3303 | 124.4531 | 5342.4842 | N/A | 811.4576
[15 empty] | Industrial | Lighting Controls | Electrical and Electronic Equip. | New | 0 | N/A | N/A | N/A | N/A | N/A | N/A | 0 | N/A | 0 | [14 empty] | Industrial | Motor Equipment Upgrades | Primary Resources Industries | New | 2.2489 | N/A | N/A | N/A | N/A | 0.24478 | 0.5605 | 4.0312 | N/A | 1.2323
[15 empty] | Industrial | Motor Equipment Upgrades | Electrical and Electronic Equip. | New | 0 | N/A | N/A | N/A | N/A | N/A | N/A | 0 | N/A | 0 | [14 empty] | Industrial | Motor Equipment Upgrades | Primary Resources Industries | Turnover | 92.3581 | N/A | N/A | N/A | N/A | 10.0527 | 23.0186 | 165.553 | N/A | 50.6071
[15 empty] | Industrial | Motor Equipment Upgrades | Electrical and Electronic Equip. | Turnover | 1402.6606 | N/A | N/A | N/A | N/A | N/A | N/A | 2514.2864 | N/A | 731.4167 | [14 empty] | Industrial | Pump Equipment Upgrade | Primary Resources Industries | New | 124.7443 | N/A | N/A | N/A | N/A | 10.6052 | 5.2725 | 226.3345 | N/A | 34.3774
[15 empty] | Industrial | Process Other Systems Optimization | Electrical and Electronic Equip. | Existing | 530.0283 | N/A | N/A | N/A | N/A | N/A | N/A | 952.1475 | N/A | 325.7234 | [14 empty] | Industrial | Pump Equipment Upgrade | Primary Resources Industries | Turnover | 5109.8403 | N/A | N/A | N/A | N/A | 434.4178 | 215.9732 | 9271.2328 | N/A | 1408.1862
[15 empty] | Industrial | Process Other Systems Optimization | Electrical and Electronic Equip. | New | 0 | N/A | N/A | N/A | N/A | N/A | N/A | 0 | N/A | 0 | [14 empty] | Industrial | Process Refrig Equipment Upgrade | Primary Resources Industries | New | 16.2596 | N/A | N/A | N/A | N/A | 1.7651 | 2.7175 | 29.2998 | N/A | 7.5616
[15 empty] | Industrial | Compressed Air Equipment | Lumber/Furniture/Pulp/Paper | New | 0 | N/A | N/A | N/A | N/A | N/A | N/A | 0 | N/A | 0 | [14 empty] | Industrial | Process Refrig Equipment Upgrade | Primary Resources Industries | Turnover | 553.3205 | N/A | N/A | N/A | N/A | 60.0668 | 92.4787 | 997.0857 | N/A | 257.3256
[15 empty] | Industrial | Compressed Air Equipment | Lumber/Furniture/Pulp/Paper | Turnover | 74982.7031 | N/A | N/A | N/A | N/A | N/A | N/A | 136047.7156 | N/A | 27037.9297 | [14 empty] | Industrial | Compressed Air Equipment | Stone/Clay/Glass/Concrete | New | 8.2857 | N/A | N/A | N/A | N/A | 0.70441 | 2.6109 | 15.0334 | N/A | 4.5441
[15 empty] | Industrial | Plant Energy Management | Lumber/Furniture/Pulp/Paper | Existing | 164550.5459 | N/A | N/A | N/A | N/A | N/A | N/A | 296537.2382 | N/A | 60859.7241 | [14 empty] | Industrial | Compressed Air Equipment | Stone/Clay/Glass/Concrete | Turnover | 366.5534 | N/A | N/A | N/A | N/A | 31.1629 | 115.5047 | 665.0701 | N/A | 201.0279
[15 empty] | Industrial | Plant Energy Management | Lumber/Furniture/Pulp/Paper | New | 0 | N/A | N/A | N/A | N/A | N/A | N/A | 0 | N/A | 0 | [14 empty] | Industrial | Efficient Lighting - Exterior | Stone/Clay/Glass/Concrete | New | 2.7705 | N/A | N/A | N/A | N/A | 0.18442 | 0.16761 | 3.686 | N/A | 0.9484
[15 empty] | Industrial | Efficient Lighting - Exterior | Lumber/Furniture/Pulp/Paper | New | 0 | N/A | N/A | N/A | N/A | N/A | N/A | 0 | N/A | 0 | [14 empty] | Industrial | Efficient Lighting - Exterior | Stone/Clay/Glass/Concrete | Turnover | 260.0288 | N/A | N/A | N/A | N/A | 17.3091 | 15.7319 | 345.963 | N/A | 89.0146
[15 empty] | Industrial | Efficient Lighting - Exterior | Lumber/Furniture/Pulp/Paper | Turnover | 1726.0593 | N/A | N/A | N/A | N/A | N/A | N/A | 2296.4864 | N/A | 590.8749 | [14 empty] | Industrial | Lighting Controls - Exterior | Stone/Clay/Glass/Concrete | Existing | 19.6068 | N/A | N/A | N/A | N/A | 1.5847 | 3.9684 | 25.9295 | N/A | 10.6776
[15 empty] | Industrial | Lighting Controls - Exterior | Lumber/Furniture/Pulp/Paper | Existing | 494.4249 | N/A | N/A | N/A | N/A | N/A | N/A | 653.8669 | N/A | 313.4963 | [14 empty] | Industrial | Lighting Controls - Exterior | Stone/Clay/Glass/Concrete | New | 0.37394 | N/A | N/A | N/A | N/A | 0.030223 | 0.075686 | 0.49453 | N/A | 0.20364
[15 empty] | Industrial | Lighting Controls - Exterior | Lumber/Furniture/Pulp/Paper | New | 0 | N/A | N/A | N/A | N/A | N/A | N/A | 0 | N/A | 0 | [14 empty] | Industrial | Building Envelope Improvements | Stone/Clay/Glass/Concrete | Existing | 130.078 | N/A | N/A | N/A | N/A | 14.0944 | 19.4019 | 239.0574 | N/A | 49.5225
[15 empty] | Industrial | HVAC Equipment Upgrades | Lumber/Furniture/Pulp/Paper | New | 0 | N/A | N/A | N/A | N/A | N/A | N/A | 0 | N/A | 0 | [14 empty] | Industrial | Building Envelope Improvements | Stone/Clay/Glass/Concrete | New | 1.6799 | N/A | N/A | N/A | N/A | 0.18203 | 0.25057 | 3.0874 | N/A | 0.63957
[15 empty] | Industrial | HVAC Equipment Upgrades | Lumber/Furniture/Pulp/Paper | Turnover | 1616.0461 | N/A | N/A | N/A | N/A | N/A | N/A | 2992.1623 | N/A | 451.4126 | [14 empty] | Industrial | HVAC Equipment Upgrades | Stone/Clay/Glass/Concrete | New | 0.39515 | N/A | N/A | N/A | N/A | 0.039071 | 0.026882 | 0.73164 | N/A | 0.11038
[15 empty] | Industrial | Efficient Lighting - High Bay | Lumber/Furniture/Pulp/Paper | New | 0 | N/A | N/A | N/A | N/A | N/A | N/A | 0 | N/A | 0 | [14 empty] | Industrial | HVAC Equipment Upgrades | Stone/Clay/Glass/Concrete | Turnover | 12.7601 | N/A | N/A | N/A | N/A | 1.2617 | 0.86805 | 23.6257 | N/A | 3.5643
[15 empty] | Industrial | Efficient Lighting - High Bay | Lumber/Furniture/Pulp/Paper | Turnover | 13259.6136 | N/A | N/A | N/A | N/A | N/A | N/A | 24270.1215 | N/A | 7408.6177 | [14 empty] | Industrial | Efficient Lighting - High Bay | Stone/Clay/Glass/Concrete | New | 26.3264 | N/A | N/A | N/A | N/A | 1.5159 | 8.2917 | 48.1872 | N/A | 14.7095
[15 empty] | Industrial | Efficient Lighting - Other Interior Lighting | Lumber/Furniture/Pulp/Paper | New | 0 | N/A | N/A | N/A | N/A | N/A | N/A | 0 | N/A | 0 | [14 empty] | Industrial | Efficient Lighting - High Bay | Stone/Clay/Glass/Concrete | Turnover | 1109.0735 | N/A | N/A | N/A | N/A | 63.8598 | 349.3113 | 2030.025 | N/A | 619.6788
[15 empty] | Industrial | Efficient Lighting - Other Interior Lighting | Lumber/Furniture/Pulp/Paper | Turnover | 20146.9873 | N/A | N/A | N/A | N/A | N/A | N/A | 36968.994 | N/A | 20125.1599 | [14 empty] | Industrial | Lighting Controls | Stone/Clay/Glass/Concrete | Existing | 222.1805 | N/A | N/A | N/A | N/A | 15.5515 | 38.9449 | 403.5363 | N/A | 104.7865
[15 empty] | Industrial | Lighting Controls | Lumber/Furniture/Pulp/Paper | Existing | 7162.0655 | N/A | N/A | N/A | N/A | N/A | N/A | 13008.1341 | N/A | 3932.8168 | [14 empty] | Industrial | Lighting Controls | Stone/Clay/Glass/Concrete | New | 4.5259 | N/A | N/A | N/A | N/A | 0.31679 | 0.79332 | 8.2201 | N/A | 2.1345
[15 empty] | Industrial | Lighting Controls | Lumber/Furniture/Pulp/Paper | New | 0 | N/A | N/A | N/A | N/A | N/A | N/A | 0 | N/A | 0 | [14 empty] | Industrial | Fan Equipment Upgrades | Stone/Clay/Glass/Concrete | New | 13.6746 | N/A | N/A | N/A | N/A | 1.1626 | 2.9885 | 24.811 | N/A | 6.179
[15 empty] | Industrial | Fan Equipment Upgrades | Lumber/Furniture/Pulp/Paper | New | 0 | N/A | N/A | N/A | N/A | N/A | N/A | 0 | N/A | 0 | [14 empty] | Industrial | Fan Equipment Upgrades | Stone/Clay/Glass/Concrete | Turnover | 555.0077 | N/A | N/A | N/A | N/A | 47.1845 | 121.293 | 1006.9993 | N/A | 250.7858
[15 empty] | Industrial | Fan Equipment Upgrades | Lumber/Furniture/Pulp/Paper | Turnover | 40392.5299 | N/A | N/A | N/A | N/A | N/A | N/A | 73287.7209 | N/A | 23167.0046 | [14 empty] | Industrial | Pump Equipment Upgrade | Stone/Clay/Glass/Concrete | New | 23.6687 | N/A | N/A | N/A | N/A | 2.0122 | 5.1726 | 42.9442 | N/A | 10.6949
[15 empty] | Industrial | Pump Equipment Upgrade | Lumber/Furniture/Pulp/Paper | New | 0 | N/A | N/A | N/A | N/A | N/A | N/A | 0 | N/A | 0 | [14 empty] | Industrial | Pump Equipment Upgrade | Stone/Clay/Glass/Concrete | Turnover | 969.5299 | N/A | N/A | N/A | N/A | 82.4255 | 211.8839 | 1759.1034 | N/A | 438.0918
[15 empty] | Industrial | Pump Equipment Upgrade | Lumber/Furniture/Pulp/Paper | Turnover | 46919.1142 | N/A | N/A | N/A | N/A | N/A | N/A | 85129.4771 | N/A | 36738.8694 | [14 empty] | Industrial | Process Refrig Equipment Upgrade | Stone/Clay/Glass/Concrete | New | 2.5488 | N/A | N/A | N/A | N/A | 0.27669 | 1.3177 | 4.5929 | N/A | 2.077
[15 empty] | Industrial | Pump System Optimization | Lumber/Furniture/Pulp/Paper | Existing | 43697.4025 | N/A | N/A | N/A | N/A | N/A | N/A | 78328.1359 | N/A | 35070.5559 | [14 empty] | Industrial | Process Refrig Equipment Upgrade | Stone/Clay/Glass/Concrete | Turnover | 86.7362 | N/A | N/A | N/A | N/A | 9.4158 | 44.8416 | 156.2989 | N/A | 70.6823
[15 empty] | Industrial | Pump System Optimization | Lumber/Furniture/Pulp/Paper | New | 0 | N/A | N/A | N/A | N/A | N/A | N/A | 0 | N/A | 0 | [14 empty] | Industrial | Process Heat Equipment Upgrade | Stone/Clay/Glass/Concrete | New | 144.9332 | N/A | N/A | N/A | N/A | 15.7335 | 63.1867 | 261.1702 | N/A | 106.3656
[15 empty] | Industrial | Process Refrig Equipment Upgrade | Lumber/Furniture/Pulp/Paper | New | 0 | N/A | N/A | N/A | N/A | N/A | N/A | 0 | N/A | 0 | [14 empty] | Industrial | Process Heat Equipment Upgrade | Stone/Clay/Glass/Concrete | Turnover | 6610.0795 | N/A | N/A | N/A | N/A | 717.5704 | 2881.8028 | 11911.3886 | N/A | 4851.0975
[15 empty] | Industrial | Process Refrig Equipment Upgrade | Lumber/Furniture/Pulp/Paper | Turnover | 329.2692 | N/A | N/A | N/A | N/A | N/A | N/A | 593.3444 | N/A | 249.3281 | [14 empty] | Industrial | Compressed Air Equipment | Textiles and Leather | New | 6.5798 | N/A | N/A | N/A | N/A | 0.55939 | 0.51715 | 11.9383 | N/A | 2.0523
[15 empty] | Industrial | Process Other Systems Optimization | Lumber/Furniture/Pulp/Paper | Existing | 163.3882 | N/A | N/A | N/A | N/A | N/A | N/A | 293.5119 | N/A | 98.7848 | [14 empty] | Industrial | Compressed Air Equipment | Textiles and Leather | Turnover | 291.0882 | N/A | N/A | N/A | N/A | 24.7471 | 22.8786 | 528.147 | N/A | 90.7945
[15 empty] | Industrial | Process Other Systems Optimization | Lumber/Furniture/Pulp/Paper | New | 0 | N/A | N/A | N/A | N/A | N/A | N/A | 0 | N/A | 0 | [14 empty] | Industrial | Efficient Lighting - Exterior | Textiles and Leather | New | 2.0612 | N/A | N/A | N/A | N/A | 0.1372 | 0.1247 | 2.7423 | N/A | 0.70559
[15 empty] | Industrial | Compressed Air Equipment | Metal Products and Machinery | New | 0 | N/A | N/A | N/A | N/A | N/A | N/A | 0 | N/A | 0 | [14 empty] | Industrial | Efficient Lighting - Exterior | Textiles and Leather | Turnover | 193.4553 | N/A | N/A | N/A | N/A | 12.8776 | 11.7041 | 257.3883 | N/A | 66.2248
[15 empty] | Industrial | Compressed Air Equipment | Metal Products and Machinery | Turnover | 20863.7327 | N/A | N/A | N/A | N/A | N/A | N/A | 37854.9059 | N/A | 5100.49 | [14 empty] | Industrial | Lighting Controls - Exterior | Textiles and Leather | Existing | 13.9334 | N/A | N/A | N/A | N/A | 1.1261 | 1.7323 | 18.4267 | N/A | 6.5001
[15 empty] | Industrial | Plant Energy Management | Metal Products and Machinery | Existing | 223831.2211 | N/A | N/A | N/A | N/A | N/A | N/A | 403367.1949 | N/A | 76000.1488 | [14 empty] | Industrial | Lighting Controls - Exterior | Textiles and Leather | New | 0.26574 | N/A | N/A | N/A | N/A | 0.021478 | 0.033038 | 0.35143 | N/A | 0.12397
[15 empty] | Industrial | Plant Energy Management | Metal Products and Machinery | New | 0 | N/A | N/A | N/A | N/A | N/A | N/A | 0 | N/A | 0 | [14 empty] | Industrial | Building Envelope Improvements | Textiles and Leather | Existing | 280.3297 | N/A | N/A | N/A | N/A | 30.3748 | 129.2106 | 515.1902 | N/A | 194.1232
[15 empty] | Industrial | Efficient Lighting - Exterior | Metal Products and Machinery | New | 0 | N/A | N/A | N/A | N/A | N/A | N/A | 0 | N/A | 0 | [14 empty] | Industrial | Building Envelope Improvements | Textiles and Leather | New | 3.5812 | N/A | N/A | N/A | N/A | 0.38803 | 1.6507 | 6.5815 | N/A | 2.4799
[15 empty] | Industrial | Efficient Lighting - Exterior | Metal Products and Machinery | Turnover | 3730.4401 | N/A | N/A | N/A | N/A | N/A | N/A | 4963.2739 | N/A | 1277.0265 | [14 empty] | Industrial | HVAC Equipment Upgrades | Textiles and Leather | New | 7.2088 | N/A | N/A | N/A | N/A | 0.71278 | 0.54128 | 13.3473 | N/A | 2.0645
[15 empty] | Industrial | Lighting Controls - Exterior | Metal Products and Machinery | Existing | 1068.5743 | N/A | N/A | N/A | N/A | N/A | N/A | 1413.1678 | N/A | 617.9496 | [14 empty] | Industrial | HVAC Equipment Upgrades | Textiles and Leather | Turnover | 232.7842 | N/A | N/A | N/A | N/A | 23.0167 | 17.4789 | 431.0076 | N/A | 66.6668
[15 empty] | Industrial | Lighting Controls - Exterior | Metal Products and Machinery | New | 0 | N/A | N/A | N/A | N/A | N/A | N/A | 0 | N/A | 0 | [14 empty] | Industrial | Efficient Lighting - High Bay | Textiles and Leather | New | 19.6018 | N/A | N/A | N/A | N/A | 1.1287 | 6.1737 | 35.8787 | N/A | 10.9522
[15 empty] | Industrial | Building Envelope Improvements | Metal Products and Machinery | Existing | 27814.5595 | N/A | N/A | N/A | N/A | N/A | N/A | 51117.6209 | N/A | 8817.3416 | [14 empty] | Industrial | Efficient Lighting - High Bay | Textiles and Leather | Turnover | 825.1245 | N/A | N/A | N/A | N/A | 47.5102 | 259.8794 | 1510.2908 | N/A | 461.0264
[15 empty] | Industrial | Building Envelope Improvements | Metal Products and Machinery | New | 0 | N/A | N/A | N/A | N/A | N/A | N/A | 0 | N/A | 0 | [14 empty] | Industrial | Lighting Controls | Textiles and Leather | Existing | 149.1646 | N/A | N/A | N/A | N/A | 10.4408 | 16.0603 | 270.921 | N/A | 60.2642
[15 empty] | Industrial | HVAC Equipment Upgrades | Metal Products and Machinery | New | 0 | N/A | N/A | N/A | N/A | N/A | N/A | 0 | N/A | 0 | [14 empty] | Industrial | Lighting Controls | Textiles and Leather | New | 3.0385 | N/A | N/A | N/A | N/A | 0.21268 | 0.32715 | 5.5187 | N/A | 1.2276
[15 empty] | Industrial | HVAC Equipment Upgrades | Metal Products and Machinery | Turnover | 30574.9012 | N/A | N/A | N/A | N/A | N/A | N/A | 56610.4316 | N/A | 10194.333 | [14 empty] | Industrial | Fan Equipment Upgrades | Textiles and Leather | New | 8.4526 | N/A | N/A | N/A | N/A | 0.71861 | 0.70572 | 15.3363 | N/A | 2.6779
[15 empty] | Industrial | Efficient Lighting - High Bay | Metal Products and Machinery | New | 0 | N/A | N/A | N/A | N/A | N/A | N/A | 0 | N/A | 0 | [14 empty] | Industrial | Fan Equipment Upgrades | Textiles and Leather | Turnover | 343.0643 | N/A | N/A | N/A | N/A | 29.1659 | 28.643 | 622.4518 | N/A | 108.6858
[15 empty] | Industrial | Efficient Lighting - High Bay | Metal Products and Machinery | Turnover | 61462.8298 | N/A | N/A | N/A | N/A | N/A | N/A | 112500.2876 | N/A | 34341.4685 | [14 empty] | Industrial | Motor Equipment Upgrades | Textiles and Leather | New | 2.1618 | N/A | N/A | N/A | N/A | 0.23531 | 0.31885 | 3.8751 | N/A | 0.96462
[15 empty] | Industrial | Efficient Lighting - Other Interior Lighting | Metal Products and Machinery | New | 0 | N/A | N/A | N/A | N/A | N/A | N/A | 0 | N/A | 0 | [14 empty] | Industrial | Motor Equipment Upgrades | Textiles and Leather | Turnover | 88.7244 | N/A | N/A | N/A | N/A | 9.6572 | 13.0858 | 159.0395 | N/A | 39.5888
[15 empty] | Industrial | Efficient Lighting - Other Interior Lighting | Metal Products and Machinery | Turnover | 53522.3429 | N/A | N/A | N/A | N/A | N/A | N/A | 98211.5659 | N/A | 53464.3572 | [14 empty] | Industrial | Pump Equipment Upgrade | Textiles and Leather | New | 14.6302 | N/A | N/A | N/A | N/A | 1.2438 | 1.2215 | 26.5449 | N/A | 4.635
[15 empty] | Industrial | Lighting Controls | Metal Products and Machinery | Existing | 15143.8497 | N/A | N/A | N/A | N/A | N/A | N/A | 27505.0862 | N/A | 7584.3435 | [14 empty] | Industrial | Pump Equipment Upgrade | Textiles and Leather | Turnover | 599.291 | N/A | N/A | N/A | N/A | 50.9493 | 50.0358 | 1087.3464 | N/A | 189.8606
[15 empty] | Industrial | Lighting Controls | Metal Products and Machinery | New | 0 | N/A | N/A | N/A | N/A | N/A | N/A | 0 | N/A | 0 | [14 empty] | Industrial | Process Refrig Equipment Upgrade | Textiles and Leather | New | 1.565 | N/A | N/A | N/A | N/A | 0.16989 | 0.34875 | 2.8201 | N/A | 0.815
[15 empty] | Industrial | Fan Equipment Upgrades | Metal Products and Machinery | New | 0 | N/A | N/A | N/A | N/A | N/A | N/A | 0 | N/A | 0 | [14 empty] | Industrial | Process Refrig Equipment Upgrade | Textiles and Leather | Turnover | 53.2568 | N/A | N/A | N/A | N/A | 5.7814 | 11.8682 | 95.969 | N/A | 27.7346
[15 empty] | Industrial | Fan Equipment Upgrades | Metal Products and Machinery | Turnover | 14442.6655 | N/A | N/A | N/A | N/A | N/A | N/A | 26204.5988 | N/A | 5256.5545 | [14 empty] | Industrial | Efficient Lighting - Exterior | Transportation Equipment | New | 8.4074 | N/A | N/A | N/A | N/A | 0.55965 | 0.50865 | 11.1859 | N/A | 2.8781
[15 empty] | Industrial | Motor Equipment Upgrades | Metal Products and Machinery | New | 0 | N/A | N/A | N/A | N/A | N/A | N/A | 0 | N/A | 0 | [14 empty] | Industrial | Efficient Lighting - Exterior | Transportation Equipment | Turnover | 789.0969 | N/A | N/A | N/A | N/A | 52.5271 | 47.7408 | 1049.8772 | N/A | 270.1284
[15 empty] | Industrial | Motor Equipment Upgrades | Metal Products and Machinery | Turnover | 2798.2224 | N/A | N/A | N/A | N/A | N/A | N/A | 5015.8483 | N/A | 1625.5967 | [14 empty] | Industrial | Lighting Controls - Exterior | Transportation Equipment | Existing | 57.265 | N/A | N/A | N/A | N/A | 4.6283 | 7.7535 | 75.7318 | N/A | 27.3488
[15 empty] | Industrial | Pump Equipment Upgrade | Metal Products and Machinery | New | 0 | N/A | N/A | N/A | N/A | N/A | N/A | 0 | N/A | 0 | [14 empty] | Industrial | Lighting Controls - Exterior | Transportation Equipment | New | 1.0922 | N/A | N/A | N/A | N/A | 0.088272 | 0.14788 | 1.4444 | N/A | 0.5216
[15 empty] | Industrial | Pump Equipment Upgrade | Metal Products and Machinery | Turnover | 24963.9466 | N/A | N/A | N/A | N/A | N/A | N/A | 45294.2847 | N/A | 9085.8813 | [14 empty] | Industrial | Building Envelope Improvements | Transportation Equipment | Existing | 3521.3554 | N/A | N/A | N/A | N/A | 381.5522 | 357.6047 | 6471.5499 | N/A | 1173.0031
[15 empty] | Industrial | Process Refrig Equipment Upgrade | Metal Products and Machinery | New | 0 | N/A | N/A | N/A | N/A | N/A | N/A | 0 | N/A | 0 | [14 empty] | Industrial | Building Envelope Improvements | Transportation Equipment | New | 44.4047 | N/A | N/A | N/A | N/A | 4.8114 | 4.5094 | 81.607 | N/A | 14.7917
[15 empty] | Industrial | Process Refrig Equipment Upgrade | Metal Products and Machinery | Turnover | 3491.7061 | N/A | N/A | N/A | N/A | N/A | N/A | 6292.0678 | N/A | 2160.0818 | [14 empty] | Industrial | HVAC Equipment Upgrades | Transportation Equipment | New | 50.9727 | N/A | N/A | N/A | N/A | 5.04 | 3.4676 | 94.3776 | N/A | 14.2383
[15 empty] | Industrial | Process Heat Equipment Upgrade | Metal Products and Machinery | New | 0 | N/A | N/A | N/A | N/A | N/A | N/A | 0 | N/A | 0 | [14 empty] | Industrial | HVAC Equipment Upgrades | Transportation Equipment | Turnover | 1645.9903 | N/A | N/A | N/A | N/A | 162.7483 | 111.9747 | 3047.6049 | N/A | 459.7769
[15 empty] | Industrial | Process Heat Equipment Upgrade | Metal Products and Machinery | Turnover | 31769.6394 | N/A | N/A | N/A | N/A | N/A | N/A | 57249.012 | N/A | 10275.4591 | [14 empty] | Industrial | HVAC Recommissioning | Transportation Equipment | Existing | 1585.145 | N/A | N/A | N/A | N/A | 219.8757 | 691.7724 | 2877.7728 | N/A | 1161.6589
[15 empty] | Industrial | Process Other Systems Optimization | Metal Products and Machinery | Existing | 16848.312 | N/A | N/A | N/A | N/A | N/A | N/A | 30266.4571 | N/A | 15327.2351 | [14 empty] | Industrial | HVAC Recommissioning | Transportation Equipment | New | 40.0845 | N/A | N/A | N/A | N/A | 5.5601 | 17.4933 | 72.772 | N/A | 29.3756
[15 empty] | Industrial | Process Other Systems Optimization | Metal Products and Machinery | New | 0 | N/A | N/A | N/A | N/A | N/A | N/A | 0 | N/A | 0 | [14 empty] | Industrial | Efficient Lighting - High Bay | Transportation Equipment | New | 78.3059 | N/A | N/A | N/A | N/A | 4.5088 | 24.663 | 143.3295 | N/A | 43.7523
[15 empty] | Industrial | Efficient Lighting - Exterior | Miscellaneous Manufacturing | New | 0 | N/A | N/A | N/A | N/A | N/A | N/A | 0 | N/A | 0 | [14 empty] | Industrial | Efficient Lighting - High Bay | Transportation Equipment | Turnover | 3365.6516 | N/A | N/A | N/A | N/A | 193.7922 | 1060.0382 | 6160.4188 | N/A | 1880.5093
[15 empty] | Industrial | Efficient Lighting - Exterior | Miscellaneous Manufacturing | Turnover | 397.6666 | N/A | N/A | N/A | N/A | N/A | N/A | 529.0873 | N/A | 136.1316 | [14 empty] | Industrial | Lighting Controls | Transportation Equipment | Existing | 1543.2086 | N/A | N/A | N/A | N/A | 108.017 | 180.954 | 2802.8597 | N/A | 638.2727
[15 empty] | Industrial | Lighting Controls - Exterior | Miscellaneous Manufacturing | Existing | 113.9105 | N/A | N/A | N/A | N/A | N/A | N/A | 150.6443 | N/A | 46.7201 | [14 empty] | Industrial | Lighting Controls | Transportation Equipment | New | 31.4356 | N/A | N/A | N/A | N/A | 2.2003 | 3.6861 | 57.095 | N/A | 13.0018
[15 empty] | Industrial | Lighting Controls - Exterior | Miscellaneous Manufacturing | New | 0 | N/A | N/A | N/A | N/A | N/A | N/A | 0 | N/A | 0 | [14 empty] | Industrial | Fan Equipment Upgrades | Transportation Equipment | New | 10.3022 | N/A | N/A | N/A | N/A | 0.87585 | 4.0734 | 18.6923 | N/A | 6.477
[15 empty] | Industrial | Building Envelope Improvements | Miscellaneous Manufacturing | Existing | 9988.1051 | N/A | N/A | N/A | N/A | N/A | N/A | 18356.148 | N/A | 2451.6208 | [14 empty] | Industrial | Fan Equipment Upgrades | Transportation Equipment | Turnover | 418.1344 | N/A | N/A | N/A | N/A | 35.5481 | 165.3243 | 758.658 | N/A | 262.8822
[15 empty] | Industrial | Building Envelope Improvements | Miscellaneous Manufacturing | New | 0 | N/A | N/A | N/A | N/A | N/A | N/A | 0 | N/A | 0 | [14 empty] | Industrial | Pump Equipment Upgrade | Transportation Equipment | New | 17.8316 | N/A | N/A | N/A | N/A | 1.516 | 7.0504 | 32.3535 | N/A | 11.2108
[15 empty] | Industrial | HVAC Equipment Upgrades | Miscellaneous Manufacturing | New | 0 | N/A | N/A | N/A | N/A | N/A | N/A | 0 | N/A | 0 | [14 empty] | Industrial | Pump Equipment Upgrade | Transportation Equipment | Turnover | 730.4292 | N/A | N/A | N/A | N/A | 62.0981 | 288.8011 | 1325.2819 | N/A | 459.2227
[15 empty] | Industrial | HVAC Equipment Upgrades | Miscellaneous Manufacturing | Turnover | 12742.8956 | N/A | N/A | N/A | N/A | N/A | N/A | 23593.8888 | N/A | 9290.0203 | [14 empty] | Industrial | Process Refrig Equipment Upgrade | Transportation Equipment | New | 0.89282 | N/A | N/A | N/A | N/A | 0.096922 | 0.0796 | 1.6089 | N/A | 0.34559
[15 empty] | Industrial | Efficient Lighting - High Bay | Miscellaneous Manufacturing | New | 0 | N/A | N/A | N/A | N/A | N/A | N/A | 0 | N/A | 0 | [14 empty] | Industrial | Process Refrig Equipment Upgrade | Transportation Equipment | Turnover | 30.383 | N/A | N/A | N/A | N/A | 3.2983 | 2.7088 | 54.7502 | N/A | 11.7606
[15 empty] | Industrial | Efficient Lighting - High Bay | Miscellaneous Manufacturing | Turnover | 3024.5693 | N/A | N/A | N/A | N/A | N/A | N/A | 5536.1089 | N/A | 1689.9344 | [14 empty] | Industrial | Compressed Air Equipment | Water and Wastewater | New | 0.1252 | N/A | N/A | N/A | N/A | 0.010644 | 0.0029042 | 0.22716 | N/A | 0.032115
[15 empty] | Industrial | Efficient Lighting - Other Interior Lighting | Miscellaneous Manufacturing | New | 0 | N/A | N/A | N/A | N/A | N/A | N/A | 0 | N/A | 0 | [14 empty] | Industrial | Compressed Air Equipment | Water and Wastewater | Turnover | 5.5388 | N/A | N/A | N/A | N/A | 0.47089 | 0.12848 | 10.0495 | N/A | 1.4208
[15 empty] | Industrial | Efficient Lighting - Other Interior Lighting | Miscellaneous Manufacturing | Turnover | 2839.2956 | N/A | N/A | N/A | N/A | N/A | N/A | 5210.0049 | N/A | 2836.2195 | [14 empty] | Industrial | Efficient Lighting - Exterior | Water and Wastewater | New | 0.039948 | N/A | N/A | N/A | N/A | 0.0026592 | 0.0024168 | 0.053149 | N/A | 0.013675
[15 empty] | Industrial | Lighting Controls | Miscellaneous Manufacturing | Existing | 1907.6192 | N/A | N/A | N/A | N/A | N/A | N/A | 3464.722 | N/A | 677.5871 | [14 empty] | Industrial | Efficient Lighting - Exterior | Water and Wastewater | Turnover | 3.7494 | N/A | N/A | N/A | N/A | 0.24958 | 0.22684 | 4.9885 | N/A | 1.2835
[15 empty] | Industrial | Lighting Controls | Miscellaneous Manufacturing | New | 0 | N/A | N/A | N/A | N/A | N/A | N/A | 0 | N/A | 0 | [14 empty] | Industrial | Lighting Controls - Exterior | Water and Wastewater | Existing | 0.27732 | N/A | N/A | N/A | N/A | 0.022414 | 0.046084 | 0.36675 | N/A | 0.14098
[15 empty] | Industrial | Fan Equipment Upgrades | Miscellaneous Manufacturing | New | 0 | N/A | N/A | N/A | N/A | N/A | N/A | 0 | N/A | 0 | [14 empty] | Industrial | Lighting Controls - Exterior | Water and Wastewater | New | 0.005289 | N/A | N/A | N/A | N/A | 0.00042747 | 0.00087891 | 0.0069946 | N/A | 0.0026887
[15 empty] | Industrial | Fan Equipment Upgrades | Miscellaneous Manufacturing | Turnover | 607.1539 | N/A | N/A | N/A | N/A | N/A | N/A | 1101.6127 | N/A | 274.3486 | [14 empty] | Industrial | Building Envelope Improvements | Water and Wastewater | Existing | 13.3804 | N/A | N/A | N/A | N/A | 1.4498 | 1.652 | 24.5905 | N/A | 4.7504
[15 empty] | Industrial | Motor Equipment Upgrades | Miscellaneous Manufacturing | New | 0 | N/A | N/A | N/A | N/A | N/A | N/A | 0 | N/A | 0 | [14 empty] | Industrial | Building Envelope Improvements | Water and Wastewater | New | 0.17013 | N/A | N/A | N/A | N/A | 0.018434 | 0.021005 | 0.31266 | N/A | 0.060399
[15 empty] | Industrial | Motor Equipment Upgrades | Miscellaneous Manufacturing | Turnover | 165.938 | N/A | N/A | N/A | N/A | N/A | N/A | 297.4459 | N/A | 114.5297 | [14 empty] | Industrial | HVAC Equipment Upgrades | Water and Wastewater | New | 0.16115 | N/A | N/A | N/A | N/A | 0.015934 | 0.015594 | 0.29837 | N/A | 0.049645
[15 empty] | Industrial | Pump Equipment Upgrade | Miscellaneous Manufacturing | New | 0 | N/A | N/A | N/A | N/A | N/A | N/A | 0 | N/A | 0 | [14 empty] | Industrial | HVAC Equipment Upgrades | Water and Wastewater | Turnover | 5.2037 | N/A | N/A | N/A | N/A | 0.51452 | 0.50355 | 9.6348 | N/A | 1.6031
[15 empty] | Industrial | Pump Equipment Upgrade | Miscellaneous Manufacturing | Turnover | 2752.8712 | N/A | N/A | N/A | N/A | N/A | N/A | 4994.7764 | N/A | 908.0929 | [14 empty] | Industrial | HVAC Recommissioning | Water and Wastewater | Existing | 8.0618 | N/A | N/A | N/A | N/A | 1.1182 | 3.4725 | 14.6358 | N/A | 5.8622
[15 empty] | Industrial | Pump System Optimization | Miscellaneous Manufacturing | Existing | 1974.4016 | N/A | N/A | N/A | N/A | N/A | N/A | 3539.1394 | N/A | 880.737 | [14 empty] | Industrial | HVAC Recommissioning | Water and Wastewater | New | 0.20639 | N/A | N/A | N/A | N/A | 0.028628 | 0.088897 | 0.37469 | N/A | 0.15008
[15 empty] | Industrial | Pump System Optimization | Miscellaneous Manufacturing | New | 0 | N/A | N/A | N/A | N/A | N/A | N/A | 0 | N/A | 0 | [14 empty] | Industrial | Efficient Lighting - High Bay | Water and Wastewater | New | 0.58398 | N/A | N/A | N/A | N/A | 0.033625 | 0.18393 | 1.0689 | N/A | 0.32629
[15 empty] | Industrial | Process Refrig Equipment Upgrade | Miscellaneous Manufacturing | New | 0 | N/A | N/A | N/A | N/A | N/A | N/A | 0 | N/A | 0 | [14 empty] | Industrial | Efficient Lighting - High Bay | Water and Wastewater | Turnover | 24.6308 | N/A | N/A | N/A | N/A | 1.4182 | 7.7577 | 45.0836 | N/A | 13.7621
[15 empty] | Industrial | Process Refrig Equipment Upgrade | Miscellaneous Manufacturing | Turnover | 66.3804 | N/A | N/A | N/A | N/A | N/A | N/A | 119.6178 | N/A | 49.7474 | [14 empty] | Industrial | Lighting Controls | Water and Wastewater | Existing | 3.3992 | N/A | N/A | N/A | N/A | 0.23793 | 0.48919 | 6.1738 | N/A | 1.4965
[15 empty] | Industrial | Compressed Air Equipment | Primary Resources Industries | New | 0 | N/A | N/A | N/A | N/A | N/A | N/A | 0 | N/A | 0 | [14 empty] | Industrial | Lighting Controls | Water and Wastewater | New | 0.069243 | N/A | N/A | N/A | N/A | 0.0048466 | 0.009965 | 0.12576 | N/A | 0.030485
[15 empty] | Industrial | Compressed Air Equipment | Primary Resources Industries | Turnover | 31544.6785 | N/A | N/A | N/A | N/A | N/A | N/A | 57234.2856 | N/A | 9445.6761 | [14 empty] | Industrial | Fan Equipment Upgrades | Water and Wastewater | New | 0.11361 | N/A | N/A | N/A | N/A | 0.009659 | 0.02483 | 0.20614 | N/A | 0.051338
[15 empty] | Industrial | Efficient Lighting - Exterior | Primary Resources Industries | New | 0 | N/A | N/A | N/A | N/A | N/A | N/A | 0 | N/A | 0 | [14 empty] | Industrial | Fan Equipment Upgrades | Water and Wastewater | Turnover | 4.6112 | N/A | N/A | N/A | N/A | 0.39203 | 1.0078 | 8.3666 | N/A | 2.0836
[15 empty] | Industrial | Efficient Lighting - Exterior | Primary Resources Industries | Turnover | 2577.3773 | N/A | N/A | N/A | N/A | N/A | N/A | 3429.1475 | N/A | 882.3031 | [14 empty] | Industrial | Motor Equipment Upgrades | Water and Wastewater | New | 0.078064 | N/A | N/A | N/A | N/A | 0.0084969 | 0.017956 | 0.13993 | N/A | 0.041275
[15 empty] | Industrial | Lighting Controls - Exterior | Primary Resources Industries | Existing | 738.2826 | N/A | N/A | N/A | N/A | N/A | N/A | 976.3638 | N/A | 394.2843 | [14 empty] | Industrial | Motor Equipment Upgrades | Water and Wastewater | Turnover | 3.2345 | N/A | N/A | N/A | N/A | 0.35206 | 0.744 | 5.7979 | N/A | 1.7102
[15 empty] | Industrial | Lighting Controls - Exterior | Primary Resources Industries | New | 0 | N/A | N/A | N/A | N/A | N/A | N/A | 0 | N/A | 0 | [14 empty] | Industrial | Motor Improved Controls | Water and Wastewater | Existing | 1.0122 | N/A | N/A | N/A | N/A | 0.086052 | 0.023889 | 1.8365 | N/A | 0.26005
[15 empty] | Industrial | Building Envelope Improvements | Primary Resources Industries | Existing | 2859.3959 | N/A | N/A | N/A | N/A | N/A | N/A | 5255.0001 | N/A | 913.5222 | [14 empty] | Industrial | Motor Improved Controls | Water and Wastewater | New | 0.013119 | N/A | N/A | N/A | N/A | 0.0011153 | 0.00030961 | 0.023802 | N/A | 0.0033704
[15 empty] | Industrial | Building Envelope Improvements | Primary Resources Industries | New | 0 | N/A | N/A | N/A | N/A | N/A | N/A | 0 | N/A | 0 | [14 empty] | Industrial | Pump Equipment Upgrade | Water and Wastewater | New | 0.73975 | N/A | N/A | N/A | N/A | 0.062891 | 0.071426 | 1.3422 | N/A | 0.24402
[15 empty] | Industrial | HVAC Equipment Upgrades | Primary Resources Industries | New | 0 | N/A | N/A | N/A | N/A | N/A | N/A | 0 | N/A | 0 | [14 empty] | Industrial | Pump Equipment Upgrade | Water and Wastewater | Turnover | 30.3227 | N/A | N/A | N/A | N/A | 2.5779 | 2.9278 | 55.0171 | N/A | 10.0026
[15 empty] | Industrial | HVAC Equipment Upgrades | Primary Resources Industries | Turnover | 7018.3374 | N/A | N/A | N/A | N/A | N/A | N/A | 12994.6816 | N/A | 3772.3229 | [14 empty] | Industrial | Process Refrig Equipment Upgrade | Water and Wastewater | New | 0.16461 | N/A | N/A | N/A | N/A | 0.01787 | 0.058596 | 0.29663 | N/A | 0.10764
[15 empty] | Industrial | Efficient Lighting - High Bay | Primary Resources Industries | New | 0 | N/A | N/A | N/A | N/A | N/A | N/A | 0 | N/A | 0 | [14 empty] | Industrial | Process Refrig Equipment Upgrade | Water and Wastewater | Turnover | 5.6019 | N/A | N/A | N/A | N/A | 0.60812 | 1.9941 | 10.0946 | N/A | 3.663
[15 empty] | Industrial | Efficient Lighting - High Bay | Primary Resources Industries | Turnover | 39985.206 | N/A | N/A | N/A | N/A | N/A | N/A | 73188.0908 | N/A | 22341.1568 | [14 empty] | Industrial | Process Refrig System Optimization | Water and Wastewater | Existing | 5.3629 | N/A | N/A | N/A | N/A | 1.0569 | 0.57927 | 9.6209 | N/A | 3.4797
[15 empty] | Industrial | Efficient Lighting - Other Interior Lighting | Primary Resources Industries | New | 0 | N/A | N/A | N/A | N/A | N/A | N/A | 0 | N/A | 0 | [14 empty] | Industrial | Process Refrig System Optimization | Water and Wastewater | New | 0.067436 | N/A | N/A | N/A | N/A | 0.013289 | 0.0072841 | 0.12098 | N/A | 0.043755
[15 empty] | Industrial | Efficient Lighting - Other Interior Lighting | Primary Resources Industries | Turnover | 26628.98 | N/A | N/A | N/A | N/A | N/A | N/A | 48863.2164 | N/A | 26600.1299
[15 empty] | Industrial | Lighting Controls | Primary Resources Industries | Existing | 13694.5079 | N/A | N/A | N/A | N/A | N/A | N/A | 24872.7125 | N/A | 6333.8337
[15 empty] | Industrial | Lighting Controls | Primary Resources Industries | New | 0 | N/A | N/A | N/A | N/A | N/A | N/A | 0 | N/A | 0
[15 empty] | Industrial | Fan Equipment Upgrades | Primary Resources Industries | New | 0 | N/A | N/A | N/A | N/A | N/A | N/A | 0 | N/A | 0
[15 empty] | Industrial | Fan Equipment Upgrades | Primary Resources Industries | Turnover | 27277.577 | N/A | N/A | N/A | N/A | N/A | N/A | 49492.1079 | N/A | 7517.2423
[15 empty] | Industrial | Motor Equipment Upgrades | Primary Resources Industries | New | 0 | N/A | N/A | N/A | N/A | N/A | N/A | 0 | N/A | 0
[15 empty] | Industrial | Motor Equipment Upgrades | Primary Resources Industries | Turnover | 718.3903 | N/A | N/A | N/A | N/A | N/A | N/A | 1287.7236 | N/A | 393.6384
[15 empty] | Industrial | Pump Equipment Upgrade | Primary Resources Industries | New | 0 | N/A | N/A | N/A | N/A | N/A | N/A | 0 | N/A | 0
[15 empty] | Industrial | Pump Equipment Upgrade | Primary Resources Industries | Turnover | 46902.6408 | N/A | N/A | N/A | N/A | N/A | N/A | 85099.5879 | N/A | 12925.5805
[15 empty] | Industrial | Process Refrig Equipment Upgrade | Primary Resources Industries | New | 0 | N/A | N/A | N/A | N/A | N/A | N/A | 0 | N/A | 0
[15 empty] | Industrial | Process Refrig Equipment Upgrade | Primary Resources Industries | Turnover | 5574.0488 | N/A | N/A | N/A | N/A | N/A | N/A | 10044.4572 | N/A | 2592.2503
[15 empty] | Industrial | Process Other Systems Optimization | Primary Resources Industries | Existing | 267.4683 | N/A | N/A | N/A | N/A | N/A | N/A | 480.4824 | N/A | 264.4388
[15 empty] | Industrial | Process Other Systems Optimization | Primary Resources Industries | New | 0 | N/A | N/A | N/A | N/A | N/A | N/A | 0 | N/A | 0
[15 empty] | Industrial | Compressed Air Equipment | Stone/Clay/Glass/Concrete | New | 0 | N/A | N/A | N/A | N/A | N/A | N/A | 0 | N/A | 0
[15 empty] | Industrial | Compressed Air Equipment | Stone/Clay/Glass/Concrete | Turnover | 2600.7676 | N/A | N/A | N/A | N/A | N/A | N/A | 4718.8015 | N/A | 1426.3319
[15 empty] | Industrial | Efficient Lighting - Exterior | Stone/Clay/Glass/Concrete | New | 0 | N/A | N/A | N/A | N/A | N/A | N/A | 0 | N/A | 0
[15 empty] | Industrial | Efficient Lighting - Exterior | Stone/Clay/Glass/Concrete | Turnover | 610.992 | N/A | N/A | N/A | N/A | N/A | N/A | 812.9123 | N/A | 209.1584
[15 empty] | Industrial | Lighting Controls - Exterior | Stone/Clay/Glass/Concrete | Existing | 175.017 | N/A | N/A | N/A | N/A | N/A | N/A | 231.4564 | N/A | 95.3117
[15 empty] | Industrial | Lighting Controls - Exterior | Stone/Clay/Glass/Concrete | New | 0 | N/A | N/A | N/A | N/A | N/A | N/A | 0 | N/A | 0
[15 empty] | Industrial | Building Envelope Improvements | Stone/Clay/Glass/Concrete | Existing | 567.4628 | N/A | N/A | N/A | N/A | N/A | N/A | 1042.8836 | N/A | 216.041
[15 empty] | Industrial | Building Envelope Improvements | Stone/Clay/Glass/Concrete | New | 0 | N/A | N/A | N/A | N/A | N/A | N/A | 0 | N/A | 0
[15 empty] | Industrial | HVAC Equipment Upgrades | Stone/Clay/Glass/Concrete | New | 0 | N/A | N/A | N/A | N/A | N/A | N/A | 0 | N/A | 0
[15 empty] | Industrial | HVAC Equipment Upgrades | Stone/Clay/Glass/Concrete | Turnover | 142.5358 | N/A | N/A | N/A | N/A | N/A | N/A | 263.9097 | N/A | 39.8147
[15 empty] | Industrial | Efficient Lighting - High Bay | Stone/Clay/Glass/Concrete | New | 0 | N/A | N/A | N/A | N/A | N/A | N/A | 0 | N/A | 0
[15 empty] | Industrial | Efficient Lighting - High Bay | Stone/Clay/Glass/Concrete | Turnover | 4731.0514 | N/A | N/A | N/A | N/A | N/A | N/A | 8659.6183 | N/A | 2643.4067
[15 empty] | Industrial | Efficient Lighting - Other Interior Lighting | Stone/Clay/Glass/Concrete | New | 0 | N/A | N/A | N/A | N/A | N/A | N/A | 0 | N/A | 0
[15 empty] | Industrial | Efficient Lighting - Other Interior Lighting | Stone/Clay/Glass/Concrete | Turnover | 7396.4407 | N/A | N/A | N/A | N/A | N/A | N/A | 13572.2015 | N/A | 7388.4273
[15 empty] | Industrial | Lighting Controls | Stone/Clay/Glass/Concrete | Existing | 2217.4419 | N/A | N/A | N/A | N/A | N/A | N/A | 4027.439 | N/A | 1045.8073
[15 empty] | Industrial | Lighting Controls | Stone/Clay/Glass/Concrete | New | 0 | N/A | N/A | N/A | N/A | N/A | N/A | 0 | N/A | 0
[15 empty] | Industrial | Fan Equipment Upgrades | Stone/Clay/Glass/Concrete | New | 0 | N/A | N/A | N/A | N/A | N/A | N/A | 0 | N/A | 0
[15 empty] | Industrial | Fan Equipment Upgrades | Stone/Clay/Glass/Concrete | Turnover | 4450.9877 | N/A | N/A | N/A | N/A | N/A | N/A | 8075.8187 | N/A | 2011.2233
[15 empty] | Industrial | Pump Equipment Upgrade | Stone/Clay/Glass/Concrete | New | 0 | N/A | N/A | N/A | N/A | N/A | N/A | 0 | N/A | 0
[15 empty] | Industrial | Pump Equipment Upgrade | Stone/Clay/Glass/Concrete | Turnover | 7703.9928 | N/A | N/A | N/A | N/A | N/A | N/A | 13978.032 | N/A | 3481.1262
[15 empty] | Industrial | Process Refrig Equipment Upgrade | Stone/Clay/Glass/Concrete | New | 0 | N/A | N/A | N/A | N/A | N/A | N/A | 0 | N/A | 0
[15 empty] | Industrial | Process Refrig Equipment Upgrade | Stone/Clay/Glass/Concrete | Turnover | 781.6901 | N/A | N/A | N/A | N/A | N/A | N/A | 1408.6085 | N/A | 637.008
[15 empty] | Industrial | Process Heat Equipment Upgrade | Stone/Clay/Glass/Concrete | New | 0 | N/A | N/A | N/A | N/A | N/A | N/A | 0 | N/A | 0
[15 empty] | Industrial | Process Heat Equipment Upgrade | Stone/Clay/Glass/Concrete | Turnover | 45147.9018 | N/A | N/A | N/A | N/A | N/A | N/A | 81356.6922 | N/A | 33133.7728
[15 empty] | Industrial | Compressed Air Equipment | Textiles and Leather | New | 0 | N/A | N/A | N/A | N/A | N/A | N/A | 0 | N/A | 0
[15 empty] | Industrial | Compressed Air Equipment | Textiles and Leather | Turnover | 2364.4275 | N/A | N/A | N/A | N/A | N/A | N/A | 4289.9888 | N/A | 737.4978
[15 empty] | Industrial | Efficient Lighting - Exterior | Textiles and Leather | New | 0 | N/A | N/A | N/A | N/A | N/A | N/A | 0 | N/A | 0
[15 empty] | Industrial | Efficient Lighting - Exterior | Textiles and Leather | Turnover | 454.5637 | N/A | N/A | N/A | N/A | N/A | N/A | 604.7876 | N/A | 155.6089
[15 empty] | Industrial | Lighting Controls - Exterior | Textiles and Leather | Existing | 130.2085 | N/A | N/A | N/A | N/A | N/A | N/A | 172.1981 | N/A | 60.7435
[15 empty] | Industrial | Lighting Controls - Exterior | Textiles and Leather | New | 0 | N/A | N/A | N/A | N/A | N/A | N/A | 0 | N/A | 0
[15 empty] | Industrial | Building Envelope Improvements | Textiles and Leather | Existing | 1066.2452 | N/A | N/A | N/A | N/A | N/A | N/A | 1959.5462 | N/A | 738.3552
[15 empty] | Industrial | Building Envelope Improvements | Textiles and Leather | New | 0 | N/A | N/A | N/A | N/A | N/A | N/A | 0 | N/A | 0
[15 empty] | Industrial | HVAC Equipment Upgrades | Textiles and Leather | New | 0 | N/A | N/A | N/A | N/A | N/A | N/A | 0 | N/A | 0
[15 empty] | Industrial | HVAC Equipment Upgrades | Textiles and Leather | Turnover | 2578.6433 | N/A | N/A | N/A | N/A | N/A | N/A | 4774.4427 | N/A | 738.495
[15 empty] | Industrial | Efficient Lighting - High Bay | Textiles and Leather | New | 0 | N/A | N/A | N/A | N/A | N/A | N/A | 0 | N/A | 0
[15 empty] | Industrial | Efficient Lighting - High Bay | Textiles and Leather | Turnover | 3530.5219 | N/A | N/A | N/A | N/A | N/A | N/A | 6462.194 | N/A | 1972.6282
[15 empty] | Industrial | Efficient Lighting - Other Interior Lighting | Textiles and Leather | New | 0 | N/A | N/A | N/A | N/A | N/A | N/A | 0 | N/A | 0
[15 empty] | Industrial | Efficient Lighting - Other Interior Lighting | Textiles and Leather | Turnover | 10206.7087 | N/A | N/A | N/A | N/A | N/A | N/A | 18728.9417 | N/A | 10195.6506
[15 empty] | Industrial | Lighting Controls | Textiles and Leather | Existing | 1558.5445 | N/A | N/A | N/A | N/A | N/A | N/A | 2830.7135 | N/A | 629.6695
[15 empty] | Industrial | Lighting Controls | Textiles and Leather | New | 0 | N/A | N/A | N/A | N/A | N/A | N/A | 0 | N/A | 0
[15 empty] | Industrial | Fan Equipment Upgrades | Textiles and Leather | New | 0 | N/A | N/A | N/A | N/A | N/A | N/A | 0 | N/A | 0
[15 empty] | Industrial | Fan Equipment Upgrades | Textiles and Leather | Turnover | 3021.7318 | N/A | N/A | N/A | N/A | N/A | N/A | 5482.5938 | N/A | 957.311
[15 empty] | Industrial | Motor Equipment Upgrades | Textiles and Leather | New | 0 | N/A | N/A | N/A | N/A | N/A | N/A | 0 | N/A | 0
[15 empty] | Industrial | Motor Equipment Upgrades | Textiles and Leather | Turnover | 733.5767 | N/A | N/A | N/A | N/A | N/A | N/A | 1314.9452 | N/A | 327.3221
[15 empty] | Industrial | Motor Optimization | Textiles and Leather | Existing | 20760.9115 | N/A | N/A | N/A | N/A | N/A | N/A | 37214.1913 | N/A | 20165.6377
[15 empty] | Industrial | Motor Optimization | Textiles and Leather | New | 0 | N/A | N/A | N/A | N/A | N/A | N/A | 0 | N/A | 0
[15 empty] | Industrial | Pump Equipment Upgrade | Textiles and Leather | New | 0 | N/A | N/A | N/A | N/A | N/A | N/A | 0 | N/A | 0
[15 empty] | Industrial | Pump Equipment Upgrade | Textiles and Leather | Turnover | 5230.165 | N/A | N/A | N/A | N/A | N/A | N/A | 9489.5486 | N/A | 1656.962
[15 empty] | Industrial | Process Refrig Equipment Upgrade | Textiles and Leather | New | 0 | N/A | N/A | N/A | N/A | N/A | N/A | 0 | N/A | 0
[15 empty] | Industrial | Process Refrig Equipment Upgrade | Textiles and Leather | Turnover | 521.2008 | N/A | N/A | N/A | N/A | N/A | N/A | 939.2059 | N/A | 271.4264
[15 empty] | Industrial | Efficient Lighting - Exterior | Transportation Equipment | New | 0 | N/A | N/A | N/A | N/A | N/A | N/A | 0 | N/A | 0
[15 empty] | Industrial | Efficient Lighting - Exterior | Transportation Equipment | Turnover | 1854.148 | N/A | N/A | N/A | N/A | N/A | N/A | 2466.9058 | N/A | 634.723
[15 empty] | Industrial | Lighting Controls - Exterior | Transportation Equipment | Existing | 531.1156 | N/A | N/A | N/A | N/A | N/A | N/A | 702.3896 | N/A | 253.6515
[15 empty] | Industrial | Lighting Controls - Exterior | Transportation Equipment | New | 0 | N/A | N/A | N/A | N/A | N/A | N/A | 0 | N/A | 0
[15 empty] | Industrial | Building Envelope Improvements | Transportation Equipment | Existing | 15000.073 | N/A | N/A | N/A | N/A | N/A | N/A | 27567.1467 | N/A | 4996.693
[15 empty] | Industrial | Building Envelope Improvements | Transportation Equipment | New | 0 | N/A | N/A | N/A | N/A | N/A | N/A | 0 | N/A | 0
[15 empty] | Industrial | HVAC Equipment Upgrades | Transportation Equipment | New | 0 | N/A | N/A | N/A | N/A | N/A | N/A | 0 | N/A | 0
[15 empty] | Industrial | HVAC Equipment Upgrades | Transportation Equipment | Turnover | 18386.4555 | N/A | N/A | N/A | N/A | N/A | N/A | 34043.125 | N/A | 5135.9163
[15 empty] | Industrial | HVAC Recommissioning | Transportation Equipment | Existing | 11580.2164 | N/A | N/A | N/A | N/A | N/A | N/A | 21023.4602 | N/A | 8486.4554
[15 empty] | Industrial | HVAC Recommissioning | Transportation Equipment | New | 0 | N/A | N/A | N/A | N/A | N/A | N/A | 0 | N/A | 0
[15 empty] | Industrial | Efficient Lighting - High Bay | Transportation Equipment | New | 0 | N/A | N/A | N/A | N/A | N/A | N/A | 0 | N/A | 0
[15 empty] | Industrial | Efficient Lighting - High Bay | Transportation Equipment | Turnover | 13265.6644 | N/A | N/A | N/A | N/A | N/A | N/A | 24281.1967 | N/A | 7411.9986
[15 empty] | Industrial | Efficient Lighting - Other Interior Lighting | Transportation Equipment | New | 0 | N/A | N/A | N/A | N/A | N/A | N/A | 0 | N/A | 0
[15 empty] | Industrial | Efficient Lighting - Other Interior Lighting | Transportation Equipment | Turnover | 38848.0379 | N/A | N/A | N/A | N/A | N/A | N/A | 71284.7463 | N/A | 38805.9495
[15 empty] | Industrial | Lighting Controls | Transportation Equipment | Existing | 16002.8007 | N/A | N/A | N/A | N/A | N/A | N/A | 29065.1598 | N/A | 6618.7754
[15 empty] | Industrial | Lighting Controls | Transportation Equipment | New | 0 | N/A | N/A | N/A | N/A | N/A | N/A | 0 | N/A | 0
[15 empty] | Industrial | Fan Equipment Upgrades | Transportation Equipment | New | 0 | N/A | N/A | N/A | N/A | N/A | N/A | 0 | N/A | 0
[15 empty] | Industrial | Fan Equipment Upgrades | Transportation Equipment | Turnover | 3166.3052 | N/A | N/A | N/A | N/A | N/A | N/A | 5744.9061 | N/A | 1990.6642
[15 empty] | Industrial | Pump Equipment Upgrade | Transportation Equipment | New | 0 | N/A | N/A | N/A | N/A | N/A | N/A | 0 | N/A | 0
[15 empty] | Industrial | Pump Equipment Upgrade | Transportation Equipment | Turnover | 5480.3999 | N/A | N/A | N/A | N/A | N/A | N/A | 9943.5718 | N/A | 3445.5415
[15 empty] | Industrial | Process Refrig Equipment Upgrade | Transportation Equipment | New | 0 | N/A | N/A | N/A | N/A | N/A | N/A | 0 | N/A | 0
[15 empty] | Industrial | Process Refrig Equipment Upgrade | Transportation Equipment | Turnover | 323.9794 | N/A | N/A | N/A | N/A | N/A | N/A | 583.8121 | N/A | 125.4055
[15 empty] | Industrial | Compressed Air Equipment | Water and Wastewater | New | 0 | N/A | N/A | N/A | N/A | N/A | N/A | 0 | N/A | 0
[15 empty] | Industrial | Compressed Air Equipment | Water and Wastewater | Turnover | 48.5081 | N/A | N/A | N/A | N/A | N/A | N/A | 88.0125 | N/A | 12.443
[15 empty] | Industrial | Efficient Lighting - Exterior | Water and Wastewater | New | 0 | N/A | N/A | N/A | N/A | N/A | N/A | 0 | N/A | 0
[15 empty] | Industrial | Efficient Lighting - Exterior | Water and Wastewater | Turnover | 8.8099 | N/A | N/A | N/A | N/A | N/A | N/A | 11.7214 | N/A | 3.0159
[15 empty] | Industrial | Lighting Controls - Exterior | Water and Wastewater | Existing | 2.5236 | N/A | N/A | N/A | N/A | N/A | N/A | 3.3374 | N/A | 1.2829
[15 empty] | Industrial | Lighting Controls - Exterior | Water and Wastewater | New | 0 | N/A | N/A | N/A | N/A | N/A | N/A | 0 | N/A | 0
[15 empty] | Industrial | Building Envelope Improvements | Water and Wastewater | Existing | 57.1555 | N/A | N/A | N/A | N/A | N/A | N/A | 105.0405 | N/A | 20.2916
[15 empty] | Industrial | Building Envelope Improvements | Water and Wastewater | New | 0 | N/A | N/A | N/A | N/A | N/A | N/A | 0 | N/A | 0
[15 empty] | Industrial | HVAC Equipment Upgrades | Water and Wastewater | New | 0 | N/A | N/A | N/A | N/A | N/A | N/A | 0 | N/A | 0
[15 empty] | Industrial | HVAC Equipment Upgrades | Water and Wastewater | Turnover | 56.3364 | N/A | N/A | N/A | N/A | N/A | N/A | 104.3087 | N/A | 17.3555
[15 empty] | Industrial | HVAC Recommissioning | Water and Wastewater | Existing | 60.9202 | N/A | N/A | N/A | N/A | N/A | N/A | 110.5984 | N/A | 44.299
[15 empty] | Industrial | HVAC Recommissioning | Water and Wastewater | New | 0 | N/A | N/A | N/A | N/A | N/A | N/A | 0 | N/A | 0
[15 empty] | Industrial | Efficient Lighting - High Bay | Water and Wastewater | New | 0 | N/A | N/A | N/A | N/A | N/A | N/A | 0 | N/A | 0
[15 empty] | Industrial | Efficient Lighting - High Bay | Water and Wastewater | Turnover | 104.5958 | N/A | N/A | N/A | N/A | N/A | N/A | 191.4499 | N/A | 58.4414
[15 empty] | Industrial | Efficient Lighting - Other Interior Lighting | Water and Wastewater | New | 0 | N/A | N/A | N/A | N/A | N/A | N/A | 0 | N/A | 0
[15 empty] | Industrial | Efficient Lighting - Other Interior Lighting | Water and Wastewater | Turnover | 149.3355 | N/A | N/A | N/A | N/A | N/A | N/A | 274.0252 | N/A | 149.1737
[15 empty] | Industrial | Lighting Controls | Water and Wastewater | Existing | 34.585 | N/A | N/A | N/A | N/A | N/A | N/A | 62.8152 | N/A | 15.2263
[15 empty] | Industrial | Lighting Controls | Water and Wastewater | New | 0 | N/A | N/A | N/A | N/A | N/A | N/A | 0 | N/A | 0
[15 empty] | Industrial | Fan Equipment Upgrades | Water and Wastewater | New | 0 | N/A | N/A | N/A | N/A | N/A | N/A | 0 | N/A | 0
[15 empty] | Industrial | Fan Equipment Upgrades | Water and Wastewater | Turnover | 36.9806 | N/A | N/A | N/A | N/A | N/A | N/A | 67.0971 | N/A | 16.71
[15 empty] | Industrial | Motor Equipment Upgrades | Water and Wastewater | New | 0 | N/A | N/A | N/A | N/A | N/A | N/A | 0 | N/A | 0
[15 empty] | Industrial | Motor Equipment Upgrades | Water and Wastewater | Turnover | 24.6274 | N/A | N/A | N/A | N/A | N/A | N/A | 44.1449 | N/A | 13.0213
[15 empty] | Industrial | Motor Improved Controls | Water and Wastewater | Existing | 5.0792 | N/A | N/A | N/A | N/A | N/A | N/A | 9.2157 | N/A | 1.3049
[15 empty] | Industrial | Motor Improved Controls | Water and Wastewater | New | 0 | N/A | N/A | N/A | N/A | N/A | N/A | 0 | N/A | 0
[15 empty] | Industrial | Pump Equipment Upgrade | Water and Wastewater | New | 0 | N/A | N/A | N/A | N/A | N/A | N/A | 0 | N/A | 0
[15 empty] | Industrial | Pump Equipment Upgrade | Water and Wastewater | Turnover | 260.786 | N/A | N/A | N/A | N/A | N/A | N/A | 473.1671 | N/A | 86.0258
[15 empty] | Industrial | Process Refrig Equipment Upgrade | Water and Wastewater | New | 0 | N/A | N/A | N/A | N/A | N/A | N/A | 0 | N/A | 0
[15 empty] | Industrial | Process Refrig Equipment Upgrade | Water and Wastewater | Turnover | 49.0292 | N/A | N/A | N/A | N/A | N/A | N/A | 88.3507 | N/A | 32.0595
[15 empty] | Industrial | Process Refrig System Optimization | Water and Wastewater | Existing | 25.914 | N/A | N/A | N/A | N/A | N/A | N/A | 46.4891 | N/A | 16.8142
[15 empty] | Industrial | Process Refrig System Optimization | Water and Wastewater | New | 0 | N/A | N/A | N/A | N/A | N/A | N/A | 0 | N/A | 0

## Staff ROG36
PRIVILEGED AND CONFIDENTIAL
Attorney-Client Communication/Attorney Work Product
Prepared at the Direction of the Legal Counsel
| Shared Passing Measure Cost-Effectiveness Test Results | [7 empty] | Shared Measure Savings
| Customer | Measure | TRC AP |  |  | RIM AP |  |  | Customer | Measure | TRC AP |  |  | RIM AP
| Class | Name | TRC | RIM | PCT | TRC | RIM | PCT | Class | Name | Summer | Winter | Energy | Summer | Winter | Energy
|  | NONE | [8 empty] | (MW) | (MW) | (GWh) | (MW) | (MW) | (GWh)
NONE

## Staff ROG37
PRIVILEGED AND CONFIDENTIAL
Attorney-Client Communication/Attorney Work Product
Prepared at the Direction of the Legal Counsel
|  | Shared Failing Measure Cost-Effectiveness Results | [10 empty] | Shared Failing Measure Savings
| Customer |  | Measure Type | Measure Name | TRC AP |  |  |  | RIM AP |  |  |  | Customer | Measure Type | Measure Name | TRC AP |  |  | RIM AP
| Class |  |  |  | TRC | RIM | PCT | Reason | TRC | RIM | PCT | Reason | Class |  |  | Summer | Winter | Energy | Summer | Winter | Energy
[8 empty] | For |  |  |  | For |  |  |  | (MW) | (MW) | (GWh) | (MW) | (MW) | (GWh)
[8 empty] | Failure |  |  |  | Failure |  |  | NONE
NONE

## Staff ROG38
PRIVILEGED AND CONFIDENTIAL
Attorney-Client Communication/Attorney Work Product
Prepared at the Direction of the Legal Counsel
| Economic Potential - RIM | [11 empty] | Economic Potential - TRC | [11 empty] | Achievable Potential - RIM | [11 empty] | Achievable Potential - TRC
| Existing DSM Program Measures | [11 empty] | Existing DSM Program Measures | [11 empty] | Existing DSM Program Measures | [11 empty] | Existing DSM Program Measures
| [Economic Potential or Achievable Potential] – [TRC or RIM] | [11 empty] | [Economic Potential or Achievable Potential] – [TRC or RIM] | [11 empty] | [Economic Potential or Achievable Potential] – [TRC or RIM] | [11 empty] | [Economic Potential or Achievable Potential] – [TRC or RIM]
| Customer | Program | Measure | Segment | Vintage | TRC | RIM | PCT | Summer | Winter | Energy | Reason For | Customer | Program | Measure | Segment | Vintage | TRC | RIM | PCT | Summer | Winter | Energy | Reason For | Customer | Program | Measure | Segment | Vintage | TRC | RIM | PCT | Summer | Winter | Energy | Reason For | Customer | Program | Measure | Segment | Vintage | TRC | RIM | PCT | Summer | Winter | Energy | Reason For
| Class | Name | Name | [5 empty] | (MW) | (MW) | (GWh) | Failure | Class | Name | Name | [5 empty] | (MW) | (MW) | (GWh) | Failure | Class | Name | Name | [5 empty] | (MW) | (MW) | (GWh) | Failure | Class | Name | Name | [5 empty] | (MW) | (MW) | (GWh) | Failure
| Residential | Residential Heating & Cooling Efficiency Upgrade Program | 15 SEER Air Source Heat Pump | Single Family | Turnover | 0.37514 | 0.36894 | 1.0168 | 0 | 0 | 0 | Fail RIM | Commercial | Commercial Chiller Upgrade Program, | High Efficiency Chiller (Air Cooled, 50 tons) | College and University | Turnover | 1.0762 | 0.3684 | 2.9212 | 0.0042695 | 0.00098483 | 0.018411 |  | N/A | [11 empty] | Commercial | Commercial Chiller Upgrade Program, | High Efficiency Chiller (Air Cooled, 50 tons) | Healthcare | Turnover | 1.7843 | 0.35521 | 5.7594 | 0 | 0 | 0
| Residential | Residential Heating & Cooling Efficiency Upgrade Program | 15 SEER Air Source Heat Pump | Multi-Family | Turnover | 0.2652 | 0.36894 | 0.71882 | 0 | 0 | 0 | Fail RIM | Commercial | Commercial Chiller Upgrade Program, | High Efficiency Chiller (Air Cooled, 50 tons) | Healthcare | Turnover | 2.1108 | 0.3684 | 5.7297 | 0 | 0 | 0 |  | * Same as table listed for Economic Potential - RIM, no measures passing AP | [11 empty] | Commercial | Commercial Chiller Upgrade Program, | High Efficiency Chiller (Air Cooled, 50 tons) | Hospitals | Turnover | 1.7041 | 0.35191 | 5.5084 | 0.0025896 | 0.00059732 | 0.011167
| Residential | Residential Heating & Cooling Efficiency Upgrade Program | 15 SEER Air Source Heat Pump | Manufactured Home | Turnover | 0.37514 | 0.36894 | 1.0168 | 0 | 0 | 0 | Fail RIM | Commercial | Commercial Chiller Upgrade Program, | High Efficiency Chiller (Air Cooled, 50 tons) | Hospitals | Turnover | 1.9995 | 0.3684 | 5.4275 | 0.021058 | 0.0048574 | 0.090806 |  | * Subset of ROG34_AP | [11 empty] | Commercial | Commercial Chiller Upgrade Program, | High Efficiency Chiller (Air Cooled, 50 tons) | Lodging/Hospitality | Turnover | 1.4069 | 0.3372 | 4.6131 | 0.00030656 | 7.0714e-05 | 0.0013219
| Residential | Residential Heating & Cooling Efficiency Upgrade Program | 15 SEER Air Source Heat Pump | Single Family | New | 0.37514 | 0.36894 | 1.0168 | 0 | 0 | 0 | Fail RIM | Commercial | Commercial Chiller Upgrade Program, | High Efficiency Chiller (Air Cooled, 50 tons) | Lodging/Hospitality | Turnover | 1.6024 | 0.3684 | 4.3496 | 0.0021958 | 0.00050648 | 0.0094684 | [13 empty] | Commercial | Commercial Chiller Upgrade Program, | High Efficiency Chiller (Air Cooled, 50 tons) | Restaurants | Turnover | 1.3834 | 0.33583 | 4.5445 | 0.00010336 | 2.3842e-05 | 0.0004457
| Residential | Residential Heating & Cooling Efficiency Upgrade Program | 15 SEER Air Source Heat Pump | Multi-Family | New | 0.2652 | 0.36894 | 0.71882 | 0 | 0 | 0 | Fail RIM | Commercial | Commercial Chiller Upgrade Program, | High Efficiency Chiller (Air Cooled, 50 tons) | Offices | Turnover | 1.0918 | 0.3684 | 2.9635 | 0.018477 | 0.004262 | 0.079674 | [13 empty] | Commercial | Commercial Chiller Upgrade Program, | High Efficiency Chiller (Air Cooled, 50 tons) | Retail | Turnover | 1.1131 | 0.31714 | 3.778 | 0 | 0 | 0
| Residential | Residential Heating & Cooling Efficiency Upgrade Program | 15 SEER Air Source Heat Pump | Manufactured Home | New | 0.37514 | 0.36894 | 1.0168 | 0 | 0 | 0 | Fail RIM | Commercial | Commercial Chiller Upgrade Program, | High Efficiency Chiller (Air Cooled, 50 tons) | Restaurants | Turnover | 1.572 | 0.3684 | 4.267 | 0.00073065 | 0.00016854 | 0.0031507 | [13 empty] | Commercial | Commercial Chiller Upgrade Program, | High Efficiency Chiller (Air Cooled, 50 tons) | Healthcare | New | 1.7843 | 0.35521 | 5.7594 | 0 | 0 | 0
| Residential | Residential Heating & Cooling Efficiency Upgrade Program | 15 SEER Central AC | Single Family | Turnover | 0.36211 | 0.42879 | 0.84451 | 0 | 0 | 0 | Fail RIM | Commercial | Commercial Chiller Upgrade Program, | High Efficiency Chiller (Air Cooled, 50 tons) | Retail | Turnover | 1.232 | 0.3684 | 3.3443 | 0 | 0 | 0 | [13 empty] | Commercial | Commercial Chiller Upgrade Program, | High Efficiency Chiller (Air Cooled, 50 tons) | Hospitals | New | 1.7041 | 0.35191 | 5.5084 | 0.00039763 | 9.1719e-05 | 0.0017146
| Residential | Residential Heating & Cooling Efficiency Upgrade Program | 15 SEER Central AC | Multi-Family | Turnover | 0.26977 | 0.42879 | 0.62914 | 0 | 0 | 0 | Fail RIM | Commercial | Commercial Chiller Upgrade Program, | High Efficiency Chiller (Air Cooled, 50 tons) | Schools K-12 | Turnover | 1.071 | 0.3684 | 2.9071 | 0.033333 | 0.0076887 | 0.14374 | [13 empty] | Commercial | Commercial Chiller Upgrade Program, | High Efficiency Chiller (Air Cooled, 50 tons) | Lodging/Hospitality | New | 1.4069 | 0.3372 | 4.6131 | 6.0439e-05 | 1.3941e-05 | 0.00026062
| Residential | Residential Heating & Cooling Efficiency Upgrade Program | 15 SEER Central AC | Manufactured Home | Turnover | 0.36211 | 0.42879 | 0.84451 | 0 | 0 | 0 | Fail RIM | Commercial | Commercial Chiller Upgrade Program, | High Efficiency Chiller (Air Cooled, 50 tons) | College and University | New | 1.0762 | 0.3684 | 2.9212 | 3.183e-05 | 7.3421e-06 | 0.00013726 | [13 empty] | Commercial | Commercial Chiller Upgrade Program, | High Efficiency Chiller (Air Cooled, 50 tons) | Restaurants | New | 1.3834 | 0.33583 | 4.5445 | 3.7127e-05 | 8.5638e-06 | 0.00016009
| Residential | Residential Heating & Cooling Efficiency Upgrade Program | 15 SEER Central AC | Single Family | New | 0.36211 | 0.42879 | 0.84451 | 0 | 0 | 0 | Fail RIM | Commercial | Commercial Chiller Upgrade Program, | High Efficiency Chiller (Air Cooled, 50 tons) | Healthcare | New | 2.1108 | 0.3684 | 5.7297 | 0 | 0 | 0 | [13 empty] | Commercial | Commercial Chiller Upgrade Program, | High Efficiency Chiller (Air Cooled, 50 tons) | Retail | New | 1.1131 | 0.31714 | 3.778 | 0 | 0 | 0
| Residential | Residential Heating & Cooling Efficiency Upgrade Program | 15 SEER Central AC | Multi-Family | New | 0.26977 | 0.42879 | 0.62914 | 0 | 0 | 0 | Fail RIM | Commercial | Commercial Chiller Upgrade Program, | High Efficiency Chiller (Air Cooled, 50 tons) | Hospitals | New | 1.9995 | 0.3684 | 5.4275 | 0.0001891 | 4.3619e-05 | 0.00081543 | [13 empty] | Commercial | Commercial Chiller Upgrade Program, | High Efficiency Chiller (Water cooled-centrifugal, 200 tons) | Healthcare | Turnover | 1.6885 | 0.36402 | 5.2261 | 0 | 0 | 0
| Residential | Residential Heating & Cooling Efficiency Upgrade Program | 15 SEER Central AC | Manufactured Home | New | 0.36211 | 0.42879 | 0.84451 | 0 | 0 | 0 | Fail RIM | Commercial | Commercial Chiller Upgrade Program, | High Efficiency Chiller (Air Cooled, 50 tons) | Lodging/Hospitality | New | 1.6024 | 0.3684 | 4.3496 | 5.2612e-05 | 1.2136e-05 | 0.00022687 | [13 empty] | Commercial | Commercial Chiller Upgrade Program, | High Efficiency Chiller (Water cooled-centrifugal, 200 tons) | Hospitals | Turnover | 1.6113 | 0.36029 | 5.0032 | 0.0018488 | 1.8201e-05 | 0.0057631
| Residential | Residential Heating & Cooling Efficiency Upgrade Program | 16 SEER Air Source Heat Pump | Single Family | Turnover | 0.26964 | 0.36894 | 0.73085 | 0 | 0 | 0 | Fail RIM | Commercial | Commercial Chiller Upgrade Program, | High Efficiency Chiller (Air Cooled, 50 tons) | Offices | New | 1.0918 | 0.3684 | 2.9635 | 0.00035381 | 8.1612e-05 | 0.0015257 | [13 empty] | Commercial | Commercial Chiller Upgrade Program, | High Efficiency Chiller (Water cooled-centrifugal, 200 tons) | Lodging/Hospitality | Turnover | 1.3262 | 0.34377 | 4.2082 | 0.00021635 | 2.13e-06 | 0.00067442
| Residential | Residential Heating & Cooling Efficiency Upgrade Program | 16 SEER Air Source Heat Pump | Multi-Family | Turnover | 0.21687 | 0.36894 | 0.58782 | 0 | 0 | 0 | Fail RIM | Commercial | Commercial Chiller Upgrade Program, | High Efficiency Chiller (Air Cooled, 50 tons) | Restaurants | New | 1.572 | 0.3684 | 4.267 | 9.1738e-06 | 2.1161e-06 | 3.9559e-05 | [13 empty] | Commercial | Commercial Chiller Upgrade Program, | High Efficiency Chiller (Water cooled-centrifugal, 200 tons) | Restaurants | Turnover | 1.3038 | 0.34224 | 4.1473 | 7.2869e-05 | 7.174e-07 | 0.00022715
| Residential | Residential Heating & Cooling Efficiency Upgrade Program | 16 SEER Air Source Heat Pump | Manufactured Home | Turnover | 0.26964 | 0.36894 | 0.73085 | 0 | 0 | 0 | Fail RIM | Commercial | Commercial Chiller Upgrade Program, | High Efficiency Chiller (Air Cooled, 50 tons) | Retail | New | 1.232 | 0.3684 | 3.3443 | 0 | 0 | 0 | [13 empty] | Commercial | Commercial Chiller Upgrade Program, | High Efficiency Chiller (Water cooled-centrifugal, 200 tons) | Retail | Turnover | 1.0461 | 0.32146 | 3.4667 | 0 | 0 | 0
| Residential | Residential Heating & Cooling Efficiency Upgrade Program | 16 SEER Air Source Heat Pump | Single Family | New | 0.26964 | 0.36894 | 0.73085 | 0 | 0 | 0 | Fail RIM | Commercial | Commercial Chiller Upgrade Program, | High Efficiency Chiller (Air Cooled, 50 tons) | Schools K-12 | New | 1.071 | 0.3684 | 2.9071 | 0.0002485 | 5.7321e-05 | 0.0010716 | [13 empty] | Commercial | Commercial Chiller Upgrade Program, | High Efficiency Chiller (Water cooled-centrifugal, 200 tons) | Healthcare | New | 1.6885 | 0.36402 | 5.2261 | 0 | 0 | 0
| Residential | Residential Heating & Cooling Efficiency Upgrade Program | 16 SEER Air Source Heat Pump | Multi-Family | New | 0.21687 | 0.36894 | 0.58782 | 0 | 0 | 0 | Fail RIM | Commercial | Commercial Chiller Upgrade Program, | High Efficiency Chiller (Water cooled-centrifugal, 200 tons) | Healthcare | Turnover | 1.9611 | 0.3859 | 5.082 | 0 | 0 | 0 | [13 empty] | Commercial | Commercial Chiller Upgrade Program, | High Efficiency Chiller (Water cooled-centrifugal, 200 tons) | Hospitals | New | 1.6113 | 0.36029 | 5.0032 | 0.00028401 | 2.7961e-06 | 0.00088534
| Residential | Residential Heating & Cooling Efficiency Upgrade Program | 16 SEER Air Source Heat Pump | Manufactured Home | New | 0.26964 | 0.36894 | 0.73085 | 0 | 0 | 0 | Fail RIM | Commercial | Commercial Chiller Upgrade Program, | High Efficiency Chiller (Water cooled-centrifugal, 200 tons) | Hospitals | Turnover | 1.8577 | 0.3859 | 4.8139 | 0.014102 | 0.00013884 | 0.043961 | [13 empty] | Commercial | Commercial Chiller Upgrade Program, | High Efficiency Chiller (Water cooled-centrifugal, 200 tons) | Lodging/Hospitality | New | 1.3262 | 0.34377 | 4.2082 | 4.2709e-05 | 4.2047e-07 | 0.00013314
| Residential | Residential Heating & Cooling Efficiency Upgrade Program | 16 SEER Central AC | Single Family | Turnover | 0.34696 | 0.42879 | 0.80918 | 0 | 0 | 0 | Fail RIM | Commercial | Commercial Chiller Upgrade Program, | High Efficiency Chiller (Water cooled-centrifugal, 200 tons) | Lodging/Hospitality | Turnover | 1.4888 | 0.3859 | 3.8579 | 0.0014752 | 1.4523e-05 | 0.0045985 | [13 empty] | Commercial | Commercial Chiller Upgrade Program, | High Efficiency Chiller (Water cooled-centrifugal, 200 tons) | Restaurants | New | 1.3038 | 0.34224 | 4.1473 | 2.6179e-05 | 2.5773e-07 | 8.1606e-05
| Residential | Residential Heating & Cooling Efficiency Upgrade Program | 16 SEER Central AC | Multi-Family | Turnover | 0.25875 | 0.42879 | 0.60345 | 0 | 0 | 0 | Fail RIM | Commercial | Commercial Chiller Upgrade Program, | High Efficiency Chiller (Water cooled-centrifugal, 200 tons) | Offices | Turnover | 1.0144 | 0.3859 | 2.6285 | 0.012374 | 0.00012182 | 0.038572 | [13 empty] | Commercial | Commercial Chiller Upgrade Program, | High Efficiency Chiller (Water cooled-centrifugal, 200 tons) | Retail | New | 1.0461 | 0.32146 | 3.4667 | 0 | 0 | 0
| Residential | Residential Heating & Cooling Efficiency Upgrade Program | 16 SEER Central AC | Manufactured Home | Turnover | 0.34696 | 0.42879 | 0.80918 | 0 | 0 | 0 | Fail RIM | Commercial | Commercial Chiller Upgrade Program, | High Efficiency Chiller (Water cooled-centrifugal, 200 tons) | Restaurants | Turnover | 1.4605 | 0.3859 | 3.7847 | 0.00049087 | 4.8326e-06 | 0.0015302 | [13 empty] | Commercial | Commercial Chiller Upgrade Program | High Efficiency Chiller (Water cooled-positive displacement, 100 tons) | Healthcare | Turnover | 1.0429 | 0.32116 | 3.4584 | 0 | 0 | 0
| Residential | Residential Heating & Cooling Efficiency Upgrade Program | 16 SEER Central AC | Single Family | New | 0.34696 | 0.42879 | 0.80918 | 0 | 0 | 0 | Fail RIM | Commercial | Commercial Chiller Upgrade Program, | High Efficiency Chiller (Water cooled-centrifugal, 200 tons) | Retail | Turnover | 1.1447 | 0.3859 | 2.9663 | 0 | 0 | 0 | [13 empty] | Commercial | Commercial Chiller Upgrade Program | High Efficiency Chiller (Water cooled-positive displacement, 100 tons) | Healthcare | New | 1.0429 | 0.32116 | 3.4584 | 0 | 0 | 0
| Residential | Residential Heating & Cooling Efficiency Upgrade Program | 16 SEER Central AC | Multi-Family | New | 0.25875 | 0.42879 | 0.60345 | 0 | 0 | 0 | Fail RIM | Commercial | Commercial Chiller Upgrade Program, | High Efficiency Chiller (Water cooled-centrifugal, 200 tons) | Healthcare | New | 1.9611 | 0.3859 | 5.082 | 0 | 0 | 0 | [13 empty] | Commercial | Commercial Heating & Cooling Efficiency Upgrade Program | High Efficiency PTAC | Grocery | Turnover | 1.4385 | 0.37119 | 4.3096 | 0 | 0 | 0
| Residential | Residential Heating & Cooling Efficiency Upgrade Program | 16 SEER Central AC | Manufactured Home | New | 0.34696 | 0.42879 | 0.80918 | 0 | 0 | 0 | Fail RIM | Commercial | Commercial Chiller Upgrade Program, | High Efficiency Chiller (Water cooled-centrifugal, 200 tons) | Hospitals | New | 1.8577 | 0.3859 | 4.8139 | 0.00012664 | 1.2468e-06 | 0.00039477 | [13 empty] | Commercial | Commercial Heating & Cooling Efficiency Upgrade Program | High Efficiency PTAC | Institutional | Turnover | 1.4107 | 0.36932 | 4.2363 | 0 | 0 | 0
| Residential | Residential Heating & Cooling Efficiency Upgrade Program | 17 SEER Air Source Heat Pump | Single Family | Turnover | 0.24321 | 0.36894 | 0.65923 | 0 | 0 | 0 | Fail RIM | Commercial | Commercial Chiller Upgrade Program, | High Efficiency Chiller (Water cooled-centrifugal, 200 tons) | Lodging/Hospitality | New | 1.4888 | 0.3859 | 3.8579 | 3.5346e-05 | 3.4798e-07 | 0.00011018 | [13 empty] | Commercial | Commercial Heating & Cooling Efficiency Upgrade Program | High Efficiency PTAC | Miscellaneous | Turnover | 1.4114 | 0.363 | 4.3293 | 0 | 0 | 0
| Residential | Residential Heating & Cooling Efficiency Upgrade Program | 17 SEER Air Source Heat Pump | Multi-Family | Turnover | 0.1986 | 0.36894 | 0.53829 | 0 | 0 | 0 | Fail RIM | Commercial | Commercial Chiller Upgrade Program, | High Efficiency Chiller (Water cooled-centrifugal, 200 tons) | Offices | New | 1.0144 | 0.3859 | 2.6285 | 0.00023694 | 2.3327e-06 | 0.00073861 | [13 empty] | Commercial | Commercial Heating & Cooling Efficiency Upgrade Program | High Efficiency PTAC | Grocery | New | 1.4385 | 0.37119 | 4.3096 | 0 | 0 | 0
| Residential | Residential Heating & Cooling Efficiency Upgrade Program | 17 SEER Air Source Heat Pump | Manufactured Home | Turnover | 0.24321 | 0.36894 | 0.65923 | 0 | 0 | 0 | Fail RIM | Commercial | Commercial Chiller Upgrade Program, | High Efficiency Chiller (Water cooled-centrifugal, 200 tons) | Restaurants | New | 1.4605 | 0.3859 | 3.7847 | 6.1632e-06 | 6.0677e-08 | 1.9212e-05 | [13 empty] | Commercial | Commercial Heating & Cooling Efficiency Upgrade Program | High Efficiency PTAC | Institutional | New | 1.4107 | 0.36932 | 4.2363 | 0 | 0 | 0
| Residential | Residential Heating & Cooling Efficiency Upgrade Program | 17 SEER Air Source Heat Pump | Single Family | New | 0.24321 | 0.36894 | 0.65923 | 0 | 0 | 0 | Fail RIM | Commercial | Commercial Chiller Upgrade Program, | High Efficiency Chiller (Water cooled-centrifugal, 200 tons) | Retail | New | 1.1447 | 0.3859 | 2.9663 | 0 | 0 | 0 | [13 empty] | Commercial | Commercial Heating & Cooling Efficiency Upgrade Program | High Efficiency PTAC | Miscellaneous | New | 1.4114 | 0.363 | 4.3293 | 0 | 0 | 0
| Residential | Residential Heating & Cooling Efficiency Upgrade Program | 17 SEER Air Source Heat Pump | Multi-Family | New | 0.1986 | 0.36894 | 0.53829 | 0 | 0 | 0 | Fail RIM | Commercial | Commercial Chiller Upgrade Program | High Efficiency Chiller (Water cooled-positive displacement, 100 tons) | Healthcare | Turnover | 1.1409 | 0.3859 | 2.9563 | 0 | 0 | 0 | [13 empty] | Commercial | Commercial Heating & Cooling Efficiency Upgrade Program | High Efficiency PTHP | Grocery | Turnover | 1.4819 | 0.374 | 4.4252 | 0 | 1.3262e-07 | 0.00072824
| Residential | Residential Heating & Cooling Efficiency Upgrade Program | 17 SEER Air Source Heat Pump | Manufactured Home | New | 0.24321 | 0.36894 | 0.65923 | 0 | 0 | 0 | Fail RIM | Commercial | Commercial Chiller Upgrade Program | High Efficiency Chiller (Water cooled-positive displacement, 100 tons) | Hospitals | Turnover | 1.0807 | 0.3859 | 2.8004 | 0.0085524 | 8.4198e-05 | 0.02666 | [13 empty] | Commercial | Commercial Heating & Cooling Efficiency Upgrade Program | High Efficiency PTHP | Institutional | Turnover | 1.4329 | 0.3708 | 4.2949 | 0.00047795 | 6.0711e-07 | 0.0042948
| Residential | Residential Heating & Cooling Efficiency Upgrade Program | 17 SEER Central AC | Single Family | Turnover | 0.15133 | 0.42879 | 0.35292 | 0 | 0 | 0 | Fail RIM | Commercial | Commercial Chiller Upgrade Program | High Efficiency Chiller (Water cooled-positive displacement, 100 tons) | Healthcare | New | 1.1409 | 0.3859 | 2.9563 | 0 | 0 | 0 | [13 empty] | Commercial | Commercial Heating & Cooling Efficiency Upgrade Program | High Efficiency PTHP | Miscellaneous | Turnover | 1.4662 | 0.37299 | 4.3834 | 0.00052816 | 0 | 0.0010619
| Residential | Residential Heating & Cooling Efficiency Upgrade Program | 17 SEER Central AC | Multi-Family | Turnover | 0.15149 | 0.42879 | 0.35329 | 0 | 0 | 0 | Fail RIM | Commercial | Commercial Chiller Upgrade Program | High Efficiency Chiller (Water cooled-positive displacement, 100 tons) | Hospitals | New | 1.0807 | 0.3859 | 2.8004 | 7.68e-05 | 7.561e-07 | 0.00023941 | [13 empty] | Commercial | Commercial Heating & Cooling Efficiency Upgrade Program | High Efficiency PTHP | Grocery | New | 1.4819 | 0.374 | 4.4252 | 0 | 3.8098e-08 | 0.00020921
| Residential | Residential Heating & Cooling Efficiency Upgrade Program | 17 SEER Central AC | Manufactured Home | Turnover | 0.15133 | 0.42879 | 0.35292 | 0 | 0 | 0 | Fail RIM | Commercial | Commercial Heating & Cooling Efficiency Upgrade Program | High Efficiency PTAC | Grocery | Turnover | 1.6558 | 0.40283 | 4.1103 | 0 | 0 | 0 | [13 empty] | Commercial | Commercial Heating & Cooling Efficiency Upgrade Program | High Efficiency PTHP | Institutional | New | 1.4329 | 0.3708 | 4.2949 | 8.9123e-05 | 1.1687e-07 | 0.00082098
| Residential | Residential Heating & Cooling Efficiency Upgrade Program | 17 SEER Central AC | Single Family | New | 0.15133 | 0.42879 | 0.35292 | 0 | 0 | 0 | Fail RIM | Commercial | Commercial Heating & Cooling Efficiency Upgrade Program | High Efficiency PTAC | Institutional | Turnover | 1.6191 | 0.40283 | 4.0192 | 0 | 0 | 0 | [13 empty] | Commercial | Commercial Heating & Cooling Efficiency Upgrade Program | High Efficiency PTHP | Miscellaneous | New | 1.4662 | 0.37299 | 4.3834 | 0 | 0 | 0
| Residential | Residential Heating & Cooling Efficiency Upgrade Program | 17 SEER Central AC | Multi-Family | New | 0.15149 | 0.42879 | 0.35329 | 0 | 0 | 0 | Fail RIM | Commercial | Commercial Heating & Cooling Efficiency Upgrade Program | High Efficiency PTAC | Miscellaneous | Turnover | 1.6269 | 0.39309 | 4.1388 | 0 | 0 | 0 | [13 empty] | Industrial | Commercial Heating & Cooling Efficiency Upgrade Program | HVAC Equipment Upgrades | Agriculture and Assembly | New | 2.6441 | 0.49543 | 6.872 | 1.7693e-05 | 1.7264e-05 | 0.0001242
| Residential | Residential Heating & Cooling Efficiency Upgrade Program | 17 SEER Central AC | Manufactured Home | New | 0.15133 | 0.42879 | 0.35292 | 0 | 0 | 0 | Fail RIM | Commercial | Commercial Heating & Cooling Efficiency Upgrade Program | High Efficiency PTAC | Grocery | New | 1.6558 | 0.40283 | 4.1103 | 0 | 0 | 0 | [13 empty] | Industrial | Commercial Heating & Cooling Efficiency Upgrade Program | HVAC Equipment Upgrades | Agriculture and Assembly | Turnover | 2.6441 | 0.49543 | 6.872 | 0.00056427 | 0.00055058 | 0.0039611
| Residential | Residential Heating & Cooling Efficiency Upgrade Program | 18 SEER Air Source Heat Pump | Single Family | Turnover | 0.20795 | 0.36894 | 0.56365 | 0 | 0 | 0 | Fail RIM | Commercial | Commercial Heating & Cooling Efficiency Upgrade Program | High Efficiency PTAC | Institutional | New | 1.6191 | 0.40283 | 4.0192 | 0 | 0 | 0 | [13 empty] | Industrial | Commercial Heating & Cooling Efficiency Upgrade Program | HVAC Equipment Upgrades | Chemicals and Plastics | New | 3.2017 | 0.51215 | 8.6841 | 2.5237e-05 | 2.4625e-05 | 0.00017716
| Residential | Residential Heating & Cooling Efficiency Upgrade Program | 18 SEER Air Source Heat Pump | Multi-Family | Turnover | 0.15284 | 0.36894 | 0.41427 | 0 | 0 | 0 | Fail RIM | Commercial | Commercial Heating & Cooling Efficiency Upgrade Program | High Efficiency PTAC | Miscellaneous | New | 1.6269 | 0.39309 | 4.1388 | 0 | 0 | 0 | [13 empty] | Industrial | Commercial Heating & Cooling Efficiency Upgrade Program | HVAC Equipment Upgrades | Chemicals and Plastics | Turnover | 3.2017 | 0.51215 | 8.6841 | 0.00080485 | 0.00078533 | 0.0056499
| Residential | Residential Heating & Cooling Efficiency Upgrade Program | 18 SEER Air Source Heat Pump | Manufactured Home | Turnover | 0.20795 | 0.36894 | 0.56365 | 0 | 0 | 0 | Fail RIM | Commercial | Commercial Heating & Cooling Efficiency Upgrade Program | High Efficiency PTHP | Grocery | Turnover | 1.7135 | 0.40281 | 4.2539 | 0 | 4.3509e-07 | 0.0023892 | [13 empty] | Industrial | Commercial Heating & Cooling Efficiency Upgrade Program | HVAC Equipment Upgrades | Construction | New | 2.4573 | 0.48848 | 6.3242 | 5.1533e-06 | 5.0283e-06 | 3.6175e-05
| Residential | Residential Heating & Cooling Efficiency Upgrade Program | 18 SEER Air Source Heat Pump | Single Family | New | 0.20795 | 0.36894 | 0.56365 | 0 | 0 | 0 | Fail RIM | Commercial | Commercial Heating & Cooling Efficiency Upgrade Program | High Efficiency PTHP | Institutional | Turnover | 1.6483 | 0.40281 | 4.092 | 0.0015456 | 2.0138e-06 | 0.014166 | [13 empty] | Industrial | Commercial Heating & Cooling Efficiency Upgrade Program | HVAC Equipment Upgrades | Construction | Turnover | 2.4573 | 0.48848 | 6.3242 | 0.00016435 | 0.00016036 | 0.0011537
| Residential | Residential Heating & Cooling Efficiency Upgrade Program | 18 SEER Air Source Heat Pump | Multi-Family | New | 0.15284 | 0.36894 | 0.41427 | 0 | 0 | 0 | Fail RIM | Commercial | Commercial Heating & Cooling Efficiency Upgrade Program | High Efficiency PTHP | Miscellaneous | Turnover | 1.6926 | 0.40281 | 4.2019 | 0.0021413 | 0 | 0.0043052 | [13 empty] | Industrial | Commercial Heating & Cooling Efficiency Upgrade Program | HVAC Equipment Upgrades | Electrical and Electronic Equip. | New | 2.6441 | 0.49543 | 6.872 | 1.1005e-05 | 1.0738e-05 | 7.725e-05
| Residential | Residential Heating & Cooling Efficiency Upgrade Program | 18 SEER Air Source Heat Pump | Manufactured Home | New | 0.20795 | 0.36894 | 0.56365 | 0 | 0 | 0 | Fail RIM | Commercial | Commercial Heating & Cooling Efficiency Upgrade Program | High Efficiency PTHP | Grocery | New | 1.7135 | 0.40281 | 4.2539 | 0 | 5.4628e-09 | 2.9998e-05 | [13 empty] | Industrial | Commercial Heating & Cooling Efficiency Upgrade Program | HVAC Equipment Upgrades | Electrical and Electronic Equip. | Turnover | 2.6441 | 0.49543 | 6.872 | 0.00035096 | 0.00034244 | 0.0024637
| Residential | Residential Heating & Cooling Efficiency Upgrade Program | 18 SEER Central AC | Single Family | Turnover | 0.13436 | 0.42879 | 0.31334 | 0 | 0 | 0 | Fail RIM | Commercial | Commercial Heating & Cooling Efficiency Upgrade Program | High Efficiency PTHP | Institutional | New | 1.6483 | 0.40281 | 4.092 | 1.3722e-05 | 1.7879e-08 | 0.00012577 | [13 empty] | Industrial | Commercial Heating & Cooling Efficiency Upgrade Program | HVAC Equipment Upgrades | Lumber/Furniture/Pulp/Paper | New | 2.6441 | 0.49543 | 6.872 | 1.7974e-06 | 1.7538e-06 | 1.2617e-05
| Residential | Residential Heating & Cooling Efficiency Upgrade Program | 18 SEER Central AC | Multi-Family | Turnover | 0.12306 | 0.42879 | 0.287 | 0 | 0 | 0 | Fail RIM | Commercial | Commercial Heating & Cooling Efficiency Upgrade Program | High Efficiency PTHP | Miscellaneous | New | 1.6926 | 0.40281 | 4.2019 | 0 | 0 | 0 | [13 empty] | Industrial | Commercial Heating & Cooling Efficiency Upgrade Program | HVAC Equipment Upgrades | Lumber/Furniture/Pulp/Paper | Turnover | 2.6441 | 0.49543 | 6.872 | 5.7321e-05 | 5.5931e-05 | 0.00040239
| Residential | Residential Heating & Cooling Efficiency Upgrade Program | 18 SEER Central AC | Manufactured Home | Turnover | 0.13436 | 0.42879 | 0.31334 | 0 | 0 | 0 | Fail RIM | Industrial | Commercial Heating & Cooling Efficiency Upgrade Program | HVAC Equipment Upgrades | Agriculture and Assembly | New | 3.58 | 0.54009 | 6.6284 | 0 | 0 | 0 | [13 empty] | Industrial | Commercial Heating & Cooling Efficiency Upgrade Program | HVAC Equipment Upgrades | Metal Products and Machinery | New | 2.3132 | 0.4825 | 5.9194 | 3.7141e-05 | 3.624e-05 | 0.00026072
| Residential | Residential Heating & Cooling Efficiency Upgrade Program | 18 SEER Central AC | Single Family | New | 0.13436 | 0.42879 | 0.31334 | 0 | 0 | 0 | Fail RIM | Industrial | Commercial Heating & Cooling Efficiency Upgrade Program | HVAC Equipment Upgrades | Agriculture and Assembly | Turnover | 3.58 | 0.54009 | 6.6284 | 0.0050845 | 0.0049611 | 0.035692 | [13 empty] | Industrial | Commercial Heating & Cooling Efficiency Upgrade Program | HVAC Equipment Upgrades | Metal Products and Machinery | Turnover | 2.3132 | 0.4825 | 5.9194 | 0.0012108 | 0.0011814 | 0.0084997
| Residential | Residential Heating & Cooling Efficiency Upgrade Program | 18 SEER Central AC | Multi-Family | New | 0.12306 | 0.42879 | 0.287 | 0 | 0 | 0 | Fail RIM | Industrial | Commercial Heating & Cooling Efficiency Upgrade Program | HVAC Equipment Upgrades | Chemicals and Plastics | New | 4.6848 | 0.54009 | 8.674 | 0 | 0 | 0 | [13 empty] | Industrial | Commercial Heating & Cooling Efficiency Upgrade Program | HVAC Equipment Upgrades | Miscellaneous Manufacturing | New | 1.2079 | 0.40516 | 3.2499 | 1.3057e-05 | 1.2741e-05 | 9.1661e-05
| Residential | Residential Heating & Cooling Efficiency Upgrade Program | 18 SEER Central AC | Manufactured Home | New | 0.13436 | 0.42879 | 0.31334 | 0 | 0 | 0 | Fail RIM | Industrial | Commercial Heating & Cooling Efficiency Upgrade Program | HVAC Equipment Upgrades | Chemicals and Plastics | Turnover | 4.6848 | 0.54009 | 8.674 | 0.0081049 | 0.0079083 | 0.056895 | [13 empty] | Industrial | Commercial Heating & Cooling Efficiency Upgrade Program | HVAC Equipment Upgrades | Miscellaneous Manufacturing | Turnover | 1.2079 | 0.40516 | 3.2499 | 0.00064007 | 0.00062454 | 0.0044932
| Residential | Residential Heating & Cooling Efficiency Upgrade Program | 21 SEER Air Source Heat Pump | Single Family | Turnover | 0.18969 | 0.37051 | 0.51196 | 0 | 0 | 0 | Fail RIM | Industrial | Commercial Heating & Cooling Efficiency Upgrade Program | HVAC Equipment Upgrades | Construction | New | 3.246 | 0.54009 | 6.0101 | 0 | 0 | 0 | [13 empty] | Industrial | Commercial Heating & Cooling Efficiency Upgrade Program | HVAC Equipment Upgrades | Primary Resources Industries | New | 1.5714 | 0.43925 | 4.0516 | 9.1427e-06 | 8.9209e-06 | 6.418e-05
| Residential | Residential Heating & Cooling Efficiency Upgrade Program | 21 SEER Air Source Heat Pump | Multi-Family | Turnover | 0.13206 | 0.37051 | 0.35642 | 0 | 0 | 0 | Fail RIM | Industrial | Commercial Heating & Cooling Efficiency Upgrade Program | HVAC Equipment Upgrades | Construction | Turnover | 3.246 | 0.54009 | 6.0101 | 0.0014352 | 0.0014004 | 0.010075 | [13 empty] | Industrial | Commercial Heating & Cooling Efficiency Upgrade Program | HVAC Equipment Upgrades | Primary Resources Industries | Turnover | 1.5714 | 0.43925 | 4.0516 | 0.00029281 | 0.00028571 | 0.0020555
| Residential | Residential Heating & Cooling Efficiency Upgrade Program | 21 SEER Air Source Heat Pump | Manufactured Home | Turnover | 0.18969 | 0.37051 | 0.51196 | 0 | 0 | 0 | Fail RIM | Industrial | Commercial Heating & Cooling Efficiency Upgrade Program | HVAC Equipment Upgrades | Electrical and Electronic Equip. | New | 3.58 | 0.54009 | 6.6284 | 0 | 0 | 0 | [13 empty] | Industrial | Commercial Heating & Cooling Efficiency Upgrade Program | HVAC Equipment Upgrades | Stone/Clay/Glass/Concrete | New | 2.6441 | 0.49543 | 6.872 | 1.5853e-07 | 1.5468e-07 | 1.1128e-06
| Residential | Residential Heating & Cooling Efficiency Upgrade Program | 21 SEER Air Source Heat Pump | Single Family | New | 0.18969 | 0.37051 | 0.51196 | 0 | 0 | 0 | Fail RIM | Industrial | Commercial Heating & Cooling Efficiency Upgrade Program | HVAC Equipment Upgrades | Electrical and Electronic Equip. | Turnover | 3.58 | 0.54009 | 6.6284 | 0.0031624 | 0.0030856 | 0.022199 | [13 empty] | Industrial | Commercial Heating & Cooling Efficiency Upgrade Program | HVAC Equipment Upgrades | Stone/Clay/Glass/Concrete | Turnover | 2.6441 | 0.49543 | 6.872 | 5.0558e-06 | 4.9331e-06 | 3.5491e-05
| Residential | Residential Heating & Cooling Efficiency Upgrade Program | 21 SEER Air Source Heat Pump | Multi-Family | New | 0.13206 | 0.37051 | 0.35642 | 0 | 0 | 0 | Fail RIM | Industrial | Commercial Heating & Cooling Efficiency Upgrade Program | HVAC Equipment Upgrades | Lumber/Furniture/Pulp/Paper | New | 3.58 | 0.54009 | 6.6284 | 0 | 0 | 0 | [13 empty] | Industrial | Commercial Heating & Cooling Efficiency Upgrade Program | HVAC Equipment Upgrades | Textiles and Leather | New | 2.5956 | 0.49371 | 6.7273 | 2.8921e-06 | 2.8219e-06 | 2.0302e-05
| Residential | Residential Heating & Cooling Efficiency Upgrade Program | 21 SEER Air Source Heat Pump | Manufactured Home | New | 0.18969 | 0.37051 | 0.51196 | 0 | 0 | 0 | Fail RIM | Industrial | Commercial Heating & Cooling Efficiency Upgrade Program | HVAC Equipment Upgrades | Lumber/Furniture/Pulp/Paper | Turnover | 3.58 | 0.54009 | 6.6284 | 0.0005165 | 0.00050397 | 0.0036258 | [13 empty] | Industrial | Commercial Heating & Cooling Efficiency Upgrade Program | HVAC Equipment Upgrades | Textiles and Leather | Turnover | 2.5956 | 0.49371 | 6.7273 | 9.2233e-05 | 8.9995e-05 | 0.00064746
| Residential | Residential Heating & Cooling Efficiency Upgrade Program | 21 SEER ASHP from base electric resistance heating | Single Family | Turnover | 0.56552 | 0.32235 | 1.7544 | 0 | 0 | 0 | Fail RIM | Industrial | Commercial Heating & Cooling Efficiency Upgrade Program | HVAC Equipment Upgrades | Metal Products and Machinery | New | 2.9992 | 0.54009 | 5.5531 | 0 | 0 | 0 | [13 empty] | Industrial | Commercial Heating & Cooling Efficiency Upgrade Program | HVAC Equipment Upgrades | Transportation Equipment | New | 2.6441 | 0.49543 | 6.872 | 2.0449e-05 | 1.9953e-05 | 0.00014355
| Residential | Residential Heating & Cooling Efficiency Upgrade Program | 21 SEER ASHP from base electric resistance heating | Multi-Family | Turnover | 0.40479 | 0.32235 | 1.2557 | 0 | 0 | 0 | Fail RIM | Industrial | Commercial Heating & Cooling Efficiency Upgrade Program | HVAC Equipment Upgrades | Metal Products and Machinery | Turnover | 2.9992 | 0.54009 | 5.5531 | 0.009772 | 0.009535 | 0.068598 | [13 empty] | Industrial | Commercial Heating & Cooling Efficiency Upgrade Program | HVAC Equipment Upgrades | Transportation Equipment | Turnover | 2.6441 | 0.49543 | 6.872 | 0.00065217 | 0.00063635 | 0.0045781
| Residential | Residential Heating & Cooling Efficiency Upgrade Program | 21 SEER ASHP from base electric resistance heating | Manufactured Home | Turnover | 0.56552 | 0.32235 | 1.7544 | 0 | 0 | 0 | Fail RIM | Industrial | Commercial Heating & Cooling Efficiency Upgrade Program | HVAC Equipment Upgrades | Miscellaneous Manufacturing | New | 1.3717 | 0.54009 | 2.5397 | 0 | 0 | 0 | [13 empty] | Industrial | Commercial Heating & Cooling Efficiency Upgrade Program | HVAC Equipment Upgrades | Water and Wastewater | New | 2.4573 | 0.48848 | 6.3242 | 6.465e-08 | 6.3081e-08 | 4.5383e-07
| Residential | Residential Heating & Cooling Efficiency Upgrade Program | 21 SEER ASHP from base electric resistance heating | Single Family | New | 0.56552 | 0.32235 | 1.7544 | 0 | 0 | 0 | Fail RIM | Industrial | Commercial Heating & Cooling Efficiency Upgrade Program | HVAC Equipment Upgrades | Miscellaneous Manufacturing | Turnover | 1.3717 | 0.54009 | 2.5397 | 0.0040728 | 0.0039739 | 0.02859 | [13 empty] | Industrial | Commercial Heating & Cooling Efficiency Upgrade Program | HVAC Equipment Upgrades | Water and Wastewater | Turnover | 2.4573 | 0.48848 | 6.3242 | 2.0618e-06 | 2.0118e-06 | 1.4473e-05
| Residential | Residential Heating & Cooling Efficiency Upgrade Program | 21 SEER ASHP from base electric resistance heating | Multi-Family | New | 0.40479 | 0.32235 | 1.2557 | 0 | 0 | 0 | Fail RIM | Industrial | Commercial Heating & Cooling Efficiency Upgrade Program | HVAC Equipment Upgrades | Primary Resources Industries | New | 1.8605 | 0.54009 | 3.4447 | 0 | 0 | 0 | [13 empty] | Commercial | Commercial Chiller Upgrade Program, | High Efficiency Chiller (Air Cooled, 50 tons) | College and University | Turnover | 0.98433 | 0.30574 | 3.4266 | 0 | 0 | 0 | Fail TRC
| Residential | Residential Heating & Cooling Efficiency Upgrade Program | 21 SEER ASHP from base electric resistance heating | Manufactured Home | New | 0.21286 | 0.32235 | 0.66034 | 0 | 0 | 0 | Fail RIM | Industrial | Commercial Heating & Cooling Efficiency Upgrade Program | HVAC Equipment Upgrades | Primary Resources Industries | Turnover | 1.8605 | 0.54009 | 3.4447 | 0.0022431 | 0.0021887 | 0.015746 | [13 empty] | Commercial | Commercial Chiller Upgrade Program, | High Efficiency Chiller (Air Cooled, 50 tons) | Offices | Turnover | 0.99736 | 0.30699 | 3.4617 | 0 | 0 | 0 | Fail TRC
| Residential | Residential Heating & Cooling Efficiency Upgrade Program | 21 SEER Central AC | Single Family | Turnover | 0.12933 | 0.42879 | 0.30161 | 0 | 0 | 0 | Fail RIM | Industrial | Commercial Heating & Cooling Efficiency Upgrade Program | HVAC Equipment Upgrades | Stone/Clay/Glass/Concrete | New | 3.58 | 0.54009 | 6.6284 | 0 | 0 | 0 | [13 empty] | Commercial | Commercial Chiller Upgrade Program, | High Efficiency Chiller (Air Cooled, 50 tons) | Schools K-12 | Turnover | 0.97999 | 0.30532 | 3.4149 | 0 | 0 | 0 | Fail TRC
| Residential | Residential Heating & Cooling Efficiency Upgrade Program | 21 SEER Central AC | Multi-Family | Turnover | 0.10619 | 0.42879 | 0.24766 | 0 | 0 | 0 | Fail RIM | Industrial | Commercial Heating & Cooling Efficiency Upgrade Program | HVAC Equipment Upgrades | Stone/Clay/Glass/Concrete | Turnover | 3.58 | 0.54009 | 6.6284 | 4.5556e-05 | 4.4451e-05 | 0.00031979 | [13 empty] | Commercial | Commercial Chiller Upgrade Program, | High Efficiency Chiller (Air Cooled, 50 tons) | College and University | New | 0.98433 | 0.30574 | 3.4266 | 0 | 0 | 0 | Fail TRC
| Residential | Residential Heating & Cooling Efficiency Upgrade Program | 21 SEER Central AC | Manufactured Home | Turnover | 0.12933 | 0.42879 | 0.30161 | 0 | 0 | 0 | Fail RIM | Industrial | Commercial Heating & Cooling Efficiency Upgrade Program | HVAC Equipment Upgrades | Textiles and Leather | New | 3.4918 | 0.54009 | 6.4651 | 0 | 0 | 0 | [13 empty] | Commercial | Commercial Chiller Upgrade Program, | High Efficiency Chiller (Air Cooled, 50 tons) | Offices | New | 0.99736 | 0.30699 | 3.4617 | 0 | 0 | 0 | Fail TRC
| Residential | Residential Heating & Cooling Efficiency Upgrade Program | 21 SEER Central AC | Single Family | New | 0.12933 | 0.42879 | 0.30161 | 0 | 0 | 0 | Fail RIM | Industrial | Commercial Heating & Cooling Efficiency Upgrade Program | HVAC Equipment Upgrades | Textiles and Leather | Turnover | 3.4918 | 0.54009 | 6.4651 | 0.00082416 | 0.00080416 | 0.0057855 | [13 empty] | Commercial | Commercial Chiller Upgrade Program, | High Efficiency Chiller (Air Cooled, 50 tons) | Schools K-12 | New | 0.97999 | 0.30532 | 3.4149 | 0 | 0 | 0 | Fail TRC
| Residential | Residential Heating & Cooling Efficiency Upgrade Program | 21 SEER Central AC | Multi-Family | New | 0.10619 | 0.42879 | 0.24766 | 0 | 0 | 0 | Fail RIM | Industrial | Commercial Heating & Cooling Efficiency Upgrade Program | HVAC Equipment Upgrades | Transportation Equipment | New | 3.58 | 0.54009 | 6.6284 | 0 | 0 | 0 | [13 empty] | Commercial | Commercial Chiller Upgrade Program, | High Efficiency Chiller (Water cooled-centrifugal, 200 tons) | Offices | Turnover | 0.93618 | 0.31026 | 3.1858 | 0 | 0 | 0 | Fail TRC
| Residential | Residential Heating & Cooling Efficiency Upgrade Program | 21 SEER Central AC | Manufactured Home | New | 0.12933 | 0.42879 | 0.30161 | 0 | 0 | 0 | Fail RIM | Industrial | Commercial Heating & Cooling Efficiency Upgrade Program | HVAC Equipment Upgrades | Transportation Equipment | Turnover | 3.58 | 0.54009 | 6.6284 | 0.0058765 | 0.0057339 | 0.041252 | [13 empty] | Commercial | Commercial Chiller Upgrade Program, | High Efficiency Chiller (Water cooled-centrifugal, 200 tons) | Offices | New | 0.93618 | 0.31026 | 3.1858 | 0 | 0 | 0 | Fail TRC
| Commercial | Commercial Chiller Upgrade Program, | High Efficiency Chiller (Air Cooled, 50 tons) | Assembly | Turnover | 0.97005 | 0.3684 | 2.6331 | 0 | 0 | 0 | Fail RIM | Industrial | Commercial Heating & Cooling Efficiency Upgrade Program | HVAC Equipment Upgrades | Water and Wastewater | New | 3.246 | 0.54009 | 6.0101 | 0 | 0 | 0 | [13 empty] | Commercial | Commercial Chiller Upgrade Program | High Efficiency Chiller (Water cooled-positive displacement, 100 tons) | Hospitals | Turnover | 0.9924 | 0.3162 | 3.3288 | 0 | 0 | 0 | Fail TRC
| Commercial | Commercial Chiller Upgrade Program, | High Efficiency Chiller (Air Cooled, 50 tons) | College and University | Turnover | 1.0762 | 0.3684 | 2.9212 | 0 | 0 | 0 | Fail RIM | Industrial | Commercial Heating & Cooling Efficiency Upgrade Program | HVAC Equipment Upgrades | Water and Wastewater | Turnover | 3.246 | 0.54009 | 6.0101 | 1.8006e-05 | 1.7569e-05 | 0.0001264 | [13 empty] | Commercial | Commercial Chiller Upgrade Program | High Efficiency Chiller (Water cooled-positive displacement, 100 tons) | Hospitals | New | 0.9924 | 0.3162 | 3.3288 | 0 | 0 | 0 | Fail TRC
| Commercial | Commercial Chiller Upgrade Program, | High Efficiency Chiller (Air Cooled, 50 tons) | Grocery | Turnover | 0.53586 | 0.3684 | 1.4546 | 0 | 0 | 0 | Fail RIM | Residential | Residential Heating & Cooling Efficiency Upgrade Program | 15 SEER Air Source Heat Pump | Single Family | Turnover | 0.37514 | 0.36894 | 1.0168 | 0 | 0 | 0 | Fail TRC
| Commercial | Commercial Chiller Upgrade Program, | High Efficiency Chiller (Air Cooled, 50 tons) | Healthcare | Turnover | 2.1108 | 0.3684 | 5.7297 | 0 | 0 | 0 | Fail RIM | Residential | Residential Heating & Cooling Efficiency Upgrade Program | 15 SEER Air Source Heat Pump | Multi-Family | Turnover | 0.2652 | 0.36894 | 0.71882 | 0 | 0 | 0 | Fail TRC
| Commercial | Commercial Chiller Upgrade Program, | High Efficiency Chiller (Air Cooled, 50 tons) | Hospitals | Turnover | 1.9995 | 0.3684 | 5.4275 | 0 | 0 | 0 | Fail RIM | Residential | Residential Heating & Cooling Efficiency Upgrade Program | 15 SEER Air Source Heat Pump | Manufactured Home | Turnover | 0.37514 | 0.36894 | 1.0168 | 0 | 0 | 0 | Fail TRC
| Commercial | Commercial Chiller Upgrade Program, | High Efficiency Chiller (Air Cooled, 50 tons) | Institutional | Turnover | 0.52399 | 0.3684 | 1.4223 | 0 | 0 | 0 | Fail RIM | Residential | Residential Heating & Cooling Efficiency Upgrade Program | 15 SEER Air Source Heat Pump | Single Family | New | 0.37514 | 0.36894 | 1.0168 | 0 | 0 | 0 | Fail TRC
| Commercial | Commercial Chiller Upgrade Program, | High Efficiency Chiller (Air Cooled, 50 tons) | Lodging/Hospitality | Turnover | 1.6024 | 0.3684 | 4.3496 | 0 | 0 | 0 | Fail RIM | Residential | Residential Heating & Cooling Efficiency Upgrade Program | 15 SEER Air Source Heat Pump | Multi-Family | New | 0.2652 | 0.36894 | 0.71882 | 0 | 0 | 0 | Fail TRC
| Commercial | Commercial Chiller Upgrade Program, | High Efficiency Chiller (Air Cooled, 50 tons) | Miscellaneous | Turnover | 0.5418 | 0.3684 | 1.4707 | 0 | 0 | 0 | Fail RIM | Residential | Residential Heating & Cooling Efficiency Upgrade Program | 15 SEER Air Source Heat Pump | Manufactured Home | New | 0.37514 | 0.36894 | 1.0168 | 0 | 0 | 0 | Fail TRC
| Commercial | Commercial Chiller Upgrade Program, | High Efficiency Chiller (Air Cooled, 50 tons) | Offices | Turnover | 1.0918 | 0.3684 | 2.9635 | 0 | 0 | 0 | Fail RIM | Residential | Residential Heating & Cooling Efficiency Upgrade Program | 15 SEER Central AC | Single Family | Turnover | 0.36211 | 0.42879 | 0.84451 | 0 | 0 | 0 | Fail TRC
| Commercial | Commercial Chiller Upgrade Program, | High Efficiency Chiller (Air Cooled, 50 tons) | Restaurants | Turnover | 1.572 | 0.3684 | 4.267 | 0 | 0 | 0 | Fail RIM | Residential | Residential Heating & Cooling Efficiency Upgrade Program | 15 SEER Central AC | Multi-Family | Turnover | 0.26977 | 0.42879 | 0.62914 | 0 | 0 | 0 | Fail TRC
| Commercial | Commercial Chiller Upgrade Program, | High Efficiency Chiller (Air Cooled, 50 tons) | Retail | Turnover | 1.232 | 0.3684 | 3.3443 | 0 | 0 | 0 | Fail RIM | Residential | Residential Heating & Cooling Efficiency Upgrade Program | 15 SEER Central AC | Manufactured Home | Turnover | 0.36211 | 0.42879 | 0.84451 | 0 | 0 | 0 | Fail TRC
| Commercial | Commercial Chiller Upgrade Program, | High Efficiency Chiller (Air Cooled, 50 tons) | Schools K-12 | Turnover | 1.071 | 0.3684 | 2.9071 | 0 | 0 | 0 | Fail RIM | Residential | Residential Heating & Cooling Efficiency Upgrade Program | 15 SEER Central AC | Single Family | New | 0.36211 | 0.42879 | 0.84451 | 0 | 0 | 0 | Fail TRC
| Commercial | Commercial Chiller Upgrade Program, | High Efficiency Chiller (Air Cooled, 50 tons) | Warehouse | Turnover | 0.23528 | 0.3684 | 0.63864 | 0 | 0 | 0 | Fail RIM | Residential | Residential Heating & Cooling Efficiency Upgrade Program | 15 SEER Central AC | Multi-Family | New | 0.26977 | 0.42879 | 0.62914 | 0 | 0 | 0 | Fail TRC
| Commercial | Commercial Chiller Upgrade Program, | High Efficiency Chiller (Air Cooled, 50 tons) | Assembly | New | 0.97005 | 0.3684 | 2.6331 | 0 | 0 | 0 | Fail RIM | Residential | Residential Heating & Cooling Efficiency Upgrade Program | 15 SEER Central AC | Manufactured Home | New | 0.36211 | 0.42879 | 0.84451 | 0 | 0 | 0 | Fail TRC
| Commercial | Commercial Chiller Upgrade Program, | High Efficiency Chiller (Air Cooled, 50 tons) | College and University | New | 1.0762 | 0.3684 | 2.9212 | 0 | 0 | 0 | Fail RIM | Residential | Residential Heating & Cooling Efficiency Upgrade Program | 16 SEER Air Source Heat Pump | Single Family | Turnover | 0.26964 | 0.36894 | 0.73085 | 0 | 0 | 0 | Fail TRC
| Commercial | Commercial Chiller Upgrade Program, | High Efficiency Chiller (Air Cooled, 50 tons) | Grocery | New | 0.53586 | 0.3684 | 1.4546 | 0 | 0 | 0 | Fail RIM | Residential | Residential Heating & Cooling Efficiency Upgrade Program | 16 SEER Air Source Heat Pump | Multi-Family | Turnover | 0.21687 | 0.36894 | 0.58782 | 0 | 0 | 0 | Fail TRC
| Commercial | Commercial Chiller Upgrade Program, | High Efficiency Chiller (Air Cooled, 50 tons) | Healthcare | New | 2.1108 | 0.3684 | 5.7297 | 0 | 0 | 0 | Fail RIM | Residential | Residential Heating & Cooling Efficiency Upgrade Program | 16 SEER Air Source Heat Pump | Manufactured Home | Turnover | 0.26964 | 0.36894 | 0.73085 | 0 | 0 | 0 | Fail TRC
| Commercial | Commercial Chiller Upgrade Program, | High Efficiency Chiller (Air Cooled, 50 tons) | Hospitals | New | 1.9995 | 0.3684 | 5.4275 | 0 | 0 | 0 | Fail RIM | Residential | Residential Heating & Cooling Efficiency Upgrade Program | 16 SEER Air Source Heat Pump | Single Family | New | 0.26964 | 0.36894 | 0.73085 | 0 | 0 | 0 | Fail TRC
| Commercial | Commercial Chiller Upgrade Program, | High Efficiency Chiller (Air Cooled, 50 tons) | Institutional | New | 0.52399 | 0.3684 | 1.4223 | 0 | 0 | 0 | Fail RIM | Residential | Residential Heating & Cooling Efficiency Upgrade Program | 16 SEER Air Source Heat Pump | Multi-Family | New | 0.21687 | 0.36894 | 0.58782 | 0 | 0 | 0 | Fail TRC
| Commercial | Commercial Chiller Upgrade Program, | High Efficiency Chiller (Air Cooled, 50 tons) | Lodging/Hospitality | New | 1.6024 | 0.3684 | 4.3496 | 0 | 0 | 0 | Fail RIM | Residential | Residential Heating & Cooling Efficiency Upgrade Program | 16 SEER Air Source Heat Pump | Manufactured Home | New | 0.26964 | 0.36894 | 0.73085 | 0 | 0 | 0 | Fail TRC
| Commercial | Commercial Chiller Upgrade Program, | High Efficiency Chiller (Air Cooled, 50 tons) | Miscellaneous | New | 0.5418 | 0.3684 | 1.4707 | 0 | 0 | 0 | Fail RIM | Residential | Residential Heating & Cooling Efficiency Upgrade Program | 16 SEER Central AC | Single Family | Turnover | 0.34696 | 0.42879 | 0.80918 | 0 | 0 | 0 | Fail TRC
| Commercial | Commercial Chiller Upgrade Program, | High Efficiency Chiller (Air Cooled, 50 tons) | Offices | New | 1.0918 | 0.3684 | 2.9635 | 0 | 0 | 0 | Fail RIM | Residential | Residential Heating & Cooling Efficiency Upgrade Program | 16 SEER Central AC | Multi-Family | Turnover | 0.25875 | 0.42879 | 0.60345 | 0 | 0 | 0 | Fail TRC
| Commercial | Commercial Chiller Upgrade Program, | High Efficiency Chiller (Air Cooled, 50 tons) | Restaurants | New | 1.572 | 0.3684 | 4.267 | 0 | 0 | 0 | Fail RIM | Residential | Residential Heating & Cooling Efficiency Upgrade Program | 16 SEER Central AC | Manufactured Home | Turnover | 0.34696 | 0.42879 | 0.80918 | 0 | 0 | 0 | Fail TRC
| Commercial | Commercial Chiller Upgrade Program, | High Efficiency Chiller (Air Cooled, 50 tons) | Retail | New | 1.232 | 0.3684 | 3.3443 | 0 | 0 | 0 | Fail RIM | Residential | Residential Heating & Cooling Efficiency Upgrade Program | 16 SEER Central AC | Single Family | New | 0.34696 | 0.42879 | 0.80918 | 0 | 0 | 0 | Fail TRC
| Commercial | Commercial Chiller Upgrade Program, | High Efficiency Chiller (Air Cooled, 50 tons) | Schools K-12 | New | 1.071 | 0.3684 | 2.9071 | 0 | 0 | 0 | Fail RIM | Residential | Residential Heating & Cooling Efficiency Upgrade Program | 16 SEER Central AC | Multi-Family | New | 0.25875 | 0.42879 | 0.60345 | 0 | 0 | 0 | Fail TRC
| Commercial | Commercial Chiller Upgrade Program, | High Efficiency Chiller (Air Cooled, 50 tons) | Warehouse | New | 0.23528 | 0.3684 | 0.63864 | 0 | 0 | 0 | Fail RIM | Residential | Residential Heating & Cooling Efficiency Upgrade Program | 16 SEER Central AC | Manufactured Home | New | 0.34696 | 0.42879 | 0.80918 | 0 | 0 | 0 | Fail TRC
| Commercial | Commercial Chiller Upgrade Program, | High Efficiency Chiller (Water cooled-centrifugal, 200 tons) | Assembly | Turnover | 0.90127 | 0.3859 | 2.3355 | 0 | 0 | 0 | Fail RIM | Residential | Residential Heating & Cooling Efficiency Upgrade Program | 17 SEER Air Source Heat Pump | Single Family | Turnover | 0.24321 | 0.36894 | 0.65923 | 0 | 0 | 0 | Fail TRC
| Commercial | Commercial Chiller Upgrade Program, | High Efficiency Chiller (Water cooled-centrifugal, 200 tons) | College and University | Turnover | 0.99988 | 0.3859 | 2.591 | 0 | 0 | 0 | Fail RIM | Residential | Residential Heating & Cooling Efficiency Upgrade Program | 17 SEER Air Source Heat Pump | Multi-Family | Turnover | 0.1986 | 0.36894 | 0.53829 | 0 | 0 | 0 | Fail TRC
| Commercial | Commercial Chiller Upgrade Program, | High Efficiency Chiller (Water cooled-centrifugal, 200 tons) | Grocery | Turnover | 0.49787 | 0.3859 | 1.2902 | 0 | 0 | 0 | Fail RIM | Residential | Residential Heating & Cooling Efficiency Upgrade Program | 17 SEER Air Source Heat Pump | Manufactured Home | Turnover | 0.24321 | 0.36894 | 0.65923 | 0 | 0 | 0 | Fail TRC
| Commercial | Commercial Chiller Upgrade Program, | High Efficiency Chiller (Water cooled-centrifugal, 200 tons) | Healthcare | Turnover | 1.9611 | 0.3859 | 5.082 | 0 | 0 | 0 | Fail RIM | Residential | Residential Heating & Cooling Efficiency Upgrade Program | 17 SEER Air Source Heat Pump | Single Family | New | 0.24321 | 0.36894 | 0.65923 | 0 | 0 | 0 | Fail TRC
| Commercial | Commercial Chiller Upgrade Program, | High Efficiency Chiller (Water cooled-centrifugal, 200 tons) | Hospitals | Turnover | 1.8577 | 0.3859 | 4.8139 | 0 | 0 | 0 | Fail RIM | Residential | Residential Heating & Cooling Efficiency Upgrade Program | 17 SEER Air Source Heat Pump | Multi-Family | New | 0.1986 | 0.36894 | 0.53829 | 0 | 0 | 0 | Fail TRC
| Commercial | Commercial Chiller Upgrade Program, | High Efficiency Chiller (Water cooled-centrifugal, 200 tons) | Institutional | Turnover | 0.48684 | 0.3859 | 1.2616 | 0 | 0 | 0 | Fail RIM | Residential | Residential Heating & Cooling Efficiency Upgrade Program | 17 SEER Air Source Heat Pump | Manufactured Home | New | 0.24321 | 0.36894 | 0.65923 | 0 | 0 | 0 | Fail TRC
| Commercial | Commercial Chiller Upgrade Program, | High Efficiency Chiller (Water cooled-centrifugal, 200 tons) | Lodging/Hospitality | Turnover | 1.4888 | 0.3859 | 3.8579 | 0 | 0 | 0 | Fail RIM | Residential | Residential Heating & Cooling Efficiency Upgrade Program | 17 SEER Central AC | Single Family | Turnover | 0.15133 | 0.42879 | 0.35292 | 0 | 0 | 0 | Fail TRC
| Commercial | Commercial Chiller Upgrade Program, | High Efficiency Chiller (Water cooled-centrifugal, 200 tons) | Miscellaneous | Turnover | 0.50339 | 0.3859 | 1.3044 | 0 | 0 | 0 | Fail RIM | Residential | Residential Heating & Cooling Efficiency Upgrade Program | 17 SEER Central AC | Multi-Family | Turnover | 0.15149 | 0.42879 | 0.35329 | 0 | 0 | 0 | Fail TRC
| Commercial | Commercial Chiller Upgrade Program, | High Efficiency Chiller (Water cooled-centrifugal, 200 tons) | Offices | Turnover | 1.0144 | 0.3859 | 2.6285 | 0 | 0 | 0 | Fail RIM | Residential | Residential Heating & Cooling Efficiency Upgrade Program | 17 SEER Central AC | Manufactured Home | Turnover | 0.15133 | 0.42879 | 0.35292 | 0 | 0 | 0 | Fail TRC
| Commercial | Commercial Chiller Upgrade Program, | High Efficiency Chiller (Water cooled-centrifugal, 200 tons) | Restaurants | Turnover | 1.4605 | 0.3859 | 3.7847 | 0 | 0 | 0 | Fail RIM | Residential | Residential Heating & Cooling Efficiency Upgrade Program | 17 SEER Central AC | Single Family | New | 0.15133 | 0.42879 | 0.35292 | 0 | 0 | 0 | Fail TRC
| Commercial | Commercial Chiller Upgrade Program, | High Efficiency Chiller (Water cooled-centrifugal, 200 tons) | Retail | Turnover | 1.1447 | 0.3859 | 2.9663 | 0 | 0 | 0 | Fail RIM | Residential | Residential Heating & Cooling Efficiency Upgrade Program | 17 SEER Central AC | Multi-Family | New | 0.15149 | 0.42879 | 0.35329 | 0 | 0 | 0 | Fail TRC
| Commercial | Commercial Chiller Upgrade Program, | High Efficiency Chiller (Water cooled-centrifugal, 200 tons) | Schools K-12 | Turnover | 0.99505 | 0.3859 | 2.5785 | 0 | 0 | 0 | Fail RIM | Residential | Residential Heating & Cooling Efficiency Upgrade Program | 17 SEER Central AC | Manufactured Home | New | 0.15133 | 0.42879 | 0.35292 | 0 | 0 | 0 | Fail TRC
| Commercial | Commercial Chiller Upgrade Program, | High Efficiency Chiller (Water cooled-centrifugal, 200 tons) | Warehouse | Turnover | 0.21859 | 0.3859 | 0.56645 | 0 | 0 | 0 | Fail RIM | Residential | Residential Heating & Cooling Efficiency Upgrade Program | 18 SEER Air Source Heat Pump | Single Family | Turnover | 0.20795 | 0.36894 | 0.56365 | 0 | 0 | 0 | Fail TRC
| Commercial | Commercial Chiller Upgrade Program, | High Efficiency Chiller (Water cooled-centrifugal, 200 tons) | Assembly | New | 0.90127 | 0.3859 | 2.3355 | 0 | 0 | 0 | Fail RIM | Residential | Residential Heating & Cooling Efficiency Upgrade Program | 18 SEER Air Source Heat Pump | Multi-Family | Turnover | 0.15284 | 0.36894 | 0.41427 | 0 | 0 | 0 | Fail TRC
| Commercial | Commercial Chiller Upgrade Program, | High Efficiency Chiller (Water cooled-centrifugal, 200 tons) | College and University | New | 0.99988 | 0.3859 | 2.591 | 0 | 0 | 0 | Fail RIM | Residential | Residential Heating & Cooling Efficiency Upgrade Program | 18 SEER Air Source Heat Pump | Manufactured Home | Turnover | 0.20795 | 0.36894 | 0.56365 | 0 | 0 | 0 | Fail TRC
| Commercial | Commercial Chiller Upgrade Program, | High Efficiency Chiller (Water cooled-centrifugal, 200 tons) | Grocery | New | 0.49787 | 0.3859 | 1.2902 | 0 | 0 | 0 | Fail RIM | Residential | Residential Heating & Cooling Efficiency Upgrade Program | 18 SEER Air Source Heat Pump | Single Family | New | 0.20795 | 0.36894 | 0.56365 | 0 | 0 | 0 | Fail TRC
| Commercial | Commercial Chiller Upgrade Program, | High Efficiency Chiller (Water cooled-centrifugal, 200 tons) | Healthcare | New | 1.9611 | 0.3859 | 5.082 | 0 | 0 | 0 | Fail RIM | Residential | Residential Heating & Cooling Efficiency Upgrade Program | 18 SEER Air Source Heat Pump | Multi-Family | New | 0.15284 | 0.36894 | 0.41427 | 0 | 0 | 0 | Fail TRC
| Commercial | Commercial Chiller Upgrade Program, | High Efficiency Chiller (Water cooled-centrifugal, 200 tons) | Hospitals | New | 1.8577 | 0.3859 | 4.8139 | 0 | 0 | 0 | Fail RIM | Residential | Residential Heating & Cooling Efficiency Upgrade Program | 18 SEER Air Source Heat Pump | Manufactured Home | New | 0.20795 | 0.36894 | 0.56365 | 0 | 0 | 0 | Fail TRC
| Commercial | Commercial Chiller Upgrade Program, | High Efficiency Chiller (Water cooled-centrifugal, 200 tons) | Institutional | New | 0.48684 | 0.3859 | 1.2616 | 0 | 0 | 0 | Fail RIM | Residential | Residential Heating & Cooling Efficiency Upgrade Program | 18 SEER Central AC | Single Family | Turnover | 0.13436 | 0.42879 | 0.31334 | 0 | 0 | 0 | Fail TRC
| Commercial | Commercial Chiller Upgrade Program, | High Efficiency Chiller (Water cooled-centrifugal, 200 tons) | Lodging/Hospitality | New | 1.4888 | 0.3859 | 3.8579 | 0 | 0 | 0 | Fail RIM | Residential | Residential Heating & Cooling Efficiency Upgrade Program | 18 SEER Central AC | Multi-Family | Turnover | 0.12306 | 0.42879 | 0.287 | 0 | 0 | 0 | Fail TRC
| Commercial | Commercial Chiller Upgrade Program, | High Efficiency Chiller (Water cooled-centrifugal, 200 tons) | Miscellaneous | New | 0.50339 | 0.3859 | 1.3044 | 0 | 0 | 0 | Fail RIM | Residential | Residential Heating & Cooling Efficiency Upgrade Program | 18 SEER Central AC | Manufactured Home | Turnover | 0.13436 | 0.42879 | 0.31334 | 0 | 0 | 0 | Fail TRC
| Commercial | Commercial Chiller Upgrade Program, | High Efficiency Chiller (Water cooled-centrifugal, 200 tons) | Offices | New | 1.0144 | 0.3859 | 2.6285 | 0 | 0 | 0 | Fail RIM | Residential | Residential Heating & Cooling Efficiency Upgrade Program | 18 SEER Central AC | Single Family | New | 0.13436 | 0.42879 | 0.31334 | 0 | 0 | 0 | Fail TRC
| Commercial | Commercial Chiller Upgrade Program, | High Efficiency Chiller (Water cooled-centrifugal, 200 tons) | Restaurants | New | 1.4605 | 0.3859 | 3.7847 | 0 | 0 | 0 | Fail RIM | Residential | Residential Heating & Cooling Efficiency Upgrade Program | 18 SEER Central AC | Multi-Family | New | 0.12306 | 0.42879 | 0.287 | 0 | 0 | 0 | Fail TRC
| Commercial | Commercial Chiller Upgrade Program, | High Efficiency Chiller (Water cooled-centrifugal, 200 tons) | Retail | New | 1.1447 | 0.3859 | 2.9663 | 0 | 0 | 0 | Fail RIM | Residential | Residential Heating & Cooling Efficiency Upgrade Program | 18 SEER Central AC | Manufactured Home | New | 0.13436 | 0.42879 | 0.31334 | 0 | 0 | 0 | Fail TRC
| Commercial | Commercial Chiller Upgrade Program, | High Efficiency Chiller (Water cooled-centrifugal, 200 tons) | Schools K-12 | New | 0.99505 | 0.3859 | 2.5785 | 0 | 0 | 0 | Fail RIM | Residential | Residential Heating & Cooling Efficiency Upgrade Program | 21 SEER Air Source Heat Pump | Single Family | Turnover | 0.18969 | 0.37051 | 0.51196 | 0 | 0 | 0 | Fail TRC
| Commercial | Commercial Chiller Upgrade Program, | High Efficiency Chiller (Water cooled-centrifugal, 200 tons) | Warehouse | New | 0.21859 | 0.3859 | 0.56645 | 0 | 0 | 0 | Fail RIM | Residential | Residential Heating & Cooling Efficiency Upgrade Program | 21 SEER Air Source Heat Pump | Multi-Family | Turnover | 0.13206 | 0.37051 | 0.35642 | 0 | 0 | 0 | Fail TRC
| Commercial | Commercial Chiller Upgrade Program | High Efficiency Chiller (Water cooled-positive displacement, 100 tons) | Assembly | Turnover | 0.5243 | 0.3859 | 1.3586 | 0 | 0 | 0 | Fail RIM | Residential | Residential Heating & Cooling Efficiency Upgrade Program | 21 SEER Air Source Heat Pump | Manufactured Home | Turnover | 0.18969 | 0.37051 | 0.51196 | 0 | 0 | 0 | Fail TRC
| Commercial | Commercial Chiller Upgrade Program | High Efficiency Chiller (Water cooled-positive displacement, 100 tons) | College and University | Turnover | 0.58166 | 0.3859 | 1.5073 | 0 | 0 | 0 | Fail RIM | Residential | Residential Heating & Cooling Efficiency Upgrade Program | 21 SEER Air Source Heat Pump | Single Family | New | 0.18969 | 0.37051 | 0.51196 | 0 | 0 | 0 | Fail TRC
| Commercial | Commercial Chiller Upgrade Program | High Efficiency Chiller (Water cooled-positive displacement, 100 tons) | Grocery | Turnover | 0.28963 | 0.3859 | 0.75052 | 0 | 0 | 0 | Fail RIM | Residential | Residential Heating & Cooling Efficiency Upgrade Program | 21 SEER Air Source Heat Pump | Multi-Family | New | 0.13206 | 0.37051 | 0.35642 | 0 | 0 | 0 | Fail TRC
| Commercial | Commercial Chiller Upgrade Program | High Efficiency Chiller (Water cooled-positive displacement, 100 tons) | Healthcare | Turnover | 1.1409 | 0.3859 | 2.9563 | 0 | 0 | 0 | Fail RIM | Residential | Residential Heating & Cooling Efficiency Upgrade Program | 21 SEER Air Source Heat Pump | Manufactured Home | New | 0.18969 | 0.37051 | 0.51196 | 0 | 0 | 0 | Fail TRC
| Commercial | Commercial Chiller Upgrade Program | High Efficiency Chiller (Water cooled-positive displacement, 100 tons) | Hospitals | Turnover | 1.0807 | 0.3859 | 2.8004 | 0 | 0 | 0 | Fail RIM | Residential | Residential Heating & Cooling Efficiency Upgrade Program | 21 SEER ASHP from base electric resistance heating | Single Family | Turnover | 0.56552 | 0.32235 | 1.7544 | 0 | 0 | 0 | Fail TRC
| Commercial | Commercial Chiller Upgrade Program | High Efficiency Chiller (Water cooled-positive displacement, 100 tons) | Institutional | Turnover | 0.28321 | 0.3859 | 0.73389 | 0 | 0 | 0 | Fail RIM | Residential | Residential Heating & Cooling Efficiency Upgrade Program | 21 SEER ASHP from base electric resistance heating | Multi-Family | Turnover | 0.40479 | 0.32235 | 1.2557 | 0 | 0 | 0 | Fail TRC
| Commercial | Commercial Chiller Upgrade Program | High Efficiency Chiller (Water cooled-positive displacement, 100 tons) | Lodging/Hospitality | Turnover | 0.86607 | 0.3859 | 2.2443 | 0 | 0 | 0 | Fail RIM | Residential | Residential Heating & Cooling Efficiency Upgrade Program | 21 SEER ASHP from base electric resistance heating | Manufactured Home | Turnover | 0.56552 | 0.32235 | 1.7544 | 0 | 0 | 0 | Fail TRC
| Commercial | Commercial Chiller Upgrade Program | High Efficiency Chiller (Water cooled-positive displacement, 100 tons) | Miscellaneous | Turnover | 0.29284 | 0.3859 | 0.75884 | 0 | 0 | 0 | Fail RIM | Residential | Residential Heating & Cooling Efficiency Upgrade Program | 21 SEER ASHP from base electric resistance heating | Single Family | New | 0.56552 | 0.32235 | 1.7544 | 0 | 0 | 0 | Fail TRC
| Commercial | Commercial Chiller Upgrade Program | High Efficiency Chiller (Water cooled-positive displacement, 100 tons) | Offices | Turnover | 0.59009 | 0.3859 | 1.5291 | 0 | 0 | 0 | Fail RIM | Residential | Residential Heating & Cooling Efficiency Upgrade Program | 21 SEER ASHP from base electric resistance heating | Multi-Family | New | 0.40479 | 0.32235 | 1.2557 | 0 | 0 | 0 | Fail TRC
| Commercial | Commercial Chiller Upgrade Program | High Efficiency Chiller (Water cooled-positive displacement, 100 tons) | Restaurants | Turnover | 0.84963 | 0.3859 | 2.2017 | 0 | 0 | 0 | Fail RIM | Residential | Residential Heating & Cooling Efficiency Upgrade Program | 21 SEER ASHP from base electric resistance heating | Manufactured Home | New | 0.21286 | 0.32235 | 0.66034 | 0 | 0 | 0 | Fail TRC
| Commercial | Commercial Chiller Upgrade Program | High Efficiency Chiller (Water cooled-positive displacement, 100 tons) | Retail | Turnover | 0.6659 | 0.3859 | 1.7256 | 0 | 0 | 0 | Fail RIM | Residential | Residential Heating & Cooling Efficiency Upgrade Program | 21 SEER Central AC | Single Family | Turnover | 0.12933 | 0.42879 | 0.30161 | 0 | 0 | 0 | Fail TRC
| Commercial | Commercial Chiller Upgrade Program | High Efficiency Chiller (Water cooled-positive displacement, 100 tons) | Schools K-12 | Turnover | 0.57885 | 0.3859 | 1.5 | 0 | 0 | 0 | Fail RIM | Residential | Residential Heating & Cooling Efficiency Upgrade Program | 21 SEER Central AC | Multi-Family | Turnover | 0.10619 | 0.42879 | 0.24766 | 0 | 0 | 0 | Fail TRC
| Commercial | Commercial Chiller Upgrade Program | High Efficiency Chiller (Water cooled-positive displacement, 100 tons) | Warehouse | Turnover | 0.12716 | 0.3859 | 0.32952 | 0 | 0 | 0 | Fail RIM | Residential | Residential Heating & Cooling Efficiency Upgrade Program | 21 SEER Central AC | Manufactured Home | Turnover | 0.12933 | 0.42879 | 0.30161 | 0 | 0 | 0 | Fail TRC
| Commercial | Commercial Chiller Upgrade Program | High Efficiency Chiller (Water cooled-positive displacement, 100 tons) | Assembly | New | 0.5243 | 0.3859 | 1.3586 | 0 | 0 | 0 | Fail RIM | Residential | Residential Heating & Cooling Efficiency Upgrade Program | 21 SEER Central AC | Single Family | New | 0.12933 | 0.42879 | 0.30161 | 0 | 0 | 0 | Fail TRC
| Commercial | Commercial Chiller Upgrade Program | High Efficiency Chiller (Water cooled-positive displacement, 100 tons) | College and University | New | 0.58166 | 0.3859 | 1.5073 | 0 | 0 | 0 | Fail RIM | Residential | Residential Heating & Cooling Efficiency Upgrade Program | 21 SEER Central AC | Multi-Family | New | 0.10619 | 0.42879 | 0.24766 | 0 | 0 | 0 | Fail TRC
| Commercial | Commercial Chiller Upgrade Program | High Efficiency Chiller (Water cooled-positive displacement, 100 tons) | Grocery | New | 0.28963 | 0.3859 | 0.75052 | 0 | 0 | 0 | Fail RIM | Residential | Residential Heating & Cooling Efficiency Upgrade Program | 21 SEER Central AC | Manufactured Home | New | 0.12933 | 0.42879 | 0.30161 | 0 | 0 | 0 | Fail TRC
| Commercial | Commercial Chiller Upgrade Program | High Efficiency Chiller (Water cooled-positive displacement, 100 tons) | Healthcare | New | 1.1409 | 0.3859 | 2.9563 | 0 | 0 | 0 | Fail RIM | Commercial | Commercial Chiller Upgrade Program, | High Efficiency Chiller (Air Cooled, 50 tons) | Assembly | Turnover | 0.97005 | 0.3684 | 2.6331 | 0 | 0 | 0 | Fail TRC
| Commercial | Commercial Chiller Upgrade Program | High Efficiency Chiller (Water cooled-positive displacement, 100 tons) | Hospitals | New | 1.0807 | 0.3859 | 2.8004 | 0 | 0 | 0 | Fail RIM | Commercial | Commercial Chiller Upgrade Program, | High Efficiency Chiller (Air Cooled, 50 tons) | Grocery | Turnover | 0.53586 | 0.3684 | 1.4546 | 0 | 0 | 0 | Fail TRC
| Commercial | Commercial Chiller Upgrade Program | High Efficiency Chiller (Water cooled-positive displacement, 100 tons) | Institutional | New | 0.28321 | 0.3859 | 0.73389 | 0 | 0 | 0 | Fail RIM | Commercial | Commercial Chiller Upgrade Program, | High Efficiency Chiller (Air Cooled, 50 tons) | Institutional | Turnover | 0.52399 | 0.3684 | 1.4223 | 0 | 0 | 0 | Fail TRC
| Commercial | Commercial Chiller Upgrade Program | High Efficiency Chiller (Water cooled-positive displacement, 100 tons) | Lodging/Hospitality | New | 0.86607 | 0.3859 | 2.2443 | 0 | 0 | 0 | Fail RIM | Commercial | Commercial Chiller Upgrade Program, | High Efficiency Chiller (Air Cooled, 50 tons) | Miscellaneous | Turnover | 0.5418 | 0.3684 | 1.4707 | 0 | 0 | 0 | Fail TRC
| Commercial | Commercial Chiller Upgrade Program | High Efficiency Chiller (Water cooled-positive displacement, 100 tons) | Miscellaneous | New | 0.29284 | 0.3859 | 0.75884 | 0 | 0 | 0 | Fail RIM | Commercial | Commercial Chiller Upgrade Program, | High Efficiency Chiller (Air Cooled, 50 tons) | Warehouse | Turnover | 0.23528 | 0.3684 | 0.63864 | 0 | 0 | 0 | Fail TRC
| Commercial | Commercial Chiller Upgrade Program | High Efficiency Chiller (Water cooled-positive displacement, 100 tons) | Offices | New | 0.59009 | 0.3859 | 1.5291 | 0 | 0 | 0 | Fail RIM | Commercial | Commercial Chiller Upgrade Program, | High Efficiency Chiller (Air Cooled, 50 tons) | Assembly | New | 0.97005 | 0.3684 | 2.6331 | 0 | 0 | 0 | Fail TRC
| Commercial | Commercial Chiller Upgrade Program | High Efficiency Chiller (Water cooled-positive displacement, 100 tons) | Restaurants | New | 0.84963 | 0.3859 | 2.2017 | 0 | 0 | 0 | Fail RIM | Commercial | Commercial Chiller Upgrade Program, | High Efficiency Chiller (Air Cooled, 50 tons) | Grocery | New | 0.53586 | 0.3684 | 1.4546 | 0 | 0 | 0 | Fail TRC
| Commercial | Commercial Chiller Upgrade Program | High Efficiency Chiller (Water cooled-positive displacement, 100 tons) | Retail | New | 0.6659 | 0.3859 | 1.7256 | 0 | 0 | 0 | Fail RIM | Commercial | Commercial Chiller Upgrade Program, | High Efficiency Chiller (Air Cooled, 50 tons) | Institutional | New | 0.52399 | 0.3684 | 1.4223 | 0 | 0 | 0 | Fail TRC
| Commercial | Commercial Chiller Upgrade Program | High Efficiency Chiller (Water cooled-positive displacement, 100 tons) | Schools K-12 | New | 0.57885 | 0.3859 | 1.5 | 0 | 0 | 0 | Fail RIM | Commercial | Commercial Chiller Upgrade Program, | High Efficiency Chiller (Air Cooled, 50 tons) | Miscellaneous | New | 0.5418 | 0.3684 | 1.4707 | 0 | 0 | 0 | Fail TRC
| Commercial | Commercial Chiller Upgrade Program | High Efficiency Chiller (Water cooled-positive displacement, 100 tons) | Warehouse | New | 0.12716 | 0.3859 | 0.32952 | 0 | 0 | 0 | Fail RIM | Commercial | Commercial Chiller Upgrade Program, | High Efficiency Chiller (Air Cooled, 50 tons) | Warehouse | New | 0.23528 | 0.3684 | 0.63864 | 0 | 0 | 0 | Fail TRC
| Commercial | Commercial Heating & Cooling Efficiency Upgrade Program | High Efficiency DX 135k- less than 240k BTU | Assembly | Turnover | 0.26357 | 0.39311 | 0.67047 | 0 | 0 | 0 | Fail RIM | Commercial | Commercial Chiller Upgrade Program, | High Efficiency Chiller (Water cooled-centrifugal, 200 tons) | Assembly | Turnover | 0.90127 | 0.3859 | 2.3355 | 0 | 0 | 0 | Fail TRC
| Commercial | Commercial Heating & Cooling Efficiency Upgrade Program | High Efficiency DX 135k- less than 240k BTU | College and University | Turnover | 0.2924 | 0.39311 | 0.74383 | 0 | 0 | 0 | Fail RIM | Commercial | Commercial Chiller Upgrade Program, | High Efficiency Chiller (Water cooled-centrifugal, 200 tons) | College and University | Turnover | 0.99988 | 0.3859 | 2.591 | 0 | 0 | 0 | Fail TRC
| Commercial | Commercial Heating & Cooling Efficiency Upgrade Program | High Efficiency DX 135k- less than 240k BTU | Grocery | Turnover | 0.1456 | 0.39311 | 0.37038 | 0 | 0 | 0 | Fail RIM | Commercial | Commercial Chiller Upgrade Program, | High Efficiency Chiller (Water cooled-centrifugal, 200 tons) | Grocery | Turnover | 0.49787 | 0.3859 | 1.2902 | 0 | 0 | 0 | Fail TRC
| Commercial | Commercial Heating & Cooling Efficiency Upgrade Program | High Efficiency DX 135k- less than 240k BTU | Healthcare | Turnover | 0.57351 | 0.39311 | 1.4589 | 0 | 0 | 0 | Fail RIM | Commercial | Commercial Chiller Upgrade Program, | High Efficiency Chiller (Water cooled-centrifugal, 200 tons) | Institutional | Turnover | 0.48684 | 0.3859 | 1.2616 | 0 | 0 | 0 | Fail TRC
| Commercial | Commercial Heating & Cooling Efficiency Upgrade Program | High Efficiency DX 135k- less than 240k BTU | Hospitals | Turnover | 0.54326 | 0.39311 | 1.382 | 0 | 0 | 0 | Fail RIM | Commercial | Commercial Chiller Upgrade Program, | High Efficiency Chiller (Water cooled-centrifugal, 200 tons) | Miscellaneous | Turnover | 0.50339 | 0.3859 | 1.3044 | 0 | 0 | 0 | Fail TRC
| Commercial | Commercial Heating & Cooling Efficiency Upgrade Program | High Efficiency DX 135k- less than 240k BTU | Institutional | Turnover | 0.14237 | 0.39311 | 0.36217 | 0 | 0 | 0 | Fail RIM | Commercial | Commercial Chiller Upgrade Program, | High Efficiency Chiller (Water cooled-centrifugal, 200 tons) | Schools K-12 | Turnover | 0.99505 | 0.3859 | 2.5785 | 0 | 0 | 0 | Fail TRC
| Commercial | Commercial Heating & Cooling Efficiency Upgrade Program | High Efficiency DX 135k- less than 240k BTU | Lodging/Hospitality | Turnover | 0.43538 | 0.39311 | 1.1075 | 0 | 0 | 0 | Fail RIM | Commercial | Commercial Chiller Upgrade Program, | High Efficiency Chiller (Water cooled-centrifugal, 200 tons) | Warehouse | Turnover | 0.21859 | 0.3859 | 0.56645 | 0 | 0 | 0 | Fail TRC
| Commercial | Commercial Heating & Cooling Efficiency Upgrade Program | High Efficiency DX 135k- less than 240k BTU | Miscellaneous | Turnover | 0.14721 | 0.39311 | 0.37448 | 0 | 0 | 0 | Fail RIM | Commercial | Commercial Chiller Upgrade Program, | High Efficiency Chiller (Water cooled-centrifugal, 200 tons) | Assembly | New | 0.90127 | 0.3859 | 2.3355 | 0 | 0 | 0 | Fail TRC
| Commercial | Commercial Heating & Cooling Efficiency Upgrade Program | High Efficiency DX 135k- less than 240k BTU | Offices | Turnover | 0.29664 | 0.39311 | 0.7546 | 0 | 0 | 0 | Fail RIM | Commercial | Commercial Chiller Upgrade Program, | High Efficiency Chiller (Water cooled-centrifugal, 200 tons) | College and University | New | 0.99988 | 0.3859 | 2.591 | 0 | 0 | 0 | Fail TRC
| Commercial | Commercial Heating & Cooling Efficiency Upgrade Program | High Efficiency DX 135k- less than 240k BTU | Restaurants | Turnover | 0.42711 | 0.39311 | 1.0865 | 0 | 0 | 0 | Fail RIM | Commercial | Commercial Chiller Upgrade Program, | High Efficiency Chiller (Water cooled-centrifugal, 200 tons) | Grocery | New | 0.49787 | 0.3859 | 1.2902 | 0 | 0 | 0 | Fail TRC
| Commercial | Commercial Heating & Cooling Efficiency Upgrade Program | High Efficiency DX 135k- less than 240k BTU | Retail | Turnover | 0.33475 | 0.39311 | 0.85156 | 0 | 0 | 0 | Fail RIM | Commercial | Commercial Chiller Upgrade Program, | High Efficiency Chiller (Water cooled-centrifugal, 200 tons) | Institutional | New | 0.48684 | 0.3859 | 1.2616 | 0 | 0 | 0 | Fail TRC
| Commercial | Commercial Heating & Cooling Efficiency Upgrade Program | High Efficiency DX 135k- less than 240k BTU | Schools K-12 | Turnover | 0.29099 | 0.39311 | 0.74024 | 0 | 0 | 0 | Fail RIM | Commercial | Commercial Chiller Upgrade Program, | High Efficiency Chiller (Water cooled-centrifugal, 200 tons) | Miscellaneous | New | 0.50339 | 0.3859 | 1.3044 | 0 | 0 | 0 | Fail TRC
| Commercial | Commercial Heating & Cooling Efficiency Upgrade Program | High Efficiency DX 135k- less than 240k BTU | Warehouse | Turnover | 0.063925 | 0.39311 | 0.16262 | 0 | 0 | 0 | Fail RIM | Commercial | Commercial Chiller Upgrade Program, | High Efficiency Chiller (Water cooled-centrifugal, 200 tons) | Schools K-12 | New | 0.99505 | 0.3859 | 2.5785 | 0 | 0 | 0 | Fail TRC
| Commercial | Commercial Heating & Cooling Efficiency Upgrade Program | High Efficiency DX 135k- less than 240k BTU | Assembly | New | 0.26357 | 0.39311 | 0.67047 | 0 | 0 | 0 | Fail RIM | Commercial | Commercial Chiller Upgrade Program, | High Efficiency Chiller (Water cooled-centrifugal, 200 tons) | Warehouse | New | 0.21859 | 0.3859 | 0.56645 | 0 | 0 | 0 | Fail TRC
| Commercial | Commercial Heating & Cooling Efficiency Upgrade Program | High Efficiency DX 135k- less than 240k BTU | College and University | New | 0.2924 | 0.39311 | 0.74383 | 0 | 0 | 0 | Fail RIM | Commercial | Commercial Chiller Upgrade Program | High Efficiency Chiller (Water cooled-positive displacement, 100 tons) | Assembly | Turnover | 0.5243 | 0.3859 | 1.3586 | 0 | 0 | 0 | Fail TRC
| Commercial | Commercial Heating & Cooling Efficiency Upgrade Program | High Efficiency DX 135k- less than 240k BTU | Grocery | New | 0.1456 | 0.39311 | 0.37038 | 0 | 0 | 0 | Fail RIM | Commercial | Commercial Chiller Upgrade Program | High Efficiency Chiller (Water cooled-positive displacement, 100 tons) | College and University | Turnover | 0.58166 | 0.3859 | 1.5073 | 0 | 0 | 0 | Fail TRC
| Commercial | Commercial Heating & Cooling Efficiency Upgrade Program | High Efficiency DX 135k- less than 240k BTU | Healthcare | New | 0.57351 | 0.39311 | 1.4589 | 0 | 0 | 0 | Fail RIM | Commercial | Commercial Chiller Upgrade Program | High Efficiency Chiller (Water cooled-positive displacement, 100 tons) | Grocery | Turnover | 0.28963 | 0.3859 | 0.75052 | 0 | 0 | 0 | Fail TRC
| Commercial | Commercial Heating & Cooling Efficiency Upgrade Program | High Efficiency DX 135k- less than 240k BTU | Hospitals | New | 0.54326 | 0.39311 | 1.382 | 0 | 0 | 0 | Fail RIM | Commercial | Commercial Chiller Upgrade Program | High Efficiency Chiller (Water cooled-positive displacement, 100 tons) | Institutional | Turnover | 0.28321 | 0.3859 | 0.73389 | 0 | 0 | 0 | Fail TRC
| Commercial | Commercial Heating & Cooling Efficiency Upgrade Program | High Efficiency DX 135k- less than 240k BTU | Institutional | New | 0.14237 | 0.39311 | 0.36217 | 0 | 0 | 0 | Fail RIM | Commercial | Commercial Chiller Upgrade Program | High Efficiency Chiller (Water cooled-positive displacement, 100 tons) | Lodging/Hospitality | Turnover | 0.86607 | 0.3859 | 2.2443 | 0 | 0 | 0 | Fail TRC
| Commercial | Commercial Heating & Cooling Efficiency Upgrade Program | High Efficiency DX 135k- less than 240k BTU | Lodging/Hospitality | New | 0.43538 | 0.39311 | 1.1075 | 0 | 0 | 0 | Fail RIM | Commercial | Commercial Chiller Upgrade Program | High Efficiency Chiller (Water cooled-positive displacement, 100 tons) | Miscellaneous | Turnover | 0.29284 | 0.3859 | 0.75884 | 0 | 0 | 0 | Fail TRC
| Commercial | Commercial Heating & Cooling Efficiency Upgrade Program | High Efficiency DX 135k- less than 240k BTU | Miscellaneous | New | 0.14721 | 0.39311 | 0.37448 | 0 | 0 | 0 | Fail RIM | Commercial | Commercial Chiller Upgrade Program | High Efficiency Chiller (Water cooled-positive displacement, 100 tons) | Offices | Turnover | 0.59009 | 0.3859 | 1.5291 | 0 | 0 | 0 | Fail TRC
| Commercial | Commercial Heating & Cooling Efficiency Upgrade Program | High Efficiency DX 135k- less than 240k BTU | Offices | New | 0.29664 | 0.39311 | 0.7546 | 0 | 0 | 0 | Fail RIM | Commercial | Commercial Chiller Upgrade Program | High Efficiency Chiller (Water cooled-positive displacement, 100 tons) | Restaurants | Turnover | 0.84963 | 0.3859 | 2.2017 | 0 | 0 | 0 | Fail TRC
| Commercial | Commercial Heating & Cooling Efficiency Upgrade Program | High Efficiency DX 135k- less than 240k BTU | Restaurants | New | 0.42711 | 0.39311 | 1.0865 | 0 | 0 | 0 | Fail RIM | Commercial | Commercial Chiller Upgrade Program | High Efficiency Chiller (Water cooled-positive displacement, 100 tons) | Retail | Turnover | 0.6659 | 0.3859 | 1.7256 | 0 | 0 | 0 | Fail TRC
| Commercial | Commercial Heating & Cooling Efficiency Upgrade Program | High Efficiency DX 135k- less than 240k BTU | Retail | New | 0.33475 | 0.39311 | 0.85156 | 0 | 0 | 0 | Fail RIM | Commercial | Commercial Chiller Upgrade Program | High Efficiency Chiller (Water cooled-positive displacement, 100 tons) | Schools K-12 | Turnover | 0.57885 | 0.3859 | 1.5 | 0 | 0 | 0 | Fail TRC
| Commercial | Commercial Heating & Cooling Efficiency Upgrade Program | High Efficiency DX 135k- less than 240k BTU | Schools K-12 | New | 0.29099 | 0.39311 | 0.74024 | 0 | 0 | 0 | Fail RIM | Commercial | Commercial Chiller Upgrade Program | High Efficiency Chiller (Water cooled-positive displacement, 100 tons) | Warehouse | Turnover | 0.12716 | 0.3859 | 0.32952 | 0 | 0 | 0 | Fail TRC
| Commercial | Commercial Heating & Cooling Efficiency Upgrade Program | High Efficiency DX 135k- less than 240k BTU | Warehouse | New | 0.063925 | 0.39311 | 0.16262 | 0 | 0 | 0 | Fail RIM | Commercial | Commercial Chiller Upgrade Program | High Efficiency Chiller (Water cooled-positive displacement, 100 tons) | Assembly | New | 0.5243 | 0.3859 | 1.3586 | 0 | 0 | 0 | Fail TRC
| Commercial | Commercial Heating & Cooling Efficiency Upgrade Program | High Efficiency PTAC | Assembly | Turnover | 2.9973 | 0.40283 | 7.4406 | 0 | 0 | 0 | Fail RIM | Commercial | Commercial Chiller Upgrade Program | High Efficiency Chiller (Water cooled-positive displacement, 100 tons) | College and University | New | 0.58166 | 0.3859 | 1.5073 | 0 | 0 | 0 | Fail TRC
| Commercial | Commercial Heating & Cooling Efficiency Upgrade Program | High Efficiency PTAC | College and University | Turnover | 3.0483 | 0.37315 | 8.1691 | 0 | 0 | 0 | Fail RIM | Commercial | Commercial Chiller Upgrade Program | High Efficiency Chiller (Water cooled-positive displacement, 100 tons) | Grocery | New | 0.28963 | 0.3859 | 0.75052 | 0 | 0 | 0 | Fail TRC
| Commercial | Commercial Heating & Cooling Efficiency Upgrade Program | High Efficiency PTAC | Grocery | Turnover | 1.6558 | 0.40283 | 4.1103 | 0 | 0 | 0 | Fail RIM | Commercial | Commercial Chiller Upgrade Program | High Efficiency Chiller (Water cooled-positive displacement, 100 tons) | Institutional | New | 0.28321 | 0.3859 | 0.73389 | 0 | 0 | 0 | Fail TRC
| Commercial | Commercial Heating & Cooling Efficiency Upgrade Program | High Efficiency PTAC | Healthcare | Turnover | 6.5222 | 0.40283 | 16.1907 | 0 | 0 | 0 | Fail RIM | Commercial | Commercial Chiller Upgrade Program | High Efficiency Chiller (Water cooled-positive displacement, 100 tons) | Lodging/Hospitality | New | 0.86607 | 0.3859 | 2.2443 | 0 | 0 | 0 | Fail TRC
| Commercial | Commercial Heating & Cooling Efficiency Upgrade Program | High Efficiency PTAC | Hospitals | Turnover | 5.6635 | 0.37315 | 15.1776 | 0 | 0 | 0 | Fail RIM | Commercial | Commercial Chiller Upgrade Program | High Efficiency Chiller (Water cooled-positive displacement, 100 tons) | Miscellaneous | New | 0.29284 | 0.3859 | 0.75884 | 0 | 0 | 0 | Fail TRC
| Commercial | Commercial Heating & Cooling Efficiency Upgrade Program | High Efficiency PTAC | Institutional | Turnover | 1.6191 | 0.40283 | 4.0192 | 0 | 0 | 0 | Fail RIM | Commercial | Commercial Chiller Upgrade Program | High Efficiency Chiller (Water cooled-positive displacement, 100 tons) | Offices | New | 0.59009 | 0.3859 | 1.5291 | 0 | 0 | 0 | Fail TRC
| Commercial | Commercial Heating & Cooling Efficiency Upgrade Program | High Efficiency PTAC | Lodging/Hospitality | Turnover | 4.9512 | 0.40283 | 12.291 | 0 | 0 | 0 | Fail RIM | Commercial | Commercial Chiller Upgrade Program | High Efficiency Chiller (Water cooled-positive displacement, 100 tons) | Restaurants | New | 0.84963 | 0.3859 | 2.2017 | 0 | 0 | 0 | Fail TRC
| Commercial | Commercial Heating & Cooling Efficiency Upgrade Program | High Efficiency PTAC | Miscellaneous | Turnover | 1.6269 | 0.39309 | 4.1388 | 0 | 0 | 0 | Fail RIM | Commercial | Commercial Chiller Upgrade Program | High Efficiency Chiller (Water cooled-positive displacement, 100 tons) | Retail | New | 0.6659 | 0.3859 | 1.7256 | 0 | 0 | 0 | Fail TRC
| Commercial | Commercial Heating & Cooling Efficiency Upgrade Program | High Efficiency PTAC | Offices | Turnover | 3.2784 | 0.39309 | 8.34 | 0 | 0 | 0 | Fail RIM | Commercial | Commercial Chiller Upgrade Program | High Efficiency Chiller (Water cooled-positive displacement, 100 tons) | Schools K-12 | New | 0.57885 | 0.3859 | 1.5 | 0 | 0 | 0 | Fail TRC
| Commercial | Commercial Heating & Cooling Efficiency Upgrade Program | High Efficiency PTAC | Restaurants | Turnover | 4.8572 | 0.40283 | 12.0576 | 0 | 0 | 0 | Fail RIM | Commercial | Commercial Chiller Upgrade Program | High Efficiency Chiller (Water cooled-positive displacement, 100 tons) | Warehouse | New | 0.12716 | 0.3859 | 0.32952 | 0 | 0 | 0 | Fail TRC
| Commercial | Commercial Heating & Cooling Efficiency Upgrade Program | High Efficiency PTAC | Retail | Turnover | 3.8069 | 0.40283 | 9.4502 | 0 | 0 | 0 | Fail RIM | Commercial | Commercial Heating & Cooling Efficiency Upgrade Program | High Efficiency DX 135k- less than 240k BTU | Assembly | Turnover | 0.26357 | 0.39311 | 0.67047 | 0 | 0 | 0 | Fail TRC
| Commercial | Commercial Heating & Cooling Efficiency Upgrade Program | High Efficiency PTAC | Schools K-12 | Turnover | 3.3092 | 0.40283 | 8.2149 | 0 | 0 | 0 | Fail RIM | Commercial | Commercial Heating & Cooling Efficiency Upgrade Program | High Efficiency DX 135k- less than 240k BTU | College and University | Turnover | 0.2924 | 0.39311 | 0.74383 | 0 | 0 | 0 | Fail TRC
| Commercial | Commercial Heating & Cooling Efficiency Upgrade Program | High Efficiency PTAC | Warehouse | Turnover | 0.72698 | 0.40283 | 1.8047 | 0 | 0 | 0 | Fail RIM | Commercial | Commercial Heating & Cooling Efficiency Upgrade Program | High Efficiency DX 135k- less than 240k BTU | Grocery | Turnover | 0.1456 | 0.39311 | 0.37038 | 0 | 0 | 0 | Fail TRC
| Commercial | Commercial Heating & Cooling Efficiency Upgrade Program | High Efficiency PTAC | Assembly | New | 2.9973 | 0.40283 | 7.4406 | 0 | 0 | 0 | Fail RIM | Commercial | Commercial Heating & Cooling Efficiency Upgrade Program | High Efficiency DX 135k- less than 240k BTU | Healthcare | Turnover | 0.57351 | 0.39311 | 1.4589 | 0 | 0 | 0 | Fail TRC
| Commercial | Commercial Heating & Cooling Efficiency Upgrade Program | High Efficiency PTAC | College and University | New | 3.0483 | 0.37315 | 8.1691 | 0 | 0 | 0 | Fail RIM | Commercial | Commercial Heating & Cooling Efficiency Upgrade Program | High Efficiency DX 135k- less than 240k BTU | Hospitals | Turnover | 0.54326 | 0.39311 | 1.382 | 0 | 0 | 0 | Fail TRC
| Commercial | Commercial Heating & Cooling Efficiency Upgrade Program | High Efficiency PTAC | Grocery | New | 1.6558 | 0.40283 | 4.1103 | 0 | 0 | 0 | Fail RIM | Commercial | Commercial Heating & Cooling Efficiency Upgrade Program | High Efficiency DX 135k- less than 240k BTU | Institutional | Turnover | 0.14237 | 0.39311 | 0.36217 | 0 | 0 | 0 | Fail TRC
| Commercial | Commercial Heating & Cooling Efficiency Upgrade Program | High Efficiency PTAC | Healthcare | New | 6.5222 | 0.40283 | 16.1907 | 0 | 0 | 0 | Fail RIM | Commercial | Commercial Heating & Cooling Efficiency Upgrade Program | High Efficiency DX 135k- less than 240k BTU | Lodging/Hospitality | Turnover | 0.43538 | 0.39311 | 1.1075 | 0 | 0 | 0 | Fail TRC
| Commercial | Commercial Heating & Cooling Efficiency Upgrade Program | High Efficiency PTAC | Hospitals | New | 5.6635 | 0.37315 | 15.1776 | 0 | 0 | 0 | Fail RIM | Commercial | Commercial Heating & Cooling Efficiency Upgrade Program | High Efficiency DX 135k- less than 240k BTU | Miscellaneous | Turnover | 0.14721 | 0.39311 | 0.37448 | 0 | 0 | 0 | Fail TRC
| Commercial | Commercial Heating & Cooling Efficiency Upgrade Program | High Efficiency PTAC | Institutional | New | 1.6191 | 0.40283 | 4.0192 | 0 | 0 | 0 | Fail RIM | Commercial | Commercial Heating & Cooling Efficiency Upgrade Program | High Efficiency DX 135k- less than 240k BTU | Offices | Turnover | 0.29664 | 0.39311 | 0.7546 | 0 | 0 | 0 | Fail TRC
| Commercial | Commercial Heating & Cooling Efficiency Upgrade Program | High Efficiency PTAC | Lodging/Hospitality | New | 4.9512 | 0.40283 | 12.291 | 0 | 0 | 0 | Fail RIM | Commercial | Commercial Heating & Cooling Efficiency Upgrade Program | High Efficiency DX 135k- less than 240k BTU | Restaurants | Turnover | 0.42711 | 0.39311 | 1.0865 | 0 | 0 | 0 | Fail TRC
| Commercial | Commercial Heating & Cooling Efficiency Upgrade Program | High Efficiency PTAC | Miscellaneous | New | 1.6269 | 0.39309 | 4.1388 | 0 | 0 | 0 | Fail RIM | Commercial | Commercial Heating & Cooling Efficiency Upgrade Program | High Efficiency DX 135k- less than 240k BTU | Retail | Turnover | 0.33475 | 0.39311 | 0.85156 | 0 | 0 | 0 | Fail TRC
| Commercial | Commercial Heating & Cooling Efficiency Upgrade Program | High Efficiency PTAC | Offices | New | 3.2784 | 0.39309 | 8.34 | 0 | 0 | 0 | Fail RIM | Commercial | Commercial Heating & Cooling Efficiency Upgrade Program | High Efficiency DX 135k- less than 240k BTU | Schools K-12 | Turnover | 0.29099 | 0.39311 | 0.74024 | 0 | 0 | 0 | Fail TRC
| Commercial | Commercial Heating & Cooling Efficiency Upgrade Program | High Efficiency PTAC | Restaurants | New | 4.8572 | 0.40283 | 12.0576 | 0 | 0 | 0 | Fail RIM | Commercial | Commercial Heating & Cooling Efficiency Upgrade Program | High Efficiency DX 135k- less than 240k BTU | Warehouse | Turnover | 0.063925 | 0.39311 | 0.16262 | 0 | 0 | 0 | Fail TRC
| Commercial | Commercial Heating & Cooling Efficiency Upgrade Program | High Efficiency PTAC | Retail | New | 3.8069 | 0.40283 | 9.4502 | 0 | 0 | 0 | Fail RIM | Commercial | Commercial Heating & Cooling Efficiency Upgrade Program | High Efficiency DX 135k- less than 240k BTU | Assembly | New | 0.26357 | 0.39311 | 0.67047 | 0 | 0 | 0 | Fail TRC
| Commercial | Commercial Heating & Cooling Efficiency Upgrade Program | High Efficiency PTAC | Schools K-12 | New | 3.3092 | 0.40283 | 8.2149 | 0 | 0 | 0 | Fail RIM | Commercial | Commercial Heating & Cooling Efficiency Upgrade Program | High Efficiency DX 135k- less than 240k BTU | College and University | New | 0.2924 | 0.39311 | 0.74383 | 0 | 0 | 0 | Fail TRC
| Commercial | Commercial Heating & Cooling Efficiency Upgrade Program | High Efficiency PTAC | Warehouse | New | 0.72698 | 0.40283 | 1.8047 | 0 | 0 | 0 | Fail RIM | Commercial | Commercial Heating & Cooling Efficiency Upgrade Program | High Efficiency DX 135k- less than 240k BTU | Grocery | New | 0.1456 | 0.39311 | 0.37038 | 0 | 0 | 0 | Fail TRC
| Commercial | Commercial Heating & Cooling Efficiency Upgrade Program | High Efficiency PTHP | Assembly | Turnover | 3.0308 | 0.40281 | 7.5241 | 0 | 0 | 0 | Fail RIM | Commercial | Commercial Heating & Cooling Efficiency Upgrade Program | High Efficiency DX 135k- less than 240k BTU | Healthcare | New | 0.57351 | 0.39311 | 1.4589 | 0 | 0 | 0 | Fail TRC
| Commercial | Commercial Heating & Cooling Efficiency Upgrade Program | High Efficiency PTHP | College and University | Turnover | 3.0764 | 0.37284 | 8.2513 | 0 | 0 | 0 | Fail RIM | Commercial | Commercial Heating & Cooling Efficiency Upgrade Program | High Efficiency DX 135k- less than 240k BTU | Hospitals | New | 0.54326 | 0.39311 | 1.382 | 0 | 0 | 0 | Fail TRC
| Commercial | Commercial Heating & Cooling Efficiency Upgrade Program | High Efficiency PTHP | Grocery | Turnover | 1.7135 | 0.40281 | 4.2539 | 0 | 0 | 0 | Fail RIM | Commercial | Commercial Heating & Cooling Efficiency Upgrade Program | High Efficiency DX 135k- less than 240k BTU | Institutional | New | 0.14237 | 0.39311 | 0.36217 | 0 | 0 | 0 | Fail TRC
| Commercial | Commercial Heating & Cooling Efficiency Upgrade Program | High Efficiency PTHP | Healthcare | Turnover | 6.5744 | 0.40281 | 16.3215 | 0 | 0 | 0 | Fail RIM | Commercial | Commercial Heating & Cooling Efficiency Upgrade Program | High Efficiency DX 135k- less than 240k BTU | Lodging/Hospitality | New | 0.43538 | 0.39311 | 1.1075 | 0 | 0 | 0 | Fail TRC
| Commercial | Commercial Heating & Cooling Efficiency Upgrade Program | High Efficiency PTHP | Hospitals | Turnover | 5.7135 | 0.37284 | 15.3242 | 0 | 0 | 0 | Fail RIM | Commercial | Commercial Heating & Cooling Efficiency Upgrade Program | High Efficiency DX 135k- less than 240k BTU | Miscellaneous | New | 0.14721 | 0.39311 | 0.37448 | 0 | 0 | 0 | Fail TRC
| Commercial | Commercial Heating & Cooling Efficiency Upgrade Program | High Efficiency PTHP | Institutional | Turnover | 1.6483 | 0.40281 | 4.092 | 0 | 0 | 0 | Fail RIM | Commercial | Commercial Heating & Cooling Efficiency Upgrade Program | High Efficiency DX 135k- less than 240k BTU | Offices | New | 0.29664 | 0.39311 | 0.7546 | 0 | 0 | 0 | Fail TRC
| Commercial | Commercial Heating & Cooling Efficiency Upgrade Program | High Efficiency PTHP | Lodging/Hospitality | Turnover | 4.9864 | 0.40281 | 12.3791 | 0 | 0 | 0 | Fail RIM | Commercial | Commercial Heating & Cooling Efficiency Upgrade Program | High Efficiency DX 135k- less than 240k BTU | Restaurants | New | 0.42711 | 0.39311 | 1.0865 | 0 | 0 | 0 | Fail TRC
| Commercial | Commercial Heating & Cooling Efficiency Upgrade Program | High Efficiency PTHP | Miscellaneous | Turnover | 1.6926 | 0.40281 | 4.2019 | 0 | 0 | 0 | Fail RIM | Commercial | Commercial Heating & Cooling Efficiency Upgrade Program | High Efficiency DX 135k- less than 240k BTU | Retail | New | 0.33475 | 0.39311 | 0.85156 | 0 | 0 | 0 | Fail TRC
| Commercial | Commercial Heating & Cooling Efficiency Upgrade Program | High Efficiency PTHP | Offices | Turnover | 3.3929 | 0.40281 | 8.423 | 0 | 0 | 0 | Fail RIM | Commercial | Commercial Heating & Cooling Efficiency Upgrade Program | High Efficiency DX 135k- less than 240k BTU | Schools K-12 | New | 0.29099 | 0.39311 | 0.74024 | 0 | 0 | 0 | Fail TRC
| Commercial | Commercial Heating & Cooling Efficiency Upgrade Program | High Efficiency PTHP | Restaurants | Turnover | 4.9809 | 0.40281 | 12.3655 | 0 | 0 | 0 | Fail RIM | Commercial | Commercial Heating & Cooling Efficiency Upgrade Program | High Efficiency DX 135k- less than 240k BTU | Warehouse | New | 0.063925 | 0.39311 | 0.16262 | 0 | 0 | 0 | Fail TRC
| Commercial | Commercial Heating & Cooling Efficiency Upgrade Program | High Efficiency PTHP | Retail | Turnover | 3.8844 | 0.40281 | 9.6433 | 0 | 0 | 0 | Fail RIM | Commercial | Commercial Heating & Cooling Efficiency Upgrade Program | High Efficiency PTAC | Assembly | Turnover | 2.9973 | 0.40283 | 7.4406 | 0 | 0 | 0 | Fail 2-year Threshold
| Commercial | Commercial Heating & Cooling Efficiency Upgrade Program | High Efficiency PTHP | Schools K-12 | Turnover | 3.3806 | 0.40281 | 8.3925 | 0 | 0 | 0 | Fail RIM | Commercial | Commercial Heating & Cooling Efficiency Upgrade Program | High Efficiency PTAC | College and University | Turnover | 3.0483 | 0.37315 | 8.1691 | 0 | 0 | 0 | Fail 2-year Threshold
| Commercial | Commercial Heating & Cooling Efficiency Upgrade Program | High Efficiency PTHP | Warehouse | Turnover | 0.74549 | 0.40281 | 1.8507 | 0 | 0 | 0 | Fail RIM | Commercial | Commercial Heating & Cooling Efficiency Upgrade Program | High Efficiency PTAC | Healthcare | Turnover | 6.5222 | 0.40283 | 16.1907 | 0 | 0 | 0 | Fail 2-year Threshold
| Commercial | Commercial Heating & Cooling Efficiency Upgrade Program | High Efficiency PTHP | Assembly | New | 3.0308 | 0.40281 | 7.5241 | 0 | 0 | 0 | Fail RIM | Commercial | Commercial Heating & Cooling Efficiency Upgrade Program | High Efficiency PTAC | Hospitals | Turnover | 5.6635 | 0.37315 | 15.1776 | 0 | 0 | 0 | Fail 2-year Threshold
| Commercial | Commercial Heating & Cooling Efficiency Upgrade Program | High Efficiency PTHP | College and University | New | 3.0764 | 0.37284 | 8.2513 | 0 | 0 | 0 | Fail RIM | Commercial | Commercial Heating & Cooling Efficiency Upgrade Program | High Efficiency PTAC | Lodging/Hospitality | Turnover | 4.9512 | 0.40283 | 12.291 | 0 | 0 | 0 | Fail 2-year Threshold
| Commercial | Commercial Heating & Cooling Efficiency Upgrade Program | High Efficiency PTHP | Grocery | New | 1.7135 | 0.40281 | 4.2539 | 0 | 0 | 0 | Fail RIM | Commercial | Commercial Heating & Cooling Efficiency Upgrade Program | High Efficiency PTAC | Offices | Turnover | 3.2784 | 0.39309 | 8.34 | 0 | 0 | 0 | Fail 2-year Threshold
| Commercial | Commercial Heating & Cooling Efficiency Upgrade Program | High Efficiency PTHP | Healthcare | New | 6.5744 | 0.40281 | 16.3215 | 0 | 0 | 0 | Fail RIM | Commercial | Commercial Heating & Cooling Efficiency Upgrade Program | High Efficiency PTAC | Restaurants | Turnover | 4.8572 | 0.40283 | 12.0576 | 0 | 0 | 0 | Fail 2-year Threshold
| Commercial | Commercial Heating & Cooling Efficiency Upgrade Program | High Efficiency PTHP | Hospitals | New | 5.7135 | 0.37284 | 15.3242 | 0 | 0 | 0 | Fail RIM | Commercial | Commercial Heating & Cooling Efficiency Upgrade Program | High Efficiency PTAC | Retail | Turnover | 3.8069 | 0.40283 | 9.4502 | 0 | 0 | 0 | Fail 2-year Threshold
| Commercial | Commercial Heating & Cooling Efficiency Upgrade Program | High Efficiency PTHP | Institutional | New | 1.6483 | 0.40281 | 4.092 | 0 | 0 | 0 | Fail RIM | Commercial | Commercial Heating & Cooling Efficiency Upgrade Program | High Efficiency PTAC | Schools K-12 | Turnover | 3.3092 | 0.40283 | 8.2149 | 0 | 0 | 0 | Fail 2-year Threshold
| Commercial | Commercial Heating & Cooling Efficiency Upgrade Program | High Efficiency PTHP | Lodging/Hospitality | New | 4.9864 | 0.40281 | 12.3791 | 0 | 0 | 0 | Fail RIM | Commercial | Commercial Heating & Cooling Efficiency Upgrade Program | High Efficiency PTAC | Warehouse | Turnover | 0.72698 | 0.40283 | 1.8047 | 0 | 0 | 0 | Fail TRC
| Commercial | Commercial Heating & Cooling Efficiency Upgrade Program | High Efficiency PTHP | Miscellaneous | New | 1.6926 | 0.40281 | 4.2019 | 0 | 0 | 0 | Fail RIM | Commercial | Commercial Heating & Cooling Efficiency Upgrade Program | High Efficiency PTAC | Assembly | New | 2.9973 | 0.40283 | 7.4406 | 0 | 0 | 0 | Fail 2-year Threshold
| Commercial | Commercial Heating & Cooling Efficiency Upgrade Program | High Efficiency PTHP | Offices | New | 3.3929 | 0.40281 | 8.423 | 0 | 0 | 0 | Fail RIM | Commercial | Commercial Heating & Cooling Efficiency Upgrade Program | High Efficiency PTAC | College and University | New | 3.0483 | 0.37315 | 8.1691 | 0 | 0 | 0 | Fail 2-year Threshold
| Commercial | Commercial Heating & Cooling Efficiency Upgrade Program | High Efficiency PTHP | Restaurants | New | 4.9809 | 0.40281 | 12.3655 | 0 | 0 | 0 | Fail RIM | Commercial | Commercial Heating & Cooling Efficiency Upgrade Program | High Efficiency PTAC | Healthcare | New | 6.5222 | 0.40283 | 16.1907 | 0 | 0 | 0 | Fail 2-year Threshold
| Commercial | Commercial Heating & Cooling Efficiency Upgrade Program | High Efficiency PTHP | Retail | New | 3.8844 | 0.40281 | 9.6433 | 0 | 0 | 0 | Fail RIM | Commercial | Commercial Heating & Cooling Efficiency Upgrade Program | High Efficiency PTAC | Hospitals | New | 5.6635 | 0.37315 | 15.1776 | 0 | 0 | 0 | Fail 2-year Threshold
| Commercial | Commercial Heating & Cooling Efficiency Upgrade Program | High Efficiency PTHP | Schools K-12 | New | 3.3806 | 0.40281 | 8.3925 | 0 | 0 | 0 | Fail RIM | Commercial | Commercial Heating & Cooling Efficiency Upgrade Program | High Efficiency PTAC | Lodging/Hospitality | New | 4.9512 | 0.40283 | 12.291 | 0 | 0 | 0 | Fail 2-year Threshold
| Commercial | Commercial Heating & Cooling Efficiency Upgrade Program | High Efficiency PTHP | Warehouse | New | 0.74549 | 0.40281 | 1.8507 | 0 | 0 | 0 | Fail RIM | Commercial | Commercial Heating & Cooling Efficiency Upgrade Program | High Efficiency PTAC | Offices | New | 3.2784 | 0.39309 | 8.34 | 0 | 0 | 0 | Fail 2-year Threshold
| Commercial | Commercial Reflective Roof Program | Cool Roof | Assembly | Existing | 0.048674 | 0.36408 | 0.13369 | 0 | 0 | 0 | Fail RIM | Commercial | Commercial Heating & Cooling Efficiency Upgrade Program | High Efficiency PTAC | Restaurants | New | 4.8572 | 0.40283 | 12.0576 | 0 | 0 | 0 | Fail 2-year Threshold
| Commercial | Commercial Reflective Roof Program | Cool Roof | College and University | Existing | 0.048674 | 0.36408 | 0.13369 | 0 | 0 | 0 | Fail RIM | Commercial | Commercial Heating & Cooling Efficiency Upgrade Program | High Efficiency PTAC | Retail | New | 3.8069 | 0.40283 | 9.4502 | 0 | 0 | 0 | Fail 2-year Threshold
| Commercial | Commercial Reflective Roof Program | Cool Roof | Grocery | Existing | 0.048674 | 0.36408 | 0.13369 | 0 | 0 | 0 | Fail RIM | Commercial | Commercial Heating & Cooling Efficiency Upgrade Program | High Efficiency PTAC | Schools K-12 | New | 3.3092 | 0.40283 | 8.2149 | 0 | 0 | 0 | Fail 2-year Threshold
| Commercial | Commercial Reflective Roof Program | Cool Roof | Healthcare | Existing | 0.048674 | 0.36408 | 0.13369 | 0 | 0 | 0 | Fail RIM | Commercial | Commercial Heating & Cooling Efficiency Upgrade Program | High Efficiency PTAC | Warehouse | New | 0.72698 | 0.40283 | 1.8047 | 0 | 0 | 0 | Fail TRC
| Commercial | Commercial Reflective Roof Program | Cool Roof | Hospitals | Existing | 0.048674 | 0.36408 | 0.13369 | 0 | 0 | 0 | Fail RIM | Commercial | Commercial Heating & Cooling Efficiency Upgrade Program | High Efficiency PTHP | Assembly | Turnover | 3.0308 | 0.40281 | 7.5241 | 0 | 0 | 0 | Fail 2-year Threshold
| Commercial | Commercial Reflective Roof Program | Cool Roof | Institutional | Existing | 0.048674 | 0.36408 | 0.13369 | 0 | 0 | 0 | Fail RIM | Commercial | Commercial Heating & Cooling Efficiency Upgrade Program | High Efficiency PTHP | College and University | Turnover | 3.0764 | 0.37284 | 8.2513 | 0 | 0 | 0 | Fail 2-year Threshold
| Commercial | Commercial Reflective Roof Program | Cool Roof | Lodging/Hospitality | Existing | 0.054735 | 0.40666 | 0.1346 | 0 | 0 | 0 | Fail RIM | Commercial | Commercial Heating & Cooling Efficiency Upgrade Program | High Efficiency PTHP | Healthcare | Turnover | 6.5744 | 0.40281 | 16.3215 | 0 | 0 | 0 | Fail 2-year Threshold
| Commercial | Commercial Reflective Roof Program | Cool Roof | Miscellaneous | Existing | 0.036268 | 0.27529 | 0.13174 | 0 | 0 | 0 | Fail RIM | Commercial | Commercial Heating & Cooling Efficiency Upgrade Program | High Efficiency PTHP | Hospitals | Turnover | 5.7135 | 0.37284 | 15.3242 | 0 | 0 | 0 | Fail 2-year Threshold
| Commercial | Commercial Reflective Roof Program | Cool Roof | Offices | Existing | 0.048674 | 0.36408 | 0.13369 | 0 | 0 | 0 | Fail RIM | Commercial | Commercial Heating & Cooling Efficiency Upgrade Program | High Efficiency PTHP | Lodging/Hospitality | Turnover | 4.9864 | 0.40281 | 12.3791 | 0 | 0 | 0 | Fail 2-year Threshold
| Commercial | Commercial Reflective Roof Program | Cool Roof | Restaurants | Existing | 0.048674 | 0.36408 | 0.13369 | 0 | 0 | 0 | Fail RIM | Commercial | Commercial Heating & Cooling Efficiency Upgrade Program | High Efficiency PTHP | Offices | Turnover | 3.3929 | 0.40281 | 8.423 | 0 | 0 | 0 | Fail 2-year Threshold
| Commercial | Commercial Reflective Roof Program | Cool Roof | Retail | Existing | 0.048674 | 0.36408 | 0.13369 | 0 | 0 | 0 | Fail RIM | Commercial | Commercial Heating & Cooling Efficiency Upgrade Program | High Efficiency PTHP | Restaurants | Turnover | 4.9809 | 0.40281 | 12.3655 | 0 | 0 | 0 | Fail 2-year Threshold
| Commercial | Commercial Reflective Roof Program | Cool Roof | Schools K-12 | Existing | 0.048674 | 0.36408 | 0.13369 | 0 | 0 | 0 | Fail RIM | Commercial | Commercial Heating & Cooling Efficiency Upgrade Program | High Efficiency PTHP | Retail | Turnover | 3.8844 | 0.40281 | 9.6433 | 0 | 0 | 0 | Fail 2-year Threshold
| Commercial | Commercial Reflective Roof Program | Cool Roof | Warehouse | Existing | 0.036268 | 0.27529 | 0.13174 | 0 | 0 | 0 | Fail RIM | Commercial | Commercial Heating & Cooling Efficiency Upgrade Program | High Efficiency PTHP | Schools K-12 | Turnover | 3.3806 | 0.40281 | 8.3925 | 0 | 0 | 0 | Fail 2-year Threshold
| Commercial | Commercial Reflective Roof Program | Cool Roof | Assembly | New | 0.048555 | 0.36408 | 0.13336 | 0 | 0 | 0 | Fail RIM | Commercial | Commercial Heating & Cooling Efficiency Upgrade Program | High Efficiency PTHP | Warehouse | Turnover | 0.74549 | 0.40281 | 1.8507 | 0 | 0 | 0 | Fail TRC
| Commercial | Commercial Reflective Roof Program | Cool Roof | College and University | New | 0.048555 | 0.36408 | 0.13336 | 0 | 0 | 0 | Fail RIM | Commercial | Commercial Heating & Cooling Efficiency Upgrade Program | High Efficiency PTHP | Assembly | New | 3.0308 | 0.40281 | 7.5241 | 0 | 0 | 0 | Fail 2-year Threshold
| Commercial | Commercial Reflective Roof Program | Cool Roof | Grocery | New | 0.048555 | 0.36408 | 0.13336 | 0 | 0 | 0 | Fail RIM | Commercial | Commercial Heating & Cooling Efficiency Upgrade Program | High Efficiency PTHP | College and University | New | 3.0764 | 0.37284 | 8.2513 | 0 | 0 | 0 | Fail 2-year Threshold
| Commercial | Commercial Reflective Roof Program | Cool Roof | Healthcare | New | 0.048555 | 0.36408 | 0.13336 | 0 | 0 | 0 | Fail RIM | Commercial | Commercial Heating & Cooling Efficiency Upgrade Program | High Efficiency PTHP | Healthcare | New | 6.5744 | 0.40281 | 16.3215 | 0 | 0 | 0 | Fail 2-year Threshold
| Commercial | Commercial Reflective Roof Program | Cool Roof | Hospitals | New | 0.048555 | 0.36408 | 0.13336 | 0 | 0 | 0 | Fail RIM | Commercial | Commercial Heating & Cooling Efficiency Upgrade Program | High Efficiency PTHP | Hospitals | New | 5.7135 | 0.37284 | 15.3242 | 0 | 0 | 0 | Fail 2-year Threshold
| Commercial | Commercial Reflective Roof Program | Cool Roof | Institutional | New | 0.048555 | 0.36408 | 0.13336 | 0 | 0 | 0 | Fail RIM | Commercial | Commercial Heating & Cooling Efficiency Upgrade Program | High Efficiency PTHP | Lodging/Hospitality | New | 4.9864 | 0.40281 | 12.3791 | 0 | 0 | 0 | Fail 2-year Threshold
| Commercial | Commercial Reflective Roof Program | Cool Roof | Lodging/Hospitality | New | 0.054602 | 0.40666 | 0.13427 | 0 | 0 | 0 | Fail RIM | Commercial | Commercial Heating & Cooling Efficiency Upgrade Program | High Efficiency PTHP | Offices | New | 3.3929 | 0.40281 | 8.423 | 0 | 0 | 0 | Fail 2-year Threshold
| Commercial | Commercial Reflective Roof Program | Cool Roof | Miscellaneous | New | 0.036179 | 0.27529 | 0.13142 | 0 | 0 | 0 | Fail RIM | Commercial | Commercial Heating & Cooling Efficiency Upgrade Program | High Efficiency PTHP | Restaurants | New | 4.9809 | 0.40281 | 12.3655 | 0 | 0 | 0 | Fail 2-year Threshold
| Commercial | Commercial Reflective Roof Program | Cool Roof | Offices | New | 0.048555 | 0.36408 | 0.13336 | 0 | 0 | 0 | Fail RIM | Commercial | Commercial Heating & Cooling Efficiency Upgrade Program | High Efficiency PTHP | Retail | New | 3.8844 | 0.40281 | 9.6433 | 0 | 0 | 0 | Fail 2-year Threshold
| Commercial | Commercial Reflective Roof Program | Cool Roof | Restaurants | New | 0.048555 | 0.36408 | 0.13336 | 0 | 0 | 0 | Fail RIM | Commercial | Commercial Heating & Cooling Efficiency Upgrade Program | High Efficiency PTHP | Schools K-12 | New | 3.3806 | 0.40281 | 8.3925 | 0 | 0 | 0 | Fail 2-year Threshold
| Commercial | Commercial Reflective Roof Program | Cool Roof | Retail | New | 0.048555 | 0.36408 | 0.13336 | 0 | 0 | 0 | Fail RIM | Commercial | Commercial Heating & Cooling Efficiency Upgrade Program | High Efficiency PTHP | Warehouse | New | 0.74549 | 0.40281 | 1.8507 | 0 | 0 | 0 | Fail TRC
| Commercial | Commercial Reflective Roof Program | Cool Roof | Schools K-12 | New | 0.048555 | 0.36408 | 0.13336 | 0 | 0 | 0 | Fail RIM | Commercial | Commercial Reflective Roof Program | Cool Roof | Assembly | Existing | 0.048674 | 0.36408 | 0.13369 | 0 | 0 | 0 | Fail TRC
| Commercial | Commercial Reflective Roof Program | Cool Roof | Warehouse | New | 0.036179 | 0.27529 | 0.13142 | 0 | 0 | 0 | Fail RIM | Commercial | Commercial Reflective Roof Program | Cool Roof | College and University | Existing | 0.048674 | 0.36408 | 0.13369 | 0 | 0 | 0 | Fail TRC
| Industrial | Commercial Heating & Cooling Efficiency Upgrade Program | HVAC Equipment Upgrades | Agriculture and Assembly | New | 3.58 | 0.54009 | 6.6284 | 0 | 0 | 0 | Fail RIM | Commercial | Commercial Reflective Roof Program | Cool Roof | Grocery | Existing | 0.048674 | 0.36408 | 0.13369 | 0 | 0 | 0 | Fail TRC
| Industrial | Commercial Heating & Cooling Efficiency Upgrade Program | HVAC Equipment Upgrades | Agriculture and Assembly | Turnover | 3.58 | 0.54009 | 6.6284 | 0 | 0 | 0 | Fail RIM | Commercial | Commercial Reflective Roof Program | Cool Roof | Healthcare | Existing | 0.048674 | 0.36408 | 0.13369 | 0 | 0 | 0 | Fail TRC
| Industrial | Commercial Heating & Cooling Efficiency Upgrade Program | HVAC Equipment Upgrades | Chemicals and Plastics | New | 4.6848 | 0.54009 | 8.674 | 0 | 0 | 0 | Fail RIM | Commercial | Commercial Reflective Roof Program | Cool Roof | Hospitals | Existing | 0.048674 | 0.36408 | 0.13369 | 0 | 0 | 0 | Fail TRC
| Industrial | Commercial Heating & Cooling Efficiency Upgrade Program | HVAC Equipment Upgrades | Chemicals and Plastics | Turnover | 4.6848 | 0.54009 | 8.674 | 0 | 0 | 0 | Fail RIM | Commercial | Commercial Reflective Roof Program | Cool Roof | Institutional | Existing | 0.048674 | 0.36408 | 0.13369 | 0 | 0 | 0 | Fail TRC
| Industrial | Commercial Heating & Cooling Efficiency Upgrade Program | HVAC Equipment Upgrades | Construction | New | 3.246 | 0.54009 | 6.0101 | 0 | 0 | 0 | Fail RIM | Commercial | Commercial Reflective Roof Program | Cool Roof | Lodging/Hospitality | Existing | 0.054735 | 0.40666 | 0.1346 | 0 | 0 | 0 | Fail TRC
| Industrial | Commercial Heating & Cooling Efficiency Upgrade Program | HVAC Equipment Upgrades | Construction | Turnover | 3.246 | 0.54009 | 6.0101 | 0 | 0 | 0 | Fail RIM | Commercial | Commercial Reflective Roof Program | Cool Roof | Miscellaneous | Existing | 0.036268 | 0.27529 | 0.13174 | 0 | 0 | 0 | Fail TRC
| Industrial | Commercial Heating & Cooling Efficiency Upgrade Program | HVAC Equipment Upgrades | Electrical and Electronic Equip. | New | 3.58 | 0.54009 | 6.6284 | 0 | 0 | 0 | Fail RIM | Commercial | Commercial Reflective Roof Program | Cool Roof | Offices | Existing | 0.048674 | 0.36408 | 0.13369 | 0 | 0 | 0 | Fail TRC
| Industrial | Commercial Heating & Cooling Efficiency Upgrade Program | HVAC Equipment Upgrades | Electrical and Electronic Equip. | Turnover | 3.58 | 0.54009 | 6.6284 | 0 | 0 | 0 | Fail RIM | Commercial | Commercial Reflective Roof Program | Cool Roof | Restaurants | Existing | 0.048674 | 0.36408 | 0.13369 | 0 | 0 | 0 | Fail TRC
| Industrial | Commercial Heating & Cooling Efficiency Upgrade Program | HVAC Equipment Upgrades | Lumber/Furniture/Pulp/Paper | New | 3.58 | 0.54009 | 6.6284 | 0 | 0 | 0 | Fail RIM | Commercial | Commercial Reflective Roof Program | Cool Roof | Retail | Existing | 0.048674 | 0.36408 | 0.13369 | 0 | 0 | 0 | Fail TRC
| Industrial | Commercial Heating & Cooling Efficiency Upgrade Program | HVAC Equipment Upgrades | Lumber/Furniture/Pulp/Paper | Turnover | 3.58 | 0.54009 | 6.6284 | 0 | 0 | 0 | Fail RIM | Commercial | Commercial Reflective Roof Program | Cool Roof | Schools K-12 | Existing | 0.048674 | 0.36408 | 0.13369 | 0 | 0 | 0 | Fail TRC
| Industrial | Commercial Heating & Cooling Efficiency Upgrade Program | HVAC Equipment Upgrades | Metal Products and Machinery | New | 2.9992 | 0.54009 | 5.5531 | 0 | 0 | 0 | Fail RIM | Commercial | Commercial Reflective Roof Program | Cool Roof | Warehouse | Existing | 0.036268 | 0.27529 | 0.13174 | 0 | 0 | 0 | Fail TRC
| Industrial | Commercial Heating & Cooling Efficiency Upgrade Program | HVAC Equipment Upgrades | Metal Products and Machinery | Turnover | 2.9992 | 0.54009 | 5.5531 | 0 | 0 | 0 | Fail RIM | Commercial | Commercial Reflective Roof Program | Cool Roof | Assembly | New | 0.048555 | 0.36408 | 0.13336 | 0 | 0 | 0 | Fail TRC
| Industrial | Commercial Heating & Cooling Efficiency Upgrade Program | HVAC Equipment Upgrades | Miscellaneous Manufacturing | New | 1.3717 | 0.54009 | 2.5397 | 0 | 0 | 0 | Fail RIM | Commercial | Commercial Reflective Roof Program | Cool Roof | College and University | New | 0.048555 | 0.36408 | 0.13336 | 0 | 0 | 0 | Fail TRC
| Industrial | Commercial Heating & Cooling Efficiency Upgrade Program | HVAC Equipment Upgrades | Miscellaneous Manufacturing | Turnover | 1.3717 | 0.54009 | 2.5397 | 0 | 0 | 0 | Fail RIM | Commercial | Commercial Reflective Roof Program | Cool Roof | Grocery | New | 0.048555 | 0.36408 | 0.13336 | 0 | 0 | 0 | Fail TRC
| Industrial | Commercial Heating & Cooling Efficiency Upgrade Program | HVAC Equipment Upgrades | Primary Resources Industries | New | 1.8605 | 0.54009 | 3.4447 | 0 | 0 | 0 | Fail RIM | Commercial | Commercial Reflective Roof Program | Cool Roof | Healthcare | New | 0.048555 | 0.36408 | 0.13336 | 0 | 0 | 0 | Fail TRC
| Industrial | Commercial Heating & Cooling Efficiency Upgrade Program | HVAC Equipment Upgrades | Primary Resources Industries | Turnover | 1.8605 | 0.54009 | 3.4447 | 0 | 0 | 0 | Fail RIM | Commercial | Commercial Reflective Roof Program | Cool Roof | Hospitals | New | 0.048555 | 0.36408 | 0.13336 | 0 | 0 | 0 | Fail TRC
| Industrial | Commercial Heating & Cooling Efficiency Upgrade Program | HVAC Equipment Upgrades | Stone/Clay/Glass/Concrete | New | 3.58 | 0.54009 | 6.6284 | 0 | 0 | 0 | Fail RIM | Commercial | Commercial Reflective Roof Program | Cool Roof | Institutional | New | 0.048555 | 0.36408 | 0.13336 | 0 | 0 | 0 | Fail TRC
| Industrial | Commercial Heating & Cooling Efficiency Upgrade Program | HVAC Equipment Upgrades | Stone/Clay/Glass/Concrete | Turnover | 3.58 | 0.54009 | 6.6284 | 0 | 0 | 0 | Fail RIM | Commercial | Commercial Reflective Roof Program | Cool Roof | Lodging/Hospitality | New | 0.054602 | 0.40666 | 0.13427 | 0 | 0 | 0 | Fail TRC
| Industrial | Commercial Heating & Cooling Efficiency Upgrade Program | HVAC Equipment Upgrades | Textiles and Leather | New | 3.4918 | 0.54009 | 6.4651 | 0 | 0 | 0 | Fail RIM | Commercial | Commercial Reflective Roof Program | Cool Roof | Miscellaneous | New | 0.036179 | 0.27529 | 0.13142 | 0 | 0 | 0 | Fail TRC
| Industrial | Commercial Heating & Cooling Efficiency Upgrade Program | HVAC Equipment Upgrades | Textiles and Leather | Turnover | 3.4918 | 0.54009 | 6.4651 | 0 | 0 | 0 | Fail RIM | Commercial | Commercial Reflective Roof Program | Cool Roof | Offices | New | 0.048555 | 0.36408 | 0.13336 | 0 | 0 | 0 | Fail TRC
| Industrial | Commercial Heating & Cooling Efficiency Upgrade Program | HVAC Equipment Upgrades | Transportation Equipment | New | 3.58 | 0.54009 | 6.6284 | 0 | 0 | 0 | Fail RIM | Commercial | Commercial Reflective Roof Program | Cool Roof | Restaurants | New | 0.048555 | 0.36408 | 0.13336 | 0 | 0 | 0 | Fail TRC
| Industrial | Commercial Heating & Cooling Efficiency Upgrade Program | HVAC Equipment Upgrades | Transportation Equipment | Turnover | 3.58 | 0.54009 | 6.6284 | 0 | 0 | 0 | Fail RIM | Commercial | Commercial Reflective Roof Program | Cool Roof | Retail | New | 0.048555 | 0.36408 | 0.13336 | 0 | 0 | 0 | Fail TRC
| Industrial | Commercial Heating & Cooling Efficiency Upgrade Program | HVAC Equipment Upgrades | Water and Wastewater | New | 3.246 | 0.54009 | 6.0101 | 0 | 0 | 0 | Fail RIM | Commercial | Commercial Reflective Roof Program | Cool Roof | Schools K-12 | New | 0.048555 | 0.36408 | 0.13336 | 0 | 0 | 0 | Fail TRC
| Industrial | Commercial Heating & Cooling Efficiency Upgrade Program | HVAC Equipment Upgrades | Water and Wastewater | Turnover | 3.246 | 0.54009 | 6.0101 | 0 | 0 | 0 | Fail RIM | Commercial | Commercial Reflective Roof Program | Cool Roof | Warehouse | New | 0.036179 | 0.27529 | 0.13142 | 0 | 0 | 0 | Fail TRC

## Staff ROG39
PRIVILEGED AND CONFIDENTIAL
Attorney-Client Communication/Attorney Work Product
Prepared at the Direction of the Legal Counsel
Combined Measures Savings & Costs
| Category | Economic Potential |  | Achievable Potential
| ($ Nominal / $ NPV) | RIM | TRC | RIM | TRC
| Total Avoided Costs | N/A | 7995360.7069 | N/A | 528318.4791
| Avoided Generation | N/A | N/A | N/A | N/A
| Avoided T&D | N/A | N/A | N/A | N/A
| Avoided O&M | N/A | N/A | N/A | N/A
| Avoided Fuel | N/A | N/A | N/A | N/A
| Administrative Costs | N/A | N/A | N/A | 68317.0727
| Incentive Costs | N/A | N/A | N/A | 92528.0937
| Lost Revenues | N/A | 20184632.5815 | N/A | 1107553.0635
| Utility Equipment | N/A | N/A | N/A | N/A
| Customer Equipment | N/A | 5570295.3767 | N/A | 269370.901

## Staff ROG41
PRIVILEGED AND CONFIDENTIAL
Attorney-Client Communication/Attorney Work Product
Prepared at the Direction of the Legal Counsel
Combined Measures Savings
| Year | Economic Potential | [5 empty] | Achievable Potential
|  | RIM |  |  | TRC |  |  | RIM |  |  | TRC
|  | Sum | Win | Energy | Sum | Win | Energy | Sum | Win | Energy | Sum | Win | Energy
|  | MW | MW | GWh | MW | MW | GWh | MW | MW | GWh | MW | MW | GWh
| 2020 | 0 | 0 | 0 | 3.8714 | 3.7474 | 19.9389 | 0 | 0 | 0 | 0.03843 | 0.038302 | 0.25938
| 2021 | [9 empty] | 0.039516 | 0.039347 | 0.26779
| 2022 | [9 empty] | 0.040845 | 0.040502 | 0.27684
| 2023 | [9 empty] | 0.033942 | 0.033498 | 0.22429
| 2024 | [9 empty] | 0.027548 | 0.026803 | 0.17554
| 2025 | [9 empty] | 0.023706 | 0.022398 | 0.14555
| 2026 | [9 empty] | 0.022635 | 0.020442 | 0.13587
| 2027 | [9 empty] | 0.023304 | 0.019953 | 0.13836
| 2028 | [9 empty] | 0.02471 | 0.020112 | 0.1456
| 2029 | [9 empty] | 0.025971 | 0.020411 | 0.15177

## Staff ROG42
PRIVILEGED AND CONFIDENTIAL
Attorney-Client Communication/Attorney Work Product
Prepared at the Direction of the Legal Counsel
| Net Firm Summer Peak Demand | [7 empty] | Net Firm Winter Peak Demand | [6 empty] | Net Energy for Load
| Year | No New | 2019 | Economic Potential |  | Achievable Potential |  |  | Year | No New | 2019 | Economic Potential |  | Achievable Potential |  | Year | No New | 2019 | Economic Potential |  | Achievable Potential
|  | DSM | TYSP | RIM | TRC | RIM | TRC |  |  | DSM | TYSP | RIM | TRC | RIM | TRC |  | DSM | TYSP | RIM | TRC | RIM | TRC
|  | (MW) | (MW) | (MW) | (MW) | (MW) | (MW) |  |  | (MW) | (MW) | (MW) | (MW) | (MW) | (MW) |  | (GWHS) | (GWHS) | (GWHS) | (GWHS) | (GWHS) | (GWHS)
| 2020 | 0.39188 | N/A | 0 | 3.8714 | 0 | 0.03843 |  | 2020 | 0.65688 | N/A | 0 | 3.7474 | 0 | 0.038302 | 2020 | 1.4199 | N/A | 0 | 19.9389 | 0 | 0.25938
| 2021 | 0.39188 | N/A |  |  |  | 0.039516 |  | 2021 | 0.65688 | N/A |  |  |  | 0.039347 | 2021 | 1.4199 | N/A |  |  |  | 0.26779
| 2022 | 0.39188 | N/A |  |  |  | 0.040845 |  | 2022 | 0.65688 | N/A |  |  |  | 0.040502 | 2022 | 1.4199 | N/A |  |  |  | 0.27684
| 2023 | 0.39188 | N/A |  |  |  | 0.033942 |  | 2023 | 0.65688 | N/A |  |  |  | 0.033498 | 2023 | 1.4199 | N/A |  |  |  | 0.22429
| 2024 | 0.39188 | N/A |  |  |  | 0.027548 |  | 2024 | 0.65688 | N/A |  |  |  | 0.026803 | 2024 | 1.4199 | N/A |  |  |  | 0.17554
| 2025 | 0.39188 | N/A |  |  |  | 0.023706 |  | 2025 | 0.65688 | N/A |  |  |  | 0.022398 | 2025 | 1.4199 | N/A |  |  |  | 0.14555
| 2026 | 0.39188 | N/A |  |  |  | 0.022635 |  | 2026 | 0.65688 | N/A |  |  |  | 0.020442 | 2026 | 1.4199 | N/A |  |  |  | 0.13587
| 2027 | 0.39188 | N/A |  |  |  | 0.023304 |  | 2027 | 0.65688 | N/A |  |  |  | 0.019953 | 2027 | 1.4199 | N/A |  |  |  | 0.13836
| 2028 | 0.39188 | N/A |  |  |  | 0.02471 |  | 2028 | 0.65688 | N/A |  |  |  | 0.020112 | 2028 | 1.4199 | N/A |  |  |  | 0.1456
| 2029 | 0.39188 | N/A |  |  |  | 0.025971 |  | 2029 | 0.65688 | N/A |  |  |  | 0.020411 | 2029 | 1.4199 | N/A |  |  |  | 0.15177
| Year | Winter Peak (MW) |  |  | Summer Peak (MW) |  |  | GWh Energy
|  | Reduction |  |  | Reduction |  |  | Reduction
|  | Total Achieved | Commission Approved Goal | % Variance | Total Achieved | Commission Approved Goal | % Variance | Total Achieved | Commission Approved Goal | % Variance
| 2011 | 0.56 | 0.19 | 193.8% | 0.89 | 0.43 | 107.9% | 2.07 | 1.29 | 60.18%
| 2012 | 0.38 | 0.19 | 101.6% | 0.61 | 0.43 | 40.7% | 1.36 | 1.29 | 5.5%
| 2013 | 0.43 | 0.19 | 125.1% | 0.69 | 0.43 | 60.02% | 1.52 | 1.29 | 17.9%
| 2014 | 0.56 | 0.19 | 194.7% | 0.89 | 0.43 | 107% | 2.18 | 1.29 | 68.99%
| 2015 | 0.43 | 0.022 | 1854% | 0.76 | 0.057 | 1234% | 1.467 | 0.078 | 1781%
| 2016 | 0.302 | 0.023 | 1215% | 0.533 | 0.073 | 630.8% | 1.036 | 0.108 | 859.5%
| 2017 | 0.248 | 0.027 | 819.7% | 0.44 | 0.087 | 406.3% | 0.849 | 0.132 | 543.2%
| 2018 | 0.225 | 0.04 | 461.4% | 0.442 | 0.106 | 316.8% | 0.877 | 0.16 | 448.4%
|  | 0.39188 |  |  | 0.65688 |  |  | 1.4199

## Staff ROG44
PRIVILEGED AND CONFIDENTIAL
Attorney-Client Communication/Attorney Work Product
Prepared at the Direction of the Legal Counsel
Number of Unique Measures Impacted by Sensitivity
| Sensitivity Name | RIM |  | TRC
|  | Now | Now | Now | Now
|  | Passing | Failing | Passing | Failing
| Sensitivity #1: Higher Fuel Prices | 0 | 0 | 1 | 0
| Sensitivity #2: Lower Fuel Prices | 0 | 0 | 0 | 5
| Sensitivity #3: Shorter free-ridership exclusion periods | 0 | 0 | 31 | 0
| Sensitivity #4: Longer free-ridership exclusion periods | 0 | 0 | 0 | 20

## Staff ROG45_1
PRIVILEGED AND CONFIDENTIAL
Attorney-Client Communication/Attorney Work Product
Prepared at the Direction of the Legal Counsel
| Measures Changing from Failing to Passing | [9 empty] | Measures Changing from Passing to Failing | [9 empty] | Measures Changing from Failing to Passing | [9 empty] | Measures Changing from Passing to Failing
| [Sensitivity #1 - Higher Fuel Costs] Economic Potential – [TRC or RIM] | [9 empty] | [Sensitivity #1 - Higher Fuel Costs] Economic Potential – [TRC or RIM] | [9 empty] | [Sensitivity #1 - Higher Fuel Costs] Economic Potential – [TRC or RIM] | [9 empty] | [Sensitivity #1 - Higher Fuel Costs] Economic Potential – [TRC or RIM]
| Customer | Measure | Vintage | Segment | TRC | RIM | PCT | Summer | Winter | Energy | Customer | Measure | Vintage | Segment | TRC | RIM | PCT | Summer | Winter | Energy | Customer | Measure | Vintage | Segment | TRC | RIM | PCT | Summer | Winter | Energy | Customer | Measure | Vintage | Segment | TRC | RIM | PCT | Summer | Winter | Energy
| Class | Name | [5 empty] | (MW) | (MW) | (GWh) | Class | Name | [5 empty] | (MW) | (MW) | (GWh) | Class | Name | [5 empty] | (MW) | (MW) | (GWh) | Class | Name | [5 empty] | (MW) | (MW) | (GWh)
| Commercial | Solar Water Heater | Turnover | Institutional | 1.0038 | 0.35033 | 2.8652 | 0.015592 | 0.0021891 | 0.20862 | N/A | [9 empty] | N/A | [9 empty] | N/A
| Commercial | Solar Water Heater | Turnover | Lodging/Hospitality | 1.0038 | 0.35033 | 2.8652 | 0.0018092 | 0.00025399 | 0.024205 | * No measure permutations changed from Passing to Failing | [9 empty] | * No measure permutations changed from Failing to Passing | [9 empty] | * No measure permutations changed from Passing to Failing
| Commercial | Solar Water Heater | New | Institutional | 1.0038 | 0.35033 | 2.8652 | 0.00013843 | 1.9435e-05 | 0.0018521
| Commercial | Solar Water Heater | New | Lodging/Hospitality | 1.0038 | 0.35033 | 2.8652 | 4.3349e-05 | 6.0859e-06 | 0.00057998
| Commercial | High Efficiency Chiller (Water cooled-centrifugal, 200 tons) | Turnover | College and University | 1.0257 | 0.39585 | 2.591 | 0.0028684 | 2.8239e-05 | 0.0089415
| Commercial | High Efficiency Chiller (Water cooled-centrifugal, 200 tons) | Turnover | Schools K-12 | 1.0207 | 0.39585 | 2.5785 | 0.022394 | 0.00022047 | 0.069807
| Commercial | High Efficiency Chiller (Water cooled-centrifugal, 200 tons) | New | College and University | 1.0257 | 0.39585 | 2.591 | 2.1384e-05 | 2.1053e-07 | 6.666e-05
| Commercial | High Efficiency Chiller (Water cooled-centrifugal, 200 tons) | New | Schools K-12 | 1.0207 | 0.39585 | 2.5785 | 0.00016695 | 1.6436e-06 | 0.00052043
| Commercial | Ceiling Insulation(R2 to R38) | Existing | Warehouse | 1.0051 | 0.35551 | 2.8271 | 0 | 0 | 0
| Commercial | Ceiling Insulation(R2 to R38) | New | Warehouse | 1.0051 | 0.35551 | 2.8271 | 0 | 0 | 0
| Commercial | Wall Insulation | Existing | Warehouse | 1.0117 | 0.35551 | 2.8458 | 0 | 0 | 0
| Commercial | Demand Controlled Ventilation | Existing | Assembly | 1.0162 | 0.35896 | 2.8311 | 0.0011991 | 0.0067507 | 0.011517
| Commercial | Demand Controlled Ventilation | New | Assembly | 1.0162 | 0.35896 | 2.8311 | 9.4083e-06 | 5.2969e-05 | 9.0365e-05

## Staff ROG45_2
PRIVILEGED AND CONFIDENTIAL
Attorney-Client Communication/Attorney Work Product
Prepared at the Direction of the Legal Counsel
| Measures Changing from Failing to Passing | [9 empty] | Measures Changing from Passing to Failing | [10 empty] | Measures Changing from Failing to Passing | [9 empty] | Measures Changing from Passing to Failing
| [Sensitivity #2 - Lower Fuel Costs] Economic Potential – [TRC or RIM] | [9 empty] | [Sensitivity #2 - Lower Fuel Costs] Economic Potential – [TRC or RIM] | [10 empty] | [Sensitivity #2 - Lower Fuel Costs] Economic Potential – [TRC or RIM] | [9 empty] | [Sensitivity #2 - Lower Fuel Costs] Economic Potential – [TRC or RIM]
| Customer | Measure | Vintage | Segment | TRC | RIM | PCT | Summer | Winter | Energy | Customer | Measure | Vintage | Segment | TRC | RIM | PCT | Summer | Winter | Energy | Reason | Customer | Measure | Vintage | Segment | TRC | RIM | PCT | Summer | Winter | Energy | Customer | Measure | Vintage | Segment | TRC | RIM | PCT | Summer | Winter | Energy | Reason
| Class | Name | [5 empty] | (MW) | (MW) | (GWh) | Class | Name | [5 empty] | (MW) | (MW) | (GWh) | for failure | Class | Name | [5 empty] | (MW) | (MW) | (GWh) | Class | Name | [5 empty] | (MW) | (MW) | (GWh) | for failure
| N/A | [9 empty] | Residential | CFL-13W | Turnover | Single Family | 0.99111 | 0.31467 | 3.1497 | 0 | 0 | 0 | Fail TRC | N/A | [9 empty] | N/A
| * No measure permutations changed from Failing to Passing | [9 empty] | Residential | CFL-13W | Turnover | Multi-Family | 0.99111 | 0.31467 | 3.1497 | 0 | 0 | 0 | Fail TRC | * No measure permutations changed from Failing to Passing | [9 empty] | * No measure permutations changed from Passing to Failing
[11 empty] | Residential | CFL-13W | Turnover | Manufactured Home | 0.99111 | 0.31467 | 3.1497 | 0 | 0 | 0 | Fail TRC
[11 empty] | Residential | CFL-13W | New | Single Family | 0.99111 | 0.31467 | 3.1497 | 0 | 0 | 0 | Fail TRC
[11 empty] | Residential | CFL-13W | New | Multi-Family | 0.99111 | 0.31467 | 3.1497 | 0 | 0 | 0 | Fail TRC
[11 empty] | Residential | CFL-13W | New | Manufactured Home | 0.99111 | 0.31467 | 3.1497 | 0 | 0 | 0 | Fail TRC
[11 empty] | Residential | Solar Pool Heater | Turnover | Single Family | 0.98133 | 0.27509 | 3.5673 | 0 | 0 | 0 | Fail TRC
[11 empty] | Residential | Solar Pool Heater | Turnover | Multi-Family | 0.98133 | 0.27509 | 3.5673 | 0 | 0 | 0 | Fail TRC
[11 empty] | Residential | Solar Pool Heater | Turnover | Manufactured Home | 0.98133 | 0.27509 | 3.5673 | 0 | 0 | 0 | Fail TRC
[11 empty] | Residential | Solar Pool Heater | New | Single Family | 0.98133 | 0.27509 | 3.5673 | 0 | 0 | 0 | Fail TRC
[11 empty] | Residential | Solar Pool Heater | New | Multi-Family | 0.98133 | 0.27509 | 3.5673 | 0 | 0 | 0 | Fail TRC
[11 empty] | Residential | Solar Pool Heater | New | Manufactured Home | 0.98133 | 0.27509 | 3.5673 | 0 | 0 | 0 | Fail TRC
[11 empty] | Residential | Duct Repair | Existing | Manufactured Home | 0.98718 | 0.34653 | 2.8487 | 0 | 0 | 0 | Fail TRC
[11 empty] | Residential | Smart Thermostat | New | Single Family | 0.99051 | 0.48982 | 2.0222 | 0 | 0 | 0 | Fail TRC
[11 empty] | Commercial | High Efficiency Chiller (Water cooled-centrifugal, 200 tons) | Turnover | Offices | 0.99214 | 0.37745 | 2.6285 | 0 | 0 | 0 | Fail TRC
[11 empty] | Commercial | High Efficiency Chiller (Water cooled-centrifugal, 200 tons) | New | Offices | 0.99214 | 0.37745 | 2.6285 | 0 | 0 | 0 | Fail TRC
[11 empty] | Commercial | ECM Motors on Furnaces | Existing | Grocery | 0.98419 | 0.30312 | 3.2469 | 0 | 0 | 0 | Fail TRC
[11 empty] | Commercial | ECM Motors on Furnaces | New | Grocery | 0.98419 | 0.30312 | 3.2469 | 0 | 0 | 0 | Fail TRC
[11 empty] | Commercial | Wall Insulation | Existing | Grocery | 0.98 | 0.34789 | 2.817 | 0 | 0 | 0 | Fail TRC
[11 empty] | Commercial | Wall Insulation | Existing | Restaurants | 0.99448 | 0.34789 | 2.8586 | 0 | 0 | 0 | Fail TRC
[11 empty] | Commercial | Wall Insulation | Existing | Retail | 0.98 | 0.34789 | 2.817 | 0 | 0 | 0 | Fail TRC
[11 empty] | Commercial | Interior Lighting Controls | Existing | College and University | 0.98567 | 0.32527 | 3.0304 | 0 | 0 | 0 | Fail TRC
[11 empty] | Commercial | Interior Lighting Controls | Existing | Miscellaneous | 0.98567 | 0.32527 | 3.0304 | 0 | 0 | 0 | Fail TRC
[11 empty] | Commercial | Interior Lighting Controls | New | College and University | 0.98567 | 0.32527 | 3.0304 | 0 | 0 | 0 | Fail TRC
[11 empty] | Commercial | Interior Lighting Controls | New | Miscellaneous | 0.98567 | 0.32527 | 3.0304 | 0 | 0 | 0 | Fail TRC
[11 empty] | Industrial | Efficient Lighting - Other Interior Lighting | New | Agriculture and Assembly | 0.98017 | 0.53359 | 1.837 | 0 | 0 | 0 | Fail TRC
[11 empty] | Industrial | Efficient Lighting - Other Interior Lighting | Turnover | Agriculture and Assembly | 0.98017 | 0.53359 | 1.837 | 0 | 0 | 0 | Fail TRC
[11 empty] | Industrial | Efficient Lighting - Other Interior Lighting | New | Chemicals and Plastics | 0.98017 | 0.53359 | 1.837 | 0 | 0 | 0 | Fail TRC
[11 empty] | Industrial | Efficient Lighting - Other Interior Lighting | Turnover | Chemicals and Plastics | 0.98017 | 0.53359 | 1.837 | 0 | 0 | 0 | Fail TRC
[11 empty] | Industrial | Efficient Lighting - Other Interior Lighting | New | Construction | 0.98017 | 0.53359 | 1.837 | 0 | 0 | 0 | Fail TRC
[11 empty] | Industrial | Efficient Lighting - Other Interior Lighting | Turnover | Construction | 0.98017 | 0.53359 | 1.837 | 0 | 0 | 0 | Fail TRC
[11 empty] | Industrial | Efficient Lighting - Other Interior Lighting | New | Electrical and Electronic Equip. | 0.98017 | 0.53359 | 1.837 | 0 | 0 | 0 | Fail TRC
[11 empty] | Industrial | Efficient Lighting - Other Interior Lighting | Turnover | Electrical and Electronic Equip. | 0.98017 | 0.53359 | 1.837 | 0 | 0 | 0 | Fail TRC
[11 empty] | Industrial | Efficient Lighting - Other Interior Lighting | New | Lumber/Furniture/Pulp/Paper | 0.98017 | 0.53359 | 1.837 | 0 | 0 | 0 | Fail TRC
[11 empty] | Industrial | Efficient Lighting - Other Interior Lighting | Turnover | Lumber/Furniture/Pulp/Paper | 0.98017 | 0.53359 | 1.837 | 0 | 0 | 0 | Fail TRC
[11 empty] | Industrial | Efficient Lighting - Other Interior Lighting | New | Metal Products and Machinery | 0.98017 | 0.53359 | 1.837 | 0 | 0 | 0 | Fail TRC
[11 empty] | Industrial | Efficient Lighting - Other Interior Lighting | Turnover | Metal Products and Machinery | 0.98017 | 0.53359 | 1.837 | 0 | 0 | 0 | Fail TRC
[11 empty] | Industrial | Efficient Lighting - Other Interior Lighting | New | Miscellaneous Manufacturing | 0.98017 | 0.53359 | 1.837 | 0 | 0 | 0 | Fail TRC
[11 empty] | Industrial | Efficient Lighting - Other Interior Lighting | Turnover | Miscellaneous Manufacturing | 0.98017 | 0.53359 | 1.837 | 0 | 0 | 0 | Fail TRC
[11 empty] | Industrial | Efficient Lighting - Other Interior Lighting | New | Primary Resources Industries | 0.98017 | 0.53359 | 1.837 | 0 | 0 | 0 | Fail TRC
[11 empty] | Industrial | Efficient Lighting - Other Interior Lighting | Turnover | Primary Resources Industries | 0.98017 | 0.53359 | 1.837 | 0 | 0 | 0 | Fail TRC
[11 empty] | Industrial | Efficient Lighting - Other Interior Lighting | New | Stone/Clay/Glass/Concrete | 0.98017 | 0.53359 | 1.837 | 0 | 0 | 0 | Fail TRC
[11 empty] | Industrial | Efficient Lighting - Other Interior Lighting | Turnover | Stone/Clay/Glass/Concrete | 0.98017 | 0.53359 | 1.837 | 0 | 0 | 0 | Fail TRC
[11 empty] | Industrial | Efficient Lighting - Other Interior Lighting | New | Textiles and Leather | 0.98017 | 0.53359 | 1.837 | 0 | 0 | 0 | Fail TRC
[11 empty] | Industrial | Efficient Lighting - Other Interior Lighting | Turnover | Textiles and Leather | 0.98017 | 0.53359 | 1.837 | 0 | 0 | 0 | Fail TRC
[11 empty] | Industrial | Efficient Lighting - Other Interior Lighting | New | Transportation Equipment | 0.98017 | 0.53359 | 1.837 | 0 | 0 | 0 | Fail TRC
[11 empty] | Industrial | Efficient Lighting - Other Interior Lighting | Turnover | Transportation Equipment | 0.98017 | 0.53359 | 1.837 | 0 | 0 | 0 | Fail TRC
[11 empty] | Industrial | Efficient Lighting - Other Interior Lighting | New | Water and Wastewater | 0.98017 | 0.53359 | 1.837 | 0 | 0 | 0 | Fail TRC
[11 empty] | Industrial | Efficient Lighting - Other Interior Lighting | Turnover | Water and Wastewater | 0.98017 | 0.53359 | 1.837 | 0 | 0 | 0 | Fail TRC

## Staff ROG45_3
PRIVILEGED AND CONFIDENTIAL
Attorney-Client Communication/Attorney Work Product
Prepared at the Direction of the Legal Counsel
| Measures Changing from Failing to Passing | [9 empty] | Measures Changing from Passing to Failing | [9 empty] | Measures Changing from Failing to Passing | [9 empty] | Measures Changing from Passing to Failing
| [Sensitivty #3 - Shorter Payback Period] Economic Potential – [TRC or RIM] | [9 empty] | [Sensitivty #3 - Shorter Payback Period] Economic Potential – [TRC or RIM] | [9 empty] | [Sensitivty #3 - Shorter Payback Period] Economic Potential – [TRC or RIM] | [9 empty] | [Sensitivty #3 - Shorter Payback Period] Economic Potential – [TRC or RIM]
| Customer | Measure | Vintage | Segment | TRC | RIM | PCT | Summer | Winter | Energy | Customer | Measure | Vintage | Segment | TRC | RIM | PCT | Summer | Winter | Energy | Customer | Measure | Vintage | Segment | TRC | RIM | PCT | Summer | Winter | Energy | Customer | Measure | Vintage | Segment | TRC | RIM | PCT | Summer | Winter | Energy
| Class | Name | [5 empty] | (MW) | (MW) | (GWh) | Class | Name | [5 empty] | (MW) | (MW) | (GWh) | Class | Name | [5 empty] | (MW) | (MW) | (GWh) | Class | Name | [5 empty] | (MW) | (MW) | (GWh)
| Residential | Energy Star Room AC | Turnover | Single Family | 3.0986 | 0.43811 | 7.0725 | 0.027735 | 0 | 0.044926 | N/A | [9 empty] | N/A | [9 empty] | N/A
| Residential | Energy Star Room AC | Turnover | Multi-Family | 3.0986 | 0.43811 | 7.0725 | 0.0085866 | 0 | 0.013909 | * No measure permutations changed from Passing to Failing | [9 empty] | * No measure permutations changed from Failing to Passing | [9 empty] | * No measure permutations changed from Passing to Failing
| Residential | Energy Star Room AC | Turnover | Manufactured Home | 3.0986 | 0.43811 | 7.0725 | 0.0087436 | 0 | 0.014163
| Residential | Energy Star Room AC | New | Single Family | 3.0986 | 0.43811 | 7.0725 | 0.00029714 | 0 | 0.00048132
| Residential | Energy Star Room AC | New | Multi-Family | 3.0986 | 0.43811 | 7.0725 | 9.1994e-05 | 0 | 0.00014902
| Residential | Energy Star Room AC | New | Manufactured Home | 3.0986 | 0.43811 | 7.0725 | 9.3675e-05 | 0 | 0.00015174
| Residential | LED - 9W | Turnover | Single Family | 2.3811 | 0.31764 | 7.4962 | 0.1124 | 0.11801 | 1.2778
| Residential | LED - 9W | Turnover | Multi-Family | 2.3811 | 0.31764 | 7.4962 | 0.021728 | 0.022813 | 0.24702
| Residential | LED - 9W | Turnover | Manufactured Home | 2.3811 | 0.31764 | 7.4962 | 0.0079247 | 0.0083205 | 0.090094
| Residential | LED - 9W | New | Single Family | 2.3811 | 0.31764 | 7.4962 | 0.0012042 | 0.0012643 | 0.01369
| Residential | LED - 9W | New | Multi-Family | 2.3811 | 0.31764 | 7.4962 | 0.00023279 | 0.00024441 | 0.0026465
| Residential | LED - 9W | New | Manufactured Home | 2.3811 | 0.31764 | 7.4962 | 8.4902e-05 | 8.9142e-05 | 0.00096522
| Residential | Linear LED | Turnover | Single Family | 2.5614 | 0.30369 | 8.4342 | 0 | 2.0795e-08 | 0.35701
| Residential | Linear LED | Turnover | Multi-Family | 2.5614 | 0.30369 | 8.4342 | 0 | 4.0187e-09 | 0.068992
| Residential | Linear LED | Turnover | Manufactured Home | 2.5614 | 0.30369 | 8.4342 | 0 | 1.4648e-09 | 0.025148
| Residential | Linear LED | New | Single Family | 2.5614 | 0.30369 | 8.4342 | 0 | 2.2279e-10 | 0.0038248
| Residential | Linear LED | New | Multi-Family | 2.5614 | 0.30369 | 8.4342 | 0 | 4.3054e-11 | 0.00073915
| Residential | Linear LED | New | Manufactured Home | 2.5614 | 0.30369 | 8.4342 | 0 | 1.5694e-11 | 0.00026943
| Residential | Two Speed Pool Pump | Turnover | Single Family | 1.9941 | 0.41915 | 4.7575 | 0.97089 | 0 | 1.7864
| Residential | Two Speed Pool Pump | Turnover | Multi-Family | 1.9941 | 0.41915 | 4.7575 | 0 | 0 | 0
| Residential | Two Speed Pool Pump | Turnover | Manufactured Home | 1.9941 | 0.41915 | 4.7575 | 0 | 0 | 0
| Residential | Two Speed Pool Pump | New | Single Family | 1.9941 | 0.41915 | 4.7575 | 0.010402 | 0 | 0.019139
| Residential | Two Speed Pool Pump | New | Multi-Family | 1.9941 | 0.41915 | 4.7575 | 0 | 0 | 0
| Residential | Two Speed Pool Pump | New | Manufactured Home | 1.9941 | 0.41915 | 4.7575 | 0 | 0 | 0
| Residential | Faucet Aerator | New | Multi-Family | 2.3557 | 0.3281 | 7.1798 | 1.508e-05 | 3.246e-05 | 0.00016742
| Residential | Faucet Aerator | New | Manufactured Home | 2.3369 | 0.3281 | 7.1226 | 3.7273e-06 | 8.0234e-06 | 4.1382e-05
| Residential | Hot Water Pipe Insulation | Existing | Multi-Family | 2.5797 | 0.3261 | 7.9106 | 0.014838 | 0.03194 | 0.16474
| Residential | Hot Water Pipe Insulation | New | Multi-Family | 2.5797 | 0.3261 | 7.9106 | 7.0652e-05 | 0.00015209 | 0.0007844
| Commercial | Energy Star Commercial Oven | Turnover | Assembly | 1.9869 | 0.36108 | 5.5027 | 0 | 0 | 0
| Commercial | Energy Star Commercial Oven | Turnover | College and University | 1.9869 | 0.36108 | 5.5027 | 4.9453e-05 | 2.5879e-05 | 0.00030454
| Commercial | Energy Star Commercial Oven | Turnover | Grocery | 1.9869 | 0.36108 | 5.5027 | 0 | 0 | 0
| Commercial | Energy Star Commercial Oven | Turnover | Healthcare | 1.9869 | 0.36108 | 5.5027 | 0.00035624 | 0.00018642 | 0.0021938
| Commercial | Energy Star Commercial Oven | Turnover | Hospitals | 1.9869 | 0.36108 | 5.5027 | 0.0011487 | 0.00060108 | 0.0070735
| Commercial | Energy Star Commercial Oven | Turnover | Institutional | 1.9869 | 0.36108 | 5.5027 | 0 | 0 | 0
| Commercial | Energy Star Commercial Oven | Turnover | Lodging/Hospitality | 1.9869 | 0.36108 | 5.5027 | 0.0017745 | 0.00092859 | 0.010928
| Commercial | Energy Star Commercial Oven | Turnover | Miscellaneous | 1.9869 | 0.36108 | 5.5027 | 0 | 0 | 0
| Commercial | Energy Star Commercial Oven | Turnover | Offices | 1.9869 | 0.36108 | 5.5027 | 0 | 0 | 0
| Commercial | Energy Star Commercial Oven | Turnover | Restaurants | 1.9869 | 0.36108 | 5.5027 | 0.010013 | 0.0052396 | 0.06166
| Commercial | Energy Star Commercial Oven | Turnover | Retail | 1.9869 | 0.36108 | 5.5027 | 0 | 0 | 0
| Commercial | Energy Star Commercial Oven | Turnover | Schools K-12 | 1.9869 | 0.36108 | 5.5027 | 0.0008688 | 0.00045463 | 0.0053501
| Commercial | Energy Star Commercial Oven | Turnover | Warehouse | 1.9869 | 0.36108 | 5.5027 | 0 | 0 | 0
| Commercial | Energy Star Commercial Oven | New | Assembly | 1.9869 | 0.36108 | 5.5027 | 0 | 0 | 0
| Commercial | Energy Star Commercial Oven | New | College and University | 1.9869 | 0.36108 | 5.5027 | 3.6868e-07 | 1.9293e-07 | 2.2704e-06
| Commercial | Energy Star Commercial Oven | New | Grocery | 1.9869 | 0.36108 | 5.5027 | 0 | 0 | 0
| Commercial | Energy Star Commercial Oven | New | Healthcare | 1.9869 | 0.36108 | 5.5027 | 3.199e-06 | 1.674e-06 | 1.97e-05
| Commercial | Energy Star Commercial Oven | New | Hospitals | 1.9869 | 0.36108 | 5.5027 | 1.0315e-05 | 5.3977e-06 | 6.352e-05
| Commercial | Energy Star Commercial Oven | New | Institutional | 1.9869 | 0.36108 | 5.5027 | 0 | 0 | 0
| Commercial | Energy Star Commercial Oven | New | Lodging/Hospitality | 1.9869 | 0.36108 | 5.5027 | 4.2519e-05 | 2.225e-05 | 0.00026183
| Commercial | Energy Star Commercial Oven | New | Miscellaneous | 1.9869 | 0.36108 | 5.5027 | 0 | 0 | 0
| Commercial | Energy Star Commercial Oven | New | Offices | 1.9869 | 0.36108 | 5.5027 | 0 | 0 | 0
| Commercial | Energy Star Commercial Oven | New | Restaurants | 1.9869 | 0.36108 | 5.5027 | 0.00012572 | 6.5787e-05 | 0.00077418
| Commercial | Energy Star Commercial Oven | New | Retail | 1.9869 | 0.36108 | 5.5027 | 0 | 0 | 0
| Commercial | Energy Star Commercial Oven | New | Schools K-12 | 1.9869 | 0.36108 | 5.5027 | 6.477e-06 | 3.3894e-06 | 3.9886e-05
| Commercial | Energy Star Commercial Oven | New | Warehouse | 1.9869 | 0.36108 | 5.5027 | 0 | 0 | 0
| Commercial | Heat Pump Water Heater | Turnover | Assembly | 1.4556 | 0.36588 | 3.9785 | 0.0006911 | 0.00045966 | 0.0040895
| Commercial | Heat Pump Water Heater | Turnover | Healthcare | 1.9408 | 0.36588 | 5.3046 | 0.010419 | 0.0069297 | 0.061652
| Commercial | Heat Pump Water Heater | Turnover | Restaurants | 2.2078 | 0.3346 | 6.5981 | 0.02082 | 0.10923 | 0.29675
| Commercial | Heat Pump Water Heater | New | Assembly | 1.4556 | 0.36588 | 3.9785 | 5.5826e-06 | 3.7131e-06 | 3.3034e-05
| Commercial | Heat Pump Water Heater | New | Healthcare | 1.9408 | 0.36588 | 5.3046 | 9.1119e-05 | 6.0605e-05 | 0.00053919
| Commercial | Heat Pump Water Heater | New | Restaurants | 2.2078 | 0.3346 | 6.5981 | 0.00025596 | 0.0013428 | 0.0036483
| Commercial | LED Street Lights | Turnover | Assembly | 2.7358 | 0.29874 | 9.1578 | 0 | 0 | 0
| Commercial | LED Street Lights | Turnover | College and University | 2.7358 | 0.29874 | 9.1578 | 0 | 0 | 0
| Commercial | LED Street Lights | Turnover | Grocery | 2.7358 | 0.29874 | 9.1578 | 0 | 0 | 0
| Commercial | LED Street Lights | Turnover | Healthcare | 2.7358 | 0.29874 | 9.1578 | 0 | 0 | 0
| Commercial | LED Street Lights | Turnover | Hospitals | 2.7358 | 0.29874 | 9.1578 | 0 | 0 | 0
| Commercial | LED Street Lights | Turnover | Institutional | 2.7358 | 0.29874 | 9.1578 | 0 | 0 | 0
| Commercial | LED Street Lights | Turnover | Lodging/Hospitality | 2.7358 | 0.29874 | 9.1578 | 0 | 0 | 0
| Commercial | LED Street Lights | Turnover | Miscellaneous | 2.7358 | 0.29874 | 9.1578 | 0 | 0 | 0
| Commercial | LED Street Lights | Turnover | Offices | 2.7358 | 0.29874 | 9.1578 | 0 | 0 | 0
| Commercial | LED Street Lights | Turnover | Restaurants | 2.7358 | 0.29874 | 9.1578 | 0 | 0 | 0
| Commercial | LED Street Lights | Turnover | Retail | 2.7358 | 0.29874 | 9.1578 | 0 | 0 | 0
| Commercial | LED Street Lights | Turnover | Schools K-12 | 2.7358 | 0.29874 | 9.1578 | 0 | 0 | 0
| Commercial | LED Street Lights | Turnover | Warehouse | 2.7358 | 0.29874 | 9.1578 | 0 | 0 | 0
| Commercial | LED Street Lights | New | Assembly | 2.7358 | 0.29874 | 9.1578 | 0 | 0 | 0
| Commercial | LED Street Lights | New | College and University | 2.7358 | 0.29874 | 9.1578 | 0 | 0 | 0
| Commercial | LED Street Lights | New | Grocery | 2.7358 | 0.29874 | 9.1578 | 0 | 0 | 0
| Commercial | LED Street Lights | New | Healthcare | 2.7358 | 0.29874 | 9.1578 | 0 | 0 | 0
| Commercial | LED Street Lights | New | Hospitals | 2.7358 | 0.29874 | 9.1578 | 0 | 0 | 0
| Commercial | LED Street Lights | New | Institutional | 2.7358 | 0.29874 | 9.1578 | 0 | 0 | 0
| Commercial | LED Street Lights | New | Lodging/Hospitality | 2.7358 | 0.29874 | 9.1578 | 0 | 0 | 0
| Commercial | LED Street Lights | New | Miscellaneous | 2.7358 | 0.29874 | 9.1578 | 0 | 0 | 0
| Commercial | LED Street Lights | New | Offices | 2.7358 | 0.29874 | 9.1578 | 0 | 0 | 0
| Commercial | LED Street Lights | New | Restaurants | 2.7358 | 0.29874 | 9.1578 | 0 | 0 | 0
| Commercial | LED Street Lights | New | Retail | 2.7358 | 0.29874 | 9.1578 | 0 | 0 | 0
| Commercial | LED Street Lights | New | Schools K-12 | 2.7358 | 0.29874 | 9.1578 | 0 | 0 | 0
| Commercial | LED Street Lights | New | Warehouse | 2.7358 | 0.29874 | 9.1578 | 0 | 0 | 0
| Commercial | High Efficiency PTAC | Turnover | Assembly | 2.9973 | 0.40283 | 7.4406 | 0 | 0 | 0
| Commercial | High Efficiency PTAC | Turnover | College and University | 3.0483 | 0.37315 | 8.1691 | 0 | 0 | 0
| Commercial | High Efficiency PTAC | Turnover | Offices | 3.2784 | 0.39309 | 8.34 | 0 | 0 | 0
| Commercial | High Efficiency PTAC | Turnover | Retail | 3.8069 | 0.40283 | 9.4502 | 0 | 0 | 0
| Commercial | High Efficiency PTAC | Turnover | Schools K-12 | 3.3092 | 0.40283 | 8.2149 | 0 | 0 | 0
| Commercial | High Efficiency PTAC | New | Assembly | 2.9973 | 0.40283 | 7.4406 | 0 | 0 | 0
| Commercial | High Efficiency PTAC | New | College and University | 3.0483 | 0.37315 | 8.1691 | 0 | 0 | 0
| Commercial | High Efficiency PTAC | New | Offices | 3.2784 | 0.39309 | 8.34 | 0 | 0 | 0
| Commercial | High Efficiency PTAC | New | Retail | 3.8069 | 0.40283 | 9.4502 | 0 | 0 | 0
| Commercial | High Efficiency PTAC | New | Schools K-12 | 3.3092 | 0.40283 | 8.2149 | 0 | 0 | 0
| Commercial | High Efficiency PTHP | Turnover | Assembly | 3.0308 | 0.40281 | 7.5241 | 0.00049859 | 7.2793e-07 | 0.0049997
| Commercial | High Efficiency PTHP | Turnover | College and University | 3.0764 | 0.37284 | 8.2513 | 3.6876e-05 | 3.9863e-05 | 0.000593
| Commercial | High Efficiency PTHP | Turnover | Offices | 3.3929 | 0.40281 | 8.423 | 0.0070802 | 1.7302e-05 | 0.10924
| Commercial | High Efficiency PTHP | Turnover | Retail | 3.8844 | 0.40281 | 9.6433 | 7.2205e-05 | 3.1811e-06 | 0.017613
| Commercial | High Efficiency PTHP | Turnover | Schools K-12 | 3.3806 | 0.40281 | 8.3925 | 7.7056e-05 | 3.2364e-06 | 0.017927
| Commercial | High Efficiency PTHP | New | Assembly | 3.0308 | 0.40281 | 7.5241 | 4.1729e-06 | 6.0924e-09 | 4.1845e-05
| Commercial | High Efficiency PTHP | New | College and University | 3.0764 | 0.37284 | 8.2513 | 2.7492e-07 | 2.9719e-07 | 4.4209e-06
| Commercial | High Efficiency PTHP | New | Offices | 3.3929 | 0.40281 | 8.423 | 0.00013419 | 3.2791e-07 | 0.0020704
| Commercial | High Efficiency PTHP | New | Retail | 3.8844 | 0.40281 | 9.6433 | 6.9989e-07 | 3.0834e-08 | 0.00017073
| Commercial | High Efficiency PTHP | New | Schools K-12 | 3.3806 | 0.40281 | 8.3925 | 5.7446e-07 | 2.4128e-08 | 0.00013365
| Commercial | High Bay Fluorescent (T5) | Turnover | Assembly | 2.4502 | 0.36008 | 6.8045 | 0.025989 | 0.025499 | 0.14054
| Commercial | High Bay Fluorescent (T5) | Turnover | Institutional | 2.8105 | 0.36008 | 7.8053 | 0 | 0 | 0
| Commercial | High Bay Fluorescent (T5) | Turnover | Lodging/Hospitality | 3.1982 | 0.36008 | 8.8819 | 0 | 0 | 0
| Commercial | High Bay Fluorescent (T5) | Turnover | Offices | 2.7713 | 0.36008 | 7.6965 | 0 | 0 | 0
| Commercial | High Bay Fluorescent (T5) | Turnover | Restaurants | 2.8599 | 0.36008 | 7.9426 | 0 | 0 | 0
| Commercial | High Bay Fluorescent (T5) | Turnover | Schools K-12 | 2.0268 | 0.36008 | 5.6286 | 0 | 0 | 0
| Commercial | High Bay Fluorescent (T5) | Turnover | Warehouse | 3.2578 | 0.36008 | 9.0475 | 0.10764 | 0.1056 | 0.58204
| Commercial | High Bay Fluorescent (T5) | New | Assembly | 2.4502 | 0.36008 | 6.8045 | 0 | 0 | 0
| Commercial | High Bay Fluorescent (T5) | New | Institutional | 2.8105 | 0.36008 | 7.8053 | 0 | 0 | 0
| Commercial | High Bay Fluorescent (T5) | New | Lodging/Hospitality | 3.1982 | 0.36008 | 8.8819 | 0 | 0 | 0
| Commercial | High Bay Fluorescent (T5) | New | Offices | 2.7713 | 0.36008 | 7.6965 | 0 | 0 | 0
| Commercial | High Bay Fluorescent (T5) | New | Restaurants | 2.8599 | 0.36008 | 7.9426 | 0 | 0 | 0
| Commercial | High Bay Fluorescent (T5) | New | Schools K-12 | 2.0268 | 0.36008 | 5.6286 | 0 | 0 | 0
| Commercial | High Bay Fluorescent (T5) | New | Warehouse | 3.2578 | 0.36008 | 9.0475 | 0 | 0 | 0
| Commercial | High Bay LED | Turnover | College and University | 2.5455 | 0.36008 | 7.0693 | 0 | 0 | 0
| Commercial | High Bay LED | Turnover | Grocery | 3.2015 | 0.36008 | 8.8912 | 0 | 0 | 0
| Commercial | High Bay LED | Turnover | Healthcare | 2.9036 | 0.36008 | 8.0637 | 0 | 0 | 0
| Commercial | High Bay LED | Turnover | Institutional | 1.9051 | 0.36008 | 5.2908 | 0 | 0 | 0
| Commercial | High Bay LED | Turnover | Lodging/Hospitality | 2.1678 | 0.36008 | 6.0205 | 0 | 0 | 0
| Commercial | High Bay LED | Turnover | Miscellaneous | 2.5455 | 0.36008 | 7.0693 | 0 | 0 | 0
| Commercial | High Bay LED | Turnover | Offices | 1.8785 | 0.36008 | 5.217 | 0 | 0 | 0
| Commercial | High Bay LED | Turnover | Restaurants | 1.9386 | 0.36008 | 5.3838 | 0 | 0 | 0
| Commercial | High Bay LED | Turnover | Retail | 2.8781 | 0.36008 | 7.9931 | 0.64474 | 0.63257 | 3.4864
| Commercial | High Bay LED | Turnover | Warehouse | 2.2083 | 0.36008 | 6.1328 | 0 | 0 | 0
| Commercial | High Bay LED | New | College and University | 2.5455 | 0.36008 | 7.0693 | 0 | 0 | 0
| Commercial | High Bay LED | New | Grocery | 3.2015 | 0.36008 | 8.8912 | 0 | 0 | 0
| Commercial | High Bay LED | New | Healthcare | 2.9036 | 0.36008 | 8.0637 | 0 | 0 | 0
| Commercial | High Bay LED | New | Institutional | 1.9051 | 0.36008 | 5.2908 | 0 | 0 | 0
| Commercial | High Bay LED | New | Lodging/Hospitality | 2.1678 | 0.36008 | 6.0205 | 0 | 0 | 0
| Commercial | High Bay LED | New | Miscellaneous | 2.5455 | 0.36008 | 7.0693 | 0 | 0 | 0
| Commercial | High Bay LED | New | Offices | 1.8785 | 0.36008 | 5.217 | 0 | 0 | 0
| Commercial | High Bay LED | New | Restaurants | 1.9386 | 0.36008 | 5.3838 | 0 | 0 | 0
| Commercial | High Bay LED | New | Retail | 2.8781 | 0.36008 | 7.9931 | 0 | 0 | 0
| Commercial | High Bay LED | New | Warehouse | 2.2083 | 0.36008 | 6.1328 | 0 | 0 | 0
| Commercial | LED Display Lighting (Interior) | Turnover | Assembly | 3.4639 | 0.37858 | 9.1498 | 3.6307e-06 | 8.2018e-07 | 1.4785e-05
| Commercial | LED Display Lighting (Interior) | Turnover | Schools K-12 | 2.8653 | 0.37858 | 7.5686 | 2.3434e-05 | 5.2938e-06 | 9.543e-05
| Commercial | LED Display Lighting (Interior) | New | Assembly | 3.4639 | 0.37858 | 9.1498 | 0 | 0 | 0
| Commercial | LED Display Lighting (Interior) | New | Schools K-12 | 2.8653 | 0.37858 | 7.5686 | 0 | 0 | 0
| Commercial | LED Linear - Lamp Replacement | Turnover | Schools K-12 | 3.5429 | 0.37758 | 9.3831 | 0.026537 | 0.0060928 | 0.10986
| Commercial | LED Linear - Lamp Replacement | New | Schools K-12 | 3.5429 | 0.37758 | 9.3831 | 0 | 0 | 0
| Commercial | ENERGY STAR Water Cooler | Turnover | Assembly | 2.1412 | 0.36496 | 5.8669 | 0 | 0 | 0
| Commercial | ENERGY STAR Water Cooler | Turnover | College and University | 2.1412 | 0.36496 | 5.8669 | 0 | 0 | 0
| Commercial | ENERGY STAR Water Cooler | Turnover | Grocery | 2.1412 | 0.36496 | 5.8669 | 0 | 0 | 0
| Commercial | ENERGY STAR Water Cooler | Turnover | Healthcare | 2.1412 | 0.36496 | 5.8669 | 0 | 0 | 0
| Commercial | ENERGY STAR Water Cooler | Turnover | Hospitals | 2.1412 | 0.36496 | 5.8669 | 0 | 0 | 0
| Commercial | ENERGY STAR Water Cooler | Turnover | Institutional | 2.1412 | 0.36496 | 5.8669 | 0.006812 | 0.006812 | 0.039168
| Commercial | ENERGY STAR Water Cooler | Turnover | Lodging/Hospitality | 2.1412 | 0.36496 | 5.8669 | 0 | 0 | 0
| Commercial | ENERGY STAR Water Cooler | Turnover | Miscellaneous | 2.1412 | 0.36496 | 5.8669 | 0 | 0 | 0
| Commercial | ENERGY STAR Water Cooler | Turnover | Offices | 2.1412 | 0.36496 | 5.8669 | 0.012222 | 0.012222 | 0.070275
| Commercial | ENERGY STAR Water Cooler | Turnover | Restaurants | 2.1412 | 0.36496 | 5.8669 | 0 | 0 | 0
| Commercial | ENERGY STAR Water Cooler | Turnover | Retail | 2.1412 | 0.36496 | 5.8669 | 0 | 0 | 0
| Commercial | ENERGY STAR Water Cooler | Turnover | Schools K-12 | 2.1412 | 0.36496 | 5.8669 | 0 | 0 | 0
| Commercial | ENERGY STAR Water Cooler | Turnover | Warehouse | 2.1412 | 0.36496 | 5.8669 | 0 | 0 | 0
| Commercial | ENERGY STAR Water Cooler | New | Assembly | 2.1412 | 0.36496 | 5.8669 | 0 | 0 | 0
| Commercial | ENERGY STAR Water Cooler | New | College and University | 2.1412 | 0.36496 | 5.8669 | 0 | 0 | 0
| Commercial | ENERGY STAR Water Cooler | New | Grocery | 2.1412 | 0.36496 | 5.8669 | 0 | 0 | 0
| Commercial | ENERGY STAR Water Cooler | New | Healthcare | 2.1412 | 0.36496 | 5.8669 | 0 | 0 | 0
| Commercial | ENERGY STAR Water Cooler | New | Hospitals | 2.1412 | 0.36496 | 5.8669 | 0 | 0 | 0
| Commercial | ENERGY STAR Water Cooler | New | Institutional | 2.1412 | 0.36496 | 5.8669 | 6.0477e-05 | 6.0477e-05 | 0.00034774
| Commercial | ENERGY STAR Water Cooler | New | Lodging/Hospitality | 2.1412 | 0.36496 | 5.8669 | 0 | 0 | 0
| Commercial | ENERGY STAR Water Cooler | New | Miscellaneous | 2.1412 | 0.36496 | 5.8669 | 0 | 0 | 0
| Commercial | ENERGY STAR Water Cooler | New | Offices | 2.1412 | 0.36496 | 5.8669 | 0.00038606 | 0.00038606 | 0.0022198
| Commercial | ENERGY STAR Water Cooler | New | Restaurants | 2.1412 | 0.36496 | 5.8669 | 0 | 0 | 0
| Commercial | ENERGY STAR Water Cooler | New | Retail | 2.1412 | 0.36496 | 5.8669 | 0 | 0 | 0
| Commercial | ENERGY STAR Water Cooler | New | Schools K-12 | 2.1412 | 0.36496 | 5.8669 | 0 | 0 | 0
| Commercial | ENERGY STAR Water Cooler | New | Warehouse | 2.1412 | 0.36496 | 5.8669 | 0 | 0 | 0
| Commercial | Energy Star PCs | Turnover | College and University | 1.0049 | 0.36975 | 2.7177 | 0.0046221 | 0.0046221 | 0.024085
| Commercial | Energy Star PCs | Turnover | Hospitals | 1.0049 | 0.36975 | 2.7177 | 0.0031379 | 0.0031379 | 0.016351
| Commercial | Energy Star PCs | New | College and University | 1.0049 | 0.36975 | 2.7177 | 3.4458e-05 | 3.4458e-05 | 0.00017956
| Commercial | Energy Star PCs | New | Hospitals | 1.0049 | 0.36975 | 2.7177 | 2.8178e-05 | 2.8178e-05 | 0.00014683
| Commercial | Energy Star Commercial Glass Door Refrigerator | Turnover | Assembly | 1.9742 | 0.34117 | 5.7866 | 0 | 0 | 0
| Commercial | Energy Star Commercial Glass Door Refrigerator | Turnover | College and University | 2.0011 | 0.34609 | 5.7819 | 0 | 0 | 0
| Commercial | Energy Star Commercial Glass Door Refrigerator | Turnover | Grocery | 1.9742 | 0.34117 | 5.7866 | 0.04038 | 0.013889 | 0.2765
| Commercial | Energy Star Commercial Glass Door Refrigerator | Turnover | Healthcare | 2.0011 | 0.34609 | 5.7819 | 0 | 0 | 0
| Commercial | Energy Star Commercial Glass Door Refrigerator | Turnover | Hospitals | 2.0011 | 0.34609 | 5.7819 | 0 | 0 | 0
| Commercial | Energy Star Commercial Glass Door Refrigerator | Turnover | Institutional | 1.9742 | 0.34117 | 5.7866 | 0 | 0 | 0
| Commercial | Energy Star Commercial Glass Door Refrigerator | Turnover | Lodging/Hospitality | 2.0011 | 0.34609 | 5.7819 | 0 | 0 | 0
| Commercial | Energy Star Commercial Glass Door Refrigerator | Turnover | Miscellaneous | 1.9742 | 0.34117 | 5.7866 | 0 | 0 | 0
| Commercial | Energy Star Commercial Glass Door Refrigerator | Turnover | Offices | 1.9742 | 0.34117 | 5.7866 | 0 | 0 | 0
| Commercial | Energy Star Commercial Glass Door Refrigerator | Turnover | Restaurants | 2.0011 | 0.34609 | 5.7819 | 0 | 0 | 0
| Commercial | Energy Star Commercial Glass Door Refrigerator | Turnover | Retail | 1.9742 | 0.34117 | 5.7866 | 0.0033627 | 0.0011566 | 0.023026
| Commercial | Energy Star Commercial Glass Door Refrigerator | Turnover | Schools K-12 | 2.0011 | 0.34609 | 5.7819 | 0 | 0 | 0
| Commercial | Energy Star Commercial Glass Door Refrigerator | Turnover | Warehouse | 1.9742 | 0.34117 | 5.7866 | 0 | 0 | 0
| Commercial | Energy Star Commercial Glass Door Refrigerator | New | Assembly | 1.9742 | 0.34117 | 5.7866 | 0 | 0 | 0
| Commercial | Energy Star Commercial Glass Door Refrigerator | New | College and University | 2.0011 | 0.34609 | 5.7819 | 0 | 0 | 0
| Commercial | Energy Star Commercial Glass Door Refrigerator | New | Grocery | 1.9742 | 0.34117 | 5.7866 | 7.0471e-06 | 2.4238e-06 | 4.8255e-05
| Commercial | Energy Star Commercial Glass Door Refrigerator | New | Healthcare | 2.0011 | 0.34609 | 5.7819 | 0 | 0 | 0
| Commercial | Energy Star Commercial Glass Door Refrigerator | New | Hospitals | 2.0011 | 0.34609 | 5.7819 | 0 | 0 | 0
| Commercial | Energy Star Commercial Glass Door Refrigerator | New | Institutional | 1.9742 | 0.34117 | 5.7866 | 0 | 0 | 0
| Commercial | Energy Star Commercial Glass Door Refrigerator | New | Lodging/Hospitality | 2.0011 | 0.34609 | 5.7819 | 0 | 0 | 0
| Commercial | Energy Star Commercial Glass Door Refrigerator | New | Miscellaneous | 1.9742 | 0.34117 | 5.7866 | 0 | 0 | 0
| Commercial | Energy Star Commercial Glass Door Refrigerator | New | Offices | 1.9742 | 0.34117 | 5.7866 | 0 | 0 | 0
| Commercial | Energy Star Commercial Glass Door Refrigerator | New | Restaurants | 2.0011 | 0.34609 | 5.7819 | 0 | 0 | 0
| Commercial | Energy Star Commercial Glass Door Refrigerator | New | Retail | 1.9742 | 0.34117 | 5.7866 | 4.3041e-07 | 1.4804e-07 | 2.9472e-06
| Commercial | Energy Star Commercial Glass Door Refrigerator | New | Schools K-12 | 2.0011 | 0.34609 | 5.7819 | 0 | 0 | 0
| Commercial | Energy Star Commercial Glass Door Refrigerator | New | Warehouse | 1.9742 | 0.34117 | 5.7866 | 0 | 0 | 0
| Commercial | Energy Star Commercial Solid Door Refrigerator | Turnover | Assembly | 1.8286 | 0.34307 | 5.3301 | 0 | 0 | 0
| Commercial | Energy Star Commercial Solid Door Refrigerator | Turnover | College and University | 1.8429 | 0.34609 | 5.3249 | 0 | 0 | 0
| Commercial | Energy Star Commercial Solid Door Refrigerator | Turnover | Grocery | 1.8286 | 0.34307 | 5.3301 | 0.096457 | 0.043103 | 0.64579
| Commercial | Energy Star Commercial Solid Door Refrigerator | Turnover | Healthcare | 1.8429 | 0.34609 | 5.3249 | 0 | 0 | 0
| Commercial | Energy Star Commercial Solid Door Refrigerator | Turnover | Hospitals | 1.8429 | 0.34609 | 5.3249 | 0 | 0 | 0
| Commercial | Energy Star Commercial Solid Door Refrigerator | Turnover | Institutional | 1.8286 | 0.34307 | 5.3301 | 0 | 0 | 0
| Commercial | Energy Star Commercial Solid Door Refrigerator | Turnover | Lodging/Hospitality | 1.8429 | 0.34609 | 5.3249 | 0 | 0 | 0
| Commercial | Energy Star Commercial Solid Door Refrigerator | Turnover | Miscellaneous | 1.8286 | 0.34307 | 5.3301 | 0 | 0 | 0
| Commercial | Energy Star Commercial Solid Door Refrigerator | Turnover | Offices | 1.8286 | 0.34307 | 5.3301 | 0 | 0 | 0
| Commercial | Energy Star Commercial Solid Door Refrigerator | Turnover | Restaurants | 1.8429 | 0.34609 | 5.3249 | 0 | 0 | 0
| Commercial | Energy Star Commercial Solid Door Refrigerator | Turnover | Retail | 1.8286 | 0.34307 | 5.3301 | 0.0080327 | 0.0035895 | 0.05378
| Commercial | Energy Star Commercial Solid Door Refrigerator | Turnover | Schools K-12 | 1.8429 | 0.34609 | 5.3249 | 0 | 0 | 0
| Commercial | Energy Star Commercial Solid Door Refrigerator | Turnover | Warehouse | 1.8286 | 0.34307 | 5.3301 | 0 | 0 | 0
| Commercial | Energy Star Commercial Solid Door Refrigerator | New | Assembly | 1.8286 | 0.34307 | 5.3301 | 0 | 0 | 0
| Commercial | Energy Star Commercial Solid Door Refrigerator | New | College and University | 1.8429 | 0.34609 | 5.3249 | 0 | 0 | 0
| Commercial | Energy Star Commercial Solid Door Refrigerator | New | Grocery | 1.8286 | 0.34307 | 5.3301 | 0.0013823 | 0.00061769 | 0.0092545
| Commercial | Energy Star Commercial Solid Door Refrigerator | New | Healthcare | 1.8429 | 0.34609 | 5.3249 | 0 | 0 | 0
| Commercial | Energy Star Commercial Solid Door Refrigerator | New | Hospitals | 1.8429 | 0.34609 | 5.3249 | 0 | 0 | 0
| Commercial | Energy Star Commercial Solid Door Refrigerator | New | Institutional | 1.8286 | 0.34307 | 5.3301 | 0 | 0 | 0
| Commercial | Energy Star Commercial Solid Door Refrigerator | New | Lodging/Hospitality | 1.8429 | 0.34609 | 5.3249 | 0 | 0 | 0
| Commercial | Energy Star Commercial Solid Door Refrigerator | New | Miscellaneous | 1.8286 | 0.34307 | 5.3301 | 0 | 0 | 0
| Commercial | Energy Star Commercial Solid Door Refrigerator | New | Offices | 1.8286 | 0.34307 | 5.3301 | 0 | 0 | 0
| Commercial | Energy Star Commercial Solid Door Refrigerator | New | Restaurants | 1.8429 | 0.34609 | 5.3249 | 0 | 0 | 0
| Commercial | Energy Star Commercial Solid Door Refrigerator | New | Retail | 1.8286 | 0.34307 | 5.3301 | 8.8876e-05 | 3.9715e-05 | 0.00059503
| Commercial | Energy Star Commercial Solid Door Refrigerator | New | Schools K-12 | 1.8429 | 0.34609 | 5.3249 | 0 | 0 | 0
| Commercial | Energy Star Commercial Solid Door Refrigerator | New | Warehouse | 1.8286 | 0.34307 | 5.3301 | 0 | 0 | 0
| Commercial | Hot Water Pipe Insulation | Existing | Assembly | 2.7553 | 0.33874 | 8.134 | 1.1629e-05 | 1.3069e-05 | 0.00010409
| Commercial | Hot Water Pipe Insulation | Existing | College and University | 2.7567 | 0.33886 | 8.135 | 3.5862e-05 | 3.5862e-05 | 0.00031416
| Commercial | Hot Water Pipe Insulation | Existing | Grocery | 2.6901 | 0.33127 | 8.1206 | 1.7484e-05 | 3.0226e-05 | 0.00022219
| Commercial | Hot Water Pipe Insulation | Existing | Healthcare | 2.7553 | 0.33874 | 8.134 | 0.00013123 | 0.00014748 | 0.0011747
| Commercial | Hot Water Pipe Insulation | Existing | Hospitals | 2.7567 | 0.33886 | 8.135 | 3.1421e-05 | 3.1421e-05 | 0.00027525
| Commercial | Hot Water Pipe Insulation | Existing | Institutional | 2.7553 | 0.33874 | 8.134 | 0.0029265 | 0.003289 | 0.026196
| Commercial | Hot Water Pipe Insulation | Existing | Lodging/Hospitality | 2.6901 | 0.33127 | 8.1206 | 0.00010606 | 0.00018336 | 0.0013478
| Commercial | Hot Water Pipe Insulation | Existing | Miscellaneous | 2.7553 | 0.33874 | 8.134 | 1.4152e-05 | 1.5905e-05 | 0.00012668
| Commercial | Hot Water Pipe Insulation | Existing | Offices | 2.7553 | 0.33874 | 8.134 | 0.00012485 | 0.00014032 | 0.0011176
| Commercial | Hot Water Pipe Insulation | Existing | Restaurants | 2.6901 | 0.33127 | 8.1206 | 0.00035553 | 0.00061464 | 0.0045181
| Commercial | Hot Water Pipe Insulation | Existing | Retail | 2.6901 | 0.33127 | 8.1206 | 7.2059e-05 | 0.00012457 | 0.00091571
| Commercial | Hot Water Pipe Insulation | Existing | Schools K-12 | 2.7553 | 0.33874 | 8.134 | 0.0012071 | 0.0013566 | 0.010805
| Commercial | Hot Water Pipe Insulation | Existing | Warehouse | 2.7553 | 0.33874 | 8.134 | 1.61e-05 | 1.8094e-05 | 0.00014411
| Commercial | Hot Water Pipe Insulation | New | Assembly | 2.7553 | 0.33874 | 8.134 | 5.3142e-07 | 5.9724e-07 | 4.7569e-06
| Commercial | Hot Water Pipe Insulation | New | College and University | 2.7567 | 0.33886 | 8.135 | 1.4598e-06 | 1.4598e-06 | 1.2788e-05
| Commercial | Hot Water Pipe Insulation | New | Grocery | 2.6901 | 0.33127 | 8.1206 | 1.1986e-06 | 2.0722e-06 | 1.5232e-05
| Commercial | Hot Water Pipe Insulation | New | Healthcare | 2.7553 | 0.33874 | 8.134 | 6.4344e-06 | 7.2313e-06 | 5.7596e-05
| Commercial | Hot Water Pipe Insulation | New | Hospitals | 2.7567 | 0.33886 | 8.135 | 1.5406e-06 | 1.5406e-06 | 1.3496e-05
| Commercial | Hot Water Pipe Insulation | New | Institutional | 2.7553 | 0.33874 | 8.134 | 2.716e-05 | 3.0524e-05 | 0.00024312
| Commercial | Hot Water Pipe Insulation | New | Lodging/Hospitality | 2.6901 | 0.33127 | 8.1206 | 1.3876e-05 | 2.3988e-05 | 0.00017633
| Commercial | Hot Water Pipe Insulation | New | Miscellaneous | 2.7553 | 0.33874 | 8.134 | 0 | 0 | 0
| Commercial | Hot Water Pipe Insulation | New | Offices | 2.7553 | 0.33874 | 8.134 | 1.292e-05 | 1.452e-05 | 0.00011565
| Commercial | Hot Water Pipe Insulation | New | Restaurants | 2.6901 | 0.33127 | 8.1206 | 2.4374e-05 | 4.2137e-05 | 0.00030974
| Commercial | Hot Water Pipe Insulation | New | Retail | 2.6901 | 0.33127 | 8.1206 | 3.8137e-06 | 6.5931e-06 | 4.8464e-05
| Commercial | Hot Water Pipe Insulation | New | Schools K-12 | 2.7553 | 0.33874 | 8.134 | 4.9135e-05 | 5.522e-05 | 0.00043982
| Commercial | Hot Water Pipe Insulation | New | Warehouse | 2.7553 | 0.33874 | 8.134 | 5.1283e-07 | 5.7635e-07 | 4.5905e-06
| Commercial | Chilled Water Controls Optimization | Existing | Warehouse | 2.9962 | 0.39896 | 7.5102 | 0 | 0 | 0
| Commercial | Chilled Water Controls Optimization | New | Warehouse | 2.9962 | 0.39896 | 7.5102 | 0 | 0 | 0
| Commercial | Chilled Water System - Variable Speed Drives | Existing | Assembly | 1.741 | 0.33887 | 5.1377 | 0.01579 | 0.0035889 | 0.16976
| Commercial | Chilled Water System - Variable Speed Drives | Existing | College and University | 1.741 | 0.33887 | 5.1377 | 0.0009407 | 0.00021381 | 0.010113
| Commercial | Chilled Water System - Variable Speed Drives | Existing | Grocery | 1.741 | 0.33887 | 5.1377 | 0 | 0 | 0
| Commercial | Chilled Water System - Variable Speed Drives | Existing | Healthcare | 1.741 | 0.33887 | 5.1377 | 0 | 0 | 0
| Commercial | Chilled Water System - Variable Speed Drives | Existing | Hospitals | 1.741 | 0.33887 | 5.1377 | 0.017352 | 0.0039439 | 0.18655
| Commercial | Chilled Water System - Variable Speed Drives | Existing | Institutional | 1.741 | 0.33887 | 5.1377 | 0.048421 | 0.011006 | 0.52058
| Commercial | Chilled Water System - Variable Speed Drives | Existing | Lodging/Hospitality | 1.741 | 0.33887 | 5.1377 | 0.0064876 | 0.0014746 | 0.069749
| Commercial | Chilled Water System - Variable Speed Drives | Existing | Miscellaneous | 1.741 | 0.33887 | 5.1377 | 0.014562 | 0.0033098 | 0.15655
| Commercial | Chilled Water System - Variable Speed Drives | Existing | Offices | 1.741 | 0.33887 | 5.1377 | 0.043564 | 0.0099019 | 0.46837
| Commercial | Chilled Water System - Variable Speed Drives | Existing | Restaurants | 1.741 | 0.33887 | 5.1377 | 0.0018621 | 0.00042324 | 0.02002
| Commercial | Chilled Water System - Variable Speed Drives | Existing | Retail | 1.741 | 0.33887 | 5.1377 | 0 | 0 | 0
| Commercial | Chilled Water System - Variable Speed Drives | Existing | Schools K-12 | 1.741 | 0.33887 | 5.1377 | 0.05485 | 0.012467 | 0.5897
| Commercial | Chilled Water System - Variable Speed Drives | Existing | Warehouse | 1.741 | 0.33887 | 5.1377 | 0 | 0 | 0
| Commercial | Chilled Water System - Variable Speed Drives | New | Assembly | 1.741 | 0.33887 | 5.1377 | 0.00013215 | 3.0037e-05 | 0.0014208
| Commercial | Chilled Water System - Variable Speed Drives | New | College and University | 1.741 | 0.33887 | 5.1377 | 7.013e-06 | 1.594e-06 | 7.5398e-05
| Commercial | Chilled Water System - Variable Speed Drives | New | Grocery | 1.741 | 0.33887 | 5.1377 | 0 | 0 | 0
| Commercial | Chilled Water System - Variable Speed Drives | New | Healthcare | 1.741 | 0.33887 | 5.1377 | 0 | 0 | 0
| Commercial | Chilled Water System - Variable Speed Drives | New | Hospitals | 1.741 | 0.33887 | 5.1377 | 7.6341e-05 | 1.7352e-05 | 0.00082075
| Commercial | Chilled Water System - Variable Speed Drives | New | Institutional | 1.741 | 0.33887 | 5.1377 | 0.00043284 | 9.8382e-05 | 0.0046535
| Commercial | Chilled Water System - Variable Speed Drives | New | Lodging/Hospitality | 1.741 | 0.33887 | 5.1377 | 0.00015545 | 3.5332e-05 | 0.0016712
| Commercial | Chilled Water System - Variable Speed Drives | New | Miscellaneous | 1.741 | 0.33887 | 5.1377 | 0 | 0 | 0
| Commercial | Chilled Water System - Variable Speed Drives | New | Offices | 1.741 | 0.33887 | 5.1377 | 0.00082733 | 0.00018805 | 0.0088947
| Commercial | Chilled Water System - Variable Speed Drives | New | Restaurants | 1.741 | 0.33887 | 5.1377 | 2.338e-05 | 5.3141e-06 | 0.00025136
| Commercial | Chilled Water System - Variable Speed Drives | New | Retail | 1.741 | 0.33887 | 5.1377 | 0 | 0 | 0
| Commercial | Chilled Water System - Variable Speed Drives | New | Schools K-12 | 1.741 | 0.33887 | 5.1377 | 0.00040892 | 9.2944e-05 | 0.0043963
| Commercial | Chilled Water System - Variable Speed Drives | New | Warehouse | 1.741 | 0.33887 | 5.1377 | 0 | 0 | 0
| Commercial | Duct Sealing Repair | Existing | Lodging/Hospitality | 2.5616 | 0.35058 | 7.3067 | 0 | 0 | 0
| Commercial | Duct Sealing Repair | Existing | Miscellaneous | 3.486 | 0.35058 | 9.9436 | 0 | 0 | 0
| Commercial | Duct Sealing Repair | Existing | Retail | 2.0805 | 0.35058 | 5.9346 | 0.077812 | 0.03532 | 0.44556
| Commercial | Duct Sealing Repair | New | Lodging/Hospitality | 2.5616 | 0.35058 | 7.3067 | 0 | 0 | 0
| Commercial | Duct Sealing Repair | New | Miscellaneous | 3.486 | 0.35058 | 9.9436 | 0 | 0 | 0
| Commercial | Duct Sealing Repair | New | Retail | 2.0805 | 0.35058 | 5.9346 | 0 | 0 | 0
| Commercial | ECM Motors on Furnaces | Existing | Restaurants | 2.1619 | 0.31053 | 6.9619 | 0 | 6.429e-06 | 5.6318e-05
| Commercial | ECM Motors on Furnaces | New | Restaurants | 2.1619 | 0.31053 | 6.9619 | 0 | 8.0721e-08 | 7.0712e-07
| Commercial | Facility Energy Management System | Existing | Healthcare | 2.2025 | 0.36353 | 6.0585 | 0.0011944 | 4.8874e-05 | 0.0059689
| Commercial | Facility Energy Management System | Existing | Hospitals | 2.0922 | 0.34638 | 6.04 | 0.010852 | 0.0034816 | 0.074949
| Commercial | Facility Energy Management System | Existing | Institutional | 2.4832 | 0.36353 | 6.8308 | 0.037029 | 0.0016648 | 0.18424
| Commercial | Facility Energy Management System | Existing | Offices | 2.2725 | 0.36353 | 6.2513 | 0.026872 | 0.0016853 | 0.14877
| Commercial | Facility Energy Management System | New | Healthcare | 2.2025 | 0.36353 | 6.0585 | 9.0935e-05 | 3.7211e-06 | 0.00045444
| Commercial | Facility Energy Management System | New | Hospitals | 2.0922 | 0.34638 | 6.04 | 7.7521e-05 | 2.4871e-05 | 0.0005354
| Commercial | Facility Energy Management System | New | Institutional | 2.4832 | 0.36353 | 6.8308 | 0.00012121 | 5.4498e-06 | 0.00060312
| Commercial | Facility Energy Management System | New | Offices | 2.2725 | 0.36353 | 6.2513 | 0.00033762 | 2.1174e-05 | 0.0018691
| Commercial | HVAC tune-up | Existing | Healthcare | 1.4317 | 0.38915 | 3.6791 | 0.00032586 | 8.9929e-06 | 0.0011386
| Commercial | HVAC tune-up | Existing | Hospitals | 1.3895 | 0.39817 | 3.4896 | 4.4701e-05 | 3.4342e-06 | 0.00014516
| Commercial | HVAC tune-up | Existing | Lodging/Hospitality | 1.0869 | 0.38915 | 2.793 | 0 | 0 | 0
| Commercial | HVAC tune-up | New | Healthcare | 1.4317 | 0.38915 | 3.6791 | 2.9041e-06 | 8.0145e-08 | 1.0148e-05
| Commercial | HVAC tune-up | New | Hospitals | 1.3895 | 0.39817 | 3.4896 | 4.023e-07 | 3.0907e-08 | 1.3064e-06
| Commercial | HVAC tune-up | New | Lodging/Hospitality | 1.0869 | 0.38915 | 2.793 | 0 | 0 | 0
| Commercial | HVAC tune-up_RTU | Existing | Healthcare | 1.0186 | 0.38915 | 2.6176 | 0.039447 | 0.0010886 | 0.13784
| Commercial | HVAC tune-up_RTU | New | Healthcare | 1.0186 | 0.38915 | 2.6176 | 0.00036604 | 1.0102e-05 | 0.001279
| Commercial | Programmable Thermostat | Existing | Grocery | 2.1921 | 0.37502 | 5.8452 | 0.0052449 | -3.2006e-06 | 0.018705
| Commercial | Programmable Thermostat | Existing | Restaurants | 1.8273 | 0.37502 | 4.8726 | 0.023467 | -8.7507e-06 | 0.075768
| Commercial | Programmable Thermostat | New | Grocery | 2.1921 | 0.37502 | 5.8452 | 6.5853e-05 | -4.0186e-08 | 0.00023485
| Commercial | Programmable Thermostat | New | Restaurants | 1.8273 | 0.37502 | 4.8726 | 0.00029464 | -1.0987e-07 | 0.00095132
| Commercial | Smart Thermostat | Existing | Healthcare | 1.3068 | 0.31235 | 4.1836 | 0.0017356 | -0.0019941 | 0.1583
| Commercial | Smart Thermostat | Existing | Hospitals | 1.4772 | 0.33369 | 4.427 | 0.010713 | 0.0001178 | 0.13293
| Commercial | Smart Thermostat | Existing | Institutional | 1.5106 | 0.31235 | 4.8362 | 0.0029639 | -0.0035471 | 0.27121
| Commercial | Smart Thermostat | Existing | Offices | 1.4078 | 0.31235 | 4.507 | 0.0046921 | -0.025455 | 0.55008
| Commercial | Smart Thermostat | New | Healthcare | 1.3068 | 0.31235 | 4.1836 | 1.5468e-05 | -1.7772e-05 | 0.0014108
| Commercial | Smart Thermostat | New | Hospitals | 1.4772 | 0.33369 | 4.427 | 9.8671e-05 | 1.0602e-06 | 0.0012234
| Commercial | Smart Thermostat | New | Institutional | 1.5106 | 0.31235 | 4.8362 | 2.6495e-05 | -3.1707e-05 | 0.0024243
| Commercial | Smart Thermostat | New | Offices | 1.4078 | 0.31235 | 4.507 | 8.9107e-05 | -0.00048341 | 0.010446
| Commercial | Interior Lighting Controls | Existing | Grocery | 1.2585 | 0.3302 | 3.8113 | 0 | 0 | 0.01659
| Commercial | Interior Lighting Controls | Existing | Healthcare | 1.1414 | 0.3302 | 3.4566 | 0 | 0 | 0.096487
| Commercial | Interior Lighting Controls | Existing | Hospitals | 1.5441 | 0.3302 | 4.6762 | 0 | 0 | 0.093652
| Commercial | Interior Lighting Controls | Existing | Retail | 1.1314 | 0.3302 | 3.4263 | 0 | 0 | 0.13123
| Commercial | Interior Lighting Controls | New | Grocery | 1.2585 | 0.3302 | 3.8113 | 0 | 0 | 0.0002083
| Commercial | Interior Lighting Controls | New | Healthcare | 1.1414 | 0.3302 | 3.4566 | 0 | 0 | 0.00085859
| Commercial | Interior Lighting Controls | New | Hospitals | 1.5441 | 0.3302 | 4.6762 | 0 | 0 | 0.00084323
| Commercial | Interior Lighting Controls | New | Retail | 1.1314 | 0.3302 | 3.4263 | 0 | 0 | 0.0013184
| Commercial | Smart Strip Plug Outlet | Existing | College and University | 1.1401 | 0.35347 | 3.2253 | 0.0012409 | 0.0008624 | 0.0083452
| Commercial | Smart Strip Plug Outlet | Existing | Grocery | 1.1042 | 0.35347 | 3.1239 | 0.00042746 | 0.00029708 | 0.0028747
| Commercial | Smart Strip Plug Outlet | Existing | Lodging/Hospitality | 1.2742 | 0.35347 | 3.6048 | 0.0029317 | 0.0020375 | 0.019716
| Commercial | Smart Strip Plug Outlet | Existing | Offices | 1.0769 | 0.35347 | 3.0467 | 0.004048 | 0.0028133 | 0.027223
| Commercial | Smart Strip Plug Outlet | Existing | Restaurants | 1.0674 | 0.36342 | 2.9372 | 0.00107 | 0 | 0.0071962
| Commercial | Smart Strip Plug Outlet | New | College and University | 1.1401 | 0.35347 | 3.2253 | 9.251e-06 | 6.4293e-06 | 6.2215e-05
| Commercial | Smart Strip Plug Outlet | New | Grocery | 1.1042 | 0.35347 | 3.1239 | 5.367e-06 | 3.73e-06 | 3.6094e-05
| Commercial | Smart Strip Plug Outlet | New | Lodging/Hospitality | 1.2742 | 0.35347 | 3.6048 | 7.0245e-05 | 4.8819e-05 | 0.00047241
| Commercial | Smart Strip Plug Outlet | New | Offices | 1.0769 | 0.35347 | 3.0467 | 7.6719e-05 | 5.3319e-05 | 0.00051595
| Commercial | Smart Strip Plug Outlet | New | Restaurants | 1.0674 | 0.36342 | 2.9372 | 1.3435e-05 | 0 | 9.0353e-05
| Commercial | Anti-Sweat Controls | Existing | Assembly | 1.5095 | 0.3274 | 4.6107 | 1.0487e-05 | 1.0544e-05 | 0.00013123
| Commercial | Anti-Sweat Controls | Existing | College and University | 1.6108 | 0.3485 | 4.6222 | 1.4079e-05 | 1.1793e-05 | 0.00010859
| Commercial | Anti-Sweat Controls | Existing | Grocery | 1.5095 | 0.3274 | 4.6107 | 0.011909 | 0.011973 | 0.14901
| Commercial | Anti-Sweat Controls | Existing | Healthcare | 1.6108 | 0.3485 | 4.6222 | 2.0326e-05 | 1.7026e-05 | 0.00015677
| Commercial | Anti-Sweat Controls | Existing | Hospitals | 1.6108 | 0.3485 | 4.6222 | 0.00020321 | 0.00017022 | 0.0015673
| Commercial | Anti-Sweat Controls | Existing | Institutional | 1.5095 | 0.3274 | 4.6107 | 0 | 0 | 0
| Commercial | Anti-Sweat Controls | Existing | Lodging/Hospitality | 1.6108 | 0.3485 | 4.6222 | 0.00053573 | 0.00044874 | 0.004132
| Commercial | Anti-Sweat Controls | Existing | Miscellaneous | 1.5095 | 0.3274 | 4.6107 | 0 | 0 | 0
| Commercial | Anti-Sweat Controls | Existing | Offices | 1.5095 | 0.3274 | 4.6107 | 0 | 0 | 0
| Commercial | Anti-Sweat Controls | Existing | Restaurants | 1.6108 | 0.3485 | 4.6222 | 0.0073727 | 0.0061756 | 0.056864
| Commercial | Anti-Sweat Controls | Existing | Retail | 1.5095 | 0.3274 | 4.6107 | 0.00099173 | 0.00099707 | 0.012409
| Commercial | Anti-Sweat Controls | Existing | Schools K-12 | 1.6108 | 0.3485 | 4.6222 | 0.00028493 | 0.00023866 | 0.0021976
| Commercial | Anti-Sweat Controls | Existing | Warehouse | 1.5095 | 0.3274 | 4.6107 | 0 | 0 | 0
| Commercial | Anti-Sweat Controls | New | Assembly | 1.5095 | 0.3274 | 4.6107 | 0 | 0 | 0
| Commercial | Anti-Sweat Controls | New | College and University | 1.6108 | 0.3485 | 4.6222 | 0 | 0 | 0
| Commercial | Anti-Sweat Controls | New | Grocery | 1.5095 | 0.3274 | 4.6107 | 0 | 0 | 0
| Commercial | Anti-Sweat Controls | New | Healthcare | 1.6108 | 0.3485 | 4.6222 | 0 | 0 | 0
| Commercial | Anti-Sweat Controls | New | Hospitals | 1.6108 | 0.3485 | 4.6222 | 0 | 0 | 0
| Commercial | Anti-Sweat Controls | New | Institutional | 1.5095 | 0.3274 | 4.6107 | 0 | 0 | 0
| Commercial | Anti-Sweat Controls | New | Lodging/Hospitality | 1.6108 | 0.3485 | 4.6222 | 0 | 0 | 0
| Commercial | Anti-Sweat Controls | New | Miscellaneous | 1.5095 | 0.3274 | 4.6107 | 0 | 0 | 0
| Commercial | Anti-Sweat Controls | New | Offices | 1.5095 | 0.3274 | 4.6107 | 0 | 0 | 0
| Commercial | Anti-Sweat Controls | New | Restaurants | 1.6108 | 0.3485 | 4.6222 | 0 | 0 | 0
| Commercial | Anti-Sweat Controls | New | Retail | 1.5095 | 0.3274 | 4.6107 | 0 | 0 | 0
| Commercial | Anti-Sweat Controls | New | Schools K-12 | 1.6108 | 0.3485 | 4.6222 | 0 | 0 | 0
| Commercial | Anti-Sweat Controls | New | Warehouse | 1.5095 | 0.3274 | 4.6107 | 0 | 0 | 0
| Commercial | Floating Head Pressure Controls | Existing | Assembly | 3.3029 | 0.3408 | 9.6916 | 0 | 0 | 0
| Commercial | Floating Head Pressure Controls | Existing | College and University | 3.3243 | 0.34337 | 9.6814 | 0.0002273 | 0.00019039 | 0.0017531
| Commercial | Floating Head Pressure Controls | Existing | Grocery | 3.3029 | 0.3408 | 9.6916 | 0 | 0 | 0
| Commercial | Floating Head Pressure Controls | Existing | Healthcare | 3.3243 | 0.34337 | 9.6814 | 0.000363 | 0.00030406 | 0.0027998
| Commercial | Floating Head Pressure Controls | Existing | Hospitals | 3.3243 | 0.34337 | 9.6814 | 0.00033165 | 0.00027779 | 0.0025579
| Commercial | Floating Head Pressure Controls | Existing | Institutional | 3.3029 | 0.3408 | 9.6916 | 0 | 0 | 0
| Commercial | Floating Head Pressure Controls | Existing | Lodging/Hospitality | 3.3243 | 0.34337 | 9.6814 | 0.001262 | 0.001057 | 0.0097331
| Commercial | Floating Head Pressure Controls | Existing | Miscellaneous | 3.3029 | 0.3408 | 9.6916 | 0 | 0 | 0
| Commercial | Floating Head Pressure Controls | Existing | Offices | 3.3029 | 0.3408 | 9.6916 | 0 | 0 | 0
| Commercial | Floating Head Pressure Controls | Existing | Restaurants | 3.3243 | 0.34337 | 9.6814 | 0 | 0 | 0
| Commercial | Floating Head Pressure Controls | Existing | Retail | 3.3029 | 0.3408 | 9.6916 | 0 | 0 | 0
| Commercial | Floating Head Pressure Controls | Existing | Schools K-12 | 3.3243 | 0.34337 | 9.6814 | 0.00092492 | 0.00077474 | 0.0071337
| Commercial | Floating Head Pressure Controls | Existing | Warehouse | 3.3029 | 0.3408 | 9.6916 | 0 | 0 | 0
| Commercial | Floating Head Pressure Controls | New | Assembly | 3.3029 | 0.3408 | 9.6916 | 0 | 0 | 0
| Commercial | Floating Head Pressure Controls | New | College and University | 3.3243 | 0.34337 | 9.6814 | 1.6946e-06 | 1.4194e-06 | 1.307e-05
| Commercial | Floating Head Pressure Controls | New | Grocery | 3.3029 | 0.3408 | 9.6916 | 0 | 0 | 0
| Commercial | Floating Head Pressure Controls | New | Healthcare | 3.3243 | 0.34337 | 9.6814 | 3.2597e-06 | 2.7304e-06 | 2.5142e-05
| Commercial | Floating Head Pressure Controls | New | Hospitals | 3.3243 | 0.34337 | 9.6814 | 2.9782e-06 | 2.4946e-06 | 2.297e-05
| Commercial | Floating Head Pressure Controls | New | Institutional | 3.3029 | 0.3408 | 9.6916 | 0 | 0 | 0
| Commercial | Floating Head Pressure Controls | New | Lodging/Hospitality | 3.3243 | 0.34337 | 9.6814 | 3.0237e-05 | 2.5327e-05 | 0.00023321
| Commercial | Floating Head Pressure Controls | New | Miscellaneous | 3.3029 | 0.3408 | 9.6916 | 0 | 0 | 0
| Commercial | Floating Head Pressure Controls | New | Offices | 3.3029 | 0.3408 | 9.6916 | 0 | 0 | 0
| Commercial | Floating Head Pressure Controls | New | Restaurants | 3.3243 | 0.34337 | 9.6814 | 0 | 0 | 0
| Commercial | Floating Head Pressure Controls | New | Retail | 3.3029 | 0.3408 | 9.6916 | 0 | 0 | 0
| Commercial | Floating Head Pressure Controls | New | Schools K-12 | 3.3243 | 0.34337 | 9.6814 | 6.8954e-06 | 5.7758e-06 | 5.3183e-05
| Commercial | Floating Head Pressure Controls | New | Warehouse | 3.3029 | 0.3408 | 9.6916 | 0 | 0 | 0
| Commercial | CO Sensors for Parking Garage Exhaust | Existing | Assembly | 3.0325 | 0.31523 | 9.6198 | 0 | 0 | 0
| Commercial | CO Sensors for Parking Garage Exhaust | Existing | College and University | 3.0325 | 0.31523 | 9.6198 | 0 | 0 | 0
| Commercial | CO Sensors for Parking Garage Exhaust | Existing | Grocery | 3.0325 | 0.31523 | 9.6198 | 0 | 0 | 0
| Commercial | CO Sensors for Parking Garage Exhaust | Existing | Healthcare | 3.0325 | 0.31523 | 9.6198 | 6.7581e-05 | 6.7581e-05 | 0.0016789
| Commercial | CO Sensors for Parking Garage Exhaust | Existing | Hospitals | 3.0325 | 0.31523 | 9.6198 | 0.00065255 | 0.00065255 | 0.016211
| Commercial | CO Sensors for Parking Garage Exhaust | Existing | Institutional | 3.0325 | 0.31523 | 9.6198 | 0 | 0 | 0
| Commercial | CO Sensors for Parking Garage Exhaust | Existing | Lodging/Hospitality | 3.0325 | 0.31523 | 9.6198 | 0 | 0 | 0
| Commercial | CO Sensors for Parking Garage Exhaust | Existing | Miscellaneous | 3.0325 | 0.31523 | 9.6198 | 0 | 0 | 0
| Commercial | CO Sensors for Parking Garage Exhaust | Existing | Offices | 3.0325 | 0.31523 | 9.6198 | 6.9485e-05 | 6.9485e-05 | 0.0017262
| Commercial | CO Sensors for Parking Garage Exhaust | Existing | Restaurants | 3.0325 | 0.31523 | 9.6198 | 0 | 0 | 0
| Commercial | CO Sensors for Parking Garage Exhaust | Existing | Retail | 3.0325 | 0.31523 | 9.6198 | 0.00013941 | 0.00013941 | 0.0034632
| Commercial | CO Sensors for Parking Garage Exhaust | Existing | Schools K-12 | 3.0325 | 0.31523 | 9.6198 | 0 | 0 | 0
| Commercial | CO Sensors for Parking Garage Exhaust | Existing | Warehouse | 3.0325 | 0.31523 | 9.6198 | 0 | 0 | 0
| Commercial | CO Sensors for Parking Garage Exhaust | New | Assembly | 3.0325 | 0.31523 | 9.6198 | 0 | 0 | 0
| Commercial | CO Sensors for Parking Garage Exhaust | New | College and University | 3.0325 | 0.31523 | 9.6198 | 0 | 0 | 0
| Commercial | CO Sensors for Parking Garage Exhaust | New | Grocery | 3.0325 | 0.31523 | 9.6198 | 0 | 0 | 0
| Commercial | CO Sensors for Parking Garage Exhaust | New | Healthcare | 3.0325 | 0.31523 | 9.6198 | 6.0687e-07 | 6.0687e-07 | 1.5076e-05
| Commercial | CO Sensors for Parking Garage Exhaust | New | Hospitals | 3.0325 | 0.31523 | 9.6198 | 5.8598e-06 | 5.8598e-06 | 0.00014557
| Commercial | CO Sensors for Parking Garage Exhaust | New | Institutional | 3.0325 | 0.31523 | 9.6198 | 0 | 0 | 0
| Commercial | CO Sensors for Parking Garage Exhaust | New | Lodging/Hospitality | 3.0325 | 0.31523 | 9.6198 | 0 | 0 | 0
| Commercial | CO Sensors for Parking Garage Exhaust | New | Miscellaneous | 3.0325 | 0.31523 | 9.6198 | 0 | 0 | 0
| Commercial | CO Sensors for Parking Garage Exhaust | New | Offices | 3.0325 | 0.31523 | 9.6198 | 1.3169e-06 | 1.3169e-06 | 3.2716e-05
| Commercial | CO Sensors for Parking Garage Exhaust | New | Restaurants | 3.0325 | 0.31523 | 9.6198 | 0 | 0 | 0
| Commercial | CO Sensors for Parking Garage Exhaust | New | Retail | 3.0325 | 0.31523 | 9.6198 | 1.3513e-06 | 1.3513e-06 | 3.3569e-05
| Commercial | CO Sensors for Parking Garage Exhaust | New | Schools K-12 | 3.0325 | 0.31523 | 9.6198 | 0 | 0 | 0
| Commercial | CO Sensors for Parking Garage Exhaust | New | Warehouse | 3.0325 | 0.31523 | 9.6198 | 0 | 0 | 0
| Commercial | Demand Controlled Ventilation | Existing | College and University | 1.9862 | 0.35239 | 5.6363 | 0.0084602 | 0.047631 | 0.081259
| Commercial | Demand Controlled Ventilation | Existing | Healthcare | 1.9353 | 0.35239 | 5.4919 | 0.0054982 | 0.030955 | 0.052809
| Commercial | Demand Controlled Ventilation | Existing | Institutional | 1.9843 | 0.35239 | 5.631 | 0.0033775 | 0.019015 | 0.03244
| Commercial | Demand Controlled Ventilation | Existing | Lodging/Hospitality | 1.6257 | 0.35239 | 4.6135 | 0.0080051 | 0.045069 | 0.076888
| Commercial | Demand Controlled Ventilation | Existing | Miscellaneous | 1.4748 | 0.35239 | 4.1852 | 0.00091866 | 0.005172 | 0.0088235
| Commercial | Demand Controlled Ventilation | Existing | Offices | 1.5452 | 0.35239 | 4.3849 | 0.024961 | 0.14053 | 0.23974
| Commercial | Demand Controlled Ventilation | Existing | Schools K-12 | 2.0426 | 0.35239 | 5.7965 | 0.010307 | 0.058029 | 0.098998
| Commercial | Demand Controlled Ventilation | New | College and University | 1.9862 | 0.35239 | 5.6363 | 6.3072e-05 | 0.0003551 | 0.0006058
| Commercial | Demand Controlled Ventilation | New | Healthcare | 1.9353 | 0.35239 | 5.4919 | 4.9374e-05 | 0.00027797 | 0.00047422
| Commercial | Demand Controlled Ventilation | New | Institutional | 1.9843 | 0.35239 | 5.631 | 2.2489e-05 | 0.00012661 | 0.000216
| Commercial | Demand Controlled Ventilation | New | Lodging/Hospitality | 1.6257 | 0.35239 | 4.6135 | 0.0001988 | 0.0011193 | 0.0019095
| Commercial | Demand Controlled Ventilation | New | Miscellaneous | 1.4748 | 0.35239 | 4.1852 | 0 | 0 | 0
| Commercial | Demand Controlled Ventilation | New | Offices | 1.5452 | 0.35239 | 4.3849 | 0.0003548 | 0.0019975 | 0.0034078
| Commercial | Demand Controlled Ventilation | New | Schools K-12 | 2.0426 | 0.35239 | 5.7965 | 7.6842e-05 | 0.00043262 | 0.00073805
| Commercial | Retro-Commissioning | Existing | College and University | 1.1041 | 0.40283 | 2.7409 | 0.059977 | 0.00062027 | 0.15485
| Commercial | Retro-Commissioning | Existing | Lodging/Hospitality | 1.6418 | 0.40189 | 4.0852 | 0.075872 | 0.10918 | 0.27439
| Commercial | Retro-Commissioning | Existing | Retail | 1.3335 | 0.40189 | 3.3181 | 0.30071 | 0.43074 | 1.0851
| Commercial | Retro-Commissioning | New | College and University | 1.1041 | 0.40283 | 2.7409 | 0 | 0 | 0
| Commercial | Retro-Commissioning | New | Lodging/Hospitality | 1.6418 | 0.40189 | 4.0852 | 0 | 0 | 0
| Commercial | Retro-Commissioning | New | Retail | 1.3335 | 0.40189 | 3.3181 | 0 | 0 | 0
| Industrial | Compressed Air System Optimization | Existing | Agriculture and Assembly | 6.354 | 0.55788 | 11.3897 | 0.002533 | 0.0024661 | 0.01881
| Industrial | Compressed Air System Optimization | New | Agriculture and Assembly | 6.354 | 0.55788 | 11.3897 | 0 | 0 | 0
| Industrial | HVAC Recommissioning | Existing | Agriculture and Assembly | 3.938 | 0.55082 | 7.1492 | 0.015638 | 0.015259 | 0.10978
| Industrial | HVAC Recommissioning | New | Agriculture and Assembly | 3.938 | 0.55082 | 7.1492 | 0 | 0 | 0
| Industrial | Motor Improved Controls | Existing | Agriculture and Assembly | 6.3265 | 0.55115 | 11.4787 | 0.0009255 | 0.00090105 | 0.0068728
| Industrial | Motor Improved Controls | New | Agriculture and Assembly | 6.3265 | 0.55115 | 11.4787 | 0 | 0 | 0
| Industrial | Pump Improved Controls | Existing | Agriculture and Assembly | 6.3265 | 0.55115 | 11.4787 | 0.00092805 | 0.00090354 | 0.0068918
| Industrial | Pump Improved Controls | New | Agriculture and Assembly | 6.3265 | 0.55115 | 11.4787 | 0 | 0 | 0
| Industrial | Pump System Optimization | Existing | Agriculture and Assembly | 5.6898 | 0.55788 | 10.1991 | 0.00084179 | 0.00081956 | 0.0062512
| Industrial | Pump System Optimization | New | Agriculture and Assembly | 5.6898 | 0.55788 | 10.1991 | 0 | 0 | 0
| Industrial | Compressed Air System Optimization | Existing | Chemicals and Plastics | 5.9474 | 0.55788 | 10.6608 | 0.011585 | 0.011279 | 0.08603
| Industrial | Compressed Air System Optimization | New | Chemicals and Plastics | 5.9474 | 0.55788 | 10.6608 | 0 | 0 | 0
| Industrial | Fan System Optimization | Existing | Chemicals and Plastics | 3.8428 | 0.55788 | 6.8883 | 0.0277 | 0.026968 | 0.2057
| Industrial | Fan System Optimization | New | Chemicals and Plastics | 3.8428 | 0.55788 | 6.8883 | 0 | 0 | 0
| Industrial | Motor Optimization | Existing | Chemicals and Plastics | 3.3796 | 0.55788 | 6.058 | 0.059735 | 0.058158 | 0.4436
| Industrial | Motor Optimization | New | Chemicals and Plastics | 3.3796 | 0.55788 | 6.058 | 0 | 0 | 0
| Industrial | Pump Improved Controls | Existing | Chemicals and Plastics | 6.3265 | 0.55115 | 11.4787 | 0.0042549 | 0.0041425 | 0.031597
| Industrial | Pump Improved Controls | New | Chemicals and Plastics | 6.3265 | 0.55115 | 11.4787 | 0 | 0 | 0
| Industrial | Compressed Air Controls | Existing | Construction | 6.5765 | 0.55521 | 11.8451 | 0.00074239 | 0.00072278 | 0.005513
| Industrial | Compressed Air Controls | New | Construction | 6.5765 | 0.55521 | 11.8451 | 0 | 0 | 0
| Industrial | Compressed Air System Optimization | Existing | Construction | 5.8419 | 0.55788 | 10.4717 | 0.0014571 | 0.0014186 | 0.010821
| Industrial | Compressed Air System Optimization | New | Construction | 5.8419 | 0.55788 | 10.4717 | 0 | 0 | 0
| Industrial | HVAC Improved Controls | Existing | Construction | 8.0557 | 0.54413 | 14.8048 | 0.0017998 | 0.0017561 | 0.012634
| Industrial | HVAC Improved Controls | New | Construction | 8.0557 | 0.54413 | 14.8048 | 0 | 0 | 0
| Industrial | Pump Improved Controls | Existing | Construction | 6.3265 | 0.55115 | 11.4787 | 0.00047893 | 0.00046628 | 0.0035566
| Industrial | Pump Improved Controls | New | Construction | 6.3265 | 0.55115 | 11.4787 | 0 | 0 | 0
| Industrial | Pump System Optimization | Existing | Construction | 4.7513 | 0.55788 | 8.5167 | 0.00078566 | 0.00076491 | 0.0058344
| Industrial | Pump System Optimization | New | Construction | 4.7513 | 0.55788 | 8.5167 | 0 | 0 | 0
| Industrial | Process Refrig Controls | Existing | Construction | 6.1015 | 0.54822 | 11.1296 | 0.00017137 | 0.00016714 | 0.0012447
| Industrial | Process Refrig Controls | New | Construction | 6.1015 | 0.54822 | 11.1296 | 0 | 0 | 0
| Industrial | Compressed Air System Optimization | Existing | Electrical and Electronic Equip. | 6.5366 | 0.55788 | 11.7169 | 0.00086813 | 0.0008452 | 0.0064467
| Industrial | Compressed Air System Optimization | New | Electrical and Electronic Equip. | 6.5366 | 0.55788 | 11.7169 | 0 | 0 | 0
| Industrial | Motor Improved Controls | Existing | Electrical and Electronic Equip. | 6.3265 | 0.55115 | 11.4787 | 0.00032768 | 0.00031902 | 0.0024334
| Industrial | Motor Improved Controls | New | Electrical and Electronic Equip. | 6.3265 | 0.55115 | 11.4787 | 0 | 0 | 0
| Industrial | Motor Optimization | Existing | Electrical and Electronic Equip. | 4.4436 | 0.55788 | 7.9652 | 0.005044 | 0.0049108 | 0.037457
| Industrial | Motor Optimization | New | Electrical and Electronic Equip. | 4.4436 | 0.55788 | 7.9652 | 0 | 0 | 0
| Industrial | Pump Improved Controls | Existing | Electrical and Electronic Equip. | 6.3265 | 0.55115 | 11.4787 | 0.00032128 | 0.00031279 | 0.0023858
| Industrial | Pump Improved Controls | New | Electrical and Electronic Equip. | 6.3265 | 0.55115 | 11.4787 | 0 | 0 | 0
| Industrial | Process Refrig Equipment Upgrade | New | Electrical and Electronic Equip. | 3.5054 | 0.55494 | 6.3167 | 0 | 0 | 0
| Industrial | Process Refrig Equipment Upgrade | Turnover | Electrical and Electronic Equip. | 3.5054 | 0.55494 | 6.3167 | 0.0021344 | 0.0020818 | 0.015504
| Industrial | Compressed Air System Optimization | Existing | Lumber/Furniture/Pulp/Paper | 6.4242 | 0.55788 | 11.5154 | 0.0049006 | 0.0047712 | 0.036392
| Industrial | Compressed Air System Optimization | New | Lumber/Furniture/Pulp/Paper | 6.4242 | 0.55788 | 11.5154 | 0 | 0 | 0
| Industrial | Motor Equipment Upgrades | New | Lumber/Furniture/Pulp/Paper | 4.8047 | 0.55788 | 8.6126 | 0 | 0 | 0
| Industrial | Motor Equipment Upgrades | Turnover | Lumber/Furniture/Pulp/Paper | 4.8047 | 0.55788 | 8.6126 | 0.0068087 | 0.0066289 | 0.050562
| Industrial | Motor Improved Controls | Existing | Lumber/Furniture/Pulp/Paper | 8.2017 | 0.55115 | 14.8811 | 0.002574 | 0.002506 | 0.019114
| Industrial | Motor Improved Controls | New | Lumber/Furniture/Pulp/Paper | 8.2017 | 0.55115 | 14.8811 | 0 | 0 | 0
| Industrial | Motor Optimization | Existing | Lumber/Furniture/Pulp/Paper | 4.004 | 0.55788 | 7.1772 | 0.011297 | 0.010999 | 0.083895
| Industrial | Motor Optimization | New | Lumber/Furniture/Pulp/Paper | 4.004 | 0.55788 | 7.1772 | 0 | 0 | 0
| Industrial | Pump Improved Controls | Existing | Lumber/Furniture/Pulp/Paper | 6.3265 | 0.55115 | 11.4787 | 0.0019246 | 0.0018738 | 0.014292
| Industrial | Pump Improved Controls | New | Lumber/Furniture/Pulp/Paper | 6.3265 | 0.55115 | 11.4787 | 0 | 0 | 0
| Industrial | Process Other Equipment Upgrades | New | Lumber/Furniture/Pulp/Paper | 3.6137 | 0.55494 | 6.512 | 0 | 0 | 0
| Industrial | Process Other Equipment Upgrades | Turnover | Lumber/Furniture/Pulp/Paper | 3.6137 | 0.55494 | 6.512 | 0.00086683 | 0.00084546 | 0.0062964
| Industrial | Compressed Air Controls | Existing | Metal Products and Machinery | 7.226 | 0.55521 | 13.0149 | 0.0065573 | 0.0063841 | 0.048695
| Industrial | Compressed Air Controls | New | Metal Products and Machinery | 7.226 | 0.55521 | 13.0149 | 0 | 0 | 0
| Industrial | Compressed Air System Optimization | Existing | Metal Products and Machinery | 6.6201 | 0.55788 | 11.8667 | 0.0049686 | 0.0048374 | 0.036897
| Industrial | Compressed Air System Optimization | New | Metal Products and Machinery | 6.6201 | 0.55788 | 11.8667 | 0 | 0 | 0
| Industrial | HVAC Improved Controls | Existing | Metal Products and Machinery | 6.9405 | 0.54413 | 12.7553 | 0.0079754 | 0.0077819 | 0.055986
| Industrial | HVAC Improved Controls | New | Metal Products and Machinery | 6.9405 | 0.54413 | 12.7553 | 0 | 0 | 0
| Industrial | Motor Optimization | Existing | Metal Products and Machinery | 3.8886 | 0.55788 | 6.9704 | 0.0072704 | 0.0070784 | 0.05399
| Industrial | Motor Optimization | New | Metal Products and Machinery | 3.8886 | 0.55788 | 6.9704 | 0 | 0 | 0
| Industrial | Pump Improved Controls | Existing | Metal Products and Machinery | 6.3265 | 0.55115 | 11.4787 | 0.0018847 | 0.0018349 | 0.013996
| Industrial | Pump Improved Controls | New | Metal Products and Machinery | 6.3265 | 0.55115 | 11.4787 | 0 | 0 | 0
| Industrial | Compressed Air System Optimization | Existing | Miscellaneous Manufacturing | 4.2649 | 0.55788 | 7.645 | 0.00021335 | 0.00020771 | 0.0015843
| Industrial | Compressed Air System Optimization | New | Miscellaneous Manufacturing | 4.2649 | 0.55788 | 7.645 | 0 | 0 | 0
| Industrial | Motor Improved Controls | Existing | Miscellaneous Manufacturing | 6.3265 | 0.55115 | 11.4787 | 8.1877e-05 | 7.9715e-05 | 0.00060802
| Industrial | Motor Improved Controls | New | Miscellaneous Manufacturing | 6.3265 | 0.55115 | 11.4787 | 0 | 0 | 0
| Industrial | Pump Improved Controls | Existing | Miscellaneous Manufacturing | 6.3265 | 0.55115 | 11.4787 | 8.2055e-05 | 7.9888e-05 | 0.00060935
| Industrial | Pump Improved Controls | New | Miscellaneous Manufacturing | 6.3265 | 0.55115 | 11.4787 | 0 | 0 | 0
| Industrial | Motor Improved Controls | Existing | Primary Resources Industries | 6.3265 | 0.55115 | 11.4787 | 0.0018988 | 0.0018487 | 0.014101
| Industrial | Motor Improved Controls | New | Primary Resources Industries | 6.3265 | 0.55115 | 11.4787 | 0 | 0 | 0
| Industrial | Motor Optimization | Existing | Primary Resources Industries | 5.1261 | 0.55788 | 9.1886 | 0.015339 | 0.014934 | 0.11391
| Industrial | Motor Optimization | New | Primary Resources Industries | 5.1261 | 0.55788 | 9.1886 | 0 | 0 | 0
| Industrial | Pump Improved Controls | Existing | Primary Resources Industries | 6.3265 | 0.55115 | 11.4787 | 0.0018603 | 0.0018112 | 0.013815
| Industrial | Pump Improved Controls | New | Primary Resources Industries | 6.3265 | 0.55115 | 11.4787 | 0 | 0 | 0
| Industrial | Compressed Air Controls | Existing | Stone/Clay/Glass/Concrete | 6.8087 | 0.55521 | 12.2632 | 0.00045149 | 0.00043956 | 0.0033528
| Industrial | Compressed Air Controls | New | Stone/Clay/Glass/Concrete | 6.8087 | 0.55521 | 12.2632 | 0 | 0 | 0
| Industrial | Compressed Air System Optimization | Existing | Stone/Clay/Glass/Concrete | 5.1204 | 0.55788 | 9.1783 | 0.0015786 | 0.0015369 | 0.011723
| Industrial | Compressed Air System Optimization | New | Stone/Clay/Glass/Concrete | 5.1204 | 0.55788 | 9.1783 | 0 | 0 | 0
| Industrial | Motor Equipment Upgrades | New | Stone/Clay/Glass/Concrete | 5.1504 | 0.55788 | 9.2321 | 0 | 0 | 0
| Industrial | Motor Equipment Upgrades | Turnover | Stone/Clay/Glass/Concrete | 5.1504 | 0.55788 | 9.2321 | 0.00081913 | 0.00079749 | 0.0060829
| Industrial | Motor Improved Controls | Existing | Stone/Clay/Glass/Concrete | 6.3265 | 0.55115 | 11.4787 | 0.00060023 | 0.00058438 | 0.0044574
| Industrial | Motor Improved Controls | New | Stone/Clay/Glass/Concrete | 6.3265 | 0.55115 | 11.4787 | 0 | 0 | 0
| Industrial | Motor Optimization | Existing | Stone/Clay/Glass/Concrete | 4.8272 | 0.55788 | 8.6529 | 0.0028007 | 0.0027268 | 0.020798
| Industrial | Motor Optimization | New | Stone/Clay/Glass/Concrete | 4.8272 | 0.55788 | 8.6529 | 0 | 0 | 0
| Industrial | Pump Improved Controls | Existing | Stone/Clay/Glass/Concrete | 6.3265 | 0.55115 | 11.4787 | 0.00060154 | 0.00058565 | 0.0044671
| Industrial | Pump Improved Controls | New | Stone/Clay/Glass/Concrete | 6.3265 | 0.55115 | 11.4787 | 0 | 0 | 0
| Industrial | Compressed Air Controls | Existing | Textiles and Leather | 6.626 | 0.55521 | 11.9342 | 0.00037592 | 0.00036599 | 0.0027916
| Industrial | Compressed Air Controls | New | Textiles and Leather | 6.626 | 0.55521 | 11.9342 | 0 | 0 | 0
| Industrial | Compressed Air System Optimization | Existing | Textiles and Leather | 6.3086 | 0.55788 | 11.3083 | 0.00075059 | 0.00073077 | 0.0055739
| Industrial | Compressed Air System Optimization | New | Textiles and Leather | 6.3086 | 0.55788 | 11.3083 | 0 | 0 | 0
| Industrial | HVAC Recommissioning | Existing | Textiles and Leather | 5.3526 | 0.55082 | 9.7175 | 0.00050216 | 0.00048998 | 0.0035251
| Industrial | HVAC Recommissioning | New | Textiles and Leather | 5.3526 | 0.55082 | 9.7175 | 0 | 0 | 0
| Industrial | Motor Improved Controls | Existing | Textiles and Leather | 6.3265 | 0.55115 | 11.4787 | 0.000286 | 0.00027844 | 0.0021238
| Industrial | Motor Improved Controls | New | Textiles and Leather | 6.3265 | 0.55115 | 11.4787 | 0 | 0 | 0
| Industrial | Pump Improved Controls | Existing | Textiles and Leather | 6.3265 | 0.55115 | 11.4787 | 0.00029013 | 0.00028247 | 0.0021545
| Industrial | Pump Improved Controls | New | Textiles and Leather | 6.3265 | 0.55115 | 11.4787 | 0 | 0 | 0
| Industrial | Process Other Systems Optimization | Existing | Textiles and Leather | 3.5693 | 0.55667 | 6.412 | 5.1266e-05 | 5.0002e-05 | 0.00037238
| Industrial | Process Other Systems Optimization | New | Textiles and Leather | 3.5693 | 0.55667 | 6.412 | 0 | 0 | 0
| Industrial | Compressed Air Controls | Existing | Transportation Equipment | 5.3423 | 0.55521 | 9.6222 | 0.00060119 | 0.00058531 | 0.0044645
| Industrial | Compressed Air Controls | New | Transportation Equipment | 5.3423 | 0.55521 | 9.6222 | 0 | 0 | 0
| Industrial | Compressed Air Equipment | New | Transportation Equipment | 4.6578 | 0.55115 | 8.451 | 0 | 0 | 0
| Industrial | Compressed Air Equipment | Turnover | Transportation Equipment | 4.6578 | 0.55115 | 8.451 | 0.0032104 | 0.0031256 | 0.02384
| Industrial | Compressed Air System Optimization | Existing | Transportation Equipment | 5.1626 | 0.55788 | 9.254 | 0.0057302 | 0.0055788 | 0.042553
| Industrial | Compressed Air System Optimization | New | Transportation Equipment | 5.1626 | 0.55788 | 9.254 | 0 | 0 | 0
| Industrial | Motor Improved Controls | Existing | Transportation Equipment | 6.3265 | 0.55115 | 11.4787 | 0.00052821 | 0.00051426 | 0.0039225
| Industrial | Motor Improved Controls | New | Transportation Equipment | 6.3265 | 0.55115 | 11.4787 | 0 | 0 | 0
| Industrial | Motor Optimization | Existing | Transportation Equipment | 3.7637 | 0.55788 | 6.7465 | 0.00068813 | 0.00066995 | 0.0051101
| Industrial | Motor Optimization | New | Transportation Equipment | 3.7637 | 0.55788 | 6.7465 | 0 | 0 | 0
| Industrial | Pump Improved Controls | Existing | Transportation Equipment | 6.3265 | 0.55115 | 11.4787 | 0.00053584 | 0.00052169 | 0.0039792
| Industrial | Pump Improved Controls | New | Transportation Equipment | 6.3265 | 0.55115 | 11.4787 | 0 | 0 | 0
| Industrial | Pump System Optimization | Existing | Transportation Equipment | 4.0253 | 0.55788 | 7.2153 | 0.0028331 | 0.0027582 | 0.021038
| Industrial | Pump System Optimization | New | Transportation Equipment | 4.0253 | 0.55788 | 7.2153 | 0 | 0 | 0
| Industrial | Compressed Air Controls | Existing | Water and Wastewater | 6.5765 | 0.55521 | 11.8451 | 9.3135e-06 | 9.0676e-06 | 6.9163e-05
| Industrial | Compressed Air Controls | New | Water and Wastewater | 6.5765 | 0.55521 | 11.8451 | 0 | 0 | 0
| Industrial | Compressed Air System Optimization | Existing | Water and Wastewater | 5.8419 | 0.55788 | 10.4717 | 1.828e-05 | 1.7797e-05 | 0.00013575
| Industrial | Compressed Air System Optimization | New | Water and Wastewater | 5.8419 | 0.55788 | 10.4717 | 0 | 0 | 0
| Industrial | HVAC Improved Controls | Existing | Water and Wastewater | 8.0557 | 0.54413 | 14.8048 | 2.2579e-05 | 2.2031e-05 | 0.0001585
| Industrial | HVAC Improved Controls | New | Water and Wastewater | 8.0557 | 0.54413 | 14.8048 | 0 | 0 | 0
| Industrial | Pump Improved Controls | Existing | Water and Wastewater | 6.3265 | 0.55115 | 11.4787 | 6.0084e-06 | 5.8497e-06 | 4.4619e-05
| Industrial | Pump Improved Controls | New | Water and Wastewater | 6.3265 | 0.55115 | 11.4787 | 0 | 0 | 0
| Industrial | Pump System Optimization | Existing | Water and Wastewater | 4.7513 | 0.55788 | 8.5167 | 9.8564e-06 | 9.596e-06 | 7.3194e-05
| Industrial | Pump System Optimization | New | Water and Wastewater | 4.7513 | 0.55788 | 8.5167 | 0 | 0 | 0
| Industrial | Process Refrig Controls | Existing | Water and Wastewater | 6.1015 | 0.54822 | 11.1296 | 2.1498e-06 | 2.0968e-06 | 1.5616e-05
| Industrial | Process Refrig Controls | New | Water and Wastewater | 6.1015 | 0.54822 | 11.1296 | 0 | 0 | 0

## Staff ROG45_4
PRIVILEGED AND CONFIDENTIAL
Attorney-Client Communication/Attorney Work Product
Prepared at the Direction of the Legal Counsel
| Measures Changing from Failing to Passing | [9 empty] | Measures Changing from Passing to Failing | [10 empty] | Measures Changing from Failing to Passing | [9 empty] | Measures Changing from Passing to Failing
| [Sensitivity #4 - Longer Payback Period] Economic Potential – [TRC or RIM] | [9 empty] | [Sensitivity #4 - Longer Payback Period] Economic Potential – [TRC or RIM] | [10 empty] | [Sensitivity #4 - Longer Payback Period] Economic Potential – [TRC or RIM] | [9 empty] | [Sensitivity #4 - Longer Payback Period] Economic Potential – [TRC or RIM]
| Customer | Measure | Vintage | Segment | TRC | RIM | PCT | Summer | Winter | Energy | Customer | Measure | Vintage | Segment | TRC | RIM | PCT | Summer | Winter | Energy | Reason | Customer | Measure | Vintage | Segment | TRC | RIM | PCT | Summer | Winter | Energy | Customer | Measure | Vintage | Segment | TRC | RIM | PCT | Summer | Winter | Energy | Reason
| Class | Name | [5 empty] | (MW) | (MW) | (GWh) | Class | Name | [5 empty] | (MW) | (MW) | (GWh) | for failure | Class | Name | [5 empty] | (MW) | (MW) | (GWh) | Class | Name | [5 empty] | (MW) | (MW) | (GWh) | for failure
| N/A | [9 empty] | Residential | CFL-13W | Turnover | Single Family | 1.0048 | 0.31903 | 3.1497 | 0 | 0 | 0 | Due to longer payback period | N/A | [9 empty] | N/A
| * No measure permutations changed from Failing to Passing | [9 empty] | Residential | CFL-13W | Turnover | Multi-Family | 1.0048 | 0.31903 | 3.1497 | 0 | 0 | 0 | Due to longer payback period | * No measure permutations changed from Failing to Passing | [9 empty] | * No measure permutations changed from Passing to Failing
[11 empty] | Residential | CFL-13W | Turnover | Manufactured Home | 1.0048 | 0.31903 | 3.1497 | 0 | 0 | 0 | Due to longer payback period
[11 empty] | Residential | CFL-13W | New | Single Family | 1.0048 | 0.31903 | 3.1497 | 0 | 0 | 0 | Due to longer payback period
[11 empty] | Residential | CFL-13W | New | Multi-Family | 1.0048 | 0.31903 | 3.1497 | 0 | 0 | 0 | Due to longer payback period
[11 empty] | Residential | CFL-13W | New | Manufactured Home | 1.0048 | 0.31903 | 3.1497 | 0 | 0 | 0 | Due to longer payback period
[11 empty] | Residential | LED - 9W Flood | Turnover | Single Family | 1.0616 | 0.31764 | 3.3423 | 0 | 0 | 0 | Due to longer payback period
[11 empty] | Residential | LED - 9W Flood | Turnover | Multi-Family | 1.0616 | 0.31764 | 3.3423 | 0 | 0 | 0 | Due to longer payback period
[11 empty] | Residential | LED - 9W Flood | Turnover | Manufactured Home | 1.0616 | 0.31764 | 3.3423 | 0 | 0 | 0 | Due to longer payback period
[11 empty] | Residential | LED - 9W Flood | New | Single Family | 1.0616 | 0.31764 | 3.3423 | 0 | 0 | 0 | Due to longer payback period
[11 empty] | Residential | LED - 9W Flood | New | Multi-Family | 1.0616 | 0.31764 | 3.3423 | 0 | 0 | 0 | Due to longer payback period
[11 empty] | Residential | LED - 9W Flood | New | Manufactured Home | 1.0616 | 0.31764 | 3.3423 | 0 | 0 | 0 | Due to longer payback period
[11 empty] | Residential | LED Specialty Lamps-5W Chandelier | Turnover | Single Family | 1.1281 | 0.31764 | 3.5515 | 0 | 0 | 0 | Due to longer payback period
[11 empty] | Residential | LED Specialty Lamps-5W Chandelier | Turnover | Multi-Family | 1.1281 | 0.31764 | 3.5515 | 0 | 0 | 0 | Due to longer payback period
[11 empty] | Residential | LED Specialty Lamps-5W Chandelier | Turnover | Manufactured Home | 1.1281 | 0.31764 | 3.5515 | 0 | 0 | 0 | Due to longer payback period
[11 empty] | Residential | LED Specialty Lamps-5W Chandelier | New | Single Family | 1.1281 | 0.31764 | 3.5515 | 0 | 0 | 0 | Due to longer payback period
[11 empty] | Residential | LED Specialty Lamps-5W Chandelier | New | Multi-Family | 1.1281 | 0.31764 | 3.5515 | 0 | 0 | 0 | Due to longer payback period
[11 empty] | Residential | LED Specialty Lamps-5W Chandelier | New | Manufactured Home | 1.1281 | 0.31764 | 3.5515 | 0 | 0 | 0 | Due to longer payback period
[11 empty] | Residential | Solar Pool Heater | Turnover | Single Family | 1.0054 | 0.28185 | 3.5673 | 0 | 0 | 0 | Due to longer payback period
[11 empty] | Residential | Solar Pool Heater | Turnover | Multi-Family | 1.0054 | 0.28185 | 3.5673 | 0 | 0 | 0 | Due to longer payback period
[11 empty] | Residential | Solar Pool Heater | Turnover | Manufactured Home | 1.0054 | 0.28185 | 3.5673 | 0 | 0 | 0 | Due to longer payback period
[11 empty] | Residential | Solar Pool Heater | New | Single Family | 1.0054 | 0.28185 | 3.5673 | 0 | 0 | 0 | Due to longer payback period
[11 empty] | Residential | Solar Pool Heater | New | Multi-Family | 1.0054 | 0.28185 | 3.5673 | 0 | 0 | 0 | Due to longer payback period
[11 empty] | Residential | Solar Pool Heater | New | Manufactured Home | 1.0054 | 0.28185 | 3.5673 | 0 | 0 | 0 | Due to longer payback period
[11 empty] | Residential | Ceiling Insulation(R2 to R38) | Existing | Single Family | 1.6364 | 0.36029 | 4.5419 | 0 | 0 | 0 | Due to longer payback period
[11 empty] | Residential | Ceiling Insulation(R2 to R38) | New | Single Family | 1.6364 | 0.36029 | 4.5419 | 0 | 0 | 0 | Due to longer payback period
[11 empty] | Residential | Duct Repair | Existing | Single Family | 1.105 | 0.37943 | 2.9122 | 0 | 0 | 0 | Due to longer payback period
[11 empty] | Residential | Duct Repair | Existing | Manufactured Home | 1.0032 | 0.35215 | 2.8487 | 0 | 0 | 0 | Due to longer payback period
[11 empty] | Residential | Programmable Thermostat | New | Single Family | 1.7221 | 0.49508 | 3.4784 | 0 | 0 | 0 | Due to longer payback period
[11 empty] | Residential | Programmable Thermostat | New | Manufactured Home | 1.6846 | 0.49508 | 3.4026 | 0 | 0 | 0 | Due to longer payback period
[11 empty] | Commercial | Efficient Exhaust Hood | Turnover | Assembly | 1.7995 | 0.37488 | 4.8001 | 0 | 0 | 0 | Due to longer payback period
[11 empty] | Commercial | Efficient Exhaust Hood | Turnover | College and University | 1.7995 | 0.37488 | 4.8001 | 0 | 0 | 0 | Due to longer payback period
[11 empty] | Commercial | Efficient Exhaust Hood | Turnover | Grocery | 1.7995 | 0.37488 | 4.8001 | 0 | 0 | 0 | Due to longer payback period
[11 empty] | Commercial | Efficient Exhaust Hood | Turnover | Healthcare | 1.7995 | 0.37488 | 4.8001 | 0 | 0 | 0 | Due to longer payback period
[11 empty] | Commercial | Efficient Exhaust Hood | Turnover | Hospitals | 1.7995 | 0.37488 | 4.8001 | 0 | 0 | 0 | Due to longer payback period
[11 empty] | Commercial | Efficient Exhaust Hood | Turnover | Institutional | 1.7995 | 0.37488 | 4.8001 | 0 | 0 | 0 | Due to longer payback period
[11 empty] | Commercial | Efficient Exhaust Hood | Turnover | Lodging/Hospitality | 1.7995 | 0.37488 | 4.8001 | 0 | 0 | 0 | Due to longer payback period
[11 empty] | Commercial | Efficient Exhaust Hood | Turnover | Miscellaneous | 1.7995 | 0.37488 | 4.8001 | 0 | 0 | 0 | Due to longer payback period
[11 empty] | Commercial | Efficient Exhaust Hood | Turnover | Offices | 1.7995 | 0.37488 | 4.8001 | 0 | 0 | 0 | Due to longer payback period
[11 empty] | Commercial | Efficient Exhaust Hood | Turnover | Restaurants | 1.7995 | 0.37488 | 4.8001 | 0 | 0 | 0 | Due to longer payback period
[11 empty] | Commercial | Efficient Exhaust Hood | Turnover | Retail | 1.7995 | 0.37488 | 4.8001 | 0 | 0 | 0 | Due to longer payback period
[11 empty] | Commercial | Efficient Exhaust Hood | Turnover | Schools K-12 | 1.7995 | 0.37488 | 4.8001 | 0 | 0 | 0 | Due to longer payback period
[11 empty] | Commercial | Efficient Exhaust Hood | Turnover | Warehouse | 1.7995 | 0.37488 | 4.8001 | 0 | 0 | 0 | Due to longer payback period
[11 empty] | Commercial | Efficient Exhaust Hood | New | Assembly | 1.7995 | 0.37488 | 4.8001 | 0 | 0 | 0 | Due to longer payback period
[11 empty] | Commercial | Efficient Exhaust Hood | New | College and University | 1.7995 | 0.37488 | 4.8001 | 0 | 0 | 0 | Due to longer payback period
[11 empty] | Commercial | Efficient Exhaust Hood | New | Grocery | 1.7995 | 0.37488 | 4.8001 | 0 | 0 | 0 | Due to longer payback period
[11 empty] | Commercial | Efficient Exhaust Hood | New | Healthcare | 1.7995 | 0.37488 | 4.8001 | 0 | 0 | 0 | Due to longer payback period
[11 empty] | Commercial | Efficient Exhaust Hood | New | Hospitals | 1.7995 | 0.37488 | 4.8001 | 0 | 0 | 0 | Due to longer payback period
[11 empty] | Commercial | Efficient Exhaust Hood | New | Institutional | 1.7995 | 0.37488 | 4.8001 | 0 | 0 | 0 | Due to longer payback period
[11 empty] | Commercial | Efficient Exhaust Hood | New | Lodging/Hospitality | 1.7995 | 0.37488 | 4.8001 | 0 | 0 | 0 | Due to longer payback period
[11 empty] | Commercial | Efficient Exhaust Hood | New | Miscellaneous | 1.7995 | 0.37488 | 4.8001 | 0 | 0 | 0 | Due to longer payback period
[11 empty] | Commercial | Efficient Exhaust Hood | New | Offices | 1.7995 | 0.37488 | 4.8001 | 0 | 0 | 0 | Due to longer payback period
[11 empty] | Commercial | Efficient Exhaust Hood | New | Restaurants | 1.7995 | 0.37488 | 4.8001 | 0 | 0 | 0 | Due to longer payback period
[11 empty] | Commercial | Efficient Exhaust Hood | New | Retail | 1.7995 | 0.37488 | 4.8001 | 0 | 0 | 0 | Due to longer payback period
[11 empty] | Commercial | Efficient Exhaust Hood | New | Schools K-12 | 1.7995 | 0.37488 | 4.8001 | 0 | 0 | 0 | Due to longer payback period
[11 empty] | Commercial | Efficient Exhaust Hood | New | Warehouse | 1.7995 | 0.37488 | 4.8001 | 0 | 0 | 0 | Due to longer payback period
[11 empty] | Commercial | High Efficiency Chiller (Air Cooled, 50 tons) | Turnover | Healthcare | 2.1108 | 0.3684 | 5.7297 | 0 | 0 | 0 | Due to longer payback period
[11 empty] | Commercial | High Efficiency Chiller (Air Cooled, 50 tons) | Turnover | Hospitals | 1.9995 | 0.3684 | 5.4275 | 0 | 0 | 0 | Due to longer payback period
[11 empty] | Commercial | High Efficiency Chiller (Air Cooled, 50 tons) | Turnover | Lodging/Hospitality | 1.6024 | 0.3684 | 4.3496 | 0 | 0 | 0 | Due to longer payback period
[11 empty] | Commercial | High Efficiency Chiller (Air Cooled, 50 tons) | Turnover | Restaurants | 1.572 | 0.3684 | 4.267 | 0 | 0 | 0 | Due to longer payback period
[11 empty] | Commercial | High Efficiency Chiller (Air Cooled, 50 tons) | New | Healthcare | 2.1108 | 0.3684 | 5.7297 | 0 | 0 | 0 | Due to longer payback period
[11 empty] | Commercial | High Efficiency Chiller (Air Cooled, 50 tons) | New | Hospitals | 1.9995 | 0.3684 | 5.4275 | 0 | 0 | 0 | Due to longer payback period
[11 empty] | Commercial | High Efficiency Chiller (Air Cooled, 50 tons) | New | Lodging/Hospitality | 1.6024 | 0.3684 | 4.3496 | 0 | 0 | 0 | Due to longer payback period
[11 empty] | Commercial | High Efficiency Chiller (Air Cooled, 50 tons) | New | Restaurants | 1.572 | 0.3684 | 4.267 | 0 | 0 | 0 | Due to longer payback period
[11 empty] | Commercial | High Efficiency Chiller (Water cooled-centrifugal, 200 tons) | Turnover | Healthcare | 1.9611 | 0.3859 | 5.082 | 0 | 0 | 0 | Due to longer payback period
[11 empty] | Commercial | High Efficiency Chiller (Water cooled-centrifugal, 200 tons) | Turnover | Hospitals | 1.8577 | 0.3859 | 4.8139 | 0 | 0 | 0 | Due to longer payback period
[11 empty] | Commercial | High Efficiency Chiller (Water cooled-centrifugal, 200 tons) | New | Healthcare | 1.9611 | 0.3859 | 5.082 | 0 | 0 | 0 | Due to longer payback period
[11 empty] | Commercial | High Efficiency Chiller (Water cooled-centrifugal, 200 tons) | New | Hospitals | 1.8577 | 0.3859 | 4.8139 | 0 | 0 | 0 | Due to longer payback period
[11 empty] | Commercial | High Efficiency PTAC | Turnover | Grocery | 1.6558 | 0.40283 | 4.1103 | 0 | 0 | 0 | Due to longer payback period
[11 empty] | Commercial | High Efficiency PTAC | Turnover | Institutional | 1.6191 | 0.40283 | 4.0192 | 0 | 0 | 0 | Due to longer payback period
[11 empty] | Commercial | High Efficiency PTAC | Turnover | Miscellaneous | 1.6269 | 0.39309 | 4.1388 | 0 | 0 | 0 | Due to longer payback period
[11 empty] | Commercial | High Efficiency PTAC | New | Grocery | 1.6558 | 0.40283 | 4.1103 | 0 | 0 | 0 | Due to longer payback period
[11 empty] | Commercial | High Efficiency PTAC | New | Institutional | 1.6191 | 0.40283 | 4.0192 | 0 | 0 | 0 | Due to longer payback period
[11 empty] | Commercial | High Efficiency PTAC | New | Miscellaneous | 1.6269 | 0.39309 | 4.1388 | 0 | 0 | 0 | Due to longer payback period
[11 empty] | Commercial | High Efficiency PTHP | Turnover | Grocery | 1.7135 | 0.40281 | 4.2539 | 0 | 0 | 0 | Due to longer payback period
[11 empty] | Commercial | High Efficiency PTHP | Turnover | Institutional | 1.6483 | 0.40281 | 4.092 | 0 | 0 | 0 | Due to longer payback period
[11 empty] | Commercial | High Efficiency PTHP | Turnover | Miscellaneous | 1.6926 | 0.40281 | 4.2019 | 0 | 0 | 0 | Due to longer payback period
[11 empty] | Commercial | High Efficiency PTHP | New | Grocery | 1.7135 | 0.40281 | 4.2539 | 0 | 0 | 0 | Due to longer payback period
[11 empty] | Commercial | High Efficiency PTHP | New | Institutional | 1.6483 | 0.40281 | 4.092 | 0 | 0 | 0 | Due to longer payback period
[11 empty] | Commercial | High Efficiency PTHP | New | Miscellaneous | 1.6926 | 0.40281 | 4.2019 | 0 | 0 | 0 | Due to longer payback period
[11 empty] | Commercial | High Bay LED | Turnover | Assembly | 1.6608 | 0.36008 | 4.6124 | 0 | 0 | 0 | Due to longer payback period
[11 empty] | Commercial | High Bay LED | Turnover | Schools K-12 | 1.3738 | 0.36008 | 3.8153 | 0 | 0 | 0 | Due to longer payback period
[11 empty] | Commercial | High Bay LED | New | Assembly | 1.6608 | 0.36008 | 4.6124 | 0 | 0 | 0 | Due to longer payback period
[11 empty] | Commercial | High Bay LED | New | Schools K-12 | 1.3738 | 0.36008 | 3.8153 | 0 | 0 | 0 | Due to longer payback period
[11 empty] | Commercial | Solar Pool Heater | Turnover | Assembly | 1.2415 | 0.36413 | 3.4094 | 0 | 0 | 0 | Due to longer payback period
[11 empty] | Commercial | Solar Pool Heater | Turnover | College and University | 1.2415 | 0.36413 | 3.4094 | 0 | 0 | 0 | Due to longer payback period
[11 empty] | Commercial | Solar Pool Heater | Turnover | Grocery | 1.2415 | 0.36413 | 3.4094 | 0 | 0 | 0 | Due to longer payback period
[11 empty] | Commercial | Solar Pool Heater | Turnover | Healthcare | 1.2415 | 0.36413 | 3.4094 | 0 | 0 | 0 | Due to longer payback period
[11 empty] | Commercial | Solar Pool Heater | Turnover | Hospitals | 1.2415 | 0.36413 | 3.4094 | 0 | 0 | 0 | Due to longer payback period
[11 empty] | Commercial | Solar Pool Heater | Turnover | Institutional | 1.2415 | 0.36413 | 3.4094 | 0 | 0 | 0 | Due to longer payback period
[11 empty] | Commercial | Solar Pool Heater | Turnover | Lodging/Hospitality | 1.2415 | 0.36413 | 3.4094 | 0 | 0 | 0 | Due to longer payback period
[11 empty] | Commercial | Solar Pool Heater | Turnover | Miscellaneous | 1.2415 | 0.36413 | 3.4094 | 0 | 0 | 0 | Due to longer payback period
[11 empty] | Commercial | Solar Pool Heater | Turnover | Offices | 1.2415 | 0.36413 | 3.4094 | 0 | 0 | 0 | Due to longer payback period
[11 empty] | Commercial | Solar Pool Heater | Turnover | Restaurants | 1.2415 | 0.36413 | 3.4094 | 0 | 0 | 0 | Due to longer payback period
[11 empty] | Commercial | Solar Pool Heater | Turnover | Retail | 1.2415 | 0.36413 | 3.4094 | 0 | 0 | 0 | Due to longer payback period
[11 empty] | Commercial | Solar Pool Heater | Turnover | Schools K-12 | 1.2415 | 0.36413 | 3.4094 | 0 | 0 | 0 | Due to longer payback period
[11 empty] | Commercial | Solar Pool Heater | Turnover | Warehouse | 1.2415 | 0.36413 | 3.4094 | 0 | 0 | 0 | Due to longer payback period
[11 empty] | Commercial | Solar Pool Heater | New | Assembly | 1.2415 | 0.36413 | 3.4094 | 0 | 0 | 0 | Due to longer payback period
[11 empty] | Commercial | Solar Pool Heater | New | College and University | 1.2415 | 0.36413 | 3.4094 | 0 | 0 | 0 | Due to longer payback period
[11 empty] | Commercial | Solar Pool Heater | New | Grocery | 1.2415 | 0.36413 | 3.4094 | 0 | 0 | 0 | Due to longer payback period
[11 empty] | Commercial | Solar Pool Heater | New | Healthcare | 1.2415 | 0.36413 | 3.4094 | 0 | 0 | 0 | Due to longer payback period
[11 empty] | Commercial | Solar Pool Heater | New | Hospitals | 1.2415 | 0.36413 | 3.4094 | 0 | 0 | 0 | Due to longer payback period
[11 empty] | Commercial | Solar Pool Heater | New | Institutional | 1.2415 | 0.36413 | 3.4094 | 0 | 0 | 0 | Due to longer payback period
[11 empty] | Commercial | Solar Pool Heater | New | Lodging/Hospitality | 1.2415 | 0.36413 | 3.4094 | 0 | 0 | 0 | Due to longer payback period
[11 empty] | Commercial | Solar Pool Heater | New | Miscellaneous | 1.2415 | 0.36413 | 3.4094 | 0 | 0 | 0 | Due to longer payback period
[11 empty] | Commercial | Solar Pool Heater | New | Offices | 1.2415 | 0.36413 | 3.4094 | 0 | 0 | 0 | Due to longer payback period
[11 empty] | Commercial | Solar Pool Heater | New | Restaurants | 1.2415 | 0.36413 | 3.4094 | 0 | 0 | 0 | Due to longer payback period
[11 empty] | Commercial | Solar Pool Heater | New | Retail | 1.2415 | 0.36413 | 3.4094 | 0 | 0 | 0 | Due to longer payback period
[11 empty] | Commercial | Solar Pool Heater | New | Schools K-12 | 1.2415 | 0.36413 | 3.4094 | 0 | 0 | 0 | Due to longer payback period
[11 empty] | Commercial | Solar Pool Heater | New | Warehouse | 1.2415 | 0.36413 | 3.4094 | 0 | 0 | 0 | Due to longer payback period
[11 empty] | Commercial | Energy Star Uninterruptable Power Supply | Turnover | Assembly | 1.0714 | 0.34107 | 3.1412 | 0 | 0 | 0 | Due to longer payback period
[11 empty] | Commercial | Energy Star Uninterruptable Power Supply | Turnover | College and University | 1.0714 | 0.34107 | 3.1412 | 0 | 0 | 0 | Due to longer payback period
[11 empty] | Commercial | Energy Star Uninterruptable Power Supply | Turnover | Grocery | 1.0714 | 0.34107 | 3.1412 | 0 | 0 | 0 | Due to longer payback period
[11 empty] | Commercial | Energy Star Uninterruptable Power Supply | Turnover | Healthcare | 1.0714 | 0.34107 | 3.1412 | 0 | 0 | 0 | Due to longer payback period
[11 empty] | Commercial | Energy Star Uninterruptable Power Supply | Turnover | Hospitals | 1.0714 | 0.34107 | 3.1412 | 0 | 0 | 0 | Due to longer payback period
[11 empty] | Commercial | Energy Star Uninterruptable Power Supply | Turnover | Institutional | 1.0714 | 0.34107 | 3.1412 | 0 | 0 | 0 | Due to longer payback period
[11 empty] | Commercial | Energy Star Uninterruptable Power Supply | Turnover | Lodging/Hospitality | 1.0714 | 0.34107 | 3.1412 | 0 | 0 | 0 | Due to longer payback period
[11 empty] | Commercial | Energy Star Uninterruptable Power Supply | Turnover | Miscellaneous | 1.0714 | 0.34107 | 3.1412 | 0 | 0 | 0 | Due to longer payback period
[11 empty] | Commercial | Energy Star Uninterruptable Power Supply | Turnover | Offices | 1.0714 | 0.34107 | 3.1412 | 0 | 0 | 0 | Due to longer payback period
[11 empty] | Commercial | Energy Star Uninterruptable Power Supply | Turnover | Restaurants | 1.0714 | 0.34107 | 3.1412 | 0 | 0 | 0 | Due to longer payback period
[11 empty] | Commercial | Energy Star Uninterruptable Power Supply | Turnover | Retail | 1.0714 | 0.34107 | 3.1412 | 0 | 0 | 0 | Due to longer payback period
[11 empty] | Commercial | Energy Star Uninterruptable Power Supply | Turnover | Schools K-12 | 1.0714 | 0.34107 | 3.1412 | 0 | 0 | 0 | Due to longer payback period
[11 empty] | Commercial | Energy Star Uninterruptable Power Supply | Turnover | Warehouse | 1.0714 | 0.34107 | 3.1412 | 0 | 0 | 0 | Due to longer payback period
[11 empty] | Commercial | Energy Star Uninterruptable Power Supply | New | Assembly | 1.0714 | 0.34107 | 3.1412 | 0 | 0 | 0 | Due to longer payback period
[11 empty] | Commercial | Energy Star Uninterruptable Power Supply | New | College and University | 1.0714 | 0.34107 | 3.1412 | 0 | 0 | 0 | Due to longer payback period
[11 empty] | Commercial | Energy Star Uninterruptable Power Supply | New | Grocery | 1.0714 | 0.34107 | 3.1412 | 0 | 0 | 0 | Due to longer payback period
[11 empty] | Commercial | Energy Star Uninterruptable Power Supply | New | Healthcare | 1.0714 | 0.34107 | 3.1412 | 0 | 0 | 0 | Due to longer payback period
[11 empty] | Commercial | Energy Star Uninterruptable Power Supply | New | Hospitals | 1.0714 | 0.34107 | 3.1412 | 0 | 0 | 0 | Due to longer payback period
[11 empty] | Commercial | Energy Star Uninterruptable Power Supply | New | Institutional | 1.0714 | 0.34107 | 3.1412 | 0 | 0 | 0 | Due to longer payback period
[11 empty] | Commercial | Energy Star Uninterruptable Power Supply | New | Lodging/Hospitality | 1.0714 | 0.34107 | 3.1412 | 0 | 0 | 0 | Due to longer payback period
[11 empty] | Commercial | Energy Star Uninterruptable Power Supply | New | Miscellaneous | 1.0714 | 0.34107 | 3.1412 | 0 | 0 | 0 | Due to longer payback period
[11 empty] | Commercial | Energy Star Uninterruptable Power Supply | New | Offices | 1.0714 | 0.34107 | 3.1412 | 0 | 0 | 0 | Due to longer payback period
[11 empty] | Commercial | Energy Star Uninterruptable Power Supply | New | Restaurants | 1.0714 | 0.34107 | 3.1412 | 0 | 0 | 0 | Due to longer payback period
[11 empty] | Commercial | Energy Star Uninterruptable Power Supply | New | Retail | 1.0714 | 0.34107 | 3.1412 | 0 | 0 | 0 | Due to longer payback period
[11 empty] | Commercial | Energy Star Uninterruptable Power Supply | New | Schools K-12 | 1.0714 | 0.34107 | 3.1412 | 0 | 0 | 0 | Due to longer payback period
[11 empty] | Commercial | Energy Star Uninterruptable Power Supply | New | Warehouse | 1.0714 | 0.34107 | 3.1412 | 0 | 0 | 0 | Due to longer payback period
[11 empty] | Commercial | Duct Sealing Repair | Existing | College and University | 1.7091 | 0.35058 | 4.8751 | 0 | 0 | 0 | Due to longer payback period
[11 empty] | Commercial | Duct Sealing Repair | Existing | Schools K-12 | 1.7091 | 0.35058 | 4.8751 | 0 | 0 | 0 | Due to longer payback period
[11 empty] | Commercial | Duct Sealing Repair | New | College and University | 1.7091 | 0.35058 | 4.8751 | 0 | 0 | 0 | Due to longer payback period
[11 empty] | Commercial | Duct Sealing Repair | New | Schools K-12 | 1.7091 | 0.35058 | 4.8751 | 0 | 0 | 0 | Due to longer payback period
[11 empty] | Commercial | ECM Motors on Furnaces | Existing | Hospitals | 1.0632 | 0.31569 | 3.3677 | 0 | 0 | 0 | Due to longer payback period
[11 empty] | Commercial | ECM Motors on Furnaces | Existing | Retail | 1.3553 | 0.31053 | 4.3644 | 0 | 0 | 0 | Due to longer payback period
[11 empty] | Commercial | ECM Motors on Furnaces | Existing | Schools K-12 | 1.2052 | 0.30001 | 4.0171 | 0 | 0 | 0 | Due to longer payback period
[11 empty] | Commercial | ECM Motors on Furnaces | New | Hospitals | 1.0632 | 0.31569 | 3.3677 | 0 | 0 | 0 | Due to longer payback period
[11 empty] | Commercial | ECM Motors on Furnaces | New | Retail | 1.3553 | 0.31053 | 4.3644 | 0 | 0 | 0 | Due to longer payback period
[11 empty] | Commercial | ECM Motors on Furnaces | New | Schools K-12 | 1.2052 | 0.30001 | 4.0171 | 0 | 0 | 0 | Due to longer payback period
[11 empty] | Commercial | Facility Energy Management System | Existing | Lodging/Hospitality | 1.2793 | 0.37315 | 3.4283 | 0 | 0 | 0 | Due to longer payback period
[11 empty] | Commercial | Facility Energy Management System | Existing | Miscellaneous | 1.6918 | 0.36353 | 4.6537 | 0 | 0 | 0 | Due to longer payback period
[11 empty] | Commercial | Facility Energy Management System | New | Lodging/Hospitality | 1.2793 | 0.37315 | 3.4283 | 0 | 0 | 0 | Due to longer payback period
[11 empty] | Commercial | Facility Energy Management System | New | Miscellaneous | 1.6918 | 0.36353 | 4.6537 | 0 | 0 | 0 | Due to longer payback period
[11 empty] | Commercial | Smart Thermostat | Existing | Miscellaneous | 1.0599 | 0.31235 | 3.3932 | 0 | 0 | 0 | Due to longer payback period
[11 empty] | Commercial | Smart Thermostat | New | Miscellaneous | 1.0599 | 0.31235 | 3.3932 | 0 | 0 | 0 | Due to longer payback period
[11 empty] | Commercial | Interior Lighting Controls | Existing | College and University | 1.0006 | 0.3302 | 3.0304 | 0 | 0 | 0 | Due to longer payback period
[11 empty] | Commercial | Interior Lighting Controls | Existing | Miscellaneous | 1.0006 | 0.3302 | 3.0304 | 0 | 0 | 0 | Due to longer payback period
[11 empty] | Commercial | Interior Lighting Controls | New | College and University | 1.0006 | 0.3302 | 3.0304 | 0 | 0 | 0 | Due to longer payback period
[11 empty] | Commercial | Interior Lighting Controls | New | Miscellaneous | 1.0006 | 0.3302 | 3.0304 | 0 | 0 | 0 | Due to longer payback period
[11 empty] | Commercial | VSD Controlled Compressor | Existing | Assembly | 1.3266 | 0.3408 | 3.8926 | 0 | 0 | 0 | Due to longer payback period
[11 empty] | Commercial | VSD Controlled Compressor | Existing | College and University | 1.3352 | 0.34337 | 3.8885 | 0 | 0 | 0 | Due to longer payback period
[11 empty] | Commercial | VSD Controlled Compressor | Existing | Grocery | 1.3266 | 0.3408 | 3.8926 | 0 | 0 | 0 | Due to longer payback period
[11 empty] | Commercial | VSD Controlled Compressor | Existing | Healthcare | 1.3352 | 0.34337 | 3.8885 | 0 | 0 | 0 | Due to longer payback period
[11 empty] | Commercial | VSD Controlled Compressor | Existing | Hospitals | 1.3352 | 0.34337 | 3.8885 | 0 | 0 | 0 | Due to longer payback period
[11 empty] | Commercial | VSD Controlled Compressor | Existing | Institutional | 1.3266 | 0.3408 | 3.8926 | 0 | 0 | 0 | Due to longer payback period
[11 empty] | Commercial | VSD Controlled Compressor | Existing | Lodging/Hospitality | 1.3352 | 0.34337 | 3.8885 | 0 | 0 | 0 | Due to longer payback period
[11 empty] | Commercial | VSD Controlled Compressor | Existing | Miscellaneous | 1.3266 | 0.3408 | 3.8926 | 0 | 0 | 0 | Due to longer payback period
[11 empty] | Commercial | VSD Controlled Compressor | Existing | Offices | 1.3266 | 0.3408 | 3.8926 | 0 | 0 | 0 | Due to longer payback period
[11 empty] | Commercial | VSD Controlled Compressor | Existing | Restaurants | 1.3352 | 0.34337 | 3.8885 | 0 | 0 | 0 | Due to longer payback period
[11 empty] | Commercial | VSD Controlled Compressor | Existing | Retail | 1.3266 | 0.3408 | 3.8926 | 0 | 0 | 0 | Due to longer payback period
[11 empty] | Commercial | VSD Controlled Compressor | Existing | Schools K-12 | 1.3352 | 0.34337 | 3.8885 | 0 | 0 | 0 | Due to longer payback period
[11 empty] | Commercial | VSD Controlled Compressor | Existing | Warehouse | 1.3266 | 0.3408 | 3.8926 | 0 | 0 | 0 | Due to longer payback period
[11 empty] | Commercial | VSD Controlled Compressor | New | Assembly | 1.3266 | 0.3408 | 3.8926 | 0 | 0 | 0 | Due to longer payback period
[11 empty] | Commercial | VSD Controlled Compressor | New | College and University | 1.3352 | 0.34337 | 3.8885 | 0 | 0 | 0 | Due to longer payback period
[11 empty] | Commercial | VSD Controlled Compressor | New | Grocery | 1.3266 | 0.3408 | 3.8926 | 0 | 0 | 0 | Due to longer payback period
[11 empty] | Commercial | VSD Controlled Compressor | New | Healthcare | 1.3352 | 0.34337 | 3.8885 | 0 | 0 | 0 | Due to longer payback period
[11 empty] | Commercial | VSD Controlled Compressor | New | Hospitals | 1.3352 | 0.34337 | 3.8885 | 0 | 0 | 0 | Due to longer payback period
[11 empty] | Commercial | VSD Controlled Compressor | New | Institutional | 1.3266 | 0.3408 | 3.8926 | 0 | 0 | 0 | Due to longer payback period
[11 empty] | Commercial | VSD Controlled Compressor | New | Lodging/Hospitality | 1.3352 | 0.34337 | 3.8885 | 0 | 0 | 0 | Due to longer payback period
[11 empty] | Commercial | VSD Controlled Compressor | New | Miscellaneous | 1.3266 | 0.3408 | 3.8926 | 0 | 0 | 0 | Due to longer payback period
[11 empty] | Commercial | VSD Controlled Compressor | New | Offices | 1.3266 | 0.3408 | 3.8926 | 0 | 0 | 0 | Due to longer payback period
[11 empty] | Commercial | VSD Controlled Compressor | New | Restaurants | 1.3352 | 0.34337 | 3.8885 | 0 | 0 | 0 | Due to longer payback period
[11 empty] | Commercial | VSD Controlled Compressor | New | Retail | 1.3266 | 0.3408 | 3.8926 | 0 | 0 | 0 | Due to longer payback period
[11 empty] | Commercial | VSD Controlled Compressor | New | Schools K-12 | 1.3352 | 0.34337 | 3.8885 | 0 | 0 | 0 | Due to longer payback period
[11 empty] | Commercial | VSD Controlled Compressor | New | Warehouse | 1.3266 | 0.3408 | 3.8926 | 0 | 0 | 0 | Due to longer payback period
[11 empty] | Commercial | Demand Controlled Ventilation | Existing | Retail | 1.0932 | 0.35239 | 3.1022 | 0 | 0 | 0 | Due to longer payback period
[11 empty] | Commercial | Demand Controlled Ventilation | New | Retail | 1.0932 | 0.35239 | 3.1022 | 0 | 0 | 0 | Due to longer payback period
[11 empty] | Industrial | Plant Energy Management | Existing | Agriculture and Assembly | 2.7038 | 0.55491 | 4.8725 | 0 | 0 | 0 | Due to longer payback period
[11 empty] | Industrial | Plant Energy Management | New | Agriculture and Assembly | 2.7038 | 0.55491 | 4.8725 | 0 | 0 | 0 | Due to longer payback period
[11 empty] | Industrial | Efficient Lighting - Exterior | New | Agriculture and Assembly | 2.9212 | 0.75161 | 3.8866 | 0 | 0 | 0 | Due to longer payback period
[11 empty] | Industrial | Efficient Lighting - Exterior | Turnover | Agriculture and Assembly | 2.9212 | 0.75161 | 3.8866 | 0 | 0 | 0 | Due to longer payback period
[11 empty] | Industrial | Lighting Controls - Exterior | Existing | Agriculture and Assembly | 2.1768 | 0.75616 | 2.8787 | 0 | 0 | 0 | Due to longer payback period
[11 empty] | Industrial | Lighting Controls - Exterior | New | Agriculture and Assembly | 2.1768 | 0.75616 | 2.8787 | 0 | 0 | 0 | Due to longer payback period
[11 empty] | Industrial | HVAC Equipment Upgrades | New | Agriculture and Assembly | 3.58 | 0.54009 | 6.6284 | 0 | 0 | 0 | Due to longer payback period
[11 empty] | Industrial | HVAC Equipment Upgrades | Turnover | Agriculture and Assembly | 3.58 | 0.54009 | 6.6284 | 0 | 0 | 0 | Due to longer payback period
[11 empty] | Industrial | Lighting Controls | Existing | Agriculture and Assembly | 2.5135 | 0.55058 | 4.5652 | 0 | 0 | 0 | Due to longer payback period
[11 empty] | Industrial | Lighting Controls | New | Agriculture and Assembly | 2.5135 | 0.55058 | 4.5652 | 0 | 0 | 0 | Due to longer payback period
[11 empty] | Industrial | Motor Optimization | Existing | Agriculture and Assembly | 2.4532 | 0.55788 | 4.3974 | 0 | 0 | 0 | Due to longer payback period
[11 empty] | Industrial | Motor Optimization | New | Agriculture and Assembly | 2.4532 | 0.55788 | 4.3974 | 0 | 0 | 0 | Due to longer payback period
[11 empty] | Industrial | Compressed Air Equipment | New | Chemicals and Plastics | 2.9915 | 0.55115 | 5.4277 | 0 | 0 | 0 | Due to longer payback period
[11 empty] | Industrial | Compressed Air Equipment | Turnover | Chemicals and Plastics | 2.9915 | 0.55115 | 5.4277 | 0 | 0 | 0 | Due to longer payback period
[11 empty] | Industrial | Efficient Lighting - Exterior | New | Chemicals and Plastics | 2.9212 | 0.75161 | 3.8866 | 0 | 0 | 0 | Due to longer payback period
[11 empty] | Industrial | Efficient Lighting - Exterior | Turnover | Chemicals and Plastics | 2.9212 | 0.75161 | 3.8866 | 0 | 0 | 0 | Due to longer payback period
[11 empty] | Industrial | Building Envelope Improvements | Existing | Chemicals and Plastics | 3.6385 | 0.54413 | 6.6869 | 0 | 0 | 0 | Due to longer payback period
[11 empty] | Industrial | Building Envelope Improvements | New | Chemicals and Plastics | 3.6385 | 0.54413 | 6.6869 | 0 | 0 | 0 | Due to longer payback period
[11 empty] | Industrial | HVAC Equipment Upgrades | New | Chemicals and Plastics | 4.6848 | 0.54009 | 8.674 | 0 | 0 | 0 | Due to longer payback period
[11 empty] | Industrial | HVAC Equipment Upgrades | Turnover | Chemicals and Plastics | 4.6848 | 0.54009 | 8.674 | 0 | 0 | 0 | Due to longer payback period
[11 empty] | Industrial | Motor Improved Controls | Existing | Chemicals and Plastics | 3.8087 | 0.55115 | 6.9104 | 0 | 0 | 0 | Due to longer payback period
[11 empty] | Industrial | Motor Improved Controls | New | Chemicals and Plastics | 3.8087 | 0.55115 | 6.9104 | 0 | 0 | 0 | Due to longer payback period
[11 empty] | Industrial | Pump System Optimization | Existing | Chemicals and Plastics | 3.2614 | 0.55788 | 5.8461 | 0 | 0 | 0 | Due to longer payback period
[11 empty] | Industrial | Pump System Optimization | New | Chemicals and Plastics | 3.2614 | 0.55788 | 5.8461 | 0 | 0 | 0 | Due to longer payback period
[11 empty] | Industrial | Compressed Air Equipment | New | Construction | 3.8984 | 0.55115 | 7.0733 | 0 | 0 | 0 | Due to longer payback period
[11 empty] | Industrial | Compressed Air Equipment | Turnover | Construction | 3.8984 | 0.55115 | 7.0733 | 0 | 0 | 0 | Due to longer payback period
[11 empty] | Industrial | Efficient Lighting - Exterior | New | Construction | 2.9212 | 0.75161 | 3.8866 | 0 | 0 | 0 | Due to longer payback period
[11 empty] | Industrial | Efficient Lighting - Exterior | Turnover | Construction | 2.9212 | 0.75161 | 3.8866 | 0 | 0 | 0 | Due to longer payback period
[11 empty] | Industrial | Lighting Controls - Exterior | Existing | Construction | 1.9671 | 0.75616 | 2.6015 | 0 | 0 | 0 | Due to longer payback period
[11 empty] | Industrial | Lighting Controls - Exterior | New | Construction | 1.9671 | 0.75616 | 2.6015 | 0 | 0 | 0 | Due to longer payback period
[11 empty] | Industrial | HVAC Equipment Upgrades | New | Construction | 3.246 | 0.54009 | 6.0101 | 0 | 0 | 0 | Due to longer payback period
[11 empty] | Industrial | HVAC Equipment Upgrades | Turnover | Construction | 3.246 | 0.54009 | 6.0101 | 0 | 0 | 0 | Due to longer payback period
[11 empty] | Industrial | Lighting Controls | Existing | Construction | 2.2714 | 0.55058 | 4.1254 | 0 | 0 | 0 | Due to longer payback period
[11 empty] | Industrial | Lighting Controls | New | Construction | 2.2714 | 0.55058 | 4.1254 | 0 | 0 | 0 | Due to longer payback period
[11 empty] | Industrial | Motor Improved Controls | Existing | Construction | 3.8923 | 0.55115 | 7.0621 | 0 | 0 | 0 | Due to longer payback period
[11 empty] | Industrial | Motor Improved Controls | New | Construction | 3.8923 | 0.55115 | 7.0621 | 0 | 0 | 0 | Due to longer payback period
[11 empty] | Industrial | Pump Equipment Upgrade | New | Construction | 3.0315 | 0.55115 | 5.5003 | 0 | 0 | 0 | Due to longer payback period
[11 empty] | Industrial | Pump Equipment Upgrade | Turnover | Construction | 3.0315 | 0.55115 | 5.5003 | 0 | 0 | 0 | Due to longer payback period
[11 empty] | Industrial | Process Refrig System Optimization | Existing | Construction | 1.5412 | 0.55742 | 2.7649 | 0 | 0 | 0 | Due to longer payback period
[11 empty] | Industrial | Process Refrig System Optimization | New | Construction | 1.5412 | 0.55742 | 2.7649 | 0 | 0 | 0 | Due to longer payback period
[11 empty] | Industrial | Efficient Lighting - Exterior | New | Electrical and Electronic Equip. | 2.9212 | 0.75161 | 3.8866 | 0 | 0 | 0 | Due to longer payback period
[11 empty] | Industrial | Efficient Lighting - Exterior | Turnover | Electrical and Electronic Equip. | 2.9212 | 0.75161 | 3.8866 | 0 | 0 | 0 | Due to longer payback period
[11 empty] | Industrial | HVAC Equipment Upgrades | New | Electrical and Electronic Equip. | 3.58 | 0.54009 | 6.6284 | 0 | 0 | 0 | Due to longer payback period
[11 empty] | Industrial | HVAC Equipment Upgrades | Turnover | Electrical and Electronic Equip. | 3.58 | 0.54009 | 6.6284 | 0 | 0 | 0 | Due to longer payback period
[11 empty] | Industrial | HVAC Improved Controls | Existing | Electrical and Electronic Equip. | 2.9907 | 0.54413 | 5.4963 | 0 | 0 | 0 | Due to longer payback period
[11 empty] | Industrial | HVAC Improved Controls | New | Electrical and Electronic Equip. | 2.9907 | 0.54413 | 5.4963 | 0 | 0 | 0 | Due to longer payback period
[11 empty] | Industrial | Process Other Systems Optimization | Existing | Electrical and Electronic Equip. | 1.6272 | 0.55667 | 2.9232 | 0 | 0 | 0 | Due to longer payback period
[11 empty] | Industrial | Process Other Systems Optimization | New | Electrical and Electronic Equip. | 1.6272 | 0.55667 | 2.9232 | 0 | 0 | 0 | Due to longer payback period
[11 empty] | Industrial | Plant Energy Management | Existing | Lumber/Furniture/Pulp/Paper | 2.7038 | 0.55491 | 4.8725 | 0 | 0 | 0 | Due to longer payback period
[11 empty] | Industrial | Plant Energy Management | New | Lumber/Furniture/Pulp/Paper | 2.7038 | 0.55491 | 4.8725 | 0 | 0 | 0 | Due to longer payback period
[11 empty] | Industrial | Efficient Lighting - Exterior | New | Lumber/Furniture/Pulp/Paper | 2.9212 | 0.75161 | 3.8866 | 0 | 0 | 0 | Due to longer payback period
[11 empty] | Industrial | Efficient Lighting - Exterior | Turnover | Lumber/Furniture/Pulp/Paper | 2.9212 | 0.75161 | 3.8866 | 0 | 0 | 0 | Due to longer payback period
[11 empty] | Industrial | HVAC Equipment Upgrades | New | Lumber/Furniture/Pulp/Paper | 3.58 | 0.54009 | 6.6284 | 0 | 0 | 0 | Due to longer payback period
[11 empty] | Industrial | HVAC Equipment Upgrades | Turnover | Lumber/Furniture/Pulp/Paper | 3.58 | 0.54009 | 6.6284 | 0 | 0 | 0 | Due to longer payback period
[11 empty] | Industrial | Process Other Systems Optimization | Existing | Lumber/Furniture/Pulp/Paper | 1.654 | 0.55667 | 2.9712 | 0 | 0 | 0 | Due to longer payback period
[11 empty] | Industrial | Process Other Systems Optimization | New | Lumber/Furniture/Pulp/Paper | 1.654 | 0.55667 | 2.9712 | 0 | 0 | 0 | Due to longer payback period
[11 empty] | Industrial | Compressed Air Equipment | New | Metal Products and Machinery | 4.0905 | 0.55115 | 7.4218 | 0 | 0 | 0 | Due to longer payback period
[11 empty] | Industrial | Compressed Air Equipment | Turnover | Metal Products and Machinery | 4.0905 | 0.55115 | 7.4218 | 0 | 0 | 0 | Due to longer payback period
[11 empty] | Industrial | Plant Energy Management | Existing | Metal Products and Machinery | 2.9451 | 0.55491 | 5.3075 | 0 | 0 | 0 | Due to longer payback period
[11 empty] | Industrial | Plant Energy Management | New | Metal Products and Machinery | 2.9451 | 0.55491 | 5.3075 | 0 | 0 | 0 | Due to longer payback period
[11 empty] | Industrial | Efficient Lighting - Exterior | New | Metal Products and Machinery | 2.9212 | 0.75161 | 3.8866 | 0 | 0 | 0 | Due to longer payback period
[11 empty] | Industrial | Efficient Lighting - Exterior | Turnover | Metal Products and Machinery | 2.9212 | 0.75161 | 3.8866 | 0 | 0 | 0 | Due to longer payback period
[11 empty] | Industrial | Building Envelope Improvements | Existing | Metal Products and Machinery | 3.1545 | 0.54413 | 5.7974 | 0 | 0 | 0 | Due to longer payback period
[11 empty] | Industrial | Building Envelope Improvements | New | Metal Products and Machinery | 3.1545 | 0.54413 | 5.7974 | 0 | 0 | 0 | Due to longer payback period
[11 empty] | Industrial | Process Heat Equipment Upgrade | New | Metal Products and Machinery | 3.0918 | 0.55494 | 5.5714 | 0 | 0 | 0 | Due to longer payback period
[11 empty] | Industrial | Process Heat Equipment Upgrade | Turnover | Metal Products and Machinery | 3.0918 | 0.55494 | 5.5714 | 0 | 0 | 0 | Due to longer payback period
[11 empty] | Industrial | Efficient Lighting - Exterior | New | Miscellaneous Manufacturing | 2.9212 | 0.75161 | 3.8866 | 0 | 0 | 0 | Due to longer payback period
[11 empty] | Industrial | Efficient Lighting - Exterior | Turnover | Miscellaneous Manufacturing | 2.9212 | 0.75161 | 3.8866 | 0 | 0 | 0 | Due to longer payback period
[11 empty] | Industrial | Lighting Controls - Exterior | Existing | Miscellaneous Manufacturing | 2.4381 | 0.75616 | 3.2244 | 0 | 0 | 0 | Due to longer payback period
[11 empty] | Industrial | Lighting Controls - Exterior | New | Miscellaneous Manufacturing | 2.4381 | 0.75616 | 3.2244 | 0 | 0 | 0 | Due to longer payback period
[11 empty] | Industrial | Building Envelope Improvements | Existing | Miscellaneous Manufacturing | 4.0741 | 0.54413 | 7.4874 | 0 | 0 | 0 | Due to longer payback period
[11 empty] | Industrial | Building Envelope Improvements | New | Miscellaneous Manufacturing | 4.0741 | 0.54413 | 7.4874 | 0 | 0 | 0 | Due to longer payback period
[11 empty] | Industrial | Lighting Controls | Existing | Miscellaneous Manufacturing | 2.8153 | 0.55058 | 5.1133 | 0 | 0 | 0 | Due to longer payback period
[11 empty] | Industrial | Lighting Controls | New | Miscellaneous Manufacturing | 2.8153 | 0.55058 | 5.1133 | 0 | 0 | 0 | Due to longer payback period
[11 empty] | Industrial | Pump Equipment Upgrade | New | Miscellaneous Manufacturing | 3.0315 | 0.55115 | 5.5003 | 0 | 0 | 0 | Due to longer payback period
[11 empty] | Industrial | Pump Equipment Upgrade | Turnover | Miscellaneous Manufacturing | 3.0315 | 0.55115 | 5.5003 | 0 | 0 | 0 | Due to longer payback period
[11 empty] | Industrial | Pump System Optimization | Existing | Miscellaneous Manufacturing | 2.2418 | 0.55788 | 4.0184 | 0 | 0 | 0 | Due to longer payback period
[11 empty] | Industrial | Pump System Optimization | New | Miscellaneous Manufacturing | 2.2418 | 0.55788 | 4.0184 | 0 | 0 | 0 | Due to longer payback period
[11 empty] | Industrial | Compressed Air Equipment | New | Primary Resources Industries | 3.3396 | 0.55115 | 6.0593 | 0 | 0 | 0 | Due to longer payback period
[11 empty] | Industrial | Compressed Air Equipment | Turnover | Primary Resources Industries | 3.3396 | 0.55115 | 6.0593 | 0 | 0 | 0 | Due to longer payback period
[11 empty] | Industrial | Efficient Lighting - Exterior | New | Primary Resources Industries | 2.9212 | 0.75161 | 3.8866 | 0 | 0 | 0 | Due to longer payback period
[11 empty] | Industrial | Efficient Lighting - Exterior | Turnover | Primary Resources Industries | 2.9212 | 0.75161 | 3.8866 | 0 | 0 | 0 | Due to longer payback period
[11 empty] | Industrial | Building Envelope Improvements | Existing | Primary Resources Industries | 3.1301 | 0.54413 | 5.7525 | 0 | 0 | 0 | Due to longer payback period
[11 empty] | Industrial | Building Envelope Improvements | New | Primary Resources Industries | 3.1301 | 0.54413 | 5.7525 | 0 | 0 | 0 | Due to longer payback period
[11 empty] | Industrial | Fan Equipment Upgrades | New | Primary Resources Industries | 3.6287 | 0.55115 | 6.5838 | 0 | 0 | 0 | Due to longer payback period
[11 empty] | Industrial | Fan Equipment Upgrades | Turnover | Primary Resources Industries | 3.6287 | 0.55115 | 6.5838 | 0 | 0 | 0 | Due to longer payback period
[11 empty] | Industrial | Pump Equipment Upgrade | New | Primary Resources Industries | 3.6287 | 0.55115 | 6.5838 | 0 | 0 | 0 | Due to longer payback period
[11 empty] | Industrial | Pump Equipment Upgrade | Turnover | Primary Resources Industries | 3.6287 | 0.55115 | 6.5838 | 0 | 0 | 0 | Due to longer payback period
[11 empty] | Industrial | Efficient Lighting - Exterior | New | Stone/Clay/Glass/Concrete | 2.9212 | 0.75161 | 3.8866 | 0 | 0 | 0 | Due to longer payback period
[11 empty] | Industrial | Efficient Lighting - Exterior | Turnover | Stone/Clay/Glass/Concrete | 2.9212 | 0.75161 | 3.8866 | 0 | 0 | 0 | Due to longer payback period
[11 empty] | Industrial | HVAC Equipment Upgrades | New | Stone/Clay/Glass/Concrete | 3.58 | 0.54009 | 6.6284 | 0 | 0 | 0 | Due to longer payback period
[11 empty] | Industrial | HVAC Equipment Upgrades | Turnover | Stone/Clay/Glass/Concrete | 3.58 | 0.54009 | 6.6284 | 0 | 0 | 0 | Due to longer payback period
[11 empty] | Industrial | Compressed Air Equipment | New | Textiles and Leather | 3.206 | 0.55115 | 5.817 | 0 | 0 | 0 | Due to longer payback period
[11 empty] | Industrial | Compressed Air Equipment | Turnover | Textiles and Leather | 3.206 | 0.55115 | 5.817 | 0 | 0 | 0 | Due to longer payback period
[11 empty] | Industrial | Efficient Lighting - Exterior | New | Textiles and Leather | 2.9212 | 0.75161 | 3.8866 | 0 | 0 | 0 | Due to longer payback period
[11 empty] | Industrial | Efficient Lighting - Exterior | Turnover | Textiles and Leather | 2.9212 | 0.75161 | 3.8866 | 0 | 0 | 0 | Due to longer payback period
[11 empty] | Industrial | Lighting Controls - Exterior | Existing | Textiles and Leather | 2.1436 | 0.75616 | 2.8348 | 0 | 0 | 0 | Due to longer payback period
[11 empty] | Industrial | Lighting Controls - Exterior | New | Textiles and Leather | 2.1436 | 0.75616 | 2.8348 | 0 | 0 | 0 | Due to longer payback period
[11 empty] | Industrial | HVAC Equipment Upgrades | New | Textiles and Leather | 3.4918 | 0.54009 | 6.4651 | 0 | 0 | 0 | Due to longer payback period
[11 empty] | Industrial | HVAC Equipment Upgrades | Turnover | Textiles and Leather | 3.4918 | 0.54009 | 6.4651 | 0 | 0 | 0 | Due to longer payback period
[11 empty] | Industrial | Lighting Controls | Existing | Textiles and Leather | 2.4752 | 0.55058 | 4.4956 | 0 | 0 | 0 | Due to longer payback period
[11 empty] | Industrial | Lighting Controls | New | Textiles and Leather | 2.4752 | 0.55058 | 4.4956 | 0 | 0 | 0 | Due to longer payback period
[11 empty] | Industrial | Fan Equipment Upgrades | New | Textiles and Leather | 3.1565 | 0.55115 | 5.7271 | 0 | 0 | 0 | Due to longer payback period
[11 empty] | Industrial | Fan Equipment Upgrades | Turnover | Textiles and Leather | 3.1565 | 0.55115 | 5.7271 | 0 | 0 | 0 | Due to longer payback period
[11 empty] | Industrial | Motor Equipment Upgrades | New | Textiles and Leather | 2.2411 | 0.55788 | 4.0173 | 0 | 0 | 0 | Due to longer payback period
[11 empty] | Industrial | Motor Equipment Upgrades | Turnover | Textiles and Leather | 2.2411 | 0.55788 | 4.0173 | 0 | 0 | 0 | Due to longer payback period
[11 empty] | Industrial | Pump Equipment Upgrade | New | Textiles and Leather | 3.1565 | 0.55115 | 5.7271 | 0 | 0 | 0 | Due to longer payback period
[11 empty] | Industrial | Pump Equipment Upgrade | Turnover | Textiles and Leather | 3.1565 | 0.55115 | 5.7271 | 0 | 0 | 0 | Due to longer payback period
[11 empty] | Industrial | Efficient Lighting - Exterior | New | Transportation Equipment | 2.9212 | 0.75161 | 3.8866 | 0 | 0 | 0 | Due to longer payback period
[11 empty] | Industrial | Efficient Lighting - Exterior | Turnover | Transportation Equipment | 2.9212 | 0.75161 | 3.8866 | 0 | 0 | 0 | Due to longer payback period
[11 empty] | Industrial | Lighting Controls - Exterior | Existing | Transportation Equipment | 2.0939 | 0.75616 | 2.7691 | 0 | 0 | 0 | Due to longer payback period
[11 empty] | Industrial | Lighting Controls - Exterior | New | Transportation Equipment | 2.0939 | 0.75616 | 2.7691 | 0 | 0 | 0 | Due to longer payback period
[11 empty] | Industrial | Building Envelope Improvements | Existing | Transportation Equipment | 3.002 | 0.54413 | 5.5171 | 0 | 0 | 0 | Due to longer payback period
[11 empty] | Industrial | Building Envelope Improvements | New | Transportation Equipment | 3.002 | 0.54413 | 5.5171 | 0 | 0 | 0 | Due to longer payback period
[11 empty] | Industrial | HVAC Equipment Upgrades | New | Transportation Equipment | 3.58 | 0.54009 | 6.6284 | 0 | 0 | 0 | Due to longer payback period
[11 empty] | Industrial | HVAC Equipment Upgrades | Turnover | Transportation Equipment | 3.58 | 0.54009 | 6.6284 | 0 | 0 | 0 | Due to longer payback period
[11 empty] | Industrial | Lighting Controls | Existing | Transportation Equipment | 2.4178 | 0.55058 | 4.3913 | 0 | 0 | 0 | Due to longer payback period
[11 empty] | Industrial | Lighting Controls | New | Transportation Equipment | 2.4178 | 0.55058 | 4.3913 | 0 | 0 | 0 | Due to longer payback period
[11 empty] | Industrial | Process Refrig Equipment Upgrade | New | Transportation Equipment | 2.5835 | 0.55494 | 4.6554 | 0 | 0 | 0 | Due to longer payback period
[11 empty] | Industrial | Process Refrig Equipment Upgrade | Turnover | Transportation Equipment | 2.5835 | 0.55494 | 4.6554 | 0 | 0 | 0 | Due to longer payback period
[11 empty] | Industrial | Compressed Air Equipment | New | Water and Wastewater | 3.8984 | 0.55115 | 7.0733 | 0 | 0 | 0 | Due to longer payback period
[11 empty] | Industrial | Compressed Air Equipment | Turnover | Water and Wastewater | 3.8984 | 0.55115 | 7.0733 | 0 | 0 | 0 | Due to longer payback period
[11 empty] | Industrial | Efficient Lighting - Exterior | New | Water and Wastewater | 2.9212 | 0.75161 | 3.8866 | 0 | 0 | 0 | Due to longer payback period
[11 empty] | Industrial | Efficient Lighting - Exterior | Turnover | Water and Wastewater | 2.9212 | 0.75161 | 3.8866 | 0 | 0 | 0 | Due to longer payback period
[11 empty] | Industrial | Lighting Controls - Exterior | Existing | Water and Wastewater | 1.9671 | 0.75616 | 2.6015 | 0 | 0 | 0 | Due to longer payback period
[11 empty] | Industrial | Lighting Controls - Exterior | New | Water and Wastewater | 1.9671 | 0.75616 | 2.6015 | 0 | 0 | 0 | Due to longer payback period
[11 empty] | Industrial | HVAC Equipment Upgrades | New | Water and Wastewater | 3.246 | 0.54009 | 6.0101 | 0 | 0 | 0 | Due to longer payback period
[11 empty] | Industrial | HVAC Equipment Upgrades | Turnover | Water and Wastewater | 3.246 | 0.54009 | 6.0101 | 0 | 0 | 0 | Due to longer payback period
[11 empty] | Industrial | Lighting Controls | Existing | Water and Wastewater | 2.2714 | 0.55058 | 4.1254 | 0 | 0 | 0 | Due to longer payback period
[11 empty] | Industrial | Lighting Controls | New | Water and Wastewater | 2.2714 | 0.55058 | 4.1254 | 0 | 0 | 0 | Due to longer payback period
[11 empty] | Industrial | Motor Improved Controls | Existing | Water and Wastewater | 3.8923 | 0.55115 | 7.0621 | 0 | 0 | 0 | Due to longer payback period
[11 empty] | Industrial | Motor Improved Controls | New | Water and Wastewater | 3.8923 | 0.55115 | 7.0621 | 0 | 0 | 0 | Due to longer payback period
[11 empty] | Industrial | Pump Equipment Upgrade | New | Water and Wastewater | 3.0315 | 0.55115 | 5.5003 | 0 | 0 | 0 | Due to longer payback period
[11 empty] | Industrial | Pump Equipment Upgrade | Turnover | Water and Wastewater | 3.0315 | 0.55115 | 5.5003 | 0 | 0 | 0 | Due to longer payback period
[11 empty] | Industrial | Process Refrig System Optimization | Existing | Water and Wastewater | 1.5412 | 0.55742 | 2.7649 | 0 | 0 | 0 | Due to longer payback period
[11 empty] | Industrial | Process Refrig System Optimization | New | Water and Wastewater | 1.5412 | 0.55742 | 2.7649 | 0 | 0 | 0 | Due to longer payback period